24788 | 1640020000 | BL 3.50/11/270F SN OR BX | PCB plug-in connector, female plug, 3.50 mm, Number of poles: 11, 270°, Clamping yoke connection, Clamping range, max. : 1.5 mm², Box
24789 | 1640030000 | BL 3.50/12/270F SN OR BX | PCB plug-in connector, female plug, 3.50 mm, Number of poles: 12, 270°, Clamping yoke connection, Clamping range, max. : 1.5 mm², Box
24790 | 1640040000 | BL 3.50/13/270F SN OR BX | PCB plug-in connector, female plug, 3.50 mm, Number of poles: 13, 270°, Clamping yoke connection, Clamping range, max. : 1.5 mm², Box
24791 | 1640050000 | BL 3.50/14/270F SN OR BX | PCB plug-in connector, female plug, 3.50 mm, Number of poles: 14, 270°, Clamping yoke connection, Clamping range, max. : 1.5 mm², Box
24792 | 1640060000 | BL 3.50/15/270F SN OR BX | PCB plug-in connector, female plug, 3.50 mm, Number of poles: 15, 270°, Clamping yoke connection, Clamping range, max. : 1.5 mm², Box
24793 | 1640070000 | BL 3.50/16/270F SN OR BX | PCB plug-in connector, female plug, 3.50 mm, Number of poles: 16, 270°, Clamping yoke connection, Clamping range, max. : 1.5 mm², Box
24794 | 1640080000 | BL 3.50/17/270F SN OR BX | PCB plug-in connector, female plug, 3.50 mm, Number of poles: 17, 270°, Clamping yoke connection, Clamping range, max. : 1.5 mm², Box
24795 | 1640090000 | BL 3.50/18/270F SN OR BX | PCB plug-in connector, female plug, 3.50 mm, Number of poles: 18, 270°, Clamping yoke connection, Clamping range, max. : 1.5 mm², Box
24796 | 1640100000 | BL 3.50/19/270F SN OR BX | PCB plug-in connector, female plug, 3.50 mm, Number of poles: 19, 270°, Clamping yoke connection, Clamping range, max. : 1.5 mm², Box
24797 | 1640110000 | BL 3.50/20/270F SN OR BX | PCB plug-in connector, female plug, 3.50 mm, Number of poles: 20, 270°, Clamping yoke connection, Clamping range, max. : 1.5 mm², Box
24798 | 1640120000 | BL 3.50/21/270F SN OR BX | PCB plug-in connector, female plug, 3.50 mm, Number of poles: 21, 270°, Clamping yoke connection, Clamping range, max. : 1.5 mm², Box
24799 | 1640130000 | BL 3.50/22/270F SN OR BX | PCB plug-in connector, female plug, 3.50 mm, Number of poles: 22, 270°, Clamping yoke connection, Clamping range, max. : 1.5 mm², Box
24800 | 1640140000 | BL 3.50/23/270F SN OR BX | PCB plug-in connector, female plug, 3.50 mm, Number of poles: 23, 270°, Clamping yoke connection, Clamping range, max. : 1.5 mm², Box
24801 | 1640150000 | BL 3.50/24/270F SN OR BX | PCB plug-in connector, female plug, 3.50 mm, Number of poles: 24, 270°, Clamping yoke connection, Clamping range, max. : 1.5 mm², Box
24802 | 1640160000 | BL 3.50/02/270F SN BK BX | PCB plug-in connector, female plug, 3.50 mm, Number of poles: 2, 270°, Clamping yoke connection, Clamping range, max. : 1.5 mm², Box
24803 | 1640170000 | BL 3.50/03/270F SN BK BX | PCB plug-in connector, female plug, 3.50 mm, Number of poles: 3, 270°, Clamping yoke connection, Clamping range, max. : 1.5 mm², Box
24804 | 1640180000 | BL 3.50/04/270F SN BK BX | PCB plug-in connector, female plug, 3.50 mm, Number of poles: 4, 270°, Clamping yoke connection, Clamping range, max. : 1.5 mm², Box
24805 | 1640200000 | BL 3.50/06/270F SN BK BX | PCB plug-in connector, female plug, 3.50 mm, Number of poles: 6, 270°, Clamping yoke connection, Clamping range, max. : 1.5 mm², Box
24806 | 1640220000 | BL 3.50/08/270F SN BK BX | PCB plug-in connector, female plug, 3.50 mm, Number of poles: 8, 270°, Clamping yoke connection, Clamping range, max. : 1.5 mm², Box
24807 | 1640240000 | BL 3.50/10/270F SN BK BX | PCB plug-in connector, female plug, 3.50 mm, Number of poles: 10, 270°, Clamping yoke connection, Clamping range, max. : 1.5 mm², Box
24808 | 1640280000 | BL 3.50/14/270F SN BK BX | PCB plug-in connector, female plug, 3.50 mm, Number of poles: 14, 270°, Clamping yoke connection, Clamping range, max. : 1.5 mm², Box
24809 | 1640320000 | BL 3.50/18/270F SN BK BX | PCB plug-in connector, female plug, 3.50 mm, Number of poles: 18, 270°, Clamping yoke connection, Clamping range, max. : 1.5 mm², Box
24810 | 1640350000 | BL 3.50/21/270F SN BK BX | PCB plug-in connector, female plug, 3.50 mm, Number of poles: 21, 270°, Clamping yoke connection, Clamping range, max. : 1.5 mm², Box
24811 | 1711510000 | SLD 5.08/16/90G 4.5SN BK BX | PCB plug-in connector, male header, closed side, THT solder connection, 5.08 mm, Number of poles: 16, 90°, Solder pin length (l): 4.5 mm, tinned, black, Box
24812 | 1725260000 | SLD 5.08V/22/90 3.2 SN OR BX | PCB plug-in connector, male header, open side, THT solder connection, 5.08 mm, Number of poles: 22, 90°, Solder pin length (l): 3.2 mm, tinned, orange, Box
24813 | 1725280000 | SLD 5.08V/26/90 3.2 SN OR BX | PCB plug-in connector, male header, open side, THT solder connection, 5.08 mm, Number of poles: 26, 90°, Solder pin length (l): 3.2 mm, tinned, orange, Box
24814 | 1725290000 | SLD 5.08V/28/90 3.2 SN OR BX | PCB plug-in connector, male header, open side, THT solder connection, 5.08 mm, Number of poles: 28, 90°, Solder pin length (l): 3.2 mm, tinned, orange, Box
24815 | 1725300000 | SLD 5.08V/30/90 3.2 SN OR BX | PCB plug-in connector, male header, open side, THT solder connection, 5.08 mm, Number of poles: 30, 90°, Solder pin length (l): 3.2 mm, tinned, orange, Box
24816 | 1725310000 | SLD 5.08V/32/90 3.2 SN OR BX | PCB plug-in connector, male header, open side, THT solder connection, 5.08 mm, Number of poles: 32, 90°, Solder pin length (l): 3.2 mm, tinned, orange, Box
24817 | 1725320000 | SLD 5.08V/34/90 3.2 SN OR BX | PCB plug-in connector, male header, open side, THT solder connection, 5.08 mm, Number of poles: 34, 90°, Solder pin length (l): 3.2 mm, tinned, orange, Box
24818 | 1725330000 | SLD 5.08V/36/90 3.2 SN OR BX | PCB plug-in connector, male header, open side, THT solder connection, 5.08 mm, Number of poles: 36, 90°, Solder pin length (l): 3.2 mm, tinned, orange, Box
24819 | 1725340000 | SLD 5.08V/38/90 3.2 SN OR BX | PCB plug-in connector, male header, open side, THT solder connection, 5.08 mm, Number of poles: 38, 90°, Solder pin length (l): 3.2 mm, tinned, orange, Box
24820 | 1725650000 | SLD 5.08V/04/180 3.2SN OR BX | PCB plug-in connector, male header, open side, THT solder connection, 5.08 mm, Number of poles: 4, 180°, Solder pin length (l): 3.2 mm, tinned, orange, Box
24821 | 1725660000 | SLD 5.08V/06/180 3.2SN OR BX | PCB plug-in connector, male header, open side, THT solder connection, 5.08 mm, Number of poles: 6, 180°, Solder pin length (l): 3.2 mm, tinned, orange, Box
24822 | 1725670000 | SLD 5.08V/08/180 3.2SN OR BX | PCB plug-in connector, male header, open side, THT solder connection, 5.08 mm, Number of poles: 8, 180°, Solder pin length (l): 3.2 mm, tinned, orange, Box
24823 | 1725680000 | SLD 5.08V/10/180 3.2SN OR BX | PCB plug-in connector, male header, open side, THT solder connection, 5.08 mm, Number of poles: 10, 180°, Solder pin length (l): 3.2 mm, tinned, orange, Box
24824 | 1725690000 | SLD 5.08V/12/180 3.2SN OR BX | PCB plug-in connector, male header, open side, THT solder connection, 5.08 mm, Number of poles: 12, 180°, Solder pin length (l): 3.2 mm, tinned, orange, Box
24825 | 1725700000 | SLD 5.08V/14/180 3.2SN OR BX | PCB plug-in connector, male header, open side, THT solder connection, 5.08 mm, Number of poles: 14, 180°, Solder pin length (l): 3.2 mm, tinned, orange, Box
24826 | 1725710000 | SLD 5.08V/16/180 3.2SN OR BX | PCB plug-in connector, male header, open side, THT solder connection, 5.08 mm, Number of poles: 16, 180°, Solder pin length (l): 3.2 mm, tinned, orange, Box
24827 | 1725720000 | SLD 5.08V/18/180 3.2SN OR BX | PCB plug-in connector, male header, open side, THT solder connection, 5.08 mm, Number of poles: 18, 180°, Solder pin length (l): 3.2 mm, tinned, orange, Box
24828 | 1725730000 | SLD 5.08V/20/180 3.2SN OR BX | PCB plug-in connector, male header, open side, THT solder connection, 5.08 mm, Number of poles: 20, 180°, Solder pin length (l): 3.2 mm, tinned, orange, Box
24829 | 1725740000 | SLD 5.08V/22/180 3.2SN OR BX | PCB plug-in connector, male header, open side, THT solder connection, 5.08 mm, Number of poles: 22, 180°, Solder pin length (l): 3.2 mm, tinned, orange, Box
24830 | 1725750000 | SLD 5.08V/24/180 3.2SN OR BX | PCB plug-in connector, male header, open side, THT solder connection, 5.08 mm, Number of poles: 24, 180°, Solder pin length (l): 3.2 mm, tinned, orange, Box
24831 | 1725760000 | SLD 5.08V/26/180 3.2SN OR BX | PCB plug-in connector, male header, open side, THT solder connection, 5.08 mm, Number of poles: 26, 180°, Solder pin length (l): 3.2 mm, tinned, orange, Box
24832 | 1725770000 | SLD 5.08V/28/180 3.2SN OR BX | PCB plug-in connector, male header, open side, THT solder connection, 5.08 mm, Number of poles: 28, 180°, Solder pin length (l): 3.2 mm, tinned, orange, Box
24833 | 1725780000 | SLD 5.08V/30/180 3.2SN OR BX | PCB plug-in connector, male header, open side, THT solder connection, 5.08 mm, Number of poles: 30, 180°, Solder pin length (l): 3.2 mm, tinned, orange, Box
24834 | 1725790000 | SLD 5.08V/32/180 3.2SN OR BX | PCB plug-in connector, male header, open side, THT solder connection, 5.08 mm, Number of poles: 32, 180°, Solder pin length (l): 3.2 mm, tinned, orange, Box
24835 | 1725800000 | SLD 5.08V/34/180 3.2SN OR BX | PCB plug-in connector, male header, open side, THT solder connection, 5.08 mm, Number of poles: 34, 180°, Solder pin length (l): 3.2 mm, tinned, orange, Box
24836 | 1725810000 | SLD 5.08V/36/180 3.2SN OR BX | PCB plug-in connector, male header, open side, THT solder connection, 5.08 mm, Number of poles: 36, 180°, Solder pin length (l): 3.2 mm, tinned, orange, Box
24837 | 1725820000 | SLD 5.08V/38/180 3.2SN OR BX | PCB plug-in connector, male header, open side, THT solder connection, 5.08 mm, Number of poles: 38, 180°, Solder pin length (l): 3.2 mm, tinned, orange, Box
24838 | 1725830000 | SLD 5.08V/40/180 3.2SN OR BX | PCB plug-in connector, male header, open side, THT solder connection, 5.08 mm, Number of poles: 40, 180°, Solder pin length (l): 3.2 mm, tinned, orange, Box
24839 | 1725840000 | SLD 5.08V/42/180 3.2SN OR BX | PCB plug-in connector, male header, open side, THT solder connection, 5.08 mm, Number of poles: 42, 180°, Solder pin length (l): 3.2 mm, tinned, orange, Box
24840 | 1725850000 | SLD 5.08V/44/180 3.2SN OR BX | PCB plug-in connector, male header, open side, THT solder connection, 5.08 mm, Number of poles: 44, 180°, Solder pin length (l): 3.2 mm, tinned, orange, Box
24841 | 1725860000 | SLD 5.08V/46/180 3.2SN OR BX | PCB plug-in connector, male header, open side, THT solder connection, 5.08 mm, Number of poles: 46, 180°, Solder pin length (l): 3.2 mm, tinned, orange, Box
24842 | 1725870000 | SLD 5.08V/48/180 3.2SN OR BX | PCB plug-in connector, male header, open side, THT solder connection, 5.08 mm, Number of poles: 48, 180°, Solder pin length (l): 3.2 mm, tinned, orange, Box
24843 | 1726790000 | SLD 5.08V/14/180B 3.2SN OR BX | PCB plug-in connector, male header, Dovetails for fixing blocks, THT solder connection, 5.08 mm, Number of poles: 14, 180°, Solder pin length (l): 3.2 mm, tinned, orange, Box
24844 | 1726820000 | SLD 5.08V/20/180B 3.2SN OR BX | PCB plug-in connector, male header, Dovetails for fixing blocks, THT solder connection, 5.08 mm, Number of poles: 20, 180°, Solder pin length (l): 3.2 mm, tinned, orange, Box
24845 | 1726860000 | SLD 5.08V/28/180B 3.2SN OR BX | PCB plug-in connector, male header, Dovetails for fixing blocks, THT solder connection, 5.08 mm, Number of poles: 28, 180°, Solder pin length (l): 3.2 mm, tinned, orange, Box
24846 | 1726960000 | SLD 5.08V/48/180B 3.2SN OR BX | PCB plug-in connector, male header, Dovetails for fixing blocks, THT solder connection, 5.08 mm, Number of poles: 48, 180°, Solder pin length (l): 3.2 mm, tinned, orange, Box
24847 | 1727560000 | B2L 3.50/06/180 SN OR BX | PCB plug-in connector, female plug, 3.50 mm, Number of poles: 6, 180°, Tension-clamp connection, Clamping range, max. : 1 mm², Box
24848 | 1727570000 | B2L 3.50/08/180 SN OR BX | PCB plug-in connector, female plug, 3.50 mm, Number of poles: 8, 180°, Tension-clamp connection, Clamping range, max. : 1 mm², Box
24849 | 1727580000 | B2L 3.50/10/180 SN OR BX | PCB plug-in connector, female plug, 3.50 mm, Number of poles: 10, 180°, Tension-clamp connection, Clamping range, max. : 1 mm², Box
24850 | 1727590000 | B2L 3.50/12/180 SN OR BX | PCB plug-in connector, female plug, 3.50 mm, Number of poles: 12, 180°, Tension-clamp connection, Clamping range, max. : 1 mm², Box
24851 | 1727600000 | B2L 3.50/14/180 SN OR BX | PCB plug-in connector, female plug, 3.50 mm, Number of poles: 14, 180°, Tension-clamp connection, Clamping range, max. : 1 mm², Box
24852 | 1727610000 | B2L 3.50/16/180 SN OR BX | PCB plug-in connector, female plug, 3.50 mm, Number of poles: 16, 180°, Tension-clamp connection, Clamping range, max. : 1 mm², Box
24853 | 1727620000 | B2L 3.50/18/180 SN OR BX | PCB plug-in connector, female plug, 3.50 mm, Number of poles: 18, 180°, Tension-clamp connection, Clamping range, max. : 1 mm², Box
24854 | 1727630000 | B2L 3.50/20/180 SN OR BX | PCB plug-in connector, female plug, 3.50 mm, Number of poles: 20, 180°, Tension-clamp connection, Clamping range, max. : 1 mm², Box
24855 | 1727640000 | B2L 3.50/06/180 SN BK BX | PCB plug-in connector, female plug, 3.50 mm, Number of poles: 6, 180°, Tension-clamp connection, Clamping range, max. : 1 mm², Box
24856 | 1727650000 | B2L 3.50/08/180 SN BK BX | PCB plug-in connector, female plug, 3.50 mm, Number of poles: 8, 180°, Tension-clamp connection, Clamping range, max. : 1 mm², Box
24857 | 1727660000 | B2L 3.50/10/180 SN BK BX | PCB plug-in connector, female plug, 3.50 mm, Number of poles: 10, 180°, Tension-clamp connection, Clamping range, max. : 1 mm², Box
24858 | 1727670000 | B2L 3.50/12/180 SN BK BX | PCB plug-in connector, female plug, 3.50 mm, Number of poles: 12, 180°, Tension-clamp connection, Clamping range, max. : 1 mm², Box
24859 | 1727680000 | B2L 3.50/14/180 SN BK BX | PCB plug-in connector, female plug, 3.50 mm, Number of poles: 14, 180°, Tension-clamp connection, Clamping range, max. : 1 mm², Box
24860 | 1727690000 | B2L 3.50/16/180 SN BK BX | PCB plug-in connector, female plug, 3.50 mm, Number of poles: 16, 180°, Tension-clamp connection, Clamping range, max. : 1 mm², Box
24861 | 1727700000 | B2L 3.50/18/180 SN BK BX | PCB plug-in connector, female plug, 3.50 mm, Number of poles: 18, 180°, Tension-clamp connection, Clamping range, max. : 1 mm², Box
24862 | 1727710000 | B2L 3.50/20/180 SN BK BX | PCB plug-in connector, female plug, 3.50 mm, Number of poles: 20, 180°, Tension-clamp connection, Clamping range, max. : 1 mm², Box
24863 | 1727830000 | S2L 3.50/06/90G 3.5SN OR BX | PCB plug-in connector, male header, closed side, THT solder connection, 3.50 mm, Number of poles: 6, 90°, Solder pin length (l): 3.5 mm, tinned, orange, Box
24864 | 1727840000 | S2L 3.50/08/90G 3.5SN OR BX | PCB plug-in connector, male header, closed side, THT solder connection, 3.50 mm, Number of poles: 8, 90°, Solder pin length (l): 3.5 mm, tinned, orange, Box
24865 | 1727850000 | S2L 3.50/10/90G 3.5SN OR BX | PCB plug-in connector, male header, closed side, THT solder connection, 3.50 mm, Number of poles: 10, 90°, Solder pin length (l): 3.5 mm, tinned, orange, Box
24866 | 1727860000 | S2L 3.50/12/90G 3.5SN OR BX | PCB plug-in connector, male header, closed side, THT solder connection, 3.50 mm, Number of poles: 12, 90°, Solder pin length (l): 3.5 mm, tinned, orange, Box
24867 | 1727870000 | S2L 3.50/14/90G 3.5SN OR BX | PCB plug-in connector, male header, closed side, THT solder connection, 3.50 mm, Number of poles: 14, 90°, Solder pin length (l): 3.5 mm, tinned, orange, Box
24868 | 1727880000 | S2L 3.50/16/90G 3.5SN OR BX | PCB plug-in connector, male header, closed side, THT solder connection, 3.50 mm, Number of poles: 16, 90°, Solder pin length (l): 3.5 mm, tinned, orange, Box
24869 | 1727890000 | S2L 3.50/18/90G 3.5SN OR BX | PCB plug-in connector, male header, closed side, THT solder connection, 3.50 mm, Number of poles: 18, 90°, Solder pin length (l): 3.5 mm, tinned, orange, Box
24870 | 1727900000 | S2L 3.50/20/90G 3.5SN OR BX | PCB plug-in connector, male header, closed side, THT solder connection, 3.50 mm, Number of poles: 20, 90°, Solder pin length (l): 3.5 mm, tinned, orange, Box
24871 | 1727910000 | S2L 3.50/22/90G 3.5SN OR BX | PCB plug-in connector, male header, closed side, THT solder connection, 3.50 mm, Number of poles: 22, 90°, Solder pin length (l): 3.5 mm, tinned, orange, Box
24872 | 1727920000 | S2L 3.50/24/90G 3.5SN OR BX | PCB plug-in connector, male header, closed side, THT solder connection, 3.50 mm, Number of poles: 24, 90°, Solder pin length (l): 3.5 mm, tinned, orange, Box
24873 | 1727930000 | S2L 3.50/26/90G 3.5SN OR BX | PCB plug-in connector, male header, closed side, THT solder connection, 3.50 mm, Number of poles: 26, 90°, Solder pin length (l): 3.5 mm, tinned, orange, Box
24874 | 1727940000 | S2L 3.50/28/90G 3.5SN OR BX | PCB plug-in connector, male header, closed side, THT solder connection, 3.50 mm, Number of poles: 28, 90°, Solder pin length (l): 3.5 mm, tinned, orange, Box
24875 | 1727950000 | S2L 3.50/30/90G 3.5SN OR BX | PCB plug-in connector, male header, closed side, THT solder connection, 3.50 mm, Number of poles: 30, 90°, Solder pin length (l): 3.5 mm, tinned, orange, Box
24876 | 1727960000 | S2L 3.50/32/90G 3.5SN OR BX | PCB plug-in connector, male header, closed side, THT solder connection, 3.50 mm, Number of poles: 32, 90°, Solder pin length (l): 3.5 mm, tinned, orange, Box
24877 | 1727970000 | S2L 3.50/34/90G 3.5SN OR BX | PCB plug-in connector, male header, closed side, THT solder connection, 3.50 mm, Number of poles: 34, 90°, Solder pin length (l): 3.5 mm, tinned, orange, Box
24878 | 1727980000 | S2L 3.50/36/90G 3.5SN OR BX | PCB plug-in connector, male header, closed side, THT solder connection, 3.50 mm, Number of poles: 36, 90°, Solder pin length (l): 3.5 mm, tinned, orange, Box
24879 | 1727990000 | S2L 3.50/06/90G 3.5SN BK BX | PCB plug-in connector, male header, closed side, THT solder connection, 3.50 mm, Number of poles: 6, 90°, Solder pin length (l): 3.5 mm, tinned, black, Box
24880 | 1728000000 | S2L 3.50/08/90G 3.5SN BK BX | PCB plug-in connector, male header, closed side, THT solder connection, 3.50 mm, Number of poles: 8, 90°, Solder pin length (l): 3.5 mm, tinned, black, Box
24881 | 1728010000 | S2L 3.50/10/90G 3.5SN BK BX | PCB plug-in connector, male header, closed side, THT solder connection, 3.50 mm, Number of poles: 10, 90°, Solder pin length (l): 3.5 mm, tinned, black, Box
24882 | 1728020000 | S2L 3.50/12/90G 3.5SN BK BX | PCB plug-in connector, male header, closed side, THT solder connection, 3.50 mm, Number of poles: 12, 90°, Solder pin length (l): 3.5 mm, tinned, black, Box
24883 | 1728030000 | S2L 3.50/14/90G 3.5SN BK BX | PCB plug-in connector, male header, closed side, THT solder connection, 3.50 mm, Number of poles: 14, 90°, Solder pin length (l): 3.5 mm, tinned, black, Box
24884 | 1728040000 | S2L 3.50/16/90G 3.5SN BK BX | PCB plug-in connector, male header, closed side, THT solder connection, 3.50 mm, Number of poles: 16, 90°, Solder pin length (l): 3.5 mm, tinned, black, Box
24885 | 1728050000 | S2L 3.50/18/90G 3.5SN BK BX | PCB plug-in connector, male header, closed side, THT solder connection, 3.50 mm, Number of poles: 18, 90°, Solder pin length (l): 3.5 mm, tinned, black, Box
24886 | 1728060000 | S2L 3.50/20/90G 3.5SN BK BX | PCB plug-in connector, male header, closed side, THT solder connection, 3.50 mm, Number of poles: 20, 90°, Solder pin length (l): 3.5 mm, tinned, black, Box
24887 | 1728080000 | S2L 3.50/24/90G 3.5SN BK BX | PCB plug-in connector, male header, closed side, THT solder connection, 3.50 mm, Number of poles: 24, 90°, Solder pin length (l): 3.5 mm, tinned, black, Box
24888 | 1728090000 | S2L 3.50/26/90G 3.5SN BK BX | PCB plug-in connector, male header, closed side, THT solder connection, 3.50 mm, Number of poles: 26, 90°, Solder pin length (l): 3.5 mm, tinned, black, Box
24889 | 1728100000 | S2L 3.50/28/90G 3.5SN BK BX | PCB plug-in connector, male header, closed side, THT solder connection, 3.50 mm, Number of poles: 28, 90°, Solder pin length (l): 3.5 mm, tinned, black, Box
24890 | 1728110000 | S2L 3.50/30/90G 3.5SN BK BX | PCB plug-in connector, male header, closed side, THT solder connection, 3.50 mm, Number of poles: 30, 90°, Solder pin length (l): 3.5 mm, tinned, black, Box
24891 | 1728120000 | S2L 3.50/32/90G 3.5SN BK BX | PCB plug-in connector, male header, closed side, THT solder connection, 3.50 mm, Number of poles: 32, 90°, Solder pin length (l): 3.5 mm, tinned, black, Box
24892 | 1728150000 | S2L 3.50/06/90 3.5SN OR BX | PCB plug-in connector, male header, open side, THT solder connection, 3.50 mm, Number of poles: 6, 90°, Solder pin length (l): 3.5 mm, tinned, orange, Box
24893 | 1728160000 | S2L 3.50/08/90 3.5SN OR BX | PCB plug-in connector, male header, open side, THT solder connection, 3.50 mm, Number of poles: 8, 90°, Solder pin length (l): 3.5 mm, tinned, orange, Box
24894 | 1728170000 | S2L 3.50/10/90 3.5SN OR BX | PCB plug-in connector, male header, open side, THT solder connection, 3.50 mm, Number of poles: 10, 90°, Solder pin length (l): 3.5 mm, tinned, orange, Box
24895 | 1728180000 | S2L 3.50/12/90 3.5SN OR BX | PCB plug-in connector, male header, open side, THT solder connection, 3.50 mm, Number of poles: 12, 90°, Solder pin length (l): 3.5 mm, tinned, orange, Box
24896 | 1728190000 | S2L 3.50/14/90 3.5SN OR BX | PCB plug-in connector, male header, open side, THT solder connection, 3.50 mm, Number of poles: 14, 90°, Solder pin length (l): 3.5 mm, tinned, orange, Box
24897 | 1728200000 | S2L 3.50/16/90 3.5SN OR BX | PCB plug-in connector, male header, open side, THT solder connection, 3.50 mm, Number of poles: 16, 90°, Solder pin length (l): 3.5 mm, tinned, orange, Box
24898 | 1728210000 | S2L 3.50/18/90 3.5SN OR BX | PCB plug-in connector, male header, open side, THT solder connection, 3.50 mm, Number of poles: 18, 90°, Solder pin length (l): 3.5 mm, tinned, orange, Box
24899 | 1728220000 | S2L 3.50/20/90 3.5SN OR BX | PCB plug-in connector, male header, open side, THT solder connection, 3.50 mm, Number of poles: 20, 90°, Solder pin length (l): 3.5 mm, tinned, orange, Box
24900 | 1728280000 | S2L 3.50/32/90 3.5SN OR BX | PCB plug-in connector, male header, open side, THT solder connection, 3.50 mm, Number of poles: 32, 90°, Solder pin length (l): 3.5 mm, tinned, orange, Box
24901 | 1728300000 | S2L 3.50/36/90 3.5SN OR BX | PCB plug-in connector, male header, open side, THT solder connection, 3.50 mm, Number of poles: 36, 90°, Solder pin length (l): 3.5 mm, tinned, orange, Box
24902 | 1728310000 | S2L 3.50/06/90 3.5SN BK BX | PCB plug-in connector, male header, open side, THT solder connection, 3.50 mm, Number of poles: 6, 90°, Solder pin length (l): 3.5 mm, tinned, black, Box
24903 | 1728320000 | S2L 3.50/08/90 3.5SN BK BX | PCB plug-in connector, male header, open side, THT solder connection, 3.50 mm, Number of poles: 8, 90°, Solder pin length (l): 3.5 mm, tinned, black, Box
24904 | 1728330000 | S2L 3.50/10/90 3.5SN BK BX | PCB plug-in connector, male header, open side, THT solder connection, 3.50 mm, Number of poles: 10, 90°, Solder pin length (l): 3.5 mm, tinned, black, Box
24905 | 1728340000 | S2L 3.50/12/90 3.5SN BK BX | PCB plug-in connector, male header, open side, THT solder connection, 3.50 mm, Number of poles: 12, 90°, Solder pin length (l): 3.5 mm, tinned, black, Box
24906 | 1728360000 | S2L 3.50/16/90 3.5SN BK BX | PCB plug-in connector, male header, open side, THT solder connection, 3.50 mm, Number of poles: 16, 90°, Solder pin length (l): 3.5 mm, tinned, black, Box
24907 | 1728400000 | S2L 3.50/24/90 3.5SN BK BX | PCB plug-in connector, male header, open side, THT solder connection, 3.50 mm, Number of poles: 24, 90°, Solder pin length (l): 3.5 mm, tinned, black, Box
24908 | 1728470000 | S2L 3.50/06/90F 3.5SN OR BX | PCB plug-in connector, male header, Flange, THT solder connection, 3.50 mm, Number of poles: 6, 90°, Solder pin length (l): 3.5 mm, tinned, orange, Box
24909 | 1728480000 | S2L 3.50/08/90F 3.5SN OR BX | PCB plug-in connector, male header, Flange, THT solder connection, 3.50 mm, Number of poles: 8, 90°, Solder pin length (l): 3.5 mm, tinned, orange, Box
24910 | 1728490000 | S2L 3.50/10/90F 3.5SN OR BX | PCB plug-in connector, male header, Flange, THT solder connection, 3.50 mm, Number of poles: 10, 90°, Solder pin length (l): 3.5 mm, tinned, orange, Box
24911 | 1728500000 | S2L 3.50/12/90F 3.5SN OR BX | PCB plug-in connector, male header, Flange, THT solder connection, 3.50 mm, Number of poles: 12, 90°, Solder pin length (l): 3.5 mm, tinned, orange, Box
24912 | 1728510000 | S2L 3.50/14/90F 3.5SN OR BX | PCB plug-in connector, male header, Flange, THT solder connection, 3.50 mm, Number of poles: 14, 90°, Solder pin length (l): 3.5 mm, tinned, orange, Box
24913 | 1728520000 | S2L 3.50/16/90F 3.5SN OR BX | PCB plug-in connector, male header, Flange, THT solder connection, 3.50 mm, Number of poles: 16, 90°, Solder pin length (l): 3.5 mm, tinned, orange, Box
24914 | 1728530000 | S2L 3.50/18/90F 3.5SN OR BX | PCB plug-in connector, male header, Flange, THT solder connection, 3.50 mm, Number of poles: 18, 90°, Solder pin length (l): 3.5 mm, tinned, orange, Box
24915 | 1728540000 | S2L 3.50/20/90F 3.5SN OR BX | PCB plug-in connector, male header, Flange, THT solder connection, 3.50 mm, Number of poles: 20, 90°, Solder pin length (l): 3.5 mm, tinned, orange, Box
24916 | 1728550000 | S2L 3.50/22/90F 3.5SN OR BX | PCB plug-in connector, male header, Flange, THT solder connection, 3.50 mm, Number of poles: 22, 90°, Solder pin length (l): 3.5 mm, tinned, orange, Box
24917 | 1728560000 | S2L 3.50/24/90F 3.5SN OR BX | PCB plug-in connector, male header, Flange, THT solder connection, 3.50 mm, Number of poles: 24, 90°, Solder pin length (l): 3.5 mm, tinned, orange, Box
24918 | 1728570000 | S2L 3.50/26/90F 3.5SN OR BX | PCB plug-in connector, male header, Flange, THT solder connection, 3.50 mm, Number of poles: 26, 90°, Solder pin length (l): 3.5 mm, tinned, orange, Box
24919 | 1728580000 | S2L 3.50/28/90F 3.5SN OR BX | PCB plug-in connector, male header, Flange, THT solder connection, 3.50 mm, Number of poles: 28, 90°, Solder pin length (l): 3.5 mm, tinned, orange, Box
24920 | 1728590000 | S2L 3.50/30/90F 3.5SN OR BX | PCB plug-in connector, male header, Flange, THT solder connection, 3.50 mm, Number of poles: 30, 90°, Solder pin length (l): 3.5 mm, tinned, orange, Box
24921 | 1728600000 | S2L 3.50/32/90F 3.5SN OR BX | PCB plug-in connector, male header, Flange, THT solder connection, 3.50 mm, Number of poles: 32, 90°, Solder pin length (l): 3.5 mm, tinned, orange, Box
24922 | 1728610000 | S2L 3.50/34/90F 3.5SN OR BX | PCB plug-in connector, male header, Flange, THT solder connection, 3.50 mm, Number of poles: 34, 90°, Solder pin length (l): 3.5 mm, tinned, orange, Box
24923 | 1728620000 | S2L 3.50/36/90F 3.5SN OR BX | PCB plug-in connector, male header, Flange, THT solder connection, 3.50 mm, Number of poles: 36, 90°, Solder pin length (l): 3.5 mm, tinned, orange, Box
24924 | 1728630000 | S2L 3.50/06/90F 3.5SN BK BX | PCB plug-in connector, male header, Flange, THT solder connection, 3.50 mm, Number of poles: 6, 90°, Solder pin length (l): 3.5 mm, tinned, black, Box
24925 | 1728640000 | S2L 3.50/08/90F 3.5SN BK BX | PCB plug-in connector, male header, Flange, THT solder connection, 3.50 mm, Number of poles: 8, 90°, Solder pin length (l): 3.5 mm, tinned, black, Box
24926 | 1728650000 | S2L 3.50/10/90F 3.5SN BK BX | PCB plug-in connector, male header, Flange, THT solder connection, 3.50 mm, Number of poles: 10, 90°, Solder pin length (l): 3.5 mm, tinned, black, Box
24927 | 1728660000 | S2L 3.50/12/90F 3.5SN BK BX | PCB plug-in connector, male header, Flange, THT solder connection, 3.50 mm, Number of poles: 12, 90°, Solder pin length (l): 3.5 mm, tinned, black, Box
24928 | 1728670000 | S2L 3.50/14/90F 3.5SN BK BX | PCB plug-in connector, male header, Flange, THT solder connection, 3.50 mm, Number of poles: 14, 90°, Solder pin length (l): 3.5 mm, tinned, black, Box
24929 | 1728680000 | S2L 3.50/16/90F 3.5SN BK BX | PCB plug-in connector, male header, Flange, THT solder connection, 3.50 mm, Number of poles: 16, 90°, Solder pin length (l): 3.5 mm, tinned, black, Box
24930 | 1728690000 | S2L 3.50/18/90F 3.5SN BK BX | PCB plug-in connector, male header, Flange, THT solder connection, 3.50 mm, Number of poles: 18, 90°, Solder pin length (l): 3.5 mm, tinned, black, Box
24931 | 1728700000 | S2L 3.50/20/90F 3.5SN BK BX | PCB plug-in connector, male header, Flange, THT solder connection, 3.50 mm, Number of poles: 20, 90°, Solder pin length (l): 3.5 mm, tinned, black, Box
24932 | 1728710000 | S2L 3.50/22/90F 3.5SN BK BX | PCB plug-in connector, male header, Flange, THT solder connection, 3.50 mm, Number of poles: 22, 90°, Solder pin length (l): 3.5 mm, tinned, black, Box
24933 | 1728720000 | S2L 3.50/24/90F 3.5SN BK BX | PCB plug-in connector, male header, Flange, THT solder connection, 3.50 mm, Number of poles: 24, 90°, Solder pin length (l): 3.5 mm, tinned, black, Box
24934 | 1728740000 | S2L 3.50/28/90F 3.5SN BK BX | PCB plug-in connector, male header, Flange, THT solder connection, 3.50 mm, Number of poles: 28, 90°, Solder pin length (l): 3.5 mm, tinned, black, Box
24935 | 1728760000 | S2L 3.50/32/90F 3.5SN BK BX | PCB plug-in connector, male header, Flange, THT solder connection, 3.50 mm, Number of poles: 32, 90°, Solder pin length (l): 3.5 mm, tinned, black, Box
24936 | 1728770000 | S2L 3.50/34/90F 3.5SN BK BX | PCB plug-in connector, male header, Flange, THT solder connection, 3.50 mm, Number of poles: 34, 90°, Solder pin length (l): 3.5 mm, tinned, black, Box
24937 | 1728780000 | S2L 3.50/36/90F 3.5SN BK BX | PCB plug-in connector, male header, Flange, THT solder connection, 3.50 mm, Number of poles: 36, 90°, Solder pin length (l): 3.5 mm, tinned, black, Box
24938 | 1728790000 | S2L 3.50/06/180G 3.5SN OR BX | PCB plug-in connector, male header, closed side, THT solder connection, 3.50 mm, Number of poles: 6, 180°, Solder pin length (l): 3.5 mm, tinned, orange, Box
24939 | 1728800000 | S2L 3.50/08/180G 3.5SN OR BX | PCB plug-in connector, male header, closed side, THT solder connection, 3.50 mm, Number of poles: 8, 180°, Solder pin length (l): 3.5 mm, tinned, orange, Box
24940 | 1728810000 | S2L 3.50/10/180G 3.5SN OR BX | PCB plug-in connector, male header, closed side, THT solder connection, 3.50 mm, Number of poles: 10, 180°, Solder pin length (l): 3.5 mm, tinned, orange, Box
24941 | 1728820000 | S2L 3.50/12/180G 3.5SN OR BX | PCB plug-in connector, male header, closed side, THT solder connection, 3.50 mm, Number of poles: 12, 180°, Solder pin length (l): 3.5 mm, tinned, orange, Box
24942 | 1728830000 | S2L 3.50/14/180G 3.5SN OR BX | PCB plug-in connector, male header, closed side, THT solder connection, 3.50 mm, Number of poles: 14, 180°, Solder pin length (l): 3.5 mm, tinned, orange, Box
24943 | 1728840000 | S2L 3.50/16/180G 3.5SN OR BX | PCB plug-in connector, male header, closed side, THT solder connection, 3.50 mm, Number of poles: 16, 180°, Solder pin length (l): 3.5 mm, tinned, orange, Box
24944 | 1728850000 | S2L 3.50/18/180G 3.5SN OR BX | PCB plug-in connector, male header, closed side, THT solder connection, 3.50 mm, Number of poles: 18, 180°, Solder pin length (l): 3.5 mm, tinned, orange, Box
24945 | 1728860000 | S2L 3.50/20/180G 3.5SN OR BX | PCB plug-in connector, male header, closed side, THT solder connection, 3.50 mm, Number of poles: 20, 180°, Solder pin length (l): 3.5 mm, tinned, orange, Box
24946 | 1728870000 | S2L 3.50/22/180G 3.5SN OR BX | PCB plug-in connector, male header, closed side, THT solder connection, 3.50 mm, Number of poles: 22, 180°, Solder pin length (l): 3.5 mm, tinned, orange, Box
24947 | 1728880000 | S2L 3.50/24/180G 3.5SN OR BX | PCB plug-in connector, male header, closed side, THT solder connection, 3.50 mm, Number of poles: 24, 180°, Solder pin length (l): 3.5 mm, tinned, orange, Box
24948 | 1728890000 | S2L 3.50/26/180G 3.5SN OR BX | PCB plug-in connector, male header, closed side, THT solder connection, 3.50 mm, Number of poles: 26, 180°, Solder pin length (l): 3.5 mm, tinned, orange, Box
24949 | 1728900000 | S2L 3.50/28/180G 3.5SN OR BX | PCB plug-in connector, male header, closed side, THT solder connection, 3.50 mm, Number of poles: 28, 180°, Solder pin length (l): 3.5 mm, tinned, orange, Box
24950 | 1728910000 | S2L 3.50/30/180G 3.5SN OR BX | PCB plug-in connector, male header, closed side, THT solder connection, 3.50 mm, Number of poles: 30, 180°, Solder pin length (l): 3.5 mm, tinned, orange, Box
24951 | 1728920000 | S2L 3.50/32/180G 3.5SN OR BX | PCB plug-in connector, male header, closed side, THT solder connection, 3.50 mm, Number of poles: 32, 180°, Solder pin length (l): 3.5 mm, tinned, orange, Box
24952 | 1728930000 | S2L 3.50/34/180G 3.5SN OR BX | PCB plug-in connector, male header, closed side, THT solder connection, 3.50 mm, Number of poles: 34, 180°, Solder pin length (l): 3.5 mm, tinned, orange, Box
24953 | 1728940000 | S2L 3.50/36/180G 3.5SN OR BX | PCB plug-in connector, male header, closed side, THT solder connection, 3.50 mm, Number of poles: 36, 180°, Solder pin length (l): 3.5 mm, tinned, orange, Box
24954 | 1728950000 | S2L 3.50/06/180G 3.5SN BK BX | PCB plug-in connector, male header, closed side, THT solder connection, 3.50 mm, Number of poles: 6, 180°, Solder pin length (l): 3.5 mm, tinned, black, Box
24955 | 1728960000 | S2L 3.50/08/180G 3.5SN BK BX | PCB plug-in connector, male header, closed side, THT solder connection, 3.50 mm, Number of poles: 8, 180°, Solder pin length (l): 3.5 mm, tinned, black, Box
24956 | 1728970000 | S2L 3.50/10/180G 3.5SN BK BX | PCB plug-in connector, male header, closed side, THT solder connection, 3.50 mm, Number of poles: 10, 180°, Solder pin length (l): 3.5 mm, tinned, black, Box
24957 | 1728980000 | S2L 3.50/12/180G 3.5SN BK BX | PCB plug-in connector, male header, closed side, THT solder connection, 3.50 mm, Number of poles: 12, 180°, Solder pin length (l): 3.5 mm, tinned, black, Box
24958 | 1728990000 | S2L 3.50/14/180G 3.5SN BK BX | PCB plug-in connector, male header, closed side, THT solder connection, 3.50 mm, Number of poles: 14, 180°, Solder pin length (l): 3.5 mm, tinned, black, Box
24959 | 1729000000 | S2L 3.50/16/180G 3.5SN BK BX | PCB plug-in connector, male header, closed side, THT solder connection, 3.50 mm, Number of poles: 16, 180°, Solder pin length (l): 3.5 mm, tinned, black, Box
24960 | 1729010000 | S2L 3.50/18/180G 3.5SN BK BX | PCB plug-in connector, male header, closed side, THT solder connection, 3.50 mm, Number of poles: 18, 180°, Solder pin length (l): 3.5 mm, tinned, black, Box
24961 | 1729020000 | S2L 3.50/20/180G 3.5SN BK BX | PCB plug-in connector, male header, closed side, THT solder connection, 3.50 mm, Number of poles: 20, 180°, Solder pin length (l): 3.5 mm, tinned, black, Box
24962 | 1729030000 | S2L 3.50/22/180G 3.5SN BK BX | PCB plug-in connector, male header, closed side, THT solder connection, 3.50 mm, Number of poles: 22, 180°, Solder pin length (l): 3.5 mm, tinned, Box
24963 | 1729040000 | S2L 3.50/24/180G 3.5SN BK BX | PCB plug-in connector, male header, closed side, THT solder connection, 3.50 mm, Number of poles: 24, 180°, Solder pin length (l): 3.5 mm, tinned, black, Box
24964 | 1729050000 | S2L 3.50/26/180G 3.5SN BK BX | PCB plug-in connector, male header, closed side, THT solder connection, 3.50 mm, Number of poles: 26, 180°, Solder pin length (l): 3.5 mm, tinned, black, Box
24965 | 1729060000 | S2L 3.50/28/180G 3.5SN BK BX | PCB plug-in connector, male header, closed side, THT solder connection, 3.50 mm, Number of poles: 28, 180°, Solder pin length (l): 3.5 mm, tinned, black, Box
24966 | 1729080000 | S2L 3.50/32/180G 3.5SN BK BX | PCB plug-in connector, male header, closed side, THT solder connection, 3.50 mm, Number of poles: 32, 180°, Solder pin length (l): 3.5 mm, tinned, black, Box
24967 | 1729100000 | S2L 3.50/36/180G 3.5SN BK BX | PCB plug-in connector, male header, closed side, THT solder connection, 3.50 mm, Number of poles: 36, 180°, Solder pin length (l): 3.5 mm, tinned, black, Box
24968 | 1729110000 | S2L 3.50/06/180 3.5SN OR BX | PCB plug-in connector, male header, open side, THT solder connection, 3.50 mm, Number of poles: 6, 180°, Solder pin length (l): 3.5 mm, tinned, orange, Box
24969 | 1729120000 | S2L 3.50/08/180 3.5SN OR BX | PCB plug-in connector, male header, open side, THT solder connection, 3.50 mm, Number of poles: 8, 180°, Solder pin length (l): 3.5 mm, tinned, orange, Box
24970 | 1729130000 | S2L 3.50/10/180 3.5SN OR BX | PCB plug-in connector, male header, open side, THT solder connection, 3.50 mm, Number of poles: 10, 180°, Solder pin length (l): 3.5 mm, tinned, orange, Box
24971 | 1729150000 | S2L 3.50/14/180 3.5SN OR BX | PCB plug-in connector, male header, open side, THT solder connection, 3.50 mm, Number of poles: 14, 180°, Solder pin length (l): 3.5 mm, tinned, orange, Box
24972 | 1729430000 | S2L 3.50/06/180F 3.5SN OR BX | PCB plug-in connector, male header, Flange, THT solder connection, 3.50 mm, Number of poles: 6, 180°, Solder pin length (l): 3.5 mm, tinned, orange, Box
24973 | 1729440000 | S2L 3.50/08/180F 3.5SN OR BX | PCB plug-in connector, male header, Flange, THT solder connection, 3.50 mm, Number of poles: 8, 180°, Solder pin length (l): 3.5 mm, tinned, orange, Box
24974 | 1729450000 | S2L 3.50/10/180F 3.5SN OR BX | PCB plug-in connector, male header, Flange, THT solder connection, 3.50 mm, Number of poles: 10, 180°, Solder pin length (l): 3.5 mm, tinned, orange, Box
24975 | 1729460000 | S2L 3.50/12/180F 3.5SN OR BX | PCB plug-in connector, male header, Flange, THT solder connection, 3.50 mm, Number of poles: 12, 180°, Solder pin length (l): 3.5 mm, tinned, orange, Box
24976 | 1729470000 | S2L 3.50/14/180F 3.5SN OR BX | PCB plug-in connector, male header, Flange, THT solder connection, 3.50 mm, Number of poles: 14, 180°, Solder pin length (l): 3.5 mm, tinned, orange, Box
24977 | 1729480000 | S2L 3.50/16/180F 3.5SN OR BX | PCB plug-in connector, male header, Flange, THT solder connection, 3.50 mm, Number of poles: 16, 180°, Solder pin length (l): 3.5 mm, tinned, orange, Box
24978 | 1729490000 | S2L 3.50/18/180F 3.5SN OR BX | PCB plug-in connector, male header, Flange, THT solder connection, 3.50 mm, Number of poles: 18, 180°, Solder pin length (l): 3.5 mm, tinned, orange, Box
24979 | 1729500000 | S2L 3.50/20/180F 3.5SN OR BX | PCB plug-in connector, male header, Flange, THT solder connection, 3.50 mm, Number of poles: 20, 180°, Solder pin length (l): 3.5 mm, tinned, orange, Box
24980 | 1729510000 | S2L 3.50/22/180F 3.5SN OR BX | PCB plug-in connector, male header, Flange, THT solder connection, 3.50 mm, Number of poles: 22, 180°, Solder pin length (l): 3.5 mm, tinned, orange, Box
24981 | 1729520000 | S2L 3.50/24/180F 3.5SN OR BX | PCB plug-in connector, male header, Flange, THT solder connection, 3.50 mm, Number of poles: 24, 180°, Solder pin length (l): 3.5 mm, tinned, orange, Box
24982 | 1729530000 | S2L 3.50/26/180F 3.5SN OR BX | PCB plug-in connector, male header, Flange, THT solder connection, 3.50 mm, Number of poles: 26, 180°, Solder pin length (l): 3.5 mm, tinned, orange, Box
24983 | 1729540000 | S2L 3.50/28/180F 3.5SN OR BX | PCB plug-in connector, male header, Flange, THT solder connection, 3.50 mm, Number of poles: 28, 180°, Solder pin length (l): 3.5 mm, tinned, orange, Box
24984 | 1729550000 | S2L 3.50/30/180F 3.5SN OR BX | PCB plug-in connector, male header, Flange, THT solder connection, 3.50 mm, Number of poles: 30, 180°, Solder pin length (l): 3.5 mm, tinned, orange, Box
24985 | 1729560000 | S2L 3.50/32/180F 3.5SN OR BX | PCB plug-in connector, male header, Flange, THT solder connection, 3.50 mm, Number of poles: 32, 180°, Solder pin length (l): 3.5 mm, tinned, orange, Box
24986 | 1729570000 | S2L 3.50/34/180F 3.5SN OR BX | PCB plug-in connector, male header, Flange, THT solder connection, 3.50 mm, Number of poles: 34, 180°, Solder pin length (l): 3.5 mm, tinned, orange, Box
24987 | 1729580000 | S2L 3.50/36/180F 3.5SN OR BX | PCB plug-in connector, male header, Flange, THT solder connection, 3.50 mm, Number of poles: 36, 180°, Solder pin length (l): 3.5 mm, tinned, orange, Box
24988 | 1729590000 | S2L 3.50/06/180F 3.5SN BK BX | PCB plug-in connector, male header, Flange, THT solder connection, 3.50 mm, Number of poles: 6, 180°, Solder pin length (l): 3.5 mm, tinned, black, Box
24989 | 1729600000 | S2L 3.50/08/180F 3.5SN BK BX | PCB plug-in connector, male header, Flange, THT solder connection, 3.50 mm, Number of poles: 8, 180°, Solder pin length (l): 3.5 mm, tinned, black, Box
24990 | 1729610000 | S2L 3.50/10/180F 3.5SN BK BX | PCB plug-in connector, male header, Flange, THT solder connection, 3.50 mm, Number of poles: 10, 180°, Solder pin length (l): 3.5 mm, tinned, black, Box
24991 | 1729620000 | S2L 3.50/12/180F 3.5SN BK BX | PCB plug-in connector, male header, Flange, THT solder connection, 3.50 mm, Number of poles: 12, 180°, Solder pin length (l): 3.5 mm, tinned, black, Box
24992 | 1729630000 | S2L 3.50/14/180F 3.5SN BK BX | PCB plug-in connector, male header, Flange, THT solder connection, 3.50 mm, Number of poles: 14, 180°, Solder pin length (l): 3.5 mm, tinned, black, Box
24993 | 1729640000 | S2L 3.50/16/180F 3.5SN BK BX | PCB plug-in connector, male header, Flange, THT solder connection, 3.50 mm, Number of poles: 16, 180°, Solder pin length (l): 3.5 mm, tinned, black, Box
24994 | 1729650000 | S2L 3.50/18/180F 3.5SN BK BX | PCB plug-in connector, male header, Flange, THT solder connection, 3.50 mm, Number of poles: 18, 180°, Solder pin length (l): 3.5 mm, tinned, black, Box
24995 | 1729660000 | S2L 3.50/20/180F 3.5SN BK BX | PCB plug-in connector, male header, Flange, THT solder connection, 3.50 mm, Number of poles: 20, 180°, Solder pin length (l): 3.5 mm, tinned, black, Box
24996 | 1729670000 | S2L 3.50/22/180F 3.5SN BK BX | PCB plug-in connector, male header, Flange, THT solder connection, 3.50 mm, Number of poles: 22, 180°, Solder pin length (l): 3.5 mm, tinned, black, Box
24997 | 1729680000 | S2L 3.50/24/180F 3.5SN BK BX | PCB plug-in connector, male header, Flange, THT solder connection, 3.50 mm, Number of poles: 24, 180°, Solder pin length (l): 3.5 mm, tinned, black, Box
24998 | 1729690000 | S2L 3.50/26/180F 3.5SN BK BX | PCB plug-in connector, male header, Flange, THT solder connection, 3.50 mm, Number of poles: 26, 180°, Solder pin length (l): 3.5 mm, tinned, black, Box
24999 | 1729700000 | S2L 3.50/28/180F 3.5SN BK BX | PCB plug-in connector, male header, Flange, THT solder connection, 3.50 mm, Number of poles: 28, 180°, Solder pin length (l): 3.5 mm, tinned, black, Box
25000 | 1729720000 | S2L 3.50/32/180F 3.5SN BK BX | PCB plug-in connector, male header, Flange, THT solder connection, 3.50 mm, Number of poles: 32, 180°, Solder pin length (l): 3.5 mm, tinned, black, Box
25001 | 1729740000 | S2L 3.50/36/180F 3.5SN BK BX | PCB plug-in connector, male header, Flange, THT solder connection, 3.50 mm, Number of poles: 36, 180°, Solder pin length (l): 3.5 mm, tinned, black, Box
25002 | 1747850000 | B2L 3.50/22/180 SN OR BX | PCB plug-in connector, female plug, 3.50 mm, Number of poles: 22, 180°, Tension-clamp connection, Clamping range, max. : 1 mm², Box
25003 | 1747860000 | B2L 3.50/24/180 SN OR BX | PCB plug-in connector, female plug, 3.50 mm, Number of poles: 24, 180°, Tension-clamp connection, Clamping range, max. : 1 mm², Box
25004 | 1747870000 | B2L 3.50/26/180 SN OR BX | PCB plug-in connector, female plug, 3.50 mm, Number of poles: 26, 180°, Tension-clamp connection, Clamping range, max. : 1 mm², Box
25005 | 1747880000 | B2L 3.50/28/180 SN OR BX | PCB plug-in connector, female plug, 3.50 mm, Number of poles: 28, 180°, Tension-clamp connection, Clamping range, max. : 1 mm², Box
25006 | 1747890000 | B2L 3.50/30/180 SN OR BX | PCB plug-in connector, female plug, 3.50 mm, Number of poles: 30, 180°, Tension-clamp connection, Clamping range, max. : 1 mm², Box
25007 | 1747900000 | B2L 3.50/32/180 SN OR BX | PCB plug-in connector, female plug, 3.50 mm, Number of poles: 32, 180°, Tension-clamp connection, Clamping range, max. : 1 mm², Box
25008 | 1747910000 | B2L 3.50/34/180 SN OR BX | PCB plug-in connector, female plug, 3.50 mm, Number of poles: 34, 180°, Tension-clamp connection, Clamping range, max. : 1 mm², Box
25009 | 1747920000 | B2L 3.50/36/180 SN OR BX | PCB plug-in connector, female plug, 3.50 mm, Number of poles: 36, 180°, Tension-clamp connection, Clamping range, max. : 1 mm², Box
25010 | 1747930000 | B2L 3.50/22/180 SN BK BX | PCB plug-in connector, female plug, 3.50 mm, Number of poles: 22, 180°, Tension-clamp connection, Clamping range, max. : 1 mm², Box
25011 | 1747940000 | B2L 3.50/24/180 SN BK BX | PCB plug-in connector, female plug, 3.50 mm, Number of poles: 24, 180°, Tension-clamp connection, Clamping range, max. : 1 mm², Box
25012 | 1747950000 | B2L 3.50/26/180 SN BK BX | PCB plug-in connector, female plug, 3.50 mm, Number of poles: 26, 180°, Tension-clamp connection, Clamping range, max. : 1 mm², Box
25013 | 1747960000 | B2L 3.50/28/180 SN BK BX | PCB plug-in connector, female plug, 3.50 mm, Number of poles: 28, 180°, Tension-clamp connection, Clamping range, max. : 1 mm², Box
25014 | 1747970000 | B2L 3.50/30/180 SN BK BX | PCB plug-in connector, female plug, 3.50 mm, Number of poles: 30, 180°, Tension-clamp connection, Clamping range, max. : 1 mm², Box
25015 | 1747980000 | B2L 3.50/32/180 SN BK BX | PCB plug-in connector, female plug, 3.50 mm, Number of poles: 32, 180°, Tension-clamp connection, Clamping range, max. : 1 mm², Box
25016 | 1747990000 | B2L 3.50/34/180 SN BK BX | PCB plug-in connector, female plug, 3.50 mm, Number of poles: 34, 180°, Tension-clamp connection, Clamping range, max. : 1 mm², Box
25017 | 1748000000 | B2L 3.50/36/180 SN BK BX | PCB plug-in connector, female plug, 3.50 mm, Number of poles: 36, 180°, Tension-clamp connection, Clamping range, max. : 1 mm², Box
25018 | 1748010000 | B2L 3.50/06/180F SN OR BX | PCB plug-in connector, female plug, 3.50 mm, Number of poles: 6, 180°, Tension-clamp connection, Clamping range, max. : 1 mm², Box
25019 | 1748020000 | B2L 3.50/08/180F SN OR BX | PCB plug-in connector, female plug, 3.50 mm, Number of poles: 8, 180°, Tension-clamp connection, Clamping range, max. : 1 mm², Box
25020 | 1748030000 | B2L 3.50/10/180F SN OR BX | PCB plug-in connector, female plug, 3.50 mm, Number of poles: 10, 180°, Tension-clamp connection, Clamping range, max. : 1 mm², Box
25021 | 1748040000 | B2L 3.50/12/180F SN OR BX | PCB plug-in connector, female plug, 3.50 mm, Number of poles: 12, 180°, Tension-clamp connection, Clamping range, max. : 1 mm², Box
25022 | 1748050000 | B2L 3.50/14/180F SN OR BX | PCB plug-in connector, female plug, 3.50 mm, Number of poles: 14, 180°, Tension-clamp connection, Clamping range, max. : 1 mm², Box
25023 | 1748060000 | B2L 3.50/16/180F SN OR BX | PCB plug-in connector, female plug, 3.50 mm, Number of poles: 16, 180°, Tension-clamp connection, Clamping range, max. : 1 mm², Box
25024 | 1748070000 | B2L 3.50/18/180F SN OR BX | PCB plug-in connector, female plug, 3.50 mm, Number of poles: 18, 180°, Tension-clamp connection, Clamping range, max. : 1 mm², Box
25025 | 1748080000 | B2L 3.50/20/180F SN OR BX | PCB plug-in connector, female plug, 3.50 mm, Number of poles: 20, 180°, Tension-clamp connection, Clamping range, max. : 1 mm², Box
25026 | 1748090000 | B2L 3.50/22/180F SN OR BX | PCB plug-in connector, female plug, 3.50 mm, Number of poles: 22, 180°, Tension-clamp connection, Clamping range, max. : 1 mm², Box
25027 | 1748100000 | B2L 3.50/24/180F SN OR BX | PCB plug-in connector, female plug, 3.50 mm, Number of poles: 24, 180°, Tension-clamp connection, Clamping range, max. : 1 mm², Box
25028 | 1748110000 | B2L 3.50/26/180F SN OR BX | PCB plug-in connector, female plug, 3.50 mm, Number of poles: 26, 180°, Tension-clamp connection, Clamping range, max. : 1 mm², Box
25029 | 1748120000 | B2L 3.50/28/180F SN OR BX | PCB plug-in connector, female plug, 3.50 mm, Number of poles: 28, 180°, Tension-clamp connection, Clamping range, max. : 1 mm², Box
25030 | 1748130000 | B2L 3.50/30/180F SN OR BX | PCB plug-in connector, female plug, 3.50 mm, Number of poles: 30, 180°, Tension-clamp connection, Clamping range, max. : 1 mm², Box
25031 | 1748140000 | B2L 3.50/32/180F SN OR BX | PCB plug-in connector, female plug, 3.50 mm, Number of poles: 32, 180°, Tension-clamp connection, Clamping range, max. : 1 mm², Box
25032 | 1748150000 | B2L 3.50/34/180F SN OR BX | PCB plug-in connector, female plug, 3.50 mm, Number of poles: 34, 180°, Tension-clamp connection, Clamping range, max. : 1 mm², Box
25033 | 1748160000 | B2L 3.50/36/180F SN OR BX | PCB plug-in connector, female plug, 3.50 mm, Number of poles: 36, 180°, Tension-clamp connection, Clamping range, max. : 1 mm², Box
25034 | 1748170000 | B2L 3.50/06/180F SN BK BX | PCB plug-in connector, female plug, 3.50 mm, Number of poles: 6, 180°, Tension-clamp connection, Clamping range, max. : 1 mm², Box
25035 | 1748180000 | B2L 3.50/08/180F SN BK BX | PCB plug-in connector, female plug, 3.50 mm, Number of poles: 8, 180°, Tension-clamp connection, Clamping range, max. : 1 mm², Box
25036 | 1748190000 | B2L 3.50/10/180F SN BK BX | PCB plug-in connector, female plug, 3.50 mm, Number of poles: 10, 180°, Tension-clamp connection, Clamping range, max. : 1 mm², Box
25037 | 1748200000 | B2L 3.50/12/180F SN BK BX | PCB plug-in connector, female plug, 3.50 mm, Number of poles: 12, 180°, Tension-clamp connection, Clamping range, max. : 1 mm², Box
25038 | 1748210000 | B2L 3.50/14/180F SN BK BX | PCB plug-in connector, female plug, 3.50 mm, Number of poles: 14, 180°, Tension-clamp connection, Clamping range, max. : 1 mm², Box
25039 | 1748220000 | B2L 3.50/16/180F SN BK BX | PCB plug-in connector, female plug, 3.50 mm, Number of poles: 16, 180°, Tension-clamp connection, Clamping range, max. : 1 mm², Box
25040 | 1748230000 | B2L 3.50/18/180F SN BK BX | PCB plug-in connector, female plug, 3.50 mm, Number of poles: 18, 180°, Tension-clamp connection, Clamping range, max. : 1 mm², Box
25041 | 1748240000 | B2L 3.50/20/180F SN BK BX | PCB plug-in connector, female plug, 3.50 mm, Number of poles: 20, 180°, Tension-clamp connection, Clamping range, max. : 1 mm², Box
25042 | 1748250000 | B2L 3.50/22/180F SN BK BX | PCB plug-in connector, female plug, 3.50 mm, Number of poles: 22, 180°, Tension-clamp connection, Clamping range, max. : 1 mm², Box
25043 | 1748260000 | B2L 3.50/24/180F SN BK BX | PCB plug-in connector, female plug, 3.50 mm, Number of poles: 24, 180°, Tension-clamp connection, Clamping range, max. : 1 mm², Box
25044 | 1748270000 | B2L 3.50/26/180F SN BK BX | PCB plug-in connector, female plug, 3.50 mm, Number of poles: 26, 180°, Tension-clamp connection, Clamping range, max. : 1 mm², Box
25045 | 1748280000 | B2L 3.50/28/180F SN BK BX | PCB plug-in connector, female plug, 3.50 mm, Number of poles: 28, 180°, Tension-clamp connection, Clamping range, max. : 1 mm², Box
25046 | 1748290000 | B2L 3.50/30/180F SN BK BX | PCB plug-in connector, female plug, 3.50 mm, Number of poles: 30, 180°, Tension-clamp connection, Clamping range, max. : 1 mm², Box
25047 | 1748300000 | B2L 3.50/32/180F SN BK BX | PCB plug-in connector, female plug, 3.50 mm, Number of poles: 32, 180°, Tension-clamp connection, Clamping range, max. : 1 mm², Box
25048 | 1748310000 | B2L 3.50/34/180F SN BK BX | PCB plug-in connector, female plug, 3.50 mm, Number of poles: 34, 180°, Tension-clamp connection, Clamping range, max. : 1 mm², Box
25049 | 1748320000 | B2L 3.50/36/180F SN BK BX | PCB plug-in connector, female plug, 3.50 mm, Number of poles: 36, 180°, Tension-clamp connection, Clamping range, max. : 1 mm², Box
25050 | 1748330000 | B2L 3.50/06/180LH SN OR BX | PCB plug-in connector, female plug, 3.50 mm, Number of poles: 6, 180°, Tension-clamp connection, Clamping range, max. : 1 mm², Box
25051 | 1748340000 | B2L 3.50/08/180LH SN OR BX | PCB plug-in connector, female plug, 3.50 mm, Number of poles: 8, 180°, Tension-clamp connection, Clamping range, max. : 1 mm², Box
25052 | 1748350000 | B2L 3.50/10/180LH SN OR BX | PCB plug-in connector, female plug, 3.50 mm, Number of poles: 10, 180°, Tension-clamp connection, Clamping range, max. : 1 mm², Box
25053 | 1748360000 | B2L 3.50/12/180LH SN OR BX | PCB plug-in connector, female plug, 3.50 mm, Number of poles: 12, 180°, Tension-clamp connection, Clamping range, max. : 1 mm², Box
25054 | 1748370000 | B2L 3.50/14/180LH SN OR BX | PCB plug-in connector, female plug, 3.50 mm, Number of poles: 14, 180°, Tension-clamp connection, Clamping range, max. : 1 mm², Box
25055 | 1748380000 | B2L 3.50/16/180LH SN OR BX | PCB plug-in connector, female plug, 3.50 mm, Number of poles: 16, 180°, Tension-clamp connection, Clamping range, max. : 1 mm², Box
25056 | 1748390000 | B2L 3.50/18/180LH SN OR BX | PCB plug-in connector, female plug, 3.50 mm, Number of poles: 18, 180°, Tension-clamp connection, Clamping range, max. : 1 mm², Box
25057 | 1748400000 | B2L 3.50/20/180LH SN OR BX | PCB plug-in connector, female plug, 3.50 mm, Number of poles: 20, 180°, Tension-clamp connection, Clamping range, max. : 1 mm², Box
25058 | 1748410000 | B2L 3.50/22/180LH SN OR BX | PCB plug-in connector, female plug, 3.50 mm, Number of poles: 22, 180°, Tension-clamp connection, Clamping range, max. : 1 mm², Box
25059 | 1748420000 | B2L 3.50/24/180LH SN OR BX | PCB plug-in connector, female plug, 3.50 mm, Number of poles: 24, 180°, Tension-clamp connection, Clamping range, max. : 1 mm², Box
25060 | 1748430000 | B2L 3.50/26/180LH SN OR BX | PCB plug-in connector, female plug, 3.50 mm, Number of poles: 26, 180°, Tension-clamp connection, Clamping range, max. : 1 mm², Box
25061 | 1748440000 | B2L 3.50/28/180LH SN OR BX | PCB plug-in connector, female plug, 3.50 mm, Number of poles: 28, 180°, Tension-clamp connection, Clamping range, max. : 1 mm², Box
25062 | 1748450000 | B2L 3.50/30/180LH SN OR BX | PCB plug-in connector, female plug, 3.50 mm, Number of poles: 30, 180°, Tension-clamp connection, Clamping range, max. : 1 mm², Box
25063 | 1748460000 | B2L 3.50/32/180LH SN OR BX | PCB plug-in connector, female plug, 3.50 mm, Number of poles: 32, 180°, Tension-clamp connection, Clamping range, max. : 1 mm², Box
25064 | 1748470000 | B2L 3.50/34/180LH SN OR BX | PCB plug-in connector, female plug, 3.50 mm, Number of poles: 34, 180°, Tension-clamp connection, Clamping range, max. : 1 mm², Box
25065 | 1748480000 | B2L 3.50/36/180LH SN OR BX | PCB plug-in connector, female plug, 3.50 mm, Number of poles: 36, 180°, Tension-clamp connection, Clamping range, max. : 1 mm², Box
25066 | 1748490000 | B2L 3.50/06/180LH SN BK BX | PCB plug-in connector, female plug, 3.50 mm, Number of poles: 6, 180°, Tension-clamp connection, Clamping range, max. : 1 mm², Box
25067 | 1748500000 | B2L 3.50/08/180LH SN BK BX | PCB plug-in connector, female plug, 3.50 mm, Number of poles: 8, 180°, Tension-clamp connection, Clamping range, max. : 1 mm², Box
25068 | 1748510000 | B2L 3.50/10/180LH SN BK BX | PCB plug-in connector, female plug, 3.50 mm, Number of poles: 10, 180°, Tension-clamp connection, Clamping range, max. : 1 mm², Box
25069 | 1748520000 | B2L 3.50/12/180LH SN BK BX | PCB plug-in connector, female plug, 3.50 mm, Number of poles: 12, 180°, Tension-clamp connection, Clamping range, max. : 1 mm², Box
25070 | 1748530000 | B2L 3.50/14/180LH SN BK BX | PCB plug-in connector, female plug, 3.50 mm, Number of poles: 14, 180°, Tension-clamp connection, Clamping range, max. : 1 mm², Box
25071 | 1748540000 | B2L 3.50/16/180LH SN BK BX | PCB plug-in connector, female plug, 3.50 mm, Number of poles: 16, 180°, Tension-clamp connection, Clamping range, max. : 1 mm², Box
25072 | 1748550000 | B2L 3.50/18/180LH SN BK BX | PCB plug-in connector, female plug, 3.50 mm, Number of poles: 18, 180°, Tension-clamp connection, Clamping range, max. : 1 mm², Box
25073 | 1748560000 | B2L 3.50/20/180LH SN BK BX | PCB plug-in connector, female plug, 3.50 mm, Number of poles: 20, 180°, Tension-clamp connection, Clamping range, max. : 1 mm², Box
25074 | 1748570000 | B2L 3.50/22/180LH SN BK BX | PCB plug-in connector, female plug, 3.50 mm, Number of poles: 22, 180°, Tension-clamp connection, Clamping range, max. : 1 mm², Box
25075 | 1748580000 | B2L 3.50/24/180LH SN BK BX | PCB plug-in connector, female plug, 3.50 mm, Number of poles: 24, 180°, Tension-clamp connection, Clamping range, max. : 1 mm², Box
25076 | 1748590000 | B2L 3.50/26/180LH SN BK BX | PCB plug-in connector, female plug, 3.50 mm, Number of poles: 26, 180°, Tension-clamp connection, Clamping range, max. : 1 mm², Box
25077 | 1748600000 | B2L 3.50/28/180LH SN BK BX | PCB plug-in connector, female plug, 3.50 mm, Number of poles: 28, 180°, Tension-clamp connection, Clamping range, max. : 1 mm², Box
25078 | 1748610000 | B2L 3.50/30/180LH SN BK BX | PCB plug-in connector, female plug, 3.50 mm, Number of poles: 30, 180°, Tension-clamp connection, Clamping range, max. : 1 mm², Box
25079 | 1748620000 | B2L 3.50/32/180LH SN BK BX | PCB plug-in connector, female plug, 3.50 mm, Number of poles: 32, 180°, Tension-clamp connection, Clamping range, max. : 1 mm², Box
25080 | 1748630000 | B2L 3.50/34/180LH SN BK BX | PCB plug-in connector, female plug, 3.50 mm, Number of poles: 34, 180°, Tension-clamp connection, Clamping range, max. : 1 mm², Box
25081 | 1748640000 | B2L 3.50/36/180LH SN BK BX | PCB plug-in connector, female plug, 3.50 mm, Number of poles: 36, 180°, Tension-clamp connection, Clamping range, max. : 1 mm², Box
25082 | 1780690000 | SLD 5.08V/06/90 3.2 SN GN BX | PCB plug-in connector, male header, open side, THT solder connection, 5.08 mm, Number of poles: 6, 90°, Solder pin length (l): 3.2 mm, Pale green, Box
25083 | 1794210000 | S2L-SMT 3.50/06/90G 3.2SN BK BX | PCB plug-in connector, male header, closed side, THT/THR solder connection, 3.50 mm, Number of poles: 6, 90°, Solder pin length (l): 3.2 mm, tinned, black, Box
25084 | 1794220000 | S2L-SMT 3.50/08/90G 3.2SN BK BX | PCB plug-in connector, male header, closed side, THT/THR solder connection, 3.50 mm, Number of poles: 8, 90°, Solder pin length (l): 3.2 mm, tinned, black, Box
25085 | 1794230000 | S2L-SMT 3.50/10/90G 3.2SN BK BX | PCB plug-in connector, male header, closed side, THT/THR solder connection, 3.50 mm, Number of poles: 10, 90°, Solder pin length (l): 3.2 mm, tinned, black, Box
25086 | 1794240000 | S2L-SMT 3.50/12/90G 3.2SN BK BX | PCB plug-in connector, male header, closed side, THT/THR solder connection, 3.50 mm, Number of poles: 12, 90°, Solder pin length (l): 3.2 mm, tinned, black, Box
25087 | 1794250000 | S2L-SMT 3.50/14/90G 3.2SN BK BX | PCB plug-in connector, male header, closed side, THT/THR solder connection, 3.50 mm, Number of poles: 14, 90°, Solder pin length (l): 3.2 mm, tinned, black, Box
25088 | 1794260000 | S2L-SMT 3.50/16/90G 3.2SN BK BX | PCB plug-in connector, male header, closed side, THT/THR solder connection, 3.50 mm, Number of poles: 16, 90°, Solder pin length (l): 3.2 mm, tinned, black, Box
25089 | 1794270000 | S2L-SMT 3.50/18/90G 3.2SN BK BX | PCB plug-in connector, male header, closed side, THT/THR solder connection, 3.50 mm, Number of poles: 18, 90°, Solder pin length (l): 3.2 mm, tinned, black, Box
25090 | 1794280000 | S2L-SMT 3.50/20/90G 3.2SN BK BX | PCB plug-in connector, male header, closed side, THT/THR solder connection, 3.50 mm, Number of poles: 20, 90°, Solder pin length (l): 3.2 mm, tinned, black, Box
25091 | 1794290000 | S2L-SMT 3.50/22/90G 3.2SN BK BX | PCB plug-in connector, male header, closed side, THT/THR solder connection, 3.50 mm, Number of poles: 22, 90°, Solder pin length (l): 3.2 mm, tinned, black, Box
25092 | 1794300000 | S2L-SMT 3.50/24/90G 3.2SN BK BX | PCB plug-in connector, male header, closed side, THT/THR solder connection, 3.50 mm, Number of poles: 24, 90°, Solder pin length (l): 3.2 mm, tinned, black, Box
25093 | 1794310000 | S2L-SMT 3.50/26/90G 3.2SN BK BX | PCB plug-in connector, male header, closed side, THT/THR solder connection, 3.50 mm, Number of poles: 26, 90°, Solder pin length (l): 3.2 mm, tinned, black, Box
25094 | 1794320000 | S2L-SMT 3.50/28/90G 3.2SN BK BX | PCB plug-in connector, male header, closed side, THT/THR solder connection, 3.50 mm, Number of poles: 28, 90°, Solder pin length (l): 3.2 mm, tinned, black, Box
25095 | 1794330000 | S2L-SMT 3.50/30/90G 3.2SN BK BX | PCB plug-in connector, male header, closed side, THT/THR solder connection, 3.50 mm, Number of poles: 30, 90°, Solder pin length (l): 3.2 mm, tinned, black, Box
25096 | 1794340000 | S2L-SMT 3.50/32/90G 3.2SN BK BX | PCB plug-in connector, male header, closed side, THT/THR solder connection, 3.50 mm, Number of poles: 32, 90°, Solder pin length (l): 3.2 mm, tinned, black, Box
25097 | 1794350000 | S2L-SMT 3.50/34/90G 3.2SN BK BX | PCB plug-in connector, male header, closed side, THT/THR solder connection, 3.50 mm, Number of poles: 34, 90°, Solder pin length (l): 3.2 mm, tinned, black, Box
25098 | 1794360000 | S2L-SMT 3.50/36/90G 3.2SN BK BX | PCB plug-in connector, male header, closed side, THT/THR solder connection, 3.50 mm, Number of poles: 36, 90°, Solder pin length (l): 3.2 mm, tinned, black, Box
25099 | 1794370000 | S2L-SMT 3.50/06/90 3.2SN BK BX | PCB plug-in connector, male header, open side, THT/THR solder connection, 3.50 mm, Number of poles: 6, 90°, Solder pin length (l): 3.2 mm, tinned, black, Box
25100 | 1794410000 | S2L-SMT 3.50/14/90 3.2SN BK BX | PCB plug-in connector, male header, open side, THT/THR solder connection, 3.50 mm, Number of poles: 14, 90°, Solder pin length (l): 3.2 mm, tinned, black, Box
25101 | 1794430000 | S2L-SMT 3.50/18/90 3.2SN BK BX | PCB plug-in connector, male header, open side, THT/THR solder connection, 3.50 mm, Number of poles: 18, 90°, Solder pin length (l): 3.2 mm, tinned, black, Box
25102 | 1794440000 | S2L-SMT 3.50/20/90 3.2SN BK BX | PCB plug-in connector, male header, open side, THT/THR solder connection, 3.50 mm, Number of poles: 20, 90°, Solder pin length (l): 3.2 mm, tinned, black, Box
25103 | 1794530000 | S2L-SMT 3.50/06/180G 3.5SN BK BX | PCB plug-in connector, male header, closed side, THT/THR solder connection, 3.50 mm, Number of poles: 6, 180°, Solder pin length (l): 3.5 mm, tinned, black, Box
25104 | 1794540000 | S2L-SMT 3.50/08/180G 3.5SN BK BX | PCB plug-in connector, male header, closed side, THT/THR solder connection, 3.50 mm, Number of poles: 8, 180°, Solder pin length (l): 3.5 mm, tinned, black, Box
25105 | 1794550000 | S2L-SMT 3.50/10/180G 3.5SN BK BX | PCB plug-in connector, male header, closed side, THT/THR solder connection, 3.50 mm, Number of poles: 10, 180°, Solder pin length (l): 3.5 mm, tinned, black, Box
25106 | 1794560000 | S2L-SMT 3.50/12/180G 3.5SN BK BX | PCB plug-in connector, male header, closed side, THT/THR solder connection, 3.50 mm, Number of poles: 12, 180°, Solder pin length (l): 3.5 mm, tinned, black, Box
25107 | 1794570000 | S2L-SMT 3.50/14/180G 3.5SN BK BX | PCB plug-in connector, male header, closed side, THT/THR solder connection, 3.50 mm, Number of poles: 14, 180°, Solder pin length (l): 3.5 mm, tinned, black, Box
25108 | 1794580000 | S2L-SMT 3.50/16/180G 3.5SN BK BX | PCB plug-in connector, male header, closed side, THT/THR solder connection, 3.50 mm, Number of poles: 16, 180°, Solder pin length (l): 3.5 mm, tinned, black, Box
25109 | 1794590000 | S2L-SMT 3.50/18/180G 3.5SN BK BX | PCB plug-in connector, male header, closed side, THT/THR solder connection, 3.50 mm, Number of poles: 18, 180°, Solder pin length (l): 3.5 mm, tinned, black, Box
25110 | 1794600000 | S2L-SMT 3.50/20/180G 3.5SN BK BX | PCB plug-in connector, male header, closed side, THT/THR solder connection, 3.50 mm, Number of poles: 20, 180°, Solder pin length (l): 3.5 mm, tinned, black, Box
25111 | 1794610000 | S2L-SMT 3.50/22/180G 3.5SN BK BX | PCB plug-in connector, male header, closed side, THT/THR solder connection, 3.50 mm, Number of poles: 22, 180°, Solder pin length (l): 3.5 mm, tinned, black, Box
25112 | 1794620000 | S2L-SMT 3.50/24/180G 3.5SN BK BX | PCB plug-in connector, male header, closed side, THT/THR solder connection, 3.50 mm, Number of poles: 24, 180°, Solder pin length (l): 3.5 mm, tinned, black, Box
25113 | 1794630000 | S2L-SMT 3.50/26/180G 3.5SN BK BX | PCB plug-in connector, male header, closed side, THT/THR solder connection, 3.50 mm, Number of poles: 26, 180°, Solder pin length (l): 3.5 mm, tinned, black, Box
25114 | 1794640000 | S2L-SMT 3.50/28/180G 3.5SN BK BX | PCB plug-in connector, male header, closed side, THT/THR solder connection, 3.50 mm, Number of poles: 28, 180°, Solder pin length (l): 3.5 mm, tinned, black, Box
25115 | 1794650000 | S2L-SMT 3.50/30/180G 3.5SN BK BX | PCB plug-in connector, male header, closed side, THT/THR solder connection, 3.50 mm, Number of poles: 30, 180°, Solder pin length (l): 3.5 mm, tinned, black, Box
25116 | 1794660000 | S2L-SMT 3.50/32/180G 3.5SN BK BX | PCB plug-in connector, male header, closed side, THT/THR solder connection, 3.50 mm, Number of poles: 32, 180°, Solder pin length (l): 3.5 mm, tinned, black, Box
25117 | 1794670000 | S2L-SMT 3.50/34/180G 3.5SN BK BX | PCB plug-in connector, male header, closed side, THT/THR solder connection, 3.50 mm, Number of poles: 34, 180°, Solder pin length (l): 3.5 mm, tinned, black, Box
25118 | 1794680000 | S2L-SMT 3.50/36/180G 3.5SN BK BX | PCB plug-in connector, male header, closed side, THT/THR solder connection, 3.50 mm, Number of poles: 36, 180°, Solder pin length (l): 3.5 mm, tinned, black, Box
25119 | 1794700000 | S2L-SMT 3.50/08/180 3.5SN BK BX | PCB plug-in connector, male header, open side, THT/THR solder connection, 3.50 mm, Number of poles: 8, 180°, Solder pin length (l): 3.5 mm, tinned, black, Box
25120 | 1794740000 | S2L-SMT 3.50/16/180 3.5SN BK BX | PCB plug-in connector, male header, open side, THT/THR solder connection, 3.50 mm, Number of poles: 16, 180°, Solder pin length (l): 3.5 mm, tinned, black, Box
25121 | 1794830000 | S2L-SMT 3.50/34/180 3.5SN BK BX | PCB plug-in connector, male header, open side, THT/THR solder connection, 3.50 mm, Number of poles: 34, 180°, Solder pin length (l): 3.5 mm, tinned, black, Box
25122 | 1794860000 | S2L-SMT 3.50/06/90LF 3.2SN BK BX | PCB plug-in connector, male header, Solder flange, THT/THR solder connection, 3.50 mm, Number of poles: 6, 90°, Solder pin length (l): 3.2 mm, tinned, black, Box
25123 | 1794870000 | S2L-SMT 3.50/08/90LF 3.2SN BK BX | PCB plug-in connector, male header, Solder flange, THT/THR solder connection, 3.50 mm, Number of poles: 8, 90°, Solder pin length (l): 3.2 mm, tinned, black, Box
25124 | 1794880000 | S2L-SMT 3.50/10/90LF 3.2SN BK BX | PCB plug-in connector, male header, Solder flange, THT/THR solder connection, 3.50 mm, Number of poles: 10, 90°, Solder pin length (l): 3.2 mm, tinned, black, Box
25125 | 1794890000 | S2L-SMT 3.50/12/90LF 3.2SN BK BX | PCB plug-in connector, male header, Solder flange, THT/THR solder connection, 3.50 mm, Number of poles: 12, 90°, Solder pin length (l): 3.2 mm, tinned, black, Box
25126 | 1794900000 | S2L-SMT 3.50/14/90LF 3.2SN BK BX | PCB plug-in connector, male header, Solder flange, THT/THR solder connection, 3.50 mm, Number of poles: 14, 90°, Solder pin length (l): 3.2 mm, tinned, black, Box
25127 | 1794910000 | S2L-SMT 3.50/16/90LF 3.2SN BK BX | PCB plug-in connector, male header, Solder flange, THT/THR solder connection, 3.50 mm, Number of poles: 16, 90°, Solder pin length (l): 3.2 mm, tinned, black, Box
25128 | 1794920000 | S2L-SMT 3.50/18/90LF 3.2SN BK BX | PCB plug-in connector, male header, Solder flange, THT/THR solder connection, 3.50 mm, Number of poles: 18, 90°, Solder pin length (l): 3.2 mm, tinned, black, Box
25129 | 1794930000 | S2L-SMT 3.50/20/90LF 3.2SN BK BX | PCB plug-in connector, male header, Solder flange, THT/THR solder connection, 3.50 mm, Number of poles: 20, 90°, Solder pin length (l): 3.2 mm, tinned, black, Box
25130 | 1794940000 | S2L-SMT 3.50/22/90LF 3.2SN BK BX | PCB plug-in connector, male header, Solder flange, THT/THR solder connection, 3.50 mm, Number of poles: 22, 90°, Solder pin length (l): 3.2 mm, tinned, black, Box
25131 | 1794950000 | S2L-SMT 3.50/24/90LF 3.2SN BK BX | PCB plug-in connector, male header, Solder flange, THT/THR solder connection, 3.50 mm, Number of poles: 24, 90°, Solder pin length (l): 3.2 mm, tinned, black, Box
25132 | 1794960000 | S2L-SMT 3.50/26/90LF 3.2SN BK BX | PCB plug-in connector, male header, Solder flange, THT/THR solder connection, 3.50 mm, Number of poles: 26, 90°, Solder pin length (l): 3.2 mm, tinned, black, Box
25133 | 1794970000 | S2L-SMT 3.50/28/90LF 3.2SN BK BX | PCB plug-in connector, male header, Solder flange, THT/THR solder connection, 3.50 mm, Number of poles: 28, 90°, Solder pin length (l): 3.2 mm, tinned, black, Box
25134 | 1794980000 | S2L-SMT 3.50/30/90LF 3.2SN BK BX | PCB plug-in connector, male header, Solder flange, THT/THR solder connection, 3.50 mm, Number of poles: 30, 90°, Solder pin length (l): 3.2 mm, tinned, black, Box
25135 | 1794990000 | S2L-SMT 3.50/32/90LF 3.2SN BK BX | PCB plug-in connector, male header, Solder flange, THT/THR solder connection, 3.50 mm, Number of poles: 32, 90°, Solder pin length (l): 3.2 mm, tinned, black, Box
25136 | 1795000000 | S2L-SMT 3.50/34/90LF 3.2SN BK BX | PCB plug-in connector, male header, Solder flange, THT/THR solder connection, 3.50 mm, Number of poles: 34, 90°, Solder pin length (l): 3.2 mm, tinned, black, Box
25137 | 1795010000 | S2L-SMT 3.50/36/90LF 3.2SN BK BX | PCB plug-in connector, male header, Solder flange, THT/THR solder connection, 3.50 mm, Number of poles: 36, 90°, Solder pin length (l): 3.2 mm, tinned, black, Box
25138 | 1795200000 | S2L-SMT 3.50/06/180LF 3.5SN BK BX | PCB plug-in connector, male header, Solder flange, THT/THR solder connection, 3.50 mm, Number of poles: 6, 180°, Solder pin length (l): 3.5 mm, tinned, black, Box
25139 | 1795210000 | S2L-SMT 3.50/08/180LF 3.5SN BK BX | PCB plug-in connector, male header, Solder flange, THT/THR solder connection, 3.50 mm, Number of poles: 8, 180°, Solder pin length (l): 3.5 mm, tinned, black, Box
25140 | 1795220000 | S2L-SMT 3.50/10/180LF 3.5SN BK BX | PCB plug-in connector, male header, Solder flange, THT/THR solder connection, 3.50 mm, Number of poles: 10, 180°, Solder pin length (l): 3.5 mm, tinned, black, Box
25141 | 1795230000 | S2L-SMT 3.50/12/180LF 3.5SN BK BX | PCB plug-in connector, male header, Solder flange, THT/THR solder connection, 3.50 mm, Number of poles: 12, 180°, Solder pin length (l): 3.5 mm, tinned, black, Box
25142 | 1795240000 | S2L-SMT 3.50/14/180LF 3.5SN BK BX | PCB plug-in connector, male header, Solder flange, THT/THR solder connection, 3.50 mm, Number of poles: 14, 180°, Solder pin length (l): 3.5 mm, tinned, black, Box
25143 | 1795250000 | S2L-SMT 3.50/16/180LF 3.5SN BK BX | PCB plug-in connector, male header, Solder flange, THT/THR solder connection, 3.50 mm, Number of poles: 16, 180°, Solder pin length (l): 3.5 mm, tinned, black, Box
25144 | 1795260000 | S2L-SMT 3.50/18/180LF 3.5SN BK BX | PCB plug-in connector, male header, Solder flange, THT/THR solder connection, 3.50 mm, Number of poles: 18, 180°, Solder pin length (l): 3.5 mm, tinned, black, Box
25145 | 1795270000 | S2L-SMT 3.50/20/180LF 3.5SN BK BX | PCB plug-in connector, male header, Solder flange, THT/THR solder connection, 3.50 mm, Number of poles: 20, 180°, Solder pin length (l): 3.5 mm, tinned, black, Box
25146 | 1795280000 | S2L-SMT 3.50/22/180LF 3.5SN BK BX | PCB plug-in connector, male header, Solder flange, THT/THR solder connection, 3.50 mm, Number of poles: 22, 180°, Solder pin length (l): 3.5 mm, tinned, black, Box
25147 | 1795290000 | S2L-SMT 3.50/24/180LF 3.5SN BK BX | PCB plug-in connector, male header, Solder flange, THT/THR solder connection, 3.50 mm, Number of poles: 24, 180°, Solder pin length (l): 3.5 mm, tinned, black, Box
25148 | 1795300000 | S2L-SMT 3.50/26/180LF 3.5SN BK BX | PCB plug-in connector, male header, Solder flange, THT/THR solder connection, 3.50 mm, Number of poles: 26, 180°, Solder pin length (l): 3.5 mm, tinned, black, Box
25149 | 1795310000 | S2L-SMT 3.50/28/180LF 3.5SN BK BX | PCB plug-in connector, male header, Solder flange, THT/THR solder connection, 3.50 mm, Number of poles: 28, 180°, Solder pin length (l): 3.5 mm, tinned, black, Box
25150 | 1795320000 | S2L-SMT 3.50/30/180LF 3.5SN BK BX | PCB plug-in connector, male header, Solder flange, THT/THR solder connection, 3.50 mm, Number of poles: 30, 180°, Solder pin length (l): 3.5 mm, tinned, black, Box
25151 | 1795330000 | S2L-SMT 3.50/32/180LF 3.5SN BK BX | PCB plug-in connector, male header, Solder flange, THT/THR solder connection, 3.50 mm, Number of poles: 32, 180°, Solder pin length (l): 3.5 mm, tinned, black, Box
25152 | 1795340000 | S2L-SMT 3.50/34/180LF 3.5SN BK BX | PCB plug-in connector, male header, Solder flange, THT/THR solder connection, 3.50 mm, Number of poles: 34, 180°, Solder pin length (l): 3.5 mm, tinned, black, Box
25153 | 1795350000 | S2L-SMT 3.50/36/180LF 3.5SN BK BX | PCB plug-in connector, male header, Solder flange, THT/THR solder connection, 3.50 mm, Number of poles: 36, 180°, Solder pin length (l): 3.5 mm, tinned, black, Box
25154 | 1846050000 | SLS 5.08/04/180TB RF15 SN OR BX | PCB plug-in connector, male plug, 5.08 mm, Number of poles: 4, 180°, Clamping yoke connection, Clamping range, max. : 3.31 mm², Box
25155 | 1846060000 | SLS 5.08/06/180TB RF15 SN OR BX | PCB plug-in connector, male plug, 5.08 mm, Number of poles: 6, 180°, Clamping yoke connection, Clamping range, max. : 3.31 mm², Box
25156 | 1846070000 | SLS 5.08/08/180TB RF15 SN OR BX | PCB plug-in connector, male plug, 5.08 mm, Number of poles: 8, 180°, Clamping yoke connection, Clamping range, max. : 3.31 mm², Box
25157 | 1846080000 | SLS 5.08/10/180TB RF15 SN OR BX | PCB plug-in connector, male plug, 5.08 mm, Number of poles: 10, 180°, Clamping yoke connection, Clamping range, max. : 3.31 mm², Box
25158 | 1846090000 | SLS 5.08/12/180TB RF15 SN OR BX | PCB plug-in connector, male plug, 5.08 mm, Number of poles: 12, 180°, Clamping yoke connection, Clamping range, max. : 3.31 mm², Box
25159 | 1846100000 | SLS 5.08/16/180TB RF15 SN OR BX | PCB plug-in connector, male plug, 5.08 mm, Number of poles: 16, 180°, Clamping yoke connection, Clamping range, max. : 3.31 mm², Box
25160 | 1846110000 | SLS 5.08/20/180TB RF15 SN OR BX | PCB plug-in connector, male plug, 5.08 mm, Number of poles: 20, 180°, Clamping yoke connection, Clamping range, max. : 3.31 mm², Box
25161 | 1846120000 | SLS 5.08/24/180TB RF15 SN OR BX | PCB plug-in connector, male plug, 5.08 mm, Number of poles: 24, 180°, Clamping yoke connection, Clamping range, max. : 3.31 mm², Box
25162 | 1846130000 | SLS 5.08/04/180TB KF SN OR BX | PCB plug-in connector, male plug, 5.08 mm, Number of poles: 4, 180°, Clamping yoke connection, Clamping range, max. : 3.31 mm², Box
25163 | 1846140000 | SLS 5.08/06/180TB KF SN OR BX | PCB plug-in connector, male plug, 5.08 mm, Number of poles: 6, 180°, Clamping yoke connection, Clamping range, max. : 3.31 mm², Box
25164 | 1846150000 | SLS 5.08/08/180TB KF SN OR BX | PCB plug-in connector, male plug, 5.08 mm, Number of poles: 8, 180°, Clamping yoke connection, Clamping range, max. : 3.31 mm², Box
25165 | 1846160000 | SLS 5.08/10/180TB KF SN OR BX | PCB plug-in connector, male plug, 5.08 mm, Number of poles: 10, 180°, Clamping yoke connection, Clamping range, max. : 3.31 mm², Box
25166 | 1846170000 | SLS 5.08/12/180TB KF SN OR BX | PCB plug-in connector, male plug, 5.08 mm, Number of poles: 12, 180°, Clamping yoke connection, Clamping range, max. : 3.31 mm², Box
25167 | 1846180000 | SLS 5.08/16/180TB KF SN OR BX | PCB plug-in connector, male plug, 5.08 mm, Number of poles: 16, 180°, Clamping yoke connection, Clamping range, max. : 3.31 mm², Box
25168 | 1846190000 | SLS 5.08/20/180TB KF SN OR BX | PCB plug-in connector, male plug, 5.08 mm, Number of poles: 20, 180°, Clamping yoke connection, Clamping range, max. : 3.31 mm², Box
25169 | 1846200000 | SLS 5.08/24/180TB KF SN OR BX | PCB plug-in connector, male plug, 5.08 mm, Number of poles: 24, 180°, Clamping yoke connection, Clamping range, max. : 3.31 mm², Box
25170 | 1846210000 | SLS 5.08/02/180FI SN OR BX | PCB plug-in connector, male plug, 5.08 mm, Number of poles: 2, 180°, Clamping yoke connection, Clamping range, max. : 3.31 mm², Box
25171 | 1846220000 | SLS 5.08/03/180FI SN OR BX | PCB plug-in connector, male plug, 5.08 mm, Number of poles: 3, 180°, Clamping yoke connection, Clamping range, max. : 3.31 mm², Box
25172 | 1846230000 | SLS 5.08/04/180FI SN OR BX | PCB plug-in connector, male plug, 5.08 mm, Number of poles: 4, 180°, Clamping yoke connection, Clamping range, max. : 3.31 mm², Box
25173 | 1846240000 | SLS 5.08/05/180FI SN OR BX | PCB plug-in connector, male plug, 5.08 mm, Number of poles: 5, 180°, Clamping yoke connection, Clamping range, max. : 3.31 mm², Box
25174 | 1846250000 | SLS 5.08/06/180FI SN OR BX | PCB plug-in connector, male plug, 5.08 mm, Number of poles: 6, 180°, Clamping yoke connection, Clamping range, max. : 3.31 mm², Box
25175 | 1846260000 | SLS 5.08/07/180FI SN OR BX | PCB plug-in connector, male plug, 5.08 mm, Number of poles: 7, 180°, Clamping yoke connection, Clamping range, max. : 3.31 mm², Box
25176 | 1846270000 | SLS 5.08/08/180FI SN OR BX | PCB plug-in connector, male plug, 5.08 mm, Number of poles: 8, 180°, Clamping yoke connection, Clamping range, max. : 3.31 mm², Box
25177 | 1846280000 | SLS 5.08/09/180FI SN OR BX | PCB plug-in connector, male plug, 5.08 mm, Number of poles: 9, 180°, Clamping yoke connection, Clamping range, max. : 3.31 mm², Box
25178 | 1846290000 | SLS 5.08/10/180FI SN OR BX | PCB plug-in connector, male plug, 5.08 mm, Number of poles: 10, 180°, Clamping yoke connection, Clamping range, max. : 3.31 mm², Box
25179 | 1846300000 | SLS 5.08/11/180FI SN OR BX | PCB plug-in connector, male plug, 5.08 mm, Number of poles: 11, 180°, Clamping yoke connection, Clamping range, max. : 3.31 mm², Box
25180 | 1846310000 | SLS 5.08/12/180FI SN OR BX | PCB plug-in connector, male plug, 5.08 mm, Number of poles: 12, 180°, Clamping yoke connection, Clamping range, max. : 3.31 mm², Box
25181 | 1846320000 | SLS 5.08/13/180FI SN OR BX | PCB plug-in connector, male plug, 5.08 mm, Number of poles: 13, 180°, Clamping yoke connection, Clamping range, max. : 3.31 mm², Box
25182 | 1846330000 | SLS 5.08/14/180FI SN OR BX | PCB plug-in connector, male plug, 5.08 mm, Number of poles: 14, 180°, Clamping yoke connection, Clamping range, max. : 3.31 mm², Box
25183 | 1846340000 | SLS 5.08/15/180FI SN OR BX | PCB plug-in connector, male plug, 5.08 mm, Number of poles: 15, 180°, Clamping yoke connection, Clamping range, max. : 3.31 mm², Box
25184 | 1846350000 | SLS 5.08/16/180FI SN OR BX | PCB plug-in connector, male plug, 5.08 mm, Number of poles: 16, 180°, Clamping yoke connection, Clamping range, max. : 3.31 mm², Box
25185 | 1846360000 | SLS 5.08/02/180F SN OR BX | PCB plug-in connector, male plug, 5.08 mm, Number of poles: 2, 180°, Clamping yoke connection, Clamping range, max. : 3.31 mm², Box
25186 | 1846370000 | SLS 5.08/03/180F SN OR BX | PCB plug-in connector, male plug, 5.08 mm, Number of poles: 3, 180°, Clamping yoke connection, Clamping range, max. : 3.31 mm², Box
25187 | 1846380000 | SLS 5.08/04/180F SN OR BX | PCB plug-in connector, male plug, 5.08 mm, Number of poles: 4, 180°, Clamping yoke connection, Clamping range, max. : 3.31 mm², Box
25188 | 1846390000 | SLS 5.08/05/180F SN OR BX | PCB plug-in connector, male plug, 5.08 mm, Number of poles: 5, 180°, Clamping yoke connection, Clamping range, max. : 3.31 mm², Box
25189 | 1846400000 | SLS 5.08/06/180F SN OR BX | PCB plug-in connector, male plug, 5.08 mm, Number of poles: 6, 180°, Clamping yoke connection, Clamping range, max. : 3.31 mm², Box
25190 | 1846410000 | SLS 5.08/07/180F SN OR BX | PCB plug-in connector, male plug, 5.08 mm, Number of poles: 7, 180°, Clamping yoke connection, Clamping range, max. : 3.31 mm², Box
25191 | 1846420000 | SLS 5.08/08/180F SN OR BX | PCB plug-in connector, male plug, 5.08 mm, Number of poles: 8, 180°, Clamping yoke connection, Clamping range, max. : 3.31 mm², Box
25192 | 1846430000 | SLS 5.08/09/180F SN OR BX | PCB plug-in connector, male plug, 5.08 mm, Number of poles: 9, 180°, Clamping yoke connection, Clamping range, max. : 3.31 mm², Box
25193 | 1846440000 | SLS 5.08/10/180F SN OR BX | PCB plug-in connector, male plug, 5.08 mm, Number of poles: 10, 180°, Clamping yoke connection, Clamping range, max. : 3.31 mm², Box
25194 | 1846450000 | SLS 5.08/11/180F SN OR BX | PCB plug-in connector, male plug, 5.08 mm, Number of poles: 11, 180°, Clamping yoke connection, Clamping range, max. : 3.31 mm², Box
25195 | 1846460000 | SLS 5.08/12/180F SN OR BX | PCB plug-in connector, male plug, 5.08 mm, Number of poles: 12, 180°, Clamping yoke connection, Clamping range, max. : 3.31 mm², Box
25196 | 1846470000 | SLS 5.08/13/180F SN OR BX | PCB plug-in connector, male plug, 5.08 mm, Number of poles: 13, 180°, Clamping yoke connection, Clamping range, max. : 3.31 mm², Box
25197 | 1846480000 | SLS 5.08/14/180F SN OR BX | PCB plug-in connector, male plug, 5.08 mm, Number of poles: 14, 180°, Clamping yoke connection, Clamping range, max. : 3.31 mm², Box
25198 | 1846490000 | SLS 5.08/15/180F SN OR BX | PCB plug-in connector, male plug, 5.08 mm, Number of poles: 15, 180°, Clamping yoke connection, Clamping range, max. : 3.31 mm², Box
25199 | 1846500000 | SLS 5.08/16/180F SN OR BX | PCB plug-in connector, male plug, 5.08 mm, Number of poles: 16, 180°, Clamping yoke connection, Clamping range, max. : 3.31 mm², Box
25200 | 1853940000 | VDS180 SV7.62 | PCB plug-in connector, Accessories, black, Number of poles: 1
25201 | 1880860000 | S2L-SMT 3.50/16/180G 1.5SN BK BX | PCB plug-in connector, male header, closed side, THT/THR solder connection, 3.50 mm, Number of poles: 16, 180°, Solder pin length (l): 1.5 mm, tinned, black, Box
25202 | 1920840000 | B2L 3.50/04/180 SN BK BX | PCB plug-in connector, female plug, 3.50 mm, Number of poles: 4, 180°, Tension-clamp connection, Clamping range, max. : 1 mm², Box
25203 | 1920850000 | S2L-SMT 3.50/04/90G 3.2SN BK BX | PCB plug-in connector, male header, closed side, THT/THR solder connection, 3.50 mm, Number of poles: 4, 90°, Solder pin length (l): 3.2 mm, tinned, black, Box
25204 | 1924530000 | S2L-SMT 3.50/04/180G 3.5SN BK BX | PCB plug-in connector, male header, closed side, THT/THR solder connection, 3.50 mm, Number of poles: 4, 180°, Solder pin length (l): 3.5 mm, tinned, black, Box
25205 | 7940006157 | RCLKIT 24VDC 2CO LED GN | RIDERSERIES RCL, Relay module, Number of contacts: 2, CO contact AgNi, Rated control voltage: 24 V DC, Continuous current: 8 A, Screw connection, Test button available: No
25206 | 7940006158 | RCLKIT 24VDC 1CO LED GN | RIDERSERIES RCL, Relay module, Number of contacts: 1, CO contact AgNi, Rated control voltage: 24 V DC, Continuous current: 16 A, Screw connection, Test button available: No
25207 | 7940006159 | RCLKIT 230VAC 2CO LED RT | RIDERSERIES RCL, Relay module, Number of contacts: 2, CO contact AgNi, Rated control voltage: 230 V AC, Continuous current: 8 A, Screw connection, Test button available: No
25208 | 7940006160 | RCLKIT 230VAC 1CO LED RT | RIDERSERIES RCL, Relay module, Number of contacts: 1, CO contact AgNi, Rated control voltage: 230 V AC, Continuous current: 16 A, Screw connection, Test button available: No
25209 | 7940006162 | RCLKIT 24VAC 2CO LED RT | RIDERSERIES RCL, Relay module, Number of contacts: 2, CO contact AgNi, Rated control voltage: 24 V AC, Continuous current: 8 A, Screw connection, Test button available: No
25210 | 7940007061 | RCMKIT 24VDC 2CO LED GN | RIDERSERIES RCM, Relay module, Number of contacts: 2, CO contact with test button AgNi, Rated control voltage: 24 V DC, Continuous current: 12 A, Screw connection, Test button available: Yes
25211 | 7940007062 | RCMKIT 24VDC 3CO LED GN | RIDERSERIES RCM, Relay module, Number of contacts: 3, CO contact with test button AgNi, Rated control voltage: 24 V DC, Continuous current: 10 A, Screw connection, Test button available: Yes
25212 | 7940007063 | RCMKIT 24VDC 4CO LED GN | RIDERSERIES RCM, Relay module, Number of contacts: 4, CO contact with test button AgNi, Rated control voltage: 24 V DC, Continuous current: 6 A, Screw connection, Test button available: Yes
25213 | 7940007115 | RCMKIT 24VAC 4CO LED RT | RIDERSERIES RCM, Relay module, Number of contacts: 4, CO contact with test button AgNi, Rated control voltage: 24 V AC, Continuous current: 6 A, Screw connection, Test button available: Yes
25214 | 7940007118 | RCMKIT 230VAC 4CO LED RT | RIDERSERIES RCM, Relay module, Number of contacts: 4, CO contact with test button AgNi, Rated control voltage: 230 V AC, Continuous current: 6 A, Screw connection, Test button available: Yes
25215 | 7940007637 | RCM580730 | RIDERSERIES RCM, Relay, Number of contacts: 4, CO contact AgNi gold-plated, Rated control voltage: 230 V AC, Continuous current: 6 A, Plug-in connection, Test button available: Yes
25216 | 7940007742 | RRD321220 | RIDERSERIES RRD, Relay, Number of contacts: 3, CO contact with test button AgNi, Rated control voltage: 220 V DC, Continuous current: 10 A, Plug-in connection, Test button available: Yes
25217 | 8054360000 | RCM570012 | RIDERSERIES RCM, Relay, Number of contacts: 4, CO contact AgNi, Rated control voltage: 12 V DC, Continuous current: 6 A, Plug-in connection, Test button available: Yes
25218 | 8074650000 | RCM570006 | RIDERSERIES RCM, Relay, Number of contacts: 4, CO contact AgNi, Rated control voltage: 6 V DC, Continuous current: 6 A, Plug-in connection, Test button available: Yes
25219 | 8074670000 | RCM570048 | RIDERSERIES RCM, Relay, Number of contacts: 4, CO contact AgNi, Rated control voltage: 48 V DC, Continuous current: 6 A, Plug-in connection, Test button available: Yes
25220 | 8074680000 | RCM570060 | RIDERSERIES RCM, Relay, Number of contacts: 4, CO contact AgNi, Rated control voltage: 60 V DC, Continuous current: 6 A, Plug-in connection, Test button available: Yes
25221 | 8074700000 | RCM570110 | RIDERSERIES RCM, Relay, Number of contacts: 4, CO contact AgNi, Rated control voltage: 110 V DC, Continuous current: 6 A, Plug-in connection, Test button available: Yes
25222 | 8074760000 | RCM570512 | RIDERSERIES RCM, Relay, Number of contacts: 4, CO contact AgNi, Rated control voltage: 12 V AC, Continuous current: 6 A, Plug-in connection, Test button available: Yes
25223 | 8636230000 | RCM570220 | RIDERSERIES RCM, Relay, Number of contacts: 4, CO contact AgNi, Rated control voltage: 220 V DC, Continuous current: 6 A, Plug-in connection, Test button available: Yes
25224 | 8689740000 | RCM270512 | RIDERSERIES RCM, Relay, Number of contacts: 2, CO contact AgNi, Rated control voltage: 12 V AC, Continuous current: 12 A, Plug-in connection, Test button available: Yes
25225 | 8689750000 | RCM270R12 | RIDERSERIES RCM, Relay, Number of contacts: 2, CO contact AgNi, Rated control voltage: 12 V AC, Continuous current: 12 A, Plug-in connection, Test button available: Yes
25226 | 8689760000 | RCM270524 | RIDERSERIES RCM, Relay, Number of contacts: 2, CO contact AgNi, Rated control voltage: 24 V AC, Continuous current: 12 A, Plug-in connection, Test button available: Yes
25227 | 8689770000 | RCM270R24 | RIDERSERIES RCM, Relay, Number of contacts: 2, CO contact AgNi, Rated control voltage: 24 V AC, Continuous current: 12 A, Plug-in connection, Test button available: Yes
25228 | 8689780000 | RCM270548 | RIDERSERIES RCM, Relay, Number of contacts: 2, CO contact AgNi, Rated control voltage: 48 V AC, Continuous current: 12 A, Plug-in connection, Test button available: Yes
25229 | 8689800000 | RCM270615 | RIDERSERIES RCM, Relay, Number of contacts: 2, CO contact AgNi, Rated control voltage: 115 V AC, Continuous current: 12 A, Plug-in connection, Test button available: Yes
25230 | 8689810000 | RCM270S15 | RIDERSERIES RCM, Relay, Number of contacts: 2, CO contact AgNi, Rated control voltage: 115 V AC, Continuous current: 12 A, Plug-in connection, Test button available: Yes
25231 | 8689820000 | RCM270730 | RIDERSERIES RCM, Relay, Number of contacts: 2, CO contact AgNi, Rated control voltage: 230 V AC, Continuous current: 12 A, Plug-in connection, Test button available: Yes
25232 | 8689830000 | RCM270T30 | RIDERSERIES RCM, Relay, Number of contacts: 2, CO contact AgNi, Rated control voltage: 230 V AC, Continuous current: 12 A, Plug-in connection, Test button available: Yes
25233 | 8689840000 | RCM270012 | RIDERSERIES RCM, Relay, Number of contacts: 2, CO contact AgNi, Rated control voltage: 12 V DC, Continuous current: 12 A, Plug-in connection, Test button available: Yes
25234 | 8689850000 | RCM270L12 | RIDERSERIES RCM, Relay, Number of contacts: 2, CO contact AgNi, Rated control voltage: 12 V DC, Continuous current: 12 A, Plug-in connection, Test button available: Yes
25235 | 8689860000 | RCM270024 | RIDERSERIES RCM, Relay, Number of contacts: 2, CO contact AgNi, Rated control voltage: 24 V DC, Continuous current: 12 A, Plug-in connection, Test button available: Yes
25236 | 8689870000 | RCM270L24 | RIDERSERIES RCM, Relay, Number of contacts: 2, CO contact AgNi, Rated control voltage: 24 V DC, Continuous current: 12 A, Plug-in connection, Test button available: Yes
25237 | 8689880000 | RCM270048 | RIDERSERIES RCM, Relay, Number of contacts: 2, CO contact AgNi, Rated control voltage: 48 V DC, Continuous current: 12 A, Plug-in connection, Test button available: Yes
25238 | 8689890000 | RCM270L48 | RIDERSERIES RCM, Relay, Number of contacts: 2, CO contact AgNi, Rated control voltage: 48 V DC, Continuous current: 12 A, Plug-in connection, Test button available: Yes
25239 | 8689900000 | RCM270110 | RIDERSERIES RCM, Relay, Number of contacts: 2, CO contact AgNi, Rated control voltage: 110 V DC, Continuous current: 12 A, Plug-in connection, Test button available: Yes
25240 | 8689950000 | RCM370R24 | RIDERSERIES RCM, Relay, Number of contacts: 3, CO contact AgNi, Rated control voltage: 24 V AC, Continuous current: 10 A, Plug-in connection, Test button available: Yes
25241 | 8689970000 | RCM370R48 | RIDERSERIES RCM, Relay, Number of contacts: 3, CO contact AgNi, Rated control voltage: 48 V AC, Continuous current: 10 A, Plug-in connection, Test button available: Yes
25242 | 8689980000 | RCM370615 | RIDERSERIES RCM, Relay, Number of contacts: 3, CO contact AgNi, Rated control voltage: 115 V AC, Continuous current: 10 A, Plug-in connection, Test button available: Yes
25243 | 8689990000 | RCM370S15 | RIDERSERIES RCM, Relay, Number of contacts: 3, CO contact AgNi, Rated control voltage: 115 V AC, Continuous current: 10 A, Plug-in connection, Test button available: Yes
25244 | 8690000000 | RCM370730 | RIDERSERIES RCM, Relay, Number of contacts: 3, CO contact AgNi, Rated control voltage: 230 V AC, Continuous current: 10 A, Plug-in connection, Test button available: Yes
25245 | 8690010000 | RCM370T30 | RIDERSERIES RCM, Relay, Number of contacts: 3, CO contact AgNi, Rated control voltage: 230 V AC, Continuous current: 10 A, Plug-in connection, Test button available: Yes
25246 | 8690020000 | RCM370012 | RIDERSERIES RCM, Relay, Number of contacts: 3, CO contact AgNi, Rated control voltage: 12 V DC, Continuous current: 10 A, Plug-in connection, Test button available: Yes
25247 | 8690030000 | RCM370524 | RIDERSERIES RCM, Relay, Number of contacts: 3, CO contact AgNi, Rated control voltage: 24 V AC, Continuous current: 10 A, Plug-in connection, Test button available: Yes
25248 | 8690040000 | RCM370024 | RIDERSERIES RCM, Relay, Number of contacts: 3, CO contact AgNi, Rated control voltage: 24 V DC, Continuous current: 10 A, Plug-in connection, Test button available: Yes
25249 | 8690050000 | RCM370L24 | RIDERSERIES RCM, Relay, Number of contacts: 3, CO contact AgNi, Rated control voltage: 24 V DC, Continuous current: 10 A, Plug-in connection, Test button available: Yes
25250 | 8690060000 | RCM370048 | RIDERSERIES RCM, Relay, Number of contacts: 3, CO contact AgNi, Rated control voltage: 48 V DC, Continuous current: 10 A, Plug-in connection, Test button available: Yes
25251 | 8690080000 | RCM370110 | RIDERSERIES RCM, Relay, Number of contacts: 3, CO contact AgNi, Rated control voltage: 110 V DC, Continuous current: 10 A, Plug-in connection, Test button available: Yes
25252 | 8690100000 | RCM570R12 | RIDERSERIES RCM, Relay, Number of contacts: 4, CO contact AgNi, Rated control voltage: 12 V AC, Continuous current: 6 A, Plug-in connection, Test button available: Yes
25253 | 8690110000 | RCM570524 | RIDERSERIES RCM, Relay, Number of contacts: 4, CO contact AgNi, Rated control voltage: 24 V AC, Continuous current: 6 A, Plug-in connection, Test button available: Yes
25254 | 8690120000 | RCM570R24 | RIDERSERIES RCM, Relay, Number of contacts: 4, CO contact AgNi, Rated control voltage: 24 V AC, Continuous current: 6 A, Plug-in connection, Test button available: Yes
25255 | 8690130000 | RCM570R48 | RIDERSERIES RCM, Relay, Number of contacts: 4, CO contact AgNi, Rated control voltage: 48 V AC, Continuous current: 6 A, Plug-in connection, Test button available: Yes
25256 | 8690150000 | RCM570S15 | RIDERSERIES RCM, Relay, Number of contacts: 4, CO contact AgNi, Rated control voltage: 115 V AC, Continuous current: 6 A, Plug-in connection, Test button available: Yes
25257 | 8690160000 | RCM570T30 | RIDERSERIES RCM, Relay, Number of contacts: 4, CO contact AgNi, Rated control voltage: 230 V AC, Continuous current: 6 A, Plug-in connection, Test button available: Yes
25258 | 8690180000 | RCM570L12 | RIDERSERIES RCM, Relay, Number of contacts: 4, CO contact AgNi, Rated control voltage: 12 V DC, Continuous current: 6 A, Plug-in connection, Test button available: Yes
25259 | 8690200000 | RCM570024 | RIDERSERIES RCM, Relay, Number of contacts: 4, CO contact AgNi, Rated control voltage: 24 V DC, Continuous current: 6 A, Plug-in connection, Test button available: Yes
25260 | 8690220000 | RCM570L24 | RIDERSERIES RCM, Relay, Number of contacts: 4, CO contact AgNi, Rated control voltage: 24 V DC, Continuous current: 6 A, Plug-in connection, Test button available: Yes
25261 | 8690230000 | RCM570L48 | RIDERSERIES RCM, Relay, Number of contacts: 4, CO contact AgNi, Rated control voltage: 48 V DC, Continuous current: 6 A, Plug-in connection, Test button available: Yes
25262 | 8690240000 | RCM570M10 | RIDERSERIES RCM, Relay, Number of contacts: 4, CO contact AgNi, Rated control voltage: 110 V DC, Continuous current: 6 A, Plug-in connection, Test button available: Yes
25263 | 8690270000 | RRD226024 | RIDERSERIES RRD, Relay, Number of contacts: 2, CO contact with test button AgNi, Rated control voltage: 24 V AC, Continuous current: 10 A, Plug-in connection, Test button available: Yes
25264 | 8690280000 | RRD228024 | RIDERSERIES RRD, Relay, Number of contacts: 2, CO contact with test button AgNi, Rated control voltage: 24 V AC, Continuous current: 10 A, Plug-in connection, Test button available: Yes
25265 | 8690310000 | RRD226115 | RIDERSERIES RRD, Relay, Number of contacts: 2, CO contact with test button AgNi, Rated control voltage: 115 V AC, Continuous current: 10 A, Plug-in connection, Test button available: Yes
25266 | 8690320000 | RRD228115 | RIDERSERIES RRD, Relay, Number of contacts: 2, CO contact with test button AgNi, Rated control voltage: 115 V AC, Continuous current: 10 A, Plug-in connection, Test button available: Yes
25267 | 8690330000 | RRD226230 | RIDERSERIES RRD, Relay, Number of contacts: 2, CO contact with test button AgNi, Rated control voltage: 230 V AC, Continuous current: 10 A, Plug-in connection, Test button available: Yes
25268 | 8690340000 | RRD228230 | RIDERSERIES RRD, Relay, Number of contacts: 2, CO contact with test button AgNi, Rated control voltage: 230 V AC, Continuous current: 10 A, Plug-in connection, Test button available: Yes
25269 | 8690350000 | RRD221012 | RIDERSERIES RRD, Relay, Number of contacts: 2, CO contact with test button AgNi, Rated control voltage: 12 V DC, Continuous current: 10 A, Plug-in connection, Test button available: Yes
25270 | 8690370000 | RRD221024 | RIDERSERIES RRD, Relay, Number of contacts: 2, CO contact with test button AgNi, Rated control voltage: 24 V DC, Continuous current: 10 A, Plug-in connection, Test button available: Yes
25271 | 8690380000 | RRD223024 | RIDERSERIES RRD, Relay, Number of contacts: 2, CO contact with test button AgNi, Rated control voltage: 24 V DC, Continuous current: 10 A, Plug-in connection, Test button available: Yes
25272 | 8690430000 | RRD326012 | RIDERSERIES RRD, Relay, Number of contacts: 3, CO contact with test button AgNi, Rated control voltage: 12 V AC, Continuous current: 10 A, Plug-in connection, Test button available: Yes
25273 | 8690450000 | RRD326024 | RIDERSERIES RRD, Relay, Number of contacts: 3, CO contact with test button AgNi, Rated control voltage: 24 V AC, Continuous current: 10 A, Plug-in connection, Test button available: Yes
25274 | 8690460000 | RRD328024 | RIDERSERIES RRD, Relay, Number of contacts: 3, CO contact with test button AgNi, Rated control voltage: 24 V AC, Continuous current: 10 A, Plug-in connection, Test button available: Yes
25275 | 8690470000 | RRD326048 | RIDERSERIES RRD, Relay, Number of contacts: 3, CO contact with test button AgNi, Rated control voltage: 48 V AC, Continuous current: 10 A, Plug-in connection, Test button available: Yes
25276 | 8690550000 | RRD326115 | RIDERSERIES RRD, Relay, Number of contacts: 3, CO contact with test button AgNi, Rated control voltage: 115 V AC, Continuous current: 10 A, Plug-in connection, Test button available: Yes
25277 | 8690560000 | RRD328115 | RIDERSERIES RRD, Relay, Number of contacts: 3, CO contact with test button AgNi, Rated control voltage: 115 V AC, Continuous current: 10 A, Plug-in connection, Test button available: Yes
25278 | 8690570000 | RRD326230 | RIDERSERIES RRD, Relay, Number of contacts: 3, CO contact with test button AgNi, Rated control voltage: 230 V AC, Continuous current: 10 A, Plug-in connection, Test button available: Yes
25279 | 8690580000 | RRD328230 | RIDERSERIES RRD, Relay, Number of contacts: 3, CO contact with test button AgNi, Rated control voltage: 230 V AC, Continuous current: 10 A, Plug-in connection, Test button available: Yes
25280 | 8690610000 | RRD321024 | RIDERSERIES RRD, Relay, Number of contacts: 3, CO contact with test button AgNi, Rated control voltage: 24 V DC, Continuous current: 10 A, Plug-in connection, Test button available: Yes
25281 | 8690620000 | RRD323024 | RIDERSERIES RRD, Relay, Number of contacts: 3, CO contact with test button AgNi, Rated control voltage: 24 V DC, Continuous current: 10 A, Plug-in connection, Test button available: Yes
25282 | 8690630000 | RRD321048 | RIDERSERIES RRD, Relay, Number of contacts: 3, CO contact with test button AgNi, Rated control voltage: 48 V DC, Continuous current: 10 A, Plug-in connection, Test button available: Yes
25283 | 8690650000 | RRD321110 | RIDERSERIES RRD, Relay, Number of contacts: 3, CO contact with test button AgNi, Rated control voltage: 110 V DC, Continuous current: 10 A, Plug-in connection, Test button available: Yes
25284 | 8690660000 | RRD323110 | RIDERSERIES RRD, Relay, Number of contacts: 3, CO contact with test button AgNi, Rated control voltage: 110 V DC, Continuous current: 10 A, Plug-in connection, Test button available: Yes
25285 | 8690830000 | SRC 2CO | RIDERSERIES FG, Relay socket, Number of contacts: 2, CO contact, Screw connection
25286 | 8690840000 | SRC 1CO | RIDERSERIES RCL, Relay socket, Number of contacts: 1, CO contact, Screw connection
25287 | 8690850000 | SRC 2CO PCB | RIDERSERIES RCL, Flange-mounted housing, Number of contacts: 2, CO contact, Continuous current: 12 A, Print connection
25288 | 8690860000 | SRC 1CO PCB | RIDERSERIES RCL, Flange-mounted housing, Number of contacts: 1, CO contact, Continuous current: 12 A, Print connection
25289 | 8690880000 | SCM 2CO | RIDERSERIES RCM, Relay socket, Number of contacts: 2, CO contact, Continuous current: 12 A, Screw connection
25290 | 8690890000 | SCM 3CO | RIDERSERIES RCM, Relay socket, Number of contacts: 3, CO contact, Continuous current: 12 A, Screw connection
25291 | 8690900000 | SCM 4CO | RIDERSERIES RCM, Relay socket, Number of contacts: 4, CO contact, Continuous current: 12 A, Screw connection
25292 | 8690910000 | SCM 4CO N | RIDERSERIES RCM, Relay socket, Number of contacts: 4, CO contact, Continuous current: 10 A, Screw connection
25293 | 8690930000 | SRD 2CO | RIDERSERIES RRD, Relay socket, Number of contacts: 2, CO contact, Screw connection
25294 | 8690940000 | RIM 1 6/230V | RIDERSERIES RCL, Free-wheeling diode, Rated control voltage: 6?230 V, Plug-in connection
25295 | 8690950000 | RIM 2 6/24VDC | RIDERSERIES RCL, LED module with freewheel diode, Rated control voltage: 6?24 V DC, Plug-in connection
25296 | 8690960000 | RIM 2 24/60VDC | RIDERSERIES RCL, LED module with freewheel diode, Rated control voltage: 24?60 V DC, Plug-in connection
25297 | 8691000000 | RIM 3 110/230VAC | RIDERSERIES RCL, RC filter, Rated control voltage: 110?230 V AC, Plug-in connection
25298 | 8691010000 | RIM 3 6/24VUC | RIDERSERIES RCL, LED module, Rated control voltage: 6?24 V UC, Plug-in connection
25299 | 8691020000 | RIM 3 24/60VUC | RIDERSERIES RCL, LED module, Rated control voltage: 24?60 V UC, Plug-in connection
25300 | 8691030000 | RIM 3 110/230VUC | RIDERSERIES RCL, LED module, Rated control voltage: 110?230 V UC, Plug-in connection
25301 | 8691040000 | RIM 4 6/24VUC | RIDERSERIES RCL, LED module, Protective varistor, Rated control voltage: 6?24 V UC, Plug-in connection
25302 | 8691060000 | RIM 4 110/230VUC | RIDERSERIES RCL, LED module, Protective varistor, Rated control voltage: 110?230 V UC, Plug-in connection
25303 | 8691110000 | SCM CLIP P | RIDERSERIES RCM, Retaining clip
25304 | 8693170000 | RCL214012 | RIDERSERIES RCL, Relay, Number of contacts: 1, CO contact AgNi, Rated control voltage: 12 V DC, Continuous current: 12 A, Plug-in connection, Test button available: No
25305 | 8693180000 | RCL114024 | RIDERSERIES RCL, Relay, Number of contacts: 1, CO contact AgNi, Rated control voltage: 24 V DC, Continuous current: 12 A, Plug-in connection, Test button available: No
25306 | 8693190000 | RCL114012 | RIDERSERIES RCL, Relay, Number of contacts: 1, CO contact AgNi, Rated control voltage: 12 V DC, Continuous current: 12 A, Plug-in connection, Test button available: No
25307 | 8693200000 | RCL 214024 | RIDERSERIES RCL, Relay, Number of contacts: 1, CO contact AgNi, Rated control voltage: 24 V DC, Continuous current: 12 A, Plug-in connection, Test button available: No
25308 | 8693230000 | RCL114730 | RIDERSERIES RCL, Relay, Number of contacts: 1, CO contact AgNi, Rated control voltage: 230 V AC, Continuous current: 12 A, Plug-in connection, Test button available: No
25309 | 8693240000 | RCL314012 | TERMSERIES, Relay, Number of contacts: 1, CO contact AgNi, Rated control voltage: 12 V DC, Continuous current: 16 A, Plug-in connection, Test button available: No
25310 | 8693260000 | RCL314024 | TERMSERIES, Relay, Number of contacts: 1, CO contact AgNi, Rated control voltage: 24 V DC, Continuous current: 16 A, Plug-in connection, Test button available: No
25311 | 8693270000 | SRC MARK | RIDERSERIES FG, Label
25312 | 8693280000 | RCL334024 | RIDERSERIES RCL, Relay, Number of contacts: 1, NO contact AgNi, Rated control voltage: 24 V DC, Continuous current: 16 A, Plug-in connection, Test button available: No
25313 | 8693300000 | RCL214730 | RIDERSERIES RCL, Relay, Number of contacts: 1, CO contact AgNi, Rated control voltage: 230 V AC, Continuous current: 12 A, Plug-in connection, Test button available: No
25314 | 8693320000 | RCL314730 | RIDERSERIES RCL, Relay, Number of contacts: 1, CO contact AgNi, Rated control voltage: 230 V AC, Continuous current: 16 A, Plug-in connection, Test button available: No
25315 | 8693340000 | RCL424548 | RIDERSERIES RCL, Relay, Number of contacts: 2, CO contact AgNi, Rated control voltage: 48 V AC, Continuous current: 8 A, Plug-in connection, Test button available: No
25316 | 8693370000 | SRC CLIP HM | RIDERSERIES FG, Retaining clip
25317 | 8693380000 | RCL314048 | TERMSERIES, Relay, Number of contacts: 1, CO contact AgNi, Rated control voltage: 48 V DC, Continuous current: 16 A, Plug-in connection, Test button available: No
25318 | 8693390000 | RCL114615 | RIDERSERIES RCL, Relay, Number of contacts: 1, CO contact AgNi, Rated control voltage: 115 V AC, Continuous current: 12 A, Plug-in connection, Test button available: No
25319 | 8693400000 | RCL114006 | RIDERSERIES RCL, Relay, Number of contacts: 1, CO contact AgNi, Rated control voltage: 6 V DC, Continuous current: 12 A, Plug-in connection, Test button available: No
25320 | 8693420000 | RCL424512 | RIDERSERIES RCL, Relay, Number of contacts: 2, CO contact AgNi, Rated control voltage: 12 V AC, Continuous current: 8 A, Plug-in connection, Test button available: No
25321 | 8693500000 | RCL314524 | RIDERSERIES RCL, Relay, Number of contacts: 1, CO contact AgNi, Rated control voltage: 24 V AC, Continuous current: 16 A, Plug-in connection, Test button available: No
25322 | 8693790000 | RCL424005 | TERMSERIES, Relay, Number of contacts: 2, CO contact AgNi, Rated control voltage: 5 V DC, Continuous current: 8 A, Plug-in connection, Test button available: No
25323 | 8693890000 | RCL314615 | RIDERSERIES RCL, Relay, Number of contacts: 1, CO contact AgNi, Rated control voltage: 115 V AC, Continuous current: 16 A, Plug-in connection, Test button available: No
25324 | 8693930000 | SRC 2CO N | RIDERSERIES RCL, Relay socket, Number of contacts: 2, CO contact, Screw connection
25325 | 8694210000 | RCM571024 | RIDERSERIES RCM, Relay, Number of contacts: 4, CO contact with test button AgNi, Rated control voltage: 24 V DC, Continuous current: 6 A, Plug-in connection, Test button available: Yes
25326 | 8694260000 | RCM571524 | RIDERSERIES RCM, Relay, Number of contacts: 4, CO contact with test button AgNi, Rated control voltage: 24 V AC, Continuous current: 6 A, Plug-in connection, Test button available: Yes
25327 | 8694460000 | RCM580024 | RIDERSERIES RCM, Relay, Number of contacts: 4, CO contact AgNi gold-plated, Rated control voltage: 24 V DC, Continuous current: 6 A, Plug-in connection, Test button available: Yes
25328 | 8697660000 | SCM 4CO PCB | RIDERSERIES RCM, Flange-mounted housing, Number of contacts: 4, CO contact, Continuous current: 6 A, Print connection
25329 | 8713720000 | RIM 2 6/24VDC GN | RIDERSERIES FG, LED module with freewheel diode, Rated control voltage: 6?24 V DC, Plug-in connection
25330 | 8713730000 | RIM 2 24/60VDC GN | RIDERSERIES RCL, LED module with freewheel diode, Rated control voltage: 24?60 V DC, Plug-in connection
25331 | 8713750000 | RIM 3 6/24VUC GN | RIDERSERIES RCL, LED module, Rated control voltage: 6?24 V UC, Plug-in connection
25332 | 8713760000 | RIM 3 24/60VUC GN | RIDERSERIES RCL, LED module, Rated control voltage: 24?60 V UC, Plug-in connection
25333 | 8713770000 | RIM 3 110/230VUC GN | RIDERSERIES RCL, LED module, Rated control voltage: 110?230 V UC, Plug-in connection
25334 | 8713780000 | RIM 4 6/24VUC GN | RIDERSERIES RCL, LED module, Protective varistor, Rated control voltage: 6?24 V UC, Plug-in connection
25335 | 8713790000 | RIM 4 24/60VUC GN | RIDERSERIES RCL, LED module, Protective varistor, Rated control voltage: 24?60 V UC, Plug-in connection
25336 | 8713800000 | RIM 4 110/230VUC GN | RIDERSERIES RCL, LED module, Protective varistor, Rated control voltage: 110?230 V UC, Plug-in connection
25337 | 8768660000 | RCH S21012 | RIDERSERIES, Relay, Number of contacts: 2, CO contact AgNi, Rated control voltage: 12 V DC, Continuous current: 6 A, Screw connection, Test button available: No
25338 | 8768680000 | RCH S21024 | RIDERSERIES, Relay, Number of contacts: 2, CO contact AgNi, Rated control voltage: 24 V DC, Continuous current: 6 A, Screw connection, Test button available: No
25339 | 8768700000 | RCH S51024 | RIDERSERIES, Relay, Number of contacts: 1, NC and NO contact AgNi, Rated control voltage: 24 V DC, Continuous current: 6 A, Screw connection, Test button available: No
25340 | 8783920000 | SCM 4CO Z | RIDERSERIES RCM, Relay socket, Number of contacts: 4, CO contact, Continuous current: 10 A, Tension-clamp connection
25341 | 8783930000 | SRC 2CO Z | RIDERSERIES FG, Relay socket, Number of contacts: 2, CO contact, Tension-clamp connection
25342 | 8798610000 | RRD323220 | RIDERSERIES RRD, Relay, Number of contacts: 3, CO contact with test button AgNi, Rated control voltage: 220 V DC, Continuous current: 10 A, Plug-in connection, Test button available: Yes
25343 | 8798620000 | RCLKITZ 24VDC 1CO LED | RIDERSERIES RCL, Relay module, Number of contacts: 1, CO contact AgNi, Rated control voltage: 24 V DC, Continuous current: 16 A, Tension-clamp connection, Test button available: No
25344 | 8798630000 | RCLKITZ 24VDC 2CO LED | RIDERSERIES RCL, Relay module, Number of contacts: 2, CO contact AgNi, Rated control voltage: 24 V DC, Continuous current: 8 A, Tension-clamp connection, Test button available: No
25345 | 8798670000 | RCLKITZ 230VAC 2CO LED | RIDERSERIES RCL, Relay module, Number of contacts: 2, CO contact AgNi, Rated control voltage: 230 V AC, Continuous current: 8 A, Tension-clamp connection, Test button available: No
25346 | 8798740000 | RCMKITZ 24VDC 4CO LED | RIDERSERIES RCM, Relay module, Number of contacts: 4, CO contact with test button AgNi, Rated control voltage: 24 V DC, Continuous current: 6 A, Tension-clamp connection, Test button available: Yes
25347 | 8798760000 | RCMKITZ 230VAC 4CO LED | RIDERSERIES RCM, Relay module, Number of contacts: 4, CO contact with test button AgNi, Rated control voltage: 230 V AC, Continuous current: 6 A, Tension-clamp connection, Test button available: Yes
25348 | 8810100000 | RCLKIT 115VAC 2CO LED RT | RIDERSERIES RCL, Relay module, Number of contacts: 2, CO contact AgNi, Rated control voltage: 115 V AC, Continuous current: 8 A, Screw connection, Test button available: No
25349 | 8810130000 | RCMKIT 115VAC 2CO LED RT | RIDERSERIES RCM, Relay module, Number of contacts: 2, CO contact with test button AgNi, Rated control voltage: 115 V AC, Continuous current: 12 A, Screw connection, Test button available: Yes
25350 | 8810150000 | RCMKIT 115VAC 4CO LED RT | RIDERSERIES RCM, Relay module, Number of contacts: 4, CO contact with test button AgNi, Rated control voltage: 115 V AC, Continuous current: 6 A, Screw connection, Test button available: Yes
25351 | 8810160000 | RCLKIT 115VAC 1CO LED RT | RIDERSERIES RCL, Relay module, Number of contacts: 1, CO contact AgNi, Rated control voltage: 115 V AC, Continuous current: 16 A, Screw connection, Test button available: No
25352 | 8824860000 | RCM580615 | RIDERSERIES RCM, Relay, Number of contacts: 4, CO contact AgNi gold-plated, Rated control voltage: 115 V AC, Continuous current: 6 A, Plug-in connection, Test button available: Yes
25353 | 8828370000 | RCL425110 | TERMSERIES, Relay, Number of contacts: 2, CO contact AgNi gold-plated, Rated control voltage: 110 V DC, Continuous current: 8 A, Plug-in connection, Test button available: No
25354 | 8866900000 | RCLS3L024W | TERMSERIES, Relay, Number of contacts: 1, NO contact AgSnO, Rated control voltage: 24 V DC, Continuous current: 16 A, Plug-in connection, Test button available: No
25355 | 8866920000 | RCLS3T024W | TERMSERIES, Relay, Number of contacts: 1, NO contact AgSnO, Rated control voltage: 24 V DC, Continuous current: 16 A, Plug-in connection, Test button available: No
25356 | 8869350000 | SRD-I 3CO | RIDERSERIES RRD, Relay socket, Number of contacts: 3, CO contact, Continuous current: 10 A, Screw connection
25357 | 8869360000 | SRD-I 2CO | RIDERSERIES RRD, Relay socket, Number of contacts: 2, CO contact, Continuous current: 10 A, Screw connection
25358 | 8869390000 | SCM-I 4CO N | RIDERSERIES RCM, Relay socket, Number of contacts: 4, CO contact, Continuous current: 6 A, Screw connection
25359 | 8869400000 | SCM-I 2CO | RIDERSERIES RCM, Relay socket, Number of contacts: 2, CO contact, Continuous current: 12 A, Screw connection
25360 | 8869410000 | SCM-I 3CO N | RIDERSERIES RCM, Relay socket, Number of contacts: 3, CO contact, Continuous current: 10 A, Screw connection
25361 | 8869420000 | SCM-I 4CO | RIDERSERIES RCM, Relay socket, Number of contacts: 4, CO contact, Continuous current: 6 A, Screw connection
25362 | 8869430000 | SCM-I 4CO P | RIDERSERIES RCM, Relay socket, Number of contacts: 4, CO contact, Continuous current: 6 A, PUSH IN
25363 | 8869440000 | SCM-I CLIP P | RIDERSERIES RCM, Retaining clip
25364 | 8869450000 | SCM-I CLIP M | RIDERSERIES RCM, Retaining clip
25365 | 8869460000 | SCM-I MARK | RIDERSERIES RCM, Label
25366 | 8869470000 | SRC-I 1CO | RIDERSERIES RCI, Relay socket, Number of contacts: 1, CO contact, Continuous current: 12 A, Screw connection
25367 | 8869480000 | SRC-I 2CO N | RIDERSERIES RCI, Relay socket, Number of contacts: 2, CO contact, Continuous current: 8 A, Screw connection
25368 | 8869490000 | SRC-I 2CO | RIDERSERIES RCI, Relay socket, Number of contacts: 2, CO contact, Continuous current: 8 A, Screw connection
25369 | 8869500000 | SRC-I 2CO P | RIDERSERIES RCI, Relay socket, Number of contacts: 2, CO contact, Continuous current: 8 A, PUSH IN
25370 | 8869510000 | SRC-I CLIP HP | RIDERSERIES RCI, Retaining clip
25371 | 8869520000 | SRC-I CLIP LP | RIDERSERIES RCI, Retaining clip
25372 | 8869530000 | SRC-I MARK | RIDERSERIES RCI, Label
25373 | 8869580000 | RIM-I 1 6/230V | RIDERSERIES, Free-wheeling diode, Rated control voltage: 6?230 V DC, Plug-in connection
25374 | 8869590000 | RIM-I 2 6/24VDC | RIDERSERIES, LED module with freewheel diode, Rated control voltage: 6?24 V DC, Plug-in connection
25375 | 8869600000 | RIM-I 2 6/24VDC GN | RIDERSERIES, LED module with freewheel diode, Rated control voltage: 6?24 V DC, Plug-in connection
25376 | 8869610000 | RIM-I 3 24/60VUC | RIDERSERIES, LED module, Rated control voltage: 24?60 V UC, Plug-in connection
25377 | 8869620000 | RIM-I 3 24/60VUC GN | RIDERSERIES, LED module, Rated control voltage: 24?60 V UC, Plug-in connection
25378 | 8869630000 | RIM-I 3 6/24VUC | RIDERSERIES, LED module, Rated control voltage: 6?24 V UC, Plug-in connection
25379 | 8869640000 | RIM-I 3 6/24VUC GN | RIDERSERIES, LED module, Rated control voltage: 6?24 V UC, Plug-in connection
25380 | 8869650000 | RIM-I 3 110/230VUC | RIDERSERIES, LED module, Rated control voltage: 110?230 V UC, Plug-in connection
25381 | 8869660000 | RIM-I 3 110/230VUC GN | RIDERSERIES, LED module, Rated control voltage: 110?230 V UC, Plug-in connection
25382 | 8869670000 | RIM-I 2 24/60VDC | RIDERSERIES, LED module with freewheel diode, Rated control voltage: 24?60 V DC, Plug-in connection
25383 | 8869680000 | RIM-I 2 24/60VDC GN | RIDERSERIES, LED module with freewheel diode, Rated control voltage: 24?60 V DC, Plug-in connection
25384 | 8869690000 | RIM-I 2 110/230VDC | RIDERSERIES, LED module with freewheel diode, Rated control voltage: 110?230 V DC, Plug-in connection
25385 | 8869700000 | RIM-I 2 110/230VDC GN | RIDERSERIES, LED module with freewheel diode, Rated control voltage: 110?230 V DC, Plug-in connection
25386 | 8869710000 | RIM-I 4 24VUC VAR | RIDERSERIES, Protective varistor, Rated control voltage: 24 V UC, Plug-in connection
25387 | 8869730000 | RIM-I 4 110VUC VAR | RIDERSERIES, Protective varistor, Rated control voltage: 110 V UC, Plug-in connection
25388 | 8869750000 | RIM-I 4 230VUC VAR | RIDERSERIES, Protective varistor, Rated control voltage: 230 V UC, Plug-in connection
25389 | 8869770000 | RIM-I 3 6/60VAC RC | RIDERSERIES, RC filter, Rated control voltage: 6...60 V UC, Plug-in connection
25390 | 8869790000 | RIM-I 3 110/230VAC RC | RIDERSERIES, RC filter, Rated control voltage: 110?230 V UC, Plug-in connection
25391 | 8869800000 | RCI314012 | RIDERSERIES RCI, Relay, Number of contacts: 1, CO contact AgNi, Rated control voltage: 12 V DC, Continuous current: 16 A, Plug-in connection, Test button available: No
25392 | 8869810000 | RCI314024 | RIDERSERIES RCI, Relay, Number of contacts: 1, CO contact AgNi, Rated control voltage: 24 V DC, Continuous current: 16 A, Plug-in connection, Test button available: No
25393 | 8869820000 | RCI314048 | RIDERSERIES RCI, Relay, Number of contacts: 1, CO contact AgNi, Rated control voltage: 48 V DC, Continuous current: 16 A, Plug-in connection, Test button available: No
25394 | 8869830000 | RCI314110 | RIDERSERIES RCI, Relay, Number of contacts: 1, CO contact AgNi, Rated control voltage: 110 V DC, Continuous current: 16 A, Plug-in connection, Test button available: No
25395 | 8869840000 | RCI314524 | RIDERSERIES RCI, Relay, Number of contacts: 1, CO contact AgNi, Rated control voltage: 24 V AC, Continuous current: 16 A, Plug-in connection, Test button available: No
25396 | 8869860000 | RCI314730 | RIDERSERIES RCI, Relay, Number of contacts: 1, CO contact AgNi, Rated control voltage: 230 V AC, Continuous current: 16 A, Plug-in connection, Test button available: No
25397 | 8869870000 | RCI424012 | RIDERSERIES RCI, Relay, Number of contacts: 2, CO contact AgNi, Rated control voltage: 12 V DC, Continuous current: 8 A, Plug-in connection, Test button available: No
25398 | 8869890000 | RCI424024 | RIDERSERIES RCI, Relay, Number of contacts: 2, CO contact AgNi, Rated control voltage: 24 V DC, Continuous current: 8 A, Plug-in connection, Test button available: No
25399 | 8869900000 | RCI424048 | RIDERSERIES RCI, Relay, Number of contacts: 2, CO contact AgNi, Rated control voltage: 48 V DC, Continuous current: 8 A, Plug-in connection, Test button available: No
25400 | 8869910000 | RCI424110 | RIDERSERIES RCI, Relay, Number of contacts: 2, CO contact AgNi, Rated control voltage: 110 V DC, Continuous current: 8 A, Plug-in connection, Test button available: No
25401 | 8869920000 | RCI424524 | RIDERSERIES RCI, Relay, Number of contacts: 2, CO contact AgNi, Rated control voltage: 24 V AC, Continuous current: 8 A, Plug-in connection, Test button available: No
25402 | 8869940000 | RCI424730 | RIDERSERIES RCI, Relay, Number of contacts: 2, CO contact AgNi, Rated control voltage: 230 V AC, Continuous current: 8 A, Plug-in connection, Test button available: No
25403 | 8869950000 | RCI374012 | RIDERSERIES RCI, Relay, Number of contacts: 1, CO contact AgNi, Rated control voltage: 12 V DC, Continuous current: 16 A, Plug-in connection, Test button available: Yes
25404 | 8869960000 | RCI374024 | RIDERSERIES RCI, Relay, Number of contacts: 1, CO contact AgNi, Rated control voltage: 24 V DC, Continuous current: 16 A, Plug-in connection, Test button available: Yes
25405 | 8869990000 | RCI374524 | RIDERSERIES RCI, Relay, Number of contacts: 1, CO contact AgNi, Rated control voltage: 24 V AC, Continuous current: 16 A, Plug-in connection, Test button available: Yes
25406 | 8870010000 | RCI374730 | RIDERSERIES RCI, Relay, Number of contacts: 1, CO contact AgNi, Rated control voltage: 230 V AC, Continuous current: 16 A, Plug-in connection, Test button available: Yes
25407 | 8870020000 | RCI484012 | RIDERSERIES RCI, Relay, Number of contacts: 2, CO contact AgNi, Rated control voltage: 12 V DC, Continuous current: 8 A, Plug-in connection, Test button available: Yes
25408 | 8870030000 | RCI484024 | RIDERSERIES RCI, Relay, Number of contacts: 2, CO contact AgNi, Rated control voltage: 24 V DC, Continuous current: 8 A, Plug-in connection, Test button available: Yes
25409 | 8870040000 | RCI484048 | RIDERSERIES RCI, Relay, Number of contacts: 2, CO contact AgNi, Rated control voltage: 48 V DC, Continuous current: 8 A, Plug-in connection, Test button available: Yes
25410 | 8870050000 | RCI484110 | RIDERSERIES RCI, Relay, Number of contacts: 2, CO contact AgNi, Rated control voltage: 110 V DC, Continuous current: 8 A, Plug-in connection, Test button available: Yes
25411 | 8870060000 | RCI484524 | RIDERSERIES RCI, Relay, Number of contacts: 2, CO contact AgNi, Rated control voltage: 24 V AC, Continuous current: 8 A, Plug-in connection, Test button available: Yes
25412 | 8870070000 | RCI484615 | RIDERSERIES RCI, Relay, Number of contacts: 2, CO contact AgNi, Rated control voltage: 115 V AC, Continuous current: 8 A, Plug-in connection, Test button available: Yes
25413 | 8870080000 | RCI484730 | RIDERSERIES RCI, Relay, Number of contacts: 2, CO contact AgNi, Rated control voltage: 230 V AC, Continuous current: 8 A, Plug-in connection, Test button available: Yes
25414 | 8870090000 | RCI314AB2 | RIDERSERIES RCI, Relay, Number of contacts: 1, CO contact AgNi, Rated control voltage: 12 V DC, Continuous current: 16 A, Plug-in connection, Test button available: No
25415 | 8870100000 | RCI314AC4 | RIDERSERIES RCI, Relay, Number of contacts: 1, CO contact AgNi, Rated control voltage: 24 V DC, Continuous current: 16 A, Plug-in connection, Test button available: No
25416 | 8870110000 | RCI314AE8 | RIDERSERIES RCI, Relay, Number of contacts: 1, CO contact AgNi, Rated control voltage: 48 V DC, Continuous current: 16 A, Plug-in connection, Test button available: No
25417 | 8870120000 | RCI314BB0 | RIDERSERIES RCI, Relay, Number of contacts: 1, CO contact AgNi, Rated control voltage: 110 V DC, Continuous current: 16 A, Plug-in connection, Test button available: No
25418 | 8870130000 | RCI314R24 | RIDERSERIES RCI, Relay, Number of contacts: 1, CO contact AgNi, Rated control voltage: 24 V AC, Continuous current: 16 A, Plug-in connection, Test button available: No
25419 | 8870140000 | RCI314S15 | RIDERSERIES RCI, Relay, Number of contacts: 1, CO contact AgNi, Rated control voltage: 115 V AC, Continuous current: 16 A, Plug-in connection, Test button available: No
25420 | 8870150000 | RCI314T30 | RIDERSERIES RCI, Relay, Number of contacts: 1, CO contact AgNi, Rated control voltage: 230 V AC, Continuous current: 16 A, Plug-in connection, Test button available: No
25421 | 8870170000 | RCI424AB2 | RIDERSERIES RCI, Relay, Number of contacts: 2, CO contact AgNi, Rated control voltage: 12 V DC, Continuous current: 8 A, Plug-in connection, Test button available: No
25422 | 8870180000 | RCI424AC4 | RIDERSERIES RCI, Relay, Number of contacts: 2, CO contact AgNi, Rated control voltage: 24 V DC, Continuous current: 8 A, Plug-in connection, Test button available: No
25423 | 8870190000 | RCI424AE8 | RIDERSERIES RCI, Relay, Number of contacts: 2, CO contact AgNi, Rated control voltage: 48 V DC, Continuous current: 8 A, Plug-in connection, Test button available: No
25424 | 8870200000 | RCI424BB0 | RIDERSERIES RCI, Relay, Number of contacts: 2, CO contact AgNi, Rated control voltage: 110 V DC, Continuous current: 8 A, Plug-in connection, Test button available: No
25425 | 8870210000 | RCI424R24 | RIDERSERIES RCI, Relay, Number of contacts: 2, CO contact AgNi, Rated control voltage: 24 V AC, Continuous current: 8 A, Plug-in connection, Test button available: No
25426 | 8870220000 | RCI424S15 | RIDERSERIES RCI, Relay, Number of contacts: 2, CO contact AgNi, Rated control voltage: 115 V AC, Continuous current: 8 A, Plug-in connection, Test button available: No
25427 | 8870230000 | RCI424T30 | RIDERSERIES RCI, Relay, Number of contacts: 2, CO contact AgNi, Rated control voltage: 230 V AC, Continuous current: 8 A, Plug-in connection, Test button available: No
25428 | 8870240000 | RCI374AB2 | RIDERSERIES RCI, Relay, Number of contacts: 1, CO contact AgNi, Rated control voltage: 12 V DC, Continuous current: 16 A, Plug-in connection, Test button available: Yes
25429 | 8870250000 | RCI374AC4 | RIDERSERIES RCI, Relay, Number of contacts: 1, CO contact AgNi, Rated control voltage: 24 V DC, Continuous current: 16 A, Plug-in connection, Test button available: Yes
25430 | 8870260000 | RCI374AE8 | RIDERSERIES RCI, Relay, Number of contacts: 1, CO contact AgNi, Rated control voltage: 48 V DC, Continuous current: 16 A, Plug-in connection, Test button available: Yes
25431 | 8870270000 | RCI374BB0 | RIDERSERIES RCI, Relay, Number of contacts: 1, CO contact AgNi, Rated control voltage: 110 V DC, Continuous current: 16 A, Plug-in connection, Test button available: Yes
25432 | 8870280000 | RCI374R24 | RIDERSERIES RCI, Relay, Number of contacts: 1, CO contact AgNi, Rated control voltage: 24 V AC, Continuous current: 16 A, Plug-in connection, Test button available: Yes
25433 | 8870290000 | RCI374S15 | RIDERSERIES RCI, Relay, Number of contacts: 1, CO contact AgNi, Rated control voltage: 115 V AC, Continuous current: 16 A, Plug-in connection, Test button available: Yes
25434 | 8870300000 | RCI374T30 | RIDERSERIES RCI, Relay, Number of contacts: 1, CO contact AgNi, Rated control voltage: 230 V AC, Continuous current: 16 A, Plug-in connection, Test button available: Yes
25435 | 8870310000 | RCI484AB2 | RIDERSERIES RCI, Relay, Number of contacts: 2, CO contact AgNi, Rated control voltage: 12 V DC, Continuous current: 8 A, Plug-in connection, Test button available: Yes
25436 | 8870320000 | RCI484AC4 | RIDERSERIES RCI, Relay, Number of contacts: 2, CO contact AgNi, Rated control voltage: 24 V DC, Continuous current: 8 A, Plug-in connection, Test button available: Yes
25437 | 8870330000 | RCI484AE8 | RIDERSERIES RCI, Relay, Number of contacts: 2, CO contact AgNi, Rated control voltage: 48 V DC, Continuous current: 8 A, Plug-in connection, Test button available: Yes
25438 | 8870340000 | RCI484BB0 | RIDERSERIES RCI, Relay, Number of contacts: 2, CO contact AgNi, Rated control voltage: 110 V DC, Continuous current: 8 A, Plug-in connection, Test button available: Yes
25439 | 8870350000 | RCI484R24 | RIDERSERIES RCI, Relay, Number of contacts: 2, CO contact AgNi, Rated control voltage: 24 V AC, Continuous current: 8 A, Plug-in connection, Test button available: Yes
25440 | 8870360000 | RCI484S15 | RIDERSERIES RCI, Relay, Number of contacts: 2, CO contact AgNi, Rated control voltage: 115 V AC, Continuous current: 8 A, Plug-in connection, Test button available: Yes
25441 | 8870370000 | RCI484T30 | RIDERSERIES RCI, Relay, Number of contacts: 2, CO contact AgNi, Rated control voltage: 230 V AC, Continuous current: 8 A, Plug-in connection, Test button available: Yes
25442 | 8870830000 | RIM-I 1 R 110/230V | RIDERSERIES, Load, Rated control voltage: 110?230 V UC, Plug-in connection
25443 | 8870840000 | SRC-I QV P | RIDERSERIES RCI, Cross-connector
25444 | 8870850000 | SCM-I QV P | RIDERSERIES RCM, Cross-connector
25445 | 8871000000 | RCIKIT 24VDC 1CO LD | RIDERSERIES RCI, Relay module, Number of contacts: 1, CO contact AgNi, Rated control voltage: 24 V DC, Continuous current: 16 A, Screw connection, Test button available: No
25446 | 8871010000 | RCIKIT 24VAC 1CO LD | RIDERSERIES RCI, Relay module, Number of contacts: 1, CO contact AgNi, Rated control voltage: 24 V AC, Continuous current: 16 A, Screw connection, Test button available: No
25447 | 8871020000 | RCIKIT 230VAC 1CO LD | RIDERSERIES RCI, Relay module, Number of contacts: 1, CO contact AgNi, Rated control voltage: 230 V AC, Continuous current: 16 A, Screw connection, Test button available: No
25448 | 8871030000 | RCIKIT 24VDC 2CO LD | RIDERSERIES RCI, Relay module, Number of contacts: 2, CO contact AgNi, Rated control voltage: 24 V DC, Continuous current: 8 A, Screw connection, Test button available: No
25449 | 8871040000 | RCIKIT 24VAC 2CO LD | RIDERSERIES RCI, Relay module, Number of contacts: 2, CO contact AgNi, Rated control voltage: 24 V AC, Continuous current: 8 A, Screw connection, Test button available: No
25450 | 8871050000 | RCIKIT 230VAC 2CO LD | RIDERSERIES RCI, Relay module, Number of contacts: 2, CO contact AgNi, Rated control voltage: 230 V AC, Continuous current: 8 A, Screw connection, Test button available: No
25451 | 8875620000 | SCM-I CLIP N | RIDERSERIES RCM, Retaining clip
25452 | 8876220000 | SCM-I 2CO P | RIDERSERIES RCM, Relay socket, Number of contacts: 2, CO contact, Continuous current: 12 A, PUSH IN
25453 | 8881580000 | RCIKIT 24VDC 1CO LD/PB | RIDERSERIES RCI, Relay module, Number of contacts: 1, CO contact AgNi, Rated control voltage: 24 V DC, Continuous current: 16 A, Screw connection, Test button available: Yes
25454 | 8881590000 | RCIKIT 24VAC 1CO LD/PB | RIDERSERIES RCI, Relay module, Number of contacts: 1, CO contact AgNi, Rated control voltage: 24 V AC, Continuous current: 16 A, Screw connection, Test button available: Yes
25455 | 8881600000 | RCIKIT 230VAC 1CO LD/PB | RIDERSERIES RCI, Relay module, Number of contacts: 1, CO contact AgNi, Rated control voltage: 230 V AC, Continuous current: 16 A, Screw connection, Test button available: Yes
25456 | 8881610000 | RCIKIT 24VDC 2CO LD/PB | RIDERSERIES RCI, Relay module, Number of contacts: 2, CO contact AgNi, Rated control voltage: 24 V DC, Continuous current: 8 A, Screw connection, Test button available: Yes
25457 | 8881620000 | RCIKIT 24VAC 2CO LD/PB | RIDERSERIES RCI, Relay module, Number of contacts: 2, CO contact AgNi, Rated control voltage: 24 V AC, Continuous current: 8 A, Screw connection, Test button available: Yes
25458 | 8881630000 | RCIKIT 230VAC 2CO LD/PB | RIDERSERIES RCI, Relay module, Number of contacts: 2, CO contact AgNi, Rated control voltage: 230 V AC, Continuous current: 8 A, Screw connection, Test button available: Yes
25459 | 8897060000 | RCIKIT 115VAC 1CO LD/PB | RIDERSERIES RCI, Relay module, Number of contacts: 1, CO contact AgNi, Rated control voltage: 115 V AC, Continuous current: 16 A, Screw connection, Test button available: Yes
25460 | 8897080000 | RCIKIT 115VAC 2CO LD/PB | RIDERSERIES RCI, Relay module, Number of contacts: 2, CO contact AgNi, Rated control voltage: 115 V AC, Continuous current: 8 A, Screw connection, Test button available: Yes
25461 | 8897090000 | RCIKIT 115VAC 1CO LD | RIDERSERIES RCI, Relay module, Number of contacts: 1, CO contact AgNi, Rated control voltage: 115 V AC, Continuous current: 16 A, Screw connection, Test button available: No
25462 | 8897100000 | RCIKIT 115VAC 2CO LD | RIDERSERIES RCI, Relay module, Number of contacts: 2, CO contact AgNi, Rated control voltage: 115 V AC, Continuous current: 8 A, Screw connection, Test button available: No
25463 | 8897110000 | RCIKITP 24VDC 1CO LD | RIDERSERIES RCI, Relay module, Number of contacts: 1, CO contact AgNi, Rated control voltage: 24 V DC, Continuous current: 16 A, PUSH IN, Test button available: No
25464 | 8897120000 | RCIKITP 24VAC 1CO LD | RIDERSERIES RCI, Relay module, Number of contacts: 1, CO contact AgNi, Rated control voltage: 24 V AC, Continuous current: 16 A, PUSH IN, Test button available: No
25465 | 8897130000 | RCIKITP 115VAC 1CO LD | RIDERSERIES RCI, Relay module, Number of contacts: 1, CO contact AgNi, Rated control voltage: 115 V AC, Continuous current: 16 A, PUSH IN, Test button available: No
25466 | 8897140000 | RCIKITP 230VAC 1CO LD | RIDERSERIES RCI, Relay module, Number of contacts: 1, CO contact AgNi, Rated control voltage: 230 V AC, Continuous current: 16 A, PUSH IN, Test button available: No
25467 | 8897150000 | RCIKITP 24VDC 2CO LD | RIDERSERIES RCI, Relay module, Number of contacts: 2, CO contact AgNi, Rated control voltage: 24 V DC, Continuous current: 8 A, PUSH IN, Test button available: No
25468 | 8897160000 | RCIKITP 24VAC 2CO LD | RIDERSERIES RCI, Relay module, Number of contacts: 2, CO contact AgNi, Rated control voltage: 24 V AC, Continuous current: 8 A, PUSH IN, Test button available: No
25469 | 8897170000 | RCIKITP 115VAC 2CO LD | RIDERSERIES RCI, Relay module, Number of contacts: 2, CO contact AgNi, Rated control voltage: 115 V AC, Continuous current: 8 A, PUSH IN, Test button available: No
25470 | 8897180000 | RCIKITP 230VAC 2CO LD | RIDERSERIES RCI, Relay module, Number of contacts: 2, CO contact AgNi, Rated control voltage: 230 V AC, Continuous current: 8 A, PUSH IN, Test button available: No
25471 | 8897190000 | RCIKITP 24VDC 1CO LD/PB | RIDERSERIES RCI, Relay module, Number of contacts: 1, CO contact AgNi, Rated control voltage: 24 V DC, Continuous current: 16 A, PUSH IN, Test button available: Yes
25472 | 8897200000 | RCIKITP 24VAC 1CO LD/PB | RIDERSERIES RCI, Relay module, Number of contacts: 1, CO contact AgNi, Rated control voltage: 24 V AC, Continuous current: 16 A, PUSH IN, Test button available: Yes
25473 | 8897210000 | RCIKITP115VAC 1CO LD/PB | RIDERSERIES RCI, Relay module, Number of contacts: 1, CO contact AgNi, Rated control voltage: 115 V AC, Continuous current: 16 A, PUSH IN, Test button available: Yes
25474 | 8897220000 | RCIKITP230VAC 1CO LD/PB | RIDERSERIES RCI, Relay module, Number of contacts: 1, CO contact AgNi, Rated control voltage: 230 V AC, Continuous current: 16 A, PUSH IN, Test button available: Yes
25475 | 8897230000 | RCIKITP 24VDC 2CO LD/PB | RIDERSERIES RCI, Relay module, Number of contacts: 2, CO contact AgNi, Rated control voltage: 24 V DC, Continuous current: 8 A, PUSH IN, Test button available: Yes
25476 | 8897240000 | RCIKITP 24VAC 2CO LD/PB | RIDERSERIES RCI, Relay module, Number of contacts: 2, CO contact AgNi, Rated control voltage: 24 V AC, Continuous current: 8 A, PUSH IN, Test button available: Yes
25477 | 8897250000 | RCIKITP115VAC 2CO LD/PB | RIDERSERIES RCI, Relay module, Number of contacts: 2, CO contact AgNi, Rated control voltage: 115 V AC, Continuous current: 8 A, PUSH IN, Test button available: Yes
25478 | 8897260000 | RCIKITP230VAC 2CO LD/PB | RIDERSERIES RCI, Relay module, Number of contacts: 2, CO contact AgNi, Rated control voltage: 230 V AC, Continuous current: 8 A, PUSH IN, Test button available: Yes
25479 | 8917540000 | RCM380730 | RIDERSERIES RCM, Relay, Number of contacts: 3, CO contact with test button AgNi gold-plated, Rated control voltage: 230 V AC, Continuous current: 10 A, Plug-in connection, Test button available: Yes
25480 | 8917550000 | RCM380615 | RIDERSERIES RCM, Relay, Number of contacts: 3, CO contact with test button AgNi gold-plated, Rated control voltage: 115 V AC, Continuous current: 10 A, Plug-in connection, Test button available: Yes
25481 | 8920940000 | RCMKIT-I 24VDC 2CO LD | RIDERSERIES RCM, Relay module, Number of contacts: 2, CO contact AgNi, Rated control voltage: 24 V DC, Continuous current: 12 A, Screw connection, Test button available: Yes
25482 | 8920950000 | RCMKIT-I 24VAC 2CO LD | RIDERSERIES RCM, Relay module, Number of contacts: 2, CO contact AgNi, Rated control voltage: 24 V AC, Continuous current: 12 A, Screw connection, Test button available: Yes
25483 | 8920960000 | RCMKIT-I 115VAC 2CO LD | RIDERSERIES RCM, Relay module, Number of contacts: 2, CO contact AgNi, Rated control voltage: 115 V AC, Continuous current: 12 A, Screw connection, Test button available: Yes
25484 | 8920970000 | RCMKIT-I 230VAC 2CO LD | RIDERSERIES RCM, Relay module, Number of contacts: 2, CO contact AgNi, Rated control voltage: 230 V AC, Continuous current: 12 A, Screw connection, Test button available: Yes
25485 | 8920980000 | RCMKIT-I 24VDC 3CO LD | RIDERSERIES RCM, Relay module, Number of contacts: 3, CO contact AgNi, Rated control voltage: 24 V DC, Continuous current: 10 A, Screw connection, Test button available: Yes
25486 | 8920990000 | RCMKIT-I 24VAC 3CO LD | RIDERSERIES RCM, Relay module, Number of contacts: 3, CO contact AgNi, Rated control voltage: 24 V AC, Continuous current: 10 A, Screw connection, Test button available: Yes
25487 | 8921010000 | RCMKIT-I 115VAC 3CO LD | RIDERSERIES RCM, Relay module, Number of contacts: 3, CO contact AgNi, Rated control voltage: 115 V AC, Continuous current: 10 A, Screw connection, Test button available: Yes
25488 | 8921020000 | RCMKIT-I 230VAC 3CO LD | RIDERSERIES RCM, Relay module, Number of contacts: 3, CO contact AgNi, Rated control voltage: 230 V AC, Continuous current: 10 A, Screw connection, Test button available: Yes
25489 | 8921030000 | RCMKIT-I 24VDC 4CO LD | RIDERSERIES RCM, Relay module, Number of contacts: 4, CO contact AgNi, Rated control voltage: 24 V DC, Continuous current: 6 A, Screw connection, Test button available: Yes
25490 | 8921040000 | RCMKIT-I 24VAC 4CO LD | RIDERSERIES RCM, Relay module, Number of contacts: 4, CO contact AgNi, Rated control voltage: 24 V AC, Continuous current: 6 A, Screw connection, Test button available: Yes
25491 | 8921050000 | RCMKIT-I 115VAC 4CO LD | RIDERSERIES RCM, Relay module, Number of contacts: 4, CO contact AgNi, Rated control voltage: 115 V AC, Continuous current: 6 A, Screw connection, Test button available: Yes
25492 | 8921060000 | RCMKIT-I 230VAC 4CO LD | RIDERSERIES RCM, Relay module, Number of contacts: 4, CO contact AgNi, Rated control voltage: 230 V AC, Continuous current: 6 A, Screw connection, Test button available: Yes
25493 | 8921080000 | RCMKITP-I 24VDC 2CO LD | RIDERSERIES RCM, Relay module, Number of contacts: 2, CO contact AgNi, Rated control voltage: 24 V DC, Continuous current: 12 A, PUSH IN, Test button available: Yes
25494 | 8921090000 | RCMKITP-I 24VAC 2CO LD | RIDERSERIES RCM, Relay module, Number of contacts: 2, CO contact AgNi, Rated control voltage: 24 V AC, Continuous current: 12 A, PUSH IN, Test button available: Yes
25495 | 8921100000 | RCMKITP-I 115VAC 2CO LD | RIDERSERIES RCM, Relay module, Number of contacts: 2, CO contact AgNi, Rated control voltage: 115 V AC, Continuous current: 12 A, PUSH IN, Test button available: Yes
25496 | 8921110000 | RCMKITP-I 230VAC 2CO LD | RIDERSERIES RCM, Relay module, Number of contacts: 2, CO contact AgNi, Rated control voltage: 230 V AC, Continuous current: 12 A, PUSH IN, Test button available: Yes
25497 | 8921120000 | RCMKITP-I 24VDC 4CO LD | RIDERSERIES RCM, Relay module, Number of contacts: 4, CO contact AgNi, Rated control voltage: 24 V DC, Continuous current: 6 A, PUSH IN, Test button available: Yes
25498 | 8921130000 | RCMKITP-I 24VAC 4CO LD | RIDERSERIES RCM, Relay module, Number of contacts: 4, CO contact AgNi, Rated control voltage: 24 V AC, Continuous current: 6 A, PUSH IN, Test button available: Yes
25499 | 8921140000 | RCMKITP-I 115VAC 4CO LD | RIDERSERIES RCM, Relay module, Number of contacts: 4, CO contact AgNi, Rated control voltage: 115 V AC, Continuous current: 6 A, PUSH IN, Test button available: Yes
25500 | 8921150000 | RCMKITP-I 230VAC 4CO LD | RIDERSERIES RCM, Relay module, Number of contacts: 4, CO contact AgNi, Rated control voltage: 230 V AC, Continuous current: 6 A, PUSH IN, Test button available: Yes
25501 | 8921600000 | RCM380024 | RIDERSERIES RCM, Relay, Number of contacts: 3, CO contact with test button AgNi gold-plated, Rated control voltage: 24 V DC, Continuous current: 10 A, Plug-in connection, Test button available: Yes
25502 | 8935520000 | RCMKITP-I 24VDC 4COTRAK | RIDERSERIES RCM, Relay module, Number of contacts: 4, CO contact with test button AgNi, Rated control voltage: 16.8 V DC...24 V DC...30 V DC, Continuous current: 3 A, PUSH IN, Test button available: Yes
25503 | 8935530000 | RCM570021 | RIDERSERIES RCM, Relay, Number of contacts: 4, CO contact with test button, Rated control voltage: 21 V DC, 16.8 V DC...24 V DC...30 V DC, Continuous current: 3 A, Plug-in connection, Test button available: Yes
25504 | 8957020000 | RCM270AB2 | RIDERSERIES RCM, Relay, Number of contacts: 2, CO contact AgNi, Rated control voltage: 12 V DC, Continuous current: 12 A, Plug-in connection, Test button available: Yes
25505 | 8957030000 | RCM270AC4 | RIDERSERIES RCM, Relay, Number of contacts: 2, CO contact AgNi, Rated control voltage: 24 V DC, Continuous current: 12 A, Plug-in connection, Test button available: Yes
25506 | 8957090000 | RCM370AB2 | RIDERSERIES RCM, Relay, Number of contacts: 3, CO contact AgNi, Rated control voltage: 12 V DC, Continuous current: 10 A, Plug-in connection, Test button available: Yes
25507 | 8957100000 | RCM370AC4 | RIDERSERIES RCM, Relay, Number of contacts: 3, CO contact AgNi, Rated control voltage: 24 V DC, Continuous current: 10 A, Plug-in connection, Test button available: Yes
25508 | 8957120000 | RCM370BB0 | RIDERSERIES RCM, Relay, Number of contacts: 3, CO contact AgNi, Rated control voltage: 110 V DC, Continuous current: 10 A, Plug-in connection, Test button available: Yes
25509 | 8957160000 | RCM570AB2 | RIDERSERIES RCM, Relay, Number of contacts: 4, CO contact AgNi, Rated control voltage: 12 V DC, Continuous current: 6 A, Plug-in connection, Test button available: Yes
25510 | 8957170000 | RCM570AC4 | RIDERSERIES RCM, Relay, Number of contacts: 4, CO contact AgNi, Rated control voltage: 24 V DC, Continuous current: 6 A, Plug-in connection, Test button available: Yes
25511 | 8957180000 | RCM570AE8 | RIDERSERIES RCM, Relay, Number of contacts: 4, CO contact AgNi, Rated control voltage: 48 V DC, Continuous current: 6 A, Plug-in connection, Test button available: Yes
25512 | 8957190000 | RCM570BB0 | RIDERSERIES RCM, Relay, Number of contacts: 4, CO contact AgNi, Rated control voltage: 110 V DC, Continuous current: 6 A, Plug-in connection, Test button available: Yes
25513 | 1728730000 | S2L 3.50/26/90F 3.5SN BK BX | PCB plug-in connector, male header, Flange, THT solder connection, 3.50 mm, Number of poles: 26, 90°, Solder pin length (l): 3.5 mm, tinned, black, Box
25514 | 1729730000 | S2L 3.50/34/180F 3.5SN BK BX | PCB plug-in connector, male header, Flange, THT solder connection, 3.50 mm, Number of poles: 34, 180°, Solder pin length (l): 3.5 mm, tinned, black, Box
25515 | 1728140000 | S2L 3.50/36/90G 3.5SN BK BX | PCB plug-in connector, male header, closed side, THT solder connection, 3.50 mm, Number of poles: 36, 90°, Solder pin length (l): 3.5 mm, tinned, black, Box
25516 | 1728750000 | S2L 3.50/30/90F 3.5SN BK BX | PCB plug-in connector, male header, Flange, THT solder connection, 3.50 mm, Number of poles: 30, 90°, Solder pin length (l): 3.5 mm, tinned, orange, Box
25517 | 1728130000 | S2L 3.50/34/90G 3.5SN BK BX | PCB plug-in connector, male header, closed side, THT solder connection, 3.50 mm, Number of poles: 34, 90°, Solder pin length (l): 3.5 mm, tinned, black, Box
25518 | 1729090000 | S2L 3.50/34/180G 3.5SN BK BX | PCB plug-in connector, male header, closed side, THT solder connection, 3.50 mm, Number of poles: 34, 180°, Solder pin length (l): 3.5 mm, tinned, Box
25519 | 1729710000 | S2L 3.50/30/180F 3.5SN BK BX | PCB plug-in connector, male header, Flange, THT solder connection, 3.50 mm, Number of poles: 30, 180°, Solder pin length (l): 3.5 mm, tinned, black, Box
25520 | 1728070000 | S2L 3.50/22/90G 3.5SN BK BX | PCB plug-in connector, male header, closed side, THT solder connection, 3.50 mm, Number of poles: 22, 90°, Solder pin length (l): 3.5 mm, tinned, black, Box
25521 | 1729070000 | S2L 3.50/30/180G 3.5SN BK BX | PCB plug-in connector, male header, closed side, THT solder connection, 3.50 mm, Number of poles: 30, 180°, Solder pin length (l): 3.5 mm, tinned, Box
25522 | 1001720000 | LL 5.00/04/90 3.2SN OR BX | Printed circuit board terminals, 5.00 mm, Number of poles: 4, 90°, Solder pin length (l): 3.2 mm, tinned, orange, Clamping yoke connection, Clamping range, max. : 6 mm², Box
25523 | 1001730000 | LL 5.00/05/90 3.2SN OR BX | Printed circuit board terminals, 5.00 mm, Number of poles: 5, 90°, Solder pin length (l): 3.2 mm, tinned, orange, Clamping yoke connection, Clamping range, max. : 6 mm², Box
25524 | 1001740000 | LL 5.00/06/90 3.2SN OR BX | Printed circuit board terminals, 5.00 mm, Number of poles: 6, 90°, Solder pin length (l): 3.2 mm, tinned, orange, Clamping yoke connection, Clamping range, max. : 6 mm², Box
25525 | 1001750000 | LL 5.00/07/90 3.2SN OR BX | Printed circuit board terminals, 5.00 mm, Number of poles: 7, 90°, Solder pin length (l): 3.2 mm, tinned, orange, Clamping yoke connection, Clamping range, max. : 6 mm², Box
25526 | 1001760000 | LL 5.00/08/90 3.2SN OR BX | Printed circuit board terminals, 5.00 mm, Number of poles: 8, 90°, Solder pin length (l): 3.2 mm, tinned, orange, Clamping yoke connection, Clamping range, max. : 6 mm², Box
25527 | 1001770000 | LL 5.00/09/90 3.2SN OR BX | Printed circuit board terminals, 5.00 mm, Number of poles: 9, 90°, Solder pin length (l): 3.2 mm, tinned, orange, Clamping yoke connection, Clamping range, max. : 6 mm², Box
25528 | 1001780000 | LL 5.00/10/90 3.2SN OR BX | Printed circuit board terminals, 5.00 mm, Number of poles: 10, 90°, Solder pin length (l): 3.2 mm, tinned, orange, Clamping yoke connection, Clamping range, max. : 6 mm², Box
25529 | 1001790000 | LL 5.00/11/90 3.2SN OR BX | Printed circuit board terminals, 5.00 mm, Number of poles: 11, 90°, Solder pin length (l): 3.2 mm, tinned, orange, Clamping yoke connection, Clamping range, max. : 6 mm², Box
25530 | 1001800000 | LL 5.00/12/90 3.2SN OR BX | Printed circuit board terminals, 5.00 mm, Number of poles: 12, 90°, Solder pin length (l): 3.2 mm, tinned, orange, Clamping yoke connection, Clamping range, max. : 6 mm², Box
25531 | 1001810000 | LL 5.00/14/90 3.2SN OR BX | Printed circuit board terminals, 5.00 mm, Number of poles: 14, 90°, Solder pin length (l): 3.2 mm, tinned, orange, Clamping yoke connection, Clamping range, max. : 6 mm², Box
25532 | 1001820000 | LL 5.00/16/90 3.2SN OR BX | Printed circuit board terminals, 5.00 mm, Number of poles: 16, 90°, Solder pin length (l): 3.2 mm, tinned, orange, Clamping yoke connection, Clamping range, max. : 6 mm², Box
25533 | 1001830000 | LL 5.00/24/90 3.2SN OR BX | Printed circuit board terminals, 5.00 mm, Number of poles: 24, 90°, Solder pin length (l): 3.2 mm, tinned, orange, Clamping yoke connection, Clamping range, max. : 6 mm², Box
25534 | 1001850000 | LL 5.08/04/90 3.2SN OR BX | Printed circuit board terminals, 5.08 mm, Number of poles: 4, 90°, Solder pin length (l): 3.2 mm, tinned, orange, Clamping yoke connection, Clamping range, max. : 6 mm², Box
25535 | 1001860000 | LL 5.08/05/90 3.2SN OR BX | Printed circuit board terminals, 5.08 mm, Number of poles: 5, 90°, Solder pin length (l): 3.2 mm, tinned, orange, Clamping yoke connection, Clamping range, max. : 6 mm², Box
25536 | 1001870000 | LL 5.08/06/90 3.2SN OR BX | Printed circuit board terminals, 5.08 mm, Number of poles: 6, 90°, Solder pin length (l): 3.2 mm, tinned, orange, Clamping yoke connection, Clamping range, max. : 6 mm², Box
25537 | 1001880000 | LL 5.08/07/90 3.2SN OR BX | Printed circuit board terminals, 5.08 mm, Number of poles: 7, 90°, Solder pin length (l): 3.2 mm, tinned, orange, Clamping yoke connection, Clamping range, max. : 6 mm², Box
25538 | 1001890000 | LL 5.08/08/90 3.2SN OR BX | Printed circuit board terminals, 5.08 mm, Number of poles: 8, 90°, Solder pin length (l): 3.2 mm, tinned, orange, Clamping yoke connection, Clamping range, max. : 6 mm², Box
25539 | 1001900000 | LL 5.08/09/90 3.2SN OR BX | Printed circuit board terminals, 5.08 mm, Number of poles: 9, 90°, Solder pin length (l): 3.2 mm, tinned, orange, Clamping yoke connection, Clamping range, max. : 6 mm², Box
25540 | 1001910000 | LL 5.08/10/90 3.2SN OR BX | Printed circuit board terminals, 5.08 mm, Number of poles: 10, 90°, Solder pin length (l): 3.2 mm, tinned, orange, Clamping yoke connection, Clamping range, max. : 6 mm², Box
25541 | 1001920000 | LL 5.08/11/90 3.2SN OR BX | Printed circuit board terminals, 5.08 mm, Number of poles: 11, 90°, Solder pin length (l): 3.2 mm, tinned, orange, Clamping yoke connection, Clamping range, max. : 6 mm², Box
25542 | 1001930000 | LL 5.08/12/90 3.2SN OR BX | Printed circuit board terminals, 5.08 mm, Number of poles: 12, 90°, Solder pin length (l): 3.2 mm, tinned, orange, Clamping yoke connection, Clamping range, max. : 6 mm², Box
25543 | 1001940000 | LL 5.08/13/90 3.2SN OR BX | Printed circuit board terminals, 5.08 mm, Number of poles: 13, 90°, Solder pin length (l): 3.2 mm, tinned, orange, Clamping yoke connection, Clamping range, max. : 6 mm², Box
25544 | 1001950000 | LL 5.08/14/90 3.2SN OR BX | Printed circuit board terminals, 5.08 mm, Number of poles: 14, 90°, Solder pin length (l): 3.2 mm, tinned, orange, Clamping yoke connection, Clamping range, max. : 6 mm², Box
25545 | 1001960000 | LL 5.08/15/90 3.2SN OR BX | Printed circuit board terminals, 5.08 mm, Number of poles: 15, 90°, Solder pin length (l): 3.2 mm, tinned, orange, Clamping yoke connection, Clamping range, max. : 6 mm², Box
25546 | 1001970000 | LL 5.08/16/90 3.2SN OR BX | Printed circuit board terminals, 5.08 mm, Number of poles: 16, 90°, Solder pin length (l): 3.2 mm, tinned, orange, Clamping yoke connection, Clamping range, max. : 6 mm², Box
25547 | 1001980000 | LL 5.08/17/90 3.2SN OR BX | Printed circuit board terminals, 5.08 mm, Number of poles: 17, 90°, Solder pin length (l): 3.2 mm, tinned, orange, Clamping yoke connection, Clamping range, max. : 6 mm², Box
25548 | 1001990000 | LL 5.08/18/90 3.2SN OR BX | Printed circuit board terminals, 5.08 mm, Number of poles: 18, 90°, Solder pin length (l): 3.2 mm, tinned, orange, Clamping yoke connection, Clamping range, max. : 6 mm², Box
25549 | 1002000000 | LL 5.08/19/90 3.2SN OR BX | Printed circuit board terminals, 5.08 mm, Number of poles: 19, 90°, Solder pin length (l): 3.2 mm, tinned, orange, Clamping yoke connection, Clamping range, max. : 6 mm², Box
25550 | 1002010000 | LL 5.08/20/90 3.2SN OR BX | Printed circuit board terminals, 5.08 mm, Number of poles: 20, 90°, Solder pin length (l): 3.2 mm, tinned, orange, Clamping yoke connection, Clamping range, max. : 6 mm², Box
25551 | 1002020000 | LL 5.08/21/90 3.2SN OR BX | Printed circuit board terminals, 5.08 mm, Number of poles: 21, 90°, Solder pin length (l): 3.2 mm, tinned, orange, Clamping yoke connection, Clamping range, max. : 6 mm², Box
25552 | 1002030000 | LL 5.08/22/90 3.2SN OR BX | Printed circuit board terminals, 5.08 mm, Number of poles: 22, 90°, Solder pin length (l): 3.2 mm, tinned, orange, Clamping yoke connection, Clamping range, max. : 6 mm², Box
25553 | 1002040000 | LL 5.08/23/90 3.2SN OR BX | Printed circuit board terminals, 5.08 mm, Number of poles: 23, 90°, Solder pin length (l): 3.2 mm, tinned, orange, Clamping yoke connection, Clamping range, max. : 6 mm², Box
25554 | 1002050000 | LL 5.08/24/90 3.2SN OR BX | Printed circuit board terminals, 5.08 mm, Number of poles: 24, 90°, Solder pin length (l): 3.2 mm, tinned, orange, Clamping yoke connection, Clamping range, max. : 6 mm², Box
25555 | 1045030000 | SL-SMT 3.50/02/90G 3.2SN BK RL | PCB plug-in connector, male header, closed side, THT/THR solder connection, 3.50 mm, Number of poles: 2, 90°, Solder pin length (l): 3.2 mm, tinned, black, Tape
25556 | 1045040000 | SL-SMT 3.50/12/180LF 1.5SN BK RL | PCB plug-in connector, male header, Solder flange, THT/THR solder connection, 3.50 mm, Number of poles: 12, 180°, Solder pin length (l): 1.5 mm, tinned, black, Tape
25557 | 1045730000 | LL 5.08/02/90 3.2SN GN BX | Printed circuit board terminals, 5.08 mm, Number of poles: 2, 90°, Solder pin length (l): 3.2 mm, tinned, Pale green, Clamping yoke connection, Clamping range, max. : 6 mm², Box
25558 | 1045740000 | LL 5.08/03/90 3.2SN GN BX | Printed circuit board terminals, 5.08 mm, Number of poles: 3, 90°, Solder pin length (l): 3.2 mm, tinned, Pale green, Clamping yoke connection, Clamping range, max. : 6 mm², Box
25559 | 1050530000 | SL-SMT 3.50/10/90LF 3.2SN BK RL | PCB plug-in connector, male header, Solder flange, THT/THR solder connection, 3.50 mm, Number of poles: 10, 90°, Solder pin length (l): 3.2 mm, tinned, black, Tape
25560 | 1597210000 | SL 3.50/02/90 3.2SN OR BX | PCB plug-in connector, male header, open side, THT solder connection, 3.50 mm, Number of poles: 2, 90°, Solder pin length (l): 3.2 mm, tinned, orange, Box
25561 | 1597220000 | SL 3.50/03/90 3.2SN OR BX | PCB plug-in connector, male header, open side, THT solder connection, 3.50 mm, Number of poles: 3, 90°, Solder pin length (l): 3.2 mm, tinned, orange, Box
25562 | 1597230000 | SL 3.50/04/90 3.2SN OR BX | PCB plug-in connector, male header, open side, THT solder connection, 3.50 mm, Number of poles: 4, 90°, Solder pin length (l): 3.2 mm, tinned, orange, Box
25563 | 1597240000 | SL 3.50/05/90 3.2SN OR BX | PCB plug-in connector, male header, open side, THT solder connection, 3.50 mm, Number of poles: 5, 90°, Solder pin length (l): 3.2 mm, tinned, orange, Box
25564 | 1597250000 | SL 3.50/06/90 3.2SN OR BX | PCB plug-in connector, male header, open side, THT solder connection, 3.50 mm, Number of poles: 6, 90°, Solder pin length (l): 3.2 mm, tinned, orange, Box
25565 | 1597260000 | SL 3.50/07/90 3.2SN OR BX | PCB plug-in connector, male header, open side, THT solder connection, 3.50 mm, Number of poles: 7, 90°, Solder pin length (l): 3.2 mm, tinned, orange, Box
25566 | 1597270000 | SL 3.50/08/90 3.2SN OR BX | PCB plug-in connector, male header, open side, THT solder connection, 3.50 mm, Number of poles: 8, 90°, Solder pin length (l): 3.2 mm, tinned, orange, Box
25567 | 1597280000 | SL 3.50/09/90 3.2SN OR BX | PCB plug-in connector, male header, open side, THT solder connection, 3.50 mm, Number of poles: 9, 90°, Solder pin length (l): 3.2 mm, tinned, orange, Box
25568 | 1597290000 | SL 3.50/10/90 3.2SN OR BX | PCB plug-in connector, male header, open side, THT solder connection, 3.50 mm, Number of poles: 10, 90°, Solder pin length (l): 3.2 mm, tinned, orange, Box
25569 | 1597300000 | SL 3.50/11/90 3.2SN OR BX | PCB plug-in connector, male header, open side, THT solder connection, 3.50 mm, Number of poles: 11, 90°, Solder pin length (l): 3.2 mm, tinned, orange, Box
25570 | 1597310000 | SL 3.50/12/90 3.2SN OR BX | PCB plug-in connector, male header, open side, THT solder connection, 3.50 mm, Number of poles: 12, 90°, Solder pin length (l): 3.2 mm, tinned, orange, Box
25571 | 1597320000 | SL 3.50/13/90 3.2SN OR BX | PCB plug-in connector, male header, open side, THT solder connection, 3.50 mm, Number of poles: 13, 90°, Solder pin length (l): 3.2 mm, tinned, orange, Box
25572 | 1597330000 | SL 3.50/14/90 3.2SN OR BX | PCB plug-in connector, male header, open side, THT solder connection, 3.50 mm, Number of poles: 14, 90°, Solder pin length (l): 3.2 mm, tinned, orange, Box
25573 | 1597340000 | SL 3.50/15/90 3.2SN OR BX | PCB plug-in connector, male header, open side, THT solder connection, 3.50 mm, Number of poles: 15, 90°, Solder pin length (l): 3.2 mm, tinned, orange, Box
25574 | 1597350000 | SL 3.50/16/90 3.2SN OR BX | PCB plug-in connector, male header, open side, THT solder connection, 3.50 mm, Number of poles: 16, 90°, Solder pin length (l): 3.2 mm, tinned, orange, Box
25575 | 1604470000 | SL 3.50/02/180G 3.2SN OR BX | PCB plug-in connector, male header, closed side, THT solder connection, 3.50 mm, Number of poles: 2, 180°, Solder pin length (l): 3.2 mm, tinned, orange, Box
25576 | 1604480000 | SL 3.50/03/180G 3.2SN OR BX | PCB plug-in connector, male header, closed side, THT solder connection, 3.50 mm, Number of poles: 3, 180°, Solder pin length (l): 3.2 mm, tinned, orange, Box
25577 | 1604490000 | SL 3.50/04/180G 3.2SN OR BX | PCB plug-in connector, male header, closed side, THT solder connection, 3.50 mm, Number of poles: 4, 180°, Solder pin length (l): 3.2 mm, tinned, orange, Box
25578 | 1604500000 | SL 3.50/05/180G 3.2SN OR BX | PCB plug-in connector, male header, closed side, THT solder connection, 3.50 mm, Number of poles: 5, 180°, Solder pin length (l): 3.2 mm, tinned, orange, Box
25579 | 1604510000 | SL 3.50/06/180G 3.2SN OR BX | PCB plug-in connector, male header, closed side, THT solder connection, 3.50 mm, Number of poles: 6, 180°, Solder pin length (l): 3.2 mm, tinned, orange, Box
25580 | 1604520000 | SL 3.50/07/180G 3.2SN OR BX | PCB plug-in connector, male header, closed side, THT solder connection, 3.50 mm, Number of poles: 7, 180°, Solder pin length (l): 3.2 mm, tinned, orange, Box
25581 | 1604530000 | SL 3.50/08/180G 3.2SN OR BX | PCB plug-in connector, male header, closed side, THT solder connection, 3.50 mm, Number of poles: 8, 180°, Solder pin length (l): 3.2 mm, tinned, orange, Box
25582 | 1604540000 | SL 3.50/09/180G 3.2SN OR BX | PCB plug-in connector, male header, closed side, THT solder connection, 3.50 mm, Number of poles: 9, 180°, Solder pin length (l): 3.2 mm, tinned, orange, Box
25583 | 1604550000 | SL 3.50/10/180G 3.2SN OR BX | PCB plug-in connector, male header, closed side, THT solder connection, 3.50 mm, Number of poles: 10, 180°, Solder pin length (l): 3.2 mm, tinned, orange, Box
25584 | 1604560000 | SL 3.50/11/180G 3.2SN OR BX | PCB plug-in connector, male header, closed side, THT solder connection, 3.50 mm, Number of poles: 11, 180°, Solder pin length (l): 3.2 mm, tinned, orange, Box
25585 | 1604570000 | SL 3.50/12/180G 3.2SN OR BX | PCB plug-in connector, male header, closed side, THT solder connection, 3.50 mm, Number of poles: 12, 180°, Solder pin length (l): 3.2 mm, tinned, orange, Box
25586 | 1604580000 | SL 3.50/13/180G 3.2SN OR BX | PCB plug-in connector, male header, closed side, THT solder connection, 3.50 mm, Number of poles: 13, 180°, Solder pin length (l): 3.2 mm, tinned, orange, Box
25587 | 1604590000 | SL 3.50/14/180G 3.2SN OR BX | PCB plug-in connector, male header, closed side, THT solder connection, 3.50 mm, Number of poles: 14, 180°, Solder pin length (l): 3.2 mm, tinned, orange, Box
25588 | 1604600000 | SL 3.50/15/180G 3.2SN OR BX | PCB plug-in connector, male header, closed side, THT solder connection, 3.50 mm, Number of poles: 15, 180°, Solder pin length (l): 3.2 mm, tinned, orange, Box
25589 | 1604610000 | SL 3.50/16/180G 3.2SN OR BX | PCB plug-in connector, male header, closed side, THT solder connection, 3.50 mm, Number of poles: 16, 180°, Solder pin length (l): 3.2 mm, tinned, orange, Box
25590 | 1604620000 | SL 3.50/02/180G 4.5SN OR BX | PCB plug-in connector, male header, closed side, THT solder connection, 3.50 mm, Number of poles: 2, 180°, Solder pin length (l): 4.5 mm, tinned, orange, Box
25591 | 1604630000 | SL 3.50/03/180G 4.5SN OR BX | PCB plug-in connector, male header, closed side, THT solder connection, 3.50 mm, Number of poles: 3, 180°, Solder pin length (l): 4.5 mm, tinned, orange, Box
25592 | 1604640000 | SL 3.50/04/180G 4.5SN OR BX | PCB plug-in connector, male header, closed side, THT solder connection, 3.50 mm, Number of poles: 4, 180°, Solder pin length (l): 4.5 mm, tinned, orange, Box
25593 | 1604650000 | SL 3.50/05/180G 4.5SN OR BX | PCB plug-in connector, male header, closed side, THT solder connection, 3.50 mm, Number of poles: 5, 180°, Solder pin length (l): 4.5 mm, tinned, orange, Box
25594 | 1604660000 | SL 3.50/06/180G 4.5SN OR BX | PCB plug-in connector, male header, closed side, THT solder connection, 3.50 mm, Number of poles: 6, 180°, Solder pin length (l): 4.5 mm, tinned, orange, Box
25595 | 1604680000 | SL 3.50/08/180G 4.5SN OR BX | PCB plug-in connector, male header, closed side, THT solder connection, 3.50 mm, Number of poles: 8, 180°, Solder pin length (l): 4.5 mm, tinned, orange, Box
25596 | 1604700000 | SL 3.50/10/180G 4.5SN OR BX | PCB plug-in connector, male header, closed side, THT solder connection, 3.50 mm, Number of poles: 10, 180°, Solder pin length (l): 4.5 mm, tinned, orange, Box
25597 | 1604740000 | SL 3.50/14/180G 4.5 SN OR BX | PCB plug-in connector, male header, closed side, THT solder connection, 3.50 mm, Number of poles: 14, 180°, Solder pin length (l): 4.5 mm, tinned, orange, Box
25598 | 1604770000 | SL 3.50/02/180 3.2SN OR BX | PCB plug-in connector, male header, open side, THT solder connection, 3.50 mm, Number of poles: 2, 180°, Solder pin length (l): 3.2 mm, tinned, orange, Box
25599 | 1604780000 | SL 3.50/03/180 3.2SN OR BX | PCB plug-in connector, male header, open side, THT solder connection, 3.50 mm, Number of poles: 3, 180°, Solder pin length (l): 3.2 mm, tinned, orange, Box
25600 | 1604790000 | SL 3.50/04/180 3.2SN OR BX | PCB plug-in connector, male header, open side, THT solder connection, 3.50 mm, Number of poles: 4, 180°, Solder pin length (l): 3.2 mm, tinned, orange, Box
25601 | 1604800000 | SL 3.50/05/180 3.2SN OR BX | PCB plug-in connector, male header, open side, THT solder connection, 3.50 mm, Number of poles: 5, 180°, Solder pin length (l): 3.2 mm, tinned, orange, Box
25602 | 1604810000 | SL 3.50/06/180 3.2SN OR BX | PCB plug-in connector, male header, open side, THT solder connection, 3.50 mm, Number of poles: 6, 180°, Solder pin length (l): 3.2 mm, tinned, orange, Box
25603 | 1604820000 | SL 3.50/07/180 3.2SN OR BX | PCB plug-in connector, male header, open side, THT solder connection, 3.50 mm, Number of poles: 7, 180°, Solder pin length (l): 3.2 mm, tinned, orange, Box
25604 | 1604830000 | SL 3.50/08/180 3.2SN OR BX | PCB plug-in connector, male header, open side, THT solder connection, 3.50 mm, Number of poles: 8, 180°, Solder pin length (l): 3.2 mm, tinned, orange, Box
25605 | 1604840000 | SL 3.50/09/180 3.2SN OR BX | PCB plug-in connector, male header, open side, THT solder connection, 3.50 mm, Number of poles: 9, 180°, Solder pin length (l): 3.2 mm, tinned, orange, Box
25606 | 1604850000 | SL 3.50/10/180 3.2SN OR BX | PCB plug-in connector, male header, open side, THT solder connection, 3.50 mm, Number of poles: 10, 180°, Solder pin length (l): 3.2 mm, tinned, orange, Box
25607 | 1604860000 | SL 3.50/11/180 3.2SN OR BX | PCB plug-in connector, male header, open side, THT solder connection, 3.50 mm, Number of poles: 11, 180°, Solder pin length (l): 3.2 mm, tinned, orange, Box
25608 | 1604870000 | SL 3.50/12/180 3.2SN OR BX | PCB plug-in connector, male header, open side, THT solder connection, 3.50 mm, Number of poles: 12, 180°, Solder pin length (l): 3.2 mm, tinned, orange, Box
25609 | 1604880000 | SL 3.50/13/180 3.2SN OR BX | PCB plug-in connector, male header, open side, THT solder connection, 3.50 mm, Number of poles: 13, 180°, Solder pin length (l): 3.2 mm, tinned, orange, Box
25610 | 1604890000 | SL 3.50/14/180 3.2SN OR BX | PCB plug-in connector, male header, open side, THT solder connection, 3.50 mm, Number of poles: 14, 180°, Solder pin length (l): 3.2 mm, tinned, orange, Box
25611 | 1604900000 | SL 3.50/15/180 3.2SN OR BX | PCB plug-in connector, male header, open side, THT solder connection, 3.50 mm, Number of poles: 15, 180°, Solder pin length (l): 3.2 mm, tinned, orange, Box
25612 | 1604910000 | SL 3.50/16/180 3.2SN OR BX | PCB plug-in connector, male header, open side, THT solder connection, 3.50 mm, Number of poles: 16, 180°, Solder pin length (l): 3.2 mm, tinned, orange, Box
25613 | 1604920000 | SL 3.50/02/180 4.5 SN OR BX | PCB plug-in connector, male header, open side, THT solder connection, 3.50 mm, Number of poles: 2, 180°, Solder pin length (l): 4.5 mm, tinned, orange, Box
25614 | 1604940000 | SL 3.50/04/180 4.5 SN OR BX | PCB plug-in connector, male header, open side, THT solder connection, 3.50 mm, Number of poles: 4, 180°, Solder pin length (l): 4.5 mm, tinned, orange, Box
25615 | 1604960000 | SL 3.50/06/180 4.5 SN OR BX | PCB plug-in connector, male header, open side, THT solder connection, 3.50 mm, Number of poles: 6, 180°, Solder pin length (l): 4.5 mm, tinned, orange, Box
25616 | 1604980000 | SL 3.50/08/180 4.5 SN OR BX | PCB plug-in connector, male header, open side, THT solder connection, 3.50 mm, Number of poles: 8, 180°, Solder pin length (l): 4.5 mm, tinned, orange, Box
25617 | 1605000000 | SL 3.50/10/180 4.5 SN OR BX | PCB plug-in connector, male header, open side, THT solder connection, 3.50 mm, Number of poles: 10, 180°, Solder pin length (l): 4.5 mm, tinned, orange, Box
25618 | 1605040000 | SL 3.50/14/180 4.5 SN OR BX | PCB plug-in connector, male header, open side, THT solder connection, 3.50 mm, Number of poles: 14, 180°, Solder pin length (l): 4.5 mm, tinned, orange, Box
25619 | 1605070000 | SL 3.50/02/90G 3.2SN OR BX | PCB plug-in connector, male header, closed side, THT solder connection, 3.50 mm, Number of poles: 2, 90°, Solder pin length (l): 3.2 mm, tinned, orange, Box
25620 | 1605080000 | SL 3.50/03/90G 3.2SN OR BX | PCB plug-in connector, male header, closed side, THT solder connection, 3.50 mm, Number of poles: 3, 90°, Solder pin length (l): 3.2 mm, tinned, orange, Box
25621 | 1605090000 | SL 3.50/04/90G 3.2SN OR BX | PCB plug-in connector, male header, closed side, THT solder connection, 3.50 mm, Number of poles: 4, 90°, Solder pin length (l): 3.2 mm, tinned, orange, Box
25622 | 1605100000 | SL 3.50/05/90G 3.2SN OR BX | PCB plug-in connector, male header, closed side, THT solder connection, 3.50 mm, Number of poles: 5, 90°, Solder pin length (l): 3.2 mm, tinned, orange, Box
25623 | 1605110000 | SL 3.50/06/90G 3.2SN OR BX | PCB plug-in connector, male header, closed side, THT solder connection, 3.50 mm, Number of poles: 6, 90°, Solder pin length (l): 3.2 mm, tinned, orange, Box
25624 | 1605120000 | SL 3.50/07/90G 3.2SN OR BX | PCB plug-in connector, male header, closed side, THT solder connection, 3.50 mm, Number of poles: 7, 90°, Solder pin length (l): 3.2 mm, tinned, orange, Box
25625 | 1605130000 | SL 3.50/08/90G 3.2SN OR BX | PCB plug-in connector, male header, closed side, THT solder connection, 3.50 mm, Number of poles: 8, 90°, Solder pin length (l): 3.2 mm, tinned, orange, Box
25626 | 1605140000 | SL 3.50/09/90G 3.2SN OR BX | PCB plug-in connector, male header, closed side, THT solder connection, 3.50 mm, Number of poles: 9, 90°, Solder pin length (l): 3.2 mm, tinned, orange, Box
25627 | 1605150000 | SL 3.50/10/90G 3.2SN OR BX | PCB plug-in connector, male header, closed side, THT solder connection, 3.50 mm, Number of poles: 10, 90°, Solder pin length (l): 3.2 mm, tinned, orange, Box
25628 | 1605160000 | SL 3.50/11/90G 3.2SN OR BX | PCB plug-in connector, male header, closed side, THT solder connection, 3.50 mm, Number of poles: 11, 90°, Solder pin length (l): 3.2 mm, tinned, orange, Box
25629 | 1605170000 | SL 3.50/12/90G 3.2SN OR BX | PCB plug-in connector, male header, closed side, THT solder connection, 3.50 mm, Number of poles: 12, 90°, Solder pin length (l): 3.2 mm, tinned, orange, Box
25630 | 1605180000 | SL 3.50/13/90G 3.2SN OR BX | PCB plug-in connector, male header, closed side, THT solder connection, 3.50 mm, Number of poles: 13, 90°, Solder pin length (l): 3.2 mm, tinned, orange, Box
25631 | 1605190000 | SL 3.50/14/90G 3.2SN OR BX | PCB plug-in connector, male header, closed side, THT solder connection, 3.50 mm, Number of poles: 14, 90°, Solder pin length (l): 3.2 mm, tinned, orange, Box
25632 | 1605200000 | SL 3.50/15/90G 3.2SN OR BX | PCB plug-in connector, male header, closed side, THT solder connection, 3.50 mm, Number of poles: 15, 90°, Solder pin length (l): 3.2 mm, tinned, orange, Box
25633 | 1605210000 | SL 3.50/16/90G 3.2SN OR BX | PCB plug-in connector, male header, closed side, THT solder connection, 3.50 mm, Number of poles: 16, 90°, Solder pin length (l): 3.2 mm, tinned, orange, Box
25634 | 1605360000 | SL 3.50/16/90G 4.5SN OR BX | PCB plug-in connector, male header, closed side, THT solder connection, 3.50 mm, Number of poles: 16, 90°, Solder pin length (l): 4.5 mm, tinned, orange, Box
25635 | 1605500000 | SL 3.50/15/90 4.5SN OR BX | PCB plug-in connector, male header, open side, THT solder connection, 3.50 mm, Number of poles: 15, 90°, Solder pin length (l): 4.5 mm, tinned, orange, Box
25636 | 1607040000 | SL 3.50/02/90F 3.2SN OR BX | PCB plug-in connector, male header, Flange, THT solder connection, 3.50 mm, Number of poles: 2, 90°, Solder pin length (l): 3.2 mm, tinned, orange, Box
25637 | 1607050000 | SL 3.50/03/90F 3.2SN OR BX | PCB plug-in connector, male header, Flange, THT solder connection, 3.50 mm, Number of poles: 3, 90°, Solder pin length (l): 3.2 mm, tinned, orange, Box
25638 | 1607060000 | SL 3.50/04/90F 3.2SN OR BX | PCB plug-in connector, male header, Flange, THT solder connection, 3.50 mm, Number of poles: 4, 90°, Solder pin length (l): 3.2 mm, tinned, orange, Box
25639 | 1607070000 | SL 3.50/05/90F 3.2SN OR BX | PCB plug-in connector, male header, Flange, THT solder connection, 3.50 mm, Number of poles: 5, 90°, Solder pin length (l): 3.2 mm, tinned, orange, Box
25640 | 1607080000 | SL 3.50/06/90F 3.2SN OR BX | PCB plug-in connector, male header, Flange, THT solder connection, 3.50 mm, Number of poles: 6, 90°, Solder pin length (l): 3.2 mm, tinned, orange, Box
25641 | 1607090000 | SL 3.50/07/90F 3.2SN OR BX | PCB plug-in connector, male header, Flange, THT solder connection, 3.50 mm, Number of poles: 7, 90°, Solder pin length (l): 3.2 mm, tinned, orange, Box
25642 | 1607100000 | SL 3.50/08/90F 3.2SN OR BX | PCB plug-in connector, male header, Flange, THT solder connection, 3.50 mm, Number of poles: 8, 90°, Solder pin length (l): 3.2 mm, tinned, orange, Box
25643 | 1607110000 | SL 3.50/09/90F 3.2SN OR BX | PCB plug-in connector, male header, Flange, THT solder connection, 3.50 mm, Number of poles: 9, 90°, Solder pin length (l): 3.2 mm, tinned, orange, Box
25644 | 1607120000 | SL 3.50/10/90F 3.2SN OR BX | PCB plug-in connector, male header, Flange, THT solder connection, 3.50 mm, Number of poles: 10, 90°, Solder pin length (l): 3.2 mm, tinned, orange, Box
25645 | 1607130000 | SL 3.50/11/90F 3.2SN OR BX | PCB plug-in connector, male header, Flange, THT solder connection, 3.50 mm, Number of poles: 11, 90°, Solder pin length (l): 3.2 mm, tinned, orange, Box
25646 | 1607140000 | SL 3.50/12/90F 3.2SN OR BX | PCB plug-in connector, male header, Flange, THT solder connection, 3.50 mm, Number of poles: 12, 90°, Solder pin length (l): 3.2 mm, tinned, orange, Box
25647 | 1607150000 | SL 3.50/13/90F 3.2SN OR BX | PCB plug-in connector, male header, Flange, THT solder connection, 3.50 mm, Number of poles: 13, 90°, Solder pin length (l): 3.2 mm, tinned, orange, Box
25648 | 1607160000 | SL 3.50/14/90F 3.2SN OR BX | PCB plug-in connector, male header, Flange, THT solder connection, 3.50 mm, Number of poles: 14, 90°, Solder pin length (l): 3.2 mm, tinned, orange, Box
25649 | 1607170000 | SL 3.50/15/90F 3.2SN OR BX | PCB plug-in connector, male header, Flange, THT solder connection, 3.50 mm, Number of poles: 15, 90°, Solder pin length (l): 3.2 mm, tinned, orange, Box
25650 | 1607180000 | SL 3.50/16/90F 3.2SN OR BX | PCB plug-in connector, male header, Flange, THT solder connection, 3.50 mm, Number of poles: 16, 90°, Solder pin length (l): 3.2 mm, tinned, orange, Box
25651 | 1607500000 | SL 3.50/02/180F 3.2SN OR BX | PCB plug-in connector, male header, Flange, THT solder connection, 3.50 mm, Number of poles: 2, 180°, Solder pin length (l): 3.2 mm, tinned, orange, Box
25652 | 1607510000 | SL 3.50/03/180F 3.2SN OR BX | PCB plug-in connector, male header, Flange, THT solder connection, 3.50 mm, Number of poles: 3, 180°, Solder pin length (l): 3.2 mm, tinned, orange, Box
25653 | 1607520000 | SL 3.50/04/180F 3.2SN OR BX | PCB plug-in connector, male header, Flange, THT solder connection, 3.50 mm, Number of poles: 4, 180°, Solder pin length (l): 3.2 mm, tinned, orange, Box
25654 | 1607530000 | SL 3.50/05/180F 3.2SN OR BX | PCB plug-in connector, male header, Flange, THT solder connection, 3.50 mm, Number of poles: 5, 180°, Solder pin length (l): 3.2 mm, tinned, orange, Box
25655 | 1607540000 | SL 3.50/06/180F 3.2SN OR BX | PCB plug-in connector, male header, Flange, THT solder connection, 3.50 mm, Number of poles: 6, 180°, Solder pin length (l): 3.2 mm, tinned, orange, Box
25656 | 1607550000 | SL 3.50/07/180F 3.2SN OR BX | PCB plug-in connector, male header, Flange, THT solder connection, 3.50 mm, Number of poles: 7, 180°, Solder pin length (l): 3.2 mm, tinned, orange, Box
25657 | 1607560000 | SL 3.50/08/180F 3.2SN OR BX | PCB plug-in connector, male header, Flange, THT solder connection, 3.50 mm, Number of poles: 8, 180°, Solder pin length (l): 3.2 mm, tinned, orange, Box
25658 | 1607570000 | SL 3.50/09/180F 3.2SN OR BX | PCB plug-in connector, male header, Flange, THT solder connection, 3.50 mm, Number of poles: 9, 180°, Solder pin length (l): 3.2 mm, tinned, orange, Box
25659 | 1607580000 | SL 3.50/10/180F 3.2SN OR BX | PCB plug-in connector, male header, Flange, THT solder connection, 3.50 mm, Number of poles: 10, 180°, Solder pin length (l): 3.2 mm, tinned, orange, Box
25660 | 1607590000 | SL 3.50/11/180F 3.2SN OR BX | PCB plug-in connector, male header, Flange, THT solder connection, 3.50 mm, Number of poles: 11, 180°, Solder pin length (l): 3.2 mm, tinned, orange, Box
25661 | 1607600000 | SL 3.50/12/180F 3.2SN OR BX | PCB plug-in connector, male header, Flange, THT solder connection, 3.50 mm, Number of poles: 12, 180°, Solder pin length (l): 3.2 mm, tinned, orange, Box
25662 | 1607610000 | SL 3.50/13/180F 3.2SN OR BX | PCB plug-in connector, male header, Flange, THT solder connection, 3.50 mm, Number of poles: 13, 180°, Solder pin length (l): 3.2 mm, tinned, orange, Box
25663 | 1607620000 | SL 3.50/14/180F 3.2SN OR BX | PCB plug-in connector, male header, Flange, THT solder connection, 3.50 mm, Number of poles: 14, 180°, Solder pin length (l): 3.2 mm, tinned, orange, Box
25664 | 1607630000 | SL 3.50/15/180F 3.2SN OR BX | PCB plug-in connector, male header, Flange, THT solder connection, 3.50 mm, Number of poles: 15, 180°, Solder pin length (l): 3.2 mm, tinned, orange, Box
25665 | 1607640000 | SL 3.50/16/180F 3.2SN OR BX | PCB plug-in connector, male header, Flange, THT solder connection, 3.50 mm, Number of poles: 16, 180°, Solder pin length (l): 3.2 mm, tinned, orange, Box
25666 | 1614130000 | SL 3.50/02/90 4.5 SN BK BX | PCB plug-in connector, male header, open side, THT solder connection, 3.50 mm, Number of poles: 2, 90°, Solder pin length (l): 4.5 mm, tinned, black, Box
25667 | 1614150000 | SL 3.50/16/90 4.5SN BK BX | PCB plug-in connector, male header, open side, THT solder connection, 3.50 mm, Number of poles: 16, 90°, Solder pin length (l): 4.5 mm, tinned, black, Box
25668 | 1614160000 | SL 3.50/02/90G 4.5 SN BK BX | PCB plug-in connector, male header, closed side, THT solder connection, 3.50 mm, Number of poles: 2, 90°, Solder pin length (l): 4.5 mm, tinned, black, Box
25669 | 1614170000 | SL 3.50/05/90G 4.5SN BK BX | PCB plug-in connector, male header, closed side, THT solder connection, 3.50 mm, Number of poles: 5, 90°, Solder pin length (l): 4.5 mm, tinned, black, Box
25670 | 1614180000 | SL 3.50/08/90G 4.5SN BK BX | PCB plug-in connector, male header, closed side, THT solder connection, 3.50 mm, Number of poles: 8, 90°, Solder pin length (l): 4.5 mm, tinned, black, Box
25671 | 1614180099 | SL 3.50/08/90G 4.5SN BK BX | PCB plug-in connector, male header, closed side, THT solder connection, 3.50 mm, Number of poles: 8, 90°, Solder pin length (l): 4.5 mm, tinned, black, Box
25672 | 1614190000 | SL 3.50/16/90G 4.5SN BK BX | PCB plug-in connector, male header, closed side, THT solder connection, 3.50 mm, Number of poles: 16, 90°, Solder pin length (l): 4.5 mm, tinned, black, Box
25673 | 1614200000 | SL 3.50/08/90F 4.5 SN BK BX | PCB plug-in connector, male header, Flange, THT solder connection, 3.50 mm, Number of poles: 8, 90°, Solder pin length (l): 4.5 mm, tinned, black, Box
25674 | 1614210000 | SL 3.50/02/180 4.5 SN BK BX | PCB plug-in connector, male header, open side, THT solder connection, 3.50 mm, Number of poles: 2, 180°, Solder pin length (l): 4.5 mm, tinned, black, Box
25675 | 1614240000 | SL 3.50/02/180G 4.5 SN BK BX | PCB plug-in connector, male header, closed side, THT solder connection, 3.50 mm, Number of poles: 2, 180°, Solder pin length (l): 4.5 mm, tinned, black, Box
25676 | 1614250000 | SL 3.50/08/180G 4.5SN BK BX | PCB plug-in connector, male header, closed side, THT solder connection, 3.50 mm, Number of poles: 8, 180°, Solder pin length (l): 4.5 mm, tinned, black, Box
25677 | 1614260000 | SL 3.50/16/180G 4.5SN BK BX | PCB plug-in connector, male header, closed side, THT solder connection, 3.50 mm, Number of poles: 16, 180°, Solder pin length (l): 4.5 mm, tinned, black, Box
25678 | 1614270000 | SL 3.50/08/180F 4.5 SN BK BX | PCB plug-in connector, male header, Flange, THT solder connection, 3.50 mm, Number of poles: 8, 180°, Solder pin length (l): 4.5 mm, tinned, black, Box
25679 | 1615300000 | SL 3.50/03/90 4.5SN BK BX | PCB plug-in connector, male header, open side, THT solder connection, 3.50 mm, Number of poles: 3, 90°, Solder pin length (l): 4.5 mm, tinned, black, Box
25680 | 1615310000 | SL 3.50/04/90 4.5SN BK BX | PCB plug-in connector, male header, open side, THT solder connection, 3.50 mm, Number of poles: 4, 90°, Solder pin length (l): 4.5 mm, tinned, black, Box
25681 | 1615330000 | SL 3.50/06/90 4.5SN BK BX | PCB plug-in connector, male header, open side, THT solder connection, 3.50 mm, Number of poles: 6, 90°, Solder pin length (l): 4.5 mm, tinned, black, Box
25682 | 1615360000 | SL 3.50/10/90 4.5SN BK BX | PCB plug-in connector, male header, open side, THT solder connection, 3.50 mm, Number of poles: 10, 90°, Solder pin length (l): 4.5 mm, tinned, black, Box
25683 | 1615390000 | SL 3.50/13/90 4.5SN BK BX | PCB plug-in connector, male header, open side, THT solder connection, 3.50 mm, Number of poles: 13, 90°, Solder pin length (l): 4.5 mm, tinned, black, Box
25684 | 1615400000 | SL 3.50/14/90 4.5SN BK BX | PCB plug-in connector, male header, open side, THT solder connection, 3.50 mm, Number of poles: 14, 90°, Solder pin length (l): 4.5 mm, tinned, black, Box
25685 | 1615420000 | SL 3.50/03/90G 4.5SN BK BX | PCB plug-in connector, male header, closed side, THT solder connection, 3.50 mm, Number of poles: 3, 90°, Solder pin length (l): 4.5 mm, tinned, black, Box
25686 | 1615430000 | SL 3.50/04/90G4.5SN BK BX | PCB plug-in connector, male header, closed side, THT solder connection, 3.50 mm, Number of poles: 4, 90°, Solder pin length (l): 4.5 mm, tinned, black, Box
25687 | 1615440000 | SL 3.50/06/90G 4.5SN BK BX | PCB plug-in connector, male header, closed side, THT solder connection, 3.50 mm, Number of poles: 6, 90°, Solder pin length (l): 4.5 mm, tinned, black, Box
25688 | 1615450000 | SL 3.50/07/90G 4.5SN BK BX | PCB plug-in connector, male header, closed side, THT solder connection, 3.50 mm, Number of poles: 7, 90°, Solder pin length (l): 4.5 mm, tinned, black, Box
25689 | 1615460000 | SL 3.50/09/90G 4.5SN BK BX | PCB plug-in connector, male header, closed side, THT solder connection, 3.50 mm, Number of poles: 9, 90°, Solder pin length (l): 4.5 mm, tinned, black, Box
25690 | 1615460099 | SL 3.50/09/90G 4.5SN BK BX | PCB plug-in connector, male header, closed side, THT solder connection, 3.50 mm, Number of poles: 9, 90°, Solder pin length (l): 4.5 mm, tinned, black, Box
25691 | 1615470000 | SL 3.50/10/90G 4.5SN BK BX | PCB plug-in connector, male header, closed side, THT solder connection, 3.50 mm, Number of poles: 10, 90°, Solder pin length (l): 4.5 mm, tinned, black, Box
25692 | 1615470099 | SL 3.50/10/90G 4.5SN BK BX | PCB plug-in connector, male header, closed side, THT solder connection, 3.50 mm, Number of poles: 10, 90°, Solder pin length (l): 4.5 mm, tinned, black, Box
25693 | 1615480000 | SL 3.50/11/90G 4.5SN BK BX | PCB plug-in connector, male header, closed side, THT solder connection, 3.50 mm, Number of poles: 11, 90°, Solder pin length (l): 4.5 mm, tinned, black, Box
25694 | 1615490000 | SL 3.50/12/90G 4.5SN BK BX | PCB plug-in connector, male header, closed side, THT solder connection, 3.50 mm, Number of poles: 12, 90°, Solder pin length (l): 4.5 mm, tinned, black, Box
25695 | 1615500000 | SL 3.50/13/90G 4.5SN BK BX | PCB plug-in connector, male header, closed side, THT solder connection, 3.50 mm, Number of poles: 13, 90°, Solder pin length (l): 4.5 mm, tinned, black, Box
25696 | 1615510000 | SL 3.50/14/90G 4.5SN BK BX | PCB plug-in connector, male header, closed side, THT solder connection, 3.50 mm, Number of poles: 14, 90°, Solder pin length (l): 4.5 mm, tinned, black, Box
25697 | 1615530000 | SL 3.50/02/90F 4.5 SN BK BX | PCB plug-in connector, male header, Flange, THT solder connection, 3.50 mm, Number of poles: 2, 90°, Solder pin length (l): 4.5 mm, tinned, black, Box
25698 | 1615540000 | SL 3.50/03/90F 4.5 SN BK BX | PCB plug-in connector, male header, Flange, THT solder connection, 3.50 mm, Number of poles: 3, 90°, Solder pin length (l): 4.5 mm, tinned, black, Box
25699 | 1615550000 | SL 3.50/04/90F 4.5 SN BK BX | PCB plug-in connector, male header, Flange, THT solder connection, 3.50 mm, Number of poles: 4, 90°, Solder pin length (l): 4.5 mm, tinned, black, Box
25700 | 1615560000 | SL 3.50/05/90F 4.5 SN BK BX | PCB plug-in connector, male header, Flange, THT solder connection, 3.50 mm, Number of poles: 5, 90°, Solder pin length (l): 4.5 mm, tinned, black, Box
25701 | 1615570000 | SL 3.50/06/90F 4.5 SN BK BX | PCB plug-in connector, male header, Flange, THT solder connection, 3.50 mm, Number of poles: 6, 90°, Solder pin length (l): 4.5 mm, tinned, black, Box
25702 | 1615600000 | SL 3.50/10/90F 4.5 SN BK BX | PCB plug-in connector, male header, Flange, THT solder connection, 3.50 mm, Number of poles: 10, 90°, Solder pin length (l): 4.5 mm, tinned, black, Box
25703 | 1615620000 | SL 3.50/12/90F 4.5 SN BK BX | PCB plug-in connector, male header, Flange, THT solder connection, 3.50 mm, Number of poles: 12, 90°, Solder pin length (l): 4.5 mm, tinned, black, Box
25704 | 1615660000 | SL 3.50/16/90F 4.5 SN BK BX | PCB plug-in connector, male header, Flange, THT solder connection, 3.50 mm, Number of poles: 16, 90°, Solder pin length (l): 4.5 mm, tinned, black, Box
25705 | 1615970000 | SL 3.50/11/180 4.5SN BK BX | PCB plug-in connector, male header, open side, THT solder connection, 3.50 mm, Number of poles: 11, 180°, Solder pin length (l): 4.5 mm, tinned, black, Box
25706 | 1615990000 | SL 3.50/13/180 4.5SN BK BX | PCB plug-in connector, male header, open side, THT solder connection, 3.50 mm, Number of poles: 13, 180°, Solder pin length (l): 4.5 mm, tinned, black, Box
25707 | 1616020000 | SL 3.50/03/180G 4.5SN BK BX | PCB plug-in connector, male header, closed side, THT solder connection, 3.50 mm, Number of poles: 3, 180°, Solder pin length (l): 4.5 mm, tinned, black, Box
25708 | 1616030000 | SL 3.50/04/180G 4.5SN BK BX | PCB plug-in connector, male header, closed side, THT solder connection, 3.50 mm, Number of poles: 4, 180°, Solder pin length (l): 4.5 mm, tinned, black, Box
25709 | 1616040000 | SL 3.50/05/180G 4.5SN BK BX | PCB plug-in connector, male header, closed side, THT solder connection, 3.50 mm, Number of poles: 5, 180°, Solder pin length (l): 4.5 mm, tinned, black, Box
25710 | 1616040099 | SL 3.50/05/180G 4.5SN BK BX | PCB plug-in connector, male header, closed side, THT solder connection, 3.50 mm, Number of poles: 5, 180°, Solder pin length (l): 4.5 mm, tinned, black, Box
25711 | 1616050000 | SL 3.50/06/180G 4.5SN BK BX | PCB plug-in connector, male header, closed side, THT solder connection, 3.50 mm, Number of poles: 6, 180°, Solder pin length (l): 4.5 mm, tinned, black, Box
25712 | 1616060000 | SL 3.50/07/180G 4.5SN BK BX | PCB plug-in connector, male header, closed side, THT solder connection, 3.50 mm, Number of poles: 7, 180°, Solder pin length (l): 4.5 mm, tinned, black, Box
25713 | 1616080000 | SL 3.50/10/180G 4.5SN BK BX | PCB plug-in connector, male header, closed side, THT solder connection, 3.50 mm, Number of poles: 10, 180°, Solder pin length (l): 4.5 mm, tinned, black, Box
25714 | 1616100000 | SL 3.50/12/180G 4.5SN BK BX | PCB plug-in connector, male header, closed side, THT solder connection, 3.50 mm, Number of poles: 12, 180°, Solder pin length (l): 4.5 mm, tinned, black, Box
25715 | 1616120000 | SL 3.50/14/180G 4.5SN BK BX | PCB plug-in connector, male header, closed side, THT solder connection, 3.50 mm, Number of poles: 14, 180°, Solder pin length (l): 4.5 mm, tinned, black, Box
25716 | 1616130000 | SL 3.50/15/180G 4.5SN BK BX | PCB plug-in connector, male header, closed side, THT solder connection, 3.50 mm, Number of poles: 15, 180°, Solder pin length (l): 4.5 mm, tinned, black, Box
25717 | 1616140000 | SL 3.50/02/180F 4.5 SN BK BX | PCB plug-in connector, male header, Flange, THT solder connection, 3.50 mm, Number of poles: 2, 180°, Solder pin length (l): 4.5 mm, tinned, black, Box
25718 | 1616150000 | SL 3.50/03/180F 4.5 SN BK BX | PCB plug-in connector, male header, Flange, THT solder connection, 3.50 mm, Number of poles: 3, 180°, Solder pin length (l): 4.5 mm, tinned, black, Box
25719 | 1616160000 | SL 3.50/04/180F 4.5 SN BK BX | PCB plug-in connector, male header, Flange, THT solder connection, 3.50 mm, Number of poles: 4, 180°, Solder pin length (l): 4.5 mm, tinned, black, Box
25720 | 1616170000 | SL 3.50/05/180F 4.5 SN BK BX | PCB plug-in connector, male header, Flange, THT solder connection, 3.50 mm, Number of poles: 5, 180°, Solder pin length (l): 4.5 mm, tinned, black, Box
25721 | 1616180000 | SL 3.50/06/180F 4.5 SN BK BX | PCB plug-in connector, male header, Flange, THT solder connection, 3.50 mm, Number of poles: 6, 180°, Solder pin length (l): 4.5 mm, tinned, black, Box
25722 | 1616210000 | SL 3.50/10/180F 4.5 SN BK BX | PCB plug-in connector, male header, Flange, THT solder connection, 3.50 mm, Number of poles: 10, 180°, Solder pin length (l): 4.5 mm, tinned, black, Box
25723 | 1616230000 | SL 3.50/12/180F 4.5 SN BK BX | PCB plug-in connector, male header, Flange, THT solder connection, 3.50 mm, Number of poles: 12, 180°, Solder pin length (l): 4.5 mm, tinned, black, Box
25724 | 1616270000 | SL 3.50/16/180F 4.5 SN BK BX | PCB plug-in connector, male header, Flange, THT solder connection, 3.50 mm, Number of poles: 16, 180°, Solder pin length (l): 4.5 mm, tinned, black, Box
25725 | 1617840000 | SL 3.50/19/90 4.5SN BK BX | PCB plug-in connector, male header, open side, THT solder connection, 3.50 mm, Number of poles: 19, 90°, Solder pin length (l): 4.5 mm, tinned, black, Box
25726 | 1618030000 | SL 3.50/22/90G 4.5SN BK BX | PCB plug-in connector, male header, closed side, THT solder connection, 3.50 mm, Number of poles: 22, 90°, Solder pin length (l): 4.5 mm, tinned, black, Box
25727 | 1618060000 | SL 3.50/02/90F 4.5 SN OR BX | PCB plug-in connector, male header, Flange, THT solder connection, 3.50 mm, Number of poles: 2, 90°, Solder pin length (l): 4.5 mm, tinned, orange, Box
25728 | 1618070000 | SL 3.50/03/90F 4.5 SN OR BX | PCB plug-in connector, male header, Flange, THT solder connection, 3.50 mm, Number of poles: 3, 90°, Solder pin length (l): 4.5 mm, tinned, orange, Box
25729 | 1618100000 | SL 3.50/06/90F 4.5 SN OR BX | PCB plug-in connector, male header, Flange, THT solder connection, 3.50 mm, Number of poles: 6, 90°, Solder pin length (l): 4.5 mm, tinned, orange, Box
25730 | 1618190000 | SL 3.50/16/90F 4.5 SN OR BX | PCB plug-in connector, male header, Flange, THT solder connection, 3.50 mm, Number of poles: 16, 90°, Solder pin length (l): 4.5 mm, tinned, orange, Box
25731 | 1618330000 | SL 3.50/22/90F 4.5 SN BK BX | PCB plug-in connector, male header, Flange, THT solder connection, 3.50 mm, Number of poles: 22, 90°, Solder pin length (l): 4.5 mm, tinned, black, Box
25732 | 1618640000 | SL 3.50/20/180G 4.5SN BK BX | PCB plug-in connector, male header, closed side, THT solder connection, 3.50 mm, Number of poles: 20, 180°, Solder pin length (l): 4.5 mm, tinned, black, Box
25733 | 1618680000 | SL 3.50/24/180G 4.5SN BK BX | PCB plug-in connector, male header, closed side, THT solder connection, 3.50 mm, Number of poles: 24, 180°, Solder pin length (l): 4.5 mm, tinned, black, Box
25734 | 1618730000 | SL 3.50/06/180F 4.5 SN OR BX | PCB plug-in connector, male header, Flange, THT solder connection, 3.50 mm, Number of poles: 6, 180°, Solder pin length (l): 4.5 mm, tinned, orange, Box
25735 | 1618940000 | SL 3.50/20/180F 4.5 SN BK BX | PCB plug-in connector, male header, Flange, THT solder connection, 3.50 mm, Number of poles: 20, 180°, Solder pin length (l): 4.5 mm, tinned, black, Box
25736 | 1618980000 | SL 3.50/24/180F 4.5 SN BK BX | PCB plug-in connector, male header, Flange, THT solder connection, 3.50 mm, Number of poles: 24, 180°, Solder pin length (l): 4.5 mm, tinned, black, Box
25737 | 1618990000 | SL 3.50/17/90 3.2SN OR BX | PCB plug-in connector, male header, open side, THT solder connection, 3.50 mm, Number of poles: 17, 90°, Solder pin length (l): 3.2 mm, tinned, orange, Box
25738 | 1619000000 | SL 3.50/18/90 3.2SN OR BX | PCB plug-in connector, male header, open side, THT solder connection, 3.50 mm, Number of poles: 18, 90°, Solder pin length (l): 3.2 mm, tinned, orange, Box
25739 | 1619010000 | SL 3.50/19/90 3.2SN OR BX | PCB plug-in connector, male header, open side, THT solder connection, 3.50 mm, Number of poles: 19, 90°, Solder pin length (l): 3.2 mm, tinned, orange, Box
25740 | 1619020000 | SL 3.50/20/90 3.2SN OR BX | PCB plug-in connector, male header, open side, THT solder connection, 3.50 mm, Number of poles: 20, 90°, Solder pin length (l): 3.2 mm, tinned, orange, Box
25741 | 1619030000 | SL 3.50/21/90 3.2SN OR BX | PCB plug-in connector, male header, open side, THT solder connection, 3.50 mm, Number of poles: 21, 90°, Solder pin length (l): 3.2 mm, tinned, orange, Box
25742 | 1619040000 | SL 3.50/22/90 3.2SN OR BX | PCB plug-in connector, male header, open side, THT solder connection, 3.50 mm, Number of poles: 22, 90°, Solder pin length (l): 3.2 mm, tinned, orange, Box
25743 | 1619050000 | SL 3.50/23/90 3.2SN OR BX | PCB plug-in connector, male header, open side, THT solder connection, 3.50 mm, Number of poles: 23, 90°, Solder pin length (l): 3.2 mm, tinned, orange, Box
25744 | 1619060000 | SL 3.50/24/90 3.2SN OR BX | PCB plug-in connector, male header, open side, THT solder connection, 3.50 mm, Number of poles: 24, 90°, Solder pin length (l): 3.2 mm, tinned, orange, Box
25745 | 1619380000 | SL 3.50/17/90G 3.2SN OR BX | PCB plug-in connector, male header, closed side, THT solder connection, 3.50 mm, Number of poles: 17, 90°, Solder pin length (l): 3.2 mm, tinned, orange, Box
25746 | 1619390000 | SL 3.50/18/90G 3.2SN OR BX | PCB plug-in connector, male header, closed side, THT solder connection, 3.50 mm, Number of poles: 18, 90°, Solder pin length (l): 3.2 mm, tinned, orange, Box
25747 | 1619400000 | SL 3.50/19/90G 3.2SN OR BX | PCB plug-in connector, male header, closed side, THT solder connection, 3.50 mm, Number of poles: 19, 90°, Solder pin length (l): 3.2 mm, tinned, orange, Box
25748 | 1619410000 | SL 3.50/20/90G 3.2SN OR BX | PCB plug-in connector, male header, closed side, THT solder connection, 3.50 mm, Number of poles: 20, 90°, Solder pin length (l): 3.2 mm, tinned, orange, Box
25749 | 1619420000 | SL 3.50/21/90G 3.2SN OR BX | PCB plug-in connector, male header, closed side, THT solder connection, 3.50 mm, Number of poles: 21, 90°, Solder pin length (l): 3.2 mm, tinned, orange, Box
25750 | 1619430000 | SL 3.50/22/90G 3.2SN OR BX | PCB plug-in connector, male header, closed side, THT solder connection, 3.50 mm, Number of poles: 22, 90°, Solder pin length (l): 3.2 mm, tinned, orange, Box
25751 | 1619440000 | SL 3.50/23/90G 3.2SN OR BX | PCB plug-in connector, male header, closed side, THT solder connection, 3.50 mm, Number of poles: 23, 90°, Solder pin length (l): 3.2 mm, tinned, orange, Box
25752 | 1619450000 | SL 3.50/24/90G 3.2SN OR BX | PCB plug-in connector, male header, closed side, THT solder connection, 3.50 mm, Number of poles: 24, 90°, Solder pin length (l): 3.2 mm, tinned, orange, Box
25753 | 1619770000 | SL 3.50/17/90F 3.2SN OR BX | PCB plug-in connector, male header, Flange, THT solder connection, 3.50 mm, Number of poles: 17, 90°, Solder pin length (l): 3.2 mm, tinned, orange, Box
25754 | 1619780000 | SL 3.50/18/90F 3.2SN OR BX | PCB plug-in connector, male header, Flange, THT solder connection, 3.50 mm, Number of poles: 18, 90°, Solder pin length (l): 3.2 mm, tinned, orange, Box
25755 | 1619790000 | SL 3.50/19/90F 3.2SN OR BX | PCB plug-in connector, male header, Flange, THT solder connection, 3.50 mm, Number of poles: 19, 90°, Solder pin length (l): 3.2 mm, tinned, orange, Box
25756 | 1619800000 | SL 3.50/20/90F 3.2SN OR BX | PCB plug-in connector, male header, Flange, THT solder connection, 3.50 mm, Number of poles: 20, 90°, Solder pin length (l): 3.2 mm, tinned, orange, Box
25757 | 1619810000 | SL 3.50/21/90F 3.2SN OR BX | PCB plug-in connector, male header, Flange, THT solder connection, 3.50 mm, Number of poles: 21, 90°, Solder pin length (l): 3.2 mm, tinned, orange, Box
25758 | 1619820000 | SL 3.50/22/90F 3.2SN OR BX | PCB plug-in connector, male header, Flange, THT solder connection, 3.50 mm, Number of poles: 22, 90°, Solder pin length (l): 3.2 mm, tinned, orange, Box
25759 | 1619830000 | SL 3.50/23/90F 3.2SN OR BX | PCB plug-in connector, male header, Flange, THT solder connection, 3.50 mm, Number of poles: 23, 90°, Solder pin length (l): 3.2 mm, tinned, orange, Box
25760 | 1619840000 | SL 3.50/24/90F 3.2SN OR BX | PCB plug-in connector, male header, Flange, THT solder connection, 3.50 mm, Number of poles: 24, 90°, Solder pin length (l): 3.2 mm, tinned, orange, Box
25761 | 1619910000 | SL 3.50/08/90F 3.2SN GY BX | PCB plug-in connector, male header, Flange, THT solder connection, 3.50 mm, Number of poles: 8, 90°, Solder pin length (l): 3.2 mm, tinned, Pebble grey, Box
25762 | 1619980000 | SL 3.50/15/90F 3.2SN GY BX | PCB plug-in connector, male header, Flange, THT solder connection, 3.50 mm, Number of poles: 15, 90°, Solder pin length (l): 3.2 mm, tinned, Pebble grey, Box
25763 | 1621400000 | SL 3.50/17/180 3.2SN OR BX | PCB plug-in connector, male header, open side, THT solder connection, 3.50 mm, Number of poles: 17, 180°, Solder pin length (l): 3.2 mm, tinned, orange, Box
25764 | 1621410000 | SL 3.50/18/180 3.2SN OR BX | PCB plug-in connector, male header, open side, THT solder connection, 3.50 mm, Number of poles: 18, 180°, Solder pin length (l): 3.2 mm, tinned, orange, Box
25765 | 1621420000 | SL 3.50/19/180 3.2SN OR BX | PCB plug-in connector, male header, open side, THT solder connection, 3.50 mm, Number of poles: 19, 180°, Solder pin length (l): 3.2 mm, tinned, orange, Box
25766 | 1621430000 | SL 3.50/20/180 3.2SN OR BX | PCB plug-in connector, male header, open side, THT solder connection, 3.50 mm, Number of poles: 20, 180°, Solder pin length (l): 3.2 mm, tinned, orange, Box
25767 | 1621440000 | SL 3.50/21/180 3.2SN OR BX | PCB plug-in connector, male header, open side, THT solder connection, 3.50 mm, Number of poles: 21, 180°, Solder pin length (l): 3.2 mm, tinned, orange, Box
25768 | 1621450000 | SL 3.50/22/180 3.2SN OR BX | PCB plug-in connector, male header, open side, THT solder connection, 3.50 mm, Number of poles: 22, 180°, Solder pin length (l): 3.2 mm, tinned, orange, Box
25769 | 1621460000 | SL 3.50/23/180 3.2SN OR BX | PCB plug-in connector, male header, open side, THT solder connection, 3.50 mm, Number of poles: 23, 180°, Solder pin length (l): 3.2 mm, tinned, orange, Box
25770 | 1621470000 | SL 3.50/24/180 3.2SN OR BX | PCB plug-in connector, male header, open side, THT solder connection, 3.50 mm, Number of poles: 24, 180°, Solder pin length (l): 3.2 mm, tinned, orange, Box
25771 | 1621790000 | SL 3.50/17/180G 3.2SN OR BX | PCB plug-in connector, male header, closed side, THT solder connection, 3.50 mm, Number of poles: 17, 180°, Solder pin length (l): 3.2 mm, tinned, orange, Box
25772 | 1621800000 | SL 3.50/18/180G 3.2SN OR BX | PCB plug-in connector, male header, closed side, THT solder connection, 3.50 mm, Number of poles: 18, 180°, Solder pin length (l): 3.2 mm, tinned, orange, Box
25773 | 1621810000 | SL 3.50/19/180G 3.2SN OR BX | PCB plug-in connector, male header, closed side, THT solder connection, 3.50 mm, Number of poles: 19, 180°, Solder pin length (l): 3.2 mm, tinned, orange, Box
25774 | 1621820000 | SL 3.50/20/180G 3.2SN OR BX | PCB plug-in connector, male header, closed side, THT solder connection, 3.50 mm, Number of poles: 20, 180°, Solder pin length (l): 3.2 mm, tinned, orange, Box
25775 | 1621830000 | SL 3.50/21/180G 3.2SN OR BX | PCB plug-in connector, male header, closed side, THT solder connection, 3.50 mm, Number of poles: 21, 180°, Solder pin length (l): 3.2 mm, tinned, orange, Box
25776 | 1621840000 | SL 3.50/22/180G 3.2SN OR BX | PCB plug-in connector, male header, closed side, THT solder connection, 3.50 mm, Number of poles: 22, 180°, Solder pin length (l): 3.2 mm, tinned, orange, Box
25777 | 1621850000 | SL 3.50/23/180G 3.2SN OR BX | PCB plug-in connector, male header, closed side, THT solder connection, 3.50 mm, Number of poles: 23, 180°, Solder pin length (l): 3.2 mm, tinned, orange, Box
25778 | 1621860000 | SL 3.50/24/180G 3.2SN OR BX | PCB plug-in connector, male header, closed side, THT solder connection, 3.50 mm, Number of poles: 24, 180°, Solder pin length (l): 3.2 mm, tinned, orange, Box
25779 | 1622180000 | SL 3.50/17/180F 3.2SN OR BX | PCB plug-in connector, male header, Flange, THT solder connection, 3.50 mm, Number of poles: 17, 180°, Solder pin length (l): 3.2 mm, tinned, orange, Box
25780 | 1622190000 | SL 3.50/18/180F 3.2SN OR BX | PCB plug-in connector, male header, Flange, THT solder connection, 3.50 mm, Number of poles: 18, 180°, Solder pin length (l): 3.2 mm, tinned, orange, Box
25781 | 1622200000 | SL 3.50/19/180F 3.2SN OR BX | PCB plug-in connector, male header, Flange, THT solder connection, 3.50 mm, Number of poles: 19, 180°, Solder pin length (l): 3.2 mm, tinned, orange, Box
25782 | 1622210000 | SL 3.50/20/180F 3.2SN OR BX | PCB plug-in connector, male header, Flange, THT solder connection, 3.50 mm, Number of poles: 20, 180°, Solder pin length (l): 3.2 mm, tinned, orange, Box
25783 | 1622220000 | SL 3.50/21/180F 3.2SN OR BX | PCB plug-in connector, male header, Flange, THT solder connection, 3.50 mm, Number of poles: 21, 180°, Solder pin length (l): 3.2 mm, tinned, orange, Box
25784 | 1622230000 | SL 3.50/22/180F 3.2SN OR BX | PCB plug-in connector, male header, Flange, THT solder connection, 3.50 mm, Number of poles: 22, 180°, Solder pin length (l): 3.2 mm, tinned, orange, Box
25785 | 1622240000 | SL 3.50/23/180F 3.2SN OR BX | PCB plug-in connector, male header, Flange, THT solder connection, 3.50 mm, Number of poles: 23, 180°, Solder pin length (l): 3.2 mm, tinned, orange, Box
25786 | 1622250000 | SL 3.50/24/180F 3.2SN OR BX | PCB plug-in connector, male header, Flange, THT solder connection, 3.50 mm, Number of poles: 24, 180°, Solder pin length (l): 3.2 mm, tinned, orange, Box
25787 | 1639230000 | BL 3.50/24/90F SN OR BX | PCB plug-in connector, female plug, 3.50 mm, Number of poles: 24, 90°, Clamping yoke connection, Clamping range, max. : 1.5 mm², Box
25788 | 1639240000 | BL 3.50/02/90F SN BK BX | PCB plug-in connector, female plug, 3.50 mm, Number of poles: 2, 90°, Clamping yoke connection, Clamping range, max. : 1.5 mm², Box
25789 | 1639360000 | BL 3.50/14/90F SN BK BX | PCB plug-in connector, female plug, 3.50 mm, Number of poles: 14, 90°, Clamping yoke connection, Clamping range, max. : 1.5 mm², Box
25790 | 1639370000 | BL 3.50/15/90F SN BK BX | PCB plug-in connector, female plug, 3.50 mm, Number of poles: 15, 90°, Clamping yoke connection, Clamping range, max. : 1.5 mm², Box
25791 | 1639380000 | BL 3.50/16/90F SN BK BX | PCB plug-in connector, female plug, 3.50 mm, Number of poles: 16, 90°, Clamping yoke connection, Clamping range, max. : 1.5 mm², Box
25792 | 1639400000 | BL 3.50/18/90F SN BK BX | PCB plug-in connector, female plug, 3.50 mm, Number of poles: 18, 90°, Clamping yoke connection, Clamping range, max. : 1.5 mm², Box
25793 | 1639420000 | BL 3.50/20/90F SN BK BX | PCB plug-in connector, female plug, 3.50 mm, Number of poles: 20, 90°, Clamping yoke connection, Clamping range, max. : 1.5 mm², Box
25794 | 1639460000 | BL 3.50/24/90F SN BK BX | PCB plug-in connector, female plug, 3.50 mm, Number of poles: 24, 90°, Clamping yoke connection, Clamping range, max. : 1.5 mm², Box
25795 | 1639470000 | BL 3.50/02/270 SN OR BX | PCB plug-in connector, female plug, 3.50 mm, Number of poles: 2, 270°, Clamping yoke connection, Clamping range, max. : 1.5 mm², Box
25796 | 1639480000 | BL 3.50/03/270 SN OR BX | PCB plug-in connector, female plug, 3.50 mm, Number of poles: 3, 270°, Clamping yoke connection, Clamping range, max. : 1.5 mm², Box
25797 | 1639490000 | BL 3.50/04/270 SN OR BX | PCB plug-in connector, female plug, 3.50 mm, Number of poles: 4, 270°, Clamping yoke connection, Clamping range, max. : 1.5 mm², Box
25798 | 1639500000 | BL 3.50/05/270 SN OR BX | PCB plug-in connector, female plug, 3.50 mm, Number of poles: 5, 270°, Clamping yoke connection, Clamping range, max. : 1.5 mm², Box
25799 | 1639510000 | BL 3.50/06/270 SN OR BX | PCB plug-in connector, female plug, 3.50 mm, Number of poles: 6, 270°, Clamping yoke connection, Clamping range, max. : 1.5 mm², Box
25800 | 1639520000 | BL 3.50/07/270 SN OR BX | PCB plug-in connector, female plug, 3.50 mm, Number of poles: 7, 270°, Clamping yoke connection, Clamping range, max. : 1.5 mm², Box
25801 | 1639530000 | BL 3.50/08/270 SN OR BX | PCB plug-in connector, female plug, 3.50 mm, Number of poles: 8, 270°, Clamping yoke connection, Clamping range, max. : 1.5 mm², Box
25802 | 1639540000 | BL 3.50/09/270 SN OR BX | PCB plug-in connector, female plug, 3.50 mm, Number of poles: 9, 270°, Clamping yoke connection, Clamping range, max. : 1.5 mm², Box
25803 | 1639550000 | BL 3.50/10/270 SN OR BX | PCB plug-in connector, female plug, 3.50 mm, Number of poles: 10, 270°, Clamping yoke connection, Clamping range, max. : 1.5 mm², Box
25804 | 1639560000 | BL 3.50/11/270 SN OR BX | PCB plug-in connector, female plug, 3.50 mm, Number of poles: 11, 270°, Clamping yoke connection, Clamping range, max. : 1.5 mm², Box
25805 | 1639570000 | BL 3.50/12/270 SN OR BX | PCB plug-in connector, female plug, 3.50 mm, Number of poles: 12, 270°, Clamping yoke connection, Clamping range, max. : 1.5 mm², Box
25806 | 1639580000 | BL 3.50/13/270 SN OR BX | PCB plug-in connector, female plug, 3.50 mm, Number of poles: 13, 270°, Clamping yoke connection, Clamping range, max. : 1.5 mm², Box
25807 | 1639590000 | BL 3.50/14/270 SN OR BX | PCB plug-in connector, female plug, 3.50 mm, Number of poles: 14, 270°, Clamping yoke connection, Clamping range, max. : 1.5 mm², Box
25808 | 1639600000 | BL 3.50/15/270 SN OR BX | PCB plug-in connector, female plug, 3.50 mm, Number of poles: 15, 270°, Clamping yoke connection, Clamping range, max. : 1.5 mm², Box
25809 | 1639610000 | BL 3.50/16/270 SN OR BX | PCB plug-in connector, female plug, 3.50 mm, Number of poles: 16, 270°, Clamping yoke connection, Clamping range, max. : 1.5 mm², Box
25810 | 1639620000 | BL 3.50/17/270 SN OR BX | PCB plug-in connector, female plug, 3.50 mm, Number of poles: 17, 270°, Clamping yoke connection, Clamping range, max. : 1.5 mm², Box
25811 | 1639630000 | BL 3.50/18/270 SN OR BX | PCB plug-in connector, female plug, 3.50 mm, Number of poles: 18, 270°, Clamping yoke connection, Clamping range, max. : 1.5 mm², Box
25812 | 1639640000 | BL 3.50/19/270 SN OR BX | PCB plug-in connector, female plug, 3.50 mm, Number of poles: 19, 270°, Clamping yoke connection, Clamping range, max. : 1.5 mm², Box
25813 | 1639650000 | BL 3.50/20/270 SN OR BX | PCB plug-in connector, female plug, 3.50 mm, Number of poles: 20, 270°, Clamping yoke connection, Clamping range, max. : 1.5 mm², Box
25814 | 1639660000 | BL 3.50/21/270 SN OR BX | PCB plug-in connector, female plug, 3.50 mm, Number of poles: 21, 270°, Clamping yoke connection, Clamping range, max. : 1.5 mm², Box
25815 | 1639670000 | BL 3.50/22/270 SN OR BX | PCB plug-in connector, female plug, 3.50 mm, Number of poles: 22, 270°, Clamping yoke connection, Clamping range, max. : 1.5 mm², Box
25816 | 1639680000 | BL 3.50/23/270 SN OR BX | PCB plug-in connector, female plug, 3.50 mm, Number of poles: 23, 270°, Clamping yoke connection, Clamping range, max. : 1.5 mm², Box
25817 | 1639690000 | BL 3.50/24/270 SN OR BX | PCB plug-in connector, female plug, 3.50 mm, Number of poles: 24, 270°, Clamping yoke connection, Clamping range, max. : 1.5 mm², Box
25818 | 1639700000 | BL 3.50/02/270 SN BK BX | PCB plug-in connector, female plug, 3.50 mm, Number of poles: 2, 270°, Clamping yoke connection, Clamping range, max. : 1.5 mm², Box
25819 | 1639710000 | BL 3.50/03/270 SN BK BX | PCB plug-in connector, female plug, 3.50 mm, Number of poles: 3, 270°, Clamping yoke connection, Clamping range, max. : 1.5 mm², Box
25820 | 1639720000 | BL 3.50/04/270 SN BK BX | PCB plug-in connector, female plug, 3.50 mm, Number of poles: 4, 270°, Clamping yoke connection, Clamping range, max. : 1.5 mm², Box
25821 | 1639720099 | BL 3.50/04/270 SN BK BX | PCB plug-in connector, female plug, 3.50 mm, Number of poles: 4, 270°, Clamping yoke connection, Clamping range, max. : 1.5 mm², Box
25822 | 1639730000 | BL 3.50/05/270 SN BK BX | PCB plug-in connector, female plug, 3.50 mm, Number of poles: 5, 270°, Clamping yoke connection, Clamping range, max. : 1.5 mm², Box
25823 | 1639730099 | BL 3.50/05/270 SN BK BX | PCB plug-in connector, female plug, 3.50 mm, Number of poles: 5, 270°, Clamping yoke connection, Clamping range, max. : 1.5 mm², Box
25824 | 1639740000 | BL 3.50/06/270 SN BK BX | PCB plug-in connector, female plug, 3.50 mm, Number of poles: 6, 270°, Clamping yoke connection, Clamping range, max. : 1.5 mm², Box
25825 | 1639750000 | BL 3.50/07/270 SN BK BX | PCB plug-in connector, female plug, 3.50 mm, Number of poles: 7, 270°, Clamping yoke connection, Clamping range, max. : 1.5 mm², Box
25826 | 1639760000 | BL 3.50/08/270 SN BK BX | PCB plug-in connector, female plug, 3.50 mm, Number of poles: 8, 270°, Clamping yoke connection, Clamping range, max. : 1.5 mm², Box
25827 | 1639770000 | BL 3.50/09/270 SN BK BX | PCB plug-in connector, female plug, 3.50 mm, Number of poles: 9, 270°, Clamping yoke connection, Clamping range, max. : 1.5 mm², Box
25828 | 1639770099 | BL 3.50/09/270 SN BK BX | PCB plug-in connector, female plug, 3.50 mm, Number of poles: 9, 270°, Clamping yoke connection, Clamping range, max. : 1.5 mm², Box
25829 | 1639780000 | BL 3.50/10/270 SN BK BX | PCB plug-in connector, female plug, 3.50 mm, Number of poles: 10, 270°, Clamping yoke connection, Clamping range, max. : 1.5 mm², Box
25830 | 1639800000 | BL 3.50/12/270 SN BK BX | PCB plug-in connector, female plug, 3.50 mm, Number of poles: 12, 270°, Clamping yoke connection, Clamping range, max. : 1.5 mm², Box
25831 | 1639800099 | BL 3.50/12/270 SN BK BX | PCB plug-in connector, female plug, 3.50 mm, Number of poles: 12, 270°, Clamping yoke connection, Clamping range, max. : 1.5 mm², Box
25832 | 1639810000 | BL 3.50/13/270 SN BK BX | PCB plug-in connector, female plug, 3.50 mm, Number of poles: 13, 270°, Clamping yoke connection, Clamping range, max. : 1.5 mm², Box
25833 | 1639830000 | BL 3.50/15/270 SN BK BX | PCB plug-in connector, female plug, 3.50 mm, Number of poles: 15, 270°, Clamping yoke connection, Clamping range, max. : 1.5 mm², Box
25834 | 1681710000 | SL 3.50/09/90F 3.2SN BK BX | PCB plug-in connector, male header, Flange, THT solder connection, 3.50 mm, Number of poles: 9, 90°, Solder pin length (l): 3.2 mm, tinned, black, Box
25835 | 1681720000 | SL 3.50/10/90F 3.2SN BK BX | PCB plug-in connector, male header, Flange, THT solder connection, 3.50 mm, Number of poles: 10, 90°, Solder pin length (l): 3.2 mm, tinned, black, Box
25836 | 1683230000 | SL 3.50/03/90G 3.2SN BK BX | PCB plug-in connector, male header, closed side, THT solder connection, 3.50 mm, Number of poles: 3, 90°, Solder pin length (l): 3.2 mm, tinned, black, Box
25837 | 1683240000 | SL 3.50/02/90G 3.2SN BK BX | PCB plug-in connector, male header, closed side, THT solder connection, 3.50 mm, Number of poles: 2, 90°, Solder pin length (l): 3.2 mm, tinned, black, Box
25838 | 1689780000 | SL 3.50/10/90G 3.2SN BK BX | PCB plug-in connector, male header, closed side, THT solder connection, 3.50 mm, Number of poles: 10, 90°, Solder pin length (l): 3.2 mm, tinned, black, Box
25839 | 1690440099 | BLZF 3.50/04/180 SN BK BX | PCB plug-in connector, female plug, 3.50 mm, Number of poles: 4, 180°, Tension-clamp connection, Clamping range, max. : 1.5 mm², Box
25840 | 1690480099 | BLZF 3.50/08/180 SN BK BX | PCB plug-in connector, female plug, 3.50 mm, Number of poles: 8, 180°, Tension-clamp connection, Clamping range, max. : 1.5 mm², Box
25841 | 1690500099 | BLZF 3.50/10/180 SN BK BX | PCB plug-in connector, female plug, 3.50 mm, Number of poles: 10, 180°, Tension-clamp connection, Clamping range, max. : 1.5 mm², Box
25842 | 1693990000 | SL 3.50/11/90F 3.2SN BK BX | PCB plug-in connector, male header, Flange, THT solder connection, 3.50 mm, Number of poles: 11, 90°, Solder pin length (l): 3.2 mm, tinned, black, Box
25843 | 1715250000 | LM 5.00/02/90 3.5SN BK BX | Printed circuit board terminals, 5.00 mm, Number of poles: 2, 90°, Solder pin length (l): 3.5 mm, tinned, black, Clamping yoke connection, Clamping range, max. : 2.5 mm², Box
25844 | 1715260000 | LM 5.00/03/90 3.5SN BK BX | Printed circuit board terminals, 5.00 mm, Number of poles: 3, 90°, Solder pin length (l): 3.5 mm, tinned, black, Clamping yoke connection, Clamping range, max. : 2.5 mm², Box
25845 | 1715270000 | LM 5.00/02/180 3.5SN BK BX | Printed circuit board terminals, 5.00 mm, Number of poles: 2, 180°, Solder pin length (l): 3.5 mm, tinned, black, Clamping yoke connection, Clamping range, max. : 2.5 mm², Box
25846 | 1715280000 | LM 5.00/03/180 3.5SN BK BX | Printed circuit board terminals, 5.00 mm, Number of poles: 3, 180°, Solder pin length (l): 3.5 mm, tinned, black, Clamping yoke connection, Clamping range, max. : 2.5 mm², Box
25847 | 1715290000 | LM 5.00/02/135 3.5SN BK BX | Printed circuit board terminals, 5.00 mm, Number of poles: 2, 135°, Solder pin length (l): 3.5 mm, tinned, black, Clamping yoke connection, Clamping range, max. : 2.5 mm², Box
25848 | 1715300000 | LM 5.00/03/135 3.5SN BK BX | Printed circuit board terminals, 5.00 mm, Number of poles: 3, 135°, Solder pin length (l): 3.5 mm, tinned, black, Clamping yoke connection, Clamping range, max. : 2.5 mm², Box
25849 | 1715310000 | LM 5.00/02/90 3.5SN OR BX | Printed circuit board terminals, 5.00 mm, Number of poles: 2, 90°, Solder pin length (l): 3.5 mm, tinned, orange, Clamping yoke connection, Clamping range, max. : 2.5 mm², Box
25850 | 1715320000 | LM 5.00/03/90 3.5SN OR BX | Printed circuit board terminals, 5.00 mm, Number of poles: 3, 90°, Solder pin length (l): 3.5 mm, tinned, orange, Clamping yoke connection, Clamping range, max. : 2.5 mm², Box
25851 | 1715330000 | LM 5.00/02/180 3.5SN OR BX | Printed circuit board terminals, 5.00 mm, Number of poles: 2, 180°, Solder pin length (l): 3.5 mm, tinned, orange, Clamping yoke connection, Clamping range, max. : 2.5 mm², Box
25852 | 1715340000 | LM 5.00/03/180 3.5SN OR BX | Printed circuit board terminals, 5.00 mm, Number of poles: 3, 180°, Solder pin length (l): 3.5 mm, tinned, orange, Clamping yoke connection, Clamping range, max. : 2.5 mm², Box
25853 | 1715350000 | LM 5.00/02/135 3.5SN OR BX | Printed circuit board terminals, 5.00 mm, Number of poles: 2, 135°, Solder pin length (l): 3.5 mm, tinned, orange, Clamping yoke connection, Clamping range, max. : 2.5 mm², Box
25854 | 1715360000 | LM 5.00/03/135 3.5SN OR BX | Printed circuit board terminals, 5.00 mm, Number of poles: 3, 135°, Solder pin length (l): 3.5 mm, tinned, orange, Clamping yoke connection, Clamping range, max. : 2.5 mm², Box
25855 | 1716020000 | LM 5.08/02/90 3.5SN BK BX | Printed circuit board terminals, 5.08 mm, Number of poles: 2, 90°, Solder pin length (l): 3.5 mm, tinned, black, Clamping yoke connection, Clamping range, max. : 2.5 mm², Box
25856 | 1716030000 | LM 5.08/03/90 3.5SN BK BX | Printed circuit board terminals, 5.08 mm, Number of poles: 3, 90°, Solder pin length (l): 3.5 mm, tinned, black, Clamping yoke connection, Clamping range, max. : 2.5 mm², Box
25857 | 1716040000 | LM 5.08/02/180 3.5SN BK BX | Printed circuit board terminals, 5.08 mm, Number of poles: 2, 180°, Solder pin length (l): 3.5 mm, tinned, black, Clamping yoke connection, Clamping range, max. : 2.5 mm², Box
25858 | 1716050000 | LM 5.08/03/180 3.5SN BK BX | Printed circuit board terminals, 5.08 mm, Number of poles: 3, 180°, Solder pin length (l): 3.5 mm, tinned, black, Clamping yoke connection, Clamping range, max. : 2.5 mm², Box
25859 | 1716060000 | LM 5.08/02/135 3.5SN BK BX | Printed circuit board terminals, 5.08 mm, Number of poles: 2, 135°, Solder pin length (l): 3.5 mm, tinned, black, Clamping yoke connection, Clamping range, max. : 2.5 mm², Box
25860 | 1716070000 | LM 5.08/03/135 3.5SN BK BX | Printed circuit board terminals, 5.08 mm, Number of poles: 3, 135°, Solder pin length (l): 3.5 mm, tinned, black, Clamping yoke connection, Clamping range, max. : 2.5 mm², Box
25861 | 1716080000 | LM 5.08/02/90 3.5SN OR BX | Printed circuit board terminals, 5.08 mm, Number of poles: 2, 90°, Solder pin length (l): 3.5 mm, tinned, orange, Clamping yoke connection, Clamping range, max. : 2.5 mm², Box
25862 | 1716090000 | LM 5.08/03/90 3.5SN OR BX | Printed circuit board terminals, 5.08 mm, Number of poles: 3, 90°, Solder pin length (l): 3.5 mm, tinned, orange, Clamping yoke connection, Clamping range, max. : 2.5 mm², Box
25863 | 1716100000 | LM 5.08/02/180 3.5SN OR BX | Printed circuit board terminals, 5.08 mm, Number of poles: 2, 180°, Solder pin length (l): 3.5 mm, tinned, orange, Clamping yoke connection, Clamping range, max. : 2.5 mm², Box
25864 | 1716110000 | LM 5.08/03/180 3.5SN OR BX | Printed circuit board terminals, 5.08 mm, Number of poles: 3, 180°, Solder pin length (l): 3.5 mm, tinned, orange, Clamping yoke connection, Clamping range, max. : 2.5 mm², Box
25865 | 1716120000 | LM 5.08/02/135 3.5SN OR BX | Printed circuit board terminals, 5.08 mm, Number of poles: 2, 135°, Solder pin length (l): 3.5 mm, tinned, orange, Clamping yoke connection, Clamping range, max. : 2.5 mm², Box
25866 | 1716130000 | LM 5.08/03/135 3.5SN OR BX | Printed circuit board terminals, 5.08 mm, Number of poles: 3, 135°, Solder pin length (l): 3.5 mm, tinned, orange, Clamping yoke connection, Clamping range, max. : 2.5 mm², Box
25867 | 1716160000 | LM 5.08/02/180 3.5SN GN BX | Printed circuit board terminals, 5.08 mm, Number of poles: 2, 180°, Solder pin length (l): 3.5 mm, tinned, Pale green, Clamping yoke connection, Clamping range, max. : 2.5 mm², Box
25868 | 1716170000 | LM 5.08/03/180 3.5SN GN BX | Printed circuit board terminals, 5.08 mm, Number of poles: 3, 180°, Solder pin length (l): 3.5 mm, tinned, Pale green, Clamping yoke connection, Clamping range, max. : 2.5 mm², Box
25869 | 1716180000 | LM 5.08/02/135 3.5SN GN BX | Printed circuit board terminals, 5.08 mm, Number of poles: 2, 135°, Solder pin length (l): 3.5 mm, tinned, Pale green, Clamping yoke connection, Clamping range, max. : 2.5 mm², Box
25870 | 1716190000 | LM 5.08/03/135 3.5SN GN BX | Printed circuit board terminals, 5.08 mm, Number of poles: 3, 135°, Solder pin length (l): 3.5 mm, tinned, Pale green, Clamping yoke connection, Clamping range, max. : 2.5 mm², Box
25871 | 1719990000 | SL 3.50/04/90G 3.2SN BK BX | PCB plug-in connector, male header, closed side, THT solder connection, 3.50 mm, Number of poles: 4, 90°, Solder pin length (l): 3.2 mm, tinned, black, Box
25872 | 1719990099 | SL 3.50/04/90G 3.2SN BK BX | PCB plug-in connector, male header, closed side, THT solder connection, 3.50 mm, Number of poles: 4, 90°, Solder pin length (l): 3.2 mm, tinned, black, Box
25873 | 1723410000 | SL 3.50/03/90 3.2SN BK BX | PCB plug-in connector, male header, open side, THT solder connection, 3.50 mm, Number of poles: 3, 90°, Solder pin length (l): 3.2 mm, tinned, black, Box
25874 | 1732030000 | SL 3.50/06/90G 3.2SN BK BX | PCB plug-in connector, male header, closed side, THT solder connection, 3.50 mm, Number of poles: 6, 90°, Solder pin length (l): 3.2 mm, tinned, black, Box
25875 | 1762990000 | SL 3.50/09/90G 3.2SN BK BX | PCB plug-in connector, male header, closed side, THT solder connection, 3.50 mm, Number of poles: 9, 90°, Solder pin length (l): 3.2 mm, tinned, black, Box
25876 | 1763000000 | SL 3.50/05/90G 3.2SN BK BX | PCB plug-in connector, male header, closed side, THT solder connection, 3.50 mm, Number of poles: 5, 90°, Solder pin length (l): 3.2 mm, tinned, black, Box
25877 | 1766300000 | LM1N 5.08/02/90 3.5SN OR BX | Printed circuit board terminals, 5.08 mm, Number of poles: 2, 90°, Solder pin length (l): 3.5 mm, tinned, orange, Clamping yoke connection, Clamping range, max. : 2.5 mm², Box
25878 | 1766310000 | LM1N 5.08/03/90 3.5SN OR BX | Printed circuit board terminals, 5.08 mm, Number of poles: 3, 90°, Solder pin length (l): 3.5 mm, tinned, orange, Clamping yoke connection, Clamping range, max. : 2.5 mm², Box
25879 | 1766320000 | LM1N 5.08/02/90 3.5SN BK BX | Printed circuit board terminals, 5.08 mm, Number of poles: 2, 90°, Solder pin length (l): 3.5 mm, tinned, black, Clamping yoke connection, Clamping range, max. : 2.5 mm², Box
25880 | 1766330000 | LM1N 5.08/03/90 3.5SN BK BX | Printed circuit board terminals, 5.08 mm, Number of poles: 3, 90°, Solder pin length (l): 3.5 mm, tinned, black, Clamping yoke connection, Clamping range, max. : 2.5 mm², Box
25881 | 1766340000 | LM1N 5.08/02/90 3.5SN GN BX | Printed circuit board terminals, 5.08 mm, Number of poles: 2, 90°, Solder pin length (l): 3.5 mm, tinned, Pale green, Clamping yoke connection, Clamping range, max. : 2.5 mm², Box
25882 | 1766350000 | LM1N 5.08/03/90 3.5SN GN BX | Printed circuit board terminals, 5.08 mm, Number of poles: 3, 90°, Solder pin length (l): 3.5 mm, tinned, Pale green, Clamping yoke connection, Clamping range, max. : 2.5 mm², Box
25883 | 1766360000 | LM1H 5.08/02/90 3.5SN OR BX | Printed circuit board terminals, 5.08 mm, Number of poles: 2, 90°, Solder pin length (l): 3.5 mm, tinned, orange, Clamping yoke connection, Clamping range, max. : 2.5 mm², Box
25884 | 1766370000 | LM1H 5.08/03/90 3.5SN OR BX | Printed circuit board terminals, 5.08 mm, Number of poles: 3, 90°, Solder pin length (l): 3.5 mm, tinned, orange, Clamping yoke connection, Clamping range, max. : 2.5 mm², Box
25885 | 1766380000 | LM1H 5.08/02/90 3.5SN BK BX | Printed circuit board terminals, 5.08 mm, Number of poles: 2, 90°, Solder pin length (l): 3.5 mm, tinned, black, Clamping yoke connection, Clamping range, max. : 2.5 mm², Box
25886 | 1766390000 | LM1H 5.08/03/90 3.5SN BK BX | Printed circuit board terminals, 5.08 mm, Number of poles: 3, 90°, Solder pin length (l): 3.5 mm, tinned, black, Clamping yoke connection, Clamping range, max. : 2.5 mm², Box
25887 | 1766410000 | LM1H 5.08/03/90 3.5SN GN BX | Printed circuit board terminals, 5.08 mm, Number of poles: 3, 90°, Solder pin length (l): 3.5 mm, tinned, Pale green, Clamping yoke connection, Clamping range, max. : 2.5 mm², Box
25888 | 1766980000 | SL 3.50/11/90G 3.2SN BK BX | PCB plug-in connector, male header, closed side, THT solder connection, 3.50 mm, Number of poles: 11, 90°, Solder pin length (l): 3.2 mm, tinned, black, Box
25889 | 1768850000 | LM2N 5.08/04/90 3.5SN OR BX | Printed circuit board terminals, 5.08 mm, Number of poles: 4, 90°, Solder pin length (l): 3.5 mm, tinned, orange, Clamping yoke connection, Clamping range, max. : 2.5 mm², Box
25890 | 1768860000 | LM2N 5.08/06/90 3.5SN OR BX | Printed circuit board terminals, 5.08 mm, Number of poles: 6, 90°, Solder pin length (l): 3.5 mm, tinned, orange, Clamping yoke connection, Clamping range, max. : 2.5 mm², Box
25891 | 1768870000 | LM2N 5.08/08/90 3.5SN OR BX | Printed circuit board terminals, 5.08 mm, Number of poles: 8, 90°, Solder pin length (l): 3.5 mm, tinned, orange, Clamping yoke connection, Clamping range, max. : 2.5 mm², Box
25892 | 1768880000 | LM2N 5.08/10/90 3.5SN OR BX | Printed circuit board terminals, 5.08 mm, Number of poles: 10, 90°, Solder pin length (l): 3.5 mm, tinned, orange, Clamping yoke connection, Clamping range, max. : 2.5 mm², Box
25893 | 1768890000 | LM2N 5.08/12/90 3.5SN OR BX | Printed circuit board terminals, 5.08 mm, Number of poles: 12, 90°, Solder pin length (l): 3.5 mm, tinned, orange, Clamping yoke connection, Clamping range, max. : 2.5 mm², Box
25894 | 1768900000 | LM2N 5.08/14/90 3.5SN OR BX | Printed circuit board terminals, 5.08 mm, Number of poles: 14, 90°, Solder pin length (l): 3.5 mm, tinned, orange, Clamping yoke connection, Clamping range, max. : 2.5 mm², Box
25895 | 1768910000 | LM2N 5.08/16/90 3.5SN OR BX | Printed circuit board terminals, 5.08 mm, Number of poles: 16, 90°, Solder pin length (l): 3.5 mm, tinned, orange, Clamping yoke connection, Clamping range, max. : 2.5 mm², Box
25896 | 1768920000 | LM2N 5.08/18/90 3.5SN OR BX | Printed circuit board terminals, 5.08 mm, Number of poles: 18, 90°, Solder pin length (l): 3.5 mm, tinned, orange, Clamping yoke connection, Clamping range, max. : 2.5 mm², Box
25897 | 1768930000 | LM2N 5.08/20/90 3.5SN OR BX | Printed circuit board terminals, 5.08 mm, Number of poles: 20, 90°, Solder pin length (l): 3.5 mm, tinned, orange, Clamping yoke connection, Clamping range, max. : 2.5 mm², Box
25898 | 1768940000 | LM2N 5.08/22/90 3.5SN OR BX | Printed circuit board terminals, 5.08 mm, Number of poles: 22, 90°, Solder pin length (l): 3.5 mm, tinned, orange, Clamping yoke connection, Clamping range, max. : 2.5 mm², Box
25899 | 1768950000 | LM2N 5.08/24/90 3.5SN OR BX | Printed circuit board terminals, 5.08 mm, Number of poles: 24, 90°, Solder pin length (l): 3.5 mm, tinned, orange, Clamping yoke connection, Clamping range, max. : 2.5 mm², Box
25900 | 1768960000 | LM2N 5.08/26/90 3.5SN OR BX | Printed circuit board terminals, 5.08 mm, Number of poles: 26, 90°, Solder pin length (l): 3.5 mm, tinned, orange, Clamping yoke connection, Clamping range, max. : 2.5 mm², Box
25901 | 1768970000 | LM2N 5.08/28/90 3.5SN OR BX | Printed circuit board terminals, 5.08 mm, Number of poles: 28, 90°, Solder pin length (l): 3.5 mm, tinned, orange, Clamping yoke connection, Clamping range, max. : 2.5 mm², Box
25902 | 1768980000 | LM2N 5.08/30/90 3.5SN OR BX | Printed circuit board terminals, 5.08 mm, Number of poles: 30, 90°, Solder pin length (l): 3.5 mm, tinned, orange, Clamping yoke connection, Clamping range, max. : 2.5 mm², Box
25903 | 1768990000 | LM2N 5.08/32/90 3.5SN OR BX | Printed circuit board terminals, 5.08 mm, Number of poles: 32, 90°, Solder pin length (l): 3.5 mm, tinned, orange, Clamping yoke connection, Clamping range, max. : 2.5 mm², Box
25904 | 1769000000 | LM2N 5.08/34/90 3.5SN OR BX | Printed circuit board terminals, 5.08 mm, Number of poles: 34, 90°, Solder pin length (l): 3.5 mm, tinned, orange, Clamping yoke connection, Clamping range, max. : 2.5 mm², Box
25905 | 1769010000 | LM2N 5.08/36/90 3.5SN OR BX | Printed circuit board terminals, 5.08 mm, Number of poles: 36, 90°, Solder pin length (l): 3.5 mm, tinned, orange, Clamping yoke connection, Clamping range, max. : 2.5 mm², Box
25906 | 1769020000 | LM2N 5.08/38/90 3.5SN OR BX | Printed circuit board terminals, 5.08 mm, Number of poles: 38, 90°, Solder pin length (l): 3.5 mm, tinned, orange, Clamping yoke connection, Clamping range, max. : 2.5 mm², Box
25907 | 1769030000 | LM2N 5.08/40/90 3.5SN OR BX | Printed circuit board terminals, 5.08 mm, Number of poles: 40, 90°, Solder pin length (l): 3.5 mm, tinned, orange, Clamping yoke connection, Clamping range, max. : 2.5 mm², Box
25908 | 1769040000 | LM2N 5.08/42/90 3.5SN OR BX | Printed circuit board terminals, 5.08 mm, Number of poles: 42, 90°, Solder pin length (l): 3.5 mm, tinned, orange, Clamping yoke connection, Clamping range, max. : 2.5 mm², Box
25909 | 1769050000 | LM2N 5.08/44/90 3.5SN OR BX | Printed circuit board terminals, 5.08 mm, Number of poles: 44, 90°, Solder pin length (l): 3.5 mm, tinned, orange, Clamping yoke connection, Clamping range, max. : 2.5 mm², Box
25910 | 1769060000 | LM2N 5.08/46/90 3.5SN OR BX | Printed circuit board terminals, 5.08 mm, Number of poles: 46, 90°, Solder pin length (l): 3.5 mm, tinned, orange, Clamping yoke connection, Clamping range, max. : 2.5 mm², Box
25911 | 1769070000 | LM2N 5.08/48/90 3.5SN OR BX | Printed circuit board terminals, 5.08 mm, Number of poles: 48, 90°, Solder pin length (l): 3.5 mm, tinned, orange, Clamping yoke connection, Clamping range, max. : 2.5 mm², Box
25912 | 1769080000 | LM2N 5.08/04/90 3.5SN BK BX | Printed circuit board terminals, 5.08 mm, Number of poles: 4, 90°, Solder pin length (l): 3.5 mm, tinned, black, Clamping yoke connection, Clamping range, max. : 2.5 mm², Box
25913 | 1769090000 | LM2N 5.08/06/90 3.5SN BK BX | Printed circuit board terminals, 5.08 mm, Number of poles: 6, 90°, Solder pin length (l): 3.5 mm, tinned, black, Clamping yoke connection, Clamping range, max. : 2.5 mm², Box
25914 | 1769100000 | LM2N 5.08/08/90 3.5SN BK BX | Printed circuit board terminals, 5.08 mm, Number of poles: 8, 90°, Solder pin length (l): 3.5 mm, tinned, black, Clamping yoke connection, Clamping range, max. : 2.5 mm², Box
25915 | 1769110000 | LM2N 5.08/10/90 3.5SN BK BX | Printed circuit board terminals, 5.08 mm, Number of poles: 10, 90°, Solder pin length (l): 3.5 mm, tinned, black, Clamping yoke connection, Clamping range, max. : 2.5 mm², Box
25916 | 1769120000 | LM2N 5.08/12/90 3.5SN BK BX | Printed circuit board terminals, 5.08 mm, Number of poles: 12, 90°, Solder pin length (l): 3.5 mm, tinned, black, Clamping yoke connection, Clamping range, max. : 2.5 mm², Box
25917 | 1769140000 | LM2N 5.08/16/90 3.5SN BK BX | Printed circuit board terminals, 5.08 mm, Number of poles: 16, 90°, Solder pin length (l): 3.5 mm, tinned, black, Clamping yoke connection, Clamping range, max. : 2.5 mm², Box
25918 | 1769160000 | LM2N 5.08/20/90 3.5SN BK BX | Printed circuit board terminals, 5.08 mm, Number of poles: 20, 90°, Solder pin length (l): 3.5 mm, tinned, black, Clamping yoke connection, Clamping range, max. : 2.5 mm², Box
25919 | 1769240000 | LM2H 5.08/04/90 3.5SN OR BX | Printed circuit board terminals, 5.08 mm, Number of poles: 4, 90°, Solder pin length (l): 3.5 mm, tinned, orange, Clamping yoke connection, Clamping range, max. : 2.5 mm², Box
25920 | 1769250000 | LM2H 5.08/06/90 3.5SN OR BX | Printed circuit board terminals, 5.08 mm, Number of poles: 6, 90°, Solder pin length (l): 3.5 mm, tinned, orange, Clamping yoke connection, Clamping range, max. : 2.5 mm², Box
25921 | 1769260000 | LM2H 5.08/08/90 3.5SN OR BX | Printed circuit board terminals, 5.08 mm, Number of poles: 8, 90°, Solder pin length (l): 3.5 mm, tinned, orange, Clamping yoke connection, Clamping range, max. : 2.5 mm², Box
25922 | 1769270000 | LM2H 5.08/10/90 3.5SN OR BX | Printed circuit board terminals, 5.08 mm, Number of poles: 10, 90°, Solder pin length (l): 3.5 mm, tinned, orange, Clamping yoke connection, Clamping range, max. : 2.5 mm², Box
25923 | 1769280000 | LM2H 5.08/12/90 3.5SN OR BX | Printed circuit board terminals, 5.08 mm, Number of poles: 12, 90°, Solder pin length (l): 3.5 mm, tinned, orange, Clamping yoke connection, Clamping range, max. : 2.5 mm², Box
25924 | 1769290000 | LM2H 5.08/14/90 3.5SN OR BX | Printed circuit board terminals, 5.08 mm, Number of poles: 14, 90°, Solder pin length (l): 3.5 mm, tinned, orange, Clamping yoke connection, Clamping range, max. : 2.5 mm², Box
25925 | 1769300000 | LM2H 5.08/16/90 3.5SN OR BX | Printed circuit board terminals, 5.08 mm, Number of poles: 16, 90°, Solder pin length (l): 3.5 mm, tinned, orange, Clamping yoke connection, Clamping range, max. : 2.5 mm², Box
25926 | 1769310000 | LM2H 5.08/18/90 3.5SN OR BX | Printed circuit board terminals, 5.08 mm, Number of poles: 18, 90°, Solder pin length (l): 3.5 mm, tinned, orange, Clamping yoke connection, Clamping range, max. : 2.5 mm², Box
25927 | 1769320000 | LM2H 5.08/20/90 3.5SN OR BX | Printed circuit board terminals, 5.08 mm, Number of poles: 20, 90°, Solder pin length (l): 3.5 mm, tinned, orange, Clamping yoke connection, Clamping range, max. : 2.5 mm², Box
25928 | 1769330000 | LM2H 5.08/22/90 3.5SN OR BX | Printed circuit board terminals, 5.08 mm, Number of poles: 22, 90°, Solder pin length (l): 3.5 mm, tinned, orange, Clamping yoke connection, Clamping range, max. : 2.5 mm², Box
25929 | 1769340000 | LM2H 5.08/24/90 3.5SN OR BX | Printed circuit board terminals, 5.08 mm, Number of poles: 24, 90°, Solder pin length (l): 3.5 mm, tinned, orange, Clamping yoke connection, Clamping range, max. : 2.5 mm², Box
25930 | 1769350000 | LM2H 5.08/26/90 3.5SN OR BX | Printed circuit board terminals, 5.08 mm, Number of poles: 26, 90°, Solder pin length (l): 3.5 mm, tinned, orange, Clamping yoke connection, Clamping range, max. : 2.5 mm², Box
25931 | 1769360000 | LM2H 5.08/28/90 3.5SN OR BX | Printed circuit board terminals, 5.08 mm, Number of poles: 28, 90°, Solder pin length (l): 3.5 mm, tinned, orange, Clamping yoke connection, Clamping range, max. : 2.5 mm², Box
25932 | 1769370000 | LM2H 5.08/30/90 3.5SN OR BX | Printed circuit board terminals, 5.08 mm, Number of poles: 30, 90°, Solder pin length (l): 3.5 mm, tinned, orange, Clamping yoke connection, Clamping range, max. : 2.5 mm², Box
25933 | 1769380000 | LM2H 5.08/32/90 3.5SN OR BX | Printed circuit board terminals, 5.08 mm, Number of poles: 32, 90°, Solder pin length (l): 3.5 mm, tinned, orange, Clamping yoke connection, Clamping range, max. : 2.5 mm², Box
25934 | 1769400000 | LM2H 5.08/36/90 3.5SN OR BX | Printed circuit board terminals, 5.08 mm, Number of poles: 36, 90°, Solder pin length (l): 3.5 mm, tinned, orange, Clamping yoke connection, Clamping range, max. : 2.5 mm², Box
25935 | 1769410000 | LM2H 5.08/38/90 3.5SN OR BX | Printed circuit board terminals, 5.08 mm, Number of poles: 38, 90°, Solder pin length (l): 3.5 mm, tinned, orange, Clamping yoke connection, Clamping range, max. : 2.5 mm², Box
25936 | 1769420000 | LM2H 5.08/40/90 3.5SN OR BX | Printed circuit board terminals, 5.08 mm, Number of poles: 40, 90°, Solder pin length (l): 3.5 mm, tinned, orange, Clamping yoke connection, Clamping range, max. : 2.5 mm², Box
25937 | 1769430000 | LM2H 5.08/42/90 3.5SN OR BX | Printed circuit board terminals, 5.08 mm, Number of poles: 42, 90°, Solder pin length (l): 3.5 mm, tinned, orange, Clamping yoke connection, Clamping range, max. : 2.5 mm², Box
25938 | 1769440000 | LM2H 5.08/44/90 3.5SN OR BX | Printed circuit board terminals, 5.08 mm, Number of poles: 44, 90°, Solder pin length (l): 3.5 mm, tinned, orange, Clamping yoke connection, Clamping range, max. : 2.5 mm², Box
25939 | 1769450000 | LM2H 5.08/46/90 3.5SN OR BX | Printed circuit board terminals, 5.08 mm, Number of poles: 46, 90°, Solder pin length (l): 3.5 mm, tinned, orange, Clamping yoke connection, Clamping range, max. : 2.5 mm², Box
25940 | 1769460000 | LM2H 5.08/48/90 3.5SN OR BX | Printed circuit board terminals, 5.08 mm, Number of poles: 48, 90°, Solder pin length (l): 3.5 mm, tinned, orange, Clamping yoke connection, Clamping range, max. : 2.5 mm², Box
25941 | 1769500000 | LM2H 5.08/10/90 3.5SN BK BX | Printed circuit board terminals, 5.08 mm, Number of poles: 10, 90°, Solder pin length (l): 3.5 mm, tinned, black, Clamping yoke connection, Clamping range, max. : 2.5 mm², Box
25942 | 1769620000 | LM3R 5.08/06/90 3.5SN OR BX | Printed circuit board terminals, 5.08 mm, Number of poles: 6, 90°, Solder pin length (l): 3.5 mm, tinned, orange, Clamping yoke connection, Clamping range, max. : 2.5 mm², Box
25943 | 1769630000 | LM3R 5.08/09/90 3.5SN OR BX | Printed circuit board terminals, 5.08 mm, Number of poles: 9, 90°, Solder pin length (l): 3.5 mm, tinned, orange, Clamping yoke connection, Clamping range, max. : 2.5 mm², Box
25944 | 1769640000 | LM3R 5.08/12/90 3.5SN OR BX | Printed circuit board terminals, 5.08 mm, Number of poles: 12, 90°, Solder pin length (l): 3.5 mm, tinned, orange, Clamping yoke connection, Clamping range, max. : 2.5 mm², Box
25945 | 1769650000 | LM3R 5.08/15/90 3.5SN OR BX | Printed circuit board terminals, 5.08 mm, Number of poles: 15, 90°, Solder pin length (l): 3.5 mm, tinned, orange, Clamping yoke connection, Clamping range, max. : 2.5 mm², Box
25946 | 1769660000 | LM3R 5.08/18/90 3.5SN OR BX | Printed circuit board terminals, 5.08 mm, Number of poles: 18, 90°, Solder pin length (l): 3.5 mm, tinned, orange, Clamping yoke connection, Clamping range, max. : 2.5 mm², Box
25947 | 1769670000 | LM3R 5.08/21/90 3.5SN OR BX | Printed circuit board terminals, 5.08 mm, Number of poles: 21, 90°, Solder pin length (l): 3.5 mm, tinned, orange, Clamping yoke connection, Clamping range, max. : 2.5 mm², Box
25948 | 1769680000 | LM3R 5.08/24/90 3.5SN OR BX | Printed circuit board terminals, 5.08 mm, Number of poles: 24, 90°, Solder pin length (l): 3.5 mm, tinned, orange, Clamping yoke connection, Clamping range, max. : 2.5 mm², Box
25949 | 1769690000 | LM3R 5.08/27/90 3.5SN OR BX | Printed circuit board terminals, 5.08 mm, Number of poles: 27, 90°, Solder pin length (l): 3.5 mm, tinned, orange, Clamping yoke connection, Clamping range, max. : 2.5 mm², Box
25950 | 1769700000 | LM3R 5.08/30/90 3.5SN OR BX | Printed circuit board terminals, 5.08 mm, Number of poles: 30, 90°, Solder pin length (l): 3.5 mm, tinned, orange, Clamping yoke connection, Clamping range, max. : 2.5 mm², Box
25951 | 1769710000 | LM3R 5.08/33/90 3.5SN OR BX | Printed circuit board terminals, 5.08 mm, Number of poles: 33, 90°, Solder pin length (l): 3.5 mm, tinned, orange, Clamping yoke connection, Clamping range, max. : 2.5 mm², Box
25952 | 1769720000 | LM3R 5.08/36/90 3.5SN OR BX | Printed circuit board terminals, 5.08 mm, Number of poles: 36, 90°, Solder pin length (l): 3.5 mm, tinned, orange, Clamping yoke connection, Clamping range, max. : 2.5 mm², Box
25953 | 1769730000 | LM3R 5.08/39/90 3.5SN OR BX | Printed circuit board terminals, 5.08 mm, Number of poles: 39, 90°, Solder pin length (l): 3.5 mm, tinned, orange, Clamping yoke connection, Clamping range, max. : 2.5 mm², Box
25954 | 1769740000 | LM3R 5.08/42/90 3.5SN OR BX | Printed circuit board terminals, 5.08 mm, Number of poles: 42, 90°, Solder pin length (l): 3.5 mm, tinned, orange, Clamping yoke connection, Clamping range, max. : 2.5 mm², Box
25955 | 1769750000 | LM3R 5.08/45/90 3.5SN OR BX | Printed circuit board terminals, 5.08 mm, Number of poles: 45, 90°, Solder pin length (l): 3.5 mm, tinned, orange, Clamping yoke connection, Clamping range, max. : 2.5 mm², Box
25956 | 1769760000 | LM3R 5.08/48/90 3.5SN OR BX | Printed circuit board terminals, 5.08 mm, Number of poles: 48, 90°, Solder pin length (l): 3.5 mm, tinned, orange, Clamping yoke connection, Clamping range, max. : 2.5 mm², Box
25957 | 1769780000 | LM3R 5.08/54/90 3.5SN OR BX | Printed circuit board terminals, 5.08 mm, Number of poles: 54, 90°, Solder pin length (l): 3.5 mm, tinned, orange, Clamping yoke connection, Clamping range, max. : 2.5 mm², Box
25958 | 1769790000 | LM3R 5.08/57/90 3.5SN OR BX | Printed circuit board terminals, 5.08 mm, Number of poles: 57, 90°, Solder pin length (l): 3.5 mm, tinned, orange, Clamping yoke connection, Clamping range, max. : 2.5 mm², Box
25959 | 1769800000 | LM3R 5.08/60/90 3.5SN OR BX | Printed circuit board terminals, 5.08 mm, Number of poles: 60, 90°, Solder pin length (l): 3.5 mm, tinned, orange, Clamping yoke connection, Clamping range, max. : 2.5 mm², Box
25960 | 1769810000 | LM3R 5.08/63/90 3.5SN OR BX | Printed circuit board terminals, 5.08 mm, Number of poles: 63, 90°, Solder pin length (l): 3.5 mm, tinned, orange, Clamping yoke connection, Clamping range, max. : 2.5 mm², Box
25961 | 1769820000 | LM3R 5.08/66/90 3.5SN OR BX | Printed circuit board terminals, 5.08 mm, Number of poles: 66, 90°, Solder pin length (l): 3.5 mm, tinned, orange, Clamping yoke connection, Clamping range, max. : 2.5 mm², Box
25962 | 1769830000 | LM3R 5.08/69/90 3.5SN OR BX | Printed circuit board terminals, 5.08 mm, Number of poles: 69, 90°, Solder pin length (l): 3.5 mm, tinned, orange, Clamping yoke connection, Clamping range, max. : 2.5 mm², Box
25963 | 1769840000 | LM3R 5.08/72/90 3.5SN OR BX | Printed circuit board terminals, 5.08 mm, Number of poles: 72, 90°, Solder pin length (l): 3.5 mm, tinned, orange, Clamping yoke connection, Clamping range, max. : 2.5 mm², Box
25964 | 1769930000 | LM3R 5.08/06/90 3.5SN BK BX | Printed circuit board terminals, 5.08 mm, Number of poles: 6, 90°, Solder pin length (l): 3.5 mm, tinned, black, Clamping yoke connection, Clamping range, max. : 2.5 mm², Box
25965 | 1769940000 | LM3R 5.08/09/90 3.5SN BK BX | Printed circuit board terminals, 5.08 mm, Number of poles: 9, 90°, Solder pin length (l): 3.5 mm, tinned, black, Clamping yoke connection, Clamping range, max. : 2.5 mm², Box
25966 | 1769970000 | LM3R 5.08/18/90 3.5SN BK BX | Printed circuit board terminals, 5.08 mm, Number of poles: 18, 90°, Solder pin length (l): 3.5 mm, tinned, black, Clamping yoke connection, Clamping range, max. : 2.5 mm², Box
25967 | 1769990000 | LM3R 5.08/24/90 3.5SN BK BX | Printed circuit board terminals, 5.08 mm, Number of poles: 24, 90°, Solder pin length (l): 3.5 mm, tinned, black, Clamping yoke connection, Clamping range, max. : 2.5 mm², Box
25968 | 1782720000 | SL 3.50/10/180G 3.2SN BK BX | PCB plug-in connector, male header, closed side, THT solder connection, 3.50 mm, Number of poles: 10, 180°, Solder pin length (l): 3.2 mm, tinned, black, Box
25969 | 1782720099 | SL 3.50/10/180G 3.2SN BK BX | PCB plug-in connector, male header, closed side, THT solder connection, 3.50 mm, Number of poles: 10, 180°, Solder pin length (l): 3.2 mm, tinned, black, Box
25970 | 1785030000 | SL 3.50/08/180G 3.2SN BK BX | PCB plug-in connector, male header, closed side, THT solder connection, 3.50 mm, Number of poles: 8, 180°, Solder pin length (l): 3.2 mm, tinned, black, Box
25971 | 1789220000 | SL 3.50/10/180F 3.2SN BK BX | PCB plug-in connector, male header, Flange, THT solder connection, 3.50 mm, Number of poles: 10, 180°, Solder pin length (l): 3.2 mm, tinned, black, Box
25972 | 1790280000 | SL 3.50/06/90 3.2SN BK BX | PCB plug-in connector, male header, open side, THT solder connection, 3.50 mm, Number of poles: 6, 90°, Solder pin length (l): 3.2 mm, tinned, black, Box
25973 | 1790290000 | SL 3.50/08/90G 3.2SN BK BX | PCB plug-in connector, male header, closed side, THT solder connection, 3.50 mm, Number of poles: 8, 90°, Solder pin length (l): 3.2 mm, tinned, black, Box
25974 | 1790300000 | SL 3.50/12/90G 3.2SN BK BX | PCB plug-in connector, male header, closed side, THT solder connection, 3.50 mm, Number of poles: 12, 90°, Solder pin length (l): 3.2 mm, tinned, black, Box
25975 | 1790310000 | SL 3.50/14/90G 3.2SN BK BX | PCB plug-in connector, male header, closed side, THT solder connection, 3.50 mm, Number of poles: 14, 90°, Solder pin length (l): 3.2 mm, tinned, black, Box
25976 | 1790320000 | SL 3.50/16/90G 3.2SN BK BX | PCB plug-in connector, male header, closed side, THT solder connection, 3.50 mm, Number of poles: 16, 90°, Solder pin length (l): 3.2 mm, tinned, black, Box
25977 | 1790330000 | SL 3.50/18/90G 3.2SN BK BX | PCB plug-in connector, male header, closed side, THT solder connection, 3.50 mm, Number of poles: 18, 90°, Solder pin length (l): 3.2 mm, tinned, black, Box
25978 | 1794100000 | SL 3.50/02/180G 3.2SN BK BX | PCB plug-in connector, male header, closed side, THT solder connection, 3.50 mm, Number of poles: 2, 180°, Solder pin length (l): 3.2 mm, tinned, black, Box
25979 | 1804990000 | SL-SMT 3.50/07/90LF 1.5SN BK BX | PCB plug-in connector, male header, Solder flange, THT/THR solder connection, 3.50 mm, Number of poles: 7, 90°, Solder pin length (l): 1.5 mm, tinned, black, Box
25980 | 1805000000 | SL-SMT 3.50/08/90LF 1.5SN BK BX | PCB plug-in connector, male header, Solder flange, THT/THR solder connection, 3.50 mm, Number of poles: 8, 90°, Solder pin length (l): 1.5 mm, tinned, black, Box
25981 | 1862460000 | SC-SMT 3.81/02/90G 3.2SN BK BX | PCB plug-in connector, male header, closed side, THT/THR solder connection, 3.81 mm, Number of poles: 2, 90°, Solder pin length (l): 3.2 mm, tinned, black, Box
25982 | 1862480000 | SC-SMT 3.81/03/90G 3.2SN BK BX | PCB plug-in connector, male header, closed side, THT/THR solder connection, 3.81 mm, Number of poles: 3, 90°, Solder pin length (l): 3.2 mm, tinned, black, Box
25983 | 1862490000 | SC-SMT 3.81/04/90G 3.2SN BK BX | PCB plug-in connector, male header, closed side, THT/THR solder connection, 3.81 mm, Number of poles: 4, 90°, Solder pin length (l): 3.2 mm, tinned, black, Box
25984 | 1862500000 | SC-SMT 3.81/05/90G 3.2SN BK BX | PCB plug-in connector, male header, closed side, THT/THR solder connection, 3.81 mm, Number of poles: 5, 90°, Solder pin length (l): 3.2 mm, tinned, black, Box
25985 | 1862510000 | SC-SMT 3.81/06/90G 3.2SN BK BX | PCB plug-in connector, male header, closed side, THT/THR solder connection, 3.81 mm, Number of poles: 6, 90°, Solder pin length (l): 3.2 mm, tinned, black, Box
25986 | 1862520000 | SC-SMT 3.81/07/90G 3.2SN BK BX | PCB plug-in connector, male header, closed side, THT/THR solder connection, 3.81 mm, Number of poles: 7, 90°, Solder pin length (l): 3.2 mm, tinned, black, Box
25987 | 1862530000 | SC-SMT 3.81/08/90G 3.2SN BK BX | PCB plug-in connector, male header, closed side, THT/THR solder connection, 3.81 mm, Number of poles: 8, 90°, Solder pin length (l): 3.2 mm, tinned, black, Box
25988 | 1862540000 | SC-SMT 3.81/09/90G 3.2SN BK BX | PCB plug-in connector, male header, closed side, THT/THR solder connection, 3.81 mm, Number of poles: 9, 90°, Solder pin length (l): 3.2 mm, tinned, black, Box
25989 | 1862550000 | SC-SMT 3.81/10/90G 3.2SN BK BX | PCB plug-in connector, male header, closed side, THT/THR solder connection, 3.81 mm, Number of poles: 10, 90°, Solder pin length (l): 3.2 mm, tinned, black, Box
25990 | 1862560000 | SC-SMT 3.81/02/90LF 1.5SN BK BX | PCB plug-in connector, male header, Solder flange, THT/THR solder connection, 3.81 mm, Number of poles: 2, 90°, Solder pin length (l): 1.5 mm, tinned, black, Box
25991 | 1862570000 | SC-SMT 3.81/11/90G 3.2SN BK BX | PCB plug-in connector, male header, closed side, THT/THR solder connection, 3.81 mm, Number of poles: 11, 90°, Solder pin length (l): 3.2 mm, tinned, black, Box
25992 | 1862580000 | SC-SMT 3.81/03/90LF 1.5SN BK BX | PCB plug-in connector, male header, Solder flange, THT/THR solder connection, 3.81 mm, Number of poles: 3, 90°, Solder pin length (l): 1.5 mm, tinned, black, Box
25993 | 1862590000 | SC-SMT 3.81/04/90LF 1.5SN BK BX | PCB plug-in connector, male header, Solder flange, THT/THR solder connection, 3.81 mm, Number of poles: 4, 90°, Solder pin length (l): 1.5 mm, tinned, black, Box
25994 | 1862600000 | SC-SMT 3.81/05/90LF 1.5SN BK BX | PCB plug-in connector, male header, Solder flange, THT/THR solder connection, 3.81 mm, Number of poles: 5, 90°, Solder pin length (l): 1.5 mm, tinned, black, Box
25995 | 1862610000 | SC-SMT 3.81/06/90LF 1.5SN BK BX | PCB plug-in connector, male header, Solder flange, THT/THR solder connection, 3.81 mm, Number of poles: 6, 90°, Solder pin length (l): 1.5 mm, tinned, black, Box
25996 | 1862630000 | SC-SMT 3.81/08/90LF 1.5SN BK BX | PCB plug-in connector, male header, Solder flange, THT/THR solder connection, 3.81 mm, Number of poles: 8, 90°, Solder pin length (l): 1.5 mm, tinned, black, Box
25997 | 1862650000 | SC-SMT 3.81/10/90LF 1.5SN BK BX | PCB plug-in connector, male header, Solder flange, THT/THR solder connection, 3.81 mm, Number of poles: 10, 90°, Solder pin length (l): 1.5 mm, tinned, black, Box
25998 | 1862730000 | SC-SMT 3.81/12/90G 3.2SN BK BX | PCB plug-in connector, male header, closed side, THT/THR solder connection, 3.81 mm, Number of poles: 12, 90°, Solder pin length (l): 3.2 mm, tinned, black, Box
25999 | 1862740000 | SC-SMT 3.81/13/90G 3.2SN BK BX | PCB plug-in connector, male header, closed side, THT/THR solder connection, 3.81 mm, Number of poles: 13, 90°, Solder pin length (l): 3.2 mm, tinned, black, Box
26000 | 1862760000 | SC-SMT 3.81/14/90G 3.2SN BK BX | PCB plug-in connector, male header, closed side, THT/THR solder connection, 3.81 mm, Number of poles: 14, 90°, Solder pin length (l): 3.2 mm, tinned, black, Box
26001 | 1862780000 | SC-SMT 3.81/15/90G 3.2SN BK BX | PCB plug-in connector, male header, closed side, THT/THR solder connection, 3.81 mm, Number of poles: 15, 90°, Solder pin length (l): 3.2 mm, tinned, black, Box
26002 | 1862800000 | SC-SMT 3.81/16/90G 3.2SN BK BX | PCB plug-in connector, male header, closed side, THT/THR solder connection, 3.81 mm, Number of poles: 16, 90°, Solder pin length (l): 3.2 mm, tinned, black, Box
26003 | 1862920000 | SC-SMT 3.81/02/180G 3.2SN BK BX | PCB plug-in connector, male header, closed side, THT/THR solder connection, 3.81 mm, Number of poles: 2, 180°, Solder pin length (l): 3.2 mm, tinned, black, Box
26004 | 1862940000 | SC-SMT 3.81/03/180G 3.2SN BK BX | PCB plug-in connector, male header, closed side, THT/THR solder connection, 3.81 mm, Number of poles: 3, 180°, Solder pin length (l): 3.2 mm, tinned, black, Box
26005 | 1862950000 | SC-SMT 3.81/04/180G 3.2SN BK BX | PCB plug-in connector, male header, closed side, THT/THR solder connection, 3.81 mm, Number of poles: 4, 180°, Solder pin length (l): 3.2 mm, tinned, black, Box
26006 | 1862960000 | SC-SMT 3.81/02/90G 1.5SN BK BX | PCB plug-in connector, male header, closed side, THT/THR solder connection, 3.81 mm, Number of poles: 2, 90°, Solder pin length (l): 1.5 mm, tinned, black, Box
26007 | 1862970000 | SC-SMT 3.81/03/90G 1.5SN BK BX | PCB plug-in connector, male header, closed side, THT/THR solder connection, 3.81 mm, Number of poles: 3, 90°, Solder pin length (l): 1.5 mm, tinned, black, Box
26008 | 1862980000 | SC-SMT 3.81/04/90G 1.5SN BK BX | PCB plug-in connector, male header, closed side, THT/THR solder connection, 3.81 mm, Number of poles: 4, 90°, Solder pin length (l): 1.5 mm, tinned, black, Box
26009 | 1862990000 | SC-SMT 3.81/05/90G 1.5SN BK BX | PCB plug-in connector, male header, closed side, THT/THR solder connection, 3.81 mm, Number of poles: 5, 90°, Solder pin length (l): 1.5 mm, tinned, black, Box
26010 | 1863000000 | SC-SMT 3.81/06/90G 1.5SN BK BX | PCB plug-in connector, male header, closed side, THT/THR solder connection, 3.81 mm, Number of poles: 6, 90°, Solder pin length (l): 1.5 mm, tinned, black, Box
26011 | 1863010000 | SC-SMT 3.81/05/180G 3.2SN BK BX | PCB plug-in connector, male header, closed side, THT/THR solder connection, 3.81 mm, Number of poles: 5, 180°, Solder pin length (l): 3.2 mm, tinned, black, Box
26012 | 1863020000 | SC-SMT 3.81/06/180G 3.2SN BK BX | PCB plug-in connector, male header, closed side, THT/THR solder connection, 3.81 mm, Number of poles: 6, 180°, Solder pin length (l): 3.2 mm, tinned, black, Box
26013 | 1863030000 | SC-SMT 3.81/07/180G 3.2SN BK BX | PCB plug-in connector, male header, closed side, THT/THR solder connection, 3.81 mm, Number of poles: 7, 180°, Solder pin length (l): 3.2 mm, tinned, black, Box
26014 | 1863040000 | SC-SMT 3.81/07/90G 1.5SN BK BX | PCB plug-in connector, male header, closed side, THT/THR solder connection, 3.81 mm, Number of poles: 7, 90°, Solder pin length (l): 1.5 mm, tinned, black, Box
26015 | 1863050000 | SC-SMT 3.81/08/90G 1.5SN BK BX | PCB plug-in connector, male header, closed side, THT/THR solder connection, 3.81 mm, Number of poles: 8, 90°, Solder pin length (l): 1.5 mm, tinned, black, Box
26016 | 1863070000 | SC-SMT 3.81/10/90G 1.5SN BK BX | PCB plug-in connector, male header, closed side, THT/THR solder connection, 3.81 mm, Number of poles: 10, 90°, Solder pin length (l): 1.5 mm, tinned, black, Box
26017 | 1863090000 | SC-SMT 3.81/12/90G 1.5SN BK BX | PCB plug-in connector, male header, closed side, THT/THR solder connection, 3.81 mm, Number of poles: 12, 90°, Solder pin length (l): 1.5 mm, tinned, black, Box
26018 | 1863110000 | SC-SMT 3.81/14/90G 1.5SN BK BX | PCB plug-in connector, male header, closed side, THT/THR solder connection, 3.81 mm, Number of poles: 14, 90°, Solder pin length (l): 1.5 mm, tinned, black, Box
26019 | 1863230000 | SC-SMT 3.81/02/180LF 3.2SN BK BX | PCB plug-in connector, male header, Solder flange, THT/THR solder connection, 3.81 mm, Number of poles: 2, 180°, Solder pin length (l): 3.2 mm, tinned, black, Box
26020 | 1863240000 | SC-SMT 3.81/08/180G 3.2SN BK BX | PCB plug-in connector, male header, closed side, THT/THR solder connection, 3.81 mm, Number of poles: 8, 180°, Solder pin length (l): 3.2 mm, tinned, black, Box
26021 | 1863250000 | SC-SMT 3.81/03/180LF 3.2SN BK BX | PCB plug-in connector, male header, Solder flange, THT/THR solder connection, 3.81 mm, Number of poles: 3, 180°, Solder pin length (l): 3.2 mm, tinned, black, Box
26022 | 1863260000 | SC-SMT 3.81/04/180LF 3.2SN BK BX | PCB plug-in connector, male header, Solder flange, THT/THR solder connection, 3.81 mm, Number of poles: 4, 180°, Solder pin length (l): 3.2 mm, tinned, black, Box
26023 | 1863270000 | SC-SMT 3.81/09/180G 3.2SN BK BX | PCB plug-in connector, male header, closed side, THT/THR solder connection, 3.81 mm, Number of poles: 9, 180°, Solder pin length (l): 3.2 mm, tinned, black, Box
26024 | 1863280000 | SC-SMT 3.81/05/180LF 3.2SN BK BX | PCB plug-in connector, male header, Solder flange, THT/THR solder connection, 3.81 mm, Number of poles: 5, 180°, Solder pin length (l): 3.2 mm, tinned, black, Box
26025 | 1863290000 | SC-SMT 3.81/10/180G 3.2SN BK BX | PCB plug-in connector, male header, closed side, THT/THR solder connection, 3.81 mm, Number of poles: 10, 180°, Solder pin length (l): 3.2 mm, tinned, black, Box
26026 | 1863300000 | SC-SMT 3.81/06/180LF 3.2SN BK BX | PCB plug-in connector, male header, Solder flange, THT/THR solder connection, 3.81 mm, Number of poles: 6, 180°, Solder pin length (l): 3.2 mm, tinned, black, Box
26027 | 1863310000 | SC-SMT 3.81/07/180LF 3.2SN BK BX | PCB plug-in connector, male header, Solder flange, THT/THR solder connection, 3.81 mm, Number of poles: 7, 180°, Solder pin length (l): 3.2 mm, tinned, black, Box
26028 | 1863320000 | SC-SMT 3.81/11/180G 3.2SN BK BX | PCB plug-in connector, male header, closed side, THT/THR solder connection, 3.81 mm, Number of poles: 11, 180°, Solder pin length (l): 3.2 mm, tinned, black, Box
26029 | 1863330000 | SC-SMT 3.81/12/180G 3.2SN BK BX | PCB plug-in connector, male header, closed side, THT/THR solder connection, 3.81 mm, Number of poles: 12, 180°, Solder pin length (l): 3.2 mm, tinned, black, Box
26030 | 1863340000 | SC-SMT 3.81/08/180LF 3.2SN BK BX | PCB plug-in connector, male header, Solder flange, THT/THR solder connection, 3.81 mm, Number of poles: 8, 180°, Solder pin length (l): 3.2 mm, tinned, black, Box
26031 | 1863350000 | SC-SMT 3.81/13/180G 3.2SN BK BX | PCB plug-in connector, male header, closed side, THT/THR solder connection, 3.81 mm, Number of poles: 13, 180°, Solder pin length (l): 3.2 mm, tinned, black, Box
26032 | 1863360000 | SC-SMT 3.81/09/180LF 3.2SN BK BX | PCB plug-in connector, male header, Solder flange, THT/THR solder connection, 3.81 mm, Number of poles: 9, 180°, Solder pin length (l): 3.2 mm, tinned, black, Box
26033 | 1863370000 | SC-SMT 3.81/14/180G 3.2SN BK BX | PCB plug-in connector, male header, closed side, THT/THR solder connection, 3.81 mm, Number of poles: 14, 180°, Solder pin length (l): 3.2 mm, tinned, black, Box
26034 | 1863380000 | SC-SMT 3.81/10/180LF 3.2SN BK BX | PCB plug-in connector, male header, Solder flange, THT/THR solder connection, 3.81 mm, Number of poles: 10, 180°, Solder pin length (l): 3.2 mm, tinned, black, Box
26035 | 1863390000 | SC-SMT 3.81/11/180LF 3.2SN BK BX | PCB plug-in connector, male header, Solder flange, THT/THR solder connection, 3.81 mm, Number of poles: 11, 180°, Solder pin length (l): 3.2 mm, tinned, black, Box
26036 | 1863400000 | SC-SMT 3.81/15/180G 3.2SN BK BX | PCB plug-in connector, male header, closed side, THT/THR solder connection, 3.81 mm, Number of poles: 15, 180°, Solder pin length (l): 3.2 mm, tinned, black, Box
26037 | 1863410000 | SC-SMT 3.81/12/180LF 3.2SN BK BX | PCB plug-in connector, male header, Solder flange, THT/THR solder connection, 3.81 mm, Number of poles: 12, 180°, Solder pin length (l): 3.2 mm, tinned, black, Box
26038 | 1863420000 | SC-SMT 3.81/16/180G 3.2SN BK BX | PCB plug-in connector, male header, closed side, THT/THR solder connection, 3.81 mm, Number of poles: 16, 180°, Solder pin length (l): 3.2 mm, tinned, black, Box
26039 | 1863430000 | SC-SMT 3.81/13/180LF 3.2SN BK BX | PCB plug-in connector, male header, Solder flange, THT/THR solder connection, 3.81 mm, Number of poles: 13, 180°, Solder pin length (l): 3.2 mm, tinned, black, Box
26040 | 1863440000 | SC-SMT 3.81/14/180LF 3.2SN BK BX | PCB plug-in connector, male header, Solder flange, THT/THR solder connection, 3.81 mm, Number of poles: 14, 180°, Solder pin length (l): 3.2 mm, tinned, black, Box
26041 | 1863460000 | SC-SMT 3.81/15/180LF 3.2SN BK BX | PCB plug-in connector, male header, Solder flange, THT/THR solder connection, 3.81 mm, Number of poles: 15, 180°, Solder pin length (l): 3.2 mm, tinned, black, Box
26042 | 1863480000 | SC-SMT 3.81/16/180LF 3.2SN BK BX | PCB plug-in connector, male header, Solder flange, THT/THR solder connection, 3.81 mm, Number of poles: 16, 180°, Solder pin length (l): 3.2 mm, tinned, black, Box
26043 | 1863670000 | SC-SMT 3.81/02/90LF 3.2SN BK BX | PCB plug-in connector, male header, Solder flange, THT/THR solder connection, 3.81 mm, Number of poles: 2, 90°, Solder pin length (l): 3.2 mm, tinned, black, Box
26044 | 1863680000 | SC-SMT 3.81/03/90LF 3.2SN BK BX | PCB plug-in connector, male header, Solder flange, THT/THR solder connection, 3.81 mm, Number of poles: 3, 90°, Solder pin length (l): 3.2 mm, tinned, black, Box
26045 | 1863690000 | SC-SMT 3.81/04/90LF 3.2SN BK BX | PCB plug-in connector, male header, Solder flange, THT/THR solder connection, 3.81 mm, Number of poles: 4, 90°, Solder pin length (l): 3.2 mm, tinned, black, Box
26046 | 1863700000 | SC-SMT 3.81/05/90LF 3.2SN BK BX | PCB plug-in connector, male header, Solder flange, THT/THR solder connection, 3.81 mm, Number of poles: 5, 90°, Solder pin length (l): 3.2 mm, tinned, black, Box
26047 | 1863710000 | SC-SMT 3.81/06/90LF 3.2SN BK BX | PCB plug-in connector, male header, Solder flange, THT/THR solder connection, 3.81 mm, Number of poles: 6, 90°, Solder pin length (l): 3.2 mm, tinned, black, Box
26048 | 1863720000 | SC-SMT 3.81/02/180G 1.5SN BK BX | PCB plug-in connector, male header, closed side, THT/THR solder connection, 3.81 mm, Number of poles: 2, 180°, Solder pin length (l): 1.5 mm, tinned, black, Box
26049 | 1863730000 | SC-SMT 3.81/03/180G 1.5SN BK BX | PCB plug-in connector, male header, closed side, THT/THR solder connection, 3.81 mm, Number of poles: 3, 180°, Solder pin length (l): 1.5 mm, tinned, black, Box
26050 | 1863740000 | SC-SMT 3.81/07/90LF 3.2SN BK BX | PCB plug-in connector, male header, Solder flange, THT/THR solder connection, 3.81 mm, Number of poles: 7, 90°, Solder pin length (l): 3.2 mm, tinned, black, Box
26051 | 1863750000 | SC-SMT 3.81/04/180G 1.5SN BK BX | PCB plug-in connector, male header, closed side, THT/THR solder connection, 3.81 mm, Number of poles: 4, 180°, Solder pin length (l): 1.5 mm, tinned, black, Box
26052 | 1863760000 | SC-SMT 3.81/08/90LF 3.2SN BK BX | PCB plug-in connector, male header, Solder flange, THT/THR solder connection, 3.81 mm, Number of poles: 8, 90°, Solder pin length (l): 3.2 mm, tinned, black, Box
26053 | 1863770000 | SC-SMT 3.81/09/90LF 3.2SN BK BX | PCB plug-in connector, male header, Solder flange, THT/THR solder connection, 3.81 mm, Number of poles: 9, 90°, Solder pin length (l): 3.2 mm, tinned, black, Box
26054 | 1863780000 | SC-SMT 3.81/05/180G 1.5SN BK BX | PCB plug-in connector, male header, closed side, THT/THR solder connection, 3.81 mm, Number of poles: 5, 180°, Solder pin length (l): 1.5 mm, tinned, black, Box
26055 | 1863790000 | SC-SMT 3.81/10/90LF 3.2SN BK BX | PCB plug-in connector, male header, Solder flange, THT/THR solder connection, 3.81 mm, Number of poles: 10, 90°, Solder pin length (l): 3.2 mm, tinned, black, Box
26056 | 1863810000 | SC-SMT 3.81/11/90LF 3.2SN BK BX | PCB plug-in connector, male header, Solder flange, THT/THR solder connection, 3.81 mm, Number of poles: 11, 90°, Solder pin length (l): 3.2 mm, tinned, black, Box
26057 | 1863820000 | SC-SMT 3.81/12/90LF 3.2SN BK BX | PCB plug-in connector, male header, Solder flange, THT/THR solder connection, 3.81 mm, Number of poles: 12, 90°, Solder pin length (l): 3.2 mm, tinned, black, Box
26058 | 1863830000 | SC-SMT 3.81/06/180G 1.5SN BK BX | PCB plug-in connector, male header, closed side, THT/THR solder connection, 3.81 mm, Number of poles: 6, 180°, Solder pin length (l): 1.5 mm, tinned, black, Box
26059 | 1863840000 | SC-SMT 3.81/13/90LF 3.2SN BK BX | PCB plug-in connector, male header, Solder flange, THT/THR solder connection, 3.81 mm, Number of poles: 13, 90°, Solder pin length (l): 3.2 mm, tinned, black, Box
26060 | 1863850000 | SC-SMT 3.81/14/90LF 3.2SN BK BX | PCB plug-in connector, male header, Solder flange, THT/THR solder connection, 3.81 mm, Number of poles: 14, 90°, Solder pin length (l): 3.2 mm, tinned, black, Box
26061 | 1863860000 | SC-SMT 3.81/15/90LF 3.2SN BK BX | PCB plug-in connector, male header, Solder flange, THT/THR solder connection, 3.81 mm, Number of poles: 15, 90°, Solder pin length (l): 3.2 mm, tinned, black, Box
26062 | 1863870000 | SC-SMT 3.81/16/90LF 3.2SN BK BX | PCB plug-in connector, male header, Solder flange, THT/THR solder connection, 3.81 mm, Number of poles: 16, 90°, Solder pin length (l): 3.2 mm, tinned, black, Box
26063 | 1863900000 | SC-SMT 3.81/08/180G 1.5SN BK BX | PCB plug-in connector, male header, closed side, THT/THR solder connection, 3.81 mm, Number of poles: 8, 180°, Solder pin length (l): 1.5 mm, tinned, black, Box
26064 | 1863920000 | SC-SMT 3.81/10/180G 1.5SN BK BX | PCB plug-in connector, male header, closed side, THT/THR solder connection, 3.81 mm, Number of poles: 10, 180°, Solder pin length (l): 1.5 mm, tinned, black, Box
26065 | 1863930000 | SC-SMT 3.81/11/180G 1.5SN BK BX | PCB plug-in connector, male header, closed side, THT/THR solder connection, 3.81 mm, Number of poles: 11, 180°, Solder pin length (l): 1.5 mm, tinned, black, Box
26066 | 1863940000 | SC-SMT 3.81/12/180G 1.5SN BK BX | PCB plug-in connector, male header, closed side, THT/THR solder connection, 3.81 mm, Number of poles: 12, 180°, Solder pin length (l): 1.5 mm, tinned, black, Box
26067 | 1863960000 | SC-SMT 3.81/14/180G 1.5SN BK BX | PCB plug-in connector, male header, closed side, THT/THR solder connection, 3.81 mm, Number of poles: 14, 180°, Solder pin length (l): 1.5 mm, tinned, black, Box
26068 | 1864040000 | SC-SMT 3.81/16/180G 1.5SN BK BX | PCB plug-in connector, male header, closed side, THT/THR solder connection, 3.81 mm, Number of poles: 16, 180°, Solder pin length (l): 1.5 mm, tinned, black, Box
26069 | 1864070000 | SC-SMT 3.81/02/180LF 1.5SN BK BX | PCB plug-in connector, male header, Solder flange, THT/THR solder connection, 3.81 mm, Number of poles: 2, 180°, Solder pin length (l): 1.5 mm, tinned, black, Box
26070 | 1864080000 | SC-SMT 3.81/03/180LF 1.5SN BK BX | PCB plug-in connector, male header, Solder flange, THT/THR solder connection, 3.81 mm, Number of poles: 3, 180°, Solder pin length (l): 1.5 mm, tinned, black, Box
26071 | 1864090000 | SC-SMT 3.81/04/180LF 1.5SN BK BX | PCB plug-in connector, male header, Solder flange, THT/THR solder connection, 3.81 mm, Number of poles: 4, 180°, Solder pin length (l): 1.5 mm, tinned, black, Box
26072 | 1864100000 | SC-SMT 3.81/05/180LF 1.5SN BK BX | PCB plug-in connector, male header, Solder flange, THT/THR solder connection, 3.81 mm, Number of poles: 5, 180°, Solder pin length (l): 1.5 mm, tinned, black, Box
26073 | 1864110000 | SC-SMT 3.81/06/180LF 1.5SN BK BX | PCB plug-in connector, male header, Solder flange, THT/THR solder connection, 3.81 mm, Number of poles: 6, 180°, Solder pin length (l): 1.5 mm, tinned, black, Box
26074 | 1864130000 | SC-SMT 3.81/08/180LF 1.5SN BK BX | PCB plug-in connector, male header, Solder flange, THT/THR solder connection, 3.81 mm, Number of poles: 8, 180°, Solder pin length (l): 1.5 mm, tinned, black, Box
26075 | 1864140000 | SC-SMT 3.81/09/180LF 1.5SN BK BX | PCB plug-in connector, male header, Solder flange, THT/THR solder connection, 3.81 mm, Number of poles: 9, 180°, Solder pin length (l): 1.5 mm, tinned, black, Box
26076 | 1864150000 | SC-SMT 3.81/10/180LF 1.5SN BK BX | PCB plug-in connector, male header, Solder flange, THT/THR solder connection, 3.81 mm, Number of poles: 10, 180°, Solder pin length (l): 1.5 mm, tinned, black, Box
26077 | 1864170000 | SC-SMT 3.81/12/180LF 1.5SN BK BX | PCB plug-in connector, male header, Solder flange, THT/THR solder connection, 3.81 mm, Number of poles: 12, 180°, Solder pin length (l): 1.5 mm, tinned, black, Box
26078 | 1864190000 | SC-SMT 3.81/14/180LF 1.5SN BK BX | PCB plug-in connector, male header, Solder flange, THT/THR solder connection, 3.81 mm, Number of poles: 14, 180°, Solder pin length (l): 1.5 mm, tinned, black, Box
26079 | 1864210000 | SC-SMT 3.81/16/180LF 1.5SN BK BX | PCB plug-in connector, male header, Solder flange, THT/THR solder connection, 3.81 mm, Number of poles: 16, 180°, Solder pin length (l): 1.5 mm, tinned, black, Box
26080 | 1876340000 | SL-SMT 5.08HC/02/270GH 1.5SN BK BX | PCB plug-in connector, male header, closed side, THT/THR solder connection, 5.08 mm, Number of poles: 2, 270°, Solder pin length (l): 1.5 mm, tinned, black, Box
26081 | 1877080000 | SL-SMT 5.08HC/08/270GH 1.5SN BK BX | PCB plug-in connector, male header, closed side, THT/THR solder connection, 5.08 mm, Number of poles: 8, 270°, Solder pin length (l): 1.5 mm, tinned, black, Box
26082 | 1877100000 | SL-SMT 5.08HC/02/270GL 1.5SN BK BX | PCB plug-in connector, male header, closed side, THT/THR solder connection, 5.08 mm, Number of poles: 2, 270°, Solder pin length (l): 1.5 mm, tinned, black, Box
26083 | 1877140000 | SL-SMT 5.08HC/04/270GL 1.5SN BK BX | PCB plug-in connector, male header, closed side, THT/THR solder connection, 5.08 mm, Number of poles: 4, 270°, Solder pin length (l): 1.5 mm, tinned, black, Box
26084 | 1877150000 | SL-SMT 5.08HC/05/270GL 1.5SN BK BX | PCB plug-in connector, male header, closed side, THT/THR solder connection, 5.08 mm, Number of poles: 5, 270°, Solder pin length (l): 1.5 mm, tinned, black, Box
26085 | 1877370000 | SL-SMT 5.08HC/02/270GH 3.2SN BK BX | PCB plug-in connector, male header, closed side, THT/THR solder connection, 5.08 mm, Number of poles: 2, 270°, Solder pin length (l): 3.2 mm, tinned, black, Box
26086 | 1877380000 | SL-SMT 5.08HC/03/270GH 3.2SN BK BX | PCB plug-in connector, male header, closed side, THT/THR solder connection, 5.08 mm, Number of poles: 3, 270°, Solder pin length (l): 3.2 mm, tinned, black, Box
26087 | 1877390000 | SL-SMT 5.08HC/04/270GH 3.2SN BK BX | PCB plug-in connector, male header, closed side, THT/THR solder connection, 5.08 mm, Number of poles: 4, 270°, Solder pin length (l): 3.2 mm, tinned, black, Box
26088 | 1877400000 | SL-SMT 5.08HC/05/270GH 3.2SN BK BX | PCB plug-in connector, male header, closed side, THT/THR solder connection, 5.08 mm, Number of poles: 5, 270°, Solder pin length (l): 3.2 mm, tinned, black, Box
26089 | 1877410000 | SL-SMT 5.08HC/06/270GH 3.2SN BK BX | PCB plug-in connector, male header, closed side, THT/THR solder connection, 5.08 mm, Number of poles: 6, 270°, Solder pin length (l): 3.2 mm, tinned, black, Box
26090 | 1877420000 | SL-SMT 5.08HC/07/270GH 3.2SN BK BX | PCB plug-in connector, male header, closed side, THT/THR solder connection, 5.08 mm, Number of poles: 7, 270°, Solder pin length (l): 3.2 mm, tinned, black, Box
26091 | 1877450000 | SL-SMT 5.08HC/08/270GH 3.2SN BK BX | PCB plug-in connector, male header, closed side, THT/THR solder connection, 5.08 mm, Number of poles: 8, 270°, Solder pin length (l): 3.2 mm, tinned, black, Box
26092 | 1877470000 | SL-SMT 5.08HC/02/270GL 3.2SN BK BX | PCB plug-in connector, male header, closed side, THT/THR solder connection, 5.08 mm, Number of poles: 2, 270°, Solder pin length (l): 3.2 mm, tinned, black, Box
26093 | 1877490000 | SL-SMT 5.08HC/03/270GL 3.2SN BK BX | PCB plug-in connector, male header, closed side, THT/THR solder connection, 5.08 mm, Number of poles: 3, 270°, Solder pin length (l): 3.2 mm, tinned, black, Box
26094 | 1877510000 | SL-SMT 5.08HC/04/270GL 3.2SN BK BX | PCB plug-in connector, male header, closed side, THT/THR solder connection, 5.08 mm, Number of poles: 4, 270°, Solder pin length (l): 3.2 mm, tinned, black, Box
26095 | 1877520000 | SL-SMT 5.08HC/05/270GL 3.2SN BK BX | PCB plug-in connector, male header, closed side, THT/THR solder connection, 5.08 mm, Number of poles: 5, 270°, Solder pin length (l): 3.2 mm, tinned, black, Box
26096 | 1877530000 | SL-SMT 5.08HC/06/270GL 3.2SN BK BX | PCB plug-in connector, male header, closed side, THT/THR solder connection, 5.08 mm, Number of poles: 6, 270°, Solder pin length (l): 3.2 mm, tinned, black, Box
26097 | 1877540000 | SL-SMT 5.08HC/07/270GL 3.2SN BK BX | PCB plug-in connector, male header, closed side, THT/THR solder connection, 5.08 mm, Number of poles: 7, 270°, Solder pin length (l): 3.2 mm, tinned, black, Box
26098 | 1877550000 | SL-SMT 5.08HC/08/270GL 3.2SN BK BX | PCB plug-in connector, male header, closed side, THT/THR solder connection, 5.08 mm, Number of poles: 8, 270°, Solder pin length (l): 3.2 mm, tinned, black, Box
26099 | 1913110000 | LM 5.00/02/90 3.5SN GY BX | Printed circuit board terminals, 5.00 mm, Number of poles: 2, 90°, Solder pin length (l): 3.5 mm, tinned, Pebble grey, Clamping yoke connection, Clamping range, max. : 2.5 mm², Box
26100 | 1915140000 | LM 5.08/04/90 3.5SN GN BX | Printed circuit board terminals, 5.08 mm, Number of poles: 4, 90°, Solder pin length (l): 3.5 mm, tinned, Pale green, Clamping yoke connection, Clamping range, max. : 2.5 mm², Box
26101 | 1915640000 | LM 5.08/08/90 3.5SN GN BX | Printed circuit board terminals, 5.08 mm, Number of poles: 8, 90°, Solder pin length (l): 3.5 mm, tinned, Pale green, Clamping yoke connection, Clamping range, max. : 2.5 mm², Box
26102 | 1915690000 | LM 5.08/02/90 3.5SN GY BX | Printed circuit board terminals, 5.08 mm, Number of poles: 2, 90°, Solder pin length (l): 3.5 mm, tinned, Pebble grey, Clamping yoke connection, Clamping range, max. : 2.5 mm², Box
26103 | 1915940000 | LM2N 5.08/40/90 3.5SN BK BX | Printed circuit board terminals, 5.08 mm, Number of poles: 40, 90°, Solder pin length (l): 3.5 mm, tinned, black, Clamping yoke connection, Clamping range, max. : 2.5 mm², Box
26104 | 1916010000 | LM2N 5.08/04/90 3.5SN GN BX | Printed circuit board terminals, 5.08 mm, Number of poles: 4, 90°, Solder pin length (l): 3.5 mm, tinned, Pale green, Clamping yoke connection, Clamping range, max. : 2.5 mm², Box
26105 | 1916020000 | LM2N 5.08/06/90 3.5SN GN BX | Printed circuit board terminals, 5.08 mm, Number of poles: 6, 90°, Solder pin length (l): 3.5 mm, tinned, Pale green, Clamping yoke connection, Clamping range, max. : 2.5 mm², Box
26106 | 1916030000 | LM2N 5.08/08/90 3.5SN GN BX | Printed circuit board terminals, 5.08 mm, Number of poles: 8, 90°, Solder pin length (l): 3.5 mm, tinned, Pale green, Clamping yoke connection, Clamping range, max. : 2.5 mm², Box
26107 | 1918250000 | LM3R 5.08/48/90 3.5SN GY BX | Printed circuit board terminals, 5.08 mm, Number of poles: 48, 90°, Solder pin length (l): 3.5 mm, tinned, Pebble grey, Clamping yoke connection, Clamping range, max. : 2.5 mm², Box
26108 | 1924880000 | LSF-SMT 5.00/05/90 1.5SN BK RL | Printed circuit board terminals, 5.00 mm, Number of poles: 5, 90°, Solder pin length (l): 1.5 mm, black, PUSH IN with actuator, Clamping range, max. : 1.5 mm², Tape
26109 | 1924890000 | LSF-SMT 5.00/08/90 1.5SN BK RL | Printed circuit board terminals, 5.00 mm, Number of poles: 8, 90°, Solder pin length (l): 1.5 mm, black, PUSH IN with actuator, Clamping range, max. : 1.5 mm², Tape
26110 | 1934250000 | LL 5.08/02/90 3.2SN OR BX | Printed circuit board terminals, 5.08 mm, Number of poles: 2, 90°, Solder pin length (l): 3.2 mm, tinned, orange, Clamping yoke connection, Clamping range, max. : 6 mm², Box
26111 | 1934260000 | LL 5.08/03/90 3.2SN OR BX | Printed circuit board terminals, 5.08 mm, Number of poles: 3, 90°, Solder pin length (l): 3.2 mm, tinned, orange, Clamping yoke connection, Clamping range, max. : 6 mm², Box
26112 | 1934270000 | LL 5.00/02/90 3.2SN OR BX | Printed circuit board terminals, 5.00 mm, Number of poles: 2, 90°, Solder pin length (l): 3.2 mm, tinned, orange, Clamping yoke connection, Clamping range, max. : 6 mm², Box
26113 | 1934280000 | LL 5.00/03/90 3.2SN OR BX | Printed circuit board terminals, 5.00 mm, Number of poles: 3, 90°, Solder pin length (l): 3.2 mm, tinned, orange, Clamping yoke connection, Clamping range, max. : 6 mm², Box
26114 | 1934310000 | LL2N 5.00/04/90 3.2SN OR BX | Printed circuit board terminals, 5.00 mm, Number of poles: 4, 90°, Solder pin length (l): 3.2 mm, tinned, orange, Clamping yoke connection, Clamping range, max. : 6 mm², Box
26115 | 1934340000 | LL3R 5.08/06/90 3.2SN OR BX | Printed circuit board terminals, 5.08 mm, Number of poles: 6, 90°, Solder pin length (l): 3.2 mm, tinned, orange, Clamping yoke connection, Clamping range, max. : 6 mm², Box
26116 | 1934360000 | LL3R 5.00/06/90 3.2SN OR BX | Printed circuit board terminals, 5.00 mm, Number of poles: 6, 90°, Solder pin length (l): 3.2 mm, tinned, orange, Clamping yoke connection, Clamping range, max. : 6 mm², Box
26117 | 1934660000 | LSF-DK 3.50/02/180 SN BK BX | Printed circuit board terminals, 3.50 mm, Number of poles: 2, 180°, tinned, black, PUSH IN with actuator, Clamping range, max. : 1.5 mm², Box
26118 | 1977260000 | LL2N 5.00/08/90 3.2SN OR BX | Printed circuit board terminals, 5.00 mm, Number of poles: 8, 90°, Solder pin length (l): 3.2 mm, tinned, orange, Clamping yoke connection, Clamping range, max. : 6 mm², Box
26119 | 1977280000 | LL2N 5.00/12/90 3.2SN OR BX | Printed circuit board terminals, 5.00 mm, Number of poles: 12, 90°, Solder pin length (l): 3.2 mm, tinned, orange, Clamping yoke connection, Clamping range, max. : 6 mm², Box
26120 | 1977310000 | LL2N 5.00/16/90 3.2SN OR BX | Printed circuit board terminals, 5.00 mm, Number of poles: 16, 90°, Solder pin length (l): 3.2 mm, tinned, orange, Clamping yoke connection, Clamping range, max. : 6 mm², Box
26121 | 1977330000 | LL2N 5.00/20/90 3.2SN OR BX | Printed circuit board terminals, 5.00 mm, Number of poles: 20, 90°, Solder pin length (l): 3.2 mm, tinned, orange, Clamping yoke connection, Clamping range, max. : 6 mm², Box
26122 | 1977350000 | LL2N 5.00/24/90 3.2SN OR BX | Printed circuit board terminals, 5.00 mm, Number of poles: 24, 90°, Solder pin length (l): 3.2 mm, tinned, orange, Clamping yoke connection, Clamping range, max. : 6 mm², Box
26123 | 1977370000 | LL2N 5.00/28/90 3.2SN OR BX | Printed circuit board terminals, 5.00 mm, Number of poles: 28, 90°, Solder pin length (l): 3.2 mm, tinned, orange, Clamping yoke connection, Clamping range, max. : 6 mm², Box
26124 | 1977390000 | LL2N 5.00/32/90 3.2SN OR BX | Printed circuit board terminals, 5.00 mm, Number of poles: 32, 90°, Solder pin length (l): 3.2 mm, tinned, orange, Clamping yoke connection, Clamping range, max. : 6 mm², Box
26125 | 1977410000 | LL2N 5.00/36/90 3.2SN OR BX | Printed circuit board terminals, 5.00 mm, Number of poles: 36, 90°, Solder pin length (l): 3.2 mm, tinned, orange, Clamping yoke connection, Clamping range, max. : 6 mm², Box
26126 | 1977430000 | LL2N 5.00/40/90 3.2SN OR BX | Printed circuit board terminals, 5.00 mm, Number of poles: 40, 90°, Solder pin length (l): 3.2 mm, tinned, orange, Clamping yoke connection, Clamping range, max. : 6 mm², Box
26127 | 1977450000 | LL2N 5.00/44/90 3.2SN OR BX | Printed circuit board terminals, 5.00 mm, Number of poles: 44, 90°, Solder pin length (l): 3.2 mm, tinned, orange, Clamping yoke connection, Clamping range, max. : 6 mm², Box
26128 | 1977470000 | LL2N 5.00/48/90 3.2SN OR BX | Printed circuit board terminals, 5.00 mm, Number of poles: 48, 90°, Solder pin length (l): 3.2 mm, tinned, orange, Clamping yoke connection, Clamping range, max. : 6 mm², Box
26129 | 1977480000 | LL2N 5.08/08/90 3.2SN OR BX | Printed circuit board terminals, 5.08 mm, Number of poles: 8, 90°, Solder pin length (l): 3.2 mm, tinned, orange, Clamping yoke connection, Clamping range, max. : 6 mm², Box
26130 | 1977500000 | LL2N 5.08/12/90 3.2SN OR BX | Printed circuit board terminals, 5.08 mm, Number of poles: 12, 90°, Solder pin length (l): 3.2 mm, tinned, orange, Clamping yoke connection, Clamping range, max. : 6 mm², Box
26131 | 1977520000 | LL2N 5.08/16/90 3.2SN OR BX | Printed circuit board terminals, 5.08 mm, Number of poles: 16, 90°, Solder pin length (l): 3.2 mm, tinned, orange, Clamping yoke connection, Clamping range, max. : 6 mm², Box
26132 | 1977540000 | LL2N 5.08/20/90 3.2SN OR BX | Printed circuit board terminals, 5.08 mm, Number of poles: 20, 90°, Solder pin length (l): 3.2 mm, tinned, orange, Clamping yoke connection, Clamping range, max. : 6 mm², Box
26133 | 1977560000 | LL2N 5.08/24/90 3.2SN OR BX | Printed circuit board terminals, 5.08 mm, Number of poles: 24, 90°, Solder pin length (l): 3.2 mm, tinned, orange, Clamping yoke connection, Clamping range, max. : 6 mm², Box
26134 | 1977580000 | LL2N 5.08/28/90 3.2SN OR BX | Printed circuit board terminals, 5.08 mm, Number of poles: 28, 90°, Solder pin length (l): 3.2 mm, tinned, orange, Clamping yoke connection, Clamping range, max. : 6 mm², Box
26135 | 1977600000 | LL2N 5.08/32/90 3.2SN OR BX | Printed circuit board terminals, 5.08 mm, Number of poles: 32, 90°, Solder pin length (l): 3.2 mm, tinned, orange, Clamping yoke connection, Clamping range, max. : 6 mm², Box
26136 | 1977620000 | LL2N 5.08/36/90 3.2SN OR BX | Printed circuit board terminals, 5.08 mm, Number of poles: 36, 90°, Solder pin length (l): 3.2 mm, tinned, orange, Clamping yoke connection, Clamping range, max. : 6 mm², Box
26137 | 1977640000 | LL2N 5.08/40/90 3.2SN OR BX | Printed circuit board terminals, 5.08 mm, Number of poles: 40, 90°, Solder pin length (l): 3.2 mm, tinned, orange, Clamping yoke connection, Clamping range, max. : 6 mm², Box
26138 | 1977660000 | LL2N 5.08/44/90 3.2SN OR BX | Printed circuit board terminals, 5.08 mm, Number of poles: 44, 90°, Solder pin length (l): 3.2 mm, tinned, orange, Clamping yoke connection, Clamping range, max. : 6 mm², Box
26139 | 1977680000 | LL2N 5.08/48/90 3.2SN OR BX | Printed circuit board terminals, 5.08 mm, Number of poles: 48, 90°, Solder pin length (l): 3.2 mm, tinned, orange, Clamping yoke connection, Clamping range, max. : 6 mm², Box
26140 | 1978850000 | LL3R 5.00/12/90 3.2SN OR BX | Printed circuit board terminals, 5.00 mm, Number of poles: 12, 90°, Solder pin length (l): 3.2 mm, tinned, orange, Clamping yoke connection, Clamping range, max. : 6 mm², Box
26141 | 1978870000 | LL3R 5.00/18/90 3.2SN OR BX | Printed circuit board terminals, 5.00 mm, Number of poles: 18, 90°, Solder pin length (l): 3.2 mm, tinned, orange, Clamping yoke connection, Clamping range, max. : 6 mm², Box
26142 | 1978890000 | LL3R 5.00/24/90 3.2SN OR BX | Printed circuit board terminals, 5.00 mm, Number of poles: 24, 90°, Solder pin length (l): 3.2 mm, tinned, orange, Clamping yoke connection, Clamping range, max. : 6 mm², Box
26143 | 1978910000 | LL3R 5.00/30/90 3.2SN OR BX | Printed circuit board terminals, 5.00 mm, Number of poles: 30, 90°, Solder pin length (l): 3.2 mm, tinned, orange, Clamping yoke connection, Clamping range, max. : 6 mm², Box
26144 | 1978930000 | LL3R 5.00/36/90 3.2SN OR BX | Printed circuit board terminals, 5.00 mm, Number of poles: 36, 90°, Solder pin length (l): 3.2 mm, tinned, orange, Clamping yoke connection, Clamping range, max. : 6 mm², Box
26145 | 1978950000 | LL3R 5.00/42/90 3.2SN OR BX | Printed circuit board terminals, 5.00 mm, Number of poles: 42, 90°, Solder pin length (l): 3.2 mm, tinned, orange, Clamping yoke connection, Clamping range, max. : 6 mm², Box
26146 | 1978970000 | LL3R 5.00/48/90 3.2SN OR BX | Printed circuit board terminals, 5.00 mm, Number of poles: 48, 90°, Solder pin length (l): 3.2 mm, tinned, orange, Clamping yoke connection, Clamping range, max. : 6 mm², Box
26147 | 1978990000 | LL3R 5.00/54/90 3.2SN OR BX | Printed circuit board terminals, 5.00 mm, Number of poles: 54, 90°, Solder pin length (l): 3.2 mm, tinned, orange, Clamping yoke connection, Clamping range, max. : 6 mm², Box
26148 | 1979010000 | LL3R 5.00/60/90 3.2SN OR BX | Printed circuit board terminals, 5.00 mm, Number of poles: 60, 90°, Solder pin length (l): 3.2 mm, tinned, orange, Clamping yoke connection, Clamping range, max. : 6 mm², Box
26149 | 1979030000 | LL3R 5.00/66/90 3.2SN OR BX | Printed circuit board terminals, 5.00 mm, Number of poles: 66, 90°, Solder pin length (l): 3.2 mm, tinned, orange, Clamping yoke connection, Clamping range, max. : 6 mm², Box
26150 | 1979050000 | LL3R 5.00/72/90 3.2SN OR BX | Printed circuit board terminals, 5.00 mm, Number of poles: 72, 90°, Solder pin length (l): 3.2 mm, tinned, orange, Clamping yoke connection, Clamping range, max. : 6 mm², Box
26151 | 1979060000 | LL3R 5.08/12/90 3.2SN OR BX | Printed circuit board terminals, 5.08 mm, Number of poles: 12, 90°, Solder pin length (l): 3.2 mm, tinned, orange, Clamping yoke connection, Clamping range, max. : 6 mm², Box
26152 | 1979080000 | LL3R 5.08/18/90 3.2SN OR BX | Printed circuit board terminals, 5.08 mm, Number of poles: 18, 90°, Solder pin length (l): 3.2 mm, tinned, orange, Clamping yoke connection, Clamping range, max. : 6 mm², Box
26153 | 1979100000 | LL3R 5.08/24/90 3.2SN OR BX | Printed circuit board terminals, 5.08 mm, Number of poles: 24, 90°, Solder pin length (l): 3.2 mm, tinned, orange, Clamping yoke connection, Clamping range, max. : 6 mm², Box
26154 | 1979120000 | LL3R 5.08/30/90 3.2SN OR BX | Printed circuit board terminals, 5.08 mm, Number of poles: 30, 90°, Solder pin length (l): 3.2 mm, tinned, orange, Clamping yoke connection, Clamping range, max. : 6 mm², Box
26155 | 1979140000 | LL3R 5.08/36/90 3.2SN OR BX | Printed circuit board terminals, 5.08 mm, Number of poles: 36, 90°, Solder pin length (l): 3.2 mm, tinned, orange, Clamping yoke connection, Clamping range, max. : 6 mm², Box
26156 | 1979160000 | LL3R 5.08/42/90 3.2SN OR BX | Printed circuit board terminals, 5.08 mm, Number of poles: 42, 90°, Solder pin length (l): 3.2 mm, tinned, orange, Clamping yoke connection, Clamping range, max. : 6 mm², Box
26157 | 1979180000 | LL3R 5.08/48/90 3.2SN OR BX | Printed circuit board terminals, 5.08 mm, Number of poles: 48, 90°, Solder pin length (l): 3.2 mm, tinned, orange, Clamping yoke connection, Clamping range, max. : 6 mm², Box
26158 | 1979200000 | LL3R 5.08/54/90 3.2SN OR BX | Printed circuit board terminals, 5.08 mm, Number of poles: 54, 90°, Solder pin length (l): 3.2 mm, tinned, orange, Clamping yoke connection, Clamping range, max. : 6 mm², Box
26159 | 1979220000 | LL3R 5.08/60/90 3.2SN OR BX | Printed circuit board terminals, 5.08 mm, Number of poles: 60, 90°, Solder pin length (l): 3.2 mm, tinned, orange, Clamping yoke connection, Clamping range, max. : 6 mm², Box
26160 | 1979240000 | LL3R 5.08/66/90 3.2SN OR BX | Printed circuit board terminals, 5.08 mm, Number of poles: 66, 90°, Solder pin length (l): 3.2 mm, tinned, orange, Clamping yoke connection, Clamping range, max. : 6 mm², Box
26161 | 1979260000 | LL3R 5.08/72/90 3.2SN OR BX | Printed circuit board terminals, 5.08 mm, Number of poles: 72, 90°, Solder pin length (l): 3.2 mm, tinned, orange, Clamping yoke connection, Clamping range, max. : 6 mm², Box
26162 | 9993920000 | LM 5.08/04/90 3.5SN BK BX | Printed circuit board terminals, 5.08 mm, Number of poles: 4, 90°, Solder pin length (l): 3.5 mm, tinned, black, Clamping yoke connection, Clamping range, max. : 2.5 mm², Box
26163 | 9993930000 | LM 5.08/05/90 3.5SN BK BX | Printed circuit board terminals, 5.08 mm, Number of poles: 5, 90°, Solder pin length (l): 3.5 mm, tinned, black, Clamping yoke connection, Clamping range, max. : 2.5 mm², Box
26164 | 9993940000 | LM 5.08/06/90 3.5SN BK BX | Printed circuit board terminals, 5.08 mm, Number of poles: 6, 90°, Solder pin length (l): 3.5 mm, tinned, black, Clamping yoke connection, Clamping range, max. : 2.5 mm², Box
26165 | 9993960000 | LM 5.08/08/90 3.5SN BK BX | Printed circuit board terminals, 5.08 mm, Number of poles: 8, 90°, Solder pin length (l): 3.5 mm, tinned, black, Clamping yoke connection, Clamping range, max. : 2.5 mm², Box
26166 | 9994000000 | LM 5.08/12/90 3.5SN BK BX | Printed circuit board terminals, 5.08 mm, Number of poles: 12, 90°, Solder pin length (l): 3.5 mm, tinned, black, Clamping yoke connection, Clamping range, max. : 2.5 mm², Box
26167 | 9994130000 | LM 5.08/04/90 3.5SN OR BX | Printed circuit board terminals, 5.08 mm, Number of poles: 4, 90°, Solder pin length (l): 3.5 mm, tinned, orange, Clamping yoke connection, Clamping range, max. : 2.5 mm², Box
26168 | 9994140000 | LM 5.08/05/90 3.5SN OR BX | Printed circuit board terminals, 5.08 mm, Number of poles: 5, 90°, Solder pin length (l): 3.5 mm, tinned, orange, Clamping yoke connection, Clamping range, max. : 2.5 mm², Box
26169 | 9994150000 | LM 5.08/06/90 3.5SN OR BX | Printed circuit board terminals, 5.08 mm, Number of poles: 6, 90°, Solder pin length (l): 3.5 mm, tinned, orange, Clamping yoke connection, Clamping range, max. : 2.5 mm², Box
26170 | 9994160000 | LM 5.08/07/90 3.5SN OR BX | Printed circuit board terminals, 5.08 mm, Number of poles: 7, 90°, Solder pin length (l): 3.5 mm, tinned, orange, Clamping yoke connection, Clamping range, max. : 2.5 mm², Box
26171 | 9994170000 | LM 5.08/08/90 3.5SN OR BX | Printed circuit board terminals, 5.08 mm, Number of poles: 8, 90°, Solder pin length (l): 3.5 mm, tinned, orange, Clamping yoke connection, Clamping range, max. : 2.5 mm², Box
26172 | 9994180000 | LM 5.08/09/90 3.5SN OR BX | Printed circuit board terminals, 5.08 mm, Number of poles: 9, 90°, Solder pin length (l): 3.5 mm, tinned, orange, Clamping yoke connection, Clamping range, max. : 2.5 mm², Box
26173 | 9994190000 | LM 5.08/10/90 3.5SN OR BX | Printed circuit board terminals, 5.08 mm, Number of poles: 10, 90°, Solder pin length (l): 3.5 mm, tinned, orange, Clamping yoke connection, Clamping range, max. : 2.5 mm², Box
26174 | 9994200000 | LM 5.08/11/90 3.5SN OR BX | Printed circuit board terminals, 5.08 mm, Number of poles: 11, 90°, Solder pin length (l): 3.5 mm, tinned, orange, Clamping yoke connection, Clamping range, max. : 2.5 mm², Box
26175 | 9994210000 | LM 5.08/12/90 3.5SN OR BX | Printed circuit board terminals, 5.08 mm, Number of poles: 12, 90°, Solder pin length (l): 3.5 mm, tinned, orange, Clamping yoke connection, Clamping range, max. : 2.5 mm², Box
26176 | 9994220000 | LM 5.08/13/90 3.5SN OR BX | Printed circuit board terminals, 5.08 mm, Number of poles: 13, 90°, Solder pin length (l): 3.5 mm, tinned, orange, Clamping yoke connection, Clamping range, max. : 2.5 mm², Box
26177 | 9994230000 | LM 5.08/14/90 3.5SN OR BX | Printed circuit board terminals, 5.08 mm, Number of poles: 14, 90°, Solder pin length (l): 3.5 mm, tinned, orange, Clamping yoke connection, Clamping range, max. : 2.5 mm², Box
26178 | 9994240000 | LM 5.08/15/90 3.5SN OR BX | Printed circuit board terminals, 5.08 mm, Number of poles: 15, 90°, Solder pin length (l): 3.5 mm, tinned, orange, Clamping yoke connection, Clamping range, max. : 2.5 mm², Box
26179 | 9994250000 | LM 5.08/16/90 3.5SN OR BX | Printed circuit board terminals, 5.08 mm, Number of poles: 16, 90°, Solder pin length (l): 3.5 mm, tinned, orange, Clamping yoke connection, Clamping range, max. : 2.5 mm², Box
26180 | 9994260000 | LM 5.08/17/90 3.5SN OR BX | Printed circuit board terminals, 5.08 mm, Number of poles: 17, 90°, Solder pin length (l): 3.5 mm, tinned, orange, Clamping yoke connection, Clamping range, max. : 2.5 mm², Box
26181 | 9994270000 | LM 5.08/18/90 3.5SN OR BX | Printed circuit board terminals, 5.08 mm, Number of poles: 18, 90°, Solder pin length (l): 3.5 mm, tinned, orange, Clamping yoke connection, Clamping range, max. : 2.5 mm², Box
26182 | 9994280000 | LM 5.08/19/90 3.5SN OR BX | Printed circuit board terminals, 5.08 mm, Number of poles: 19, 90°, Solder pin length (l): 3.5 mm, tinned, orange, Clamping yoke connection, Clamping range, max. : 2.5 mm², Box
26183 | 9994290000 | LM 5.08/20/90 3.5SN OR BX | Printed circuit board terminals, 5.08 mm, Number of poles: 20, 90°, Solder pin length (l): 3.5 mm, tinned, orange, Clamping yoke connection, Clamping range, max. : 2.5 mm², Box
26184 | 9994300000 | LM 5.08/21/90 3.5SN OR BX | Printed circuit board terminals, 5.08 mm, Number of poles: 21, 90°, Solder pin length (l): 3.5 mm, tinned, orange, Clamping yoke connection, Clamping range, max. : 2.5 mm², Box
26185 | 9994310000 | LM 5.08/22/90 3.5SN OR BX | Printed circuit board terminals, 5.08 mm, Number of poles: 22, 90°, Solder pin length (l): 3.5 mm, tinned, orange, Clamping yoke connection, Clamping range, max. : 2.5 mm², Box
26186 | 9994320000 | LM 5.08/23/90 3.5SN OR BX | Printed circuit board terminals, 5.08 mm, Number of poles: 23, 90°, Solder pin length (l): 3.5 mm, tinned, orange, Clamping yoke connection, Clamping range, max. : 2.5 mm², Box
26187 | 9994330000 | LM 5.08/24/90 3.5SN OR BX | Printed circuit board terminals, 5.08 mm, Number of poles: 24, 90°, Solder pin length (l): 3.5 mm, tinned, orange, Clamping yoke connection, Clamping range, max. : 2.5 mm², Box
26188 | 9994340000 | LM 5.08/04/135 3.5SN BK BX | Printed circuit board terminals, 5.08 mm, Number of poles: 4, 135°, Solder pin length (l): 3.5 mm, tinned, black, Clamping yoke connection, Clamping range, max. : 2.5 mm², Box
26189 | 9994350000 | LM 5.08/05/135 3.5SN BK BX | Printed circuit board terminals, 5.08 mm, Number of poles: 5, 135°, Solder pin length (l): 3.5 mm, tinned, black, Clamping yoke connection, Clamping range, max. : 2.5 mm², Box
26190 | 9994360000 | LM 5.08/06/135 3.5SN BK BX | Printed circuit board terminals, 5.08 mm, Number of poles: 6, 135°, Solder pin length (l): 3.5 mm, tinned, black, Clamping yoke connection, Clamping range, max. : 2.5 mm², Box
26191 | 9994370000 | LM 5.08/07/135 3.5SN BK BX | Printed circuit board terminals, 5.08 mm, Number of poles: 7, 135°, Solder pin length (l): 3.5 mm, tinned, black, Clamping yoke connection, Clamping range, max. : 2.5 mm², Box
26192 | 9994380000 | LM 5.08/08/135 3.5SN BK BX | Printed circuit board terminals, 5.08 mm, Number of poles: 8, 135°, Solder pin length (l): 3.5 mm, tinned, black, Clamping yoke connection, Clamping range, max. : 2.5 mm², Box
26193 | 9994400000 | LM 5.08/10/135 3.5SN BK BX | Printed circuit board terminals, 5.08 mm, Number of poles: 10, 135°, Solder pin length (l): 3.5 mm, tinned, black, Clamping yoke connection, Clamping range, max. : 2.5 mm², Box
26194 | 9994420000 | LM 5.08/12/135 3.5SN BK BX | Printed circuit board terminals, 5.08 mm, Number of poles: 12, 135°, Solder pin length (l): 3.5 mm, tinned, black, Clamping yoke connection, Clamping range, max. : 2.5 mm², Box
26195 | 9994440000 | LM 5.08/14/135 3.5SN BK BX | Printed circuit board terminals, 5.08 mm, Number of poles: 14, 135°, Solder pin length (l): 3.5 mm, tinned, black, Clamping yoke connection, Clamping range, max. : 2.5 mm², Box
26196 | 9994550000 | LM 5.08/04/135 3.5SN OR BX | Printed circuit board terminals, 5.08 mm, Number of poles: 4, 135°, Solder pin length (l): 3.5 mm, tinned, orange, Clamping yoke connection, Clamping range, max. : 2.5 mm², Box
26197 | 9994560000 | LM 5.08/05/135 3.5SN OR BX | Printed circuit board terminals, 5.08 mm, Number of poles: 5, 135°, Solder pin length (l): 3.5 mm, tinned, orange, Clamping yoke connection, Clamping range, max. : 2.5 mm², Box
26198 | 9994570000 | LM 5.08/06/135 3.5SN OR BX | Printed circuit board terminals, 5.08 mm, Number of poles: 6, 135°, Solder pin length (l): 3.5 mm, tinned, orange, Clamping yoke connection, Clamping range, max. : 2.5 mm², Box
26199 | 9994580000 | LM 5.08/07/135 3.5SN OR BX | Printed circuit board terminals, 5.08 mm, Number of poles: 7, 135°, Solder pin length (l): 3.5 mm, tinned, orange, Clamping yoke connection, Clamping range, max. : 2.5 mm², Box
26200 | 9994590000 | LM 5.08/08/135 3.5SN OR BX | Printed circuit board terminals, 5.08 mm, Number of poles: 8, 135°, Solder pin length (l): 3.5 mm, tinned, orange, Clamping yoke connection, Clamping range, max. : 2.5 mm², Box
26201 | 9994600000 | LM 5.08/09/135 3.5SN OR BX | Printed circuit board terminals, 5.08 mm, Number of poles: 9, 135°, Solder pin length (l): 3.5 mm, tinned, orange, Clamping yoke connection, Clamping range, max. : 2.5 mm², Box
26202 | 9994610000 | LM 5.08/10/135 3.5SN OR BX | Printed circuit board terminals, 5.08 mm, Number of poles: 10, 135°, Solder pin length (l): 3.5 mm, tinned, orange, Clamping yoke connection, Clamping range, max. : 2.5 mm², Box
26203 | 9994620000 | LM 5.08/11/135 3.5SN OR BX | Printed circuit board terminals, 5.08 mm, Number of poles: 11, 135°, Solder pin length (l): 3.5 mm, tinned, orange, Clamping yoke connection, Clamping range, max. : 2.5 mm², Box
26204 | 9994630000 | LM 5.08/12/135 3.5SN OR BX | Printed circuit board terminals, 5.08 mm, Number of poles: 12, 135°, Solder pin length (l): 3.5 mm, tinned, orange, Clamping yoke connection, Clamping range, max. : 2.5 mm², Box
26205 | 9994640000 | LM 5.08/13/135 3.5SN OR BX | Printed circuit board terminals, 5.08 mm, Number of poles: 13, 135°, Solder pin length (l): 3.5 mm, tinned, orange, Clamping yoke connection, Clamping range, max. : 2.5 mm², Box
26206 | 9994650000 | LM 5.08/14/135 3.5SN OR BX | Printed circuit board terminals, 5.08 mm, Number of poles: 14, 135°, Solder pin length (l): 3.5 mm, tinned, orange, Clamping yoke connection, Clamping range, max. : 2.5 mm², Box
26207 | 9994660000 | LM 5.08/15/135 3.5SN OR BX | Printed circuit board terminals, 5.08 mm, Number of poles: 15, 135°, Solder pin length (l): 3.5 mm, tinned, orange, Clamping yoke connection, Clamping range, max. : 2.5 mm², Box
26208 | 9994670000 | LM 5.08/16/135 3.5SN OR BX | Printed circuit board terminals, 5.08 mm, Number of poles: 16, 135°, Solder pin length (l): 3.5 mm, tinned, orange, Clamping yoke connection, Clamping range, max. : 2.5 mm², Box
26209 | 9994680000 | LM 5.08/17/135 3.5SN OR BX | Printed circuit board terminals, 5.08 mm, Number of poles: 17, 135°, Solder pin length (l): 3.5 mm, tinned, orange, Clamping yoke connection, Clamping range, max. : 2.5 mm², Box
26210 | 9994690000 | LM 5.08/18/135 3.5SN OR BX | Printed circuit board terminals, 5.08 mm, Number of poles: 18, 135°, Solder pin length (l): 3.5 mm, tinned, orange, Clamping yoke connection, Clamping range, max. : 2.5 mm², Box
26211 | 9994700000 | LM 5.08/19/135 3.5SN OR BX | Printed circuit board terminals, 5.08 mm, Number of poles: 19, 135°, Solder pin length (l): 3.5 mm, tinned, orange, Clamping yoke connection, Clamping range, max. : 2.5 mm², Box
26212 | 9994710000 | LM 5.08/20/135 3.5SN OR BX | Printed circuit board terminals, 5.08 mm, Number of poles: 20, 135°, Solder pin length (l): 3.5 mm, tinned, orange, Clamping yoke connection, Clamping range, max. : 2.5 mm², Box
26213 | 9994720000 | LM 5.08/21/135 3.5SN OR BX | Printed circuit board terminals, 5.08 mm, Number of poles: 21, 135°, Solder pin length (l): 3.5 mm, tinned, orange, Clamping yoke connection, Clamping range, max. : 2.5 mm², Box
26214 | 9994730000 | LM 5.08/22/135 3.5SN OR BX | Printed circuit board terminals, 5.08 mm, Number of poles: 22, 135°, Solder pin length (l): 3.5 mm, tinned, orange, Clamping yoke connection, Clamping range, max. : 2.5 mm², Box
26215 | 9994740000 | LM 5.08/23/135 3.5SN OR BX | Printed circuit board terminals, 5.08 mm, Number of poles: 23, 135°, Solder pin length (l): 3.5 mm, tinned, orange, Clamping yoke connection, Clamping range, max. : 2.5 mm², Box
26216 | 9994750000 | LM 5.08/24/135 3.5SN OR BX | Printed circuit board terminals, 5.08 mm, Number of poles: 24, 135°, Solder pin length (l): 3.5 mm, tinned, orange, Clamping yoke connection, Clamping range, max. : 2.5 mm², Box
26217 | 9994780000 | LM 5.08/06/180 3.5SN BK BX | Printed circuit board terminals, 5.08 mm, Number of poles: 6, 180°, Solder pin length (l): 3.5 mm, tinned, black, Clamping yoke connection, Clamping range, max. : 2.5 mm², Box
26218 | 9994800000 | LM 5.08/08/180 3.5SN BK BX | Printed circuit board terminals, 5.08 mm, Number of poles: 8, 180°, Solder pin length (l): 3.5 mm, tinned, black, Clamping yoke connection, Clamping range, max. : 2.5 mm², Box
26219 | 9994970000 | LM 5.08/04/180 3.5SN OR BX | Printed circuit board terminals, 5.08 mm, Number of poles: 4, 180°, Solder pin length (l): 3.5 mm, tinned, orange, Clamping yoke connection, Clamping range, max. : 2.5 mm², Box
26220 | 9994980000 | LM 5.08/05/180 3.5SN OR BX | Printed circuit board terminals, 5.08 mm, Number of poles: 5, 180°, Solder pin length (l): 3.5 mm, tinned, orange, Clamping yoke connection, Clamping range, max. : 2.5 mm², Box
26221 | 9994990000 | LM 5.08/06/180 3.5SN OR BX | Printed circuit board terminals, 5.08 mm, Number of poles: 6, 180°, Solder pin length (l): 3.5 mm, tinned, orange, Clamping yoke connection, Clamping range, max. : 2.5 mm², Box
26222 | 9995000000 | LM 5.08/07/180 3.5SN OR BX | Printed circuit board terminals, 5.08 mm, Number of poles: 7, 180°, Solder pin length (l): 3.5 mm, tinned, orange, Clamping yoke connection, Clamping range, max. : 2.5 mm², Box
26223 | 9995010000 | LM 5.08/08/180 3.5SN OR BX | Printed circuit board terminals, 5.08 mm, Number of poles: 8, 180°, Solder pin length (l): 3.5 mm, tinned, orange, Clamping yoke connection, Clamping range, max. : 2.5 mm², Box
26224 | 9995020000 | LM 5.08/09/180 3.5SN OR BX | Printed circuit board terminals, 5.08 mm, Number of poles: 9, 180°, Solder pin length (l): 3.5 mm, tinned, orange, Clamping yoke connection, Clamping range, max. : 2.5 mm², Box
26225 | 9995030000 | LM 5.08/10/180 3.5SN OR BX | Printed circuit board terminals, 5.08 mm, Number of poles: 10, 180°, Solder pin length (l): 3.5 mm, tinned, orange, Clamping yoke connection, Clamping range, max. : 2.5 mm², Box
26226 | 9995040000 | LM 5.08/11/180 3.5SN OR BX | Printed circuit board terminals, 5.08 mm, Number of poles: 11, 180°, Solder pin length (l): 3.5 mm, tinned, orange, Clamping yoke connection, Clamping range, max. : 2.5 mm², Box
26227 | 9995050000 | LM 5.08/12/180 3.5SN OR BX | Printed circuit board terminals, 5.08 mm, Number of poles: 12, 180°, Solder pin length (l): 3.5 mm, tinned, orange, Clamping yoke connection, Clamping range, max. : 2.5 mm², Box
26228 | 9995060000 | LM 5.08/13/180 3.5SN OR BX | Printed circuit board terminals, 5.08 mm, Number of poles: 13, 180°, Solder pin length (l): 3.5 mm, tinned, orange, Clamping yoke connection, Clamping range, max. : 2.5 mm², Box
26229 | 9995070000 | LM 5.08/14/180 3.5SN OR BX | Printed circuit board terminals, 5.08 mm, Number of poles: 14, 180°, Solder pin length (l): 3.5 mm, tinned, orange, Clamping yoke connection, Clamping range, max. : 2.5 mm², Box
26230 | 9995080000 | LM 5.08/15/180 3.5SN OR BX | Printed circuit board terminals, 5.08 mm, Number of poles: 15, 180°, Solder pin length (l): 3.5 mm, tinned, orange, Clamping yoke connection, Clamping range, max. : 2.5 mm², Box
26231 | 9995090000 | LM 5.08/16/180 3.5SN OR BX | Printed circuit board terminals, 5.08 mm, Number of poles: 16, 180°, Solder pin length (l): 3.5 mm, tinned, orange, Clamping yoke connection, Clamping range, max. : 2.5 mm², Box
26232 | 9995100000 | LM 5.08/17/180 3.5SN OR BX | Printed circuit board terminals, 5.08 mm, Number of poles: 17, 180°, Solder pin length (l): 3.5 mm, tinned, orange, Clamping yoke connection, Clamping range, max. : 2.5 mm², Box
26233 | 9995110000 | LM 5.08/18/180 3.5SN OR BX | Printed circuit board terminals, 5.08 mm, Number of poles: 18, 180°, Solder pin length (l): 3.5 mm, tinned, orange, Clamping yoke connection, Clamping range, max. : 2.5 mm², Box
26234 | 9995120000 | LM 5.08/19/180 3.5SN OR BX | Printed circuit board terminals, 5.08 mm, Number of poles: 19, 180°, Solder pin length (l): 3.5 mm, tinned, orange, Clamping yoke connection, Clamping range, max. : 2.5 mm², Box
26235 | 9995130000 | LM 5.08/20/180 3.5SN OR BX | Printed circuit board terminals, 5.08 mm, Number of poles: 20, 180°, Solder pin length (l): 3.5 mm, tinned, orange, Clamping yoke connection, Clamping range, max. : 2.5 mm², Box
26236 | 9995140000 | LM 5.08/21/180 3.5SN OR BX | Printed circuit board terminals, 5.08 mm, Number of poles: 21, 180°, Solder pin length (l): 3.5 mm, tinned, orange, Clamping yoke connection, Clamping range, max. : 2.5 mm², Box
26237 | 9995150000 | LM 5.08/22/180 3.5SN OR BX | Printed circuit board terminals, 5.08 mm, Number of poles: 22, 180°, Solder pin length (l): 3.5 mm, tinned, orange, Clamping yoke connection, Clamping range, max. : 2.5 mm², Box
26238 | 9995210000 | LM 5.08/23/180 3.5SN OR BX | Printed circuit board terminals, 5.08 mm, Number of poles: 23, 180°, Solder pin length (l): 3.5 mm, tinned, orange, Clamping yoke connection, Clamping range, max. : 2.5 mm², Box
26239 | 9995220000 | LM 5.08/24/180 3.5SN OR BX | Printed circuit board terminals, 5.08 mm, Number of poles: 24, 180°, Solder pin length (l): 3.5 mm, tinned, orange, Clamping yoke connection, Clamping range, max. : 2.5 mm², Box
26240 | 1761702001 | SL-SMT 3.50/18/90G 1.5SN BK BX | PCB plug-in connector, male header, closed side, THT/THR solder connection, 3.50 mm, Number of poles: 18, 90°, Solder pin length (l): 1.5 mm, tinned, black, Box
26241 | 267400000 | QL 2 RSF1+2 | SAK Series, Cross-connector, for cross-connection link, Number of poles: 2
26242 | 267500000 | QL 3 RSF1+2 | SAK Series, Cross-connector, for cross-connection link, Number of poles: 3
26243 | 270760000 | QS 2/12/4 | SAK Series, Cross-connector, for cross-connection link, Number of poles: 2
26244 | 270860000 | QS 2/10/4 | SAK Series, Cross-connector, for cross-connection link, Number of poles: 2
26245 | 270960000 | QS 2/8/4 | SAK Series, Short-circuit plug, For the terminals, Number of poles: 2
26246 | 286500000 | STB 18/RSF1 | SAK Series, Socket
26247 | 336400000 | Q 2 AKZ4 | SAK Series, Cross-connector, for cross-connection link, Number of poles: 2
26248 | 336500000 | Q 3 AKZ4 | SAK Series, Cross-connector, for cross-connection link, Number of poles: 3
26249 | 336600000 | Q 4 AKZ4 | SAK Series, Cross-connector, for cross-connection link, Number of poles: 4
26250 | 367800000 | Q 2 SAKD2.5N | SAK Series, Cross-connector, for cross-connection link, Number of poles: 2
26251 | 367900000 | Q 3 SAKD2.5N | SAK Series, Cross-connector, for cross-connection link, Number of poles: 3
26252 | 368000000 | Q 4 SAKD2.5N | SAK Series, Cross-connector, for cross-connection link, Number of poles: 4
26253 | 368100000 | Q 10 SAKD2.5N | SAK Series, Cross-connector, for cross-connection link, Number of poles: 10
26254 | 369000000 | Q 2 AKZ4SS | SAK Series, Cross-connector, Number of poles: 2
26255 | 369300000 | Q 10 AKZ4SS | SAK Series, Cross-connector, for cross-connection link, Number of poles: 10
26256 | 457200000 | Q 3 SAK10 | SAK Series, Cross-connector, for cross-connection link, Number of poles: 3
26257 | 457400000 | Q 10 SAK10 | SAK Series, Cross-connector, for cross-connection link, Number of poles: 10
26258 | 457500000 | Q 2 SAK16 | SAK Series, Cross-connector, for cross-connection link, Number of poles: 2
26259 | 457600000 | Q 3 SAK16 | SAK Series, Cross-connector, for cross-connection link, Number of poles: 3
26260 | 457700000 | Q 4 SAK16 | SAK Series, Cross-connector, for cross-connection link, Number of poles: 4
26261 | 457800000 | Q 10 SAK16 | SAK Series, Cross-connector, for cross-connection link, Number of poles: 10
26262 | 528400000 | EL 27 MM SW 30M | THM, Device markers, 27 x , black
26263 | 1013940000 | SLD 5.08V/08/90B 3.2 SN GN BX | PCB plug-in connector, male header, Dovetails for fixing blocks, THT solder connection, 5.08 mm, Number of poles: 8, 90°, Solder pin length (l): 3.2 mm, Pale green, Box
26264 | 1013950000 | SLD 5.08V/12/90B 3.2 SN GN BX | PCB plug-in connector, male header, Dovetails for fixing blocks, THT solder connection, 5.08 mm, Number of poles: 12, 90°, Solder pin length (l): 3.2 mm, Pale green, Box
26265 | 1013960000 | SLD 5.08V/16/90B 3.2 SN GN BX | PCB plug-in connector, male header, Dovetails for fixing blocks, THT solder connection, 5.08 mm, Number of poles: 16, 90°, Solder pin length (l): 3.2 mm, Pale green, Box
26266 | 1013970000 | SLD 5.08V/22/90B 3.2 SN GN BX | PCB plug-in connector, male header, Dovetails for fixing blocks, THT solder connection, 5.08 mm, Number of poles: 22, 90°, Solder pin length (l): 3.2 mm, Pale green, Box
26267 | 1044040000 | SL-SMT 3.50/12/90LF 3.2SN BK RL | PCB plug-in connector, male header, Solder flange, THT/THR solder connection, 3.50 mm, Number of poles: 12, 90°, Solder pin length (l): 3.2 mm, tinned, black, Tape
26268 | 1044060000 | SL-SMT 5.08HC/03/90LF 3.2SN BK RL | PCB plug-in connector, male header, Solder flange, THT/THR solder connection, 5.08 mm, Number of poles: 3, 90°, Solder pin length (l): 3.2 mm, tinned, black, Tape
26269 | 1052260000 | WQV 6/10 | W-Series, Cross-connector, For the terminals, Number of poles: 10
26270 | 1052360000 | WQV 6/2 | W-Series, Cross-connector, For the terminals, Number of poles: 2
26271 | 1052460000 | WQV 10/10 | W-Series, Cross-connector, For the terminals, Number of poles: 10
26272 | 1052560000 | WQV 10/2 | W-Series, Cross-connector, For the terminals, Number of poles: 2
26273 | 1053060000 | WQV 35/2 | W-Series, Cross-connector, For the terminals, Number of poles: 2
26274 | 1053160000 | WQV 35/10 | W-Series, Cross-connector, For the terminals, Number of poles: 10
26275 | 1053260000 | WQV 16/2 | W-Series, Cross-connector, For the terminals, Number of poles: 2
26276 | 1053360000 | WQV 16/10 | W-Series, Cross-connector, For the terminals, Number of poles: 10
26277 | 1053660000 | WQV 2.5/2 | W-Series, Cross-connector, For the terminals, Number of poles: 2
26278 | 1053760000 | WQV 2.5/3 | W-Series, Cross-connector, For the terminals, Number of poles: 3
26279 | 1053860000 | WQV 2.5/4 | W-Series, Cross-connector, For the terminals, Number of poles: 4
26280 | 1054060000 | WQV 2.5/6 | W-Series, Cross-connector, For the terminals, Number of poles: 6
26281 | 1054160000 | WQV 2.5/7 | W-Series, Cross-connector, For the terminals, Number of poles: 7
26282 | 1054260000 | WQV 2.5/8 | W-Series, Cross-connector, For the terminals, Number of poles: 8
26283 | 1054360000 | WQV 2.5/9 | W-Series, Cross-connector, For the terminals, Number of poles: 9
26284 | 1054460000 | WQV 2.5/10 | W-Series, Cross-connector, For the terminals, Number of poles: 10
26285 | 1054760000 | WQV 6/3 | W-Series, Cross-connector, For the terminals, Number of poles: 3
26286 | 1054860000 | WQV 6/4 | W-Series, Cross-connector, For the terminals, Number of poles: 4
26287 | 1054960000 | WQV 10/3 | W-Series, Cross-connector, For the terminals, Number of poles: 3
26288 | 1055060000 | WQV 10/4 | W-Series, Cross-connector, For the terminals, Number of poles: 4
26289 | 1055160000 | WQV 16/3 | W-Series, Cross-connector, For the terminals, Number of poles: 3
26290 | 1055260000 | WQV 16/4 | W-Series, Cross-connector, For the terminals, Number of poles: 4
26291 | 1055360000 | WQV 35/3 | W-Series, Cross-connector, For the terminals, Number of poles: 3
26292 | 1055460000 | WQV 35/4 | W-Series, Cross-connector, For the terminals, Number of poles: 4
26293 | 1057160000 | WQV 4/6 | W-Series, Cross-connector, For the terminals, Number of poles: 6
26294 | 1057260000 | WQV 4/7 | W-Series, Cross-connector, For the terminals, Number of poles: 7
26295 | 1057860000 | WQV 4/5 | W-Series, Cross-connector, For the terminals, Number of poles: 5
26296 | 1059660000 | WQV 2.5/15 | W-Series, Cross-connector, For the terminals, Number of poles: 15
26297 | 1060100000 | WQB-PEN 35 | W-Series, Cross-connector, For the terminals, Number of poles: 2
26298 | 1060380000 | SLD 3.50/20/90F 3.2SN BK BX | PCB plug-in connector, male header, Flange, THT solder connection, 3.50 mm, Number of poles: 20, 90°, Solder pin length (l): 3.2 mm, tinned, black, Box
26299 | 1060780000 | SL-SMT 3.50/10/90RF 1.5SN BK BX | PCB plug-in connector, male header, Clip-on flange, THT/THR solder connection, 3.50 mm, Number of poles: 10, 90°, Solder pin length (l): 1.5 mm, tinned, black, Box
26300 | 1060810000 | SL-SMT 3.50/03/90RF 1.5SN BK BX | PCB plug-in connector, male header, Clip-on flange, THT/THR solder connection, 3.50 mm, Number of poles: 3, 90°, Solder pin length (l): 1.5 mm, tinned, black, Box
26301 | 1060820000 | SL-SMT 3.50/16/90RF 1.5SN BK BX | PCB plug-in connector, male header, Clip-on flange, THT/THR solder connection, 3.50 mm, Number of poles: 16, 90°, Solder pin length (l): 1.5 mm, tinned, black, Box
26302 | 1062430000 | PF RS 100 BK SET 160MM | Electronics housings black, Extruded profile, Width: 104 mm
26303 | 1062660000 | WQV 6/5 | W-Series, Cross-connector, For the terminals, Number of poles: 5
26304 | 1062670000 | WQV 6/6 | W-Series, Cross-connector, For the terminals, Number of poles: 6
26305 | 1062680000 | WQV 6/7 | W-Series, Cross-connector, For the terminals, Number of poles: 7
26306 | 1062720000 | WQV 6/12 | W-Series, Cross-connector, For the terminals, Number of poles: 12
26307 | 1063300000 | WQV 120/2 | W-Series, Cross-connector, For the terminals, Number of poles: 2
26308 | 1063400000 | WQV 120/3 | W-Series, Cross-connector, For the terminals, Number of poles: 3
26309 | 1063500000 | WQV 70/95/2 | W-Series, Cross-connector, For the terminals, Number of poles: 2
26310 | 1063600000 | WQV 70/95/3 | W-Series, Cross-connector, For the terminals, Number of poles: 3
26311 | 1063900000 | WQV 16-2.5 | W-Series, Cross-connector, For the terminals, Number of poles: 2
26312 | 1064000000 | WQV 16-4/6 | W-Series, Cross-connector, For the terminals, Number of poles: 2
26313 | 1064200000 | WQV 35-4/6 | W-Series, Cross-connector, For the terminals, Number of poles: 2
26314 | 1067500000 | WQV 2.5/30 | W-Series, Cross-connector, For the terminals, Number of poles: 30
26315 | 1068000000 | WQV 35-10 | W-Series, Cross-connector, For the terminals, Number of poles: 2
26316 | 1069900000 | WDS 2 | W-Series, Cross-connector, For the terminals, Number of poles: 2
26317 | 1071030000 | STB 21.6/IH/VI WTL6/3 | Accessories, Socket
26318 | 1071040000 | STB 21.6/IH/SW WTL6/3 | Accessories, Socket
26319 | 1071080000 | STB 21.6/IH/BL WTL6/3 | Accessories, Socket
26320 | 1071360000 | WQV 16N-PEN BL | W-Series, Cross-connector, For the terminals, Number of poles: 2
26321 | 1071500000 | Q 2 WDL2.5S | W-Series, Cross-connector, For the terminals, Number of poles: 2
26322 | 1071600000 | Q 3 WDL2.5S | W-Series, Cross-connector, For the terminals, Number of poles: 3
26323 | 1071700000 | Q 4 WDL2.5S | W-Series, Cross-connector, For the terminals, Number of poles: 4
26324 | 1071800000 | Q 10 WDL2.5S | W-Series, Cross-connector, For the terminals, Number of poles: 10
26325 | 1072300000 | WQV 70/95-PEN | W-Series, Cross-connector, For the terminals, Number of poles: 2
26326 | 1072400000 | WQV 120-PEN | W-Series, Cross-connector, For the terminals, Number of poles: 2
26327 | 1074200000 | Q 20 WDL2.5S | W-Series, Cross-connector, For the terminals, Number of poles: 20
26328 | 1079200000 | WQV 35N/2 | W-Series, Cross-connector, For the terminals, Number of poles: 2
26329 | 1079300000 | WQV 35N/3 | W-Series, Cross-connector, For the terminals, Number of poles: 3
26330 | 1079400000 | WQV 35N/4 | W-Series, Cross-connector, For the terminals, Number of poles: 4
26331 | 1312500000 | Q 2 DLI | SAK Series, Cross-connector, for cross-connection link, Number of poles: 2
26332 | 1312600000 | Q 3 DLI | SAK Series, Cross-connector, for cross-connection link, Number of poles: 3
26333 | 1312700000 | Q 4 DLI | SAK Series, Cross-connector, for cross-connection link, Number of poles: 4
26334 | 1313100000 | Q 10 DLI | SAK Series, Cross-connector, for cross-connection link, Number of poles: 10
26335 | 1399800000 | Q 20 DLI | SAK Series, Cross-connector, for cross-connection link, Number of poles: 20
26336 | 1577570000 | WQV 2.5/20 | W-Series, Cross-connector, For the terminals, Number of poles: 20
26337 | 1604270000 | WKS 1/2 | Accessories, Cross-connection slider, Cross-connector accessories, Number of poles: 2
26338 | 1604280000 | WKB 1/2 | Accessories, Cross-connection slider, Cross-connector accessories, Number of poles: 2
26339 | 1604290000 | WKS 1/3 | Accessories, Cross-connection slider, Cross-connector accessories, Number of poles: 3
26340 | 1604300000 | WKB 1/3 | Accessories, Cross-connection slider, Cross-connector accessories, Number of poles: 3
26341 | 1604310000 | WKS 1/4 | Accessories, Cross-connection slider, Cross-connector accessories, Number of poles: 4
26342 | 1604320000 | WKB 1/4 | Accessories, Cross-connection slider, Cross-connector accessories, Number of poles: 4
26343 | 1604330000 | WKB 1/10 | Accessories, Cross-connection slider, Cross-connector accessories, Number of poles: 10
26344 | 1614350000 | SLD 5.00/04/90G 3.2 SN OR BX | PCB plug-in connector, male header, closed side, THT solder connection, 5.00 mm, Number of poles: 4, 90°, Solder pin length (l): 3.2 mm, tinned, orange, Box
26345 | 1614360000 | SLD 5.00/06/90G 3.2 SN OR BX | PCB plug-in connector, male header, closed side, THT solder connection, 5.00 mm, Number of poles: 6, 90°, Solder pin length (l): 3.2 mm, tinned, orange, Box
26346 | 1614370000 | SLD 5.00/08/90G 3.2 SN OR BX | PCB plug-in connector, male header, closed side, THT solder connection, 5.00 mm, Number of poles: 8, 90°, Solder pin length (l): 3.2 mm, tinned, orange, Box
26347 | 1614380000 | SLD 5.00/10/90G 3.2 SN OR BX | PCB plug-in connector, male header, closed side, THT solder connection, 5.00 mm, Number of poles: 10, 90°, Solder pin length (l): 3.2 mm, tinned, orange, Box
26348 | 1614390000 | SLD 5.00/12/90G 3.2 SN OR BX | PCB plug-in connector, male header, closed side, THT solder connection, 5.00 mm, Number of poles: 12, 90°, Solder pin length (l): 3.2 mm, tinned, orange, Box
26349 | 1614400000 | SLD 5.00/14/90G 3.2 SN OR BX | PCB plug-in connector, male header, closed side, THT solder connection, 5.00 mm, Number of poles: 14, 90°, Solder pin length (l): 3.2 mm, tinned, orange, Box
26350 | 1614410000 | SLD 5.00/16/90G 3.2 SN OR BX | PCB plug-in connector, male header, closed side, THT solder connection, 5.00 mm, Number of poles: 16, 90°, Solder pin length (l): 3.2 mm, tinned, orange, Box
26351 | 1614420000 | SLD 5.00/18/90G 3.2 SN OR BX | PCB plug-in connector, male header, closed side, THT solder connection, 5.00 mm, Number of poles: 18, 90°, Solder pin length (l): 3.2 mm, tinned, orange, Box
26352 | 1614430000 | SLD 5.00/20/90G 3.2 SN OR BX | PCB plug-in connector, male header, closed side, THT solder connection, 5.00 mm, Number of poles: 20, 90°, Solder pin length (l): 3.2 mm, tinned, orange, Box
26353 | 1614440000 | SLD 5.00/22/90G 3.2 SN OR BX | PCB plug-in connector, male header, closed side, THT solder connection, 5.00 mm, Number of poles: 22, 90°, Solder pin length (l): 3.2 mm, tinned, orange, Box
26354 | 1614450000 | SLD 5.00/24/90G 3.2 SN OR BX | PCB plug-in connector, male header, closed side, THT solder connection, 5.00 mm, Number of poles: 24, 90°, Solder pin length (l): 3.2 mm, tinned, orange, Box
26355 | 1614460000 | SLD 5.00/26/90G 3.2 SN OR BX | PCB plug-in connector, male header, closed side, THT solder connection, 5.00 mm, Number of poles: 26, 90°, Solder pin length (l): 3.2 mm, tinned, orange, Box
26356 | 1614470000 | SLD 5.00/28/90G 3.2 SN OR BX | PCB plug-in connector, male header, closed side, THT solder connection, 5.00 mm, Number of poles: 28, 90°, Solder pin length (l): 3.2 mm, tinned, orange, Box
26357 | 1614480000 | SLD 5.00/30/90G 3.2 SN OR BX | PCB plug-in connector, male header, closed side, THT solder connection, 5.00 mm, Number of poles: 30, 90°, Solder pin length (l): 3.2 mm, tinned, orange, Box
26358 | 1614490000 | SLD 5.00/32/90G 3.2 SN OR BX | PCB plug-in connector, male header, closed side, THT solder connection, 5.00 mm, Number of poles: 32, 90°, Solder pin length (l): 3.2 mm, tinned, orange, Box
26359 | 1614500000 | SLD 5.00/34/90G 3.2 SN OR BX | PCB plug-in connector, male header, closed side, THT solder connection, 5.00 mm, Number of poles: 34, 90°, Solder pin length (l): 3.2 mm, tinned, orange, Box
26360 | 1614510000 | SLD 5.00/36/90G 3.2 SN OR BX | PCB plug-in connector, male header, closed side, THT solder connection, 5.00 mm, Number of poles: 36, 90°, Solder pin length (l): 3.2 mm, tinned, orange, Box
26361 | 1614520000 | SLD 5.00/38/90G 3.2 SN OR BX | PCB plug-in connector, male header, closed side, THT solder connection, 5.00 mm, Number of poles: 38, 90°, Solder pin length (l): 3.2 mm, tinned, orange, Box
26362 | 1614530000 | SLD 5.00/40/90G 3.2 SN OR BX | PCB plug-in connector, male header, closed side, THT solder connection, 5.00 mm, Number of poles: 40, 90°, Solder pin length (l): 3.2 mm, tinned, orange, Box
26363 | 1614540000 | SLD 5.00/42/90G 3.2 SN OR BX | PCB plug-in connector, male header, closed side, THT solder connection, 5.00 mm, Number of poles: 42, 90°, Solder pin length (l): 3.2 mm, tinned, orange, Box
26364 | 1614550000 | SLD 5.00/44/90G 3.2 SN OR BX | PCB plug-in connector, male header, closed side, THT solder connection, 5.00 mm, Number of poles: 44, 90°, Solder pin length (l): 3.2 mm, tinned, orange, Box
26365 | 1614560000 | SLD 5.00/46/90G 3.2 SN OR BX | PCB plug-in connector, male header, closed side, THT solder connection, 5.00 mm, Number of poles: 46, 90°, Solder pin length (l): 3.2 mm, tinned, orange, Box
26366 | 1614570000 | SLD 5.00/48/90G 3.2 SN OR BX | PCB plug-in connector, male header, closed side, THT solder connection, 5.00 mm, Number of poles: 48, 90°, Solder pin length (l): 3.2 mm, tinned, orange, Box
26367 | 1614810000 | SLD 5.00/04/180G 3.2SN OR BX | PCB plug-in connector, male header, closed side, THT solder connection, 5.00 mm, Number of poles: 4, 180°, Solder pin length (l): 3.2 mm, tinned, orange, Box
26368 | 1614820000 | SLD 5.00/06/180G 3.2SN OR BX | PCB plug-in connector, male header, closed side, THT solder connection, 5.00 mm, Number of poles: 6, 180°, Solder pin length (l): 3.2 mm, tinned, orange, Box
26369 | 1614830000 | SLD 5.00/08/180G 3.2SN OR BX | PCB plug-in connector, male header, closed side, THT solder connection, 5.00 mm, Number of poles: 8, 180°, Solder pin length (l): 3.2 mm, tinned, orange, Box
26370 | 1614840000 | SLD 5.00/10/180G 3.2SN OR BX | PCB plug-in connector, male header, closed side, THT solder connection, 5.00 mm, Number of poles: 10, 180°, Solder pin length (l): 3.2 mm, tinned, orange, Box
26371 | 1614850000 | SLD 5.00/12/180G 3.2SN OR BX | PCB plug-in connector, male header, closed side, THT solder connection, 5.00 mm, Number of poles: 12, 180°, Solder pin length (l): 3.2 mm, tinned, orange, Box
26372 | 1614860000 | SLD 5.00/14/180G 3.2SN OR BX | PCB plug-in connector, male header, closed side, THT solder connection, 5.00 mm, Number of poles: 14, 180°, Solder pin length (l): 3.2 mm, tinned, orange, Box
26373 | 1614870000 | SLD 5.00/16/180G 3.2SN OR BX | PCB plug-in connector, male header, closed side, THT solder connection, 5.00 mm, Number of poles: 16, 180°, Solder pin length (l): 3.2 mm, tinned, orange, Box
26374 | 1614880000 | SLD 5.00/18/180G 3.2SN OR BX | PCB plug-in connector, male header, closed side, THT solder connection, 5.00 mm, Number of poles: 18, 180°, Solder pin length (l): 3.2 mm, tinned, orange, Box
26375 | 1614890000 | SLD 5.00/20/180G 3.2SN OR BX | PCB plug-in connector, male header, closed side, THT solder connection, 5.00 mm, Number of poles: 20, 180°, Solder pin length (l): 3.2 mm, tinned, orange, Box
26376 | 1614900000 | SLD 5.00/22/180G 3.2SN OR BX | PCB plug-in connector, male header, closed side, THT solder connection, 5.00 mm, Number of poles: 22, 180°, Solder pin length (l): 3.2 mm, tinned, orange, Box
26377 | 1614910000 | SLD 5.00/24/180G 3.2SN OR BX | PCB plug-in connector, male header, closed side, THT solder connection, 5.00 mm, Number of poles: 24, 180°, Solder pin length (l): 3.2 mm, tinned, orange, Box
26378 | 1614920000 | SLD 5.00/26/180G 3.2SN OR BX | PCB plug-in connector, male header, closed side, THT solder connection, 5.00 mm, Number of poles: 26, 180°, Solder pin length (l): 3.2 mm, tinned, orange, Box
26379 | 1614930000 | SLD 5.00/28/180G 3.2SN OR BX | PCB plug-in connector, male header, closed side, THT solder connection, 5.00 mm, Number of poles: 28, 180°, Solder pin length (l): 3.2 mm, tinned, orange, Box
26380 | 1614940000 | SLD 5.00/30/180G 3.2SN OR BX | PCB plug-in connector, male header, closed side, THT solder connection, 5.00 mm, Number of poles: 30, 180°, Solder pin length (l): 3.2 mm, tinned, orange, Box
26381 | 1614950000 | SLD 5.00/32/180G 3.2SN OR BX | PCB plug-in connector, male header, closed side, THT solder connection, 5.00 mm, Number of poles: 32, 180°, Solder pin length (l): 3.2 mm, tinned, orange, Box
26382 | 1614960000 | SLD 5.00/34/180G 3.2SN OR BX | PCB plug-in connector, male header, closed side, THT solder connection, 5.00 mm, Number of poles: 34, 180°, Solder pin length (l): 3.2 mm, tinned, orange, Box
26383 | 1614970000 | SLD 5.00/36/180G 3.2SN OR BX | PCB plug-in connector, male header, closed side, THT solder connection, 5.00 mm, Number of poles: 36, 180°, Solder pin length (l): 3.2 mm, tinned, orange, Box
26384 | 1614980000 | SLD 5.00/38/180G 3.2SN OR BX | PCB plug-in connector, male header, closed side, THT solder connection, 5.00 mm, Number of poles: 38, 180°, Solder pin length (l): 3.2 mm, tinned, orange, Box
26385 | 1614990000 | SLD 5.00/40/180G 3.2SN OR BX | PCB plug-in connector, male header, closed side, THT solder connection, 5.00 mm, Number of poles: 40, 180°, Solder pin length (l): 3.2 mm, tinned, orange, Box
26386 | 1615000000 | SLD 5.00/42/180G 3.2SN OR BX | PCB plug-in connector, male header, closed side, THT solder connection, 5.00 mm, Number of poles: 42, 180°, Solder pin length (l): 3.2 mm, tinned, orange, Box
26387 | 1615010000 | SLD 5.00/44/180G 3.2SN OR BX | PCB plug-in connector, male header, closed side, THT solder connection, 5.00 mm, Number of poles: 44, 180°, Solder pin length (l): 3.2 mm, tinned, orange, Box
26388 | 1615020000 | SLD 5.00/46/180G 3.2SN OR BX | PCB plug-in connector, male header, closed side, THT solder connection, 5.00 mm, Number of poles: 46, 180°, Solder pin length (l): 3.2 mm, tinned, orange, Box
26389 | 1615030000 | SLD 5.00/48/180G 3.2SN OR BX | PCB plug-in connector, male header, closed side, THT solder connection, 5.00 mm, Number of poles: 48, 180°, Solder pin length (l): 3.2 mm, tinned, orange, Box
26390 | 1630250000 | SL 5.00/02/135 3.2SN OR BX | PCB plug-in connector, male header, open side, THT solder connection, 5.00 mm, Number of poles: 2, 135°, Solder pin length (l): 3.2 mm, tinned, orange, Box
26391 | 1630260000 | SL 5.00/03/135 3.2SN OR BX | PCB plug-in connector, male header, open side, THT solder connection, 5.00 mm, Number of poles: 3, 135°, Solder pin length (l): 3.2 mm, tinned, orange, Box
26392 | 1630270000 | SL 5.00/04/135 3.2SN OR BX | PCB plug-in connector, male header, open side, THT solder connection, 5.00 mm, Number of poles: 4, 135°, Solder pin length (l): 3.2 mm, tinned, orange, Box
26393 | 1630280000 | SL 5.00/05/135 3.2SN OR BX | PCB plug-in connector, male header, open side, THT solder connection, 5.00 mm, Number of poles: 5, 135°, Solder pin length (l): 3.2 mm, tinned, orange, Box
26394 | 1630290000 | SL 5.00/06/135 3.2SN OR BX | PCB plug-in connector, male header, open side, THT solder connection, 5.00 mm, Number of poles: 6, 135°, Solder pin length (l): 3.2 mm, tinned, orange, Box
26395 | 1630300000 | SL 5.00/07/135 3.2SN OR BX | PCB plug-in connector, male header, open side, THT solder connection, 5.00 mm, Number of poles: 7, 135°, Solder pin length (l): 3.2 mm, tinned, orange, Box
26396 | 1630310000 | SL 5.00/08/135 3.2SN OR BX | PCB plug-in connector, male header, open side, THT solder connection, 5.00 mm, Number of poles: 8, 135°, Solder pin length (l): 3.2 mm, tinned, orange, Box
26397 | 1630320000 | SL 5.00/09/135 3.2SN OR BX | PCB plug-in connector, male header, open side, THT solder connection, 5.00 mm, Number of poles: 9, 135°, Solder pin length (l): 3.2 mm, tinned, orange, Box
26398 | 1630330000 | SL 5.00/10/135 3.2SN OR BX | PCB plug-in connector, male header, open side, THT solder connection, 5.00 mm, Number of poles: 10, 135°, Solder pin length (l): 3.2 mm, tinned, orange, Box
26399 | 1630340000 | SL 5.00/11/135 3.2SN OR BX | PCB plug-in connector, male header, open side, THT solder connection, 5.00 mm, Number of poles: 11, 135°, Solder pin length (l): 3.2 mm, tinned, orange, Box
26400 | 1630350000 | SL 5.00/12/135 3.2SN OR BX | PCB plug-in connector, male header, open side, THT solder connection, 5.00 mm, Number of poles: 12, 135°, Solder pin length (l): 3.2 mm, tinned, orange, Box
26401 | 1630360000 | SL 5.00/13/135 3.2SN OR BX | PCB plug-in connector, male header, open side, THT solder connection, 5.00 mm, Number of poles: 13, 135°, Solder pin length (l): 3.2 mm, tinned, orange, Box
26402 | 1630370000 | SL 5.00/14/135 3.2SN OR BX | PCB plug-in connector, male header, open side, THT solder connection, 5.00 mm, Number of poles: 14, 135°, Solder pin length (l): 3.2 mm, tinned, orange, Box
26403 | 1630380000 | SL 5.00/15/135 3.2SN OR BX | PCB plug-in connector, male header, open side, THT solder connection, 5.00 mm, Number of poles: 15, 135°, Solder pin length (l): 3.2 mm, tinned, orange, Box
26404 | 1630390000 | SL 5.00/16/135 3.2SN OR BX | PCB plug-in connector, male header, open side, THT solder connection, 5.00 mm, Number of poles: 16, 135°, Solder pin length (l): 3.2 mm, tinned, orange, Box
26405 | 1630400000 | SL 5.00/17/135 3.2SN OR BX | PCB plug-in connector, male header, open side, THT solder connection, 5.00 mm, Number of poles: 17, 135°, Solder pin length (l): 3.2 mm, tinned, orange, Box
26406 | 1630410000 | SL 5.00/18/135 3.2SN OR BX | PCB plug-in connector, male header, open side, THT solder connection, 5.00 mm, Number of poles: 18, 135°, Solder pin length (l): 3.2 mm, tinned, orange, Box
26407 | 1630420000 | SL 5.00/19/135 3.2SN OR BX | PCB plug-in connector, male header, open side, THT solder connection, 5.00 mm, Number of poles: 19, 135°, Solder pin length (l): 3.2 mm, tinned, orange, Box
26408 | 1630430000 | SL 5.00/20/135 3.2SN OR BX | PCB plug-in connector, male header, open side, THT solder connection, 5.00 mm, Number of poles: 20, 135°, Solder pin length (l): 3.2 mm, tinned, orange, Box
26409 | 1630440000 | SL 5.00/21/135 3.2SN OR BX | PCB plug-in connector, male header, open side, THT solder connection, 5.00 mm, Number of poles: 21, 135°, Solder pin length (l): 3.2 mm, tinned, orange, Box
26410 | 1630450000 | SL 5.00/22/135 3.2SN OR BX | PCB plug-in connector, male header, open side, THT solder connection, 5.00 mm, Number of poles: 22, 135°, Solder pin length (l): 3.2 mm, tinned, orange, Box
26411 | 1630460000 | SL 5.00/23/135 3.2SN OR BX | PCB plug-in connector, male header, open side, THT solder connection, 5.00 mm, Number of poles: 23, 135°, Solder pin length (l): 3.2 mm, tinned, orange, Box
26412 | 1630470000 | SL 5.00/24/135 3.2SN OR BX | PCB plug-in connector, male header, open side, THT solder connection, 5.00 mm, Number of poles: 24, 135°, Solder pin length (l): 3.2 mm, tinned, orange, Box
26413 | 1630480000 | SL 5.00/02/135B 3.2SN OR BX | PCB plug-in connector, male header, Dovetails for fixing blocks, THT solder connection, 5.00 mm, Number of poles: 2, 135°, Solder pin length (l): 3.2 mm, tinned, orange, Box
26414 | 1630490000 | SL 5.00/03/135B 3.2SN OR BX | PCB plug-in connector, male header, Dovetails for fixing blocks, THT solder connection, 5.00 mm, Number of poles: 3, 135°, Solder pin length (l): 3.2 mm, tinned, orange, Box
26415 | 1630500000 | SL 5.00/04/135B 3.2SN OR BX | PCB plug-in connector, male header, Dovetails for fixing blocks, THT solder connection, 5.00 mm, Number of poles: 4, 135°, Solder pin length (l): 3.2 mm, tinned, orange, Box
26416 | 1630510000 | SL 5.00/05/135B 3.2SN OR BX | PCB plug-in connector, male header, Dovetails for fixing blocks, THT solder connection, 5.00 mm, Number of poles: 5, 135°, Solder pin length (l): 3.2 mm, tinned, orange, Box
26417 | 1630520000 | SL 5.00/06/135B 3.2SN OR BX | PCB plug-in connector, male header, Dovetails for fixing blocks, THT solder connection, 5.00 mm, Number of poles: 6, 135°, Solder pin length (l): 3.2 mm, tinned, orange, Box
26418 | 1630530000 | SL 5.00/07/135B 3.2SN OR BX | PCB plug-in connector, male header, Dovetails for fixing blocks, THT solder connection, 5.00 mm, Number of poles: 7, 135°, Solder pin length (l): 3.2 mm, tinned, orange, Box
26419 | 1630540000 | SL 5.00/08/135B 3.2SN OR BX | PCB plug-in connector, male header, Dovetails for fixing blocks, THT solder connection, 5.00 mm, Number of poles: 8, 135°, Solder pin length (l): 3.2 mm, tinned, orange, Box
26420 | 1630550000 | SL 5.00/09/135B 3.2SN OR BX | PCB plug-in connector, male header, Dovetails for fixing blocks, THT solder connection, 5.00 mm, Number of poles: 9, 135°, Solder pin length (l): 3.2 mm, tinned, orange, Box
26421 | 1630560000 | SL 5.00/10/135B 3.2SN OR BX | PCB plug-in connector, male header, Dovetails for fixing blocks, THT solder connection, 5.00 mm, Number of poles: 10, 135°, Solder pin length (l): 3.2 mm, tinned, orange, Box
26422 | 1630570000 | SL 5.00/11/135B 3.2SN OR BX | PCB plug-in connector, male header, Dovetails for fixing blocks, THT solder connection, 5.00 mm, Number of poles: 11, 135°, Solder pin length (l): 3.2 mm, tinned, orange, Box
26423 | 1630580000 | SL 5.00/12/135B 3.2SN OR BX | PCB plug-in connector, male header, Dovetails for fixing blocks, THT solder connection, 5.00 mm, Number of poles: 12, 135°, Solder pin length (l): 3.2 mm, tinned, orange, Box
26424 | 1630590000 | SL 5.00/13/135B 3.2SN OR BX | PCB plug-in connector, male header, Dovetails for fixing blocks, THT solder connection, 5.00 mm, Number of poles: 13, 135°, Solder pin length (l): 3.2 mm, tinned, orange, Box
26425 | 1630600000 | SL 5.00/14/135B 3.2SN OR BX | PCB plug-in connector, male header, Dovetails for fixing blocks, THT solder connection, 5.00 mm, Number of poles: 14, 135°, Solder pin length (l): 3.2 mm, tinned, orange, Box
26426 | 1630610000 | SL 5.00/15/135B 3.2SN OR BX | PCB plug-in connector, male header, Dovetails for fixing blocks, THT solder connection, 5.00 mm, Number of poles: 15, 135°, Solder pin length (l): 3.2 mm, tinned, orange, Box
26427 | 1630620000 | SL 5.00/16/135B 3.2SN OR BX | PCB plug-in connector, male header, Dovetails for fixing blocks, THT solder connection, 5.00 mm, Number of poles: 16, 135°, Solder pin length (l): 3.2 mm, tinned, orange, Box
26428 | 1630630000 | SL 5.00/17/135B 3.2SN OR BX | PCB plug-in connector, male header, Dovetails for fixing blocks, THT solder connection, 5.00 mm, Number of poles: 17, 135°, Solder pin length (l): 3.2 mm, tinned, orange, Box
26429 | 1630640000 | SL 5.00/18/135B 3.2SN OR BX | PCB plug-in connector, male header, Dovetails for fixing blocks, THT solder connection, 5.00 mm, Number of poles: 18, 135°, Solder pin length (l): 3.2 mm, tinned, orange, Box
26430 | 1630650000 | SL 5.00/19/135B 3.2SN OR BX | PCB plug-in connector, male header, Dovetails for fixing blocks, THT solder connection, 5.00 mm, Number of poles: 19, 135°, Solder pin length (l): 3.2 mm, tinned, orange, Box
26431 | 1630660000 | SL 5.00/20/135B 3.2SN OR BX | PCB plug-in connector, male header, Dovetails for fixing blocks, THT solder connection, 5.00 mm, Number of poles: 20, 135°, Solder pin length (l): 3.2 mm, tinned, orange, Box
26432 | 1630670000 | SL 5.00/21/135B 3.2SN OR BX | PCB plug-in connector, male header, Dovetails for fixing blocks, THT solder connection, 5.00 mm, Number of poles: 21, 135°, Solder pin length (l): 3.2 mm, tinned, orange, Box
26433 | 1630680000 | SL 5.00/22/135B 3.2SN OR BX | PCB plug-in connector, male header, Dovetails for fixing blocks, THT solder connection, 5.00 mm, Number of poles: 22, 135°, Solder pin length (l): 3.2 mm, tinned, orange, Box
26434 | 1630690000 | SL 5.00/23/135B 3.2SN OR BX | PCB plug-in connector, male header, Dovetails for fixing blocks, THT solder connection, 5.00 mm, Number of poles: 23, 135°, Solder pin length (l): 3.2 mm, tinned, orange, Box
26435 | 1630700000 | SL 5.00/24/135B 3.2SN OR BX | PCB plug-in connector, male header, Dovetails for fixing blocks, THT solder connection, 5.00 mm, Number of poles: 24, 135°, Solder pin length (l): 3.2 mm, tinned, orange, Box
26436 | 1632290000 | WTA 1 WDU1.5 | W-Series, Test adapter
26437 | 1632300000 | WTA 1/ZA WDU1.5 | W-Series, Test adapter
26438 | 1632320000 | WTA 2 WDU2.5-10 | W-Series, Test adapter
26439 | 1632330000 | WTA 2/ZA WDU2.5-10 | W-Series, Test adapter
26440 | 1632350000 | WTA 3 WDU4 | W-Series, Test adapter
26441 | 1632360000 | WTA 3/ZA WDU4 | W-Series, Test adapter
26442 | 1632380000 | WTA 6 WTR2.5 | W-Series, Test adapter
26443 | 1632390000 | WTA 6/ZA WTR2.5 | W-Series, Test adapter
26444 | 1632450000 | STA 1/ZA SAK4-10 | SAK Series, Test adapter
26445 | 1633350000 | SLD 3.50/04/90 3.2SN OR BX | PCB plug-in connector, male header, open side, THT solder connection, 3.50 mm, Number of poles: 4, 90°, Solder pin length (l): 3.2 mm, tinned, orange, Box
26446 | 1633360000 | SLD 3.50/06/90 3.2SN OR BX | PCB plug-in connector, male header, open side, THT solder connection, 3.50 mm, Number of poles: 6, 90°, Solder pin length (l): 3.2 mm, tinned, orange, Box
26447 | 1633370000 | SLD 3.50/08/90 3.2SN OR BX | PCB plug-in connector, male header, open side, THT solder connection, 3.50 mm, Number of poles: 8, 90°, Solder pin length (l): 3.2 mm, tinned, orange, Box
26448 | 1633380000 | SLD 3.50/10/90 3.2SN OR BX | PCB plug-in connector, male header, open side, THT solder connection, 3.50 mm, Number of poles: 10, 90°, Solder pin length (l): 3.2 mm, tinned, orange, Box
26449 | 1633390000 | SLD 3.50/12/90 3.2SN OR BX | PCB plug-in connector, male header, open side, THT solder connection, 3.50 mm, Number of poles: 12, 90°, Solder pin length (l): 3.2 mm, tinned, orange, Box
26450 | 1633400000 | SLD 3.50/14/90 3.2SN OR BX | PCB plug-in connector, male header, open side, THT solder connection, 3.50 mm, Number of poles: 14, 90°, Solder pin length (l): 3.2 mm, tinned, orange, Box
26451 | 1633410000 | SLD 3.50/16/90 3.2SN OR BX | PCB plug-in connector, male header, open side, THT solder connection, 3.50 mm, Number of poles: 16, 90°, Solder pin length (l): 3.2 mm, tinned, orange, Box
26452 | 1633420000 | SLD 3.50/18/90 3.2SN OR BX | PCB plug-in connector, male header, open side, THT solder connection, 3.50 mm, Number of poles: 18, 90°, Solder pin length (l): 3.2 mm, tinned, orange, Box
26453 | 1633430000 | SLD 3.50/20/90 3.2SN OR BX | PCB plug-in connector, male header, open side, THT solder connection, 3.50 mm, Number of poles: 20, 90°, Solder pin length (l): 3.2 mm, tinned, orange, Box
26454 | 1633450000 | SLD 3.50/24/90 3.2SN OR BX | PCB plug-in connector, male header, open side, THT solder connection, 3.50 mm, Number of poles: 24, 90°, Solder pin length (l): 3.2 mm, tinned, orange, Box
26455 | 1633490000 | SLD 3.50/32/90 3.2SN OR BX | PCB plug-in connector, male header, open side, THT solder connection, 3.50 mm, Number of poles: 32, 90°, Solder pin length (l): 3.2 mm, tinned, orange, Box
26456 | 1633510000 | SLD 3.50/36/90 3.2SN OR BX | PCB plug-in connector, male header, open side, THT solder connection, 3.50 mm, Number of poles: 36, 90°, Solder pin length (l): 3.2 mm, tinned, orange, Box
26457 | 1633540000 | SLD 3.50/42/90 3.2SN OR BX | PCB plug-in connector, male header, open side, THT solder connection, 3.50 mm, Number of poles: 42, 90°, Solder pin length (l): 3.2 mm, tinned, orange, Box
26458 | 1633550000 | SLD 3.50/44/90 3.2SN OR BX | PCB plug-in connector, male header, open side, THT solder connection, 3.50 mm, Number of poles: 44, 90°, Solder pin length (l): 3.2 mm, tinned, orange, Box
26459 | 1633570000 | SLD 3.50/48/90 3.2SN OR BX | PCB plug-in connector, male header, open side, THT solder connection, 3.50 mm, Number of poles: 48, 90°, Solder pin length (l): 3.2 mm, tinned, orange, Box
26460 | 1633580000 | SLD 3.50/04/90G 3.2SN OR BX | PCB plug-in connector, male header, closed side, THT solder connection, 3.50 mm, Number of poles: 4, 90°, Solder pin length (l): 3.2 mm, tinned, orange, Box
26461 | 1633590000 | SLD 3.50/06/90G 3.2SN OR BX | PCB plug-in connector, male header, closed side, THT solder connection, 3.50 mm, Number of poles: 6, 90°, Solder pin length (l): 3.2 mm, tinned, orange, Box
26462 | 1633600000 | SLD 3.50/08/90G 3.2SN OR BX | PCB plug-in connector, male header, closed side, THT solder connection, 3.50 mm, Number of poles: 8, 90°, Solder pin length (l): 3.2 mm, tinned, orange, Box
26463 | 1633610000 | SLD 3.50/10/90G 3.2SN OR BX | PCB plug-in connector, male header, closed side, THT solder connection, 3.50 mm, Number of poles: 10, 90°, Solder pin length (l): 3.2 mm, tinned, orange, Box
26464 | 1633620000 | SLD 3.50/12/90G 3.2SN OR BX | PCB plug-in connector, male header, closed side, THT solder connection, 3.50 mm, Number of poles: 12, 90°, Solder pin length (l): 3.2 mm, tinned, orange, Box
26465 | 1633630000 | SLD 3.50/14/90G 3.2SN OR BX | PCB plug-in connector, male header, closed side, THT solder connection, 3.50 mm, Number of poles: 14, 90°, Solder pin length (l): 3.2 mm, tinned, orange, Box
26466 | 1633640000 | SLD 3.50/16/90G 3.2SN OR BX | PCB plug-in connector, male header, closed side, THT solder connection, 3.50 mm, Number of poles: 16, 90°, Solder pin length (l): 3.2 mm, tinned, orange, Box
26467 | 1633650000 | SLD 3.50/18/90G 3.2SN OR BX | PCB plug-in connector, male header, closed side, THT solder connection, 3.50 mm, Number of poles: 18, 90°, Solder pin length (l): 3.2 mm, tinned, orange, Box
26468 | 1633660000 | SLD 3.50/20/90G 3.2SN OR BX | PCB plug-in connector, male header, closed side, THT solder connection, 3.50 mm, Number of poles: 20, 90°, Solder pin length (l): 3.2 mm, tinned, orange, Box
26469 | 1633670000 | SLD 3.50/22/90G 3.2SN OR BX | PCB plug-in connector, male header, closed side, THT solder connection, 3.50 mm, Number of poles: 22, 90°, Solder pin length (l): 3.2 mm, tinned, orange, Box
26470 | 1633680000 | SLD 3.50/24/90G 3.2SN OR BX | PCB plug-in connector, male header, closed side, THT solder connection, 3.50 mm, Number of poles: 24, 90°, Solder pin length (l): 3.2 mm, tinned, orange, Box
26471 | 1633690000 | SLD 3.50/26/90G 3.2SN OR BX | PCB plug-in connector, male header, closed side, THT solder connection, 3.50 mm, Number of poles: 26, 90°, Solder pin length (l): 3.2 mm, tinned, orange, Box
26472 | 1633700000 | SLD 3.50/28/90G 3.2SN OR BX | PCB plug-in connector, male header, closed side, THT solder connection, 3.50 mm, Number of poles: 28, 90°, Solder pin length (l): 3.2 mm, tinned, orange, Box
26473 | 1633710000 | SLD 3.50/30/90G 3.2SN OR BX | PCB plug-in connector, male header, closed side, THT solder connection, 3.50 mm, Number of poles: 30, 90°, Solder pin length (l): 3.2 mm, tinned, orange, Box
26474 | 1633720000 | SLD 3.50/32/90G 3.2SN OR BX | PCB plug-in connector, male header, closed side, THT solder connection, 3.50 mm, Number of poles: 32, 90°, Solder pin length (l): 3.2 mm, tinned, orange, Box
26475 | 1633730000 | SLD 3.50/34/90G 3.2SN OR BX | PCB plug-in connector, male header, closed side, THT solder connection, 3.50 mm, Number of poles: 34, 90°, Solder pin length (l): 3.2 mm, tinned, orange, Box
26476 | 1633740000 | SLD 3.50/36/90G 3.2SN OR BX | PCB plug-in connector, male header, closed side, THT solder connection, 3.50 mm, Number of poles: 36, 90°, Solder pin length (l): 3.2 mm, tinned, orange, Box
26477 | 1633760000 | SLD 3.50/40/90G 3.2SN OR BX | PCB plug-in connector, male header, closed side, THT solder connection, 3.50 mm, Number of poles: 40, 90°, Solder pin length (l): 3.2 mm, tinned, orange, Box
26478 | 1633770000 | SLD 3.50/42/90G 3.2SN OR BX | PCB plug-in connector, male header, closed side, THT solder connection, 3.50 mm, Number of poles: 42, 90°, Solder pin length (l): 3.2 mm, tinned, orange, Box
26479 | 1633780000 | SLD 3.50/44/90G 3.2SN OR BX | PCB plug-in connector, male header, closed side, THT solder connection, 3.50 mm, Number of poles: 44, 90°, Solder pin length (l): 3.2 mm, tinned, orange, Box
26480 | 1633790000 | SLD 3.50/46/90G 3.2SN OR BX | PCB plug-in connector, male header, closed side, THT solder connection, 3.50 mm, Number of poles: 46, 90°, Solder pin length (l): 3.2 mm, tinned, orange, Box
26481 | 1633800000 | SLD 3.50/48/90G 3.2SN OR BX | PCB plug-in connector, male header, closed side, THT solder connection, 3.50 mm, Number of poles: 48, 90°, Solder pin length (l): 3.2 mm, tinned, orange, Box
26482 | 1633810000 | SLD 3.50/04/90F 3.2SN OR BX | PCB plug-in connector, male header, Flange, THT solder connection, 3.50 mm, Number of poles: 4, 90°, Solder pin length (l): 3.2 mm, tinned, orange, Box
26483 | 1633820000 | SLD 3.50/06/90F 3.2SN OR BX | PCB plug-in connector, male header, Flange, THT solder connection, 3.50 mm, Number of poles: 6, 90°, Solder pin length (l): 3.2 mm, tinned, orange, Box
26484 | 1633830000 | SLD 3.50/08/90F 3.2SN OR BX | PCB plug-in connector, male header, Flange, THT solder connection, 3.50 mm, Number of poles: 8, 90°, Solder pin length (l): 3.2 mm, tinned, orange, Box
26485 | 1633840000 | SLD 3.50/10/90F 3.2SN OR BX | PCB plug-in connector, male header, Flange, THT solder connection, 3.50 mm, Number of poles: 10, 90°, Solder pin length (l): 3.2 mm, tinned, orange, Box
26486 | 1633850000 | SLD 3.50/12/90F 3.2SN OR BX | PCB plug-in connector, male header, Flange, THT solder connection, 3.50 mm, Number of poles: 12, 90°, Solder pin length (l): 3.2 mm, tinned, orange, Box
26487 | 1633860000 | SLD 3.50/14/90F 3.2SN OR BX | PCB plug-in connector, male header, Flange, THT solder connection, 3.50 mm, Number of poles: 14, 90°, Solder pin length (l): 3.2 mm, tinned, orange, Box
26488 | 1633870000 | SLD 3.50/16/90F 3.2SN OR BX | PCB plug-in connector, male header, Flange, THT solder connection, 3.50 mm, Number of poles: 16, 90°, Solder pin length (l): 3.2 mm, tinned, orange, Box
26489 | 1633880000 | SLD 3.50/18/90F 3.2SN OR BX | PCB plug-in connector, male header, Flange, THT solder connection, 3.50 mm, Number of poles: 18, 90°, Solder pin length (l): 3.2 mm, tinned, orange, Box
26490 | 1633890000 | SLD 3.50/20/90F 3.2SN OR BX | PCB plug-in connector, male header, Flange, THT solder connection, 3.50 mm, Number of poles: 20, 90°, Solder pin length (l): 3.2 mm, tinned, orange, Box
26491 | 1633900000 | SLD 3.50/22/90F 3.2SN OR BX | PCB plug-in connector, male header, Flange, THT solder connection, 3.50 mm, Number of poles: 22, 90°, Solder pin length (l): 3.2 mm, tinned, orange, Box
26492 | 1633910000 | SLD 3.50/24/90F 3.2SN OR BX | PCB plug-in connector, male header, Flange, THT solder connection, 3.50 mm, Number of poles: 24, 90°, Solder pin length (l): 3.2 mm, tinned, orange, Box
26493 | 1633920000 | SLD 3.50/26/90F 3.2SN OR BX | PCB plug-in connector, male header, Flange, THT solder connection, 3.50 mm, Number of poles: 26, 90°, Solder pin length (l): 3.2 mm, tinned, orange, Box
26494 | 1633930000 | SLD 3.50/28/90F 3.2SN OR BX | PCB plug-in connector, male header, Flange, THT solder connection, 3.50 mm, Number of poles: 28, 90°, Solder pin length (l): 3.2 mm, tinned, orange, Box
26495 | 1633940000 | SLD 3.50/30/90F 3.2SN OR BX | PCB plug-in connector, male header, Flange, THT solder connection, 3.50 mm, Number of poles: 30, 90°, Solder pin length (l): 3.2 mm, tinned, orange, Box
26496 | 1633950000 | SLD 3.50/32/90F 3.2SN OR BX | PCB plug-in connector, male header, Flange, THT solder connection, 3.50 mm, Number of poles: 32, 90°, Solder pin length (l): 3.2 mm, tinned, orange, Box
26497 | 1633960000 | SLD 3.50/34/90F 3.2SN OR BX | PCB plug-in connector, male header, Flange, THT solder connection, 3.50 mm, Number of poles: 34, 90°, Solder pin length (l): 3.2 mm, tinned, orange, Box
26498 | 1633970000 | SLD 3.50/36/90F 3.2SN OR BX | PCB plug-in connector, male header, Flange, THT solder connection, 3.50 mm, Number of poles: 36, 90°, Solder pin length (l): 3.2 mm, tinned, orange, Box
26499 | 1633980000 | SLD 3.50/38/90F 3.2SN OR BX | PCB plug-in connector, male header, Flange, THT solder connection, 3.50 mm, Number of poles: 38, 90°, Solder pin length (l): 3.2 mm, tinned, orange, Box
26500 | 1633990000 | SLD 3.50/40/90F 3.2SN OR BX | PCB plug-in connector, male header, Flange, THT solder connection, 3.50 mm, Number of poles: 40, 90°, Solder pin length (l): 3.2 mm, tinned, orange, Box
26501 | 1634000000 | SLD 3.50/42/90F 3.2SN OR BX | PCB plug-in connector, male header, Flange, THT solder connection, 3.50 mm, Number of poles: 42, 90°, Solder pin length (l): 3.2 mm, tinned, orange, Box
26502 | 1634010000 | SLD 3.50/44/90F 3.2SN OR BX | PCB plug-in connector, male header, Flange, THT solder connection, 3.50 mm, Number of poles: 44, 90°, Solder pin length (l): 3.2 mm, tinned, orange, Box
26503 | 1634020000 | SLD 3.50/46/90F 3.2SN OR BX | PCB plug-in connector, male header, Flange, THT solder connection, 3.50 mm, Number of poles: 46, 90°, Solder pin length (l): 3.2 mm, tinned, orange, Box
26504 | 1634030000 | SLD 3.50/48/90F 3.2SN OR BX | PCB plug-in connector, male header, Flange, THT solder connection, 3.50 mm, Number of poles: 48, 90°, Solder pin length (l): 3.2 mm, tinned, orange, Box
26505 | 1634120000 | SLD 3.50/20/90 4.5SN BK BX | PCB plug-in connector, male header, open side, THT solder connection, 3.50 mm, Number of poles: 20, 90°, Solder pin length (l): 4.5 mm, tinned, black, Box
26506 | 1634280000 | SLD 3.50/06/90G 4.5SN BK BX | PCB plug-in connector, male header, closed side, THT solder connection, 3.50 mm, Number of poles: 6, 90°, Solder pin length (l): 4.5 mm, tinned, black, Box
26507 | 1634310000 | SLD 3.50/12/90G 4.5SN BK BX | PCB plug-in connector, male header, closed side, THT solder connection, 3.50 mm, Number of poles: 12, 90°, Solder pin length (l): 4.5 mm, tinned, black, Box
26508 | 1634330000 | SLD 3.50/16/90G 4.5SN BK BX | PCB plug-in connector, male header, closed side, THT solder connection, 3.50 mm, Number of poles: 16, 90°, Solder pin length (l): 4.5 mm, tinned, black, Box
26509 | 1634350000 | SLD 3.50/20/90G 4.5SN BK BX | PCB plug-in connector, male header, closed side, THT solder connection, 3.50 mm, Number of poles: 20, 90°, Solder pin length (l): 4.5 mm, tinned, black, Box
26510 | 1634370000 | SLD 3.50/24/90G 4.5SN BK BX | PCB plug-in connector, male header, closed side, THT solder connection, 3.50 mm, Number of poles: 24, 90°, Solder pin length (l): 4.5 mm, tinned, black, Box
26511 | 1634390000 | SLD 3.50/28/90G 4.5SN BK BX | PCB plug-in connector, male header, closed side, THT solder connection, 3.50 mm, Number of poles: 28, 90°, Solder pin length (l): 4.5 mm, tinned, black, Box
26512 | 1634410000 | SLD 3.50/32/90G 4.5SN BK BX | PCB plug-in connector, male header, closed side, THT solder connection, 3.50 mm, Number of poles: 32, 90°, Solder pin length (l): 4.5 mm, tinned, black, Box
26513 | 1634640000 | SLD 3.50/32/90F 4.5SN BK BX | PCB plug-in connector, male header, Flange, THT solder connection, 3.50 mm, Number of poles: 32, 90°, Solder pin length (l): 4.5 mm, tinned, black, Box
26514 | 1636560000 | WQV 16N/2 | W-Series, Cross-connector, For the terminals, Number of poles: 2
26515 | 1636570000 | WQV 16N/3 | W-Series, Cross-connector, For the terminals, Number of poles: 3
26516 | 1636580000 | WQV 16N/4 | W-Series, Cross-connector, For the terminals, Number of poles: 4
26517 | 1641110000 | SLD 3.50V/04/180G 3.2SN OR BX | PCB plug-in connector, male header, closed side, THT solder connection, 3.50 mm, Number of poles: 4, 180°, Solder pin length (l): 3.2 mm, tinned, orange, Box
26518 | 1641120000 | SLD 3.50V/08/180G 3.2SN OR BX | PCB plug-in connector, male header, closed side, THT solder connection, 3.50 mm, Number of poles: 8, 180°, Solder pin length (l): 3.2 mm, tinned, orange, Box
26519 | 1641130000 | SLD 3.50V/12/180G 3.2SN OR BX | PCB plug-in connector, male header, closed side, THT solder connection, 3.50 mm, Number of poles: 12, 180°, Solder pin length (l): 3.2 mm, tinned, orange, Box
26520 | 1641140000 | SLD 3.50V/16/180G 3.2SN OR BX | PCB plug-in connector, male header, closed side, THT solder connection, 3.50 mm, Number of poles: 16, 180°, Solder pin length (l): 3.2 mm, tinned, orange, Box
26521 | 1641150000 | SLD 3.50V/20/180G 3.2SN OR BX | PCB plug-in connector, male header, closed side, THT solder connection, 3.50 mm, Number of poles: 20, 180°, Solder pin length (l): 3.2 mm, tinned, orange, Box
26522 | 1641160000 | SLD 3.50V/24/180G 3.2SN OR BX | PCB plug-in connector, male header, closed side, THT solder connection, 3.50 mm, Number of poles: 24, 180°, Solder pin length (l): 3.2 mm, tinned, orange, Box
26523 | 1641170000 | SLD 3.50V/28/180G 3.2SN OR BX | PCB plug-in connector, male header, closed side, THT solder connection, 3.50 mm, Number of poles: 28, 180°, Solder pin length (l): 3.2 mm, tinned, orange, Box
26524 | 1641180000 | SLD 3.50V/32/180G 3.2SN OR BX | PCB plug-in connector, male header, closed side, THT solder connection, 3.50 mm, Number of poles: 32, 180°, Solder pin length (l): 3.2 mm, tinned, orange, Box
26525 | 1641190000 | SLD 3.50V/36/180G 3.2SN OR BX | PCB plug-in connector, male header, closed side, THT solder connection, 3.50 mm, Number of poles: 36, 180°, Solder pin length (l): 3.2 mm, tinned, orange, Box
26526 | 1641200000 | SLD 3.50V/40/180G 3.2SN OR BX | PCB plug-in connector, male header, closed side, THT solder connection, 3.50 mm, Number of poles: 40, 180°, Solder pin length (l): 3.2 mm, tinned, orange, Box
26527 | 1641210000 | SLD 3.50V/44/180G 3.2SN OR BX | PCB plug-in connector, male header, closed side, THT solder connection, 3.50 mm, Number of poles: 44, 180°, Solder pin length (l): 3.2 mm, tinned, orange, Box
26528 | 1641220000 | SLD 3.50V/48/180G 3.2SN OR BX | PCB plug-in connector, male header, closed side, THT solder connection, 3.50 mm, Number of poles: 48, 180°, Solder pin length (l): 3.2 mm, tinned, orange, Box
26529 | 1641240000 | SLD 3.50 V/04/180F 3.2 SN OR BX | PCB plug-in connector, male header, Flange, THT solder connection, 3.50 mm, Number of poles: 4, 180°, Solder pin length (l): 3.2 mm, tinned, orange, Box
26530 | 1641250000 | SLD 3.50 V/08/180F 3.2 SN OR BX | PCB plug-in connector, male header, Flange, THT solder connection, 3.50 mm, Number of poles: 8, 180°, Solder pin length (l): 3.2 mm, tinned, orange, Box
26531 | 1641260000 | SLD 3.50 V/12/180F 3.2 SN OR BX | PCB plug-in connector, male header, Flange, THT solder connection, 3.50 mm, Number of poles: 12, 180°, Solder pin length (l): 3.2 mm, tinned, orange, Box
26532 | 1641270000 | SLD 3.50 V/16/180F 3.2 SN OR BX | PCB plug-in connector, male header, Flange, THT solder connection, 3.50 mm, Number of poles: 16, 180°, Solder pin length (l): 3.2 mm, tinned, orange, Box
26533 | 1641280000 | SLD 3.50 V/20/180F 3.2 SN OR BX | PCB plug-in connector, male header, Flange, THT solder connection, 3.50 mm, Number of poles: 20, 180°, Solder pin length (l): 3.2 mm, tinned, orange, Box
26534 | 1641290000 | SLD 3.50 V/24/180F 3.2 SN OR BX | PCB plug-in connector, male header, Flange, THT solder connection, 3.50 mm, Number of poles: 24, 180°, Solder pin length (l): 3.2 mm, tinned, orange, Box
26535 | 1641300000 | SLD 3.50 V/28/180F 3.2 SN OR BX | PCB plug-in connector, male header, Flange, THT solder connection, 3.50 mm, Number of poles: 28, 180°, Solder pin length (l): 3.2 mm, tinned, orange, Box
26536 | 1641310000 | SLD 3.50 V/32/180F 3.2 SN OR BX | PCB plug-in connector, male header, Flange, THT solder connection, 3.50 mm, Number of poles: 32, 180°, Solder pin length (l): 3.2 mm, tinned, orange, Box
26537 | 1641320000 | SLD 3.50 V/36/180F 3.2 SN OR BX | PCB plug-in connector, male header, Flange, THT solder connection, 3.50 mm, Number of poles: 36, 180°, Solder pin length (l): 3.2 mm, tinned, orange, Box
26538 | 1641330000 | SLD 3.50 V/40/180F 3.2 SN OR BX | PCB plug-in connector, male header, Flange, THT solder connection, 3.50 mm, Number of poles: 40, 180°, Solder pin length (l): 3.2 mm, tinned, orange, Box
26539 | 1641340000 | SLD 3.50 V/44/180F 3.2 SN OR BX | PCB plug-in connector, male header, Flange, THT solder connection, 3.50 mm, Number of poles: 44, 180°, Solder pin length (l): 3.2 mm, tinned, orange, Box
26540 | 1641350000 | SLD 3.50 V/48/180F 3.2 SN OR BX | PCB plug-in connector, male header, Flange, THT solder connection, 3.50 mm, Number of poles: 48, 180°, Solder pin length (l): 3.2 mm, tinned, orange, Box
26541 | 1641760000 | SLD 3.50V/16/180G 4.5SN BK BX | PCB plug-in connector, male header, closed side, THT solder connection, 3.50 mm, Number of poles: 16, 180°, Solder pin length (l): 4.5 mm, tinned, black, Box
26542 | 1641780000 | SLD 3.50V/24/180G 4.5SN BK BX | PCB plug-in connector, male header, closed side, THT solder connection, 3.50 mm, Number of poles: 24, 180°, Solder pin length (l): 4.5 mm, tinned, black, Box
26543 | 1641800000 | SLD 3.50V/32/180G 4.5SN BK BX | PCB plug-in connector, male header, closed side, THT solder connection, 3.50 mm, Number of poles: 32, 180°, Solder pin length (l): 4.5 mm, tinned, black, Box
26544 | 1642120000 | SLD 3.50V/16/90 3.2SN OR BX | PCB plug-in connector, male header, closed side, THT solder connection, 3.50 mm, Number of poles: 16, 90°, Solder pin length (l): 3.2 mm, tinned, orange, Box
26545 | 1642130000 | SLD 3.50V/20/90 3.2SN OR BX | PCB plug-in connector, male header, closed side, THT solder connection, 3.50 mm, Number of poles: 20, 90°, Solder pin length (l): 3.2 mm, tinned, orange, Box
26546 | 1642140000 | SLD 3.50 V/24/90 3.2SN OR BX | PCB plug-in connector, male header, closed side, THT solder connection, 3.50 mm, Number of poles: 24, 90°, Solder pin length (l): 3.2 mm, tinned, orange, Box
26547 | 1642150000 | SLD 3.50 V/28/90 3.2SN OR BX | PCB plug-in connector, male header, closed side, THT solder connection, 3.50 mm, Number of poles: 28, 90°, Solder pin length (l): 3.2 mm, tinned, orange, Box
26548 | 1642240000 | SLD 3.50V/04/90G 3.2SN OR BX | PCB plug-in connector, male header, closed side, THT solder connection, 3.50 mm, Number of poles: 4, 90°, Solder pin length (l): 3.2 mm, tinned, orange, Box
26549 | 1642250000 | SLD 3.50V/08/90G 3.2SN OR BX | PCB plug-in connector, male header, closed side, THT solder connection, 3.50 mm, Number of poles: 8, 90°, Solder pin length (l): 3.2 mm, tinned, orange, Box
26550 | 1642260000 | SLD 3.50V/12/90G 3.2SN OR BX | PCB plug-in connector, male header, closed side, THT solder connection, 3.50 mm, Number of poles: 12, 90°, Solder pin length (l): 3.2 mm, tinned, orange, Box
26551 | 1642270000 | SLD 3.50V/16/90G 3.2SN OR BX | PCB plug-in connector, male header, closed side, THT solder connection, 3.50 mm, Number of poles: 16, 90°, Solder pin length (l): 3.2 mm, tinned, orange, Box
26552 | 1642280000 | SLD 3.50V/20/90G 3.2SN OR BX | PCB plug-in connector, male header, closed side, THT solder connection, 3.50 mm, Number of poles: 20, 90°, Solder pin length (l): 3.2 mm, tinned, orange, Box
26553 | 1642290000 | SLD 3.50V/24/90G 3.2SN OR BX | PCB plug-in connector, male header, closed side, THT solder connection, 3.50 mm, Number of poles: 24, 90°, Solder pin length (l): 3.2 mm, tinned, orange, Box
26554 | 1642300000 | SLD 3.50V/28/90G 3.2SN OR BX | PCB plug-in connector, male header, closed side, THT solder connection, 3.50 mm, Number of poles: 28, 90°, Solder pin length (l): 3.2 mm, tinned, orange, Box
26555 | 1642310000 | SLD 3.50V/32/90G 3.2SN OR BX | PCB plug-in connector, male header, closed side, THT solder connection, 3.50 mm, Number of poles: 32, 90°, Solder pin length (l): 3.2 mm, tinned, orange, Box
26556 | 1642320000 | SLD 3.50V/36/90G 3.2SN OR BX | PCB plug-in connector, male header, closed side, THT solder connection, 3.50 mm, Number of poles: 36, 90°, Solder pin length (l): 3.2 mm, tinned, orange, Box
26557 | 1642330000 | SLD 3.50V/40/90G 3.2SN OR BX | PCB plug-in connector, male header, closed side, THT solder connection, 3.50 mm, Number of poles: 40, 90°, Solder pin length (l): 3.2 mm, tinned, orange, Box
26558 | 1642340000 | SLD 3.50V/44/90G 3.2SN OR BX | PCB plug-in connector, male header, closed side, THT solder connection, 3.50 mm, Number of poles: 44, 90°, Solder pin length (l): 3.2 mm, tinned, orange, Box
26559 | 1642350000 | SLD 3.50V/48/90G 3.2SN OR BX | PCB plug-in connector, male header, closed side, THT solder connection, 3.50 mm, Number of poles: 48, 90°, Solder pin length (l): 3.2 mm, tinned, orange, Box
26560 | 1642370000 | SLD 3.50 V/04/90F 3.2 SN OR BX | PCB plug-in connector, male header, Flange, THT solder connection, 3.50 mm, Number of poles: 4, 90°, Solder pin length (l): 3.2 mm, tinned, orange, Box
26561 | 1642380000 | SLD 3.50 V/08/90F 3.2 SN OR BX | PCB plug-in connector, male header, Flange, THT solder connection, 3.50 mm, Number of poles: 8, 90°, Solder pin length (l): 3.2 mm, tinned, orange, Box
26562 | 1642390000 | SLD 3.50 V/12/90F 3.2 SN OR BX | PCB plug-in connector, male header, Flange, THT solder connection, 3.50 mm, Number of poles: 12, 90°, Solder pin length (l): 3.2 mm, tinned, orange, Box
26563 | 1642400000 | SLD 3.50 V/16/90F 3.2 SN OR BX | PCB plug-in connector, male header, Flange, THT solder connection, 3.50 mm, Number of poles: 16, 90°, Solder pin length (l): 3.2 mm, tinned, orange, Box
26564 | 1642410000 | SLD 3.50 V/20/90F 3.2 SN OR BX | PCB plug-in connector, male header, Flange, THT solder connection, 3.50 mm, Number of poles: 20, 90°, Solder pin length (l): 3.2 mm, tinned, orange, Box
26565 | 1642420000 | SLD 3.50 V/24/90F 3.2 SN OR BX | PCB plug-in connector, male header, Flange, THT solder connection, 3.50 mm, Number of poles: 24, 90°, Solder pin length (l): 3.2 mm, tinned, orange, Box
26566 | 1642430000 | SLD 3.50 V/28/90F 3.2 SN OR BX | PCB plug-in connector, male header, Flange, THT solder connection, 3.50 mm, Number of poles: 28, 90°, Solder pin length (l): 3.2 mm, tinned, orange, Box
26567 | 1642440000 | SLD 3.50 V/32/90F 3.2 SN OR BX | PCB plug-in connector, male header, Flange, THT solder connection, 3.50 mm, Number of poles: 32, 90°, Solder pin length (l): 3.2 mm, tinned, orange, Box
26568 | 1642450000 | SLD 3.50 V/36/90F 3.2 SN OR BX | PCB plug-in connector, male header, Flange, THT solder connection, 3.50 mm, Number of poles: 36, 90°, Solder pin length (l): 3.2 mm, tinned, orange, Box
26569 | 1642460000 | SLD 3.50 V/40/90F 3.2 SN OR BX | PCB plug-in connector, male header, Flange, THT solder connection, 3.50 mm, Number of poles: 40, 90°, Solder pin length (l): 3.2 mm, tinned, orange, Box
26570 | 1642470000 | SLD 3.50 V/44/90F 3.2 SN OR BX | PCB plug-in connector, male header, Flange, THT solder connection, 3.50 mm, Number of poles: 44, 90°, Solder pin length (l): 3.2 mm, tinned, orange, Box
26571 | 1642480000 | SLD 3.50 V/48/90F 3.2 SN OR BX | PCB plug-in connector, male header, Flange, THT solder connection, 3.50 mm, Number of poles: 48, 90°, Solder pin length (l): 3.2 mm, tinned, orange, Box
26572 | 1642860000 | SLD 3.50V/04/90G 4.5SN BK BX | PCB plug-in connector, male header, closed side, THT solder connection, 3.50 mm, Number of poles: 4, 90°, Solder pin length (l): 4.5 mm, tinned, black, Box
26573 | 1642870000 | SLD 3.50V/08/90G 4.5SN BK BX | PCB plug-in connector, male header, closed side, THT solder connection, 3.50 mm, Number of poles: 8, 90°, Solder pin length (l): 4.5 mm, tinned, black, Box
26574 | 1642930000 | SLD 3.50 V/32/90G 4.5 SN BK BX | PCB plug-in connector, male header, closed side, THT solder connection, 3.50 mm, Number of poles: 32, 90°, Solder pin length (l): 4.5 mm, tinned, black, Box
26575 | 1643150000 | SLD 3.50 V/24/90F 4.5 SN BK BX | PCB plug-in connector, male header, Flange, THT solder connection, 3.50 mm, Number of poles: 24, 90°, Solder pin length (l): 4.5 mm, tinned, black, Box
26576 | 1643200000 | SLD 3.50 V/44/90F 4.5 SN BK BX | PCB plug-in connector, male header, Flange, THT solder connection, 3.50 mm, Number of poles: 44, 90°, Solder pin length (l): 4.5 mm, tinned, black, Box
26577 | 1643210000 | SLD 3.50 V/48/90F 4.5 SN BK BX | PCB plug-in connector, male header, Flange, THT solder connection, 3.50 mm, Number of poles: 48, 90°, Solder pin length (l): 4.5 mm, tinned, black, Box
26578 | 1650210000 | WTA 7 WSI6 | W-Series, Test adapter
26579 | 1653730000 | SLD 5.00/10/90G 4.5 SN BK BX | PCB plug-in connector, male header, closed side, THT solder connection, 5.00 mm, Number of poles: 10, 90°, Solder pin length (l): 4.5 mm, tinned, black, Box
26580 | 1653760000 | SLD 5.00/16/90G 4.5 SN BK BX | PCB plug-in connector, male header, closed side, THT solder connection, 5.00 mm, Number of poles: 16, 90°, Solder pin length (l): 4.5 mm, tinned, black, Box
26581 | 1653800000 | SLD 5.00/24/90G 4.5 SN BK BX | PCB plug-in connector, male header, closed side, THT solder connection, 5.00 mm, Number of poles: 24, 90°, Solder pin length (l): 4.5 mm, tinned, black, Box
26582 | 1669650000 | SLD 3.50V/22/90G 3.2SN OR BX | PCB plug-in connector, male header, closed side, THT solder connection, 3.50 mm, Number of poles: 22, 90°, Solder pin length (l): 3.2 mm, tinned, orange, Box
26583 | 1669660000 | SLD 3.50V/22/90F 3.2SN OR BX | PCB plug-in connector, male header, Flange, THT solder connection, 3.50 mm, Number of poles: 22, 90°, Solder pin length (l): 3.2 mm, tinned, orange, Box
26584 | 1687640000 | WQV 16N/2 BL | W-Series, Cross-connector, For the terminals, Number of poles: 2
26585 | 1698920000 | SLD 3.50V/38/180 4.5SN BK BX | PCB plug-in connector, male header, open side, THT solder connection, 3.50 mm, Number of poles: 38, 180°, Solder pin length (l): 4.5 mm, tinned, black, Box
26586 | 1699000000 | SLD 3.50V/26/180G 4.5SN BK BX | PCB plug-in connector, male header, closed side, THT solder connection, 3.50 mm, Number of poles: 26, 180°, Solder pin length (l): 4.5 mm, tinned, black, Box
26587 | 1699270000 | SLD 3.50V/06/90G 4.5SN BK BX | PCB plug-in connector, male header, closed side, THT solder connection, 3.50 mm, Number of poles: 6, 90°, Solder pin length (l): 4.5 mm, tinned, black, Box
26588 | 1723800000 | BS 35II KLBUE HOLDER | Clamping yoke, Set of fixings, Steel
26589 | 1723810000 | BS 35II KLBUE3-8 | Clamping yoke, Set of fixings, Steel
26590 | 1723820000 | BS 35II/KLBUE 4-13.5 | Clamping yoke, Set of fixings, Steel
26591 | 1749430000 | BS 35II KLBUE3-8/2X2-6 | Clamping yoke, Set of fixings, Steel
26592 | 1752982001 | SL-SMT 3.50/02/180G 1.5SN BK BX | PCB plug-in connector, male header, closed side, THT/THR solder connection, 3.50 mm, Number of poles: 2, 180°, Solder pin length (l): 1.5 mm, tinned, black, Box
26593 | 1752992001 | SL-SMT 3.50/03/180G 1.5SN BK BX | PCB plug-in connector, male header, closed side, THT/THR solder connection, 3.50 mm, Number of poles: 3, 180°, Solder pin length (l): 1.5 mm, tinned, black, Box
26594 | 1753002001 | SL-SMT 3.50/04/180G 1.5SN BK BX | PCB plug-in connector, male header, closed side, THT/THR solder connection, 3.50 mm, Number of poles: 4, 180°, Solder pin length (l): 1.5 mm, tinned, black, Box
26595 | 1753012001 | SL-SMT 3.50/05/180G 1.5SN BK BX | PCB plug-in connector, male header, closed side, THT/THR solder connection, 3.50 mm, Number of poles: 5, 180°, Solder pin length (l): 1.5 mm, tinned, black, Box
26596 | 1753022001 | SL-SMT 3.50/06/180G 1.5SN BK BX | PCB plug-in connector, male header, closed side, THT/THR solder connection, 3.50 mm, Number of poles: 6, 180°, Solder pin length (l): 1.5 mm, tinned, black, Box
26597 | 1753032001 | SL-SMT 3.50/07/180G 1.5SN BK BX | PCB plug-in connector, male header, closed side, THT/THR solder connection, 3.50 mm, Number of poles: 7, 180°, Solder pin length (l): 1.5 mm, tinned, black, Box
26598 | 1753042001 | SL-SMT 3.50/08/180G 1.5SN BK BX | PCB plug-in connector, male header, closed side, THT/THR solder connection, 3.50 mm, Number of poles: 8, 180°, Solder pin length (l): 1.5 mm, tinned, black, Box
26599 | 1753052001 | SL-SMT 3.50/09/180G 1.5SN BK BX | PCB plug-in connector, male header, closed side, THT/THR solder connection, 3.50 mm, Number of poles: 9, 180°, Solder pin length (l): 1.5 mm, tinned, black, Box
26600 | 1753062001 | SL-SMT 3.50/10/180G 1.5SN BK BX | PCB plug-in connector, male header, closed side, THT/THR solder connection, 3.50 mm, Number of poles: 10, 180°, Solder pin length (l): 1.5 mm, tinned, black, Box
26601 | 1753072001 | SL-SMT 3.50/11/180G 1.5SN BK BX | PCB plug-in connector, male header, closed side, THT/THR solder connection, 3.50 mm, Number of poles: 11, 180°, Solder pin length (l): 1.5 mm, tinned, black, Box
26602 | 1753082001 | SL-SMT 3.50/12/180G 1.5SN BK BX | PCB plug-in connector, male header, closed side, THT/THR solder connection, 3.50 mm, Number of poles: 12, 180°, Solder pin length (l): 1.5 mm, tinned, black, Box
26603 | 1753083001 | SL-SMT 3.50/12/180G 1.5SN BK TR | PCB plug-in connector, male header, closed side, THT/THR solder connection, 3.50 mm, Number of poles: 12, 180°, Solder pin length (l): 1.5 mm, tinned, black, Tray
26604 | 1753092001 | SL-SMT 3.50/13/180G 1.5SN BK BX | PCB plug-in connector, male header, closed side, THT/THR solder connection, 3.50 mm, Number of poles: 13, 180°, Solder pin length (l): 1.5 mm, tinned, black, Box
26605 | 1753102001 | SL-SMT 3.50/14/180G 1.5SN BK BX | PCB plug-in connector, male header, closed side, THT/THR solder connection, 3.50 mm, Number of poles: 14, 180°, Solder pin length (l): 1.5 mm, tinned, black, Box
26606 | 1753122001 | SL-SMT 3.50/16/180G 1.5SN BK BX | PCB plug-in connector, male header, closed side, THT/THR solder connection, 3.50 mm, Number of poles: 16, 180°, Solder pin length (l): 1.5 mm, tinned, black, Box
26607 | 1753142001 | SL-SMT 3.50/18/180G 1.5SN BK BX | PCB plug-in connector, male header, closed side, THT/THR solder connection, 3.50 mm, Number of poles: 18, 180°, Solder pin length (l): 1.5 mm, tinned, black, Box
26608 | 1753202001 | SL-SMT 3.50/24/180G 1.5SN BK BX | PCB plug-in connector, male header, closed side, THT/THR solder connection, 3.50 mm, Number of poles: 24, 180°, Solder pin length (l): 1.5 mm, tinned, black, Box
26609 | 1754250000 | ZQV 1.5N/R3.5/6 GE | Accessories, Cross-connector, 17.5 A
26610 | 1754260000 | ZQV 1.5N/R3.5/7 GE | Accessories, Cross-connector, 17.5 A
26611 | 1754270000 | ZQV 1.5N/R3.5/8 GE | Accessories, Cross-connector, 17.5 A
26612 | 1754300000 | ZQV 1.5N/R3.5/30 GE | Accessories, Cross-connector, 17.5 A
26613 | 1758250000 | ZQV 4N/2 GE | Accessories, Cross-connector, 32 A
26614 | 1758270000 | ZQV 4N/41 | Accessories, Cross-connector, 32 A
26615 | 1760720000 | BS 35/WSH 2 | Accessories, Set of fixings, Steel
26616 | 1760812001 | SL-SMT 3.50/10/180 1.5SN BK BX | PCB plug-in connector, male header, open side, THT/THR solder connection, 3.50 mm, Number of poles: 10, 180°, Solder pin length (l): 1.5 mm, tinned, black, Box
26617 | 1760962001 | SL-SMT 3.50/02/180F 1.5SN BK BX | PCB plug-in connector, male header, Flange, THT/THR solder connection, 3.50 mm, Number of poles: 2, 180°, Solder pin length (l): 1.5 mm, tinned, black, Box
26618 | 1760972001 | SL-SMT 3.50/03/180F 1.5SN BK BX | PCB plug-in connector, male header, Flange, THT/THR solder connection, 3.50 mm, Number of poles: 3, 180°, Solder pin length (l): 1.5 mm, tinned, black, Box
26619 | 1760982001 | SL-SMT 3.50/04/180F 1.5SN BK BX | PCB plug-in connector, male header, Flange, THT/THR solder connection, 3.50 mm, Number of poles: 4, 180°, Solder pin length (l): 1.5 mm, tinned, black, Box
26620 | 1760992001 | SL-SMT 3.50/05/180F 1.5SN BK BX | PCB plug-in connector, male header, Flange, THT/THR solder connection, 3.50 mm, Number of poles: 5, 180°, Solder pin length (l): 1.5 mm, tinned, black, Box
26621 | 1761002001 | SL-SMT 3.50/06/180F 1.5SN BK BX | PCB plug-in connector, male header, Flange, THT/THR solder connection, 3.50 mm, Number of poles: 6, 180°, Solder pin length (l): 1.5 mm, tinned, black, Box
26622 | 1761022001 | SL-SMT 3.50/08/180F 1.5SN BK BX | PCB plug-in connector, male header, Flange, THT/THR solder connection, 3.50 mm, Number of poles: 8, 180°, Solder pin length (l): 1.5 mm, tinned, black, Box
26623 | 1761042001 | SL-SMT 3.50/10/180F 1.5SN BK BX | PCB plug-in connector, male header, Flange, THT/THR solder connection, 3.50 mm, Number of poles: 10, 180°, Solder pin length (l): 1.5 mm, tinned, black, Box
26624 | 1761122001 | SL-SMT 3.50/18/180F 1.5SN BK BX | PCB plug-in connector, male header, Flange, THT/THR solder connection, 3.50 mm, Number of poles: 18, 180°, Solder pin length (l): 1.5 mm, tinned, black, Box
26625 | 1761542001 | SL-SMT 3.50/02/90G 1.5SN BK BX | PCB plug-in connector, male header, closed side, THT/THR solder connection, 3.50 mm, Number of poles: 2, 90°, Solder pin length (l): 1.5 mm, tinned, black, Box
26626 | 1761552001 | SL-SMT 3.50/03/90G 1.5SN BK BX | PCB plug-in connector, male header, closed side, THT/THR solder connection, 3.50 mm, Number of poles: 3, 90°, Solder pin length (l): 1.5 mm, tinned, black, Box
26627 | 1761562001 | SL-SMT 3.50/04/90G 1.5SN BK BX | PCB plug-in connector, male header, closed side, THT/THR solder connection, 3.50 mm, Number of poles: 4, 90°, Solder pin length (l): 1.5 mm, tinned, black, Box
26628 | 1761572001 | SL-SMT 3.50/05/90G 1.5SN BK BX | PCB plug-in connector, male header, closed side, THT/THR solder connection, 3.50 mm, Number of poles: 5, 90°, Solder pin length (l): 1.5 mm, tinned, black, Box
26629 | 1761582001 | SL-SMT 3.50/06/90G 1.5SN BK BX | PCB plug-in connector, male header, closed side, THT/THR solder connection, 3.50 mm, Number of poles: 6, 90°, Solder pin length (l): 1.5 mm, tinned, black, Box
26630 | 1761602001 | SL-SMT 3.50/08/90G 1.5SN BK BX | PCB plug-in connector, male header, closed side, THT/THR solder connection, 3.50 mm, Number of poles: 8, 90°, Solder pin length (l): 1.5 mm, tinned, black, Box
26631 | 1761612001 | SL-SMT 3.50/09/90G 1.5SN BK BX | PCB plug-in connector, male header, closed side, THT/THR solder connection, 3.50 mm, Number of poles: 9, 90°, Solder pin length (l): 1.5 mm, tinned, black, Box
26632 | 1761622001 | SL-SMT 3.50/10/90G 1.5SN BK BX | PCB plug-in connector, male header, closed side, THT/THR solder connection, 3.50 mm, Number of poles: 10, 90°, Solder pin length (l): 1.5 mm, tinned, black, Box
26633 | 1761642001 | SL-SMT 3.50/12/90G 1.5SN BK BX | PCB plug-in connector, male header, closed side, THT/THR solder connection, 3.50 mm, Number of poles: 12, 90°, Solder pin length (l): 1.5 mm, tinned, black, Box
26634 | 1761643001 | SL-SMT 3.50/12/90G 1.5SN BK TR | PCB plug-in connector, male header, closed side, THT/THR solder connection, 3.50 mm, Number of poles: 12, 90°, Solder pin length (l): 1.5 mm, tinned, black, Tray
26635 | 1761662001 | SL-SMT 3.50/14/90G 1.5SN BK BX | PCB plug-in connector, male header, closed side, THT/THR solder connection, 3.50 mm, Number of poles: 14, 90°, Solder pin length (l): 1.5 mm, tinned, black, Box
26636 | 1761672001 | SL-SMT 3.50/15/90G 1.5SN BK BX | PCB plug-in connector, male header, closed side, THT/THR solder connection, 3.50 mm, Number of poles: 15, 90°, Solder pin length (l): 1.5 mm, tinned, black, Box
26637 | 1761682001 | SL-SMT 3.50/16/90G 1.5SN BK BX | PCB plug-in connector, male header, closed side, THT/THR solder connection, 3.50 mm, Number of poles: 16, 90°, Solder pin length (l): 1.5 mm, tinned, black, Box
26638 | 1761703001 | SL-SMT 3.50/18/90G 1.5SN BK TR | PCB plug-in connector, male header, closed side, THT/THR solder connection, 3.50 mm, Number of poles: 18, 90°, Solder pin length (l): 1.5 mm, tinned, black, Tray
26639 | 1761732001 | SL-SMT 3.50/21/90G 1.5SN BK BX | PCB plug-in connector, male header, closed side, THT/THR solder connection, 3.50 mm, Number of poles: 21, 90°, Solder pin length (l): 1.5 mm, tinned, black, Box
26640 | 1761762001 | SL-SMT 3.50/24/90G 1.5SN BK BX | PCB plug-in connector, male header, closed side, THT/THR solder connection, 3.50 mm, Number of poles: 24, 90°, Solder pin length (l): 1.5 mm, tinned, black, Box
26641 | 1761922001 | SL-SMT 3.50/17/90 1.5SN BK BX | PCB plug-in connector, male header, open side, THT/THR solder connection, 3.50 mm, Number of poles: 17, 90°, Solder pin length (l): 1.5 mm, tinned, black, Box
26642 | 1762002001 | SL-SMT 3.50/02/90F 1.5SN BK BX | PCB plug-in connector, male header, Flange, THT/THR solder connection, 3.50 mm, Number of poles: 2, 90°, Solder pin length (l): 1.5 mm, tinned, black, Box
26643 | 1762022001 | SL-SMT 3.50/04/90F 1.5SN BK BX | PCB plug-in connector, male header, Flange, THT/THR solder connection, 3.50 mm, Number of poles: 4, 90°, Solder pin length (l): 1.5 mm, tinned, black, Box
26644 | 1762032001 | SL-SMT 3.50/05/90F 1.5SN BK BX | PCB plug-in connector, male header, Flange, THT/THR solder connection, 3.50 mm, Number of poles: 5, 90°, Solder pin length (l): 1.5 mm, tinned, black, Box
26645 | 1762082001 | SL-SMT 3.50/10/90F 1.5SN BK BX | PCB plug-in connector, male header, Flange, THT/THR solder connection, 3.50 mm, Number of poles: 10, 90°, Solder pin length (l): 1.5 mm, tinned, black, Box
26646 | 1762620000 | ZQV 4N/4 GE | Accessories, Cross-connector, 32 A
26647 | 1768020000 | BS 35II KLBUE2X3-8/2X2-6 | Clamping yoke, Set of fixings, Steel
26648 | 1771990000 | BS 35II KLBÜ2X2-6/2X2-6 | Clamping yoke, Set of fixings
26649 | 1780970000 | WQL 2 WF6 | Bolt-type screw terminals, Cross-connector, Number of poles: 2
26650 | 1781000000 | WQL 3 WF8 | Bolt-type screw terminals, Cross-connector, Number of poles: 3
26651 | 1781020000 | WQL 3 WF10 | Bolt-type screw terminals, Cross-connector, Number of poles: 3
26652 | 1781030000 | WQL 2 WF12 | Bolt-type screw terminals, Cross-connector, Number of poles: 2
26653 | 1782800000 | SLD 3.50/24/90G 3.2SN BK BX | PCB plug-in connector, male header, closed side, THT solder connection, 3.50 mm, Number of poles: 24, 90°, Solder pin length (l): 3.2 mm, tinned, black, Box
26654 | 1793950000 | ZQV 4N/2 RT | Accessories, Cross-connector, 32 A
26655 | 1793960000 | ZQV 4N/2 BL | Accessories, Cross-connector, 32 A
26656 | 1793970000 | ZQV 4N/2 SW | Accessories, Cross-connector, 32 A
26657 | 1793980000 | ZQV 4N/3 RT | Accessories, Cross-connector, 32 A
26658 | 1793990000 | ZQV 4N/3 BL | Accessories, Cross-connector, 32 A
26659 | 1794000000 | ZQV 4N/3 SW | Accessories, Cross-connector, 32 A
26660 | 1794010000 | ZQV 4N/4 RT | Accessories, Cross-connector, 32 A
26661 | 1794020000 | ZQV 4N/4 BL | Accessories, Cross-connector, 32 A
26662 | 1794030000 | ZQV 4N/4 SW | Accessories, Cross-connector, 32 A
26663 | 1794040000 | ZQV 4N/10 RT | Accessories, Cross-connector, 32 A
26664 | 1794050000 | ZQV 4N/10 BL | Accessories, Cross-connector, 32 A
26665 | 1794060000 | ZQV 4N/10 SW | Accessories, Cross-connector, 32 A
26666 | 1794070000 | ZQV 4N/41 RT | Accessories, Cross-connector, 32 A
26667 | 1794080000 | ZQV 4N/41 BL | Accessories, Cross-connector, 32 A
26668 | 1794090000 | ZQV 4N/41 SW | Accessories, Cross-connector, 32 A
26669 | 1794130000 | SLD 3.50/30/90G 3.2SN BK BX | PCB plug-in connector, male header, closed side, THT solder connection, 3.50 mm, Number of poles: 30, 90°, Solder pin length (l): 3.2 mm, tinned, black, Box
26670 | 1802790000 | WQB 240/2 | W-Series, Cross-connector, For the terminals, Number of poles: 2
26671 | 1802800000 | WQB 240/3 | W-Series, Cross-connector, For the terminals, Number of poles: 3
26672 | 1804340000 | SL-SMT 3.50/12/90LF 3.2SN BK BX | PCB plug-in connector, male header, Solder flange, THT/THR solder connection, 3.50 mm, Number of poles: 12, 90°, Solder pin length (l): 3.2 mm, tinned, black, Box
26673 | 1804700000 | SL-SMT 3.50/02/180LF 1.5SN BK BX | PCB plug-in connector, male header, Solder flange, THT/THR solder connection, 3.50 mm, Number of poles: 2, 180°, Solder pin length (l): 1.5 mm, tinned, black, Box
26674 | 1804710000 | SL-SMT 3.50/03/180LF 1.5SN BK BX | PCB plug-in connector, male header, Solder flange, THT/THR solder connection, 3.50 mm, Number of poles: 3, 180°, Solder pin length (l): 1.5 mm, tinned, black, Box
26675 | 1804720000 | SL-SMT 3.50/04/180LF 1.5SN BK BX | PCB plug-in connector, male header, Solder flange, THT/THR solder connection, 3.50 mm, Number of poles: 4, 180°, Solder pin length (l): 1.5 mm, tinned, black, Box
26676 | 1804730000 | SL-SMT 3.50/05/180LF 1.5SN BK BX | PCB plug-in connector, male header, Solder flange, THT/THR solder connection, 3.50 mm, Number of poles: 5, 180°, Solder pin length (l): 1.5 mm, tinned, black, Box
26677 | 1804740000 | SL-SMT 3.50/06/180LF 1.5SN BK BX | PCB plug-in connector, male header, Solder flange, THT/THR solder connection, 3.50 mm, Number of poles: 6, 180°, Solder pin length (l): 1.5 mm, tinned, black, Box
26678 | 1804760000 | SL-SMT 3.50/08/180LF 1.5SN BK BX | PCB plug-in connector, male header, Solder flange, THT/THR solder connection, 3.50 mm, Number of poles: 8, 180°, Solder pin length (l): 1.5 mm, tinned, black, Box
26679 | 1804770000 | SL-SMT 3.50/09/180LF 1.5SN BK BX | PCB plug-in connector, male header, Solder flange, THT/THR solder connection, 3.50 mm, Number of poles: 9, 180°, Solder pin length (l): 1.5 mm, tinned, black, Box
26680 | 1804780000 | SL-SMT 3.50/10/180LF 1.5SN BK BX | PCB plug-in connector, male header, Solder flange, THT/THR solder connection, 3.50 mm, Number of poles: 10, 180°, Solder pin length (l): 1.5 mm, tinned, black, Box
26681 | 1804800000 | SL-SMT 3.50/12/180LF 1.5SN BK BX | PCB plug-in connector, male header, Solder flange, THT/THR solder connection, 3.50 mm, Number of poles: 12, 180°, Solder pin length (l): 1.5 mm, tinned, black, Box
26682 | 1804810000 | SL-SMT 3.50/13/180LF 1.5SN BK BX | PCB plug-in connector, male header, Solder flange, THT/THR solder connection, 3.50 mm, Number of poles: 13, 180°, Solder pin length (l): 1.5 mm, tinned, black, Box
26683 | 1804840000 | SL-SMT 3.50/16/180LF 1.5SN BK BX | PCB plug-in connector, male header, Solder flange, THT/THR solder connection, 3.50 mm, Number of poles: 16, 180°, Solder pin length (l): 1.5 mm, tinned, black, Box
26684 | 1804860000 | SL-SMT 3.50/18/180LF 1.5SN BK BX | PCB plug-in connector, male header, Solder flange, THT/THR solder connection, 3.50 mm, Number of poles: 18, 180°, Solder pin length (l): 1.5 mm, tinned, black, Box
26685 | 1804930000 | SL-SMT 3.50/24/180LF 1.5SN BK BX | PCB plug-in connector, male header, Solder flange, THT/THR solder connection, 3.50 mm, Number of poles: 24, 180°, Solder pin length (l): 1.5 mm, tinned, black, Box
26686 | 1804940000 | SL-SMT 3.50/02/90LF 1.5SN BK BX | PCB plug-in connector, male header, Solder flange, THT/THR solder connection, 3.50 mm, Number of poles: 2, 90°, Solder pin length (l): 1.5 mm, tinned, black, Box
26687 | 1804950000 | SL-SMT 3.50/03/90LF 1.5SN BK BX | PCB plug-in connector, male header, Solder flange, THT/THR solder connection, 3.50 mm, Number of poles: 3, 90°, Solder pin length (l): 1.5 mm, tinned, black, Box
26688 | 1804960000 | SL-SMT 3.50/04/90LF 1.5SN BK BX | PCB plug-in connector, male header, Solder flange, THT/THR solder connection, 3.50 mm, Number of poles: 4, 90°, Solder pin length (l): 1.5 mm, tinned, black, Box
26689 | 1804970000 | SL-SMT 3.50/05/90LF 1.5SN BK BX | PCB plug-in connector, male header, Solder flange, THT/THR solder connection, 3.50 mm, Number of poles: 5, 90°, Solder pin length (l): 1.5 mm, tinned, black, Box
26690 | 1804980000 | SL-SMT 3.50/06/90LF 1.5SN BK BX | PCB plug-in connector, male header, Solder flange, THT/THR solder connection, 3.50 mm, Number of poles: 6, 90°, Solder pin length (l): 1.5 mm, tinned, black, Box
26691 | 1805010000 | SL-SMT 3.50/09/90LF 1.5SN BK BX | PCB plug-in connector, male header, Solder flange, THT/THR solder connection, 3.50 mm, Number of poles: 9, 90°, Solder pin length (l): 1.5 mm, tinned, black, Box
26692 | 1805020000 | SL-SMT 3.50/10/90LF 1.5SN BK BX | PCB plug-in connector, male header, Solder flange, THT/THR solder connection, 3.50 mm, Number of poles: 10, 90°, Solder pin length (l): 1.5 mm, tinned, black, Box
26693 | 1805040000 | SL-SMT 3.50/12/90LF 1.5SN BK BX | PCB plug-in connector, male header, Solder flange, THT/THR solder connection, 3.50 mm, Number of poles: 12, 90°, Solder pin length (l): 1.5 mm, tinned, black, Box
26694 | 1805070000 | SL-SMT 3.50/15/90LF 1.5SN BK BX | PCB plug-in connector, male header, Solder flange, THT/THR solder connection, 3.50 mm, Number of poles: 15, 90°, Solder pin length (l): 1.5 mm, tinned, black, Box
26695 | 1805080000 | SL-SMT 3.50/16/90LF 1.5SN BK BX | PCB plug-in connector, male header, Solder flange, THT/THR solder connection, 3.50 mm, Number of poles: 16, 90°, Solder pin length (l): 1.5 mm, tinned, black, Box
26696 | 1805120000 | SL-SMT 3.50/20/90LF 1.5SN BK BX | PCB plug-in connector, male header, Solder flange, THT/THR solder connection, 3.50 mm, Number of poles: 20, 90°, Solder pin length (l): 1.5 mm, tinned, black, Box
26697 | 1805160000 | SL-SMT 3.50/24/90LF 1.5SN BK BX | PCB plug-in connector, male header, Solder flange, THT/THR solder connection, 3.50 mm, Number of poles: 24, 90°, Solder pin length (l): 1.5 mm, tinned, black, Box
26698 | 1836990000 | SL-SMT 3.50/10/180G 3.2SN BK BX | PCB plug-in connector, male header, closed side, THT/THR solder connection, 3.50 mm, Number of poles: 10, 180°, Solder pin length (l): 3.2 mm, tinned, black, Box
26699 | 1866770000 | SLD 3.50V/10/90G 3.2SN OR BX | PCB plug-in connector, male header, closed side, THT solder connection, 3.50 mm, Number of poles: 10, 90°, Solder pin length (l): 3.2 mm, tinned, orange, Box
26700 | 1878660000 | WTA 4N WDK 2.5 | W-Series, Test adapter
26701 | 1879350000 | WTA 4N/ZA WDK 2.5 | W-Series, Test adapter
26702 | 1881640000 | WAP WTL4/2 | W-Series, End plate
26703 | 1881650000 | WTL 4/2 STB | Test-disconnect terminal, Screw connection, 4 mm², 500 V, 10 A, pluggable, dark beige
26704 | 1887210000 | WTL 6/4 FF | Test-disconnect terminal, Screw connection, 6 mm², 800 V, 41 A, sliding, dark beige
26705 | 1887220000 | WTD 6/4 FF | Feed-through terminal, Screw connection, 6 mm², 800 V, 41 A, without, dark beige
26706 | 1887240000 | WAP WTL6/4FF | W-Series, End plate
26707 | 1890500000 | SLD 3.50V/10/90 3.2SN OR BX | PCB plug-in connector, male header, closed side, THT solder connection, 3.50 mm, Number of poles: 10, 90°, Solder pin length (l): 3.2 mm, tinned, orange, Box
26708 | 1890600000 | SLD 3.50V/06/90G 3.2SN OR BX | PCB plug-in connector, male header, closed side, THT solder connection, 3.50 mm, Number of poles: 6, 90°, Solder pin length (l): 3.2 mm, tinned, orange, Box
26709 | 1890610000 | SLD 3.50V/14/90G 3.2SN OR BX | PCB plug-in connector, male header, closed side, THT solder connection, 3.50 mm, Number of poles: 14, 90°, Solder pin length (l): 3.2 mm, tinned, orange, Box
26710 | 1890620000 | SLD 3.50V/18/90G 3.2SN OR BX | PCB plug-in connector, male header, closed side, THT solder connection, 3.50 mm, Number of poles: 18, 90°, Solder pin length (l): 3.2 mm, tinned, orange, Box
26711 | 1890630000 | SLD 3.50V/26/90G 3.2SN OR BX | PCB plug-in connector, male header, closed side, THT solder connection, 3.50 mm, Number of poles: 26, 90°, Solder pin length (l): 3.2 mm, tinned, orange, Box
26712 | 1890640000 | SLD 3.50V/30/90G 3.2SN OR BX | PCB plug-in connector, male header, closed side, THT solder connection, 3.50 mm, Number of poles: 30, 90°, Solder pin length (l): 3.2 mm, tinned, orange, Box
26713 | 1890650000 | SLD 3.50V/34/90G 3.2SN OR BX | PCB plug-in connector, male header, closed side, THT solder connection, 3.50 mm, Number of poles: 34, 90°, Solder pin length (l): 3.2 mm, tinned, orange, Box
26714 | 1890660000 | SLD 3.50V/38/90G 3.2SN OR BX | PCB plug-in connector, male header, closed side, THT solder connection, 3.50 mm, Number of poles: 38, 90°, Solder pin length (l): 3.2 mm, tinned, orange, Box
26715 | 1890670000 | SLD 3.50V/42/90G 3.2SN OR BX | PCB plug-in connector, male header, closed side, THT solder connection, 3.50 mm, Number of poles: 42, 90°, Solder pin length (l): 3.2 mm, tinned, orange, Box
26716 | 1890680000 | SLD 3.50V/46/90G 3.2SN OR BX | PCB plug-in connector, male header, closed side, THT solder connection, 3.50 mm, Number of poles: 46, 90°, Solder pin length (l): 3.2 mm, tinned, orange, Box
26717 | 1890790000 | SLD 3.50V/06/90F 3.2SN OR BX | PCB plug-in connector, male header, Flange, THT solder connection, 3.50 mm, Number of poles: 6, 90°, Solder pin length (l): 3.2 mm, tinned, orange, Box
26718 | 1890800000 | SLD 3.50V/10/90F 3.2SN OR BX | PCB plug-in connector, male header, Flange, THT solder connection, 3.50 mm, Number of poles: 10, 90°, Solder pin length (l): 3.2 mm, tinned, orange, Box
26719 | 1890810000 | SLD 3.50V/14/90F 3.2SN OR BX | PCB plug-in connector, male header, Flange, THT solder connection, 3.50 mm, Number of poles: 14, 90°, Solder pin length (l): 3.2 mm, tinned, orange, Box
26720 | 1890820000 | SLD 3.50V/18/90F 3.2SN OR BX | PCB plug-in connector, male header, Flange, THT solder connection, 3.50 mm, Number of poles: 18, 90°, Solder pin length (l): 3.2 mm, tinned, orange, Box
26721 | 1890830000 | SLD 3.50V/26/90F 3.2SN OR BX | PCB plug-in connector, male header, Flange, THT solder connection, 3.50 mm, Number of poles: 26, 90°, Solder pin length (l): 3.2 mm, tinned, orange, Box
26722 | 1890840000 | SLD 3.50V/30/90F 3.2SN OR BX | PCB plug-in connector, male header, Flange, THT solder connection, 3.50 mm, Number of poles: 30, 90°, Solder pin length (l): 3.2 mm, tinned, orange, Box
26723 | 1890850000 | SLD 3.50V/34/90F 3.2SN OR BX | PCB plug-in connector, male header, Flange, THT solder connection, 3.50 mm, Number of poles: 34, 90°, Solder pin length (l): 3.2 mm, tinned, orange, Box
26724 | 1890860000 | SLD 3.50V/38/90F 3.2SN OR BX | PCB plug-in connector, male header, Flange, THT solder connection, 3.50 mm, Number of poles: 38, 90°, Solder pin length (l): 3.2 mm, tinned, orange, Box
26725 | 1890870000 | SLD 3.50V/42/90F 3.2SN OR BX | PCB plug-in connector, male header, Flange, THT solder connection, 3.50 mm, Number of poles: 42, 90°, Solder pin length (l): 3.2 mm, tinned, orange, Box
26726 | 1890880000 | SLD 3.50V/46/90F 3.2SN OR BX | PCB plug-in connector, male header, Flange, THT solder connection, 3.50 mm, Number of poles: 46, 90°, Solder pin length (l): 3.2 mm, tinned, orange, Box
26727 | 1891060000 | SLD 3.50 V/06/180F 3.2 SN OR BX | PCB plug-in connector, male header, Flange, THT solder connection, 3.50 mm, Number of poles: 6, 180°, Solder pin length (l): 3.2 mm, tinned, orange, Box
26728 | 1891070000 | SLD 3.50 V/10/180F 3.2 SN OR BX | PCB plug-in connector, male header, Flange, THT solder connection, 3.50 mm, Number of poles: 10, 180°, Solder pin length (l): 3.2 mm, tinned, orange, Box
26729 | 1891080000 | SLD 3.50 V/14/180F 3.2 SN OR BX | PCB plug-in connector, male header, Flange, THT solder connection, 3.50 mm, Number of poles: 14, 180°, Solder pin length (l): 3.2 mm, tinned, orange, Box
26730 | 1891090000 | SLD 3.50 V/18/180F 3.2 SN OR BX | PCB plug-in connector, male header, Flange, THT solder connection, 3.50 mm, Number of poles: 18, 180°, Solder pin length (l): 3.2 mm, tinned, orange, Box
26731 | 1891100000 | SLD 3.50 V/22/180F 3.2 SN OR BX | PCB plug-in connector, male header, Flange, THT solder connection, 3.50 mm, Number of poles: 22, 180°, Solder pin length (l): 3.2 mm, tinned, orange, Box
26732 | 1891110000 | SLD 3.50 V/26/180F 3.2 SN OR BX | PCB plug-in connector, male header, Flange, THT solder connection, 3.50 mm, Number of poles: 26, 180°, Solder pin length (l): 3.2 mm, tinned, orange, Box
26733 | 1891120000 | SLD 3.50 V/30/180F 3.2 SN OR BX | PCB plug-in connector, male header, Flange, THT solder connection, 3.50 mm, Number of poles: 30, 180°, Solder pin length (l): 3.2 mm, tinned, orange, Box
26734 | 1891130000 | SLD 3.50 V/34/180F 3.2 SN OR BX | PCB plug-in connector, male header, Flange, THT solder connection, 3.50 mm, Number of poles: 34, 180°, Solder pin length (l): 3.2 mm, tinned, orange, Box
26735 | 1891140000 | SLD 3.50 V/38/180F 3.2 SN OR BX | PCB plug-in connector, male header, Flange, THT solder connection, 3.50 mm, Number of poles: 38, 180°, Solder pin length (l): 3.2 mm, tinned, orange, Box
26736 | 1891150000 | SLD 3.50 V/42/180F 3.2 SN OR BX | PCB plug-in connector, male header, Flange, THT solder connection, 3.50 mm, Number of poles: 42, 180°, Solder pin length (l): 3.2 mm, tinned, orange, Box
26737 | 1891160000 | SLD 3.50 V/46/180F 3.2 SN OR BX | PCB plug-in connector, male header, Flange, THT solder connection, 3.50 mm, Number of poles: 46, 180°, Solder pin length (l): 3.2 mm, tinned, orange, Box
26738 | 1891190000 | SLD 3.50V/06/180G 3.2SN OR BX | PCB plug-in connector, male header, closed side, THT solder connection, 3.50 mm, Number of poles: 6, 180°, Solder pin length (l): 3.2 mm, tinned, orange, Box
26739 | 1891200000 | SLD 3.50V/10/180G 3.2SN OR BX | PCB plug-in connector, male header, closed side, THT solder connection, 3.50 mm, Number of poles: 10, 180°, Solder pin length (l): 3.2 mm, tinned, orange, Box
26740 | 1891210000 | SLD 3.50V/14/180G 3.2SN OR BX | PCB plug-in connector, male header, closed side, THT solder connection, 3.50 mm, Number of poles: 14, 180°, Solder pin length (l): 3.2 mm, tinned, orange, Box
26741 | 1891220000 | SLD 3.50V/18/180G 3.2SN OR BX | PCB plug-in connector, male header, closed side, THT solder connection, 3.50 mm, Number of poles: 18, 180°, Solder pin length (l): 3.2 mm, tinned, orange, Box
26742 | 1891230000 | SLD 3.50V/22/180G 3.2SN OR BX | PCB plug-in connector, male header, closed side, THT solder connection, 3.50 mm, Number of poles: 22, 180°, Solder pin length (l): 3.2 mm, tinned, orange, Box
26743 | 1891240000 | SLD 3.50V/26/180G 3.2SN OR BX | PCB plug-in connector, male header, closed side, THT solder connection, 3.50 mm, Number of poles: 26, 180°, Solder pin length (l): 3.2 mm, tinned, orange, Box
26744 | 1891250000 | SLD 3.50V/30/180G 3.2SN OR BX | PCB plug-in connector, male header, closed side, THT solder connection, 3.50 mm, Number of poles: 30, 180°, Solder pin length (l): 3.2 mm, tinned, orange, Box
26745 | 1891260000 | SLD 3.50V/34/180G 3.2SN OR BX | PCB plug-in connector, male header, closed side, THT solder connection, 3.50 mm, Number of poles: 34, 180°, Solder pin length (l): 3.2 mm, tinned, orange, Box
26746 | 1891270000 | SLD 3.50V/38/180G 3.2SN OR BX | PCB plug-in connector, male header, closed side, THT solder connection, 3.50 mm, Number of poles: 38, 180°, Solder pin length (l): 3.2 mm, tinned, orange, Box
26747 | 1891280000 | SLD 3.50V/42/180G 3.2SN OR BX | PCB plug-in connector, male header, closed side, THT solder connection, 3.50 mm, Number of poles: 42, 180°, Solder pin length (l): 3.2 mm, tinned, orange, Box
26748 | 1891290000 | SLD 3.50V/46/180G 3.2SN OR BX | PCB plug-in connector, male header, closed side, THT solder connection, 3.50 mm, Number of poles: 46, 180°, Solder pin length (l): 3.2 mm, tinned, orange, Box
26749 | 1915450000 | WTA 8 TN | W-Series, Test adapter
26750 | 1915470000 | WTA 8 TN-KO | W-Series, Test adapter
26751 | 1915480000 | WTA 8 KO-TN | W-Series, Test adapter
26752 | 1915500000 | WTA 8 TN/ZA | W-Series, Test adapter
26753 | 1915510000 | WTA 8 KO-TN/ZA | W-Series, Test adapter
26754 | 1915520000 | WTA 8 TN-KO/ZA | W-Series, Test adapter
26755 | 1933510000 | SLD 5.00/04/90G 3.2 SN BK BX | PCB plug-in connector, male header, closed side, THT solder connection, 5.00 mm, Number of poles: 4, 90°, Solder pin length (l): 3.2 mm, tinned, black, Box
26756 | 1933520000 | SLD 5.00/06/90G 3.2 SN BK BX | PCB plug-in connector, male header, closed side, THT solder connection, 5.00 mm, Number of poles: 6, 90°, Solder pin length (l): 3.2 mm, tinned, black, Box
26757 | 1935000000 | QS 2/12/4 GE | SAK Series, Cross-connector, for cross-connection link, Number of poles: 2
26758 | 1936140000 | WKS 2/2 | Accessories, Cross-connection slider, x 14.1
26759 | 1936150000 | WKS 2/3 | Accessories, Cross-connection slider, x 22
26760 | 1936160000 | WKS 2/4 | Accessories, Cross-connection slider, x 29.9
26761 | 1936180000 | WKS 2/10 | Accessories, Cross-connection slider, x 77.3
26762 | 1936190000 | WKB 2/2 | Accessories, Cross-connection slider
26763 | 1936200000 | WKB 2/3 | Accessories, Cross-connection slider
26764 | 1962830000 | SLD 3.50V/16/08/90G 3.2SN OR BX | PCB plug-in connector, male header, closed side, THT solder connection, 3.50 mm, Number of poles: 16, 90°, Solder pin length (l): 3.2 mm, tinned, orange, Box
26765 | 2226500000 | WQV 10/6 | W-Series, Cross-connector, For the terminals, Number of poles: 6
26766 | 7921560000 | SIHA 3/G20 | Accessories, Fuse holder, Rated cross-section: Plug-in connection, Wemid, dark beige, Operating instructions/catalogue
26767 | 9502540000 | QL 2 SAKK4 | SAK Series, Cross-connector, for cross-connection link, Number of poles: 2
26768 | 9502550000 | QL 3 SAKK4 | SAK Series, Cross-connector, for cross-connection link, Number of poles: 3
26769 | 9502560000 | QL 4 SAKK4 | SAK Series, Cross-connector, for cross-connection link, Number of poles: 4
26770 | 9502570000 | QL 10 SAKK4 | SAK Series, Cross-connector, for cross-connection link, Number of poles: 10
26771 | 9502670000 | QL 4 SAKK10 | SAK Series, Cross-connector, for cross-connection link, Number of poles: 4
26772 | 9502690000 | VH 12.5 SAKK10 | SAK Series, Connecting sleeve, for cross-connection link, Number of poles:
26773 | 9537550000 | SIHA 1/G20 | Accessories, Fuse holder, Rated cross-section: Plug-in connection, Wemid, dark beige, Direct mounting
26774 | 8000037601 | TS35X7.5 ST MPC1725 HOR | Rail, TS 35, TS 35 x 7.5, Width: 114 mm, without slot, Steel, galvanic zinc plated and passivated
26775 | 8000051450 | TS35X7.5 ST KTB6245 HOR-C | Rail, TS 35, TS 35 x 7.5, Width: 375 mm, without slot, Steel, galvanized, chromium-plated
26776 | 8000051455 | TS35X7.5 ST KTB9874 HOR-C | Rail, TS 35, TS 35 x 7.5, Width: 666 mm, without slot, Steel, galvanized, chromium-plated
26777 | 8000051453 | TS35X7.5 ST KTB9161 HOR-C | Rail, TS 35, TS 35 x 7.5, Width: 535 mm, without slot, Steel, galvanized, chromium-plated
26778 | 8000051451 | TS35X7.5 ST KTB7650 HOR-C | Rail, TS 35, TS 35 x 7.5, Width: 433 mm, without slot, Steel, galvanized, chromium-plated
26779 | 8000051452 | TS35X7.5 ST KTB7650 VER-C | Rail, TS 35, TS 35 x 7.5, Width: 693 mm, without slot, Steel, galvanized, chromium-plated
26780 | 8000051449 | TS35X7.5 ST KTB5535 HOR-C | Rail, TS 35, TS 35 x 7.5, Width: 289 mm, without slot, Steel, galvanized, chromium-plated
26781 | 8000051454 | TS35X7.5 ST KTB9161 VER-C | Rail, TS 35, TS 35 x 7.5, Width: 845 mm, without slot, Steel, galvanized, chromium-plated
26782 | 8000051456 | TS35X7.5 ST KTB9874 VER-C | Rail, TS 35, TS 35 x 7.5, Width: 912 mm, without slot, Steel, galvanized, chromium-plated
26783 | 8000072497 | MHS 5/02 W T3 B T | PCB plug-in connector, male header, THT/THR solder connection, Pitch in mm (P): 5.00 mm, Number of poles: 2, 270°, Tube
26784 | 8000072506 | MHS 5/04 W T3 B T | PCB plug-in connector, male header, THT/THR solder connection, Pitch in mm (P): 5.00 mm, Number of poles: 4, 270°, Tube
26785 | 8000072510 | MHS 5/07 W T3 B T | PCB plug-in connector, male header, THT/THR solder connection, Pitch in mm (P): 5.00 mm, Number of poles: 7, 270°, Tube
26786 | 8000072503 | MHS 5/03 W T3 B T | PCB plug-in connector, male header, THT/THR solder connection, Pitch in mm (P): 5.00 mm, Number of poles: 3, 270°, Tube
26787 | 8000072511 | MHS 5/08 W T3 B T | PCB plug-in connector, male header, THT/THR solder connection, Pitch in mm (P): 5.00 mm, Number of poles: 8, 270°, Tube
26788 | 8000072512 | MHS 5/09 W T3 B T | PCB plug-in connector, male header, THT/THR solder connection, Pitch in mm (P): 5.00 mm, Number of poles: 9, 270°, Tube
26789 | 8000072513 | MHS 5/10 W T3 B T | PCB plug-in connector, male header, THT/THR solder connection, Pitch in mm (P): 5.00 mm, Number of poles: 10, 270°, Tube
26790 | 8000072508 | MHS 5/05 W T3 B T | PCB plug-in connector, male header, THT/THR solder connection, Pitch in mm (P): 5.00 mm, Number of poles: 5, 270°, Tube
26791 | 8000072509 | MHS 5/06 W T3 B T | PCB plug-in connector, male header, THT/THR solder connection, Pitch in mm (P): 5.00 mm, Number of poles: 6, 270°, Tube
26792 | 8000072514 | MHS 5/11 W T3 B T | PCB plug-in connector, male header, THT/THR solder connection, Pitch in mm (P): 5.00 mm, Number of poles: 11, 270°, Tube
26793 | 8000072515 | MHS 5/12 W T3 B T | PCB plug-in connector, male header, THT/THR solder connection, Pitch in mm (P): 5.00 mm, Number of poles: 12, 270°, Tube
26794 | 391460000 | TOP1.5GS3/180 7 2STI OR | Printed circuit board terminals, 7.62 mm, Number of poles: 3, 180°, Solder pin length (l): 4.5 mm, tinned, orange, TOP connection, Clamping range, max. : 2.5 mm², Box
26795 | 391560000 | TOP1.5GS4/180 7 2STI OR | Printed circuit board terminals, 7.62 mm, Number of poles: 4, 180°, Solder pin length (l): 4.5 mm, tinned, orange, TOP connection, Clamping range, max. : 2.5 mm², Box
26796 | 569960000 | TOP1.5GS2/180 5 2STI OR | Printed circuit board terminals, 5.08 mm, Number of poles: 2, 180°, Solder pin length (l): 4.5 mm, tinned, orange, TOP connection, Clamping range, max. : 2.5 mm², Box
26797 | 570160000 | TOP1.5GS3/180 5 2STI OR | Printed circuit board terminals, 5.08 mm, Number of poles: 3, 180°, Solder pin length (l): 4.5 mm, tinned, orange, TOP connection, Clamping range, max. : 2.5 mm², Box
26798 | 570360000 | TOP1.5GS4/180 5 2STI OR | Printed circuit board terminals, 5.08 mm, Number of poles: 4, 180°, Solder pin length (l): 4.5 mm, tinned, orange, TOP connection, Clamping range, max. : 2.5 mm², Box
26799 | 570560000 | TOP1.5GS10/180 5 2ST OR | Printed circuit board terminals, 5.08 mm, Number of poles: 10, 180°, Solder pin length (l): 4.5 mm, tinned, orange, TOP connection, Clamping range, max. : 2.5 mm², Box
26800 | 570760000 | TOP1.5GS16/180 5 2ST OR | Printed circuit board terminals, 5.08 mm, Number of poles: 16, 180°, Solder pin length (l): 4.5 mm, tinned, orange, TOP connection, Clamping range, max. : 2.5 mm², Box
26801 | 571160000 | TOP1.5GS10/180 7 2ST OR | Printed circuit board terminals, 7.62 mm, Number of poles: 10, 180°, Solder pin length (l): 4.5 mm, tinned, orange, TOP connection, Clamping range, max. : 2.5 mm², Box
26802 | 593860000 | TOP1.5GS6/90 5 2STI OR | Printed circuit board terminals, 5.08 mm, Number of poles: 6, 90°, Solder pin length (l): 3.5 mm, tinned, orange, TOP connection, Clamping range, max. : 2.5 mm², Box
26803 | 594060000 | TOP1.5GS8/90 5 2STI OR | Printed circuit board terminals, 5.08 mm, Number of poles: 8, 90°, Solder pin length (l): 3.5 mm, tinned, orange, TOP connection, Clamping range, max. : 2.5 mm², Box
26804 | 597460000 | TOP1.5GS6/180 5 2STI OR | Printed circuit board terminals, 5.08 mm, Number of poles: 6, 180°, Solder pin length (l): 4.5 mm, tinned, orange, TOP connection, Clamping range, max. : 2.5 mm², Box
26805 | 598160000 | TOP1.5GS14/180 5 2STI OR | Printed circuit board terminals, 5.08 mm, Number of poles: 14, 180°, Solder pin length (l): 4.5 mm, tinned, orange, TOP connection, Clamping range, max. : 2.5 mm², Box
26806 | 642060000 | TOP1.5GS3/90 5 2STI OR | Printed circuit board terminals, 5.08 mm, Number of poles: 3, 90°, Solder pin length (l): 3.5 mm, tinned, orange, TOP connection, Clamping range, max. : 2.5 mm², Box
26807 | 642160000 | TOP1.5GS4/90 5 2STI OR | Printed circuit board terminals, 5.08 mm, Number of poles: 4, 90°, Solder pin length (l): 3.5 mm, tinned, orange, TOP connection, Clamping range, max. : 2.5 mm², Box
26808 | 642260000 | TOP1.5GS10/90 5 2STI OR | Printed circuit board terminals, 5.08 mm, Number of poles: 10, 90°, Solder pin length (l): 3.5 mm, tinned, orange, TOP connection, Clamping range, max. : 2.5 mm², Box
26809 | 1020000000 | WDU 2.5 | Feed-through terminal, Screw connection, 2.5 mm², 800 V, 24 A, dark beige
26810 | 1020010000 | WDU 2.5 SW | Feed-through terminal, Screw connection, 2.5 mm², 800 V, 24 A, black
26811 | 1020020000 | WDU 2.5 GE | Feed-through terminal, Screw connection, 2.5 mm², 800 V, 24 A, yellow
26812 | 1020040000 | WDU 2.5 RT | Feed-through terminal, Screw connection, 2.5 mm², 800 V, 24 A, red
26813 | 1020060000 | WDU 2.5 OR | Feed-through terminal, Screw connection, 2.5 mm², 800 V, 24 A, orange
26814 | 1020080000 | WDU 2.5 BL | Feed-through terminal, Screw connection, 2.5 mm², 800 V, 24 A, blue
26815 | 1020090000 | WDU 2.5 GN | Feed-through terminal, Screw connection, 2.5 mm², 800 V, 24 A, green
26816 | 1020110000 | WDU 4 SW | Feed-through terminal, Screw connection, 4 mm², 800 V, 32 A, black
26817 | 1020120000 | WDU 4 GE | Feed-through terminal, Screw connection, 4 mm², 800 V, 32 A, yellow
26818 | 1020140000 | WDU 4 RT | Feed-through terminal, Screw connection, 4 mm², 800 V, 32 A, red
26819 | 1020160000 | WDU 4 GN | Feed-through terminal, Screw connection, 4 mm², 800 V, 32 A, green
26820 | 1020180000 | WDU 4 BL | Feed-through terminal, Screw connection, 4 mm², 800 V, 32 A, blue
26821 | 1020190000 | WDU 4 GE/SW | Feed-through terminal, Screw connection, 4 mm², 800 V, 32 A, yellow, black
26822 | 1020200000 | WDU 6 | Feed-through terminal, Screw connection, 6 mm², 800 V, 41 A, dark beige
26823 | 1020210000 | WDU 6 SW | Feed-through terminal, Screw connection, 6 mm², 800 V, 41 A, black
26824 | 1020260000 | WDU 6 OR | Feed-through terminal, Screw connection, 6 mm², 800 V, 41 A, orange
26825 | 1020290000 | WDU 6 GN | Feed-through terminal, Screw connection, 6 mm², 800 V, 41 A, green
26826 | 1020300000 | WDU 10 | Feed-through terminal, Screw connection, 10 mm², 1000 V, 57 A, dark beige
26827 | 1020320000 | WDU 10 GR | Feed-through terminal, Screw connection, 10 mm², 1000 V, 57 A, grey
26828 | 1020360000 | WDU 10 OR | Feed-through terminal, Screw connection, 10 mm², 1000 V, 57 A, orange
26829 | 1020400000 | WDU 16 | Feed-through terminal, Screw connection, 16 mm², 1000 V, 76 A, dark beige
26830 | 1020480000 | WDU 16 BL | Feed-through terminal, Screw connection, 16 mm², 1000 V, 76 A, blue
26831 | 1020500000 | WDU 35 | Feed-through terminal, Screw connection, 35 mm², 1000 V, 125 A, dark beige
26832 | 1020580000 | WDU 35 BL | Feed-through terminal, Screw connection, 35 mm², 1000 V, 125 A, blue
26833 | 1020600000 | WDU 35/IK | Feed-through terminal, Screw connection, 35 mm², 1000 V, 125 A, dark beige
26834 | 1020680000 | WDU 35/IK BL | Feed-through terminal, Screw connection, 35 mm², 1000 V, 125 A, blue
26835 | 1020700000 | WDU 2.5/10 BEZ | Feed-through terminal, Screw connection, 2.5 mm², 500 V, 24 A, dark beige
26836 | 1020800000 | WDU 2.5/10 BEZ/NE | Feed-through terminal, Screw connection, 2.5 mm², 500 V, 24 A, dark beige
26837 | 1020900000 | WDU 4/10/BEZ | Feed-through terminal, Screw connection, 4 mm², 800 V, 32 A, dark beige
26838 | 1021000000 | WDU 4/10 | Feed-through terminal, Screw connection, 4 mm², 800 V, 32 A, dark beige
26839 | 1021200000 | WDU 2.5 TS SE 2.4 | W-Series, Feed-through terminal, Rated cross-section: 2.5 mm², Screw connection
26840 | 1023700000 | WDU 2.5N | Feed-through terminal, Screw connection, 2.5 mm², 500 V, 24 A, dark beige
26841 | 1023760000 | WDU 2.5N OR | Feed-through terminal, Screw connection, 2.5 mm², 500 V, 24 A, orange
26842 | 1023780000 | WDU 2.5N BL | Feed-through terminal, Screw connection, 2.5 mm², 500 V, 24 A, blue
26843 | 1024100000 | WDU 2.5/TC TYP K | W-Series, Feed-through terminal, Thermocouple, Rated cross-section: 2.5 mm², Screw connection
26844 | 1024200000 | WDU 2.5/TC TYP T | W-Series, Feed-through terminal, Thermocouple, Rated cross-section: 2.5 mm², Screw connection
26845 | 1024300000 | WDU 2.5/TC TYP J | W-Series, Feed-through terminal, Thermocouple, Rated cross-section: 2.5 mm², Screw connection
26846 | 1024400000 | WDU 2.5/TC TYP SR | W-Series, Feed-through terminal, Thermocouple, Rated cross-section: 2.5 mm², Screw connection
26847 | 1024500000 | WDU 120/150 | Feed-through terminal, Screw connection, 120 mm², 1000 V, 269 A, dark beige
26848 | 1024550000 | WDU 120/150 HG | Feed-through terminal, Screw connection, 120 mm², 1000 V, 269 A, Light green
26849 | 1024580000 | WDU 120/150 BL | Feed-through terminal, Screw connection, 120 mm², 1000 V, 269 A, blue
26850 | 1024600000 | WDU 70/95 | Feed-through terminal, Screw connection, 95 mm², 1000 V, 232 A, dark beige
26851 | 1024650000 | WDU 70/95 HG | Feed-through terminal, Screw connection, 95 mm², 1000 V, 232 A, Light green
26852 | 1024680000 | WDU 70/95 BL | Feed-through terminal, Screw connection, 95 mm², 1000 V, 232 A, blue
26853 | 1024700000 | WDU 2.5/1.5/ZR | Feed-through terminal, Screw connection, 2.5 mm², 800 V, 24 A, dark beige
26854 | 1024780000 | WDU 2.5/1.5/ZR BL | Feed-through terminal, Screw connection, 2.5 mm², 800 V, 24 A, blue
26855 | 1025100000 | WDU 4 CUN | Feed-through terminal, Screw connection, 4 mm², 800 V, 32 A, dark beige
26856 | 1025200000 | WDU 6 CUN | Feed-through terminal, Screw connection, 6 mm², 800 V, 41 A, dark beige
26857 | 1026600000 | WDU 120/150/5 | Feed-through terminal, Screw connection, 120 mm², 1000 V, 269 A, dark beige
26858 | 1026700000 | WDU 70/95/3 | Feed-through terminal, Screw connection, 95 mm², 1000 V, 232 A, dark beige
26859 | 1026980000 | PDU 2.5/4/3AN GN | Feed-through terminal, PUSH IN, 4 mm², 800 V, 32 A, green
26860 | 1028800000 | WDU 35/ZA | Feed-through terminal, Screw connection, 35 mm², 1000 V, 125 A, dark beige
26861 | 1028880000 | WDU 35/ZA BL | Feed-through terminal, Screw connection, 35 mm², 1000 V, 125 A, blue
26862 | 1028900000 | WDU 16/ZA | Feed-through terminal, Screw connection, 16 mm², 1000 V, 76 A, dark beige
26863 | 1028980000 | WDU 16/ZA BL | Feed-through terminal, Screw connection, 16 mm², 1000 V, 76 A, blue
26864 | 1029000000 | WDU 35/IK/ZA | Feed-through terminal, Screw connection, 35 mm², 1000 V, 125 A, dark beige
26865 | 1031480000 | WDU 1.5/ZZ BL | Feed-through terminal, Screw connection, 1.5 mm², 800 V, 17.5 A, blue
26866 | 1032300000 | WDU 70/95/5/N | Feed-through terminal, Screw connection, 95 mm², 1000 V, 232 A, dark beige
26867 | 1032400000 | WDU 120/150/5 N | Feed-through terminal, Screw connection, 120 mm², 1000 V, 269 A, dark beige
26868 | 1032880000 | WDU 2.5/AP/TC BL TYP K | W-Series, Feed-through terminal, Thermocouple, Rated cross-section: 2.5 mm², Screw connection
26869 | 1033300000 | WDU 2.5/TC TYP E | W-Series, Feed-through terminal, Thermocouple, Rated cross-section: 2.5 mm², Screw connection
26870 | 1033340000 | ZP 2.5/1AN/25 | Z-series, Plug-in connector, Direct mounting
26871 | 1033700000 | WDU 2.5/TC TYP B | W-Series, Feed-through terminal, Thermocouple, Rated cross-section: 2.5 mm², Screw connection
26872 | 1033800000 | WMA 4/5 | Feed-through terminal, Motor-connection terminal, Screw connection, 4 mm², 800 V, 32 A, dark beige
26873 | 1034000000 | WMA 4/4 | Feed-through terminal, Motor-connection terminal, Screw connection, 4 mm², 800 V, 32 A, dark beige
26874 | 1036700000 | WDU 4 WS | Feed-through terminal, Screw connection, 4 mm², 800 V, 32 A, white
26875 | 1036800000 | WDU 2.5 WS | Feed-through terminal, Screw connection, 2.5 mm², 800 V, 24 A, white
26876 | 1037700000 | WDU 2.5 PA/VI | Feed-through terminal, Screw connection, 2.5 mm², 800 V, 24 A, violet
26877 | 1037710000 | WDU 2.5 BR | Feed-through terminal, Screw connection, 2.5 mm², 800 V, 24 A, brown
26878 | 1037720000 | WDU 2.5 GR | Feed-through terminal, Screw connection, 2.5 mm², 800 V, 24 A, grey
26879 | 1037800000 | WDU 4 GR | Feed-through terminal, Screw connection, 4 mm², 800 V, 32 A, grey
26880 | 1037810000 | WDU 4 BR | Feed-through terminal, Screw connection, 4 mm², 800 V, 32 A, brown
26881 | 1037820000 | WDU 4 PA/VI | Feed-through terminal, Screw connection, 4 mm², 800 V, 24 A, violet
26882 | 1039600000 | WDU 6 GR | Feed-through terminal, Screw connection, 6 mm², 800 V, 41 A, grey
26883 | 1039700000 | WDU 6 WS | Feed-through terminal, Screw connection, 6 mm², 800 V, 41 A, white
26884 | 1040220000 | WDU 6 GE | Feed-through terminal, Screw connection, 6 mm², 800 V, 41 A, yellow
26885 | 1040400000 | WDU 35N | Feed-through terminal, Screw connection, 35 mm², 500 V, 125 A, dark beige
26886 | 1040480000 | WDU 35N BL | Feed-through terminal, Screw connection, 35 mm², 500 V, 125 A, blue
26887 | 1040800000 | WDU 2.5N ZQV | Feed-through terminal, Screw connection, 2.5 mm², 500 V, 24 A, dark beige
26888 | 1040880000 | WDU 2.5N ZQV BL | Feed-through terminal, Screw connection, 2.5 mm², 500 V, 24 A, blue
26889 | 1041500000 | WDU 2.5/TC TYP N | W-Series, Feed-through terminal, Thermocouple, Rated cross-section: 2.5 mm², Screw connection
26890 | 1042600000 | WDU 4N | Feed-through terminal, Screw connection, 4 mm², 500 V, 32 A, dark beige
26891 | 1042680000 | WDU 4N BL | Feed-through terminal, Screw connection, 4 mm², 500 V, 32 A, blue
26892 | 1058670000 | ZDK 2.5 RT | Feed-through terminal, Double-tier terminal, Tension-clamp connection, 2.5 mm², 500 V, 20 A, red
26893 | 1058680000 | ZDK 2.5 WS | Feed-through terminal, Double-tier terminal, Tension-clamp connection, 2.5 mm², 500 V, 20 A, white
26894 | 1058690000 | ZDK 2.5 SW | Feed-through terminal, Double-tier terminal, Tension-clamp connection, 2.5 mm², 500 V, 20 A, black
26895 | 1060220000 | WDU 35/ZA OR | Feed-through terminal, Screw connection, 35 mm², 1000 V, 125 A, orange
26896 | 1238050000 | SLA 02/90 3.2SN GN BX | PCB plug-in connector, male header, open side, THT solder connection, 5.08 mm, Number of poles: 2, 90°, Solder pin length (l): 3.2 mm, tinned, Signal green, Box
26897 | 1238060000 | SLA 02/90 3.2SN OR BX | PCB plug-in connector, male header, open side, THT solder connection, 5.08 mm, Number of poles: 2, 90°, Solder pin length (l): 3.2 mm, tinned, orange, Box
26898 | 1238160000 | SLA 03/90 3.2SN OR BX | PCB plug-in connector, male header, open side, THT solder connection, 5.08 mm, Number of poles: 3, 90°, Solder pin length (l): 3.2 mm, tinned, orange, Box
26899 | 1238260000 | SLA 04/90 3.2SN OR BX | PCB plug-in connector, male header, open side, THT solder connection, 5.08 mm, Number of poles: 4, 90°, Solder pin length (l): 3.2 mm, tinned, orange, Box
26900 | 1238360000 | SLA 05/90 3.2SN OR BX | PCB plug-in connector, male header, open side, THT solder connection, 5.08 mm, Number of poles: 5, 90°, Solder pin length (l): 3.2 mm, tinned, orange, Box
26901 | 1238460000 | SLA 06/90 3.2SN OR BX | PCB plug-in connector, male header, open side, THT solder connection, 5.08 mm, Number of poles: 6, 90°, Solder pin length (l): 3.2 mm, tinned, orange, Box
26902 | 1238560000 | SLA 07/90 3.2SN OR BX | PCB plug-in connector, male header, open side, THT solder connection, 5.08 mm, Number of poles: 7, 90°, Solder pin length (l): 3.2 mm, tinned, orange, Box
26903 | 1238660000 | SLA 08/90 3.2SN OR BX | PCB plug-in connector, male header, open side, THT solder connection, 5.08 mm, Number of poles: 8, 90°, Solder pin length (l): 3.2 mm, tinned, orange, Box
26904 | 1238760000 | SLA 09/90 3.2SN OR BX | PCB plug-in connector, male header, open side, THT solder connection, 5.08 mm, Number of poles: 9, 90°, Solder pin length (l): 3.2 mm, tinned, orange, Box
26905 | 1238762222 | SLA 09/90 3.2SN OR BX | PCB plug-in connector, male header, open side, THT solder connection, 5.08 mm, Number of poles: 9, 90°, Solder pin length (l): 3.2 mm, orange, Box
26906 | 1238860000 | SLA 10/90 3.2SN OR BX | PCB plug-in connector, male header, open side, THT solder connection, 5.08 mm, Number of poles: 10, 90°, Solder pin length (l): 3.2 mm, tinned, orange, Box
26907 | 1238960000 | SLA 11/90 3.2SN OR BX | PCB plug-in connector, male header, open side, THT solder connection, 5.08 mm, Number of poles: 11, 90°, Solder pin length (l): 3.2 mm, tinned, orange, Box
26908 | 1239060000 | SLA 12/90 3.2SN OR BX | PCB plug-in connector, male header, open side, THT solder connection, 5.08 mm, Number of poles: 12, 90°, Solder pin length (l): 3.2 mm, tinned, orange, Box
26909 | 1239160000 | SLA 13/90 3.2SN OR BX | PCB plug-in connector, male header, open side, THT solder connection, 5.08 mm, Number of poles: 13, 90°, Solder pin length (l): 3.2 mm, tinned, orange, Box
26910 | 1239260000 | SLA 14/90 3.2SN OR BX | PCB plug-in connector, male header, open side, THT solder connection, 5.08 mm, Number of poles: 14, 90°, Solder pin length (l): 3.2 mm, tinned, orange, Box
26911 | 1239360000 | SLA 15/90 3.2SN OR BX | PCB plug-in connector, male header, open side, THT solder connection, 5.08 mm, Number of poles: 15, 90°, Solder pin length (l): 3.2 mm, tinned, orange, Box
26912 | 1239460000 | SLA 16/90 3.2SN OR BX | PCB plug-in connector, male header, open side, THT solder connection, 5.08 mm, Number of poles: 16, 90°, Solder pin length (l): 3.2 mm, tinned, orange, Box
26913 | 1239560000 | SLA 02/180 3.2SN OR BX | PCB plug-in connector, male header, open side, THT solder connection, 5.08 mm, Number of poles: 2, 180°, Solder pin length (l): 3.2 mm, tinned, orange, Box
26914 | 1239660000 | SLA 03/180 3.2SN OR BX | PCB plug-in connector, male header, open side, THT solder connection, 5.08 mm, Number of poles: 3, 180°, Solder pin length (l): 3.2 mm, tinned, orange, Box
26915 | 1239760000 | SLA 04/180 3.2SN OR BX | PCB plug-in connector, male header, open side, THT solder connection, 5.08 mm, Number of poles: 4, 180°, Solder pin length (l): 3.2 mm, tinned, orange, Box
26916 | 1239860000 | SLA 05/180 3.2SN OR BX | PCB plug-in connector, male header, open side, THT solder connection, 5.08 mm, Number of poles: 5, 180°, Solder pin length (l): 3.2 mm, tinned, orange, Box
26917 | 1239960000 | SLA 06/180 3.2SN OR BX | PCB plug-in connector, male header, open side, THT solder connection, 5.08 mm, Number of poles: 6, 180°, Solder pin length (l): 3.2 mm, tinned, orange, Box
26918 | 1240060000 | SLA 07/180 3.2SN OR BX | PCB plug-in connector, male header, open side, THT solder connection, 5.08 mm, Number of poles: 7, 180°, Solder pin length (l): 3.2 mm, tinned, orange, Box
26919 | 1240160000 | SLA 08/180 3.2SN OR BX | PCB plug-in connector, male header, open side, THT solder connection, 5.08 mm, Number of poles: 8, 180°, Solder pin length (l): 3.2 mm, tinned, orange, Box
26920 | 1240260000 | SLA 09/180 3.2SN OR BX | PCB plug-in connector, male header, open side, THT solder connection, 5.08 mm, Number of poles: 9, 180°, Solder pin length (l): 3.2 mm, tinned, orange, Box
26921 | 1240360000 | SLA 10/180 3.2SN OR BX | PCB plug-in connector, male header, open side, THT solder connection, 5.08 mm, Number of poles: 10, 180°, Solder pin length (l): 3.2 mm, tinned, orange, Box
26922 | 1240460000 | SLA 11/180 3.2SN OR BX | PCB plug-in connector, male header, open side, THT solder connection, 5.08 mm, Number of poles: 11, 180°, Solder pin length (l): 3.2 mm, tinned, orange, Box
26923 | 1240560000 | SLA 12/180 3.2SN OR BX | PCB plug-in connector, male header, open side, THT solder connection, 5.08 mm, Number of poles: 12, 180°, Solder pin length (l): 3.2 mm, tinned, orange, Box
26924 | 1240660000 | SLA 13/180 3.2SN OR BX | PCB plug-in connector, male header, open side, THT solder connection, 5.08 mm, Number of poles: 13, 180°, Solder pin length (l): 3.2 mm, tinned, orange, Box
26925 | 1240760000 | SLA 14/180 3.2SN OR BX | PCB plug-in connector, male header, open side, THT solder connection, 5.08 mm, Number of poles: 14, 180°, Solder pin length (l): 3.2 mm, tinned, orange, Box
26926 | 1240860000 | SLA 15/180 3.2SN OR BX | PCB plug-in connector, male header, open side, THT solder connection, 5.08 mm, Number of poles: 15, 180°, Solder pin length (l): 3.2 mm, tinned, orange, Box
26927 | 1240960000 | SLA 16/180 3.2SN OR BX | PCB plug-in connector, male header, open side, THT solder connection, 5.08 mm, Number of poles: 16, 180°, Solder pin length (l): 3.2 mm, tinned, orange, Box
26928 | 1241010000 | SLA 02/90B 3.2SN BK BX | PCB plug-in connector, male header, Dovetails for fixing blocks, THT solder connection, 5.08 mm, Number of poles: 2, 90°, Solder pin length (l): 3.2 mm, tinned, black, Box
26929 | 1241060000 | SLA 02/90B 3.2SN OR BX | PCB plug-in connector, male header, Dovetails for fixing blocks, THT solder connection, 5.08 mm, Number of poles: 2, 90°, Solder pin length (l): 3.2 mm, tinned, orange, Box
26930 | 1241110000 | SLA 03/90B 3.2SN BK BX | PCB plug-in connector, male header, Dovetails for fixing blocks, THT solder connection, 5.08 mm, Number of poles: 3, 90°, Solder pin length (l): 3.2 mm, tinned, black, Box
26931 | 1241160000 | SLA 03/90B 3.2SN OR BX | PCB plug-in connector, male header, Dovetails for fixing blocks, THT solder connection, 5.08 mm, Number of poles: 3, 90°, Solder pin length (l): 3.2 mm, tinned, orange, Box
26932 | 1241210000 | SLA 04/90B 3.2SN BK BX | PCB plug-in connector, male header, Dovetails for fixing blocks, THT solder connection, 5.08 mm, Number of poles: 4, 90°, Solder pin length (l): 3.2 mm, tinned, black, Box
26933 | 1241260000 | SLA 04/90B 3.2SN OR BX | PCB plug-in connector, male header, Dovetails for fixing blocks, THT solder connection, 5.08 mm, Number of poles: 4, 90°, Solder pin length (l): 3.2 mm, tinned, orange, Box
26934 | 1241310000 | SLA 05/90B 3.2SN BK BX | PCB plug-in connector, male header, Dovetails for fixing blocks, THT solder connection, 5.08 mm, Number of poles: 5, 90°, Solder pin length (l): 3.2 mm, tinned, black, Box
26935 | 1241360000 | SLA 05/90B 3.2SN OR BX | PCB plug-in connector, male header, Dovetails for fixing blocks, THT solder connection, 5.08 mm, Number of poles: 5, 90°, Solder pin length (l): 3.2 mm, tinned, orange, Box
26936 | 1241460000 | SLA 06/90B 3.2SN OR BX | PCB plug-in connector, male header, Dovetails for fixing blocks, THT solder connection, 5.08 mm, Number of poles: 6, 90°, Solder pin length (l): 3.2 mm, tinned, orange, Box
26937 | 1241560000 | SLA 07/90B 3.2SN OR BX | PCB plug-in connector, male header, Dovetails for fixing blocks, THT solder connection, 5.08 mm, Number of poles: 7, 90°, Solder pin length (l): 3.2 mm, tinned, orange, Box
26938 | 1241610000 | SLA 08/90B 3.2SN BK BX | PCB plug-in connector, male header, Dovetails for fixing blocks, THT solder connection, 5.08 mm, Number of poles: 8, 90°, Solder pin length (l): 3.2 mm, tinned, black, Box
26939 | 1241660000 | SLA 08/90B 3.2SN OR BX | PCB plug-in connector, male header, Dovetails for fixing blocks, THT solder connection, 5.08 mm, Number of poles: 8, 90°, Solder pin length (l): 3.2 mm, tinned, orange, Box
26940 | 1241760000 | SLA 09/90B 3.2SN OR BX | PCB plug-in connector, male header, Dovetails for fixing blocks, THT solder connection, 5.08 mm, Number of poles: 9, 90°, Solder pin length (l): 3.2 mm, tinned, orange, Box
26941 | 1241860000 | SLA 10/90B 3.2SN OR BX | PCB plug-in connector, male header, Dovetails for fixing blocks, THT solder connection, 5.08 mm, Number of poles: 10, 90°, Solder pin length (l): 3.2 mm, tinned, orange, Box
26942 | 1241960000 | SLA 11/90B 3.2SN OR BX | PCB plug-in connector, male header, Dovetails for fixing blocks, THT solder connection, 5.08 mm, Number of poles: 11, 90°, Solder pin length (l): 3.2 mm, tinned, orange, Box
26943 | 1242060000 | SLA 12/90B 3.2SN OR BX | PCB plug-in connector, male header, Dovetails for fixing blocks, THT solder connection, 5.08 mm, Number of poles: 12, 90°, Solder pin length (l): 3.2 mm, tinned, orange, Box
26944 | 1242160000 | SLA 13/90B 3.2SN OR BX | PCB plug-in connector, male header, Dovetails for fixing blocks, THT solder connection, 5.08 mm, Number of poles: 13, 90°, Solder pin length (l): 3.2 mm, tinned, orange, Box
26945 | 1242260000 | SLA 14/90B 3.2SN OR BX | PCB plug-in connector, male header, Dovetails for fixing blocks, THT solder connection, 5.08 mm, Number of poles: 14, 90°, Solder pin length (l): 3.2 mm, tinned, orange, Box
26946 | 1242360000 | SLA 15/90B 3.2SN OR BX | PCB plug-in connector, male header, Dovetails for fixing blocks, THT solder connection, 5.08 mm, Number of poles: 15, 90°, Solder pin length (l): 3.2 mm, tinned, orange, Box
26947 | 1242460000 | SLA 16/90B 3.2SN OR BX | PCB plug-in connector, male header, Dovetails for fixing blocks, THT solder connection, 5.08 mm, Number of poles: 16, 90°, Solder pin length (l): 3.2 mm, tinned, orange, Box
26948 | 1242560000 | SLA 02/180B 3.2SN OR BX | PCB plug-in connector, male header, Dovetails for fixing blocks, THT solder connection, 5.08 mm, Number of poles: 2, 180°, Solder pin length (l): 3.2 mm, tinned, orange, Box
26949 | 1242660000 | SLA 03/180B 3.2SN OR BX | PCB plug-in connector, male header, Dovetails for fixing blocks, THT solder connection, 5.08 mm, Number of poles: 3, 180°, Solder pin length (l): 3.2 mm, tinned, orange, Box
26950 | 1242760000 | SLA 04/180B 3.2SN OR BX | PCB plug-in connector, male header, Dovetails for fixing blocks, THT solder connection, 5.08 mm, Number of poles: 4, 180°, Solder pin length (l): 3.2 mm, tinned, orange, Box
26951 | 1242762222 | SLA 04/180B 3.2SN OR BX | PCB plug-in connector, male header, Dovetails for fixing blocks, THT solder connection, 5.08 mm, Number of poles: 4, 180°, Solder pin length (l): 3.2 mm, orange, Box
26952 | 1242860000 | SLA 05/180B 3.2SN OR BX | PCB plug-in connector, male header, Dovetails for fixing blocks, THT solder connection, 5.08 mm, Number of poles: 5, 180°, Solder pin length (l): 3.2 mm, tinned, orange, Box
26953 | 1242960000 | SLA 06/180B 3.2SN OR BX | PCB plug-in connector, male header, Dovetails for fixing blocks, THT solder connection, 5.08 mm, Number of poles: 6, 180°, Solder pin length (l): 3.2 mm, tinned, orange, Box
26954 | 1243060000 | SLA 07/180B 3.2SN OR BX | PCB plug-in connector, male header, Dovetails for fixing blocks, THT solder connection, 5.08 mm, Number of poles: 7, 180°, Solder pin length (l): 3.2 mm, tinned, orange, Box
26955 | 1243160000 | SLA 08/180B 3.2SN OR BX | PCB plug-in connector, male header, Dovetails for fixing blocks, THT solder connection, 5.08 mm, Number of poles: 8, 180°, Solder pin length (l): 3.2 mm, tinned, orange, Box
26956 | 1243260000 | SLA 09/180B 3.2SN OR BX | PCB plug-in connector, male header, Dovetails for fixing blocks, THT solder connection, 5.08 mm, Number of poles: 9, 180°, Solder pin length (l): 3.2 mm, tinned, orange, Box
26957 | 1243360000 | SLA 10/180B 3.2SN OR BX | PCB plug-in connector, male header, Dovetails for fixing blocks, THT solder connection, 5.08 mm, Number of poles: 10, 180°, Solder pin length (l): 3.2 mm, tinned, orange, Box
26958 | 1243460000 | SLA 11/180B 3.2SN OR BX | PCB plug-in connector, male header, Dovetails for fixing blocks, THT solder connection, 5.08 mm, Number of poles: 11, 180°, Solder pin length (l): 3.2 mm, tinned, orange, Box
26959 | 1243560000 | SLA 12/180B 3.2SN OR BX | PCB plug-in connector, male header, Dovetails for fixing blocks, THT solder connection, 5.08 mm, Number of poles: 12, 180°, Solder pin length (l): 3.2 mm, tinned, orange, Box
26960 | 1243660000 | SLA 13/180B 3.2SN OR BX | PCB plug-in connector, male header, Dovetails for fixing blocks, THT solder connection, 5.08 mm, Number of poles: 13, 180°, Solder pin length (l): 3.2 mm, tinned, orange, Box
26961 | 1243760000 | SLA 14/180B 3.2SN OR BX | PCB plug-in connector, male header, Dovetails for fixing blocks, THT solder connection, 5.08 mm, Number of poles: 14, 180°, Solder pin length (l): 3.2 mm, tinned, orange, Box
26962 | 1243860000 | SLA 15/180B 3.2SN OR BX | PCB plug-in connector, male header, Dovetails for fixing blocks, THT solder connection, 5.08 mm, Number of poles: 15, 180°, Solder pin length (l): 3.2 mm, tinned, orange, Box
26963 | 1243960000 | SLA 16/180B 3.2SN OR BX | PCB plug-in connector, male header, Dovetails for fixing blocks, THT solder connection, 5.08 mm, Number of poles: 16, 180°, Solder pin length (l): 3.2 mm, tinned, orange, Box
26964 | 1270360000 | SLA 18/90B 3.2SN OR BX | PCB plug-in connector, male header, Dovetails for fixing blocks, THT solder connection, 5.08 mm, Number of poles: 18, 90°, Solder pin length (l): 3.2 mm, tinned, orange, Box
26965 | 1270460000 | SLA 19/90B 3.2SN OR BX | PCB plug-in connector, male header, Dovetails for fixing blocks, THT solder connection, 5.08 mm, Number of poles: 19, 90°, Solder pin length (l): 3.2 mm, tinned, orange, Box
26966 | 1270560000 | SLA 20/90B 3.2SN OR BX | PCB plug-in connector, male header, Dovetails for fixing blocks, THT solder connection, 5.08 mm, Number of poles: 20, 90°, Solder pin length (l): 3.2 mm, tinned, orange, Box
26967 | 1270760000 | SLA 17/180B 3.2SN OR BX | PCB plug-in connector, male header, Dovetails for fixing blocks, THT solder connection, 5.08 mm, Number of poles: 17, 180°, Solder pin length (l): 3.2 mm, tinned, orange, Box
26968 | 1270860000 | SLA 18/180B 3.2SN OR BX | PCB plug-in connector, male header, Dovetails for fixing blocks, THT solder connection, 5.08 mm, Number of poles: 18, 180°, Solder pin length (l): 3.2 mm, tinned, orange, Box
26969 | 1270960000 | SLA 19/180B 3.2SN OR BX | PCB plug-in connector, male header, Dovetails for fixing blocks, THT solder connection, 5.08 mm, Number of poles: 19, 180°, Solder pin length (l): 3.2 mm, tinned, orange, Box
26970 | 1271060000 | SLA 20/180B 3.2SN OR BX | PCB plug-in connector, male header, Dovetails for fixing blocks, THT solder connection, 5.08 mm, Number of poles: 20, 180°, Solder pin length (l): 3.2 mm, tinned, orange, Box
26971 | 1271260000 | SLA 17/180 3.2SN OR BX | PCB plug-in connector, male header, open side, THT solder connection, 5.08 mm, Number of poles: 17, 180°, Solder pin length (l): 3.2 mm, tinned, orange, Box
26972 | 1271360000 | SLA 18/180 3.2SN OR BX | PCB plug-in connector, male header, open side, THT solder connection, 5.08 mm, Number of poles: 18, 180°, Solder pin length (l): 3.2 mm, tinned, orange, Box
26973 | 1271460000 | SLA 19/180 3.2SN OR BX | PCB plug-in connector, male header, open side, THT solder connection, 5.08 mm, Number of poles: 19, 180°, Solder pin length (l): 3.2 mm, tinned, orange, Box
26974 | 1271560000 | SLA 20/180 3.2SN OR BX | PCB plug-in connector, male header, open side, THT solder connection, 5.08 mm, Number of poles: 20, 180°, Solder pin length (l): 3.2 mm, tinned, orange, Box
26975 | 1271660000 | SLA 21/180 3.2SN OR BX | PCB plug-in connector, male header, open side, THT solder connection, 5.08 mm, Number of poles: 21, 180°, Solder pin length (l): 3.2 mm, tinned, orange, Box
26976 | 1271760000 | SLA 17/90 3.2SN OR BX | PCB plug-in connector, male header, open side, THT solder connection, 5.08 mm, Number of poles: 17, 90°, Solder pin length (l): 3.2 mm, tinned, orange, Box
26977 | 1271860000 | SLA 18/90 3.2SN OR BX | PCB plug-in connector, male header, open side, THT solder connection, 5.08 mm, Number of poles: 18, 90°, Solder pin length (l): 3.2 mm, tinned, orange, Box
26978 | 1271960000 | SLA 19/90 3.2SN OR BX | PCB plug-in connector, male header, open side, THT solder connection, 5.08 mm, Number of poles: 19, 90°, Solder pin length (l): 3.2 mm, tinned, orange, Box
26979 | 1272060000 | SLA 20/90 3.2SN OR BX | PCB plug-in connector, male header, open side, THT solder connection, 5.08 mm, Number of poles: 20, 90°, Solder pin length (l): 3.2 mm, tinned, orange, Box
26980 | 1315260000 | SLA 24/180 3.2SN OR BX | PCB plug-in connector, male header, open side, THT solder connection, 5.08 mm, Number of poles: 24, 180°, Solder pin length (l): 3.2 mm, tinned, orange, Box
26981 | 1315360000 | SLA 22/180B 3.2SN OR BX | PCB plug-in connector, male header, Dovetails for fixing blocks, THT solder connection, 5.08 mm, Number of poles: 22, 180°, Solder pin length (l): 3.2 mm, tinned, orange, Box
26982 | 1315460000 | SLA 23/180B 3.2SN OR BX | PCB plug-in connector, male header, Dovetails for fixing blocks, THT solder connection, 5.08 mm, Number of poles: 23, 180°, Solder pin length (l): 3.2 mm, tinned, orange, Box
26983 | 1315560000 | SLA 24/180B 3.2SN OR BX | PCB plug-in connector, male header, Dovetails for fixing blocks, THT solder connection, 5.08 mm, Number of poles: 24, 180°, Solder pin length (l): 3.2 mm, tinned, orange, Box
26984 | 1315660000 | SLA 22/90B 3.2SN OR BX | PCB plug-in connector, male header, Dovetails for fixing blocks, THT solder connection, 5.08 mm, Number of poles: 22, 90°, Solder pin length (l): 3.2 mm, tinned, orange, Box
26985 | 1315760000 | SLA 23/90B 3.2SN OR BX | PCB plug-in connector, male header, Dovetails for fixing blocks, THT solder connection, 5.08 mm, Number of poles: 23, 90°, Solder pin length (l): 3.2 mm, tinned, orange, Box
26986 | 1315860000 | SLA 24/90B 3.2SN OR BX | PCB plug-in connector, male header, Dovetails for fixing blocks, THT solder connection, 5.08 mm, Number of poles: 24, 90°, Solder pin length (l): 3.2 mm, tinned, orange, Box
26987 | 1315960000 | SLA 22/90 3.2SN OR BX | PCB plug-in connector, male header, open side, THT solder connection, 5.08 mm, Number of poles: 22, 90°, Solder pin length (l): 3.2 mm, tinned, orange, Box
26988 | 1316160000 | SLA 24/90 3.2SN OR BX | PCB plug-in connector, male header, open side, THT solder connection, 5.08 mm, Number of poles: 24, 90°, Solder pin length (l): 3.2 mm, tinned, orange, Box
26989 | 1346800000 | SLA 02/90 4.5SN GY BX | PCB plug-in connector, male header, open side, THT solder connection, 5.08 mm, Number of poles: 2, 90°, Solder pin length (l): 4.5 mm, tinned, Pebble grey, Box
26990 | 1346860000 | SLA 02/90 4.5SN OR BX | PCB plug-in connector, male header, open side, THT solder connection, 5.08 mm, Number of poles: 2, 90°, Solder pin length (l): 4.5 mm, tinned, orange, Box
26991 | 1346900000 | SLA 03/90 4.5SN GY BX | PCB plug-in connector, male header, open side, THT solder connection, 5.08 mm, Number of poles: 3, 90°, Solder pin length (l): 4.5 mm, tinned, Pebble grey, Box
26992 | 1346910000 | SLA 03/90 4.5SN BK BX | PCB plug-in connector, male header, open side, THT solder connection, 5.08 mm, Number of poles: 3, 90°, Solder pin length (l): 4.5 mm, tinned, black, Box
26993 | 1347060000 | SLA 04/90 4.5SN OR BX | PCB plug-in connector, male header, open side, THT solder connection, 5.08 mm, Number of poles: 4, 90°, Solder pin length (l): 4.5 mm, tinned, orange, Box
26994 | 1347160000 | SLA 05/90 4.5SN OR BX | PCB plug-in connector, male header, open side, THT solder connection, 5.08 mm, Number of poles: 5, 90°, Solder pin length (l): 4.5 mm, tinned, orange, Box
26995 | 1347260000 | SLA 06/90 4.5SN OR BX | PCB plug-in connector, male header, open side, THT solder connection, 5.08 mm, Number of poles: 6, 90°, Solder pin length (l): 4.5 mm, tinned, orange, Box
26996 | 1347360000 | SLA 07/90 4.5SN OR BX | PCB plug-in connector, male header, open side, THT solder connection, 5.08 mm, Number of poles: 7, 90°, Solder pin length (l): 4.5 mm, tinned, orange, Box
26997 | 1347460000 | SLA 08/90 4.5SN OR BX | PCB plug-in connector, male header, open side, THT solder connection, 5.08 mm, Number of poles: 8, 90°, Solder pin length (l): 4.5 mm, tinned, orange, Box
26998 | 1347610000 | SLA 10/90 4.5SN BK BX | PCB plug-in connector, male header, open side, THT solder connection, 5.08 mm, Number of poles: 10, 90°, Solder pin length (l): 4.5 mm, tinned, black, Box
26999 | 1347660000 | SLA 10/90 4.5SN OR BX | PCB plug-in connector, male header, open side, THT solder connection, 5.08 mm, Number of poles: 10, 90°, Solder pin length (l): 4.5 mm, tinned, orange, Box
27000 | 1347760000 | SLA 11/90 4.5SN OR BX | PCB plug-in connector, male header, open side, THT solder connection, 5.08 mm, Number of poles: 11, 90°, Solder pin length (l): 4.5 mm, tinned, orange, Box
27001 | 1347860000 | SLA 12/90 4.5SN OR BX | PCB plug-in connector, male header, open side, THT solder connection, 5.08 mm, Number of poles: 12, 90°, Solder pin length (l): 4.5 mm, tinned, orange, Box
27002 | 1348060000 | SLA 14/90 4.5SN OR BX | PCB plug-in connector, male header, open side, THT solder connection, 5.08 mm, Number of poles: 14, 90°, Solder pin length (l): 4.5 mm, tinned, orange, Box
27003 | 1348260000 | SLA 16/90 4.5SN OR BX | PCB plug-in connector, male header, open side, THT solder connection, 5.08 mm, Number of poles: 16, 90°, Solder pin length (l): 4.5 mm, tinned, orange, Box
27004 | 1348460000 | SLA 18/90 4.5SN OR BX | PCB plug-in connector, male header, open side, THT solder connection, 5.08 mm, Number of poles: 18, 90°, Solder pin length (l): 4.5 mm, tinned, orange, Box
27005 | 1348660000 | SLA 20/90 4.5SN OR BX | PCB plug-in connector, male header, open side, THT solder connection, 5.08 mm, Number of poles: 20, 90°, Solder pin length (l): 4.5 mm, tinned, orange, Box
27006 | 1348860000 | SLA 22/90 4.5SN OR BX | PCB plug-in connector, male header, open side, THT solder connection, 5.08 mm, Number of poles: 22, 90°, Solder pin length (l): 4.5 mm, tinned, orange, Box
27007 | 1349160000 | SLA 02/180 4.5SN OR BX | PCB plug-in connector, male header, open side, THT solder connection, 5.08 mm, Number of poles: 2, 180°, Solder pin length (l): 4.5 mm, tinned, orange, Box
27008 | 1349200000 | SLA 03/180 4.5SN GR BX | PCB plug-in connector, male header, open side, THT solder connection, 5.08 mm, Number of poles: 3, 180°, Solder pin length (l): 4.5 mm, Pebble grey, Box
27009 | 1349260000 | SLA 03/180 4.5SN OR BX | PCB plug-in connector, male header, open side, THT solder connection, 5.08 mm, Number of poles: 3, 180°, Solder pin length (l): 4.5 mm, tinned, orange, Box
27010 | 1349360000 | SLA 04/180 4.5SN OR BX | PCB plug-in connector, male header, open side, THT solder connection, 5.08 mm, Number of poles: 4, 180°, Solder pin length (l): 4.5 mm, tinned, orange, Box
27011 | 1349460000 | SLA 05/180 4.5SN OR BX | PCB plug-in connector, male header, open side, THT solder connection, 5.08 mm, Number of poles: 5, 180°, Solder pin length (l): 4.5 mm, tinned, orange, Box
27012 | 1349660000 | SLA 07/180 4.5SN OR BX | PCB plug-in connector, male header, open side, THT solder connection, 5.08 mm, Number of poles: 7, 180°, Solder pin length (l): 4.5 mm, tinned, orange, Box
27013 | 1349960000 | SLA 10/180 4.5SN OR BX | PCB plug-in connector, male header, open side, THT solder connection, 5.08 mm, Number of poles: 10, 180°, Solder pin length (l): 4.5 mm, tinned, orange, Box
27014 | 1350060000 | SLA 11/180 4.5SN OR BX | PCB plug-in connector, male header, open side, THT solder connection, 5.08 mm, Number of poles: 11, 180°, Solder pin length (l): 4.5 mm, tinned, orange, Box
27015 | 1350160000 | SLA 12/180 4.5SN OR BX | PCB plug-in connector, male header, open side, THT solder connection, 5.08 mm, Number of poles: 12, 180°, Solder pin length (l): 4.5 mm, tinned, orange, Box
27016 | 1350360000 | SLA 14/180 4.5SN OR BX | PCB plug-in connector, male header, open side, THT solder connection, 5.08 mm, Number of poles: 14, 180°, Solder pin length (l): 4.5 mm, tinned, orange, Box
27017 | 1350460000 | SLA 15/180 4.5SN OR BX | PCB plug-in connector, male header, open side, THT solder connection, 5.08 mm, Number of poles: 15, 180°, Solder pin length (l): 4.5 mm, tinned, orange, Box
27018 | 1350960000 | SLA 20/180 4.5SN OR BX | PCB plug-in connector, male header, open side, THT solder connection, 5.08 mm, Number of poles: 20, 180°, Solder pin length (l): 4.5 mm, tinned, orange, Box
27019 | 1351410000 | SLA 02/90B 4.5SN BK BX | PCB plug-in connector, male header, Dovetails for fixing blocks, THT solder connection, 5.08 mm, Number of poles: 2, 90°, Solder pin length (l): 4.5 mm, tinned, black, Box
27020 | 1351460000 | SLA 02/90B 4.5SN OR BX | PCB plug-in connector, male header, Dovetails for fixing blocks, THT solder connection, 5.08 mm, Number of poles: 2, 90°, Solder pin length (l): 4.5 mm, tinned, orange, Box
27021 | 1351510000 | SLA 03/90B 4.5SN BK BX | PCB plug-in connector, male header, Dovetails for fixing blocks, THT solder connection, 5.08 mm, Number of poles: 3, 90°, Solder pin length (l): 4.5 mm, tinned, black, Box
27022 | 1351560000 | SLA 03/90B 4.5SN OR BX | PCB plug-in connector, male header, Dovetails for fixing blocks, THT solder connection, 5.08 mm, Number of poles: 3, 90°, Solder pin length (l): 4.5 mm, tinned, orange, Box
27023 | 1351610000 | SLA 04/90B 4.5SN BK BX | PCB plug-in connector, male header, Dovetails for fixing blocks, THT solder connection, 5.08 mm, Number of poles: 4, 90°, Solder pin length (l): 4.5 mm, tinned, black, Box
27024 | 1351660000 | SLA 04/90B 4.5SN OR BX | PCB plug-in connector, male header, Dovetails for fixing blocks, THT solder connection, 5.08 mm, Number of poles: 4, 90°, Solder pin length (l): 4.5 mm, tinned, orange, Box
27025 | 1351710000 | SLA 05/90B 4.5SN BK BX | PCB plug-in connector, male header, Dovetails for fixing blocks, THT solder connection, 5.08 mm, Number of poles: 5, 90°, Solder pin length (l): 4.5 mm, tinned, black, Box
27026 | 1351760000 | SLA 05/90B 4.5SN OR BX | PCB plug-in connector, male header, Dovetails for fixing blocks, THT solder connection, 5.08 mm, Number of poles: 5, 90°, Solder pin length (l): 4.5 mm, tinned, orange, Box
27027 | 1351860000 | SLA 06/90B 4.5SN OR BX | PCB plug-in connector, male header, Dovetails for fixing blocks, THT solder connection, 5.08 mm, Number of poles: 6, 90°, Solder pin length (l): 4.5 mm, tinned, orange, Box
27028 | 1352010000 | SLA 08/90B 4.5SN BK BX | PCB plug-in connector, male header, Dovetails for fixing blocks, THT solder connection, 5.08 mm, Number of poles: 8, 90°, Solder pin length (l): 4.5 mm, tinned, black, Box
27029 | 1352060000 | SLA 08/90B 4.5SN OR BX | PCB plug-in connector, male header, Dovetails for fixing blocks, THT solder connection, 5.08 mm, Number of poles: 8, 90°, Solder pin length (l): 4.5 mm, tinned, orange, Box
27030 | 1352110000 | SLA 09/90B 4.5SN BK BX | PCB plug-in connector, male header, Dovetails for fixing blocks, THT solder connection, 5.08 mm, Number of poles: 9, 90°, Solder pin length (l): 4.5 mm, tinned, black, Box
27031 | 1352160000 | SLA 09/90B 4.5SN OR BX | PCB plug-in connector, male header, Dovetails for fixing blocks, THT solder connection, 5.08 mm, Number of poles: 9, 90°, Solder pin length (l): 4.5 mm, tinned, orange, Box
27032 | 1352260000 | SLA 10/90B 4.5SN OR BX | PCB plug-in connector, male header, Dovetails for fixing blocks, THT solder connection, 5.08 mm, Number of poles: 10, 90°, Solder pin length (l): 4.5 mm, tinned, orange, Box
27033 | 1352360000 | SLA 11/90B 4.5SN OR BX | PCB plug-in connector, male header, Dovetails for fixing blocks, THT solder connection, 5.08 mm, Number of poles: 11, 90°, Solder pin length (l): 4.5 mm, tinned, orange, Box
27034 | 1352460000 | SLA 12/90B 4.5SN OR BX | PCB plug-in connector, male header, Dovetails for fixing blocks, THT solder connection, 5.08 mm, Number of poles: 12, 90°, Solder pin length (l): 4.5 mm, tinned, orange, Box
27035 | 1352660000 | SLA 14/90B 4.5SN OR BX | PCB plug-in connector, male header, Dovetails for fixing blocks, THT solder connection, 5.08 mm, Number of poles: 14, 90°, Solder pin length (l): 4.5 mm, tinned, orange, Box
27036 | 1352960000 | SLA 17/90B 4.5SN OR BX | PCB plug-in connector, male header, Dovetails for fixing blocks, THT solder connection, 5.08 mm, Number of poles: 17, 90°, Solder pin length (l): 4.5 mm, tinned, orange, Box
27037 | 1353010000 | SLA 18/90B 4.5SN BK BX | PCB plug-in connector, male header, Dovetails for fixing blocks, THT solder connection, 5.08 mm, Number of poles: 18, 90°, Solder pin length (l): 4.5 mm, tinned, black, Box
27038 | 1353160000 | SLA 19/90B 4.5SN OR BX | PCB plug-in connector, male header, Dovetails for fixing blocks, THT solder connection, 5.08 mm, Number of poles: 19, 90°, Solder pin length (l): 4.5 mm, tinned, orange, Box
27039 | 1353710000 | SLA 02/180B 4.5SN BK BX | PCB plug-in connector, male header, Dovetails for fixing blocks, THT solder connection, 5.08 mm, Number of poles: 2, 180°, Solder pin length (l): 4.5 mm, tinned, black, Box
27040 | 1353760000 | SLA 02/180B 4.5SN OR BX | PCB plug-in connector, male header, Dovetails for fixing blocks, THT solder connection, 5.08 mm, Number of poles: 2, 180°, Solder pin length (l): 4.5 mm, tinned, orange, Box
27041 | 1353860000 | SLA 03/180B 4.5SN OR BX | PCB plug-in connector, male header, Dovetails for fixing blocks, THT solder connection, 5.08 mm, Number of poles: 3, 180°, Solder pin length (l): 4.5 mm, tinned, orange, Box
27042 | 1353960000 | SLA 04/180B 4.5SN OR BX | PCB plug-in connector, male header, Dovetails for fixing blocks, THT solder connection, 5.08 mm, Number of poles: 4, 180°, Solder pin length (l): 4.5 mm, tinned, orange, Box
27043 | 1354060000 | SLA 05/180B 4.5SN OR BX | PCB plug-in connector, male header, Dovetails for fixing blocks, THT solder connection, 5.08 mm, Number of poles: 5, 180°, Solder pin length (l): 4.5 mm, tinned, orange, Box
27044 | 1354110000 | SLA 06/180B 4.5SN BK BX | PCB plug-in connector, male header, Dovetails for fixing blocks, THT solder connection, 5.08 mm, Number of poles: 6, 180°, Solder pin length (l): 4.5 mm, tinned, black, Box
27045 | 1354160000 | SLA 06/180B 4.5SN OR BX | PCB plug-in connector, male header, Dovetails for fixing blocks, THT solder connection, 5.08 mm, Number of poles: 6, 180°, Solder pin length (l): 4.5 mm, tinned, orange, Box
27046 | 1354260000 | SLA 07/180B 4.5SN OR BX | PCB plug-in connector, male header, Dovetails for fixing blocks, THT solder connection, 5.08 mm, Number of poles: 7, 180°, Solder pin length (l): 4.5 mm, tinned, orange, Box
27047 | 1354360000 | SLA 08/180B 4.5SN OR BX | PCB plug-in connector, male header, Dovetails for fixing blocks, THT solder connection, 5.08 mm, Number of poles: 8, 180°, Solder pin length (l): 4.5 mm, tinned, orange, Box
27048 | 1354560000 | SLA 10/180B 4.5SN OR BX | PCB plug-in connector, male header, Dovetails for fixing blocks, THT solder connection, 5.08 mm, Number of poles: 10, 180°, Solder pin length (l): 4.5 mm, tinned, orange, Box
27049 | 1354760000 | SLA 12/180B 4.5SN OR BX | PCB plug-in connector, male header, Dovetails for fixing blocks, THT solder connection, 5.08 mm, Number of poles: 12, 180°, Solder pin length (l): 4.5 mm, tinned, orange, Box
27050 | 1354960000 | SLA 14/180B 4.5SN OR BX | PCB plug-in connector, male header, Dovetails for fixing blocks, THT solder connection, 5.08 mm, Number of poles: 14, 180°, Solder pin length (l): 4.5 mm, tinned, orange, Box
27051 | 1355110000 | SLA 16/180B 4.5SN BK BX | PCB plug-in connector, male header, Dovetails for fixing blocks, THT solder connection, 5.08 mm, Number of poles: 16, 180°, Solder pin length (l): 4.5 mm, tinned, black, Box
27052 | 1355160000 | SLA 16/180B 4.5SN OR BX | PCB plug-in connector, male header, Dovetails for fixing blocks, THT solder connection, 5.08 mm, Number of poles: 16, 180°, Solder pin length (l): 4.5 mm, tinned, orange, Box
27053 | 1355360000 | SLA 18/180B 4.5SN OR BX | PCB plug-in connector, male header, Dovetails for fixing blocks, THT solder connection, 5.08 mm, Number of poles: 18, 180°, Solder pin length (l): 4.5 mm, tinned, orange, Box
27054 | 1355760000 | SLA 22/180B 4.5SN OR BX | PCB plug-in connector, male header, Dovetails for fixing blocks, THT solder connection, 5.08 mm, Number of poles: 22, 180°, Solder pin length (l): 4.5 mm, tinned, orange, Box
27055 | 1597360000 | BL 3.50/02/180 SN OR BX | PCB plug-in connector, female plug, 3.50 mm, Number of poles: 2, 180°, Clamping yoke connection, Clamping range, max. : 1.5 mm², Box
27056 | 1597370000 | BL 3.50/03/180 SN OR BX | PCB plug-in connector, female plug, 3.50 mm, Number of poles: 3, 180°, Clamping yoke connection, Clamping range, max. : 1.5 mm², Box
27057 | 1597380000 | BL 3.50/04/180 SN OR BX | PCB plug-in connector, female plug, 3.50 mm, Number of poles: 4, 180°, Clamping yoke connection, Clamping range, max. : 1.5 mm², Box
27058 | 1597390000 | BL 3.50/05/180 SN OR BX | PCB plug-in connector, female plug, 3.50 mm, Number of poles: 5, 180°, Clamping yoke connection, Clamping range, max. : 1.5 mm², Box
27059 | 1597400000 | BL 3.50/06/180 SN OR BX | PCB plug-in connector, female plug, 3.50 mm, Number of poles: 6, 180°, Clamping yoke connection, Clamping range, max. : 1.5 mm², Box
27060 | 1597410000 | BL 3.50/07/180 SN OR BX | PCB plug-in connector, female plug, 3.50 mm, Number of poles: 7, 180°, Clamping yoke connection, Clamping range, max. : 1.5 mm², Box
27061 | 1597420000 | BL 3.50/08/180 SN OR BX | PCB plug-in connector, female plug, 3.50 mm, Number of poles: 8, 180°, Clamping yoke connection, Clamping range, max. : 1.5 mm², Box
27062 | 1597430000 | BL 3.50/09/180 SN OR BX | PCB plug-in connector, female plug, 3.50 mm, Number of poles: 9, 180°, Clamping yoke connection, Clamping range, max. : 1.5 mm², Box
27063 | 1597440000 | BL 3.50/10/180 SN OR BX | PCB plug-in connector, female plug, 3.50 mm, Number of poles: 10, 180°, Clamping yoke connection, Clamping range, max. : 1.5 mm², Box
27064 | 1597450000 | BL 3.50/11/180 SN OR BX | PCB plug-in connector, female plug, 3.50 mm, Number of poles: 11, 180°, Clamping yoke connection, Clamping range, max. : 1.5 mm², Box
27065 | 1597460000 | BL 3.50/12/180 SN OR BX | PCB plug-in connector, female plug, 3.50 mm, Number of poles: 12, 180°, Clamping yoke connection, Clamping range, max. : 1.5 mm², Box
27066 | 1597470000 | BL 3.50/13/180 SN OR BX | PCB plug-in connector, female plug, 3.50 mm, Number of poles: 13, 180°, Clamping yoke connection, Clamping range, max. : 1.5 mm², Box
27067 | 1597480000 | BL 3.50/14/180 SN OR BX | PCB plug-in connector, female plug, 3.50 mm, Number of poles: 14, 180°, Clamping yoke connection, Clamping range, max. : 1.5 mm², Box
27068 | 1597490000 | BL 3.50/15/180 SN OR BX | PCB plug-in connector, female plug, 3.50 mm, Number of poles: 15, 180°, Clamping yoke connection, Clamping range, max. : 1.5 mm², Box
27069 | 1597500000 | BL 3.50/16/180 SN OR BX | PCB plug-in connector, female plug, 3.50 mm, Number of poles: 16, 180°, Clamping yoke connection, Clamping range, max. : 1.5 mm², Box
27070 | 1606640000 | BL 3.50/02/180F SN OR BX | PCB plug-in connector, female plug, 3.50 mm, Number of poles: 2, 180°, Clamping yoke connection, Clamping range, max. : 1.5 mm², Box
27071 | 1606650000 | BL 3.50/03/180F SN OR BX | PCB plug-in connector, female plug, 3.50 mm, Number of poles: 3, 180°, Clamping yoke connection, Clamping range, max. : 1.5 mm², Box
27072 | 1606660000 | BL 3.50/04/180F SN OR BX | PCB plug-in connector, female plug, 3.50 mm, Number of poles: 4, 180°, Clamping yoke connection, Clamping range, max. : 1.5 mm², Box
27073 | 1606670000 | BL 3.50/05/180F SN OR BX | PCB plug-in connector, female plug, 3.50 mm, Number of poles: 5, 180°, Clamping yoke connection, Clamping range, max. : 1.5 mm², Box
27074 | 1606680000 | BL 3.50/06/180F SN OR BX | PCB plug-in connector, female plug, 3.50 mm, Number of poles: 6, 180°, Clamping yoke connection, Clamping range, max. : 1.5 mm², Box
27075 | 1606690000 | BL 3.50/07/180F SN OR BX | PCB plug-in connector, female plug, 3.50 mm, Number of poles: 7, 180°, Clamping yoke connection, Clamping range, max. : 1.5 mm², Box
27076 | 1606700000 | BL 3.50/08/180F SN OR BX | PCB plug-in connector, female plug, 3.50 mm, Number of poles: 8, 180°, Clamping yoke connection, Clamping range, max. : 1.5 mm², Box
27077 | 1606710000 | BL 3.50/09/180F SN OR BX | PCB plug-in connector, female plug, 3.50 mm, Number of poles: 9, 180°, Clamping yoke connection, Clamping range, max. : 1.5 mm², Box
27078 | 1606720000 | BL 3.50/10/180F SN OR BX | PCB plug-in connector, female plug, 3.50 mm, Number of poles: 10, 180°, Clamping yoke connection, Clamping range, max. : 1.5 mm², Box
27079 | 1606730000 | BL 3.50/11/180F SN OR BX | PCB plug-in connector, female plug, 3.50 mm, Number of poles: 11, 180°, Clamping yoke connection, Clamping range, max. : 1.5 mm², Box
27080 | 1606740000 | BL 3.50/12/180F SN OR BX | PCB plug-in connector, female plug, 3.50 mm, Number of poles: 12, 180°, Clamping yoke connection, Clamping range, max. : 1.5 mm², Box
27081 | 1606750000 | BL 3.50/13/180F SN OR BX | PCB plug-in connector, female plug, 3.50 mm, Number of poles: 13, 180°, Clamping yoke connection, Clamping range, max. : 1.5 mm², Box
27082 | 1606760000 | BL 3.50/14/180F SN OR BX | PCB plug-in connector, female plug, 3.50 mm, Number of poles: 14, 180°, Clamping yoke connection, Clamping range, max. : 1.5 mm², Box
27083 | 1606770000 | BL 3.50/15/180F SN OR BX | PCB plug-in connector, female plug, 3.50 mm, Number of poles: 15, 180°, Clamping yoke connection, Clamping range, max. : 1.5 mm², Box
27084 | 1606780000 | BL 3.50/16/180F SN OR BX | PCB plug-in connector, female plug, 3.50 mm, Number of poles: 16, 180°, Clamping yoke connection, Clamping range, max. : 1.5 mm², Box
27085 | 1610180000 | BL 3.50/06/180 SN BK BX | PCB plug-in connector, female plug, 3.50 mm, Number of poles: 6, 180°, Clamping yoke connection, Clamping range, max. : 1.5 mm², Box
27086 | 1610190000 | BL 3.50/07/180 SN BK BX | PCB plug-in connector, female plug, 3.50 mm, Number of poles: 7, 180°, Clamping yoke connection, Clamping range, max. : 1.5 mm², Box
27087 | 1610200000 | BL 3.50/10/180 SN BK BX | PCB plug-in connector, female plug, 3.50 mm, Number of poles: 10, 180°, Clamping yoke connection, Clamping range, max. : 1.5 mm², Box
27088 | 1614090000 | BL 3.50/05/180 SN BK BX | PCB plug-in connector, female plug, 3.50 mm, Number of poles: 5, 180°, Clamping yoke connection, Clamping range, max. : 1.5 mm², Box
27089 | 1615670000 | BL 3.50/02/180 SN BK BX | PCB plug-in connector, female plug, 3.50 mm, Number of poles: 2, 180°, Clamping yoke connection, Clamping range, max. : 1.5 mm², Box
27090 | 1615680000 | BL 3.50/03/180 SN BK BX | PCB plug-in connector, female plug, 3.50 mm, Number of poles: 3, 180°, Clamping yoke connection, Clamping range, max. : 1.5 mm², Box
27091 | 1615690000 | BL 3.50/04/180 SN BK BX | PCB plug-in connector, female plug, 3.50 mm, Number of poles: 4, 180°, Clamping yoke connection, Clamping range, max. : 1.5 mm², Box
27092 | 1615700000 | BL 3.50/08/180 SN BK BX | PCB plug-in connector, female plug, 3.50 mm, Number of poles: 8, 180°, Clamping yoke connection, Clamping range, max. : 1.5 mm², Box
27093 | 1615710000 | BL 3.50/09/180 SN BK BX | PCB plug-in connector, female plug, 3.50 mm, Number of poles: 9, 180°, Clamping yoke connection, Clamping range, max. : 1.5 mm², Box
27094 | 1615720000 | BL 3.50/11/180 SN BK BX | PCB plug-in connector, female plug, 3.50 mm, Number of poles: 11, 180°, Clamping yoke connection, Clamping range, max. : 1.5 mm², Box
27095 | 1615730000 | BL 3.50/12/180 SN BK BX | PCB plug-in connector, female plug, 3.50 mm, Number of poles: 12, 180°, Clamping yoke connection, Clamping range, max. : 1.5 mm², Box
27096 | 1615740000 | BL 3.50/13/180 SN BK BX | PCB plug-in connector, female plug, 3.50 mm, Number of poles: 13, 180°, Clamping yoke connection, Clamping range, max. : 1.5 mm², Box
27097 | 1615750000 | BL 3.50/14/180 SN BK BX | PCB plug-in connector, female plug, 3.50 mm, Number of poles: 14, 180°, Clamping yoke connection, Clamping range, max. : 1.5 mm², Box
27098 | 1615760000 | BL 3.50/15/180 SN BK BX | PCB plug-in connector, female plug, 3.50 mm, Number of poles: 15, 180°, Clamping yoke connection, Clamping range, max. : 1.5 mm², Box
27099 | 1615770000 | BL 3.50/16/180 SN BK BX | PCB plug-in connector, female plug, 3.50 mm, Number of poles: 16, 180°, Clamping yoke connection, Clamping range, max. : 1.5 mm², Box
27100 | 1615780000 | BL 3.50/02/180F SN BK BX | PCB plug-in connector, female plug, 3.50 mm, Number of poles: 2, 180°, Clamping yoke connection, Clamping range, max. : 1.5 mm², Box
27101 | 1615790000 | BL 3.50/03/180F SN BK BX | PCB plug-in connector, female plug, 3.50 mm, Number of poles: 3, 180°, Clamping yoke connection, Clamping range, max. : 1.5 mm², Box
27102 | 1615800000 | BL 3.50/04/180F SN BK BX | PCB plug-in connector, female plug, 3.50 mm, Number of poles: 4, 180°, Clamping yoke connection, Clamping range, max. : 1.5 mm², Box
27103 | 1615810000 | BL 3.50/05/180F SN BK BX | PCB plug-in connector, female plug, 3.50 mm, Number of poles: 5, 180°, Clamping yoke connection, Clamping range, max. : 1.5 mm², Box
27104 | 1615820000 | BL 3.50/06/180F SN BK BX | PCB plug-in connector, female plug, 3.50 mm, Number of poles: 6, 180°, Clamping yoke connection, Clamping range, max. : 1.5 mm², Box
27105 | 1615830000 | BL 3.50/07/180F SN BK BX | PCB plug-in connector, female plug, 3.50 mm, Number of poles: 7, 180°, Clamping yoke connection, Clamping range, max. : 1.5 mm², Box
27106 | 1615840000 | BL 3.50/08/180F SN BK BX | PCB plug-in connector, female plug, 3.50 mm, Number of poles: 8, 180°, Clamping yoke connection, Clamping range, max. : 1.5 mm², Box
27107 | 1615850000 | BL 3.50/09/180F SN BK BX | PCB plug-in connector, female plug, 3.50 mm, Number of poles: 9, 180°, Clamping yoke connection, Clamping range, max. : 1.5 mm², Box
27108 | 1615860000 | BL 3.50/10/180F SN BK BX | PCB plug-in connector, female plug, 3.50 mm, Number of poles: 10, 180°, Clamping yoke connection, Clamping range, max. : 1.5 mm², Box
27109 | 1615870000 | BL 3.50/11/180F SN BK BX | PCB plug-in connector, female plug, 3.50 mm, Number of poles: 11, 180°, Clamping yoke connection, Clamping range, max. : 1.5 mm², Box
27110 | 1615880000 | BL 3.50/12/180F SN BK BX | PCB plug-in connector, female plug, 3.50 mm, Number of poles: 12, 180°, Clamping yoke connection, Clamping range, max. : 1.5 mm², Box
27111 | 1615890000 | BL 3.50/13/180F SN BK BX | PCB plug-in connector, female plug, 3.50 mm, Number of poles: 13, 180°, Clamping yoke connection, Clamping range, max. : 1.5 mm², Box
27112 | 1615900000 | BL 3.50/14/180F SN BK BX | PCB plug-in connector, female plug, 3.50 mm, Number of poles: 14, 180°, Clamping yoke connection, Clamping range, max. : 1.5 mm², Box
27113 | 1615910000 | BL 3.50/15/180F SN BK BX | PCB plug-in connector, female plug, 3.50 mm, Number of poles: 15, 180°, Clamping yoke connection, Clamping range, max. : 1.5 mm², Box
27114 | 1615920000 | BL 3.50/16/180F SN BK BX | PCB plug-in connector, female plug, 3.50 mm, Number of poles: 16, 180°, Clamping yoke connection, Clamping range, max. : 1.5 mm², Box
27115 | 1620290000 | BL 3.50/17/180 SN OR BX | PCB plug-in connector, female plug, 3.50 mm, Number of poles: 17, 180°, Clamping yoke connection, Clamping range, max. : 1.5 mm², Box
27116 | 1620300000 | BL 3.50/18/180 SN OR BX | PCB plug-in connector, female plug, 3.50 mm, Number of poles: 18, 180°, Clamping yoke connection, Clamping range, max. : 1.5 mm², Box
27117 | 1620310000 | BL 3.50/19/180 SN OR BX | PCB plug-in connector, female plug, 3.50 mm, Number of poles: 19, 180°, Clamping yoke connection, Clamping range, max. : 1.5 mm², Box
27118 | 1620320000 | BL 3.50/20/180 SN OR BX | PCB plug-in connector, female plug, 3.50 mm, Number of poles: 20, 180°, Clamping yoke connection, Clamping range, max. : 1.5 mm², Box
27119 | 1620330000 | BL 3.50/21/180 SN OR BX | PCB plug-in connector, female plug, 3.50 mm, Number of poles: 21, 180°, Clamping yoke connection, Clamping range, max. : 1.5 mm², Box
27120 | 1620340000 | BL 3.50/22/180 SN OR BX | PCB plug-in connector, female plug, 3.50 mm, Number of poles: 22, 180°, Clamping yoke connection, Clamping range, max. : 1.5 mm², Box
27121 | 1620350000 | BL 3.50/23/180 SN OR BX | PCB plug-in connector, female plug, 3.50 mm, Number of poles: 23, 180°, Clamping yoke connection, Clamping range, max. : 1.5 mm², Box
27122 | 1620360000 | BL 3.50/24/180 SN OR BX | PCB plug-in connector, female plug, 3.50 mm, Number of poles: 24, 180°, Clamping yoke connection, Clamping range, max. : 1.5 mm², Box
27123 | 1620370000 | BL 3.50/17/180 SN BK BX | PCB plug-in connector, female plug, 3.50 mm, Number of poles: 17, 180°, Clamping yoke connection, Clamping range, max. : 1.5 mm², Box
27124 | 1620380000 | BL 3.50/18/180 SN BK BX | PCB plug-in connector, female plug, 3.50 mm, Number of poles: 18, 180°, Clamping yoke connection, Clamping range, max. : 1.5 mm², Box
27125 | 1620390000 | BL 3.50/19/180 SN BK BX | PCB plug-in connector, female plug, 3.50 mm, Number of poles: 19, 180°, Clamping yoke connection, Clamping range, max. : 1.5 mm², Box
27126 | 1620400000 | BL 3.50/20/180 SN BK BX | PCB plug-in connector, female plug, 3.50 mm, Number of poles: 20, 180°, Clamping yoke connection, Clamping range, max. : 1.5 mm², Box
27127 | 1620410000 | BL 3.50/21/180 SN BK BX | PCB plug-in connector, female plug, 3.50 mm, Number of poles: 21, 180°, Clamping yoke connection, Clamping range, max. : 1.5 mm², Box
27128 | 1620420000 | BL 3.50/22/180 SN BK BX | PCB plug-in connector, female plug, 3.50 mm, Number of poles: 22, 180°, Clamping yoke connection, Clamping range, max. : 1.5 mm², Box
27129 | 1620440000 | BL 3.50/24/180 SN BK BX | PCB plug-in connector, female plug, 3.50 mm, Number of poles: 24, 180°, Clamping yoke connection, Clamping range, max. : 1.5 mm², Box
27130 | 1620760000 | BL 3.50/17/180F SN OR BX | PCB plug-in connector, female plug, 3.50 mm, Number of poles: 17, 180°, Clamping yoke connection, Clamping range, max. : 1.5 mm², Box
27131 | 1620770000 | BL 3.50/18/180F SN OR BX | PCB plug-in connector, female plug, 3.50 mm, Number of poles: 18, 180°, Clamping yoke connection, Clamping range, max. : 1.5 mm², Box
27132 | 1620780000 | BL 3.50/19/180F SN OR BX | PCB plug-in connector, female plug, 3.50 mm, Number of poles: 19, 180°, Clamping yoke connection, Clamping range, max. : 1.5 mm², Box
27133 | 1620790000 | BL 3.50/20/180F SN OR BX | PCB plug-in connector, female plug, 3.50 mm, Number of poles: 20, 180°, Clamping yoke connection, Clamping range, max. : 1.5 mm², Box
27134 | 1620800000 | BL 3.50/21/180F SN OR BX | PCB plug-in connector, female plug, 3.50 mm, Number of poles: 21, 180°, Clamping yoke connection, Clamping range, max. : 1.5 mm², Box
27135 | 1620810000 | BL 3.50/22/180F SN OR BX | PCB plug-in connector, female plug, 3.50 mm, Number of poles: 22, 180°, Clamping yoke connection, Clamping range, max. : 1.5 mm², Box
27136 | 1620820000 | BL 3.50/23/180F SN OR BX | PCB plug-in connector, female plug, 3.50 mm, Number of poles: 23, 180°, Clamping yoke connection, Clamping range, max. : 1.5 mm², Box
27137 | 1620830000 | BL 3.50/24/180F SN OR BX | PCB plug-in connector, female plug, 3.50 mm, Number of poles: 24, 180°, Clamping yoke connection, Clamping range, max. : 1.5 mm², Box
27138 | 1620850000 | BL 3.50/18/180F SN BK BX | PCB plug-in connector, female plug, 3.50 mm, Number of poles: 18, 180°, Clamping yoke connection, Clamping range, max. : 1.5 mm², Box
27139 | 1620870000 | BL 3.50/20/180F SN BK BX | PCB plug-in connector, female plug, 3.50 mm, Number of poles: 20, 180°, Clamping yoke connection, Clamping range, max. : 1.5 mm², Box
27140 | 1620880000 | BL 3.50/21/180F SN BK BX | PCB plug-in connector, female plug, 3.50 mm, Number of poles: 21, 180°, Clamping yoke connection, Clamping range, max. : 1.5 mm², Box
27141 | 1620890000 | BL 3.50/22/180F SN BK BX | PCB plug-in connector, female plug, 3.50 mm, Number of poles: 22, 180°, Clamping yoke connection, Clamping range, max. : 1.5 mm², Box
27142 | 1620900000 | BL 3.50/23/180F SN BK BX | PCB plug-in connector, female plug, 3.50 mm, Number of poles: 23, 180°, Clamping yoke connection, Clamping range, max. : 1.5 mm², Box
27143 | 1620910000 | BL 3.50/24/180F SN BK BX | PCB plug-in connector, female plug, 3.50 mm, Number of poles: 24, 180°, Clamping yoke connection, Clamping range, max. : 1.5 mm², Box
27144 | 1687650000 | BL 3.50/02/180LH SN OR BX | PCB plug-in connector, female plug, 3.50 mm, Number of poles: 2, 180°, Clamping yoke connection, Clamping range, max. : 1.5 mm², Box
27145 | 1687660000 | BL 3.50/03/180LH SN OR BX | PCB plug-in connector, female plug, 3.50 mm, Number of poles: 3, 180°, Clamping yoke connection, Clamping range, max. : 1.5 mm², Box
27146 | 1687670000 | BL 3.50/04/180LH SN OR BX | PCB plug-in connector, female plug, 3.50 mm, Number of poles: 4, 180°, Clamping yoke connection, Clamping range, max. : 1.5 mm², Box
27147 | 1687680000 | BL 3.50/05/180LH SN OR BX | PCB plug-in connector, female plug, 3.50 mm, Number of poles: 5, 180°, Clamping yoke connection, Clamping range, max. : 1.5 mm², Box
27148 | 1687690000 | BL 3.50/06/180LH SN OR BX | PCB plug-in connector, female plug, 3.50 mm, Number of poles: 6, 180°, Clamping yoke connection, Clamping range, max. : 1.5 mm², Box
27149 | 1687700000 | BL 3.50/07/180LH SN OR BX | PCB plug-in connector, female plug, 3.50 mm, Number of poles: 7, 180°, Clamping yoke connection, Clamping range, max. : 1.5 mm², Box
27150 | 1687710000 | BL 3.50/08/180LH SN OR BX | PCB plug-in connector, female plug, 3.50 mm, Number of poles: 8, 180°, Clamping yoke connection, Clamping range, max. : 1.5 mm², Box
27151 | 1687720000 | BL 3.50/09/180LH SN OR BX | PCB plug-in connector, female plug, 3.50 mm, Number of poles: 9, 180°, Clamping yoke connection, Clamping range, max. : 1.5 mm², Box
27152 | 1687730000 | BL 3.50/10/180LH SN OR BX | PCB plug-in connector, female plug, 3.50 mm, Number of poles: 10, 180°, Clamping yoke connection, Clamping range, max. : 1.5 mm², Box
27153 | 1687740000 | BL 3.50/11/180LH SN OR BX | PCB plug-in connector, female plug, 3.50 mm, Number of poles: 11, 180°, Clamping yoke connection, Clamping range, max. : 1.5 mm², Box
27154 | 1687750000 | BL 3.50/12/180LH SN OR BX | PCB plug-in connector, female plug, 3.50 mm, Number of poles: 12, 180°, Clamping yoke connection, Clamping range, max. : 1.5 mm², Box
27155 | 1687760000 | BL 3.50/13/180LH SN OR BX | PCB plug-in connector, female plug, 3.50 mm, Number of poles: 13, 180°, Clamping yoke connection, Clamping range, max. : 1.5 mm², Box
27156 | 1687770000 | BL 3.50/14/180LH SN OR BX | PCB plug-in connector, female plug, 3.50 mm, Number of poles: 14, 180°, Clamping yoke connection, Clamping range, max. : 1.5 mm², Box
27157 | 1687780000 | BL 3.50/15/180LH SN OR BX | PCB plug-in connector, female plug, 3.50 mm, Number of poles: 15, 180°, Clamping yoke connection, Clamping range, max. : 1.5 mm², Box
27158 | 1687790000 | BL 3.50/16/180LH SN OR BX | PCB plug-in connector, female plug, 3.50 mm, Number of poles: 16, 180°, Clamping yoke connection, Clamping range, max. : 1.5 mm², Box
27159 | 1687800000 | BL 3.50/17/180LH SN OR BX | PCB plug-in connector, female plug, 3.50 mm, Number of poles: 17, 180°, Clamping yoke connection, Clamping range, max. : 1.5 mm², Box
27160 | 1687810000 | BL 3.50/18/180LH SN OR BX | PCB plug-in connector, female plug, 3.50 mm, Number of poles: 18, 180°, Clamping yoke connection, Clamping range, max. : 1.5 mm², Box
27161 | 1687820000 | BL 3.50/19/180LH SN OR BX | PCB plug-in connector, female plug, 3.50 mm, Number of poles: 19, 180°, Clamping yoke connection, Clamping range, max. : 1.5 mm², Box
27162 | 1687830000 | BL 3.50/20/180LH SN OR BX | PCB plug-in connector, female plug, 3.50 mm, Number of poles: 20, 180°, Clamping yoke connection, Clamping range, max. : 1.5 mm², Box
27163 | 1687840000 | BL 3.50/21/180LH SN OR BX | PCB plug-in connector, female plug, 3.50 mm, Number of poles: 21, 180°, Clamping yoke connection, Clamping range, max. : 1.5 mm², Box
27164 | 1687850000 | BL 3.50/22/180LH SN OR BX | PCB plug-in connector, female plug, 3.50 mm, Number of poles: 22, 180°, Clamping yoke connection, Clamping range, max. : 1.5 mm², Box
27165 | 1687860000 | BL 3.50/23/180LH SN OR BX | PCB plug-in connector, female plug, 3.50 mm, Number of poles: 23, 180°, Clamping yoke connection, Clamping range, max. : 1.5 mm², Box
27166 | 1687870000 | BL 3.50/24/180LH SN OR BX | PCB plug-in connector, female plug, 3.50 mm, Number of poles: 24, 180°, Clamping yoke connection, Clamping range, max. : 1.5 mm², Box
27167 | 1687880000 | BL 3.50/02/180LH SN BK BX | PCB plug-in connector, female plug, 3.50 mm, Number of poles: 2, 180°, Clamping yoke connection, Clamping range, max. : 1.5 mm², Box
27168 | 1687900000 | BL 3.50/04/180LH SN BK BX | PCB plug-in connector, female plug, 3.50 mm, Number of poles: 4, 180°, Clamping yoke connection, Clamping range, max. : 1.5 mm², Box
27169 | 1687940000 | BL 3.50/08/180LH SN BK BX | PCB plug-in connector, female plug, 3.50 mm, Number of poles: 8, 180°, Clamping yoke connection, Clamping range, max. : 1.5 mm², Box
27170 | 1687950000 | BL 3.50/09/180LH SN BK BX | PCB plug-in connector, female plug, 3.50 mm, Number of poles: 9, 180°, Clamping yoke connection, Clamping range, max. : 1.5 mm², Box
27171 | 1687960000 | BL 3.50/10/180LH SN BK BX | PCB plug-in connector, female plug, 3.50 mm, Number of poles: 10, 180°, Clamping yoke connection, Clamping range, max. : 1.5 mm², Box
27172 | 1687980000 | BL 3.50/12/180LH SN BK BX | PCB plug-in connector, female plug, 3.50 mm, Number of poles: 12, 180°, Clamping yoke connection, Clamping range, max. : 1.5 mm², Box
27173 | 1688020000 | BL 3.50/16/180LH SN BK BX | PCB plug-in connector, female plug, 3.50 mm, Number of poles: 16, 180°, Clamping yoke connection, Clamping range, max. : 1.5 mm², Box
27174 | 1688040000 | BL 3.50/18/180LH SN BK BX | PCB plug-in connector, female plug, 3.50 mm, Number of poles: 18, 180°, Clamping yoke connection, Clamping range, max. : 1.5 mm², Box
27175 | 1688060000 | BL 3.50/20/180LH SN BK BX | PCB plug-in connector, female plug, 3.50 mm, Number of poles: 20, 180°, Clamping yoke connection, Clamping range, max. : 1.5 mm², Box
27176 | 1688100000 | BL 3.50/24/180LH SN BK BX | PCB plug-in connector, female plug, 3.50 mm, Number of poles: 24, 180°, Clamping yoke connection, Clamping range, max. : 1.5 mm², Box
27177 | 1690240000 | BLZF 3.50/07/180 SN OR BX | PCB plug-in connector, female plug, 3.50 mm, Number of poles: 7, 180°, Tension-clamp connection, Clamping range, max. : 1.5 mm², Box
27178 | 1690260000 | BLZF 3.50/09/180 SN OR BX | PCB plug-in connector, female plug, 3.50 mm, Number of poles: 9, 180°, Tension-clamp connection, Clamping range, max. : 1.5 mm², Box
27179 | 1690290000 | BLZF 3.50/12/180 SN OR BX | PCB plug-in connector, female plug, 3.50 mm, Number of poles: 12, 180°, Tension-clamp connection, Clamping range, max. : 1.5 mm², Box
27180 | 1690300000 | BLZF 3.50/13/180 SN OR BX | PCB plug-in connector, female plug, 3.50 mm, Number of poles: 13, 180°, Tension-clamp connection, Clamping range, max. : 1.5 mm², Box
27181 | 1690310000 | BLZF 3.50/14/180 SN OR BX | PCB plug-in connector, female plug, 3.50 mm, Number of poles: 14, 180°, Tension-clamp connection, Clamping range, max. : 1.5 mm², Box
27182 | 1690320000 | BLZF 3.50/15/180 SN OR BX | PCB plug-in connector, female plug, 3.50 mm, Number of poles: 15, 180°, Tension-clamp connection, Clamping range, max. : 1.5 mm², Box
27183 | 1690330000 | BLZF 3.50/16/180 SN OR BX | PCB plug-in connector, female plug, 3.50 mm, Number of poles: 16, 180°, Tension-clamp connection, Clamping range, max. : 1.5 mm², Box
27184 | 1690340000 | BLZF 3.50/17/180 SN OR BX | PCB plug-in connector, female plug, 3.50 mm, Number of poles: 17, 180°, Tension-clamp connection, Clamping range, max. : 1.5 mm², Box
27185 | 1690350000 | BLZF 3.50/18/180 SN OR BX | PCB plug-in connector, female plug, 3.50 mm, Number of poles: 18, 180°, Tension-clamp connection, Clamping range, max. : 1.5 mm², Box
27186 | 1690360000 | BLZF 3.50/19/180 SN OR BX | PCB plug-in connector, female plug, 3.50 mm, Number of poles: 19, 180°, Tension-clamp connection, Clamping range, max. : 1.5 mm², Box
27187 | 1690370000 | BLZF 3.50/20/180 SN OR BX | PCB plug-in connector, female plug, 3.50 mm, Number of poles: 20, 180°, Tension-clamp connection, Clamping range, max. : 1.5 mm², Box
27188 | 1690380000 | BLZF 3.50/21/180 SN OR BX | PCB plug-in connector, female plug, 3.50 mm, Number of poles: 21, 180°, Tension-clamp connection, Clamping range, max. : 1.5 mm², Box
27189 | 1690390000 | BLZF 3.50/22/180 SN OR BX | PCB plug-in connector, female plug, 3.50 mm, Number of poles: 22, 180°, Tension-clamp connection, Clamping range, max. : 1.5 mm², Box
27190 | 1690400000 | BLZF 3.50/23/180 SN OR BX | PCB plug-in connector, female plug, 3.50 mm, Number of poles: 23, 180°, Tension-clamp connection, Clamping range, max. : 1.5 mm², Box
27191 | 1690410000 | BLZF 3.50/24/180 SN OR BX | PCB plug-in connector, female plug, 3.50 mm, Number of poles: 24, 180°, Tension-clamp connection, Clamping range, max. : 1.5 mm², Box
27192 | 1690420000 | BLZF 3.50/02/180 SN BK BX | PCB plug-in connector, female plug, 3.50 mm, Number of poles: 2, 180°, Tension-clamp connection, Clamping range, max. : 1.5 mm², Box
27193 | 1690430000 | BLZF 3.50/03/180 SN BK BX | PCB plug-in connector, female plug, 3.50 mm, Number of poles: 3, 180°, Tension-clamp connection, Clamping range, max. : 1.5 mm², Box
27194 | 1690440000 | BLZF 3.50/04/180 SN BK BX | PCB plug-in connector, female plug, 3.50 mm, Number of poles: 4, 180°, Tension-clamp connection, Clamping range, max. : 1.5 mm², Box
27195 | 1690450000 | BLZF 3.50/05/180 SN BK BX | PCB plug-in connector, female plug, 3.50 mm, Number of poles: 5, 180°, Tension-clamp connection, Clamping range, max. : 1.5 mm², Box
27196 | 1690460000 | BLZF 3.50/06/180 SN BK BX | PCB plug-in connector, female plug, 3.50 mm, Number of poles: 6, 180°, Tension-clamp connection, Clamping range, max. : 1.5 mm², Box
27197 | 1690470000 | BLZF 3.50/07/180 SN BK BX | PCB plug-in connector, female plug, 3.50 mm, Number of poles: 7, 180°, Tension-clamp connection, Clamping range, max. : 1.5 mm², Box
27198 | 1690480000 | BLZF 3.50/08/180 SN BK BX | PCB plug-in connector, female plug, 3.50 mm, Number of poles: 8, 180°, Tension-clamp connection, Clamping range, max. : 1.5 mm², Box
27199 | 1690490000 | BLZF 3.50/09/180 SN BK BX | PCB plug-in connector, female plug, 3.50 mm, Number of poles: 9, 180°, Tension-clamp connection, Clamping range, max. : 1.5 mm², Box
27200 | 1690500000 | BLZF 3.50/10/180 SN BK BX | PCB plug-in connector, female plug, 3.50 mm, Number of poles: 10, 180°, Tension-clamp connection, Clamping range, max. : 1.5 mm², Box
27201 | 1690510000 | BLZF 3.50/11/180 SN BK BX | PCB plug-in connector, female plug, 3.50 mm, Number of poles: 11, 180°, Tension-clamp connection, Clamping range, max. : 1.5 mm², Box
27202 | 1690520000 | BLZF 3.50/12/180 SN BK BX | PCB plug-in connector, female plug, 3.50 mm, Number of poles: 12, 180°, Tension-clamp connection, Clamping range, max. : 1.5 mm², Box
27203 | 1690530000 | BLZF 3.50/13/180 SN BK BX | PCB plug-in connector, female plug, 3.50 mm, Number of poles: 13, 180°, Tension-clamp connection, Clamping range, max. : 1.5 mm², Box
27204 | 1690540000 | BLZF 3.50/14/180 SN BK BX | PCB plug-in connector, female plug, 3.50 mm, Number of poles: 14, 180°, Tension-clamp connection, Clamping range, max. : 1.5 mm², Box
27205 | 1690550000 | BLZF 3.50/15/180 SN BK BX | PCB plug-in connector, female plug, 3.50 mm, Number of poles: 15, 180°, Tension-clamp connection, Clamping range, max. : 1.5 mm², Box
27206 | 1690560000 | BLZF 3.50/16/180 SN BK BX | PCB plug-in connector, female plug, 3.50 mm, Number of poles: 16, 180°, Tension-clamp connection, Clamping range, max. : 1.5 mm², Box
27207 | 1690580000 | BLZF 3.50/18/180 SN BK BX | PCB plug-in connector, female plug, 3.50 mm, Number of poles: 18, 180°, Tension-clamp connection, Clamping range, max. : 1.5 mm², Box
27208 | 1690630000 | BLZF 3.50/23/180 SN BK BX | PCB plug-in connector, female plug, 3.50 mm, Number of poles: 23, 180°, Tension-clamp connection, Clamping range, max. : 1.5 mm², Box
27209 | 1690640000 | BLZF 3.50/24/180 SN BK BX | PCB plug-in connector, female plug, 3.50 mm, Number of poles: 24, 180°, Tension-clamp connection, Clamping range, max. : 1.5 mm², Box
27210 | 1690880000 | BLZF 3.50/02/180F SN OR BX | PCB plug-in connector, female plug, 3.50 mm, Number of poles: 2, 180°, Tension-clamp connection, Clamping range, max. : 1.5 mm², Box
27211 | 1690890000 | BLZF 3.50/03/180F SN OR BX | PCB plug-in connector, female plug, 3.50 mm, Number of poles: 3, 180°, Tension-clamp connection, Clamping range, max. : 1.5 mm², Box
27212 | 1690910000 | BLZF 3.50/05/180F SN OR BX | PCB plug-in connector, female plug, 3.50 mm, Number of poles: 5, 180°, Tension-clamp connection, Clamping range, max. : 1.5 mm², Box
27213 | 1690930000 | BLZF 3.50/07/180F SN OR BX | PCB plug-in connector, female plug, 3.50 mm, Number of poles: 7, 180°, Tension-clamp connection, Clamping range, max. : 1.5 mm², Box
27214 | 1690940000 | BLZF 3.50/08/180F SN OR BX | PCB plug-in connector, female plug, 3.50 mm, Number of poles: 8, 180°, Tension-clamp connection, Clamping range, max. : 1.5 mm², Box
27215 | 1690950000 | BLZF 3.50/09/180F SN OR BX | PCB plug-in connector, female plug, 3.50 mm, Number of poles: 9, 180°, Tension-clamp connection, Clamping range, max. : 1.5 mm², Box
27216 | 1690960000 | BLZF 3.50/10/180F SN OR BX | PCB plug-in connector, female plug, 3.50 mm, Number of poles: 10, 180°, Tension-clamp connection, Clamping range, max. : 1.5 mm², Box
27217 | 1690970000 | BLZF 3.50/11/180F SN OR BX | PCB plug-in connector, female plug, 3.50 mm, Number of poles: 11, 180°, Tension-clamp connection, Clamping range, max. : 1.5 mm², Box
27218 | 1690990000 | BLZF 3.50/13/180F SN OR BX | PCB plug-in connector, female plug, 3.50 mm, Number of poles: 13, 180°, Tension-clamp connection, Clamping range, max. : 1.5 mm², Box
27219 | 1691010000 | BLZF 3.50/15/180F SN OR BX | PCB plug-in connector, female plug, 3.50 mm, Number of poles: 15, 180°, Tension-clamp connection, Clamping range, max. : 1.5 mm², Box
27220 | 1691030000 | BLZF 3.50/17/180F SN OR BX | PCB plug-in connector, female plug, 3.50 mm, Number of poles: 17, 180°, Tension-clamp connection, Clamping range, max. : 1.5 mm², Box
27221 | 1691040000 | BLZF 3.50/18/180F SN OR BX | PCB plug-in connector, female plug, 3.50 mm, Number of poles: 18, 180°, Tension-clamp connection, Clamping range, max. : 1.5 mm², Box
27222 | 1691050000 | BLZF 3.50/19/180F SN OR BX | PCB plug-in connector, female plug, 3.50 mm, Number of poles: 19, 180°, Tension-clamp connection, Clamping range, max. : 1.5 mm², Box
27223 | 1691060000 | BLZF 3.50/20/180F SN OR BX | PCB plug-in connector, female plug, 3.50 mm, Number of poles: 20, 180°, Tension-clamp connection, Clamping range, max. : 1.5 mm², Box
27224 | 1691070000 | BLZF 3.50/21/180F SN OR BX | PCB plug-in connector, female plug, 3.50 mm, Number of poles: 21, 180°, Tension-clamp connection, Clamping range, max. : 1.5 mm², Box
27225 | 1691080000 | BLZF 3.50/22/180F SN OR BX | PCB plug-in connector, female plug, 3.50 mm, Number of poles: 22, 180°, Tension-clamp connection, Clamping range, max. : 1.5 mm², Box
27226 | 1691090000 | BLZF 3.50/23/180F SN OR BX | PCB plug-in connector, female plug, 3.50 mm, Number of poles: 23, 180°, Tension-clamp connection, Clamping range, max. : 1.5 mm², Box
27227 | 1691100000 | BLZF 3.50/24/180F SN OR BX | PCB plug-in connector, female plug, 3.50 mm, Number of poles: 24, 180°, Tension-clamp connection, Clamping range, max. : 1.5 mm², Box
27228 | 1691110000 | BLZF 3.50/02/180F SN BK BX | PCB plug-in connector, female plug, 3.50 mm, Number of poles: 2, 180°, Tension-clamp connection, Clamping range, max. : 1.5 mm², Box
27229 | 1691120000 | BLZF 3.50/03/180F SN BK BX | PCB plug-in connector, female plug, 3.50 mm, Number of poles: 3, 180°, Tension-clamp connection, Clamping range, max. : 1.5 mm², Box
27230 | 1691130000 | BLZF 3.50/04/180F SN BK BX | PCB plug-in connector, female plug, 3.50 mm, Number of poles: 4, 180°, Tension-clamp connection, Clamping range, max. : 1.5 mm², Box
27231 | 1691140000 | BLZF 3.50/05/180F SN BK BX | PCB plug-in connector, female plug, 3.50 mm, Number of poles: 5, 180°, Tension-clamp connection, Clamping range, max. : 1.5 mm², Box
27232 | 1691150000 | BLZF 3.50/06/180F SN BK BX | PCB plug-in connector, female plug, 3.50 mm, Number of poles: 6, 180°, Tension-clamp connection, Clamping range, max. : 1.5 mm², Box
27233 | 1691160000 | BLZF 3.50/07/180F SN BK BX | PCB plug-in connector, female plug, 3.50 mm, Number of poles: 7, 180°, Tension-clamp connection, Clamping range, max. : 1.5 mm², Box
27234 | 1691180000 | BLZF 3.50/09/180F SN BK BX | PCB plug-in connector, female plug, 3.50 mm, Number of poles: 9, 180°, Tension-clamp connection, Clamping range, max. : 1.5 mm², Box
27235 | 1691200000 | BLZF 3.50/11/180F SN BK BX | PCB plug-in connector, female plug, 3.50 mm, Number of poles: 11, 180°, Tension-clamp connection, Clamping range, max. : 1.5 mm², Box
27236 | 1691210000 | BLZF 3.50/12/180F SN BK BX | PCB plug-in connector, female plug, 3.50 mm, Number of poles: 12, 180°, Tension-clamp connection, Clamping range, max. : 1.5 mm², Box
27237 | 1691230000 | BLZF 3.50/14/180F SN BK BX | PCB plug-in connector, female plug, 3.50 mm, Number of poles: 14, 180°, Tension-clamp connection, Clamping range, max. : 1.5 mm², Box
27238 | 1691240000 | BLZF 3.50/15/180F SN BK BX | PCB plug-in connector, female plug, 3.50 mm, Number of poles: 15, 180°, Tension-clamp connection, Clamping range, max. : 1.5 mm², Box
27239 | 1691250000 | BLZF 3.50/16/180F SN BK BX | PCB plug-in connector, female plug, 3.50 mm, Number of poles: 16, 180°, Tension-clamp connection, Clamping range, max. : 1.5 mm², Box
27240 | 1691260000 | BLZF 3.50/17/180F SN BK BX | PCB plug-in connector, female plug, 3.50 mm, Number of poles: 17, 180°, Tension-clamp connection, Clamping range, max. : 1.5 mm², Box
27241 | 1691270000 | BLZF 3.50/18/180F SN BK BX | PCB plug-in connector, female plug, 3.50 mm, Number of poles: 18, 180°, Tension-clamp connection, Clamping range, max. : 1.5 mm², Box
27242 | 1691290000 | BLZF 3.50/20/180F SN BK BX | PCB plug-in connector, female plug, 3.50 mm, Number of poles: 20, 180°, Tension-clamp connection, Clamping range, max. : 1.5 mm², Box
27243 | 1691300000 | BLZF 3.50/21/180F SN BK BX | PCB plug-in connector, female plug, 3.50 mm, Number of poles: 21, 180°, Tension-clamp connection, Clamping range, max. : 1.5 mm², Box
27244 | 1691320000 | BLZF 3.50/23/180F SN BK BX | PCB plug-in connector, female plug, 3.50 mm, Number of poles: 23, 180°, Tension-clamp connection, Clamping range, max. : 1.5 mm², Box
27245 | 1691330000 | BLZF 3.50/24/180F SN BK BX | PCB plug-in connector, female plug, 3.50 mm, Number of poles: 24, 180°, Tension-clamp connection, Clamping range, max. : 1.5 mm², Box
27246 | 1691570000 | BLZF 3.50/02/180LH SN OR BX | PCB plug-in connector, female plug, 3.50 mm, Number of poles: 2, 180°, Tension-clamp connection, Clamping range, max. : 1.5 mm², Box
27247 | 1691580000 | BLZF 3.50/03/180LH SN OR BX | PCB plug-in connector, female plug, 3.50 mm, Number of poles: 3, 180°, Tension-clamp connection, Clamping range, max. : 1.5 mm², Box
27248 | 1691590000 | BLZF 3.50/04/180LH SN OR BX | PCB plug-in connector, female plug, 3.50 mm, Number of poles: 4, 180°, Tension-clamp connection, Clamping range, max. : 1.5 mm², Box
27249 | 1691600000 | BLZF 3.50/05/180LH SN OR BX | PCB plug-in connector, female plug, 3.50 mm, Number of poles: 5, 180°, Tension-clamp connection, Clamping range, max. : 1.5 mm², Box
27250 | 1691610000 | BLZF 3.50/06/180LH SN OR BX | PCB plug-in connector, female plug, 3.50 mm, Number of poles: 6, 180°, Tension-clamp connection, Clamping range, max. : 1.5 mm², Box
27251 | 1691620000 | BLZF 3.50/07/180LH SN OR BX | PCB plug-in connector, female plug, 3.50 mm, Number of poles: 7, 180°, Tension-clamp connection, Clamping range, max. : 1.5 mm², Box
27252 | 1691630000 | BLZF 3.50/08/180LH SN OR BX | PCB plug-in connector, female plug, 3.50 mm, Number of poles: 8, 180°, Tension-clamp connection, Clamping range, max. : 1.5 mm², Box
27253 | 1691640000 | BLZF 3.50/09/180LH SN OR BX | PCB plug-in connector, female plug, 3.50 mm, Number of poles: 9, 180°, Tension-clamp connection, Clamping range, max. : 1.5 mm², Box
27254 | 1691650000 | BLZF 3.50/10/180LH SN OR BX | PCB plug-in connector, female plug, 3.50 mm, Number of poles: 10, 180°, Tension-clamp connection, Clamping range, max. : 1.5 mm², Box
27255 | 1691670000 | BLZF 3.50/12/180LH SN OR BX | PCB plug-in connector, female plug, 3.50 mm, Number of poles: 12, 180°, Tension-clamp connection, Clamping range, max. : 1.5 mm², Box
27256 | 1691690000 | BLZF 3.50/14/180LH SN OR BX | PCB plug-in connector, female plug, 3.50 mm, Number of poles: 14, 180°, Tension-clamp connection, Clamping range, max. : 1.5 mm², Box
27257 | 1691700000 | BLZF 3.50/15/180LH SN OR BX | PCB plug-in connector, female plug, 3.50 mm, Number of poles: 15, 180°, Tension-clamp connection, Clamping range, max. : 1.5 mm², Box
27258 | 1691710000 | BLZF 3.50/16/180LH SN OR BX | PCB plug-in connector, female plug, 3.50 mm, Number of poles: 16, 180°, Tension-clamp connection, Clamping range, max. : 1.5 mm², Box
27259 | 1691730000 | BLZF 3.50/18/180LH SN OR BX | PCB plug-in connector, female plug, 3.50 mm, Number of poles: 18, 180°, Tension-clamp connection, Clamping range, max. : 1.5 mm², Box
27260 | 1691740000 | BLZF 3.50/19/180LH SN OR BX | PCB plug-in connector, female plug, 3.50 mm, Number of poles: 19, 180°, Tension-clamp connection, Clamping range, max. : 1.5 mm², Box
27261 | 1691750000 | BLZF 3.50/20/180LH SN OR BX | PCB plug-in connector, female plug, 3.50 mm, Number of poles: 20, 180°, Tension-clamp connection, Clamping range, max. : 1.5 mm², Box
27262 | 1691790000 | BLZF 3.50/24/180LH SN OR BX | PCB plug-in connector, female plug, 3.50 mm, Number of poles: 24, 180°, Tension-clamp connection, Clamping range, max. : 1.5 mm², Box
27263 | 1691800000 | BLZF 3.50/02/180LH SN BK BX | PCB plug-in connector, female plug, 3.50 mm, Number of poles: 2, 180°, Tension-clamp connection, Clamping range, max. : 1.5 mm², Box
27264 | 1691810000 | BLZF 3.50/03/180LH SN BK BX | PCB plug-in connector, female plug, 3.50 mm, Number of poles: 3, 180°, Tension-clamp connection, Clamping range, max. : 1.5 mm², Box
27265 | 1691820000 | BLZF 3.50/04/180LH SN BK BX | PCB plug-in connector, female plug, 3.50 mm, Number of poles: 4, 180°, Tension-clamp connection, Clamping range, max. : 1.5 mm², Box
27266 | 1691830000 | BLZF 3.50/05/180LH SN BK BX | PCB plug-in connector, female plug, 3.50 mm, Number of poles: 5, 180°, Tension-clamp connection, Clamping range, max. : 1.5 mm², Box
27267 | 1691840000 | BLZF 3.50/06/180LH SN BK BX | PCB plug-in connector, female plug, 3.50 mm, Number of poles: 6, 180°, Tension-clamp connection, Clamping range, max. : 1.5 mm², Box
27268 | 1691860000 | BLZF 3.50/08/180LH SN BK BX | PCB plug-in connector, female plug, 3.50 mm, Number of poles: 8, 180°, Tension-clamp connection, Clamping range, max. : 1.5 mm², Box
27269 | 1691900000 | BLZF 3.50/12/180LH SN BK BX | PCB plug-in connector, female plug, 3.50 mm, Number of poles: 12, 180°, Tension-clamp connection, Clamping range, max. : 1.5 mm², Box
27270 | 1691930000 | BLZF 3.50/15/180LH SN BK BX | PCB plug-in connector, female plug, 3.50 mm, Number of poles: 15, 180°, Tension-clamp connection, Clamping range, max. : 1.5 mm², Box
27271 | 1691940000 | BLZF 3.50/16/180LH SN BK BX | PCB plug-in connector, female plug, 3.50 mm, Number of poles: 16, 180°, Tension-clamp connection, Clamping range, max. : 1.5 mm², Box
27272 | 1691960000 | BLZF 3.50/18/180LH SN BK BX | PCB plug-in connector, female plug, 3.50 mm, Number of poles: 18, 180°, Tension-clamp connection, Clamping range, max. : 1.5 mm², Box
27273 | 1691970000 | BLZF 3.50/19/180LH SN BK BX | PCB plug-in connector, female plug, 3.50 mm, Number of poles: 19, 180°, Tension-clamp connection, Clamping range, max. : 1.5 mm², Box
27274 | 1692020000 | BLZF 3.50/24/180LH SN BK BX | PCB plug-in connector, female plug, 3.50 mm, Number of poles: 24, 180°, Tension-clamp connection, Clamping range, max. : 1.5 mm², Box
27275 | 1698160000 | ZRV 1.5 | Z-series, Feed-through terminal, Multi-tier modular terminal, Rated cross-section: 1.5 mm², Tension-clamp connection, dark beige
27276 | 1698161001 | ZRV 1.5 | Z-series, Feed-through terminal, Multi-tier modular terminal, Rated cross-section: 1.5 mm², Tension-clamp connection, Direct mounting
27277 | 1698170000 | ZRV 1.5/PE | Z-series, Feed-through terminal, Multi-tier modular terminal, Rated cross-section: 1.5 mm², Tension-clamp connection, dark beige
27278 | 1699610000 | ZDKS 2.5/1.5 | Z-series, Feed-through terminal, Double-tier terminal, Rated cross-section: 2.5 mm², Tension-clamp connection, dark beige
27279 | 1730940000 | WDU 2.5N/600UL | Feed-through terminal, Screw connection, 2.5 mm², 800 V, 24 A, dark beige
27280 | 1781720000 | WDU 2.5 PACK | Feed-through terminal, Screw connection, 2.5 mm², 800 V, 24 A, dark beige
27281 | 1781730000 | WDU 4 PACK | Feed-through terminal, Screw connection, 4 mm², 800 V, 24 A, dark beige
27282 | 1781740000 | WDU 6 PACK | Feed-through terminal, Screw connection, 6 mm², 800 V, 41 A, dark beige
27283 | 1781750000 | WDU 10 PACK | Feed-through terminal, Screw connection, 10 mm², 1000 V, 57 A, dark beige
27284 | 1802780000 | WDU 240 | Feed-through terminal, Screw connection, 240 mm², 1000 V, 415 A, dark beige
27285 | 1815070000 | ZT 2.5/2AN/1 | Z-series, Feed-through terminal, Rated cross-section: 2.5 mm², Tension-clamp connection, dark beige
27286 | 1815090000 | ZT 2.5/3AN/1 | Z-series, Feed-through terminal, Rated cross-section: 2.5 mm², Tension-clamp connection, dark beige
27287 | 1815100000 | ZTPE 2.5/3AN/1 | Z-series, PE terminal, Rated cross-section: 2.5 mm², Tension-clamp connection, Green/yellow
27288 | 1815110000 | ZT 2.5/4AN/2 | Z-series, Feed-through terminal, Rated cross-section: 2.5 mm², Tension-clamp connection, dark beige
27289 | 1815120000 | ZTPE 2.5/4AN/2 | Z-series, PE terminal, Rated cross-section: 2.5 mm², Tension-clamp connection, Green/yellow
27290 | 1815130000 | ZT 2.5/4AN/4 | Z-series, Feed-through terminal, Rated cross-section: 2.5 mm², Plug-in connection, dark beige
27291 | 1815140000 | ZTPE 2.5/4AN/4 | Z-series, PE terminal, Rated cross-section: 2.5 mm², Tension-clamp connection, Green/yellow
27292 | 1815150000 | ZDT 2.5/2 | Z-series, Double-tier terminal, Rated cross-section: 2.5 mm², Tension-clamp connection, dark beige
27293 | 1815160000 | ZDT 2.5/2 DU-PE | Z-series, Double-tier terminal, Rated cross-section: 2.5 mm², Tension-clamp connection, dark beige
27294 | 1815170000 | ZDT 2.5/2 PE | Z-series, Double-tier terminal, Rated cross-section: 2.5 mm², Tension-clamp connection, Green/yellow
27295 | 1815180000 | ZP 2.5/1AN/17 | Z-series, Plug-in connector, Direct mounting
27296 | 1815190000 | ZP 2.5/1AN/QV/1 | Z-series, Plug-in connector, dark beige, Direct mounting
27297 | 1815200000 | ZP 2.5/1AN/QV/2 | Z-series, Plug-in connector, dark beige, Direct mounting
27298 | 1815210000 | ZP 2.5/1AN/QV/3 | Z-series, Plug-in connector, dark beige, Direct mounting
27299 | 1815220000 | ZP 2.5/1AN/QV/4 | Z-series, Plug-in connector, dark beige, Direct mounting
27300 | 1815230000 | ZP 2.5/1AN/QV/5 | Z-series, Plug-in connector, dark beige, Direct mounting
27301 | 1815240000 | ZP 2.5/1AN/QV/6 | Z-series, Plug-in connector, dark beige, Direct mounting
27302 | 1815250000 | ZP 2.5/1AN/QV/7 | Z-series, Plug-in connector, dark beige, Direct mounting
27303 | 1815260000 | ZP 2.5/1AN/QV/8 | Z-series, Plug-in connector, dark beige, Direct mounting
27304 | 1815270000 | ZP 2.5/1AN/QV/9 | Z-series, Plug-in connector, dark beige, Direct mounting
27305 | 1815280000 | ZP 2.5/1AN/QV/10 | Z-series, Plug-in connector, dark beige, Direct mounting
27306 | 1815290000 | ZP 2.5/1AN/QV/11 | Z-series, Plug-in connector, dark beige, Direct mounting
27307 | 1815300000 | ZP 2.5/1AN/QV/12 | Z-series, Plug-in connector, dark beige, Direct mounting
27308 | 1815310000 | ZP 2.5/1AN/QV/13 | Z-series, Plug-in connector, dark beige, Direct mounting
27309 | 1815320000 | ZP 2.5/1AN/QV/14 | Z-series, Plug-in connector, dark beige, Direct mounting
27310 | 1815330000 | ZP 2.5/1AN/QV/15 | Z-series, Plug-in connector, dark beige, Direct mounting
27311 | 1815340000 | ZP 2.5/1AN/QV/16 | Z-series, Plug-in connector, dark beige, Direct mounting
27312 | 1815350000 | ZP 2.5/1AN/QV/17 | Z-series, Plug-in connector, dark beige, Direct mounting
27313 | 1815430000 | ZP 2.5/1AN/1 | Z-series, Plug-in connector, dark beige, Direct mounting
27314 | 1815440000 | ZP 2.5/1AN/2 | Z-series, Plug-in connector, dark beige, Direct mounting
27315 | 1815450000 | ZP 2.5/1AN/3 | Z-series, Plug-in connector, dark beige, Direct mounting
27316 | 1815500000 | ZP 2.5/1AN/4 | Z-series, Plug-in connector, dark beige, Direct mounting
27317 | 1815510000 | ZP 2.5/1AN/5 | Z-series, Plug-in connector, dark beige, Direct mounting
27318 | 1815520000 | ZP 2.5/1AN/6 | Z-series, Plug-in connector, dark beige, Direct mounting
27319 | 1815530000 | ZP 2.5/1AN/7 | Z-series, Plug-in connector, dark beige, Direct mounting
27320 | 1815540000 | ZP 2.5/1AN/8 | Z-series, Plug-in connector, dark beige, Direct mounting
27321 | 1815550000 | ZP 2.5/1AN/9 | Z-series, Plug-in connector, dark beige, Direct mounting
27322 | 1815560000 | ZP 2.5/1AN/10 | Z-series, Plug-in connector, dark beige, Direct mounting
27323 | 1815570000 | ZP 2.5/1AN/11 | Z-series, Plug-in connector, dark beige, Direct mounting
27324 | 1815590000 | ZP 2.5/1AN/13 | Z-series, Plug-in connector, dark beige, Direct mounting
27325 | 1815600000 | ZP 2.5/1AN/14 | Z-series, Plug-in connector, dark beige, Direct mounting
27326 | 1815610000 | ZP 2.5/1AN/15 | Z-series, Plug-in connector, dark beige, Direct mounting
27327 | 1815620000 | ZP 2.5/1AN/16 | Z-series, Plug-in connector, dark beige, Direct mounting
27328 | 1815730000 | ZP 2.5/2AN/QV/1 | Z-series, Plug-in connector, dark beige, Direct mounting
27329 | 1815740000 | ZP 2.5/2AN/QV/2 | Z-series, Plug-in connector, dark beige, Direct mounting
27330 | 1815750000 | ZP 2.5/2AN/QV/3 | Z-series, Plug-in connector, dark beige, Direct mounting
27331 | 1815760000 | ZP 2.5/2AN/QV/4 | Z-series, Plug-in connector, dark beige, Direct mounting
27332 | 1815770000 | ZP 2.5/2AN/QV/5 | Z-series, Plug-in connector, dark beige, Direct mounting
27333 | 1815780000 | ZP 2.5/2AN/QV/6 | Z-series, Plug-in connector, dark beige, Direct mounting
27334 | 1815790000 | ZP 2.5/2AN/QV/7 | Z-series, Plug-in connector, dark beige, Direct mounting
27335 | 1815800000 | ZP 2.5/2AN/QV/8 | Z-series, Plug-in connector, dark beige, Direct mounting
27336 | 1815810000 | ZP 2.5/2AN/QV/9 | Z-series, Plug-in connector, dark beige, Direct mounting
27337 | 1815820000 | ZP 2.5/2AN/QV/10 | Z-series, Plug-in connector, dark beige, Direct mounting
27338 | 1815840000 | ZP 2.5/2AN/QV/12 | Z-series, Plug-in connector, dark beige, Direct mounting
27339 | 1815870000 | ZP 2.5/2AN/QV/15 | Z-series, Plug-in connector, dark beige, Direct mounting
27340 | 1815880000 | ZP 2.5/2AN/QV/16 | Z-series, Plug-in connector, dark beige, Direct mounting
27341 | 1820570000 | ZP 2.5/1AN/QV/1 GN | Z-series, Plug-in connector, green, Direct mounting
27342 | 1820580000 | ZP 2.5/1AN/1 GN | Z-series, Plug-in connector, green, Direct mounting
27343 | 1822210000 | WDU 240 BL | Feed-through terminal, Screw connection, 240 mm², 1000 V, 415 A, blue
27344 | 1833340000 | WDU 10 GN | Feed-through terminal, Screw connection, 10 mm², 1000 V, 57 A, green
27345 | 1833380000 | WDU 10 WS | Feed-through terminal, Screw connection, 10 mm², 1000 V, 57 A, white
27346 | 1833400000 | WDU 16 RT | Feed-through terminal, Screw connection, 16 mm², 1000 V, 76 A, red
27347 | 1833420000 | WDU 16 SW | Feed-through terminal, Screw connection, 16 mm², 1000 V, 76 A, black
27348 | 1833460000 | WDU 16 BR | Feed-through terminal, Screw connection, 16 mm², 1000 V, 76 A, brown
27349 | 1833600000 | WDK 2.5/TR-DU/O TNHE | Test-disconnect terminal, Screw connection, 2.5 mm², 500 V, 24 A, without, dark beige
27350 | 1833640000 | WDK 2.5/TR-DU-PE/O TNHE | Test-disconnect terminal, Screw connection, 2.5 mm², 500 V, 24 A, without, dark beige
27351 | 1833830000 | WDU 2.5/1.5/ZR RT | Feed-through terminal, Screw connection, 2.5 mm², 800 V, 24 A, red
27352 | 1833840000 | WDU 2.5/1.5/ZR SW | Feed-through terminal, Screw connection, 2.5 mm², 800 V, 24 A, black
27353 | 1833890000 | WDU 2.5/1.5/ZR WS | Feed-through terminal, Screw connection, 2.5 mm², 800 V, 24 A, white
27354 | 1848330000 | ZTPE 4/4AN/2 | Z-series, PE terminal, Rated cross-section: 4 mm², Plug-in connection, green
27355 | 1848340000 | ZP 4/1AN/1 | Z-series, Plug-in connector, beige, Direct mounting
27356 | 1848350000 | ZT 4/4AN/2 | Z-series, Feed-through terminal, Rated cross-section: 4 mm², Plug-in connection, dark beige
27357 | 1848360000 | ZAP/TW ZT4/4AN/2 | Z-series, End plate, Partition plate
27358 | 1854960000 | ZT 4/2AN/1 | Z-series, Feed-through terminal, Rated cross-section: 4 mm², Tension-clamp connection, dark beige
27359 | 1854970000 | ZTPE 4/2AN/1 | Z-series, PE terminal, Rated cross-section: 4 mm², Plug-in connection, green
27360 | 1854980000 | ZP 4/1AN/1 GN | Z-series, Plug-in connector, green, Direct mounting
27361 | 1854990000 | ZP 4/1AN/2 | Z-series, Plug-in connector, beige, Direct mounting
27362 | 1855000000 | ZP 4/1AN/3 | Z-series, Plug-in connector, beige, Direct mounting
27363 | 1855010000 | ZP 4/1AN/4 | Z-series, Plug-in connector, beige, Direct mounting
27364 | 1855020000 | ZP 4/1AN/5 | Z-series, Plug-in connector, beige, Direct mounting
27365 | 1855030000 | ZP 4/1AN/6 | Z-series, Plug-in connector, beige, Direct mounting
27366 | 1855040000 | ZP 4/1AN/7 | Z-series, Plug-in connector, beige, Direct mounting
27367 | 1855050000 | ZP 4/1AN/8 | Z-series, Plug-in connector, beige, Direct mounting
27368 | 1855060000 | ZP 4/1AN/9 | Z-series, Plug-in connector, beige, Direct mounting
27369 | 1855070000 | ZP 4/1AN/10 | Z-series, Plug-in connector, beige, Direct mounting
27370 | 1855080000 | ZP 4/1AN/11 | Z-series, Plug-in connector, beige, Direct mounting
27371 | 1855090000 | ZP 4/1AN/12 | Z-series, Plug-in connector, beige, Direct mounting
27372 | 1855100000 | ZP 4/1AN/13 | Z-series, Plug-in connector, beige, Direct mounting
27373 | 1855110000 | ZP 4/1AN/14 | Z-series, Plug-in connector, beige, Direct mounting
27374 | 1855220000 | ZAP/TW ZT4/2AN | Z-series, End plate, Partition plate
27375 | 1855230000 | ZAP/TW ZT4/2AN OR | Z-series, End plate, Partition plate
27376 | 1855250000 | ZVR ZP4 | Z-series, Locking clips, Direct mounting
27377 | 1855260000 | ZZE ZP4 | Z-series, Strain relief, Direct mounting
27378 | 1865510000 | ZTTR 2.5 | Z-series, Test-disconnect terminal, Rated cross-section: 2.5 mm², Tension-clamp connection, dark beige
27379 | 1865880000 | ZPS 2.5/1AN/QV/1 | Z-series, Coupling, Rated cross-section: 2.5 mm², Plug-in connection, beige, Direct mounting
27380 | 1865890000 | ZPS 2.5/1AN/QV/1 GN | Z-series, Coupling, Rated cross-section: 2.5 mm², Plug-in connection, green, Direct mounting
27381 | 1865900000 | ZPS 2.5/1AN/QV/2 | Z-series, Coupling, Rated cross-section: 2.5 mm², Plug-in connection, beige, Direct mounting
27382 | 1865910000 | ZPS 2.5/1AN/QV/3 | Z-series, Coupling, Rated cross-section: 2.5 mm², Plug-in connection, beige, Direct mounting
27383 | 1865920000 | ZPS 2.5/1AN/QV/4 | Z-series, Coupling, Rated cross-section: 2.5 mm², Plug-in connection, beige, Direct mounting
27384 | 1865930000 | ZPS 2.5/1AN/QV/5 | Z-series, Coupling, Rated cross-section: 2.5 mm², Plug-in connection, beige, Direct mounting
27385 | 1865940000 | ZPS 2.5/1AN/QV/6 | Z-series, Coupling, Rated cross-section: 2.5 mm², Plug-in connection, beige, Direct mounting
27386 | 1865950000 | ZPS 2.5/1AN/QV/7 | Z-series, Coupling, Rated cross-section: 2.5 mm², Plug-in connection, beige, Direct mounting
27387 | 1865960000 | ZPS 2.5/1AN/QV/8 | Z-series, Coupling, Rated cross-section: 2.5 mm², Plug-in connection, beige, Direct mounting
27388 | 1865970000 | ZPS 2.5/1AN/QV/9 | Z-series, Coupling, Rated cross-section: 2.5 mm², Plug-in connection, beige, Direct mounting
27389 | 1865980000 | ZPS 2.5/1AN/QV/10 | Z-series, Coupling, Rated cross-section: 2.5 mm², Plug-in connection, beige
27390 | 1866000000 | ZPS 2.5/1AN/QV/12 | Z-series, Coupling, Rated cross-section: 2.5 mm², Plug-in connection, beige, Direct mounting
27391 | 1866020000 | ZPS 2.5/1AN/QV/14 | Z-series, Coupling, Rated cross-section: 2.5 mm², Plug-in connection, beige, Direct mounting
27392 | 1866030000 | ZPS 2.5/1AN/QV/15 | Z-series, Coupling, Rated cross-section: 2.5 mm², Plug-in connection, beige, Direct mounting
27393 | 1866040000 | ZPS 2.5/1AN/QV/16 | Z-series, Coupling, Rated cross-section: 2.5 mm², Plug-in connection, beige, Direct mounting
27394 | 1867090000 | ZP 2.5/1AN/2 GN/BE | Z-series, Plug-in connector, beige, Direct mounting
27395 | 1867100000 | ZP 2.5/1AN/3 GN/BE | Z-series, Plug-in connector, beige, Direct mounting
27396 | 1867110000 | ZP 2.5/1AN/4 GN/BE | Z-series, Plug-in connector, beige, Direct mounting
27397 | 1867120000 | ZP 2.5/1AN/5 GN/BE | Z-series, Plug-in connector, beige, Direct mounting
27398 | 1867130000 | ZP 2.5/1AN/6 GN/BE | Z-series, Plug-in connector, beige, Direct mounting
27399 | 1867140000 | ZP 2.5/1AN/7 GN/BE | Z-series, Plug-in connector, beige, Direct mounting
27400 | 1867150000 | ZP 2.5/1AN/8 GN/BE | Z-series, Plug-in connector, beige, Direct mounting
27401 | 1867160000 | ZP 2.5/1AN/9 GN/BE | Z-series, Plug-in connector, beige, Direct mounting
27402 | 1867170000 | ZP 2.5/1AN/10 GN/BE | Z-series, Plug-in connector, beige, Direct mounting
27403 | 1867180000 | ZP 2.5/1AN/11 GN/BE | Z-series, Plug-in connector, beige, Direct mounting
27404 | 1867190000 | ZP 2.5/1AN/12 GN/BE | Z-series, Plug-in connector, beige, Direct mounting
27405 | 1867200000 | ZP 2.5/1AN/13 GN/BE | Z-series, Plug-in connector, beige, Direct mounting
27406 | 1867210000 | ZP 2.5/1AN/14 GN/BE | Z-series, Plug-in connector, beige, Direct mounting
27407 | 1867220000 | ZP 2.5/1AN/15 GN/BE | Z-series, Plug-in connector, beige, Direct mounting
27408 | 1867240000 | ZP 2.5/1AN/17 GN/BE | Z-series, Plug-in connector, beige, Direct mounting
27409 | 1886550000 | WSI 4/LD 140-250V AC/DC | W-Series, Fuse terminal, Rated cross-section: 4 mm², Screw connection
27410 | 1886560000 | WSI 4/LD 30-70V AC/DC | W-Series, Fuse terminal, Rated cross-section: 4 mm², Screw connection
27411 | 1886570000 | WSI 4/LD 60-150V AC/DC | W-Series, Fuse terminal, Rated cross-section: 4 mm², Screw connection
27412 | 1886580000 | WSI 4 | W-Series, Fuse terminal, Rated cross-section: 4 mm², Screw connection
27413 | 1886590000 | WSI 4/LD 10-36V AC/DC | W-Series, Fuse terminal, Rated cross-section: 4 mm², Screw connection
27414 | 1896230000 | PDU 2.5/4 BL | Feed-through terminal, PUSH IN, 4 mm², 800 V, 32 A, blue
27415 | 1906960000 | ZRV 2.5/1 | Z-series, Feed-through terminal, Multi-tier modular terminal, Rated cross-section: 2.5 mm², Tension-clamp connection
27416 | 1906970000 | ZRV 2.5/2 | Z-series, Feed-through terminal, Multi-tier modular terminal, Rated cross-section: 2.5 mm², Tension-clamp connection, dark beige
27417 | 6382680000 | PCF CROSSLINK 5MM PITCH | Printed circuit board terminals, Accessories, Cross-connector, Number of poles: 2
27418 | 6382690000 | PCF CROSSLINK 10MM PITCH | Printed circuit board terminals, Accessories, Cross-connector, Number of poles: 2
27419 | 9203060000 | WDU 4 SL BL | W-Series, Feed-through terminal, Rated cross-section: 4 mm², Screw connection
27420 | 9500410000 | PCF 5.00/02/180 3.5SN OR BX | Printed circuit board terminals, 5.00 mm, Number of poles: 2, 180°, Solder pin length (l): 3.5 mm, tinned, orange, Flat-blade connection, Box
27421 | 9500420000 | PCF 5.00/03/180 3.5SN OR BX | Printed circuit board terminals, 5.00 mm, Number of poles: 3, 180°, Solder pin length (l): 3.5 mm, tinned, orange, Flat-blade connection, Box
27422 | 9500430000 | PCF 5.00/04/180 3.5SN OR BX | Printed circuit board terminals, 5.00 mm, Number of poles: 4, 180°, Solder pin length (l): 3.5 mm, tinned, orange, Flat-blade connection, Box
27423 | 9500440000 | PCF 5.00/05/180 3.5SN OR BX | Printed circuit board terminals, 5.00 mm, Number of poles: 5, 180°, Solder pin length (l): 3.5 mm, tinned, orange, Flat-blade connection, Box
27424 | 9500450000 | PCF 5.00/06/180 3.5SN OR BX | Printed circuit board terminals, 5.00 mm, Number of poles: 6, 180°, Solder pin length (l): 3.5 mm, tinned, orange, Flat-blade connection, Box
27425 | 9500460000 | PCF 5.00/07/180 3.5SN OR BX | Printed circuit board terminals, 5.00 mm, Number of poles: 7, 180°, Solder pin length (l): 3.5 mm, tinned, orange, Flat-blade connection, Box
27426 | 9500470000 | PCF 5.00/08/180 3.5SN OR BX | Printed circuit board terminals, 5.00 mm, Number of poles: 8, 180°, Solder pin length (l): 3.5 mm, tinned, orange, Flat-blade connection, Box
27427 | 9500480000 | PCF 5.00/09/180 3.5SN OR BX | Printed circuit board terminals, 5.00 mm, Number of poles: 9, 180°, Solder pin length (l): 3.5 mm, tinned, orange, Flat-blade connection, Box
27428 | 9500490000 | PCF 5.00/10/180 3.5SN OR BX | Printed circuit board terminals, 5.00 mm, Number of poles: 10, 180°, Solder pin length (l): 3.5 mm, tinned, orange, Flat-blade connection, Box
27429 | 9500510000 | PCF 5.00/11/180 3.5SN OR BX | Printed circuit board terminals, 5.00 mm, Number of poles: 11, 180°, Solder pin length (l): 3.5 mm, tinned, orange, Flat-blade connection, Box
27430 | 9500520000 | PCF 5.00/12/180 3.5SN OR BX | Printed circuit board terminals, 5.00 mm, Number of poles: 12, 180°, Solder pin length (l): 3.5 mm, tinned, orange, Flat-blade connection, Box
27431 | 9500530000 | PCF 5.00/13/180 3.5SN OR BX | Printed circuit board terminals, 5.00 mm, Number of poles: 13, 180°, Solder pin length (l): 3.5 mm, tinned, orange, Flat-blade connection, Box
27432 | 9500540000 | PCF 5.00/14/180 3.5SN OR BX | Printed circuit board terminals, 5.00 mm, Number of poles: 14, 180°, Solder pin length (l): 3.5 mm, tinned, orange, Flat-blade connection, Box
27433 | 9500550000 | PCF 5.00/15/180 3.5SN OR BX | Printed circuit board terminals, 5.00 mm, Number of poles: 15, 180°, Solder pin length (l): 3.5 mm, tinned, orange, Flat-blade connection, Box
27434 | 9500560000 | PCF 5.00/16/180 3.5SN OR BX | Printed circuit board terminals, 5.00 mm, Number of poles: 16, 180°, Solder pin length (l): 3.5 mm, tinned, orange, Flat-blade connection, Box
27435 | 9500570000 | PCF 5.00/17/180 3.5SN OR BX | Printed circuit board terminals, 5.00 mm, Number of poles: 17, 180°, Solder pin length (l): 3.5 mm, tinned, orange, Flat-blade connection, Box
27436 | 9500580000 | PCF 5.00/18/180 3.5SN OR BX | Printed circuit board terminals, 5.00 mm, Number of poles: 18, 180°, Solder pin length (l): 3.5 mm, tinned, orange, Flat-blade connection, Box
27437 | 9500590000 | PCF 5.00/19/180 3.5SN OR BX | Printed circuit board terminals, 5.00 mm, Number of poles: 19, 180°, Solder pin length (l): 3.5 mm, tinned, orange, Flat-blade connection, Box
27438 | 9500620000 | PCF 7.50/02/180 3.5SN OR BX | Printed circuit board terminals, 7.50 mm, Number of poles: 2, 180°, Solder pin length (l): 3.5 mm, tinned, orange, Flat-blade connection, Box
27439 | 9500630000 | PCF 7.50/03/180 3.5SN OR BX | Printed circuit board terminals, 7.50 mm, Number of poles: 3, 180°, Solder pin length (l): 3.5 mm, tinned, orange, Flat-blade connection, Box
27440 | 9500640000 | PCF 7.50/04/180 3.5SN OR BX | Printed circuit board terminals, 7.50 mm, Number of poles: 4, 180°, Solder pin length (l): 3.5 mm, tinned, orange, Flat-blade connection, Box
27441 | 9500650000 | PCF 7.50/05/180 3.5SN OR BX | Printed circuit board terminals, 7.50 mm, Number of poles: 5, 180°, Solder pin length (l): 3.5 mm, tinned, orange, Flat-blade connection, Box
27442 | 9500660000 | PCF 7.50/06/180 3.5SN OR BX | Printed circuit board terminals, 7.50 mm, Number of poles: 6, 180°, Solder pin length (l): 3.5 mm, tinned, orange, Flat-blade connection, Box
27443 | 9500670000 | PCF 7.50/07/180 3.5SN OR BX | Printed circuit board terminals, 7.50 mm, Number of poles: 7, 180°, Solder pin length (l): 3.5 mm, tinned, orange, Flat-blade connection, Box
27444 | 9500680000 | PCF 7.50/08/180 3.5SN OR BX | Printed circuit board terminals, 7.50 mm, Number of poles: 8, 180°, Solder pin length (l): 3.5 mm, tinned, orange, Flat-blade connection, Box
27445 | 9500690000 | PCF 7.50/09/180 3.5SN OR BX | Printed circuit board terminals, 7.50 mm, Number of poles: 9, 180°, Solder pin length (l): 3.5 mm, tinned, orange, Flat-blade connection, Box
27446 | 9500710000 | PCF 7.50/10/180 3.5SN OR BX | Printed circuit board terminals, 7.50 mm, Number of poles: 10, 180°, Solder pin length (l): 3.5 mm, tinned, orange, Flat-blade connection, Box
27447 | 9500720000 | PCF 7.50/11/180 3.5SN OR BX | Printed circuit board terminals, 7.50 mm, Number of poles: 11, 180°, Solder pin length (l): 3.5 mm, tinned, orange, Flat-blade connection, Box
27448 | 9500730000 | PCF 7.50/12/180 3.5SN OR BX | Printed circuit board terminals, 7.50 mm, Number of poles: 12, 180°, Solder pin length (l): 3.5 mm, tinned, orange, Flat-blade connection, Box
27449 | 9500740000 | PCF 7.50/13/180 3.5SN OR BX | Printed circuit board terminals, 7.50 mm, Number of poles: 13, 180°, Solder pin length (l): 3.5 mm, tinned, orange, Flat-blade connection, Box
27450 | 9500750000 | PCF 10.00/02/180 3.5SN OR BX | Printed circuit board terminals, 10.00 mm, Number of poles: 2, 180°, Solder pin length (l): 3.5 mm, tinned, orange, Flat-blade connection, Box
27451 | 9500760000 | PCF 10.00/03/180 3.5SN OR BX | Printed circuit board terminals, 10.00 mm, Number of poles: 3, 180°, Solder pin length (l): 3.5 mm, tinned, orange, Flat-blade connection, Box
27452 | 9500770000 | PCF 10.00/04/180 3.5SN OR BX | Printed circuit board terminals, 10.00 mm, Number of poles: 4, 180°, Solder pin length (l): 3.5 mm, tinned, orange, Flat-blade connection, Box
27453 | 9500790000 | PCF 10.00/06/180 3.5SN OR BX | Printed circuit board terminals, 10.00 mm, Number of poles: 6, 180°, Solder pin length (l): 3.5 mm, tinned, orange, Flat-blade connection, Box
27454 | 9500810000 | PCF 10.00/07/180 3.5SN OR BX | Printed circuit board terminals, 10.00 mm, Number of poles: 7, 180°, Solder pin length (l): 3.5 mm, tinned, orange, Flat-blade connection, Box
27455 | 9500820000 | PCF 10.00/08/180 3.5SN OR BX | Printed circuit board terminals, 10.00 mm, Number of poles: 8, 180°, Solder pin length (l): 3.5 mm, tinned, orange, Flat-blade connection, Box
27456 | 9500830000 | PCF 10.00/09/180 3.5SN OR BX | Printed circuit board terminals, 10.00 mm, Number of poles: 9, 180°, Solder pin length (l): 3.5 mm, tinned, orange, Flat-blade connection, Box
27457 | 9500840000 | PCF 10.00/10/180 3.5SN OR BX | Printed circuit board terminals, 10.00 mm, Number of poles: 10, 180°, Solder pin length (l): 3.5 mm, tinned, orange, Flat-blade connection, Box
27458 | 9511410000 | PCF 5.00/02/90 3.5SN OR BX | Printed circuit board terminals, 5.00 mm, Number of poles: 2, 90°, Solder pin length (l): 3.5 mm, tinned, orange, Flat-blade connection, Box
27459 | 9511420000 | PCF 5.00/03/90 3.5SN OR BX | Printed circuit board terminals, 5.00 mm, Number of poles: 3, 90°, Solder pin length (l): 3.5 mm, tinned, orange, Flat-blade connection, Box
27460 | 9511430000 | PCF 5.00/04/90 3.5SN OR BX | Printed circuit board terminals, 5.00 mm, Number of poles: 4, 90°, Solder pin length (l): 3.5 mm, tinned, orange, Flat-blade connection, Box
27461 | 9511440000 | PCF 5.00/05/90 3.5SN OR BX | Printed circuit board terminals, 5.00 mm, Number of poles: 5, 90°, Solder pin length (l): 3.5 mm, tinned, orange, Flat-blade connection, Box
27462 | 9511450000 | PCF 5.00/06/90 3.5SN OR BX | Printed circuit board terminals, 5.00 mm, Number of poles: 6, 90°, Solder pin length (l): 3.5 mm, tinned, orange, Flat-blade connection, Box
27463 | 9511460000 | PCF 5.00/07/90 3.5SN OR BX | Printed circuit board terminals, 5.00 mm, Number of poles: 7, 90°, Solder pin length (l): 3.5 mm, tinned, orange, Flat-blade connection, Box
27464 | 9511470000 | PCF 5.00/08/90 3.5SN OR BX | Printed circuit board terminals, 5.00 mm, Number of poles: 8, 90°, Solder pin length (l): 3.5 mm, tinned, orange, Flat-blade connection, Box
27465 | 9511480000 | PCF 5.00/09/90 3.5SN OR BX | Printed circuit board terminals, 5.00 mm, Number of poles: 9, 90°, Solder pin length (l): 3.5 mm, tinned, orange, Flat-blade connection, Box
27466 | 9511490000 | PCF 5.00/10/90 3.5SN OR BX | Printed circuit board terminals, 5.00 mm, Number of poles: 10, 90°, Solder pin length (l): 3.5 mm, tinned, orange, Flat-blade connection, Box
27467 | 9511500000 | PCF 5.00/11/90 3.5SN OR BX | Printed circuit board terminals, 5.00 mm, Number of poles: 11, 90°, Solder pin length (l): 3.5 mm, tinned, orange, Flat-blade connection, Box
27468 | 9511510000 | PCF 5.00/12/90 3.5SN OR BX | Printed circuit board terminals, 5.00 mm, Number of poles: 12, 90°, Solder pin length (l): 3.5 mm, tinned, orange, Flat-blade connection, Box
27469 | 9511520000 | PCF 5.00/13/90 3.5SN OR BX | Printed circuit board terminals, 5.00 mm, Number of poles: 13, 90°, Solder pin length (l): 3.5 mm, tinned, orange, Flat-blade connection, Box
27470 | 9511530000 | PCF 5.00/14/90 3.5SN OR BX | Printed circuit board terminals, 5.00 mm, Number of poles: 14, 90°, Solder pin length (l): 3.5 mm, tinned, orange, Flat-blade connection, Box
27471 | 9511540000 | PCF 5.00/15/90 3.5SN OR BX | Printed circuit board terminals, 5.00 mm, Number of poles: 15, 90°, Solder pin length (l): 3.5 mm, tinned, orange, Flat-blade connection, Box
27472 | 9511550000 | PCF 5.00/16/90 3.5SN OR BX | Printed circuit board terminals, 5.00 mm, Number of poles: 16, 90°, Solder pin length (l): 3.5 mm, tinned, orange, Flat-blade connection, Box
27473 | 9511560000 | PCF 5.00/17/90 3.5SN OR BX | Printed circuit board terminals, 5.00 mm, Number of poles: 17, 90°, Solder pin length (l): 3.5 mm, tinned, orange, Flat-blade connection, Box
27474 | 9511570000 | PCF 5.00/18/90 3.5SN OR BX | Printed circuit board terminals, 5.00 mm, Number of poles: 18, 90°, Solder pin length (l): 3.5 mm, tinned, orange, Flat-blade connection, Box
27475 | 9511580000 | PCF 5.00/19/90 3.5SN OR BX | Printed circuit board terminals, 5.00 mm, Number of poles: 19, 90°, Solder pin length (l): 3.5 mm, tinned, orange, Flat-blade connection, Box
27476 | 9511590000 | PCF 7.50/02/90 3.5SN OR BX | Printed circuit board terminals, 7.50 mm, Number of poles: 2, 90°, Solder pin length (l): 3.5 mm, tinned, orange, Flat-blade connection, Box
27477 | 9511600000 | PCF 7.50/03/90 3.5SN OR BX | Printed circuit board terminals, 7.50 mm, Number of poles: 3, 90°, Solder pin length (l): 3.5 mm, tinned, orange, Flat-blade connection, Box
27478 | 9511610000 | PCF 7.50/04/90 3.5SN OR BX | Printed circuit board terminals, 7.50 mm, Number of poles: 4, 90°, Solder pin length (l): 3.5 mm, tinned, orange, Flat-blade connection, Box
27479 | 9511620000 | PCF 7.50/05/90 3.5SN OR BX | Printed circuit board terminals, 7.50 mm, Number of poles: 5, 90°, Solder pin length (l): 3.5 mm, tinned, orange, Flat-blade connection, Box
27480 | 9511630000 | PCF 7.50/06/90 3.5SN OR BX | Printed circuit board terminals, 7.50 mm, Number of poles: 6, 90°, Solder pin length (l): 3.5 mm, tinned, orange, Flat-blade connection, Box
27481 | 9511640000 | PCF 7.50/07/90 3.5SN OR BX | Printed circuit board terminals, 7.50 mm, Number of poles: 7, 90°, Solder pin length (l): 3.5 mm, tinned, orange, Flat-blade connection, Box
27482 | 9511650000 | PCF 7.50/08/90 3.5SN OR BX | Printed circuit board terminals, 7.50 mm, Number of poles: 8, 90°, Solder pin length (l): 3.5 mm, tinned, orange, Flat-blade connection, Box
27483 | 9511660000 | PCF 7.50/10/90 3.5SN OR BX | Printed circuit board terminals, 7.50 mm, Number of poles: 10, 90°, Solder pin length (l): 3.5 mm, tinned, orange, Flat-blade connection, Box
27484 | 9511670000 | PCF 7.50/11/90 3.5SN OR BX | Printed circuit board terminals, 7.50 mm, Number of poles: 11, 90°, Solder pin length (l): 3.5 mm, tinned, orange, Flat-blade connection, Box
27485 | 9511680000 | PCF 7.50/12/90 3.5SN OR BX | Printed circuit board terminals, 7.50 mm, Number of poles: 12, 90°, Solder pin length (l): 3.5 mm, tinned, orange, Flat-blade connection, Box
27486 | 9511690000 | PCF 7.50/13/90 3.5SN OR BX | Printed circuit board terminals, 7.50 mm, Number of poles: 13, 90°, Solder pin length (l): 3.5 mm, tinned, orange, Flat-blade connection, Box
27487 | 9511700000 | PCF 10.00/02/90 3.5SN OR BX | Printed circuit board terminals, 10.00 mm, Number of poles: 2, 90°, Solder pin length (l): 3.5 mm, tinned, orange, Flat-blade connection, Box
27488 | 9511710000 | PCF 10.00/03/90 3.5SN OR BX | Printed circuit board terminals, 10.00 mm, Number of poles: 3, 90°, Solder pin length (l): 3.5 mm, tinned, orange, Flat-blade connection, Box
27489 | 9511720000 | PCF 10.00/04/90 3.5SN OR BX | Printed circuit board terminals, 10.00 mm, Number of poles: 4, 90°, Solder pin length (l): 3.5 mm, tinned, orange, Flat-blade connection, Box
27490 | 9511730000 | PCF 10.00/05/90 3.5SN OR BX | Printed circuit board terminals, 10.00 mm, Number of poles: 5, 90°, Solder pin length (l): 3.5 mm, tinned, orange, Flat-blade connection, Box
27491 | 9511740000 | PCF 10.00/06/90 3.5SN OR BX | Printed circuit board terminals, 10.00 mm, Number of poles: 6, 90°, Solder pin length (l): 3.5 mm, tinned, orange, Flat-blade connection, Box
27492 | 9511750000 | PCF 10.00/07/90 3.5SN OR BX | Printed circuit board terminals, 10.00 mm, Number of poles: 7, 90°, Solder pin length (l): 3.5 mm, tinned, orange, Flat-blade connection, Box
27493 | 9511760000 | PCF 10.00/08/90 3.5SN OR BX | Printed circuit board terminals, 10.00 mm, Number of poles: 8, 90°, Solder pin length (l): 3.5 mm, tinned, orange, Flat-blade connection, Box
27494 | 9511770000 | PCF 10.00/09/90 3.5SN OR BX | Printed circuit board terminals, 10.00 mm, Number of poles: 9, 90°, Solder pin length (l): 3.5 mm, tinned, orange, Flat-blade connection, Box
27495 | 9511780000 | PCF 10.00/10/90 3.5SN OR BX | Printed circuit board terminals, 10.00 mm, Number of poles: 10, 90°, Solder pin length (l): 3.5 mm, tinned, orange, Flat-blade connection, Box
27496 | 9511790000 | PCF 5.00/02/135 3.5SN OR BX | Printed circuit board terminals, 5.00 mm, Number of poles: 2, 135°, Solder pin length (l): 3.5 mm, tinned, orange, Flat-blade connection, Box
27497 | 9511800000 | PCF 5.00/03/135 3.5SN OR BX | Printed circuit board terminals, 5.00 mm, Number of poles: 3, 135°, Solder pin length (l): 3.5 mm, tinned, orange, Flat-blade connection, Box
27498 | 9511810000 | PCF 5.00/04/135 3.5SN OR BX | Printed circuit board terminals, 5.00 mm, Number of poles: 4, 135°, Solder pin length (l): 3.5 mm, tinned, orange, Flat-blade connection, Box
27499 | 9511820000 | PCF 5.00/05/135 3.5SN OR BX | Printed circuit board terminals, 5.00 mm, Number of poles: 5, 135°, Solder pin length (l): 3.5 mm, tinned, orange, Flat-blade connection, Box
27500 | 9511830000 | PCF 5.00/06/135 3.5SN OR BX | Printed circuit board terminals, 5.00 mm, Number of poles: 6, 135°, Solder pin length (l): 3.5 mm, tinned, orange, Flat-blade connection, Box
27501 | 9511840000 | PCF 5.00/07/135 3.5SN OR BX | Printed circuit board terminals, 5.00 mm, Number of poles: 7, 135°, Solder pin length (l): 3.5 mm, tinned, orange, Flat-blade connection, Box
27502 | 9511850000 | PCF 5.00/08/135 3.5SN OR BX | Printed circuit board terminals, 5.00 mm, Number of poles: 8, 135°, Solder pin length (l): 3.5 mm, tinned, orange, Flat-blade connection, Box
27503 | 9511860000 | PCF 5.00/09/135 3.5SN OR BX | Printed circuit board terminals, 5.00 mm, Number of poles: 9, 135°, Solder pin length (l): 3.5 mm, tinned, orange, Flat-blade connection, Box
27504 | 9511870000 | PCF 5.00/10/135 3.5SN OR BX | Printed circuit board terminals, 5.00 mm, Number of poles: 10, 135°, Solder pin length (l): 3.5 mm, tinned, orange, Flat-blade connection, Box
27505 | 9511880000 | PCF 5.00/11/135 3.5SN OR BX | Printed circuit board terminals, 5.00 mm, Number of poles: 11, 135°, Solder pin length (l): 3.5 mm, tinned, orange, Flat-blade connection, Box
27506 | 9511890000 | PCF 5.00/12/135 3.5SN OR BX | Printed circuit board terminals, 5.00 mm, Number of poles: 12, 135°, Solder pin length (l): 3.5 mm, tinned, orange, Flat-blade connection, Box
27507 | 9511900000 | PCF 5.00/13/135 3.5SN OR BX | Printed circuit board terminals, 5.00 mm, Number of poles: 13, 135°, Solder pin length (l): 3.5 mm, tinned, orange, Flat-blade connection, Box
27508 | 9511910000 | PCF 5.00/14/135 3.5SN OR BX | Printed circuit board terminals, 5.00 mm, Number of poles: 14, 135°, Solder pin length (l): 3.5 mm, tinned, orange, Flat-blade connection, Box
27509 | 9511920000 | PCF 5.00/15/135 3.5SN OR BX | Printed circuit board terminals, 5.00 mm, Number of poles: 15, 135°, Solder pin length (l): 3.5 mm, tinned, orange, Flat-blade connection, Box
27510 | 9511930000 | PCF 5.00/16/135 3.5SN OR BX | Printed circuit board terminals, 5.00 mm, Number of poles: 16, 135°, Solder pin length (l): 3.5 mm, tinned, orange, Flat-blade connection, Box
27511 | 9511940000 | PCF 5.00/17/135 3.5SN OR BX | Printed circuit board terminals, 5.00 mm, Number of poles: 17, 135°, Solder pin length (l): 3.5 mm, tinned, orange, Flat-blade connection, Box
27512 | 9511950000 | PCF 5.00/18/135 3.5SN OR BX | Printed circuit board terminals, 5.00 mm, Number of poles: 18, 135°, Solder pin length (l): 3.5 mm, tinned, orange, Flat-blade connection, Box
27513 | 9511960000 | PCF 5.00/19/135 3.5SN OR BX | Printed circuit board terminals, 5.00 mm, Number of poles: 19, 135°, Solder pin length (l): 3.5 mm, tinned, orange, Flat-blade connection, Box
27514 | 9511970000 | PCF 7.50/02/135 3.5SN OR BX | Printed circuit board terminals, 7.50 mm, Number of poles: 2, 135°, Solder pin length (l): 3.5 mm, tinned, orange, Flat-blade connection, Box
27515 | 9511980000 | PCF 7.50/03/135 3.5SN OR BX | Printed circuit board terminals, 7.50 mm, Number of poles: 3, 135°, Solder pin length (l): 3.5 mm, tinned, orange, Flat-blade connection, Box
27516 | 9511990000 | PCF 7.50/04/135 3.5SN OR BX | Printed circuit board terminals, 7.50 mm, Number of poles: 4, 135°, Solder pin length (l): 3.5 mm, tinned, orange, Flat-blade connection, Box
27517 | 9512000000 | PCF 7.50/05/135 3.5SN OR BX | Printed circuit board terminals, 7.50 mm, Number of poles: 5, 135°, Solder pin length (l): 3.5 mm, tinned, orange, Flat-blade connection, Box
27518 | 9512010000 | PCF 7.50/06/135 3.5SN OR BX | Printed circuit board terminals, 7.50 mm, Number of poles: 6, 135°, Solder pin length (l): 3.5 mm, tinned, orange, Flat-blade connection, Box
27519 | 9512020000 | PCF 7.50/07/135 3.5SN OR BX | Printed circuit board terminals, 7.50 mm, Number of poles: 7, 135°, Solder pin length (l): 3.5 mm, tinned, orange, Flat-blade connection, Box
27520 | 9512030000 | PCF 7.50/08/135 3.5SN OR BX | Printed circuit board terminals, 7.50 mm, Number of poles: 8, 135°, Solder pin length (l): 3.5 mm, tinned, orange, Flat-blade connection, Box
27521 | 9512040000 | PCF 7.50/09/135 3.5SN OR BX | Printed circuit board terminals, 7.50 mm, Number of poles: 9, 135°, Solder pin length (l): 3.5 mm, tinned, orange, Flat-blade connection, Box
27522 | 9512050000 | PCF 7.50/10/135 3.5SN OR BX | Printed circuit board terminals, 7.50 mm, Number of poles: 10, 135°, Solder pin length (l): 3.5 mm, tinned, orange, Flat-blade connection, Box
27523 | 9512060000 | PCF 7.50/11/135 3.5SN OR BX | Printed circuit board terminals, 7.50 mm, Number of poles: 11, 135°, Solder pin length (l): 3.5 mm, tinned, orange, Flat-blade connection, Box
27524 | 9512070000 | PCF 7.50/12/135 3.5SN OR BX | Printed circuit board terminals, 7.50 mm, Number of poles: 12, 135°, Solder pin length (l): 3.5 mm, tinned, orange, Flat-blade connection, Box
27525 | 9512080000 | PCF 7.50/13/135 3.5SN OR BX | Printed circuit board terminals, 7.50 mm, Number of poles: 13, 135°, Solder pin length (l): 3.5 mm, tinned, orange, Flat-blade connection, Box
27526 | 9512090000 | PCF 10.00/02/135 3.5SN OR BX | Printed circuit board terminals, 10.00 mm, Number of poles: 2, 135°, Solder pin length (l): 3.5 mm, tinned, orange, Flat-blade connection, Box
27527 | 9512100000 | PCF 10.00/03/135 3.5SN OR BX | Printed circuit board terminals, 10.00 mm, Number of poles: 3, 135°, Solder pin length (l): 3.5 mm, tinned, orange, Flat-blade connection, Box
27528 | 9512110000 | PCF 10.00/04/135 3.5SN OR BX | Printed circuit board terminals, 10.00 mm, Number of poles: 4, 135°, Solder pin length (l): 3.5 mm, tinned, orange, Flat-blade connection, Box
27529 | 9512120000 | PCF 10.00/05/135 3.5SN OR BX | Printed circuit board terminals, 10.00 mm, Number of poles: 5, 135°, Solder pin length (l): 3.5 mm, tinned, orange, Flat-blade connection, Box
27530 | 9512130000 | PCF 10.00/06/135 3.5SN OR BX | Printed circuit board terminals, 10.00 mm, Number of poles: 6, 135°, Solder pin length (l): 3.5 mm, tinned, orange, Flat-blade connection, Box
27531 | 9512140000 | PCF 10.00/07/135 3.5SN OR BX | Printed circuit board terminals, 10.00 mm, Number of poles: 7, 135°, Solder pin length (l): 3.5 mm, tinned, orange, Flat-blade connection, Box
27532 | 9512150000 | PCF 10.00/08/135 3.5SN OR BX | Printed circuit board terminals, 10.00 mm, Number of poles: 8, 135°, Solder pin length (l): 3.5 mm, tinned, orange, Flat-blade connection, Box
27533 | 9512160000 | PCF 10.00/09/135 3.5SN OR BX | Printed circuit board terminals, 10.00 mm, Number of poles: 9, 135°, Solder pin length (l): 3.5 mm, tinned, orange, Flat-blade connection, Box
27534 | 9512170000 | PCF 10.00/10/135 3.5SN OR BX | Printed circuit board terminals, 10.00 mm, Number of poles: 10, 135°, Solder pin length (l): 3.5 mm, tinned, orange, Flat-blade connection, Box
27535 | 9512180000 | PCF 7.50/09/90 3.5SN OR BX | Printed circuit board terminals, 7.50 mm, Number of poles: 9, 90°, Solder pin length (l): 3.5 mm, tinned, orange, Flat-blade connection, Box
27536 | 9512190000 | WDU 70N/35 | Feed-through terminal, Screw connection, 70 mm², 1000 V, 192 A, dark beige
27537 | 9512420000 | WDU 70N/35 BL | Feed-through terminal, Screw connection, 70 mm², 1000 V, 192 A, blue
27538 | 9537400000 | WDU 10 SL SW | W-Series, Feed-through terminal, Rated cross-section: 10 mm², Screw connection
27539 | 9537410000 | WDU 10 SL/EN SW | W-Series, Feed-through terminal, Rated cross-section: 10 mm², Screw connection
27540 | 9537430000 | WDU 6 SL/EN SW | W-Series, Feed-through terminal, Rated cross-section: 6 mm², Screw connection
27541 | 9537440000 | WDU 4 SL | W-Series, Feed-through terminal, Rated cross-section: 4 mm², Screw connection
27542 | 9537450000 | WDU 4 SL/EN | W-Series, Feed-through terminal, Rated cross-section: 4 mm², Screw connection
27543 | 9537460000 | WDU 6 SL | W-Series, Feed-through terminal, Rated cross-section: 6 mm², Screw connection
27544 | 9537470000 | WDU 6 SL/EN | W-Series, Feed-through terminal, Rated cross-section: 6 mm², Screw connection
27545 | 9537480000 | WDU 10 SL | W-Series, Feed-through terminal, Rated cross-section: 10 mm², Screw connection
27546 | 9537490000 | WDU 10 SL/EN | W-Series, Feed-through terminal, Rated cross-section: 10 mm², Screw connection
27547 | 9537510000 | WDU 4 SL/EN SW | W-Series, Feed-through terminal, Rated cross-section: 4 mm², Screw connection
27548 | 1020100000 | WDU 4 | Feed-through terminal, Screw connection, 4 mm², 800 V, 32 A, dark beige
27549 | 391360000 | TOP1.5GS2/180 7 2STI OR | Printed circuit board terminals, 7.62 mm, Number of poles: 2, 180°, Solder pin length (l): 4.5 mm, tinned, orange, TOP connection, Clamping range, max. : 2.5 mm², Box
27550 | 392160000 | TOP1.5GS12/180 7 2ST OR | Printed circuit board terminals, 7.62 mm, Number of poles: 12, 180°, Solder pin length (l): 4.5 mm, tinned, orange, TOP connection, Clamping range, max. : 2.5 mm², Box
27551 | 393360000 | TOP1.5GS2/90 7 2STI OR | Printed circuit board terminals, 7.62 mm, Number of poles: 2, 90°, Solder pin length (l): 3.5 mm, tinned, orange, TOP connection, Clamping range, max. : 2.5 mm², Box
27552 | 393460000 | TOP1.5GS3/90 7 2STI OR | Printed circuit board terminals, 7.62 mm, Number of poles: 3, 90°, Solder pin length (l): 3.5 mm, tinned, orange, TOP connection, Clamping range, max. : 2.5 mm², Box
27553 | 393560000 | TOP1.5GS4/90 7 2STI OR | Printed circuit board terminals, 7.62 mm, Number of poles: 4, 90°, Solder pin length (l): 3.5 mm, tinned, orange, TOP connection, Clamping range, max. : 2.5 mm², Box
27554 | 393660000 | TOP1.5GS5/90 7 2STI OR | Printed circuit board terminals, 7.62 mm, Number of poles: 5, 90°, Solder pin length (l): 3.5 mm, tinned, orange, TOP connection, Clamping range, max. : 2.5 mm², Box
27555 | 393960000 | TOP1.5GS9/90 7 2STI OR | Printed circuit board terminals, 7.62 mm, Number of poles: 9, 90°, Solder pin length (l): 3.5 mm, tinned, orange, TOP connection, Clamping range, max. : 2.5 mm², Box
27556 | 394060000 | TOP1.5GS11/90 7 2STI OR | Printed circuit board terminals, 7.62 mm, Number of poles: 11, 90°, Solder pin length (l): 3.5 mm, tinned, orange, TOP connection, Clamping range, max. : 2.5 mm², Box
27557 | 394160000 | TOP1.5GS12/90 7 2STI OR | Printed circuit board terminals, 7.62 mm, Number of poles: 12, 90°, Solder pin length (l): 3.5 mm, tinned, orange, TOP connection, Clamping range, max. : 2.5 mm², Box
27558 | 570960000 | TOP1.5GS8/180 7 2STI OR | Printed circuit board terminals, 7.62 mm, Number of poles: 8, 180°, Solder pin length (l): 4.5 mm, tinned, orange, TOP connection, Clamping range, max. : 2.5 mm², Box
27559 | 593960000 | TOP1.5GS7/90 5 2STI OR | Printed circuit board terminals, 5.08 mm, Number of poles: 7, 90°, Solder pin length (l): 3.5 mm, tinned, orange, TOP connection, Clamping range, max. : 2.5 mm², Box
27560 | 594160000 | TOP1.5GS9/90 5 2STI OR | Printed circuit board terminals, 5.08 mm, Number of poles: 9, 90°, Solder pin length (l): 3.5 mm, tinned, orange, TOP connection, Clamping range, max. : 2.5 mm², Box
27561 | 594260000 | TOP1.5GS11/90 5 2STI OR | Printed circuit board terminals, 5.08 mm, Number of poles: 11, 90°, Solder pin length (l): 3.5 mm, tinned, orange, TOP connection, Clamping range, max. : 2.5 mm², Box
27562 | 594360000 | TOP1.5GS12/90 5 2STI OR | Printed circuit board terminals, 5.08 mm, Number of poles: 12, 90°, Solder pin length (l): 3.5 mm, tinned, orange, TOP connection, Clamping range, max. : 2.5 mm², Box
27563 | 594960000 | TOP1.5GS19/90 5 2STI OR | Printed circuit board terminals, 5.08 mm, Number of poles: 19, 90°, Solder pin length (l): 3.5 mm, tinned, orange, TOP connection, Clamping range, max. : 2.5 mm², Box
27564 | 595060000 | TOP1.5GS20/90 5 2STI OR | Printed circuit board terminals, 5.08 mm, Number of poles: 20, 90°, Solder pin length (l): 3.5 mm, tinned, orange, TOP connection, Clamping range, max. : 2.5 mm², Box
27565 | 595260000 | TOP1.5GS22/90 5 2STI OR | Printed circuit board terminals, 5.08 mm, Number of poles: 22, 90°, Solder pin length (l): 3.5 mm, tinned, orange, TOP connection, Clamping range, max. : 2.5 mm², Box
27566 | 595460000 | TOP1.5GS24/90 5 2STI OR | Printed circuit board terminals, 5.08 mm, Number of poles: 24, 90°, Solder pin length (l): 3.5 mm, tinned, orange, TOP connection, Clamping range, max. : 2.5 mm², Box
27567 | 597360000 | TOP1.5GS5/180 5 2STI OR | Printed circuit board terminals, 5.08 mm, Number of poles: 5, 180°, Solder pin length (l): 4.5 mm, tinned, orange, TOP connection, Clamping range, max. : 2.5 mm², Box
27568 | 597660000 | TOP1.5GS8/180 5 2STI OR | Printed circuit board terminals, 5.08 mm, Number of poles: 8, 180°, Solder pin length (l): 4.5 mm, tinned, orange, TOP connection, Clamping range, max. : 2.5 mm², Box
27569 | 598460000 | TOP1.5GS18/180 5 2STI OR | Printed circuit board terminals, 5.08 mm, Number of poles: 18, 180°, Solder pin length (l): 4.5 mm, tinned, orange, TOP connection, Clamping range, max. : 2.5 mm², Box
27570 | 598560000 | TOP1.5GS19/180 5 2ST OR | Printed circuit board terminals, 5.08 mm, Number of poles: 19, 180°, Solder pin length (l): 4.5 mm, tinned, orange, TOP connection, Clamping range, max. : 2.5 mm², Box
27571 | 598660000 | TOP1.5GS20/180 5 2ST OR | Printed circuit board terminals, 5.08 mm, Number of poles: 20, 180°, Solder pin length (l): 4.5 mm, tinned, orange, TOP connection, Clamping range, max. : 2.5 mm², Box
27572 | 598760000 | TOP1.5GS21/180 5 2ST OR | Printed circuit board terminals, 5.08 mm, Number of poles: 21, 180°, Solder pin length (l): 4.5 mm, tinned, orange, TOP connection, Clamping range, max. : 2.5 mm², Box
27573 | 641960000 | TOP1.5GS2/90 5 2STI OR | Printed circuit board terminals, 5.08 mm, Number of poles: 2, 90°, Solder pin length (l): 3.5 mm, tinned, orange, TOP connection, Clamping range, max. : 2.5 mm², Box
27574 | 642360000 | TOP1.5GS16/90 5 2STI OR | Printed circuit board terminals, 5.08 mm, Number of poles: 16, 90°, Solder pin length (l): 3.5 mm, tinned, orange, TOP connection, Clamping range, max. : 2.5 mm², Box
27575 | 642460000 | TOP1.5GS8/90 7 2STI OR | Printed circuit board terminals, 7.62 mm, Number of poles: 8, 90°, Solder pin length (l): 3.5 mm, tinned, orange, TOP connection, Clamping range, max. : 2.5 mm², Box
27576 | 642560000 | TOP1.5GS10/90 7 2STI OR | Printed circuit board terminals, 7.62 mm, Number of poles: 10, 90°, Solder pin length (l): 3.5 mm, tinned, orange, TOP connection, Clamping range, max. : 2.5 mm², Box
27577 | 1022220000 | PDU 2.5/4/2X2AN | Feed-through terminal, PUSH IN, 4 mm², 800 V, 32 A, dark beige
27578 | 1026760000 | SL 7.62HP/02/90G 3.2SN BK BX | PCB plug-in connector, male header, closed side, THT solder connection, 7.62 mm, Number of poles: 2, 90°, Solder pin length (l): 3.2 mm, tinned, black, Box
27579 | 1026770000 | SL 7.62HP/03/90G 3.2SN BK BX | PCB plug-in connector, male header, closed side, THT solder connection, 7.62 mm, Number of poles: 3, 90°, Solder pin length (l): 3.2 mm, tinned, black, Box
27580 | 1026780000 | SL 7.62HP/04/90G 3.2SN BK BX | PCB plug-in connector, male header, closed side, THT solder connection, 7.62 mm, Number of poles: 4, 90°, Solder pin length (l): 3.2 mm, tinned, black, Box
27581 | 1026790000 | SL 7.62HP/05/90G 3.2SN BK BX | PCB plug-in connector, male header, closed side, THT solder connection, 7.62 mm, Number of poles: 5, 90°, Solder pin length (l): 3.2 mm, tinned, black, Box
27582 | 1026810000 | SL 7.62HP/02/90F 3.2 SN OR BX | PCB plug-in connector, male header, Flange, THT solder connection, 7.62 mm, Number of poles: 2, 90°, Solder pin length (l): 3.2 mm, tinned, orange, Box
27583 | 1026820000 | SL 7.62HP/03/90F 3.2 SN OR BX | PCB plug-in connector, male header, Flange, THT solder connection, 7.62 mm, Number of poles: 3, 90°, Solder pin length (l): 3.2 mm, tinned, orange, Box
27584 | 1026830000 | SL 7.62HP/04/90F 3.2 SN OR BX | PCB plug-in connector, male header, Flange, THT solder connection, 7.62 mm, Number of poles: 4, 90°, Solder pin length (l): 3.2 mm, tinned, orange, Box
27585 | 1026840000 | SL 7.62HP/05/90F 3.2 SN OR BX | PCB plug-in connector, male header, Flange, THT solder connection, 7.62 mm, Number of poles: 5, 90°, Solder pin length (l): 3.2 mm, tinned, orange, Box
27586 | 1026850000 | SL 7.62HP/02/90F 3.2 SN BK BX | PCB plug-in connector, male header, Flange, THT solder connection, 7.62 mm, Number of poles: 2, 90°, Solder pin length (l): 3.2 mm, tinned, black, Box
27587 | 1026860000 | SL 7.62HP/03/90F 3.2 SN BK BX | PCB plug-in connector, male header, Flange, THT solder connection, 7.62 mm, Number of poles: 3, 90°, Solder pin length (l): 3.2 mm, tinned, black, Box
27588 | 1026870000 | SL 7.62HP/04/90F 3.2 SN BK BX | PCB plug-in connector, male header, Flange, THT solder connection, 7.62 mm, Number of poles: 4, 90°, Solder pin length (l): 3.2 mm, tinned, black, Box
27589 | 1026880000 | SL 7.62HP/05/90F 3.2 SN BK BX | PCB plug-in connector, male header, Flange, THT solder connection, 7.62 mm, Number of poles: 5, 90°, Solder pin length (l): 3.2 mm, tinned, black, Box
27590 | 1026960000 | PDU 2.5/4 GN | Feed-through terminal, PUSH IN, 4 mm², 800 V, 32 A, green
27591 | 1043220000 | PDU 2.5/4/2X2AN BL | Feed-through terminal, PUSH IN, 4 mm², 800 V, 32 A, blue
27592 | 1048870000 | SL 7.62HP/02/180G 3.2SN OR BX | PCB plug-in connector, male header, closed side, THT solder connection, 7.62 mm, Number of poles: 2, 180°, Solder pin length (l): 3.2 mm, tinned, orange, Box
27593 | 1048880000 | SL 7.62HP/03/180G 3.2SN OR BX | PCB plug-in connector, male header, closed side, THT solder connection, 7.62 mm, Number of poles: 3, 180°, Solder pin length (l): 3.2 mm, tinned, orange, Box
27594 | 1048890000 | SL 7.62HP/04/180G 3.2SN OR BX | PCB plug-in connector, male header, closed side, THT solder connection, 7.62 mm, Number of poles: 4, 180°, Solder pin length (l): 3.2 mm, tinned, orange, Box
27595 | 1048900000 | SL 7.62HP/05/180G 3.2SN OR BX | PCB plug-in connector, male header, closed side, THT solder connection, 7.62 mm, Number of poles: 5, 180°, Solder pin length (l): 3.2 mm, tinned, orange, Box
27596 | 1048910000 | SL 7.62HP/06/180G 3.2SN OR BX | PCB plug-in connector, male header, closed side, THT solder connection, 7.62 mm, Number of poles: 6, 180°, Solder pin length (l): 3.2 mm, tinned, orange, Box
27597 | 1048920000 | SL 7.62HP/07/180G 3.2SN OR BX | PCB plug-in connector, male header, closed side, THT solder connection, 7.62 mm, Number of poles: 7, 180°, Solder pin length (l): 3.2 mm, tinned, orange, Box
27598 | 1048930000 | SL 7.62HP/08/180G 3.2SN OR BX | PCB plug-in connector, male header, closed side, THT solder connection, 7.62 mm, Number of poles: 8, 180°, Solder pin length (l): 3.2 mm, tinned, orange, Box
27599 | 1048940000 | SL 7.62HP/09/180G 3.2SN OR BX | PCB plug-in connector, male header, closed side, THT solder connection, 7.62 mm, Number of poles: 9, 180°, Solder pin length (l): 3.2 mm, tinned, orange, Box
27600 | 1048950000 | SL 7.62HP/10/180G 3.2SN OR BX | PCB plug-in connector, male header, closed side, THT solder connection, 7.62 mm, Number of poles: 10, 180°, Solder pin length (l): 3.2 mm, tinned, orange, Box
27601 | 1048960000 | SL 7.62HP/11/180G 3.2SN OR BX | PCB plug-in connector, male header, closed side, THT solder connection, 7.62 mm, Number of poles: 11, 180°, Solder pin length (l): 3.2 mm, tinned, orange, Box
27602 | 1048970000 | SL 7.62HP/12/180G 3.2SN OR BX | PCB plug-in connector, male header, closed side, THT solder connection, 7.62 mm, Number of poles: 12, 180°, Solder pin length (l): 3.2 mm, tinned, orange, Box
27603 | 1048980000 | SL 7.62HP/05/180G 3.2SN BK BX | PCB plug-in connector, male header, closed side, THT solder connection, 7.62 mm, Number of poles: 5, 180°, Solder pin length (l): 3.2 mm, tinned, black, Box
27604 | 1048990000 | SL 7.62HP/06/180G 3.2SN BK BX | PCB plug-in connector, male header, closed side, THT solder connection, 7.62 mm, Number of poles: 6, 180°, Solder pin length (l): 3.2 mm, tinned, black, Box
27605 | 1049000000 | SL 7.62HP/08/180G 3.2SN BK BX | PCB plug-in connector, male header, closed side, THT solder connection, 7.62 mm, Number of poles: 8, 180°, Solder pin length (l): 3.2 mm, tinned, black, Box
27606 | 1474660000 | TOP1.5GS9/180 5 2STI OR | Printed circuit board terminals, 5.08 mm, Number of poles: 9, 180°, Solder pin length (l): 4.5 mm, tinned, orange, TOP connection, Clamping range, max. : 2.5 mm², Box
27607 | 1474760000 | TOP1.5GS11/180 5 2ST OR | Printed circuit board terminals, 5.08 mm, Number of poles: 11, 180°, Solder pin length (l): 4.5 mm, tinned, orange, TOP connection, Clamping range, max. : 2.5 mm², Box
27608 | 1490460000 | TOP1.5GS5/180 7 2STI OR | Printed circuit board terminals, 7.62 mm, Number of poles: 5, 180°, Solder pin length (l): 4.5 mm, tinned, orange, TOP connection, Clamping range, max. : 2.5 mm², Box
27609 | 1578820000 | TOP1.5GS5/90 5 2STI OR | Printed circuit board terminals, 5.08 mm, Number of poles: 5, 90°, Solder pin length (l): 3.5 mm, tinned, orange, TOP connection, Clamping range, max. : 2.5 mm², Box
27610 | 1597060000 | TOP1.5GS6/180 7 2STI OR | Printed circuit board terminals, 7.62 mm, Number of poles: 6, 180°, Solder pin length (l): 4.5 mm, tinned, orange, TOP connection, Clamping range, max. : 2.5 mm², Box
27611 | 1597070000 | TOP1.5GS7/180 7 2STI OR | Printed circuit board terminals, 7.62 mm, Number of poles: 7, 180°, Solder pin length (l): 4.5 mm, tinned, orange, TOP connection, Clamping range, max. : 2.5 mm², Box
27612 | 1597080000 | TOP1.5GS9/180 7 2STI OR | Printed circuit board terminals, 7.62 mm, Number of poles: 9, 180°, Solder pin length (l): 4.5 mm, tinned, orange, TOP connection, Clamping range, max. : 2.5 mm², Box
27613 | 1597090000 | TOP1.5GS11/180 7 2ST OR | Printed circuit board terminals, 7.62 mm, Number of poles: 11, 180°, Solder pin length (l): 4.5 mm, tinned, orange, TOP connection, Clamping range, max. : 2.5 mm², Box
27614 | 1608520000 | ZDU 2.5 BL | Feed-through terminal, Tension-clamp connection, 2.5 mm², 800 V, 24 A, blue
27615 | 1609040000 | ZTA 1 | Accessories, Test adapter, 9 A
27616 | 1609050000 | ZTA 1/ZA | Accessories, Test adapter, 9 A
27617 | 1609060000 | ZTA 2 ZDU4 | Accessories, Test adapter, 9 A
27618 | 1609070000 | ZTA 2/ZA ZDU4 | Accessories, Test adapter, 9 A
27619 | 1624150000 | SL 7.62/02/90 3.2SN OR BX | PCB plug-in connector, male header, open side, THT solder connection, 7.62 mm, Number of poles: 2, 90°, Solder pin length (l): 3.2 mm, tinned, orange, Box
27620 | 1624160000 | SL 7.62/03/90 3.2SN OR BX | PCB plug-in connector, male header, open side, THT solder connection, 7.62 mm, Number of poles: 3, 90°, Solder pin length (l): 3.2 mm, tinned, orange, Box
27621 | 1624170000 | SL 7.62/04/90 3.2SN OR BX | PCB plug-in connector, male header, open side, THT solder connection, 7.62 mm, Number of poles: 4, 90°, Solder pin length (l): 3.2 mm, tinned, orange, Box
27622 | 1624180000 | SL 7.62/05/90 3.2SN OR BX | PCB plug-in connector, male header, open side, THT solder connection, 7.62 mm, Number of poles: 5, 90°, Solder pin length (l): 3.2 mm, tinned, orange, Box
27623 | 1624190000 | SL 7.62/06/90 3.2SN OR BX | PCB plug-in connector, male header, open side, THT solder connection, 7.62 mm, Number of poles: 6, 90°, Solder pin length (l): 3.2 mm, tinned, orange, Box
27624 | 1624200000 | SL 7.62/07/90 3.2SN OR BX | PCB plug-in connector, male header, open side, THT solder connection, 7.62 mm, Number of poles: 7, 90°, Solder pin length (l): 3.2 mm, tinned, orange, Box
27625 | 1624210000 | SL 7.62/08/90 3.2SN OR BX | PCB plug-in connector, male header, open side, THT solder connection, 7.62 mm, Number of poles: 8, 90°, Solder pin length (l): 3.2 mm, tinned, orange, Box
27626 | 1624220000 | SL 7.62/09/90 3.2SN OR BX | PCB plug-in connector, male header, open side, THT solder connection, 7.62 mm, Number of poles: 9, 90°, Solder pin length (l): 3.2 mm, tinned, orange, Box
27627 | 1624230000 | SL 7.62/10/90 3.2SN OR BX | PCB plug-in connector, male header, open side, THT solder connection, 7.62 mm, Number of poles: 10, 90°, Solder pin length (l): 3.2 mm, tinned, orange, Box
27628 | 1624370000 | SL 7.62/02/90B 3.2SN OR BX | PCB plug-in connector, male header, Dovetails for fixing blocks, THT solder connection, 7.62 mm, Number of poles: 2, 90°, Solder pin length (l): 3.2 mm, tinned, orange, Box
27629 | 1624380000 | SL 7.62/03/90B 3.2SN OR BX | PCB plug-in connector, male header, Dovetails for fixing blocks, THT solder connection, 7.62 mm, Number of poles: 3, 90°, Solder pin length (l): 3.2 mm, tinned, orange, Box
27630 | 1624390000 | SL 7.62/04/90B 3.2SN OR BX | PCB plug-in connector, male header, Dovetails for fixing blocks, THT solder connection, 7.62 mm, Number of poles: 4, 90°, Solder pin length (l): 3.2 mm, tinned, orange, Box
27631 | 1624400000 | SL 7.62/05/90B 3.2SN OR BX | PCB plug-in connector, male header, Dovetails for fixing blocks, THT solder connection, 7.62 mm, Number of poles: 5, 90°, Solder pin length (l): 3.2 mm, tinned, orange, Box
27632 | 1624410000 | SL 7.62/06/90B 3.2SN OR BX | PCB plug-in connector, male header, Dovetails for fixing blocks, THT solder connection, 7.62 mm, Number of poles: 6, 90°, Solder pin length (l): 3.2 mm, tinned, orange, Box
27633 | 1624420000 | SL 7.62/07/90B 3.2SN OR BX | PCB plug-in connector, male header, Dovetails for fixing blocks, THT solder connection, 7.62 mm, Number of poles: 7, 90°, Solder pin length (l): 3.2 mm, tinned, orange, Box
27634 | 1624430000 | SL 7.62/08/90B 3.2SN OR BX | PCB plug-in connector, male header, Dovetails for fixing blocks, THT solder connection, 7.62 mm, Number of poles: 8, 90°, Solder pin length (l): 3.2 mm, tinned, orange, Box
27635 | 1624440000 | SL 7.62/09/90B 3.2SN OR BX | PCB plug-in connector, male header, Dovetails for fixing blocks, THT solder connection, 7.62 mm, Number of poles: 9, 90°, Solder pin length (l): 3.2 mm, tinned, orange, Box
27636 | 1624450000 | SL 7.62/10/90B 3.2SN OR BX | PCB plug-in connector, male header, Dovetails for fixing blocks, THT solder connection, 7.62 mm, Number of poles: 10, 90°, Solder pin length (l): 3.2 mm, tinned, orange, Box
27637 | 1624470000 | SL 7.62/12/90B 3.2SN OR BX | PCB plug-in connector, male header, Dovetails for fixing blocks, THT solder connection, 7.62 mm, Number of poles: 12, 90°, Solder pin length (l): 3.2 mm, tinned, orange, Box
27638 | 1624600000 | SL 7.62/03/180 4.5 SN OR BX | PCB plug-in connector, male header, open side, THT solder connection, 7.62 mm, Number of poles: 3, 180°, Solder pin length (l): 4.5 mm, tinned, orange, Box
27639 | 1624910000 | SL 7.62/12/180B 4.5SN OR BX | PCB plug-in connector, male header, Dovetails for fixing blocks, THT solder connection, 7.62 mm, Number of poles: 12, 180°, Solder pin length (l): 4.5 mm, tinned, orange, Box
27640 | 1624920000 | SL 7.62/02/180B 4.5SN BK BX | PCB plug-in connector, male header, Dovetails for fixing blocks, THT solder connection, 7.62 mm, Number of poles: 2, 180°, Solder pin length (l): 4.5 mm, tinned, black, Box
27641 | 1624940000 | SL 7.62/04/180B 4.5SN BK BX | PCB plug-in connector, male header, Dovetails for fixing blocks, THT solder connection, 7.62 mm, Number of poles: 4, 180°, Solder pin length (l): 4.5 mm, tinned, black, Box
27642 | 1624960000 | SL 7.62/06/180B 4.5SN BK BX | PCB plug-in connector, male header, Dovetails for fixing blocks, THT solder connection, 7.62 mm, Number of poles: 6, 180°, Solder pin length (l): 4.5 mm, tinned, black, Box
27643 | 1625030000 | SL 7.62/02/180 3.2SN OR BX | PCB plug-in connector, male header, open side, THT solder connection, 7.62 mm, Number of poles: 2, 180°, Solder pin length (l): 3.2 mm, tinned, orange, Box
27644 | 1625040000 | SL 7.62/03/180 3.2SN OR BX | PCB plug-in connector, male header, open side, THT solder connection, 7.62 mm, Number of poles: 3, 180°, Solder pin length (l): 3.2 mm, tinned, orange, Box
27645 | 1625050000 | SL 7.62/04/180 3.2SN OR BX | PCB plug-in connector, male header, open side, THT solder connection, 7.62 mm, Number of poles: 4, 180°, Solder pin length (l): 3.2 mm, tinned, orange, Box
27646 | 1625060000 | SL 7.62/05/180 3.2SN OR BX | PCB plug-in connector, male header, open side, THT solder connection, 7.62 mm, Number of poles: 5, 180°, Solder pin length (l): 3.2 mm, tinned, orange, Box
27647 | 1625070000 | SL 7.62/06/180 3.2SN OR BX | PCB plug-in connector, male header, open side, THT solder connection, 7.62 mm, Number of poles: 6, 180°, Solder pin length (l): 3.2 mm, tinned, orange, Box
27648 | 1625080000 | SL 7.62/07/180 3.2SN OR BX | PCB plug-in connector, male header, open side, THT solder connection, 7.62 mm, Number of poles: 7, 180°, Solder pin length (l): 3.2 mm, tinned, orange, Box
27649 | 1625090000 | SL 7.62/08/180 3.2SN OR BX | PCB plug-in connector, male header, open side, THT solder connection, 7.62 mm, Number of poles: 8, 180°, Solder pin length (l): 3.2 mm, tinned, orange, Box
27650 | 1625110000 | SL 7.62/10/180 3.2SN OR BX | PCB plug-in connector, male header, open side, THT solder connection, 7.62 mm, Number of poles: 10, 180°, Solder pin length (l): 3.2 mm, tinned, orange, Box
27651 | 1625120000 | SL 7.62/11/180 3.2SN OR BX | PCB plug-in connector, male header, open side, THT solder connection, 7.62 mm, Number of poles: 11, 180°, Solder pin length (l): 3.2 mm, tinned, orange, Box
27652 | 1625250000 | SL 7.62/02/180B 3.2SN OR BX | PCB plug-in connector, male header, Dovetails for fixing blocks, THT solder connection, 7.62 mm, Number of poles: 2, 180°, Solder pin length (l): 3.2 mm, tinned, orange, Box
27653 | 1625260000 | SL 7.62/03/180B 3.2SN OR BX | PCB plug-in connector, male header, Dovetails for fixing blocks, THT solder connection, 7.62 mm, Number of poles: 3, 180°, Solder pin length (l): 3.2 mm, tinned, orange, Box
27654 | 1625270000 | SL 7.62/04/180B 3.2SN OR BX | PCB plug-in connector, male header, Dovetails for fixing blocks, THT solder connection, 7.62 mm, Number of poles: 4, 180°, Solder pin length (l): 3.2 mm, tinned, orange, Box
27655 | 1625280000 | SL 7.62/05/180B 3.2SN OR BX | PCB plug-in connector, male header, Dovetails for fixing blocks, THT solder connection, 7.62 mm, Number of poles: 5, 180°, Solder pin length (l): 3.2 mm, tinned, orange, Box
27656 | 1625290000 | SL 7.62/06/180B 3.2SN OR BX | PCB plug-in connector, male header, Dovetails for fixing blocks, THT solder connection, 7.62 mm, Number of poles: 6, 180°, Solder pin length (l): 3.2 mm, tinned, orange, Box
27657 | 1625300000 | SL 7.62/07/180B 3.2SN OR BX | PCB plug-in connector, male header, Dovetails for fixing blocks, THT solder connection, 7.62 mm, Number of poles: 7, 180°, Solder pin length (l): 3.2 mm, tinned, orange, Box
27658 | 1625310000 | SL 7.62/08/180B 3.2SN OR BX | PCB plug-in connector, male header, Dovetails for fixing blocks, THT solder connection, 7.62 mm, Number of poles: 8, 180°, Solder pin length (l): 3.2 mm, tinned, orange, Box
27659 | 1625320000 | SL 7.62/09/180B 3.2SN OR BX | PCB plug-in connector, male header, Dovetails for fixing blocks, THT solder connection, 7.62 mm, Number of poles: 9, 180°, Solder pin length (l): 3.2 mm, tinned, orange, Box
27660 | 1625330000 | SL 7.62/10/180B 3.2SN OR BX | PCB plug-in connector, male header, Dovetails for fixing blocks, THT solder connection, 7.62 mm, Number of poles: 10, 180°, Solder pin length (l): 3.2 mm, tinned, orange, Box
27661 | 1625340000 | SL 7.62/11/180B 3.2SN OR BX | PCB plug-in connector, male header, Dovetails for fixing blocks, THT solder connection, 7.62 mm, Number of poles: 11, 180°, Solder pin length (l): 3.2 mm, tinned, orange, Box
27662 | 1625350000 | SL 7.62/12/180B 3.2SN OR BX | PCB plug-in connector, male header, Dovetails for fixing blocks, THT solder connection, 7.62 mm, Number of poles: 12, 180°, Solder pin length (l): 3.2 mm, tinned, orange, Box
27663 | 1626950000 | ZDU 2.5/10 | Feed-through terminal, Tension-clamp connection, 2.5 mm², 800 V, 24 A, dark beige
27664 | 1627850000 | ZQV 6/2 GE | Accessories, Cross-connector, 41 A
27665 | 1627860000 | ZQV 6/3 GE | Accessories, Cross-connector, 41 A
27666 | 1627870000 | ZQV 6/4 GE | Accessories, Cross-connector, 41 A
27667 | 1633200000 | ZQS 2.5/2 | Accessories, Cross-connector, 24 A
27668 | 1633210000 | ZQS 2.5/3 | Accessories, Cross-connector, 24 A
27669 | 1633220000 | ZQS 2.5/4 | Accessories, Cross-connector, 24 A
27670 | 1633230000 | ZQS 2.5/5 | Accessories, Cross-connector, 24 A
27671 | 1636780000 | ZDU 2.5 OR | Feed-through terminal, Tension-clamp connection, 2.5 mm², 800 V, 24 A, orange
27672 | 1647310000 | TOP1.5GS7/90 7 2STI OR | Printed circuit board terminals, 7.62 mm, Number of poles: 7, 90°, Solder pin length (l): 3.5 mm, tinned, orange, TOP connection, Clamping range, max. : 2.5 mm², Box
27673 | 1654050000 | ZTA 3 ZDU6 | Accessories, Test adapter, 9 A
27674 | 1678630000 | ZDK 2.5 BL | Feed-through terminal, Double-tier terminal, Tension-clamp connection, 2.5 mm², 500 V, 20 A, blue
27675 | 1683260000 | ZDU 2.5 RT | Feed-through terminal, Tension-clamp connection, 2.5 mm², 800 V, 24 A, red
27676 | 1683270000 | ZDU 2.5 GE | Feed-through terminal, Tension-clamp connection, 2.5 mm², 800 V, 24 A, yellow
27677 | 1683280000 | ZDU 2.5 GN | Feed-through terminal, Tension-clamp connection, 2.5 mm², 800 V, 24 A, green
27678 | 1683290000 | ZDU 2.5 VI | Feed-through terminal, Tension-clamp connection, 2.5 mm², 800 V, 24 A, violet
27679 | 1683300000 | ZDU 2.5 BR | Feed-through terminal, Tension-clamp connection, 2.5 mm², 800 V, 24 A, brown
27680 | 1683310000 | ZDU 2.5 GR | Feed-through terminal, Tension-clamp connection, 2.5 mm², 800 V, 24 A, grey
27681 | 1683320000 | ZDU 2.5 WS | Feed-through terminal, Tension-clamp connection, 2.5 mm², 800 V, 24 A, white
27682 | 1683330000 | ZDU 2.5 SW | Feed-through terminal, Tension-clamp connection, 2.5 mm², 800 V, 24 A, black
27683 | 1683990000 | TOP1.5GS6/90 7 2STI OR | Printed circuit board terminals, 7.62 mm, Number of poles: 6, 90°, Solder pin length (l): 3.5 mm, tinned, orange, TOP connection, Clamping range, max. : 2.5 mm², Box
27684 | 1688110000 | ZTA 4 | Accessories, Test adapter, 11 A
27685 | 1689960000 | ZDK 2.5N-DU | Feed-through terminal, Double-tier terminal, Tension-clamp connection, 2.5 mm², 500 V, 20 A, dark beige
27686 | 1689970000 | ZDK 2.5DU-PE | Feed-through terminal, Double-tier terminal, Tension-clamp connection, 2.5 mm², 500 V, 20 A, dark beige
27687 | 1689980000 | ZDK 2.5N-PE | Feed-through terminal, Double-tier terminal, Tension-clamp connection, 2.5 mm², 500 V, 20 A, dark beige
27688 | 1689990000 | ZDK 2.5V | Feed-through terminal, Double-tier terminal, Tension-clamp connection, 2.5 mm², 500 V, 20 A, dark beige
27689 | 1693840000 | ZQV 2.5N/6 GE | Z-series, Cross-connector, 24 A
27690 | 1693850000 | ZQV 2.5N/7 GE | Z-series, Cross-connector, 24 A
27691 | 1693860000 | ZQV 2.5N/8 GE | Z-series, Cross-connector, 24 A
27692 | 1693870000 | ZQV 2.5N/9 GE | Z-series, Cross-connector, 24 A
27693 | 1693880000 | ZQV 2.5N/10 GE | Z-series, Cross-connector, 24 A
27694 | 1695700000 | TOP1.5GS7/180 5 2STI OR | Printed circuit board terminals, 5.08 mm, Number of poles: 7, 180°, Solder pin length (l): 4.5 mm, tinned, orange, TOP connection, Clamping range, max. : 2.5 mm², Box
27695 | 1701790000 | BLZ 7.50/02/90 SN OR BX | PCB plug-in connector, female plug, 7.50 mm, Number of poles: 2, 90°, Clamping yoke connection, Clamping range, max. : 3.31 mm², Box
27696 | 1701800000 | BLZ 7.50/03/90 SN OR BX | PCB plug-in connector, female plug, 7.50 mm, Number of poles: 3, 90°, Clamping yoke connection, Clamping range, max. : 3.31 mm², Box
27697 | 1701810000 | BLZ 7.50/04/90 SN OR BX | PCB plug-in connector, female plug, 7.50 mm, Number of poles: 4, 90°, Clamping yoke connection, Clamping range, max. : 3.31 mm², Box
27698 | 1701820000 | BLZ 7.50/05/90 SN OR BX | PCB plug-in connector, female plug, 7.50 mm, Number of poles: 5, 90°, Clamping yoke connection, Clamping range, max. : 3.31 mm², Box
27699 | 1701830000 | BLZ 7.50/06/90 SN OR BX | PCB plug-in connector, female plug, 7.50 mm, Number of poles: 6, 90°, Clamping yoke connection, Clamping range, max. : 3.31 mm², Box
27700 | 1701870000 | BLZ 7.50/10/90 SN OR BX | PCB plug-in connector, female plug, 7.50 mm, Number of poles: 10, 90°, Clamping yoke connection, Clamping range, max. : 3.31 mm², Box
27701 | 1701890000 | BLZ 7.50/12/90 SN OR BX | PCB plug-in connector, female plug, 7.50 mm, Number of poles: 12, 90°, Clamping yoke connection, Clamping range, max. : 3.31 mm², Box
27702 | 1701900000 | BLZ 7.50/02/90 SN BK BX | PCB plug-in connector, female plug, 7.50 mm, Number of poles: 2, 90°, Clamping yoke connection, Clamping range, max. : 3.31 mm², Box
27703 | 1702000000 | BLZ 7.50/12/90 SN BK BX | PCB plug-in connector, female plug, 7.50 mm, Number of poles: 12, 90°, Clamping yoke connection, Clamping range, max. : 3.31 mm², Box
27704 | 1702010000 | BLZ 7.50/02/90B SN OR BX | PCB plug-in connector, female plug, 7.50 mm, Number of poles: 2, 90°, Clamping yoke connection, Clamping range, max. : 3.31 mm², Box
27705 | 1702020000 | BLZ 7.50/03/90B SN OR BX | PCB plug-in connector, female plug, 7.50 mm, Number of poles: 3, 90°, Clamping yoke connection, Clamping range, max. : 3.31 mm², Box
27706 | 1702030000 | BLZ 7.50/04/90B SN OR BX | PCB plug-in connector, female plug, 7.50 mm, Number of poles: 4, 90°, Clamping yoke connection, Clamping range, max. : 3.31 mm², Box
27707 | 1702050000 | BLZ 7.50/06/90B SN OR BX | PCB plug-in connector, female plug, 7.50 mm, Number of poles: 6, 90°, Clamping yoke connection, Clamping range, max. : 3.31 mm², Box
27708 | 1702070000 | BLZ 7.50/08/90B SN OR BX | PCB plug-in connector, female plug, 7.50 mm, Number of poles: 8, 90°, Clamping yoke connection, Clamping range, max. : 3.31 mm², Box
27709 | 1702090000 | BLZ 7.50/10/90B SN OR BX | PCB plug-in connector, female plug, 7.50 mm, Number of poles: 10, 90°, Clamping yoke connection, Clamping range, max. : 3.31 mm², Box
27710 | 1702110000 | BLZ 7.50/12/90B SN OR BX | PCB plug-in connector, female plug, 7.50 mm, Number of poles: 12, 90°, Clamping yoke connection, Clamping range, max. : 3.31 mm², Box
27711 | 1702240000 | BLZ 7.50/03/270 SN OR BX | PCB plug-in connector, female plug, 7.50 mm, Number of poles: 3, 270°, Clamping yoke connection, Clamping range, max. : 3.31 mm², Box
27712 | 1702280000 | BLZ 7.50/07/270 SN OR BX | PCB plug-in connector, female plug, 7.50 mm, Number of poles: 7, 270°, Clamping yoke connection, Clamping range, max. : 3.31 mm², Box
27713 | 1702290000 | BLZ 7.50/08/270 SN OR BX | PCB plug-in connector, female plug, 7.50 mm, Number of poles: 8, 270°, Clamping yoke connection, Clamping range, max. : 3.31 mm², Box
27714 | 1702320000 | BLZ 7.50/11/270 SN OR BX | PCB plug-in connector, female plug, 7.50 mm, Number of poles: 11, 270°, Clamping yoke connection, Clamping range, max. : 3.31 mm², Box
27715 | 1702330000 | BLZ 7.50/12/270 SN OR BX | PCB plug-in connector, female plug, 7.50 mm, Number of poles: 12, 270°, Clamping yoke connection, Clamping range, max. : 3.31 mm², Box
27716 | 1702460000 | BLZ 7.50/03/270B SN OR BX | PCB plug-in connector, female plug, 7.50 mm, Number of poles: 3, 270°, Clamping yoke connection, Clamping range, max. : 3.31 mm², Box
27717 | 1702490000 | BLZ 7.50/06/270B SN OR BX | PCB plug-in connector, female plug, 7.50 mm, Number of poles: 6, 270°, Clamping yoke connection, Clamping range, max. : 3.31 mm², Box
27718 | 1702510000 | BLZ 7.50/08/270B SN OR BX | PCB plug-in connector, female plug, 7.50 mm, Number of poles: 8, 270°, Clamping yoke connection, Clamping range, max. : 3.31 mm², Box
27719 | 1702530000 | BLZ 7.50/10/270B SN OR BX | PCB plug-in connector, female plug, 7.50 mm, Number of poles: 10, 270°, Clamping yoke connection, Clamping range, max. : 3.31 mm², Box
27720 | 1702540000 | BLZ 7.50/11/270B SN OR BX | PCB plug-in connector, female plug, 7.50 mm, Number of poles: 11, 270°, Clamping yoke connection, Clamping range, max. : 3.31 mm², Box
27721 | 1702550000 | BLZ 7.50/12/270B SN OR BX | PCB plug-in connector, female plug, 7.50 mm, Number of poles: 12, 270°, Clamping yoke connection, Clamping range, max. : 3.31 mm², Box
27722 | 1707040000 | TOP1.5GS18/90 5 2STI OR | Printed circuit board terminals, 5.08 mm, Number of poles: 18, 90°, Solder pin length (l): 3.5 mm, tinned, orange, TOP connection, Clamping range, max. : 2.5 mm², Box
27723 | 1717900000 | ZQV 2.5N/2 RT | Accessories, Z-series, Cross-connector, 24 A
27724 | 1717910000 | ZQV 2.5N/3 RT | Z-series, Cross-connector, For the terminals, Number of poles: 3
27725 | 1717920000 | ZQV 2.5N/4 RT | Z-series, Cross-connector, For the terminals, Number of poles: 4
27726 | 1717930000 | ZQV 2.5N/5 RT | Z-series, Cross-connector, For the terminals, Number of poles: 5
27727 | 1717940000 | ZQV 2.5N/6 RT | Z-series, Cross-connector, For the terminals, Number of poles: 6
27728 | 1717950000 | ZQV 2.5N/7 RT | Z-series, Cross-connector, For the terminals, Number of poles: 7
27729 | 1717960000 | ZQV 2.5N/8 RT | Z-series, Cross-connector, For the terminals, Number of poles: 8
27730 | 1717980000 | ZQV 2.5N/10 RT | Z-series, Cross-connector, For the terminals, Number of poles: 10
27731 | 1717990000 | ZQV 2.5N/2 BL | Accessories, Cross-connector, 24 A
27732 | 1718000000 | ZQV 2.5N/3 BL | Accessories, Cross-connector, 24 A
27733 | 1718010000 | ZQV 2.5N/4 BL | Accessories, Cross-connector, 24 A
27734 | 1718020000 | ZQV 2.5N/5 BL | Accessories, Cross-connector, 24 A
27735 | 1718030000 | ZQV 2.5N/6 BL | Accessories, Cross-connector, 24 A
27736 | 1718040000 | ZQV 2.5N/7 BL | Accessories, Cross-connector, 24 A
27737 | 1718050000 | ZQV 2.5N/8 BL | Accessories, Cross-connector, 24 A
27738 | 1718060000 | ZQV 2.5N/9 BL | Accessories, Cross-connector, 24 A
27739 | 1718070000 | ZQV 2.5N/10 BL | Accessories, Cross-connector, 24 A
27740 | 1718120000 | ZQV 2.5N/6 SW | Z-series, Cross-connector, For the terminals, Number of poles: 6
27741 | 1718140000 | ZQV 2.5N/8 SW | Z-series, Cross-connector, For the terminals, Number of poles: 8
27742 | 1718150000 | ZQV 2.5N/9 SW | Z-series, Cross-connector, For the terminals, Number of poles: 9
27743 | 1718160000 | ZQV 2.5N/10 SW | Z-series, Cross-connector, For the terminals, Number of poles: 10
27744 | 1720700000 | ZVQ 2.5/1.5 | Accessories, Cross-connector, 24 A
27745 | 1724740000 | TOP1.5GS13/180 5 2ST OR | Printed circuit board terminals, 5.08 mm, Number of poles: 13, 180°, Solder pin length (l): 4.5 mm, tinned, orange, TOP connection, Clamping range, max. : 2.5 mm², Box
27746 | 1730230000 | TOP1.5GS4/90 5 2STI SW | Printed circuit board terminals, 5.08 mm, Number of poles: 4, 90°, Solder pin length (l): 3.5 mm, tinned, black, TOP connection, Clamping range, max. : 2.5 mm², Box
27747 | 1733640000 | ZQV 6/32 GE | Accessories, Cross-connector, 41 A
27748 | 1745880000 | ZDK 2.5V BL | Feed-through terminal, Double-tier terminal, Tension-clamp connection, 2.5 mm², 500 V, 20 A, blue
27749 | 1768800000 | ZDK 2.5 EM | Feed-through terminal, Double-tier terminal, Tension-clamp connection, 2.5 mm², 500 V, 20 A, beige
27750 | 1771820000 | KSBR/2 ZTL6 | Accessories, Cross-connector, 10 A
27751 | 1771830000 | KSBR/3 ZTL6 | Accessories, Cross-connector, 10 A
27752 | 1771840000 | KSBR/4 ZTL6 | Accessories, Cross-connector, 10 A
27753 | 1775480000 | ZDU 1.5 | Feed-through terminal, Tension-clamp connection, 1.5 mm², 500 V, 17.5 A, dark beige
27754 | 1775490000 | ZDU 1.5 BL | Feed-through terminal, Tension-clamp connection, 1.5 mm², 500 V, 17.5 A, blue
27755 | 1775500000 | ZDU 1.5 OR | Feed-through terminal, Tension-clamp connection, 1.5 mm², 500 V, 17.5 A, orange
27756 | 1775530000 | ZDU 1.5/3AN | Feed-through terminal, Tension-clamp connection, 1.5 mm², 500 V, 17.5 A, dark beige
27757 | 1775540000 | ZDU 1.5/3AN BL | Feed-through terminal, Tension-clamp connection, 1.5 mm², 500 V, 17.5 A, blue
27758 | 1775550000 | ZDU 1.5/3AN OR | Feed-through terminal, Tension-clamp connection, 1.5 mm², 500 V, 17.5 A, orange
27759 | 1775580000 | ZDU 1.5/4AN | Feed-through terminal, Tension-clamp connection, 1.5 mm², 500 V, 17.5 A, dark beige
27760 | 1775600000 | ZDU 1.5/4AN BL | Feed-through terminal, Tension-clamp connection, 1.5 mm², 500 V, 17.5 A, blue
27761 | 1775610000 | ZDU 1.5/4AN OR | Feed-through terminal, Tension-clamp connection, 1.5 mm², 500 V, 17.5 A, orange
27762 | 1776120000 | ZQV 1.5/2 | Accessories, Cross-connector, 17.5 A
27763 | 1776140000 | ZQV 1.5/4 | Accessories, Cross-connector, 17.5 A
27764 | 1776150000 | ZQV 1.5/5 | Accessories, Cross-connector, 17.5 A
27765 | 1776200000 | ZQV 1.5/10 | Accessories, Cross-connector, 17.5 A
27766 | 1776210000 | ZTA 5 | Accessories, Test adapter, 13.5 A
27767 | 1776220000 | ZTA 5/ZA | Accessories, Test adapter, 13.5 A
27768 | 1780660000 | ZTA 6/ZA | Accessories, Test adapter, 17.5 A
27769 | 1780670000 | ZTA 7/ZA | Accessories, Test adapter, 9 A
27770 | 1781820000 | ZDU 2.5 PACK | Feed-through terminal, Tension-clamp connection, 2.5 mm², 800 V, 24 A, dark beige
27771 | 1782300000 | ZDLD 2.5-2N | Multi-tier modular terminal, Tension-clamp connection, 2.5 mm², 500 V, 20 A, dark beige
27772 | 1782310000 | ZDLD 2.5-2N BL | Multi-tier modular terminal, Tension-clamp connection, 2.5 mm², 500 V, 20 A, blue
27773 | 1782320000 | ZDLD 2.5-2VN | Multi-tier modular terminal, Tension-clamp connection, 2.5 mm², 400 V, 20 A, dark beige
27774 | 1782330000 | ZDLD 2.5-2VN BL | Multi-tier modular terminal, Tension-clamp connection, 2.5 mm², 400 V, 20 A, blue
27775 | 1790990000 | ZDK 2.5-2 | Feed-through terminal, Double-tier terminal, Tension-clamp connection, 2.5 mm², 800 V, 24 A, dark beige
27776 | 1791000000 | ZDK 2.5-2 BL | Feed-through terminal, Double-tier terminal, Tension-clamp connection, 2.5 mm², 800 V, 24 A, blue
27777 | 1791030000 | ZDK 2.5-2V | Feed-through terminal, Double-tier terminal, Tension-clamp connection, 2.5 mm², 800 V, 24 A, dark beige
27778 | 1791040000 | ZDK 2.5-2V BL | Feed-through terminal, Double-tier terminal, Tension-clamp connection, 2.5 mm², 800 V, 24 A, blue
27779 | 1791100000 | ZDK 1.5 | Feed-through terminal, Double-tier terminal, Tension-clamp connection, 1.5 mm², 500 V, 17.5 A, dark beige
27780 | 1791110000 | ZDK 1.5 BL | Feed-through terminal, Double-tier terminal, Tension-clamp connection, 1.5 mm², 500 V, 17.5 A, blue
27781 | 1791120000 | ZDK 1.5DU-PE | Feed-through terminal, Double-tier terminal, Tension-clamp connection, 1.5 mm², 500 V, 17.5 A, dark beige
27782 | 1791130000 | ZDK 1.5V | Feed-through terminal, Double-tier terminal, Tension-clamp connection, 1.5 mm², 500 V, 17.5 A, dark beige
27783 | 1791140000 | ZDK 1.5V BL | Feed-through terminal, Double-tier terminal, Tension-clamp connection, 1.5 mm², 500 V, 17.5 A, blue
27784 | 1791150000 | ZDK 1.5PE | Double-tier terminal, PE terminal, Tension-clamp connection, 1.5 mm², 180 A (1.5 mm²), Green/yellow
27785 | 1792860000 | BCZ 3.81/02/180 SN GN BX | PCB plug-in connector, female plug, 3.81 mm, Number of poles: 2, 180°, Clamping yoke connection, Clamping range, max. : 1.5 mm², Box
27786 | 1792870000 | BCZ 3.81/03/180 SN GN BX | PCB plug-in connector, female plug, 3.81 mm, Number of poles: 3, 180°, Clamping yoke connection, Clamping range, max. : 1.5 mm², Box
27787 | 1792880000 | BCZ 3.81/04/180 SN GN BX | PCB plug-in connector, female plug, 3.81 mm, Number of poles: 4, 180°, Clamping yoke connection, Clamping range, max. : 1.5 mm², Box
27788 | 1792890000 | BCZ 3.81/05/180 SN GN BX | PCB plug-in connector, female plug, 3.81 mm, Number of poles: 5, 180°, Clamping yoke connection, Clamping range, max. : 1.5 mm², Box
27789 | 1792900000 | BCZ 3.81/06/180 SN GN BX | PCB plug-in connector, female plug, 3.81 mm, Number of poles: 6, 180°, Clamping yoke connection, Clamping range, max. : 1.5 mm², Box
27790 | 1792910000 | BCZ 3.81/08/180 SN GN BX | PCB plug-in connector, female plug, 3.81 mm, Number of poles: 8, 180°, Clamping yoke connection, Clamping range, max. : 1.5 mm², Box
27791 | 1792920000 | BCZ 3.81/10/180 SN GN BX | PCB plug-in connector, female plug, 3.81 mm, Number of poles: 10, 180°, Clamping yoke connection, Clamping range, max. : 1.5 mm², Box
27792 | 1792930000 | BCZ 3.81/12/180 SN GN BX | PCB plug-in connector, female plug, 3.81 mm, Number of poles: 12, 180°, Clamping yoke connection, Clamping range, max. : 1.5 mm², Box
27793 | 1792940000 | BCZ 3.81/16/180 SN GN BX | PCB plug-in connector, female plug, 3.81 mm, Number of poles: 16, 180°, Clamping yoke connection, Clamping range, max. : 1.5 mm², Box
27794 | 1793040000 | BCZ 3.81/02/180F SN GN BX | PCB plug-in connector, female plug, 3.81 mm, Number of poles: 2, 180°, Clamping yoke connection, Clamping range, max. : 1.5 mm², Box
27795 | 1793050000 | BCZ 3.81/03/180F SN GN BX | PCB plug-in connector, female plug, 3.81 mm, Number of poles: 3, 180°, Clamping yoke connection, Clamping range, max. : 1.5 mm², Box
27796 | 1793060000 | BCZ 3.81/04/180F SN GN BX | PCB plug-in connector, female plug, 3.81 mm, Number of poles: 4, 180°, Clamping yoke connection, Clamping range, max. : 1.5 mm², Box
27797 | 1793070000 | BCZ 3.81/05/180F SN GN BX | PCB plug-in connector, female plug, 3.81 mm, Number of poles: 5, 180°, Clamping yoke connection, Clamping range, max. : 1.5 mm², Box
27798 | 1793080000 | BCZ 3.81/06/180F SN GN BX | PCB plug-in connector, female plug, 3.81 mm, Number of poles: 6, 180°, Clamping yoke connection, Clamping range, max. : 1.5 mm², Box
27799 | 1793090000 | BCZ 3.81/08/180F SN GN BX | PCB plug-in connector, female plug, 3.81 mm, Number of poles: 8, 180°, Clamping yoke connection, Clamping range, max. : 1.5 mm², Box
27800 | 1793100000 | BCZ 3.81/10/180F SN GN BX | PCB plug-in connector, female plug, 3.81 mm, Number of poles: 10, 180°, Clamping yoke connection, Clamping range, max. : 1.5 mm², Box
27801 | 1793110000 | BCZ 3.81/12/180F SN GN BX | PCB plug-in connector, female plug, 3.81 mm, Number of poles: 12, 180°, Clamping yoke connection, Clamping range, max. : 1.5 mm², Box
27802 | 1793120000 | BCZ 3.81/16/180F SN GN BX | PCB plug-in connector, female plug, 3.81 mm, Number of poles: 16, 180°, Clamping yoke connection, Clamping range, max. : 1.5 mm², Box
27803 | 1793240000 | SC 3.81/02/90G 3.2SN GN BX | PCB plug-in connector, male header, closed side, THT solder connection, 3.81 mm, Number of poles: 2, 90°, Solder pin length (l): 3.2 mm, tinned, Pale green, Box
27804 | 1793250000 | SC 3.81/03/90G 3.2SN GN BX | PCB plug-in connector, male header, closed side, THT solder connection, 3.81 mm, Number of poles: 3, 90°, Solder pin length (l): 3.2 mm, tinned, Pale green, Box
27805 | 1793260000 | SC 3.81/04/90G 3.2SN GN BX | PCB plug-in connector, male header, closed side, THT solder connection, 3.81 mm, Number of poles: 4, 90°, Solder pin length (l): 3.2 mm, tinned, Pale green, Box
27806 | 1793270000 | SC 3.81/05/90G 3.2SN GN BX | PCB plug-in connector, male header, closed side, THT solder connection, 3.81 mm, Number of poles: 5, 90°, Solder pin length (l): 3.2 mm, tinned, Pale green, Box
27807 | 1793280000 | SC 3.81/06/90G 3.2SN GN BX | PCB plug-in connector, male header, closed side, THT solder connection, 3.81 mm, Number of poles: 6, 90°, Solder pin length (l): 3.2 mm, tinned, Pale green, Box
27808 | 1793290000 | SC 3.81/08/90G 3.2SN GN BX | PCB plug-in connector, male header, closed side, THT solder connection, 3.81 mm, Number of poles: 8, 90°, Solder pin length (l): 3.2 mm, tinned, Pale green, Box
27809 | 1793300000 | SC 3.81/10/90G 3.2SN GN BX | PCB plug-in connector, male header, closed side, THT solder connection, 3.81 mm, Number of poles: 10, 90°, Solder pin length (l): 3.2 mm, tinned, Pale green, Box
27810 | 1793310000 | SC 3.81/12/90G 3.2SN GN BX | PCB plug-in connector, male header, closed side, THT solder connection, 3.81 mm, Number of poles: 12, 90°, Solder pin length (l): 3.2 mm, tinned, Pale green, Box
27811 | 1793320000 | SC 3.81/16/90G 3.2SN GN BX | PCB plug-in connector, male header, closed side, THT solder connection, 3.81 mm, Number of poles: 16, 90°, Solder pin length (l): 3.2 mm, tinned, Pale green, Box
27812 | 1793420000 | SC 3.81/02/90F 3.2SN GN BX | PCB plug-in connector, male header, Flange, THT solder connection, 3.81 mm, Number of poles: 2, 90°, Solder pin length (l): 3.2 mm, tinned, Pale green, Box
27813 | 1793430000 | SC 3.81/03/90F 3.2SN GN BX | PCB plug-in connector, male header, Flange, THT solder connection, 3.81 mm, Number of poles: 3, 90°, Solder pin length (l): 3.2 mm, tinned, Pale green, Box
27814 | 1793440000 | SC 3.81/04/90F 3.2SN GN BX | PCB plug-in connector, male header, Flange, THT solder connection, 3.81 mm, Number of poles: 4, 90°, Solder pin length (l): 3.2 mm, tinned, Pale green, Box
27815 | 1793450000 | SC 3.81/05/90F 3.2SN GN BX | PCB plug-in connector, male header, Flange, THT solder connection, 3.81 mm, Number of poles: 5, 90°, Solder pin length (l): 3.2 mm, tinned, Pale green, Box
27816 | 1793470000 | SC 3.81/08/90F 3.2SN GN BX | PCB plug-in connector, male header, Flange, THT solder connection, 3.81 mm, Number of poles: 8, 90°, Solder pin length (l): 3.2 mm, tinned, Pale green, Box
27817 | 1793480000 | SC 3.81/10/90F 3.2SN GN BX | PCB plug-in connector, male header, Flange, THT solder connection, 3.81 mm, Number of poles: 10, 90°, Solder pin length (l): 3.2 mm, tinned, Pale green, Box
27818 | 1793490000 | SC 3.81/12/90F 3.2SN GN BX | PCB plug-in connector, male header, Flange, THT solder connection, 3.81 mm, Number of poles: 12, 90°, Solder pin length (l): 3.2 mm, tinned, Pale green, Box
27819 | 1793610000 | SC 3.81/02/180G 3.2SN GN BX | PCB plug-in connector, male header, closed side, THT solder connection, 3.81 mm, Number of poles: 2, 180°, Solder pin length (l): 3.2 mm, tinned, Pale green, Box
27820 | 1793620000 | SC 3.81/03/180G 3.2SN GN BX | PCB plug-in connector, male header, closed side, THT solder connection, 3.81 mm, Number of poles: 3, 180°, Solder pin length (l): 3.2 mm, tinned, Pale green, Box
27821 | 1793630000 | SC 3.81/04/180G 3.2SN GN BX | PCB plug-in connector, male header, closed side, THT solder connection, 3.81 mm, Number of poles: 4, 180°, Solder pin length (l): 3.2 mm, tinned, Pale green, Box
27822 | 1793640000 | SC 3.81/05/180G 3.2SN GN BX | PCB plug-in connector, male header, closed side, THT solder connection, 3.81 mm, Number of poles: 5, 180°, Solder pin length (l): 3.2 mm, tinned, Pale green, Box
27823 | 1793650000 | SC 3.81/06/180G 3.2SN GN BX | PCB plug-in connector, male header, closed side, THT solder connection, 3.81 mm, Number of poles: 6, 180°, Solder pin length (l): 3.2 mm, tinned, Pale green, Box
27824 | 1793660000 | SC 3.81/08/180G 3.2SN GN BX | PCB plug-in connector, male header, closed side, THT solder connection, 3.81 mm, Number of poles: 8, 180°, Solder pin length (l): 3.2 mm, tinned, Pale green, Box
27825 | 1793670000 | SC 3.81/10/180G 3.2SN GN BX | PCB plug-in connector, male header, closed side, THT solder connection, 3.81 mm, Number of poles: 10, 180°, Solder pin length (l): 3.2 mm, tinned, Pale green, Box
27826 | 1793680000 | SC 3.81/12/180G 3.2SN GN BX | PCB plug-in connector, male header, closed side, THT solder connection, 3.81 mm, Number of poles: 12, 180°, Solder pin length (l): 3.2 mm, tinned, Pale green, Box
27827 | 1793690000 | SC 3.81/16/180G 3.2SN GN BX | PCB plug-in connector, male header, closed side, THT solder connection, 3.81 mm, Number of poles: 16, 180°, Solder pin length (l): 3.2 mm, tinned, Pale green, Box
27828 | 1793790000 | SC 3.81/02/180F 3.2SN GN BX | PCB plug-in connector, male header, Flange, THT solder connection, 3.81 mm, Number of poles: 2, 180°, Solder pin length (l): 3.2 mm, tinned, Pale green, Box
27829 | 1793800000 | SC 3.81/03/180F 3.2SN GN BX | PCB plug-in connector, male header, Flange, THT solder connection, 3.81 mm, Number of poles: 3, 180°, Solder pin length (l): 3.2 mm, tinned, Pale green, Box
27830 | 1793810000 | SC 3.81/04/180F 3.2SN GN BX | PCB plug-in connector, male header, Flange, THT solder connection, 3.81 mm, Number of poles: 4, 180°, Solder pin length (l): 3.2 mm, tinned, Pale green, Box
27831 | 1793820000 | SC 3.81/05/180F 3.2SN GN BX | PCB plug-in connector, male header, Flange, THT solder connection, 3.81 mm, Number of poles: 5, 180°, Solder pin length (l): 3.2 mm, tinned, Pale green, Box
27832 | 1793830000 | SC 3.81/06/180F 3.2SN GN BX | PCB plug-in connector, male header, Flange, THT solder connection, 3.81 mm, Number of poles: 6, 180°, Solder pin length (l): 3.2 mm, tinned, Pale green, Box
27833 | 1793840000 | SC 3.81/08/180F 3.2SN GN BX | PCB plug-in connector, male header, Flange, THT solder connection, 3.81 mm, Number of poles: 8, 180°, Solder pin length (l): 3.2 mm, tinned, Pale green, Box
27834 | 1793850000 | SC 3.81/10/180F 3.2SN GN BX | PCB plug-in connector, male header, Flange, THT solder connection, 3.81 mm, Number of poles: 10, 180°, Solder pin length (l): 3.2 mm, tinned, Pale green, Box
27835 | 1793860000 | SC 3.81/12/180F 3.2SN GN BX | PCB plug-in connector, male header, Flange, THT solder connection, 3.81 mm, Number of poles: 12, 180°, Solder pin length (l): 3.2 mm, tinned, Pale green, Box
27836 | 1798680000 | BCZ 3.81/02/90 SN GN BX | PCB plug-in connector, female plug, 3.81 mm, Number of poles: 2, 90°, Clamping yoke connection, Clamping range, max. : 1.5 mm², Box
27837 | 1798690000 | BCZ 3.81/03/90 SN GN BX | PCB plug-in connector, female plug, 3.81 mm, Number of poles: 3, 90°, Clamping yoke connection, Clamping range, max. : 1.5 mm², Box
27838 | 1798710000 | BCZ 3.81/04/90 SN GN BX | PCB plug-in connector, female plug, 3.81 mm, Number of poles: 4, 90°, Clamping yoke connection, Clamping range, max. : 1.5 mm², Box
27839 | 1798720000 | BCZ 3.81/05/90 SN GN BX | PCB plug-in connector, female plug, 3.81 mm, Number of poles: 5, 90°, Clamping yoke connection, Clamping range, max. : 1.5 mm², Box
27840 | 1798730000 | BCZ 3.81/06/90 SN GN BX | PCB plug-in connector, female plug, 3.81 mm, Number of poles: 6, 90°, Clamping yoke connection, Clamping range, max. : 1.5 mm², Box
27841 | 1798740000 | BCZ 3.81/08/90 SN GN BX | PCB plug-in connector, female plug, 3.81 mm, Number of poles: 8, 90°, Clamping yoke connection, Clamping range, max. : 1.5 mm², Box
27842 | 1798750000 | BCZ 3.81/10/90 SN GN BX | PCB plug-in connector, female plug, 3.81 mm, Number of poles: 10, 90°, Clamping yoke connection, Clamping range, max. : 1.5 mm², Box
27843 | 1798760000 | BCZ 3.81/12/90 SN GN BX | PCB plug-in connector, female plug, 3.81 mm, Number of poles: 12, 90°, Clamping yoke connection, Clamping range, max. : 1.5 mm², Box
27844 | 1798860000 | BCZ 3.81/03/90F SN GN BX | PCB plug-in connector, female plug, 3.81 mm, Number of poles: 3, 90°, Clamping yoke connection, Clamping range, max. : 1.5 mm², Box
27845 | 1798870000 | BCZ 3.81/04/90F SN GN BX | PCB plug-in connector, female plug, 3.81 mm, Number of poles: 4, 90°, Clamping yoke connection, Clamping range, max. : 1.5 mm², Box
27846 | 1798880000 | BCZ 3.81/05/90F SN GN BX | PCB plug-in connector, female plug, 3.81 mm, Number of poles: 5, 90°, Clamping yoke connection, Clamping range, max. : 1.5 mm², Box
27847 | 1798900000 | BCZ 3.81/08/90F SN GN BX | PCB plug-in connector, female plug, 3.81 mm, Number of poles: 8, 90°, Clamping yoke connection, Clamping range, max. : 1.5 mm², Box
27848 | 1798910000 | BCZ 3.81/10/90F SN GN BX | PCB plug-in connector, female plug, 3.81 mm, Number of poles: 10, 90°, Clamping yoke connection, Clamping range, max. : 1.5 mm², Box
27849 | 1799010000 | BCZ 3.81/02/270 SN GN BX | PCB plug-in connector, female plug, 3.81 mm, Number of poles: 2, 270°, Clamping yoke connection, Clamping range, max. : 1.5 mm², Box
27850 | 1799020000 | BCZ 3.81/03/270 SN GN BX | PCB plug-in connector, female plug, 3.81 mm, Number of poles: 3, 270°, Clamping yoke connection, Clamping range, max. : 1.5 mm², Box
27851 | 1799030000 | BCZ 3.81/04/270 SN GN BX | PCB plug-in connector, female plug, 3.81 mm, Number of poles: 4, 270°, Clamping yoke connection, Clamping range, max. : 1.5 mm², Box
27852 | 1799170000 | BCZ 3.81/02/270F SN GN BX | PCB plug-in connector, female plug, 3.81 mm, Number of poles: 2, 270°, Clamping yoke connection, Clamping range, max. : 1.5 mm², Box
27853 | 1799190000 | BCZ 3.81/04/270F SN GN BX | PCB plug-in connector, female plug, 3.81 mm, Number of poles: 4, 270°, Clamping yoke connection, Clamping range, max. : 1.5 mm², Box
27854 | 1799200000 | BCZ 3.81/05/270F SN GN BX | PCB plug-in connector, female plug, 3.81 mm, Number of poles: 5, 270°, Clamping yoke connection, Clamping range, max. : 1.5 mm², Box
27855 | 1799220000 | BCZ 3.81/08/270F SN GN BX | PCB plug-in connector, female plug, 3.81 mm, Number of poles: 8, 270°, Clamping yoke connection, Clamping range, max. : 1.5 mm², Box
27856 | 1799230000 | BCZ 3.81/10/270F SN GN BX | PCB plug-in connector, female plug, 3.81 mm, Number of poles: 10, 270°, Clamping yoke connection, Clamping range, max. : 1.5 mm², Box
27857 | 1799240000 | BCZ 3.81/12/270F SN GN BX | PCB plug-in connector, female plug, 3.81 mm, Number of poles: 12, 270°, Clamping yoke connection, Clamping range, max. : 1.5 mm², Box
27858 | 1799790000 | ZDK 2.5V BR | Feed-through terminal, Double-tier terminal, Tension-clamp connection, 2.5 mm², 500 V, 20 A, brown
27859 | 1805940000 | ZDKPE 2.5-2 | Feed-through terminal, Double-tier terminal, Tension-clamp connection, 2.5 mm², 800 V, 24 A, dark beige
27860 | 1808990000 | SC 3.81/14/90G 3.2SN GN BX | PCB plug-in connector, male header, closed side, THT solder connection, 3.81 mm, Number of poles: 14, 90°, Solder pin length (l): 3.2 mm, tinned, Pale green, Box
27861 | 1813330000 | SU 10.16HP/02/90G 3.5AG BK BX | PCB plug-in connector, male header, closed side, THT solder connection, 10.16 mm, Number of poles: 2, 90°, Solder pin length (l): 3.5 mm, silver-plated, black, Box
27862 | 1813340000 | SU 10.16HP/03/90G 3.5AG BK BX | PCB plug-in connector, male header, closed side, THT solder connection, 10.16 mm, Number of poles: 3, 90°, Solder pin length (l): 3.5 mm, silver-plated, black, Box
27863 | 1813350000 | SU 10.16HP/04/90G 3.5AG BK BX | PCB plug-in connector, male header, closed side, THT solder connection, 10.16 mm, Number of poles: 4, 90°, Solder pin length (l): 3.5 mm, silver-plated, black, Box
27864 | 1813360000 | SU 10.16HP/05/90G 3.5AG BK BX | PCB plug-in connector, male header, closed side, THT solder connection, 10.16 mm, Number of poles: 5, 90°, Solder pin length (l): 3.5 mm, silver-plated, black, Box
27865 | 1813370000 | SU 10.16HP/06/90G 3.5AG BK BX | PCB plug-in connector, male header, closed side, THT solder connection, 10.16 mm, Number of poles: 6, 90°, Solder pin length (l): 3.5 mm, silver-plated, black, Box
27866 | 1813380000 | SU 10.16HP/07/90G 3.5AG BK BX | PCB plug-in connector, male header, closed side, THT solder connection, 10.16 mm, Number of poles: 7, 90°, Solder pin length (l): 3.5 mm, silver-plated, black, Box
27867 | 1813390000 | SU 10.16HP/08/90G 3.5AG BK BX | PCB plug-in connector, male header, closed side, THT solder connection, 10.16 mm, Number of poles: 8, 90°, Solder pin length (l): 3.5 mm, silver-plated, black, Box
27868 | 1813400000 | SU 10.16HP/09/90G 3.5AG BK BX | PCB plug-in connector, male header, closed side, THT solder connection, 10.16 mm, Number of poles: 9, 90°, Solder pin length (l): 3.5 mm, silver-plated, black, Box
27869 | 1813410000 | SU 10.16HP/02/180G 3.5AG BK BX | PCB plug-in connector, male header, closed side, THT solder connection, 10.16 mm, Number of poles: 2, 180°, Solder pin length (l): 3.5 mm, silver-plated, black, Box
27870 | 1813420000 | SU 10.16HP/03/180G 3.5AG BK BX | PCB plug-in connector, male header, closed side, THT solder connection, 10.16 mm, Number of poles: 3, 180°, Solder pin length (l): 3.5 mm, silver-plated, black, Box
27871 | 1813430000 | SU 10.16HP/04/180G 3.5AG BK BX | PCB plug-in connector, male header, closed side, THT solder connection, 10.16 mm, Number of poles: 4, 180°, Solder pin length (l): 3.5 mm, silver-plated, black, Box
27872 | 1813440000 | SU 10.16HP/05/180G 3.5AG BK BX | PCB plug-in connector, male header, closed side, THT solder connection, 10.16 mm, Number of poles: 5, 180°, Solder pin length (l): 3.5 mm, silver-plated, black, Box
27873 | 1813450000 | SU 10.16HP/06/180G 3.5AG BK BX | PCB plug-in connector, male header, closed side, THT solder connection, 10.16 mm, Number of poles: 6, 180°, Solder pin length (l): 3.5 mm, silver-plated, black, Box
27874 | 1813460000 | SU 10.16HP/07/180G 3.5AG BK BX | PCB plug-in connector, male header, closed side, THT solder connection, 10.16 mm, Number of poles: 7, 180°, Solder pin length (l): 3.5 mm, silver-plated, black, Box
27875 | 1813470000 | SU 10.16HP/08/180G 3.5AG BK BX | PCB plug-in connector, male header, closed side, THT solder connection, 10.16 mm, Number of poles: 8, 180°, Solder pin length (l): 3.5 mm, silver-plated, black, Box
27876 | 1813480000 | SU 10.16HP/09/180G 3.5AG BK BX | PCB plug-in connector, male header, closed side, THT solder connection, 10.16 mm, Number of poles: 9, 180°, Solder pin length (l): 3.5 mm, silver-plated, black, Box
27877 | 1813490000 | SU 10.16HP/02/270G 3.5AG BK BX | PCB plug-in connector, male header, closed side, THT solder connection, 10.16 mm, Number of poles: 2, 270°, Solder pin length (l): 3.5 mm, silver-plated, black, Box
27878 | 1813500000 | SU 10.16HP/03/270G 3.5AG BK BX | PCB plug-in connector, male header, closed side, THT solder connection, 10.16 mm, Number of poles: 3, 270°, Solder pin length (l): 3.5 mm, silver-plated, black, Box
27879 | 1813510000 | SU 10.16HP/04/270G 3.5AG BK BX | PCB plug-in connector, male header, closed side, THT solder connection, 10.16 mm, Number of poles: 4, 270°, Solder pin length (l): 3.5 mm, silver-plated, black, Box
27880 | 1813520000 | SU 10.16HP/05/270G 3.5AG BK BX | PCB plug-in connector, male header, closed side, THT solder connection, 10.16 mm, Number of poles: 5, 270°, Solder pin length (l): 3.5 mm, silver-plated, black, Box
27881 | 1813530000 | SU 10.16HP/06/270G 3.5AG BK BX | PCB plug-in connector, male header, closed side, THT solder connection, 10.16 mm, Number of poles: 6, 270°, Solder pin length (l): 3.5 mm, silver-plated, black, Box
27882 | 1813540000 | SU 10.16HP/07/270G 3.5AG BK BX | PCB plug-in connector, male header, closed side, THT solder connection, 10.16 mm, Number of poles: 7, 270°, Solder pin length (l): 3.5 mm, silver-plated, black, Box
27883 | 1813550000 | SU 10.16HP/08/270G 3.5AG BK BX | PCB plug-in connector, male header, closed side, THT solder connection, 10.16 mm, Number of poles: 8, 270°, Solder pin length (l): 3.5 mm, silver-plated, black, Box
27884 | 1813560000 | SU 10.16HP/09/270G 3.5AG BK BX | PCB plug-in connector, male header, closed side, THT solder connection, 10.16 mm, Number of poles: 9, 270°, Solder pin length (l): 3.5 mm, silver-plated, black, Box
27885 | 1813570000 | SU 10.16HP/02/90F 3.5AG BK BX | PCB plug-in connector, male header, Clip-on flange, THT solder connection, 10.16 mm, Number of poles: 2, 90°, Solder pin length (l): 3.5 mm, silver-plated, black, Box
27886 | 1813580000 | SU 10.16HP/03/90F 3.5AG BK BX | PCB plug-in connector, male header, Clip-on flange, THT solder connection, 10.16 mm, Number of poles: 3, 90°, Solder pin length (l): 3.5 mm, silver-plated, black, Box
27887 | 1813590000 | SU 10.16HP/04/90F 3.5AG BK BX | PCB plug-in connector, male header, Clip-on flange, THT solder connection, 10.16 mm, Number of poles: 4, 90°, Solder pin length (l): 3.5 mm, silver-plated, black, Box
27888 | 1813640000 | SU 10.16HP/09/90F 3.5AG BK BX | PCB plug-in connector, male header, Clip-on flange, THT solder connection, 10.16 mm, Number of poles: 9, 90°, Solder pin length (l): 3.5 mm, silver-plated, black, Box
27889 | 1813650000 | SU 10.16HP/02/180F 3.5AG BK BX | PCB plug-in connector, male header, Clip-on flange, THT solder connection, 10.16 mm, Number of poles: 2, 180°, Solder pin length (l): 3.5 mm, silver-plated, black, Box
27890 | 1813660000 | SU 10.16HP/03/180F 3.5AG BK BX | PCB plug-in connector, male header, Clip-on flange, THT solder connection, 10.16 mm, Number of poles: 3, 180°, Solder pin length (l): 3.5 mm, silver-plated, black, Box
27891 | 1821000000 | SC 3.81/14/180G 3.2SN GN BX | PCB plug-in connector, male header, closed side, THT solder connection, 3.81 mm, Number of poles: 14, 180°, Solder pin length (l): 3.2 mm, tinned, Pale green, Box
27892 | 1827080000 | ZTA ZT2.5 | Accessories, Test adapter, 17.5 A
27893 | 1831260000 | ZDK 2.5-2 OR | Feed-through terminal, Double-tier terminal, Tension-clamp connection, 2.5 mm², 800 V, 24 A, orange
27894 | 1833090000 | TNST | Accessories, Disconnect plug, 20 A
27895 | 1833100000 | BEST | Accessories, Component plug
27896 | 1847600000 | ZTA ZT2.5/ZA | Accessories, Test adapter, 17.5 A
27897 | 1850880000 | SU 10.16HP/02/180SF 3.5AG BK BX | PCB plug-in connector, male header, Screw/clip-on flange, THT solder connection, 10.16 mm, Number of poles: 2, 180°, Solder pin length (l): 3.5 mm, silver-plated, black, Box
27898 | 1850890000 | SU 10.16HP/03/180SF 3.5AG BK BX | PCB plug-in connector, male header, Screw/clip-on flange, THT solder connection, 10.16 mm, Number of poles: 3, 180°, Solder pin length (l): 3.5 mm, silver-plated, black, Box
27899 | 1850900000 | SU 10.16HP/04/180SF 3.5AG BK BX | PCB plug-in connector, male header, Screw/clip-on flange, THT solder connection, 10.16 mm, Number of poles: 4, 180°, Solder pin length (l): 3.5 mm, silver-plated, black, Box
27900 | 1850910000 | SU 10.16HP/05/180SF 3.5AG BK BX | PCB plug-in connector, male header, Screw/clip-on flange, THT solder connection, 10.16 mm, Number of poles: 5, 180°, Solder pin length (l): 3.5 mm, silver-plated, black, Box
27901 | 1850920000 | SU 10.16HP/06/180SF 3.5AG BK BX | PCB plug-in connector, male header, Screw/clip-on flange, THT solder connection, 10.16 mm, Number of poles: 6, 180°, Solder pin length (l): 3.5 mm, silver-plated, black, Box
27902 | 1850930000 | SU 10.16HP/07/180SF 3.5AG BK BX | PCB plug-in connector, male header, Screw/clip-on flange, THT solder connection, 10.16 mm, Number of poles: 7, 180°, Solder pin length (l): 3.5 mm, silver-plated, black, Box
27903 | 1850940000 | SU 10.16HP/08/180SF 3.5AG BK BX | PCB plug-in connector, male header, Screw/clip-on flange, THT solder connection, 10.16 mm, Number of poles: 8, 180°, Solder pin length (l): 3.5 mm, silver-plated, black, Box
27904 | 1850950000 | SU 10.16HP/09/180SF 3.5AG BK BX | PCB plug-in connector, male header, Screw/clip-on flange, THT solder connection, 10.16 mm, Number of poles: 9, 180°, Solder pin length (l): 3.5 mm, silver-plated, black, Box
27905 | 1851040000 | SU 10.16HP/02/90SF 3.5AG BK BX | PCB plug-in connector, male header, Screw/clip-on flange, THT solder connection, 10.16 mm, Number of poles: 2, 90°, Solder pin length (l): 3.5 mm, silver-plated, black, Box
27906 | 1851050000 | SU 10.16HP/03/90SF 3.5AG BK BX | PCB plug-in connector, male header, Screw/clip-on flange, THT solder connection, 10.16 mm, Number of poles: 3, 90°, Solder pin length (l): 3.5 mm, silver-plated, black, Box
27907 | 1851060000 | SU 10.16HP/04/90SF 3.5AG BK BX | PCB plug-in connector, male header, Screw/clip-on flange, THT solder connection, 10.16 mm, Number of poles: 4, 90°, Solder pin length (l): 3.5 mm, silver-plated, black, Box
27908 | 1851070000 | SU 10.16HP/05/90SF 3.5AG BK BX | PCB plug-in connector, male header, Screw/clip-on flange, THT solder connection, 10.16 mm, Number of poles: 5, 90°, Solder pin length (l): 3.5 mm, silver-plated, black, Box
27909 | 1851080000 | SU 10.16HP/06/90SF 3.5AG BK BX | PCB plug-in connector, male header, Screw/clip-on flange, THT solder connection, 10.16 mm, Number of poles: 6, 90°, Solder pin length (l): 3.5 mm, silver-plated, black, Box
27910 | 1851090000 | SU 10.16HP/07/90SF 3.5AG BK BX | PCB plug-in connector, male header, Screw/clip-on flange, THT solder connection, 10.16 mm, Number of poles: 7, 90°, Solder pin length (l): 3.5 mm, silver-plated, black, Box
27911 | 1851100000 | SU 10.16HP/08/90SF 3.5AG BK BX | PCB plug-in connector, male header, Screw/clip-on flange, THT solder connection, 10.16 mm, Number of poles: 8, 90°, Solder pin length (l): 3.5 mm, silver-plated, black, Box
27912 | 1851110000 | SU 10.16HP/09/90SF 3.5AG BK BX | PCB plug-in connector, male header, Screw/clip-on flange, THT solder connection, 10.16 mm, Number of poles: 9, 90°, Solder pin length (l): 3.5 mm, silver-plated, black, Box
27913 | 1851120000 | SU 10.16HP/02/270SF 3.5AG BK BX | PCB plug-in connector, male header, Screw/clip-on flange, THT solder connection, 10.16 mm, Number of poles: 2, 270°, Solder pin length (l): 3.5 mm, silver-plated, black, Box
27914 | 1851130000 | SU 10.16HP/03/270SF 3.5AG BK BX | PCB plug-in connector, male header, Screw/clip-on flange, THT solder connection, 10.16 mm, Number of poles: 3, 270°, Solder pin length (l): 3.5 mm, silver-plated, black, Box
27915 | 1851140000 | SU 10.16HP/04/270SF 3.5AG BK BX | PCB plug-in connector, male header, Screw/clip-on flange, THT solder connection, 10.16 mm, Number of poles: 4, 270°, Solder pin length (l): 3.5 mm, silver-plated, black, Box
27916 | 1851150000 | SU 10.16HP/05/270SF 3.5AG BK BX | PCB plug-in connector, male header, Screw/clip-on flange, THT solder connection, 10.16 mm, Number of poles: 5, 270°, Solder pin length (l): 3.5 mm, silver-plated, black, Box
27917 | 1851160000 | SU 10.16HP/06/270SF 3.5AG BK BX | PCB plug-in connector, male header, Screw/clip-on flange, THT solder connection, 10.16 mm, Number of poles: 6, 270°, Solder pin length (l): 3.5 mm, silver-plated, black, Box
27918 | 1851170000 | SU 10.16HP/07/270SF 3.5AG BK BX | PCB plug-in connector, male header, Screw/clip-on flange, THT solder connection, 10.16 mm, Number of poles: 7, 270°, Solder pin length (l): 3.5 mm, silver-plated, black, Box
27919 | 1851180000 | SU 10.16HP/08/270SF 3.5AG BK BX | PCB plug-in connector, male header, Screw/clip-on flange, THT solder connection, 10.16 mm, Number of poles: 8, 270°, Solder pin length (l): 3.5 mm, silver-plated, black, Box
27920 | 1851190000 | SU 10.16HP/09/270SF 3.5AG BK BX | PCB plug-in connector, male header, Screw/clip-on flange, THT solder connection, 10.16 mm, Number of poles: 9, 270°, Solder pin length (l): 3.5 mm, silver-plated, black, Box
27921 | 1859080000 | ZQV 2.5/11 | Z-series, Cross-connector, For the terminals, Number of poles: 11
27922 | 1871380000 | BCZ 3.81/09/180 SN GN BX | PCB plug-in connector, female plug, 3.81 mm, Number of poles: 9, 180°, Clamping yoke connection, Clamping range, max. : 1.5 mm², Box
27923 | 1871480000 | SC 3.81/07/180G 3.2SN GN BX | PCB plug-in connector, male header, closed side, THT solder connection, 3.81 mm, Number of poles: 7, 180°, Solder pin length (l): 3.2 mm, tinned, Pale green, Box
27924 | 1878560000 | BEST/D | Accessories, Component plug, 1 A
27925 | 1878570000 | BEST/DRBR | Accessories, Component plug, 22 A
27926 | 1880320000 | TOP1.5GS1/180 7 2STI OR | Printed circuit board terminals, 5.08 mm, Number of poles: 1, 180°, Solder pin length (l): 4.5 mm, tinned, orange, TOP connection, Clamping range, max. : 2.5 mm², Box
27927 | 1895700000 | ZDKPE 2.5-2/N/L/PE | Feed-through terminal, Double-tier terminal, Tension-clamp connection, 2.5 mm², 800 V, 24 A, dark beige
27928 | 1896110000 | PDU 2.5/4 | Feed-through terminal, PUSH IN, 4 mm², 800 V, 32 A, dark beige
27929 | 1896120000 | PDU 2.5/4/3AN | Feed-through terminal, PUSH IN, 4 mm², 800 V, 32 A, dark beige
27930 | 1896130000 | PDU 2.5/4/4AN | Feed-through terminal, PUSH IN, 4 mm², 800 V, 32 A, dark beige
27931 | 1896140000 | PDU 6/10 | Feed-through terminal, PUSH IN, 10 mm², 800 V, 57 A, dark beige
27932 | 1896150000 | PDU 6/10/3AN | Feed-through terminal, PUSH IN, 10 mm², 800 V, 57 A, dark beige
27933 | 1896160000 | PPE 2.5/4/4AN | PE terminal, PUSH IN, 4 mm², 480 A (4 mm²), Green/yellow
27934 | 1896170000 | PPE 2.5/4 | PE terminal, PUSH IN, 4 mm², 480 A (4 mm²), Green/yellow
27935 | 1896180000 | PPE 6/10 | PE terminal, PUSH IN, 6 mm², 1200 A (10 mm²), Green/yellow
27936 | 1896190000 | PPE 6/10/3AN | PE terminal, PUSH IN, 6 mm², 1200 A (10 mm²), Green/yellow
27937 | 1896200000 | PPE 2.5/4/3AN | PE terminal, PUSH IN, 4 mm², 480 A (4 mm²), Green/yellow
27938 | 1896210000 | PPE 16 | PE terminal, PUSH IN, 16 mm², 1920 A (16 mm²), Green/yellow
27939 | 1896220000 | PDU 16 BL | Feed-through terminal, PUSH IN, 16 mm², 800 V, 76 A, blue
27940 | 1896240000 | PDU 2.5/4/3AN BL | Feed-through terminal, PUSH IN, 4 mm², 800 V, 32 A, blue
27941 | 1896250000 | PDU 2.5/4/4AN BL | Feed-through terminal, PUSH IN, 4 mm², 800 V, 32 A, blue
27942 | 1896270000 | PDU 6/10 BL | Feed-through terminal, PUSH IN, 10 mm², 800 V, 57 A, blue
27943 | 1896280000 | PDU 6/10/3AN BL | Feed-through terminal, PUSH IN, 10 mm², 800 V, 57 A, blue
27944 | 1896350000 | PNT 16 | P-series, Neutral conductor modular terminal, Rated cross-section: 16 mm², PUSH IN, Direct mounting
27945 | 1896360000 | PNT 2.5/4 | Neutral conductor modular terminal, PUSH IN, 4 mm², 250 V, 32 A, blue
27946 | 1896370000 | PNT 6/10 | Neutral conductor modular terminal, PUSH IN, 10 mm², 250 V, 41 A, blue
27947 | 1896400000 | PDU 16 | Feed-through terminal, PUSH IN, 16 mm², 800 V, 76 A, dark beige
27948 | 1899470000 | BCZ 3.81/14/180 SN GN BX | PCB plug-in connector, female plug, 3.81 mm, Number of poles: 14, 180°, Clamping yoke connection, Clamping range, max. : 1.5 mm², Box
27949 | 1905060000 | WDU 4/ZZ | Feed-through terminal, Screw connection, 4 mm², 800 V, 32 A, dark beige
27950 | 1905080000 | WTR 4/ZR | Test-disconnect terminal, Screw connection, 4 mm², 500 V, 27 A, Pivoting, dark beige
27951 | 1905090000 | WTR 4/ZZ | Test-disconnect terminal, Screw connection, 4 mm², 500 V, 27 A, Pivoting, dark beige
27952 | 1905100000 | WTR 4/ZZ STB | Test-disconnect terminal, Screw connection, 4 mm², 500 V, 27 A, Pivoting, dark beige
27953 | 1905110000 | WTR 4/ZR STB | Test-disconnect terminal, Screw connection, 4 mm², 500 V, 27 A, Pivoting, dark beige
27954 | 1905120000 | WPE 4/ZR | PE terminal, Screw connection, 4 mm², 480 A (4 mm²), Green/yellow
27955 | 1905130000 | WPE 4/ZZ | PE terminal, Screw connection, 4 mm², 480 A (4 mm²), Green/yellow
27956 | 1905140000 | WDU 4/ZR | Feed-through terminal, Screw connection, 4 mm², 800 V, 32 A, dark beige
27957 | 1905310000 | ZDK 2.5-2/LD 24VUC | Z-series, Component terminal, Double-tier terminal, Rated cross-section: 2.5 mm², Tension-clamp connection, dark beige
27958 | 1906210000 | ZQV 6N/2 | Z-series, Cross-connector, For the terminals, Number of poles: 2
27959 | 1906220000 | ZQV 6N/3 | Z-series, Cross-connector, For the terminals, Number of poles: 3
27960 | 1906230000 | ZQV 6N/4 | Z-series, Cross-connector, For the terminals, Number of poles: 4
27961 | 1906240000 | ZQV 6N/20 | Z-series, Cross-connector, For the terminals, Number of poles: 20
27962 | 1908960000 | ZQV 2.5/20 | Z-series, Cross-connector, For the terminals, Number of poles: 20
27963 | 1908990000 | ZQV 6/24 GE | Accessories, Cross-connector, 41 A
27964 | 1909010000 | ZQV 4/20 GE | Z-series, Cross-connector, For the terminals, Number of poles: 20
27965 | 1909020000 | ZQV 4N/20 GE | Accessories, Cross-connector, 32 A
27966 | 1909100000 | ZQV 4N/20 BL | Accessories, Cross-connector, 32 A
27967 | 1909110000 | ZQV 2.5N/20 RT | Z-series, Cross-connector, For the terminals, Number of poles: 20
27968 | 1909120000 | ZQV 4N/20 SW | Accessories, Cross-connector, 32 A
27969 | 1909130000 | ZQV 2.5N/20 SW | Z-series, Cross-connector, For the terminals, Number of poles: 20
27970 | 1909140000 | ZQV 2.5N/20 BL | Accessories, Cross-connector, 24 A
27971 | 1909150000 | ZQV 4N/20 RT | Accessories, Cross-connector, 32 A
27972 | 1916180000 | PTA PDU2.5/4 | Test adapter, Rated control voltage:
27973 | 1916190000 | PTA ZA PDU2.5/4 | Test adapter, Rated control voltage:
27974 | 1918680000 | PDK 2.5/4V BL | Feed-through terminal, Double-tier terminal, PUSH IN, 4 mm², 800 V, 24 A, blue
27975 | 1918710000 | PDK 2.5/4 PE | PE terminal, Double-tier terminal, PUSH IN, 4 mm², 480 A (4 mm²), Green/yellow
27976 | 1918720000 | PDK 2.5/4L-PE | Feed-through terminal, Double-tier terminal, PUSH IN, 4 mm², 800 V, 24 A, dark beige
27977 | 1918730000 | PDK 2.5/4V | Feed-through terminal, Double-tier terminal, PUSH IN, 4 mm², 800 V, 24 A, dark beige
27978 | 1918740000 | PDK 2.5/4N-L | Feed-through terminal, Double-tier terminal, PUSH IN, 4 mm², 800 V, 24 A, dark beige
27979 | 1918750000 | PDK 2.5/4N-PE | Feed-through terminal, Double-tier terminal, PUSH IN, 4 mm², 800 V, 24 A, dark beige
27980 | 1918760000 | PDK 2.5/4 BL | Feed-through terminal, Double-tier terminal, PUSH IN, 4 mm², 800 V, 24 A, blue
27981 | 1918770000 | PDK 2.5/4 | Feed-through terminal, Double-tier terminal, PUSH IN, 4 mm², 800 V, 24 A, dark beige
27982 | 1918780000 | PEI 16 | P-series, Supply terminal, Feed-through terminal, Rated cross-section: 16 mm², PUSH IN, Direct mounting
27983 | 1918790000 | PEI 16 BL | P-series, Supply terminal, Feed-through terminal, Rated cross-section: 16 mm², PUSH IN, Direct mounting
27984 | 1925030000 | WTL 35/2STB | Test-disconnect terminal, Screw connection, 35 mm², 500 V, 125 A, sliding, dark beige
27985 | 1925050000 | WTL 35/1STB/WQV | Test-disconnect terminal, Screw connection, 35 mm², 500 V, 125 A, sliding, dark beige
27986 | 1925060000 | WTL 35/1STB | Test-disconnect terminal, Screw connection, 35 mm², 500 V, 125 A, sliding, dark beige
27987 | 1933700000 | ZDU 2.5N | Feed-through terminal, Tension-clamp connection, 2.5 mm², 800 V, 24 A, dark beige
27988 | 1933710000 | ZDU 2.5N BL | Feed-through terminal, Tension-clamp connection, 2.5 mm², 800 V, 24 A, blue
27989 | 1933720000 | ZDU 2.5N/3AN | Feed-through terminal, Tension-clamp connection, 2.5 mm², 800 V, 24 A, dark beige
27990 | 1933730000 | ZDU 2.5N/3AN BL | Feed-through terminal, Tension-clamp connection, 2.5 mm², 800 V, 24 A, blue
27991 | 1933740000 | ZDU 2.5N/4AN | Feed-through terminal, Tension-clamp connection, 2.5 mm², 800 V, 24 A, dark beige
27992 | 1933750000 | ZDU 2.5N/4AN BL | Feed-through terminal, Tension-clamp connection, 2.5 mm², 800 V, 24 A, blue
27993 | 1933770000 | ZPE 2.5N/3AN | PE terminal, Tension-clamp connection, 2.5 mm², 300 A (2.5 mm²), Green/yellow
27994 | 1933780000 | ZPE 2.5N/4AN | PE terminal, Tension-clamp connection, 2.5 mm², 300 A (2.5 mm²), Green/yellow
27995 | 1933790000 | ZAP/TW ZDU/ZPE 2.5N | Z-series, End plate, Partition plate
27996 | 1933800000 | ZAP/TW ZDU/ZPE 2.5N/3AN | Z-series, End plate, Partition plate
27997 | 1933810000 | ZAP/TW ZDU/ZPE 2.5N/4AN | Z-series, Accessories, End plate, Partition plate
27998 | 1938330000 | ZDKPE 2.5-2 DB+BR BED OR | Feed-through terminal, Double-tier terminal, Tension-clamp connection, 2.5 mm², 800 V, 24 A, brown, dark beige
27999 | 1938340000 | ZDK 2.5-2 DB+BR BED OR | Feed-through terminal, Double-tier terminal, Tension-clamp connection, 2.5 mm², 800 V, 24 A, brown, dark beige
28000 | 1966780000 | IE-KOK-V1 | Sheet holes
28001 | 1966790000 | IE-KOK-V4 | Sheet holes
28002 | 1966810000 | IE-KO-HAT | Sheet holes
28003 | 1980370000 | SL 7.62HP/02/90G 3.2SN OR BX | PCB plug-in connector, male header, closed side, THT solder connection, 7.62 mm, Number of poles: 2, 90°, Solder pin length (l): 3.2 mm, tinned, orange, Box
28004 | 1980380000 | SL 7.62HP/03/90G 3.2SN OR BX | PCB plug-in connector, male header, closed side, THT solder connection, 7.62 mm, Number of poles: 3, 90°, Solder pin length (l): 3.2 mm, tinned, orange, Box
28005 | 9013080000 | HTF 48 | Pressing tool, Crimping tool for contacts, 0.5mm², 2.5mm², B-Crimp
28006 | 9013090000 | HTF 28 | Pressing tool, Crimping tool for contacts, 0.1mm², 1mm², B-Crimp
28007 | 9013260000 | HTF SUB-D | Pressing tool, Crimping tool for contacts, FoderBcrimp
28008 | 9013400000 | HTF 63 | Pressing tool, Crimping tool for contacts, 0.5mm², 2.5mm², B-Crimp
28009 | 9013550000 | HTF RSV 12 | Pressing tool, Crimping tool for contacts, FoderBcrimp
28010 | 9013560000 | HTF RSV 16 WI | Pressing tool, Crimping tool for contacts, FoderBcrimp
28011 | 9014140000 | HTF DFF | Pressing tool, Crimping tool for contacts, 0.22mm², 2.5mm², FoderBcrimp
28012 | 9014840000 | HTF ZRV | Pressing tool, Crimping tool for contacts, 0.2mm², 1mm², FoderBcrimp
28013 | 9017410000 | HTF 28 ZERT | Pressing tool, Crimping tool for contacts, 0.1mm², 1mm², B-Crimp
28014 | 9017880000 | HTF RSV 16 ZERT | Pressing tool, Crimping tool for contacts, FoderBcrimp
28015 | 9017890000 | HTF RSV 12 ZERT | Pressing tool, Crimping tool for contacts, FoderBcrimp
28016 | 9201040000 | HTF AFK 2.5 | Pressing tool, Crimping tool for contacts, 0.2mm², 2.5mm²
28017 | 9202210000 | MULTI-STRIPAX 6-16 | Tools, Stripping and cutting tool
28018 | 9202220000 | MULTI-STRIPAX 16 SL | Tools, Stripping and cutting tool
28019 | 9202230000 | MULTI-STRIPAX AWG | Tools, Stripping and cutting tool
28020 | 9202250000 | MULTI-STRIPAX ASI | Tools, Stripping and cutting tool
28021 | 9202310000 | EINSATZ BA8-PSC 80 | Assortment of inserts
28022 | 9202320000 | EINSATZ BA7-PSC 80 | Assortment of inserts
28023 | 9202330000 | KOFFER PSC80 PC | Tools, Empty box / Case
28024 | 9202600000 | CRIMPSET CTI 6 | Assortment crimping tool, Crimping tool: CTI 6, Stripping tool: STRIPAX, Crimping range, min.: 0.5
28025 | 9202610000 | CRIMPSET PZ / CTI | Assortment crimping tool, Crimping tool: PZ 6 Roto/CTI 6, Stripping tool: STRIPAX, Crimping range, min.: 0.14, Colour code: DIN
28026 | 9202640000 | CRIMP-SET KONTAKTE | Assortment box, Colour code: DIN
28027 | 9202800000 | TT 8 RS MP 8 | Pressing tools, Crimping tool for contacts
28028 | 9202850000 | CTI 6 G | Pressing tool, Tool for insulated cable connectors, 0.5mm², 6mm², Oval crimping, Parallel crimp
28029 | 9202860000 | CTF 63 | Pressing tool, Crimping tool for contacts, 0.5mm², 6mm², B-Crimp
28030 | 9203260000 | EINSATZ A9-2 CL55 | Assortment of inserts
28031 | 9203610000 | MULTI-STRIPAX 0.75-4²SL | Tools, Stripping and cutting tool
28032 | 9203710000 | ZANGENSET 1 | Accessories
28033 | 9204350000 | IE-CST | Tools, Sheathing strippers
28034 | 9204540000 | MULTI-STRIPAX 0.25-1.5S | Tools, Stripping and cutting tool
28035 | 9204560000 | MULTI-STRIPAX 1.5-6.0S | Tools, Stripping and cutting tool
28036 | 9204640000 | WZTE 2 | Tools, Accessories
28037 | 9204780000 | KOBBS 19X75 | Sheet holes
28038 | 9204790000 | IE-KOK-V5 | Sheet holes
28039 | 9204810000 | KOK-46X46 | Sheet holes
28040 | 9204820000 | KOK-52X36 | Sheet holes
28041 | 9204830000 | KOK-65X36 | Sheet holes
28042 | 9204840000 | KOK-68X68 | Sheet holes
28043 | 9204850000 | KOK-86X36 | Sheet holes
28044 | 9204860000 | KOK-91X36 | Sheet holes
28045 | 9204870000 | KOK-112X36 | Sheet holes
28046 | 9204880000 | KOS-M16 | Sheet holes
28047 | 9204900000 | KOS-M25 | Sheet holes
28048 | 9204910000 | KOS-M32 | Sheet holes
28049 | 9204920000 | KOS-M40 | Sheet holes
28050 | 9204930000 | KOS-PG9 | Sheet holes
28051 | 9204940000 | KOS-PG11 | Sheet holes
28052 | 9204950000 | KOS PG 13/M20 | Sheet holes
28053 | 9204960000 | KOS-PG16 | Sheet holes
28054 | 9204970000 | KOS-PG21 | Sheet holes
28055 | 9204980000 | KOS-PG29 | Sheet holes
28056 | 9204990000 | KOS-PG36 | Sheet holes
28057 | 9205000000 | KOHS 9.5+19 | Sheet holes
28058 | 9205010000 | KOHS 19 | Sheet holes
28059 | 9205020000 | KOPD 10.0 | Sheet holes
28060 | 9205030000 | KOBBS 9.5X50 | Sheet holes
28061 | 9205040000 | KOBBS 19X55 | Sheet holes
28062 | 9205760000 | MULTI-STRIPAX GKW LW | Tools, Stripping and cutting tool
28063 | 119560000 | RF RS 70 RE/A3/M.BEZ OR | Clip-in foot, RS 70 orange, Clip-in foot, Width: 10 mm
28064 | 119660000 | RF RS 70 LI/A2/O.SG OR 1665 | Clip-in foot, RS 70 orange, Clip-in foot, Width: 10 mm
28065 | 126260000 | RF RS 70 RE/A4/O.BEZ OR 1665 | Clip-in foot, RS 70 orange, Clip-in foot, Width: 10 mm
28066 | 146720000 | AP SAKB/C/T KRG | SAK Series, End plate, 3 mm, dark beige, yellow, Direct mounting
28067 | 191300000 | AP SAKS1+3 KRG/DB | SAK Series, End plate, 3 mm, dark beige, Direct mounting
28068 | 191320000 | AP SAKS1+3 KRG | SAK Series, End plate, 3 mm, dark beige, yellow, Direct mounting
28069 | 196600000 | AD 4 SAK6N | SAK Series, cover plate, yellow, 31.6 mm
28070 | 213760000 | RF RS 70 MI/A6 OR | Clip-in foot, RS 70 orange, Clip-in foot, Width: 10 mm
28071 | 271900000 | EP 2/BW SAKG46/32 HP/DB | SAK Series, End plate, dark beige, 75.5 mm
28072 | 289660000 | TOP4GS2/90 7.62 OR | Printed circuit board terminals, 7.62 mm, Number of poles: 2, 90°, Solder pin length (l): 3.5 mm, tinned, orange, TOP connection, Clamping range, max. : 6 mm², Box
28073 | 289760000 | TOP4GS3/90 7.62 OR | Printed circuit board terminals, 7.62 mm, Number of poles: 3, 90°, Solder pin length (l): 3.5 mm, tinned, orange, TOP connection, Clamping range, max. : 6 mm², Box
28074 | 290160000 | TOP4GS4/90 7.62 OR | Printed circuit board terminals, 7.62 mm, Number of poles: 4, 90°, Solder pin length (l): 3.5 mm, tinned, orange, TOP connection, Clamping range, max. : 6 mm², Box
28075 | 294420000 | AP AKZ4 KRG | SAK Series, End plate, 1.5 mm, dark beige, yellow, Direct mounting
28076 | 298360000 | TOP4GS2/180 7.62 OR | Printed circuit board terminals, 7.62 mm, Number of poles: 2, 180°, Solder pin length (l): 3.5 mm, tinned, orange, TOP connection, Clamping range, max. : 6 mm², Box
28077 | 298460000 | TOP4GS3/180 7.62 OR | Printed circuit board terminals, 7.62 mm, Number of poles: 3, 180°, Solder pin length (l): 3.5 mm, tinned, orange, TOP connection, Clamping range, max. : 6 mm², Box
28078 | 298560000 | TOP4GS4/180 7.62 OR | Printed circuit board terminals, 7.62 mm, Number of poles: 4, 180°, Solder pin length (l): 3.5 mm, tinned, orange, TOP connection, Clamping range, max. : 6 mm², Box
28079 | 301420000 | AP RSF2 KRG | SAK Series, End plate, 3 mm, medium yellow, Direct mounting
28080 | 376000000 | AD 4 SAK6N EN | SAK Series, cover plate, yellow, 32 mm
28081 | 485200000 | ADP 1/HP1 1M | SAK Series, Cover profile, Transparent, 1000 mm
28082 | 485300000 | ADP 2/HP2 1M | SAK Series, Cover profile, Transparent, 1000 mm
28083 | 485400000 | ADP 3/HP3 1M | SAK Series, Cover profile, Transparent, 1000 mm
28084 | 656400000 | AD 4 SAK35N EN | SAK Series, cover plate, yellow, 63.5 mm
28085 | 687560000 | AP DKT4 PA | SAK Series, End plate, 1.5 mm, beige, Direct mounting
28086 | 1003380000 | THM WO T 24.5/100 WS | THM, Conductor and cable markers, 8 - 23 mm, 24.5 x 100 mm, white
28087 | 1003410000 | THM MT30X 89/60 SI | THM, Device markers, 60 x 89 mm, silver
28088 | 1003420000 | THM WO T 24.5/62 WS | THM, Conductor and cable markers, 6.1 - 13.7 mm, 24.5 x 62 mm, white
28089 | 1003890000 | WGK 4 VP GN/YE BX | OMNIMATE Power - series WGK, Feed-through terminal, Rated cross-section: 4 mm², Screw connection, Wemid (PA), Green/yellow, Direct mounting, Feed-through (bushing)
28090 | 1003900000 | WGK 4 VP/Z GN/YE BX | OMNIMATE Power - series WGK, Feed-through terminal, Rated cross-section: 4 mm², Screw connection, Wemid (PA), Green/yellow, Direct mounting, Feed-through (bushing)
28091 | 1003910000 | WGK 4 VP/Z GY BX | OMNIMATE Power - series WGK, Feed-through terminal, Rated cross-section: 4 mm², Screw connection, Wemid (PA), grey, Direct mounting, Feed-through (bushing)
28092 | 1011610000 | THM MT30X 38/17 WS | THM, Device markers, 17 x 38 mm, white
28093 | 1020640000 | AP RF 122 LI OR | Electronics housings orange, End plate, Width: 6.4 mm
28094 | 1020650000 | AP RF 122 RE OR | Electronics housings orange, End plate, Width: 6.4 mm
28095 | 1020690000 | RF 108 OR | Electronics housings orange, Clip-in foot, Width: 107.2 mm
28096 | 1027620000 | THM MT30X 17/8 GE | THM, Device markers, 8 x 17 mm, yellow
28097 | 1049010000 | BLZ 7.62HP/05/180 SN BK BX | PCB plug-in connector, female plug, 7.62 mm, Number of poles: 5, Clamping yoke connection, Clamping range, max. : 4 mm², Box
28098 | 1049020000 | BLZ 7.62HP/06/180 SN BK BX | PCB plug-in connector, female plug, 7.62 mm, Number of poles: 6, Clamping yoke connection, Clamping range, max. : 4 mm², Box
28099 | 1049030000 | BLZ 7.62HP/08/180 SN BK BX | PCB plug-in connector, female plug, 7.62 mm, Number of poles: 8, Clamping yoke connection, Clamping range, max. : 4 mm², Box
28100 | 1052660000 | ZTA ZDK 2.5 | Accessories, Test adapter, 6 A
28101 | 1052680000 | ZTA ZDK 2.5/ZA | Accessories, Test adapter, 6 A
28102 | 1057530000 | RF 180 BK | Electronics housings black, Clip-in foot, Width: 17.55 mm
28103 | 1057540000 | AP 100 BK | Electronics housings black, End plate, Width: 27.2 mm
28104 | 1058740000 | THM MT30X 15/9 GE | THM, Device markers, 9 x 15 mm, yellow
28105 | 1058750000 | THM MT30X 15/9 WS | THM, Device markers, 9 x 15 mm, white
28106 | 1059490000 | SL 7.62HP/06/90G 3.2SN BK BX | PCB plug-in connector, male header, closed side, THT solder connection, 7.62 mm, Number of poles: 6, 90°, Solder pin length (l): 3.2 mm, tinned, black, Box
28107 | 1059500000 | SL 7.62HP/07/90G 3.2SN BK BX | PCB plug-in connector, male header, closed side, THT solder connection, 7.62 mm, Number of poles: 7, 90°, Solder pin length (l): 3.2 mm, tinned, black, Box
28108 | 1059510000 | SL 7.62HP/08/90G 3.2SN BK BX | PCB plug-in connector, male header, closed side, THT solder connection, 7.62 mm, Number of poles: 8, 90°, Solder pin length (l): 3.2 mm, tinned, black, Box
28109 | 1059520000 | SL 7.62HP/09/90G 3.2SN BK BX | PCB plug-in connector, male header, closed side, THT solder connection, 7.62 mm, Number of poles: 9, 90°, Solder pin length (l): 3.2 mm, tinned, black, Box
28110 | 1059530000 | SL 7.62HP/10/90G 3.2SN BK BX | PCB plug-in connector, male header, closed side, THT solder connection, 7.62 mm, Number of poles: 10, 90°, Solder pin length (l): 3.2 mm, tinned, black, Box
28111 | 1059550000 | SL 7.62HP/11/90G 3.2SN BK BX | PCB plug-in connector, male header, closed side, THT solder connection, 7.62 mm, Number of poles: 11, 90°, Solder pin length (l): 3.2 mm, tinned, black, Box
28112 | 1059570000 | SL 7.62HP/12/90G 3.2SN BK BX | PCB plug-in connector, male header, closed side, THT solder connection, 7.62 mm, Number of poles: 12, 90°, Solder pin length (l): 3.2 mm, tinned, black, Box
28113 | 1059580000 | BLZ 7.62HP/02/180 SN BK BX | PCB plug-in connector, female plug, 7.62 mm, Number of poles: 2, Clamping yoke connection, Clamping range, max. : 4 mm², Box
28114 | 1059610000 | BLZ 7.62HP/07/180 SN BK BX | PCB plug-in connector, female plug, 7.62 mm, Number of poles: 7, Clamping yoke connection, Clamping range, max. : 4 mm², Box
28115 | 1059620000 | BLZ 7.62HP/09/180 SN BK BX | PCB plug-in connector, female plug, 7.62 mm, Number of poles: 9, Clamping yoke connection, Clamping range, max. : 4 mm², Box
28116 | 1059630000 | BLZ 7.62HP/10/180 SN BK BX | PCB plug-in connector, female plug, 7.62 mm, Number of poles: 10, Clamping yoke connection, Clamping range, max. : 4 mm², Box
28117 | 1059640000 | BLZ 7.62HP/11/180 SN BK BX | PCB plug-in connector, female plug, 7.62 mm, Number of poles: 11, Clamping yoke connection, Clamping range, max. : 4 mm², Box
28118 | 1059670000 | BLZ 7.62HP/12/180 SN BK BX | PCB plug-in connector, female plug, 7.62 mm, Number of poles: 12, Clamping yoke connection, Clamping range, max. : 4 mm², Box
28119 | 1059780000 | THM GEW 15/6 WS | THM, Device markers, 6 x 15 mm, white
28120 | 1059790000 | THM GEW 15/6 GE | THM, Device markers, 6 x 15 mm, yellow
28121 | 1059800000 | THM GEW 17/9 WS | THM, Device markers, 9 x 17 mm, white
28122 | 1059810000 | THM GEW 17/9 GE | THM, Device markers, 9 x 17 mm, yellow
28123 | 1059820000 | THM GEW 18/6 WS | THM, Device markers, 6 x 18 mm, white
28124 | 1059830000 | THM GEW 18/6 GE | THM, Device markers, 6 x 18 mm, yellow
28125 | 1059840000 | THM GEW 18/9 WS | THM, Device markers, 9 x 18 mm, white
28126 | 1059850000 | THM GEW 18/9 GE | THM, Device markers, 9 x 18 mm, yellow
28127 | 1059870000 | THM GEW 20/8 WS | THM, Device markers, 8 x 20 mm, white
28128 | 1059880000 | THM GEW 20/8 GE | THM, Device markers, 8 x 20 mm, yellow
28129 | 1061810000 | THM MT30X 101/74 GE | THM, Device markers, 74 x 101 mm, yellow
28130 | 1064460000 | WAH 35 | Bolt-type screw terminals, Hood, beige, 26 mm
28131 | 1064480000 | WAH 35 BL | Bolt-type screw terminals, Hood, blue, 26 mm
28132 | 1064550000 | WAH 70 HG | Bolt-type screw terminals, Hood, Light green, 31 mm
28133 | 1064560000 | WAH 70 BE | Bolt-type screw terminals, Hood, beige, 31 mm
28134 | 1064580000 | WAH 70 BL | Bolt-type screw terminals, Hood, blue, 31 mm
28135 | 1064660000 | WAH 120 | Bolt-type screw terminals, Hood, beige, 41 mm
28136 | 1064680000 | WAH 120 BL | Bolt-type screw terminals, Hood, blue, 41 mm
28137 | 1064760000 | WAH 185/300 BE | Bolt-type screw terminals, Hood, beige, 54 mm
28138 | 1064780000 | WAH 185/300 BL | Bolt-type screw terminals, Hood, blue, 54 mm
28139 | 1070260000 | WAH 35/KU | Bolt-type screw terminals, Hood, beige, 25.7 mm
28140 | 1070360000 | WAH 70/KU | Bolt-type screw terminals, Hood, beige, 30.5 mm
28141 | 1070460000 | WAH 120/KURZ | Bolt-type screw terminals, Hood, beige, 40.6 mm
28142 | 1100911001 | RS 30 24VDC LD LP 1R | RS-SERIES, Relay module, Number of contacts: 1, NC contact AgNi 0.15 gold flashed, Rated control voltage: 24 V DC ±10 %, Continuous current: 6 A, Screw connection, Test button available: No
28143 | 1100921001 | RS 30 24VDC LD LP 1R | RS-SERIES, Relay module, Number of contacts: 1, NC contact AgNi 0.15 gold flashed, Rated control voltage: 24 V DC ±10 %, Continuous current: 6 A, Screw connection, Test button available: No
28144 | 1100961001 | RS 30 24VDC LP 1R | RS-SERIES, Relay module, Number of contacts: 1, NC contact AgNi 0.15 gold flashed, Rated control voltage: 24 V DC ±10 %, Continuous current: 6 A, Screw connection, Test button available: No
28145 | 1101611001 | RS 30 24VDC LD LP 1A | RS-SERIES, Relay module, Number of contacts: 1, NO contact AgNi 0.15 gold flashed, Rated control voltage: 24 V DC ±10 %, Continuous current: 6 A, Screw connection, Test button available: No
28146 | 1101621001 | RS 30 24VDC LD LP 1A | RS-SERIES, Relay module, Number of contacts: 1, NO contact AgNi 0.15 gold flashed, Rated control voltage: 24 V DC ±10 %, Continuous current: 6 A, Screw connection, Test button available: No
28147 | 1101661001 | RS 30 24VDC LP 1A | RS-SERIES, Relay module, Number of contacts: 1, NO contact AgNi 0.15 gold flashed, Rated control voltage: 24 V DC ±10 %, Continuous current: 6 A, Screw connection, Test button available: No
28148 | 1101711001 | RS 30 24VUC LD LP 1A | RS-SERIES, Relay module, Number of contacts: 1, NO contact AgNi 0.15 gold flashed, Rated control voltage: 24 V UC ±10 %, Continuous current: 6 A, Screw connection, Test button available: No
28149 | 1101721001 | RS 30 24VUC LD LP 1A | RS-SERIES, Relay module, Number of contacts: 1, NO contact AgNi 0.15 gold flashed, Rated control voltage: 24 V UC ±10 %, Continuous current: 6 A, Screw connection, Test button available: No
28150 | 1101811001 | RS 30 48VDC LD LP 1A | RS-SERIES, Relay module, Number of contacts: 1, NO contact AgNi 0.15 gold flashed, Rated control voltage: 48 V DC ±10 %, Continuous current: 6 A, Screw connection, Test button available: No
28151 | 1101821001 | RS 30 48VDC LD LP 1A | RS-SERIES, Relay module, Number of contacts: 1, NO contact AgNi 0.15 gold flashed, Rated control voltage: 48 V DC ±10 %, Continuous current: 6 A, Screw connection, Test button available: No
28152 | 1101921001 | RS 30 48VUC LD LP 1A | RS-SERIES, Relay module, Number of contacts: 1, NO contact AgNi 0.15 gold flashed, Rated control voltage: 48 V AC / DC ±10 %, Continuous current: 5 A, Screw connection, Test button available: No
28153 | 1102111001 | RS 30 115VAC LD LP 1A | RS-SERIES, Relay module, Number of contacts: 1, NO contact AgNi 0.15 gold flashed, Rated control voltage: 115 V AC, Continuous current: 5 A, Screw connection, Test button available: No
28154 | 1102121001 | RS 30 115VAC LD LP 1A | RS-SERIES, Relay module, Number of contacts: 1, NO contact AgNi 0.15 gold flashed, Rated control voltage: 115 V AC, Continuous current: 5 A, Screw connection, Test button available: No
28155 | 1102211001 | RS 30 230VAC LD LP 1A | RS-SERIES, Relay module, Number of contacts: 1, NO contact AgNi 0.15 gold flashed, Rated control voltage: 230 V AC +5 % / -15 %, Continuous current: 3 A, Screw connection, Test button available: No
28156 | 1102221001 | RS 30 230VAC LD LP 1A | RS-SERIES, Relay module, Number of contacts: 1, NO contact AgNi 0.15 gold flashed, Rated control voltage: 230 V AC +5 % / -15 %, Continuous current: 3 A, Screw connection, Test button available: No
28157 | 1102261001 | RS 30 230VAC LP 1A | RS-SERIES, Relay module, Number of contacts: 1, NO contact AgNi 0.15 gold flashed, Rated control voltage: 230 V AC +5 % / -15 %, Continuous current: 3 A, Screw connection, Test button available: No
28158 | 1128511001 | RS 30 240VAC LD LP 1A | RS-SERIES, Relay module, Number of contacts: 1, NO contact AgNi 0.15 gold flashed, Rated control voltage: 240 V AC +5 % / -15 %, Continuous current: 3 A, Screw connection, Test button available: No
28159 | 1129421001 | RS 30 12VDC LD LP 1A | RS-SERIES, Relay module, Number of contacts: 1, NO contact AgNi 0.15 gold flashed, Rated control voltage: 12 V DC ±10 %, Continuous current: 6 A, Screw connection, Test button available: No
28160 | 1181511001 | RS 30 24VDC LD LP 1U | RS-SERIES, Relay module, Number of contacts: 1, CO contact AgNi 0.15 gold flashed, Rated control voltage: 24 V DC ±10 %, Continuous current: 6 A, Screw connection, Test button available: No
28161 | 1181521001 | RS 30 24VDC LD LP 1U | RS-SERIES, Relay module, Number of contacts: 1, CO contact AgNi 0.15 gold flashed, Rated control voltage: 24 V DC ±10 %, Continuous current: 6 A, Screw connection, Test button available: No
28162 | 1281700000 | BLA 2 SN GR | PCB plug-in connector, female plug, 5.08 mm, Number of poles: 2, 180°, Clamping yoke connection, Clamping range, max. : 3.32 mm², Box
28163 | 1281710000 | BLA 2 SN SW | PCB plug-in connector, female plug, 5.08 mm, Number of poles: 2, 180°, Clamping yoke connection, Clamping range, max. : 3.32 mm², Box
28164 | 1281760000 | BLA 2 SN OR | PCB plug-in connector, female plug, 5.08 mm, Number of poles: 2, 180°, Clamping yoke connection, Clamping range, max. : 3.32 mm², Box
28165 | 1281800000 | BLA 3 SN GR | PCB plug-in connector, female plug, 5.08 mm, Number of poles: 3, 180°, Clamping yoke connection, Clamping range, max. : 3.32 mm², Box
28166 | 1281810000 | BLA 3 SN SW | PCB plug-in connector, female plug, 5.08 mm, Number of poles: 3, 180°, Clamping yoke connection, Clamping range, max. : 3.32 mm², Box
28167 | 1281860000 | BLA 3 SN OR | PCB plug-in connector, female plug, 5.08 mm, Number of poles: 3, 180°, Clamping yoke connection, Clamping range, max. : 3.32 mm², Box
28168 | 1281900000 | BLA 4 SN GR | PCB plug-in connector, female plug, 5.08 mm, Number of poles: 4, 180°, Clamping yoke connection, Clamping range, max. : 3.32 mm², Box
28169 | 1281960000 | BLA 4 SN OR | PCB plug-in connector, female plug, 5.08 mm, Number of poles: 4, 180°, Clamping yoke connection, Clamping range, max. : 3.32 mm², Box
28170 | 1282000000 | BLA 5 SN GR | PCB plug-in connector, female plug, 5.08 mm, Number of poles: 5, 180°, Clamping yoke connection, Clamping range, max. : 3.32 mm², Box
28171 | 1282010000 | BLA 5 SN SW | PCB plug-in connector, female plug, 5.08 mm, Number of poles: 5, 180°, Clamping yoke connection, Clamping range, max. : 3.32 mm², Box
28172 | 1282060000 | BLA 5 SN OR | PCB plug-in connector, female plug, 5.08 mm, Number of poles: 5, 180°, Clamping yoke connection, Clamping range, max. : 3.32 mm², Box
28173 | 1282160000 | BLA 6 SN OR | PCB plug-in connector, female plug, 5.08 mm, Number of poles: 6, 180°, Clamping yoke connection, Clamping range, max. : 3.32 mm², Box
28174 | 1282260000 | BLA 7 SN OR | PCB plug-in connector, female plug, 5.08 mm, Number of poles: 7, 180°, Clamping yoke connection, Clamping range, max. : 3.32 mm², Box
28175 | 1282310000 | BLA 8 SN SW | PCB plug-in connector, female plug, 5.08 mm, Number of poles: 8, 180°, Clamping yoke connection, Clamping range, max. : 3.32 mm², Box
28176 | 1282360000 | BLA 8 SN OR | PCB plug-in connector, female plug, 5.08 mm, Number of poles: 8, 180°, Clamping yoke connection, Clamping range, max. : 3.32 mm², Box
28177 | 1282410000 | BLA 9 SN SW | PCB plug-in connector, female plug, 5.08 mm, Number of poles: 9, 180°, Clamping yoke connection, Clamping range, max. : 3.32 mm², Box
28178 | 1282460000 | BLA 9 SN OR | PCB plug-in connector, female plug, 5.08 mm, Number of poles: 9, 180°, Clamping yoke connection, Clamping range, max. : 3.32 mm², Box
28179 | 1282560000 | BLA 10 SN OR | PCB plug-in connector, female plug, 5.08 mm, Number of poles: 10, 180°, Clamping yoke connection, Clamping range, max. : 3.32 mm², Box
28180 | 1282660000 | BLA 11 SN OR | PCB plug-in connector, female plug, 5.08 mm, Number of poles: 11, 180°, Clamping yoke connection, Clamping range, max. : 3.32 mm², Box
28181 | 1282710000 | BLA 12 SN SW | PCB plug-in connector, female plug, 5.08 mm, Number of poles: 12, 180°, Clamping yoke connection, Clamping range, max. : 3.32 mm², Box
28182 | 1282760000 | BLA 12 SN OR | PCB plug-in connector, female plug, 5.08 mm, Number of poles: 12, 180°, Clamping yoke connection, Clamping range, max. : 3.32 mm², Box
28183 | 1282860000 | BLA 13 SN OR | PCB plug-in connector, female plug, 5.08 mm, Number of poles: 13, 180°, Clamping yoke connection, Clamping range, max. : 3.32 mm², Box
28184 | 1282910000 | BLA 14 SN SW | PCB plug-in connector, female plug, 5.08 mm, Number of poles: 14, 180°, Clamping yoke connection, Clamping range, max. : 3.32 mm², Box
28185 | 1282960000 | BLA 14 SN OR | PCB plug-in connector, female plug, 5.08 mm, Number of poles: 14, 180°, Clamping yoke connection, Clamping range, max. : 3.32 mm², Box
28186 | 1283060000 | BLA 15 SN OR | PCB plug-in connector, female plug, 5.08 mm, Number of poles: 15, 180°, Clamping yoke connection, Clamping range, max. : 3.32 mm², Box
28187 | 1283110000 | BLA 16 SN SW | PCB plug-in connector, female plug, 5.08 mm, Number of poles: 16, 180°, Clamping yoke connection, Clamping range, max. : 3.32 mm², Box
28188 | 1283160000 | BLA 16 SN OR | PCB plug-in connector, female plug, 5.08 mm, Number of poles: 16, 180°, Clamping yoke connection, Clamping range, max. : 3.32 mm², Box
28189 | 1283260000 | BLA 17 SN OR | PCB plug-in connector, female plug, 5.08 mm, Number of poles: 17, 180°, Clamping yoke connection, Clamping range, max. : 3.32 mm², Box
28190 | 1283360000 | BLA 18 SN OR | PCB plug-in connector, female plug, 5.08 mm, Number of poles: 18, 180°, Clamping yoke connection, Clamping range, max. : 3.32 mm², Box
28191 | 1283460000 | BLA 19 SN OR | PCB plug-in connector, female plug, 5.08 mm, Number of poles: 19, 180°, Clamping yoke connection, Clamping range, max. : 3.32 mm², Box
28192 | 1283560000 | BLA 20 SN OR | PCB plug-in connector, female plug, 5.08 mm, Number of poles: 20, 180°, Clamping yoke connection, Clamping range, max. : 3.32 mm², Box
28193 | 1283660000 | BLA 21 SN OR | PCB plug-in connector, female plug, 5.08 mm, Number of poles: 21, 180°, Clamping yoke connection, Clamping range, max. : 3.32 mm², Box
28194 | 1314260000 | BLA 22 SN OR | PCB plug-in connector, female plug, 5.08 mm, Number of poles: 22, 180°, Clamping yoke connection, Clamping range, max. : 3.32 mm², Box
28195 | 1314460000 | BLA 24 SN OR | PCB plug-in connector, female plug, 5.08 mm, Number of poles: 24, 180°, Clamping yoke connection, Clamping range, max. : 3.32 mm², Box
28196 | 1320060000 | SLAD 04/90 3.2SN OR | PCB plug-in connector, male header, open side, THT solder connection, 5.08 mm, Number of poles: 4, 90°, Solder pin length (l): 3.2 mm, tinned, orange, Box
28197 | 1320160000 | SLAD 06/90 3.2SN OR | PCB plug-in connector, male header, open side, THT solder connection, 5.08 mm, Number of poles: 6, 90°, Solder pin length (l): 3.2 mm, tinned, orange, Box
28198 | 1320760000 | SLAD 06/90B 3.2SN OR | PCB plug-in connector, male header, Dovetails for fixing blocks, THT solder connection, 5.08 mm, Number of poles: 6, 90°, Solder pin length (l): 3.2 mm, tinned, orange, Box
28199 | 1320860000 | SLAD 4/180 3.2SN OR | PCB plug-in connector, male header, open side, THT solder connection, 5.08 mm, Number of poles: 4, 180°, Solder pin length (l): 3.2 mm, tinned, orange, Box
28200 | 1320960000 | SLAD 6/180 3.2SN OR | PCB plug-in connector, male header, open side, THT solder connection, 5.08 mm, Number of poles: 6, 180°, Solder pin length (l): 3.2 mm, tinned, orange, Box
28201 | 1321560000 | SLAD 6/180B 3.2SN OR | PCB plug-in connector, male header, Dovetails for fixing blocks, THT solder connection, 5.08 mm, Number of poles: 6, 180°, Solder pin length (l): 3.2 mm, tinned, orange, Box
28202 | 1321760000 | SLAD 06/90 4.5SN OR | PCB plug-in connector, male header, open side, THT solder connection, 5.08 mm, Number of poles: 6, 90°, Solder pin length (l): 4.5 mm, tinned, orange, Box
28203 | 1324460000 | RF 180 OR 1665 | Electronics housings orange, Clip-in foot, Width: 17.55 mm
28204 | 1356060000 | BLA 2B SN OR | PCB plug-in connector, female plug, 5.08 mm, Number of poles: 2, 180°, Clamping yoke connection, Clamping range, max. : 3.32 mm², Box
28205 | 1356160000 | BLA 3B SN OR | PCB plug-in connector, female plug, 5.08 mm, Number of poles: 3, 180°, Clamping yoke connection, Clamping range, max. : 3.32 mm², Box
28206 | 1356260000 | BLA 4B SN OR | PCB plug-in connector, female plug, 5.08 mm, Number of poles: 4, 180°, Clamping yoke connection, Clamping range, max. : 3.32 mm², Box
28207 | 1356360000 | BLA 5B SN OR | PCB plug-in connector, female plug, 5.08 mm, Number of poles: 5, 180°, Clamping yoke connection, Clamping range, max. : 3.32 mm², Box
28208 | 1356460000 | BLA 6B SN OR | PCB plug-in connector, female plug, 5.08 mm, Number of poles: 6, 180°, Clamping yoke connection, Clamping range, max. : 3.32 mm², Box
28209 | 1356560000 | BLA 7B SN OR | PCB plug-in connector, female plug, 5.08 mm, Number of poles: 7, 180°, Clamping yoke connection, Clamping range, max. : 3.32 mm², Box
28210 | 1356660000 | BLA 8B SN OR | PCB plug-in connector, female plug, 5.08 mm, Number of poles: 8, 180°, Clamping yoke connection, Clamping range, max. : 3.32 mm², Box
28211 | 1356760000 | BLA 9B SN OR | PCB plug-in connector, female plug, 5.08 mm, Number of poles: 9, 180°, Clamping yoke connection, Clamping range, max. : 3.32 mm², Box
28212 | 1356860000 | BLA 10B SN OR | PCB plug-in connector, female plug, 5.08 mm, Number of poles: 10, 180°, Clamping yoke connection, Clamping range, max. : 3.32 mm², Box
28213 | 1356960000 | BLA 11B SN OR | PCB plug-in connector, female plug, 5.08 mm, Number of poles: 11, 180°, Clamping yoke connection, Clamping range, max. : 3.32 mm², Box
28214 | 1357060000 | BLA 12B SN OR | PCB plug-in connector, female plug, 5.08 mm, Number of poles: 12, 180°, Clamping yoke connection, Clamping range, max. : 3.32 mm², Box
28215 | 1357160000 | BLA 13B SN OR | PCB plug-in connector, female plug, 5.08 mm, Number of poles: 13, 180°, Clamping yoke connection, Clamping range, max. : 3.32 mm², Box
28216 | 1357260000 | BLA 14B SN OR | PCB plug-in connector, female plug, 5.08 mm, Number of poles: 14, 180°, Clamping yoke connection, Clamping range, max. : 3.32 mm², Box
28217 | 1357360000 | BLA 15B SN OR | PCB plug-in connector, female plug, 5.08 mm, Number of poles: 15, 180°, Clamping yoke connection, Clamping range, max. : 3.32 mm², Box
28218 | 1357460000 | BLA 16B SN OR | PCB plug-in connector, female plug, 5.08 mm, Number of poles: 16, 180°, Clamping yoke connection, Clamping range, max. : 3.32 mm², Box
28219 | 1357560000 | BLA 17B SN OR | PCB plug-in connector, female plug, 5.08 mm, Number of poles: 17, 180°, Clamping yoke connection, Clamping range, max. : 3.32 mm², Box
28220 | 1357660000 | BLA 18B SN OR | PCB plug-in connector, female plug, 5.08 mm, Number of poles: 18, 180°, Clamping yoke connection, Clamping range, max. : 3.32 mm², Box
28221 | 1357760000 | BLA 19B SN OR | PCB plug-in connector, female plug, 5.08 mm, Number of poles: 19, 180°, Clamping yoke connection, Clamping range, max. : 3.32 mm², Box
28222 | 1357860000 | BLA 20B SN OR | PCB plug-in connector, female plug, 5.08 mm, Number of poles: 20, 180°, Clamping yoke connection, Clamping range, max. : 3.32 mm², Box
28223 | 1357960000 | BLA 21B SN OR | PCB plug-in connector, female plug, 5.08 mm, Number of poles: 21, 180°, Clamping yoke connection, Clamping range, max. : 3.32 mm², Box
28224 | 1358060000 | BLA 22B SN OR | PCB plug-in connector, female plug, 5.08 mm, Number of poles: 22, 180°, Clamping yoke connection, Clamping range, max. : 3.32 mm², Box
28225 | 1358160000 | BLA 23B SN OR | PCB plug-in connector, female plug, 5.08 mm, Number of poles: 23, 180°, Clamping yoke connection, Clamping range, max. : 3.32 mm², Box
28226 | 1358260000 | BLA 24B SN OR | PCB plug-in connector, female plug, 5.08 mm, Number of poles: 24, 180°, Clamping yoke connection, Clamping range, max. : 3.32 mm², Box
28227 | 1372460000 | SLAD 08/90 3.2SN OR | PCB plug-in connector, male header, open side, THT solder connection, 5.08 mm, Number of poles: 8, 90°, Solder pin length (l): 3.2 mm, tinned, orange, Box
28228 | 1372560000 | SLAD 10/90 3.2SN OR | PCB plug-in connector, male header, open side, THT solder connection, 5.08 mm, Number of poles: 10, 90°, Solder pin length (l): 3.2 mm, tinned, orange, Box
28229 | 1372660000 | SLAD 12/06/90 3.2SN OR | PCB plug-in connector, male header, open side, THT solder connection, 5.08 mm, Number of poles: 12, 90°, Solder pin length (l): 3.2 mm, tinned, orange, Box
28230 | 1372860000 | SLAD 16/90 3.2SN OR | PCB plug-in connector, male header, open side, THT solder connection, 5.08 mm, Number of poles: 16, 90°, Solder pin length (l): 3.2 mm, tinned, orange, Box
28231 | 1372960000 | SLAD 18/90 3.2SN OR | PCB plug-in connector, male header, open side, THT solder connection, 5.08 mm, Number of poles: 18, 90°, Solder pin length (l): 3.2 mm, tinned, orange, Box
28232 | 1373060000 | SLAD 20/90 3.2SN OR | PCB plug-in connector, male header, open side, THT solder connection, 5.08 mm, Number of poles: 20, 90°, Solder pin length (l): 3.2 mm, tinned, orange, Box
28233 | 1373160000 | SLAD 22/90 3.2SN OR | PCB plug-in connector, male header, open side, THT solder connection, 5.08 mm, Number of poles: 22, 90°, Solder pin length (l): 3.2 mm, tinned, orange, Box
28234 | 1373260000 | SLAD 24/06/90 3.2SN OR | PCB plug-in connector, male header, open side, THT solder connection, 5.08 mm, Number of poles: 24, 90°, Solder pin length (l): 3.2 mm, tinned, orange, Box
28235 | 1373460000 | SLAD 28/90 3.2SN OR | PCB plug-in connector, male header, open side, THT solder connection, 5.08 mm, Number of poles: 28, 90°, Solder pin length (l): 3.2 mm, tinned, orange, Box
28236 | 1373560000 | SLAD 30/90 3.2SN OR | PCB plug-in connector, male header, open side, THT solder connection, 5.08 mm, Number of poles: 30, 90°, Solder pin length (l): 3.2 mm, tinned, orange, Box
28237 | 1373660000 | SLAD 32/90 3.2SN OR | PCB plug-in connector, male header, open side, THT solder connection, 5.08 mm, Number of poles: 32, 90°, Solder pin length (l): 3.2 mm, tinned, orange, Box
28238 | 1373760000 | SLAD 34/90 3.2SN OR | PCB plug-in connector, male header, open side, THT solder connection, 5.08 mm, Number of poles: 34, 90°, Solder pin length (l): 3.2 mm, tinned, orange, Box
28239 | 1373860000 | SLAD 36/06/90 3.2SN OR | PCB plug-in connector, male header, open side, THT solder connection, 5.08 mm, Number of poles: 36, 90°, Solder pin length (l): 3.2 mm, tinned, orange, Box
28240 | 1374060000 | SLAD 40/90 3.2SN OR | PCB plug-in connector, male header, open side, THT solder connection, 5.08 mm, Number of poles: 40, 90°, Solder pin length (l): 3.2 mm, tinned, orange, Box
28241 | 1374160000 | SLAD 42/90 3.2SN OR | PCB plug-in connector, male header, open side, THT solder connection, 5.08 mm, Number of poles: 42, 90°, Solder pin length (l): 3.2 mm, tinned, orange, Box
28242 | 1374260000 | SLAD 44/90 3.2SN OR | PCB plug-in connector, male header, open side, THT solder connection, 5.08 mm, Number of poles: 44, 90°, Solder pin length (l): 3.2 mm, tinned, orange, Box
28243 | 1374560000 | SLAD 8/180 3.2SN OR | PCB plug-in connector, male header, open side, THT solder connection, 5.08 mm, Number of poles: 8, 180°, Solder pin length (l): 3.2 mm, tinned, orange, Box
28244 | 1374660000 | SLAD 10/180 3.2SN OR | PCB plug-in connector, male header, open side, THT solder connection, 5.08 mm, Number of poles: 10, 180°, Solder pin length (l): 3.2 mm, tinned, orange, Box
28245 | 1374860000 | SLAD 14/180 3.2SN OR | PCB plug-in connector, male header, open side, THT solder connection, 5.08 mm, Number of poles: 14, 180°, Solder pin length (l): 3.2 mm, tinned, orange, Box
28246 | 1374960000 | SLAD 16/180 3.2SN OR | PCB plug-in connector, male header, open side, THT solder connection, 5.08 mm, Number of poles: 16, 180°, Solder pin length (l): 3.2 mm, tinned, orange, Box
28247 | 1375160000 | SLAD 20/180 3.2SN OR | PCB plug-in connector, male header, open side, THT solder connection, 5.08 mm, Number of poles: 20, 180°, Solder pin length (l): 3.2 mm, tinned, orange, Box
28248 | 1375360000 | SLAD 24/6/180 3.2SN OR | PCB plug-in connector, male header, open side, THT solder connection, 5.08 mm, Number of poles: 24, 180°, Solder pin length (l): 3.2 mm, tinned, orange, Box
28249 | 1375760000 | SLAD 32/180 3.2SN OR | PCB plug-in connector, male header, open side, THT solder connection, 5.08 mm, Number of poles: 32, 180°, Solder pin length (l): 3.2 mm, tinned, orange, Box
28250 | 1376060000 | SLAD 38/180 3.2SN OR | PCB plug-in connector, male header, open side, THT solder connection, 5.08 mm, Number of poles: 38, 180°, Solder pin length (l): 3.2 mm, tinned, orange, Box
28251 | 1383560000 | SLAD 10/180 4.5SN OR | PCB plug-in connector, male header, open side, THT solder connection, 5.08 mm, Number of poles: 10, 180°, Solder pin length (l): 4.5 mm, tinned, orange, Box
28252 | 1384660000 | SLAD 32/180 4.5SN OR | PCB plug-in connector, male header, open side, THT solder connection, 5.08 mm, Number of poles: 32, 180°, Solder pin length (l): 4.5 mm, tinned, orange, Box
28253 | 1386160000 | SLAD 20/90 4.5SN OR | PCB plug-in connector, male header, open side, THT solder connection, 5.08 mm, Number of poles: 20, 90°, Solder pin length (l): 4.5 mm, tinned, orange, Box
28254 | 1386360000 | SLAD 24/06/90 4.5SN OR | PCB plug-in connector, male header, open side, THT solder connection, 5.08 mm, Number of poles: 24, 90°, Solder pin length (l): 4.5 mm, tinned, orange, Box
28255 | 1386760000 | SLAD 32/90 4.5SN OR | PCB plug-in connector, male header, open side, THT solder connection, 5.08 mm, Number of poles: 32, 90°, Solder pin length (l): 4.5 mm, tinned, orange, Box
28256 | 1388560000 | SLAD 08/90B 3.2SN OR | PCB plug-in connector, male header, Dovetails for fixing blocks, THT solder connection, 5.08 mm, Number of poles: 8, 90°, Solder pin length (l): 3.2 mm, tinned, orange, Box
28257 | 1388960000 | SLAD 16/90B 3.2SN OR | PCB plug-in connector, male header, Dovetails for fixing blocks, THT solder connection, 5.08 mm, Number of poles: 16, 90°, Solder pin length (l): 3.2 mm, tinned, orange, Box
28258 | 1389060000 | SLAD 18/90B 3.2SN OR | PCB plug-in connector, male header, Dovetails for fixing blocks, THT solder connection, 5.08 mm, Number of poles: 18, 90°, Solder pin length (l): 3.2 mm, tinned, orange, Box
28259 | 1389160000 | SLAD 20/90B 3.2SN OR | PCB plug-in connector, male header, Dovetails for fixing blocks, THT solder connection, 5.08 mm, Number of poles: 20, 90°, Solder pin length (l): 3.2 mm, tinned, orange, Box
28260 | 1390760000 | SLAD 28/90B 3.2SN OR | PCB plug-in connector, male header, Dovetails for fixing blocks, THT solder connection, 5.08 mm, Number of poles: 28, 90°, Solder pin length (l): 3.2 mm, tinned, orange, Box
28261 | 1390860000 | SLAD 30/90B 3.2SN OR | PCB plug-in connector, male header, Dovetails for fixing blocks, THT solder connection, 5.08 mm, Number of poles: 30, 90°, Solder pin length (l): 3.2 mm, tinned, orange, Box
28262 | 1390960000 | SLAD 32/90B 3.2SN OR | PCB plug-in connector, male header, Dovetails for fixing blocks, THT solder connection, 5.08 mm, Number of poles: 32, 90°, Solder pin length (l): 3.2 mm, tinned, orange, Box
28263 | 1391760000 | SLAD 48/06/90B 3.2SN OR | PCB plug-in connector, male header, Dovetails for fixing blocks, THT solder connection, 5.08 mm, Number of poles: 48, 90°, Solder pin length (l): 3.2 mm, tinned, orange, Box
28264 | 1392760000 | SLAD 8/180B 3.2SN OR | PCB plug-in connector, male header, Dovetails for fixing blocks, THT solder connection, 5.08 mm, Number of poles: 8, 180°, Solder pin length (l): 3.2 mm, tinned, orange, Box
28265 | 1393360000 | SLAD 20/180B 3.2SN OR | PCB plug-in connector, male header, Dovetails for fixing blocks, THT solder connection, 5.08 mm, Number of poles: 20, 180°, Solder pin length (l): 3.2 mm, tinned, orange, Box
28266 | 1401760000 | TOP4GS2/90 6.35 OR | Printed circuit board terminals, 6.35 mm, Number of poles: 2, 90°, Solder pin length (l): 3.5 mm, tinned, orange, TOP connection, Clamping range, max. : 6 mm², Box
28267 | 1430760000 | ADP 4/1000 | SAK Series, Cover profile, Transparent, 1000 mm
28268 | 1444160000 | BLAC 5BR OR | PCB plug-in connector, female plug, 5.08 mm, Number of poles: 5, 180°, Crimp connection, Clamping range, max. : 2.5 mm², Box
28269 | 1477960000 | BLAC 3R OR | PCB plug-in connector, female plug, 5.08 mm, Number of poles: 3, 180°, Crimp connection, Clamping range, max. : 2.5 mm², Box
28270 | 1478060000 | BLAC 4R OR | PCB plug-in connector, female plug, 5.08 mm, Number of poles: 4, 180°, Crimp connection, Clamping range, max. : 2.5 mm², Box
28271 | 1478160000 | BLAC 6R OR | PCB plug-in connector, female plug, 5.08 mm, Number of poles: 6, 180°, Crimp connection, Clamping range, max. : 2.5 mm², Box
28272 | 1478260000 | BLAC 8R OR | PCB plug-in connector, female plug, 5.08 mm, Number of poles: 8, 180°, Crimp connection, Clamping range, max. : 2.5 mm², Box
28273 | 1478360000 | BLAC 10R OR | PCB plug-in connector, female plug, 5.08 mm, Number of poles: 10, 180°, Crimp connection, Clamping range, max. : 2.5 mm², Box
28274 | 1478460000 | BLAC 12R OR | PCB plug-in connector, female plug, 5.08 mm, Number of poles: 12, 180°, Crimp connection, Clamping range, max. : 2.5 mm², Box
28275 | 1478560000 | BLAC 16R OR | PCB plug-in connector, female plug, 5.08 mm, Number of poles: 16, 180°, Crimp connection, Clamping range, max. : 2.5 mm², Box
28276 | 1478860000 | BLAC 3BR OR | PCB plug-in connector, female plug, 5.08 mm, Number of poles: 3, 180°, Crimp connection, Clamping range, max. : 2.5 mm², Box
28277 | 1478960000 | BLAC 4BR OR | PCB plug-in connector, female plug, 5.08 mm, Number of poles: 4, 180°, Crimp connection, Clamping range, max. : 2.5 mm², Box
28278 | 1479060000 | BLAC 6BR OR | PCB plug-in connector, female plug, 5.08 mm, Number of poles: 6, 180°, Crimp connection, Clamping range, max. : 2.5 mm², Box
28279 | 1479160000 | BLAC 8BR OR | PCB plug-in connector, female plug, 5.08 mm, Number of poles: 8, 180°, Crimp connection, Clamping range, max. : 2.5 mm², Box
28280 | 1479260000 | BLAC 10BR OR | PCB plug-in connector, female plug, 5.08 mm, Number of poles: 10, 180°, Crimp connection, Clamping range, max. : 2.5 mm², Box
28281 | 1479360000 | BLAC 12BR OR | PCB plug-in connector, female plug, 5.08 mm, Number of poles: 12, 180°, Crimp connection, Clamping range, max. : 2.5 mm², Box
28282 | 1479460000 | BLAC 16BR OR | PCB plug-in connector, female plug, 5.08 mm, Number of poles: 16, 180°, Crimp connection, Clamping range, max. : 2.5 mm², Box
28283 | 1484260000 | BLAT 2 SN OR | PCB plug-in connector, female plug, 5.08 mm, Number of poles: 2, 180°, TOP connection, Clamping range, max. : 2.5 mm², Box
28284 | 1484360000 | BLAT 3 SN OR | PCB plug-in connector, female plug, 5.08 mm, Number of poles: 3, 180°, TOP connection, Clamping range, max. : 2.5 mm², Box
28285 | 1484460000 | BLAT 4 SN OR | PCB plug-in connector, female plug, 5.08 mm, Number of poles: 4, 180°, TOP connection, Clamping range, max. : 2.5 mm², Box
28286 | 1484560000 | BLAT 5 SN OR | PCB plug-in connector, female plug, 5.08 mm, Number of poles: 5, 180°, TOP connection, Clamping range, max. : 2.5 mm², Box
28287 | 1484660000 | BLAT 6 SN OR | PCB plug-in connector, female plug, 5.08 mm, Number of poles: 6, 180°, TOP connection, Clamping range, max. : 2.5 mm², Box
28288 | 1484760000 | BLAT 7 SN OR | PCB plug-in connector, female plug, 5.08 mm, Number of poles: 7, 180°, TOP connection, Clamping range, max. : 2.5 mm², Box
28289 | 1484860000 | BLAT 8 SN OR | PCB plug-in connector, female plug, 5.08 mm, Number of poles: 8, 180°, TOP connection, Clamping range, max. : 2.5 mm², Box
28290 | 1484960000 | BLAT 9 SN OR | PCB plug-in connector, female plug, 5.08 mm, Number of poles: 9, 180°, TOP connection, Clamping range, max. : 2.5 mm², Box
28291 | 1485060000 | BLAT 10 SN OR | PCB plug-in connector, female plug, 5.08 mm, Number of poles: 10, 180°, TOP connection, Clamping range, max. : 2.5 mm², Box
28292 | 1485260000 | BLAT 12 SN OR | PCB plug-in connector, female plug, 5.08 mm, Number of poles: 12, 180°, TOP connection, Clamping range, max. : 2.5 mm², Box
28293 | 1485460000 | BLAT 14 SN OR | PCB plug-in connector, female plug, 5.08 mm, Number of poles: 14, 180°, TOP connection, Clamping range, max. : 2.5 mm², Box
28294 | 1485560000 | BLAT 15 SN OR | PCB plug-in connector, female plug, 5.08 mm, Number of poles: 15, 180°, TOP connection, Clamping range, max. : 2.5 mm², Box
28295 | 1485760000 | BLAT 17 SN OR | PCB plug-in connector, female plug, 5.08 mm, Number of poles: 17, 180°, TOP connection, Clamping range, max. : 2.5 mm², Box
28296 | 1485860000 | BLAT 18 SN OR | PCB plug-in connector, female plug, 5.08 mm, Number of poles: 18, 180°, TOP connection, Clamping range, max. : 2.5 mm², Box
28297 | 1486560000 | BLAT 2B SN OR | PCB plug-in connector, female plug, 5.08 mm, Number of poles: 2, 180°, TOP connection, Clamping range, max. : 2.5 mm², Box
28298 | 1486660000 | BLAT 3B SN OR | PCB plug-in connector, female plug, 5.08 mm, Number of poles: 3, 180°, TOP connection, Clamping range, max. : 2.5 mm², Box
28299 | 1486760000 | BLAT 4B SN OR | PCB plug-in connector, female plug, 5.08 mm, Number of poles: 4, 180°, TOP connection, Clamping range, max. : 2.5 mm², Box
28300 | 1487160000 | BLAT 8B SN OR | PCB plug-in connector, female plug, 5.08 mm, Number of poles: 8, 180°, TOP connection, Clamping range, max. : 2.5 mm², Box
28301 | 1487260000 | BLAT 9B SN OR | PCB plug-in connector, female plug, 5.08 mm, Number of poles: 9, 180°, TOP connection, Clamping range, max. : 2.5 mm², Box
28302 | 1487360000 | BLAT 10B SN OR | PCB plug-in connector, female plug, 5.08 mm, Number of poles: 10, 180°, TOP connection, Clamping range, max. : 2.5 mm², Box
28303 | 1487560000 | BLAT 12B SN OR | PCB plug-in connector, female plug, 5.08 mm, Number of poles: 12, 180°, TOP connection, Clamping range, max. : 2.5 mm², Box
28304 | 1487960000 | BLAT 16B SN OR | PCB plug-in connector, female plug, 5.08 mm, Number of poles: 16, 180°, TOP connection, Clamping range, max. : 2.5 mm², Box
28305 | 1488760000 | BLAT 24B SN OR | PCB plug-in connector, female plug, 5.08 mm, Number of poles: 24, 180°, TOP connection, Clamping range, max. : 2.5 mm², Box
28306 | 1494560000 | TOP4GS6/180 7.62 OR | Printed circuit board terminals, 7.62 mm, Number of poles: 6, 180°, Solder pin length (l): 3.5 mm, tinned, orange, TOP connection, Clamping range, max. : 6 mm², Box
28307 | 1571700000 | TOP4GS9/180 7.62 OR | Printed circuit board terminals, 7.62 mm, Number of poles: 9, 180°, Solder pin length (l): 3.5 mm, tinned, orange, TOP connection, Clamping range, max. : 6 mm², Box
28308 | 1577410000 | BLAC 11BR OR | PCB plug-in connector, female plug, 5.08 mm, Number of poles: 11, 180°, Crimp connection, Clamping range, max. : 2.5 mm², Box
28309 | 1577420000 | BLAC 9BR OR | PCB plug-in connector, female plug, 5.08 mm, Number of poles: 9, 180°, Crimp connection, Clamping range, max. : 2.5 mm², Box
28310 | 1577430000 | BLAC 7BR OR | PCB plug-in connector, female plug, 5.08 mm, Number of poles: 7, 180°, Crimp connection, Clamping range, max. : 2.5 mm², Box
28311 | 1577480000 | BLAC 5R OR | PCB plug-in connector, female plug, 5.08 mm, Number of poles: 5, 180°, Crimp connection, Clamping range, max. : 2.5 mm², Box
28312 | 1577490000 | BLAC 7R OR | PCB plug-in connector, female plug, 5.08 mm, Number of poles: 7, 180°, Crimp connection, Clamping range, max. : 2.5 mm², Box
28313 | 1577500000 | BLAC 9R OR | PCB plug-in connector, female plug, 5.08 mm, Number of poles: 9, 180°, Crimp connection, Clamping range, max. : 2.5 mm², Box
28314 | 1578220000 | BLAC 2R OR | PCB plug-in connector, female plug, 5.08 mm, Number of poles: 2, 180°, Crimp connection, Clamping range, max. : 2.5 mm², Box
28315 | 1578230000 | BLAC 2BR OR | PCB plug-in connector, female plug, 5.08 mm, Number of poles: 2, 180°, Crimp connection, Clamping range, max. : 2.5 mm², Box
28316 | 1594160000 | BLAC 14R OR | PCB plug-in connector, female plug, 5.08 mm, Number of poles: 14, 180°, Crimp connection, Clamping range, max. : 2.5 mm², Box
28317 | 1601120000 | BLAC 13R OR | PCB plug-in connector, female plug, 5.08 mm, Number of poles: 13, 180°, Crimp connection, Clamping range, max. : 2.5 mm², Box
28318 | 1647300000 | TOP4GS7/90 7.62 OR | Printed circuit board terminals, 7.62 mm, Number of poles: 7, 90°, Solder pin length (l): 3.5 mm, tinned, orange, TOP connection, Clamping range, max. : 6 mm², Box
28319 | 1650300000 | TOP4GS3/90 6.35 OR | Printed circuit board terminals, 6.35 mm, Number of poles: 3, 90°, Solder pin length (l): 3.5 mm, tinned, orange, TOP connection, Clamping range, max. : 6 mm², Box
28320 | 1667910000 | TOP4GS8/90 6.35 OR | Printed circuit board terminals, 6.35 mm, Number of poles: 8, 90°, Solder pin length (l): 3.5 mm, tinned, orange, TOP connection, Clamping range, max. : 6 mm², Box
28321 | 1686110000 | TABPACK 14X9 | Device markers, Device markers, 9 x 14 mm, yellow
28322 | 1686120000 | TABPACK 15X6 | Device markers, Device markers, 6 x 15 mm, yellow
28323 | 1686130000 | TABPACK 19X11 M. RAND | Device markers, Device markers, 11 x 19 mm, yellow
28324 | 1686140000 | TABPACK 21X8 | Device markers, Device markers, 8 x 21 mm, yellow
28325 | 1686150000 | TABPACK 38X11 M. RAND | Device markers, Device markers, 11 x 38 mm, yellow
28326 | 1698740000 | TOP4GS5/90 7.62 OR | Printed circuit board terminals, 7.62 mm, Number of poles: 5, 90°, Solder pin length (l): 3.5 mm, tinned, orange, TOP connection, Clamping range, max. : 6 mm², Box
28327 | 1714610000 | TOP4GS4/90 7.62 GR | Printed circuit board terminals, 7.62 mm, Number of poles: 4, 90°, Solder pin length (l): 3.5 mm, tinned, Pebble grey, TOP connection, Clamping range, max. : 6 mm², Box
28328 | 1714620000 | TOP4GS3/90 7.62 GR | Printed circuit board terminals, 7.62 mm, Number of poles: 3, 90°, Solder pin length (l): 3.5 mm, tinned, Pebble grey, TOP connection, Clamping range, max. : 6 mm², Box
28329 | 1725410000 | BLA 4 SN GN | PCB plug-in connector, female plug, 5.08 mm, Number of poles: 4, 180°, Clamping yoke connection, Clamping range, max. : 3.32 mm², Box
28330 | 1739740000 | TOP4GS4/90 6.35 GR | Printed circuit board terminals, 6.35 mm, Number of poles: 4, 90°, Solder pin length (l): 3.5 mm, tinned, Pebble grey, TOP connection, Clamping range, max. : 6 mm², Box
28331 | 1741100000 | SYMBOL-P. 50X50X50 B/DR | Device markers, Device markers, 50 x 50 mm, yellow
28332 | 1741110000 | SYMBOL-P. 75X75X75 B/DR | Device markers, Device markers, 75 x 75 mm, yellow
28333 | 1749170000 | TOP4GS12/180 7.62 OR | Printed circuit board terminals, 7.62 mm, Number of poles: 12, 180°, Solder pin length (l): 3.5 mm, tinned, orange, TOP connection, Clamping range, max. : 6 mm², Box
28334 | 1759860000 | TOP4GS11/90 7.62 OR | Printed circuit board terminals, 7.62 mm, Number of poles: 11, 90°, Solder pin length (l): 3.5 mm, tinned, orange, TOP connection, Clamping range, max. : 6 mm², Box
28335 | 1762960001 | THM MT30X 101/74 SI | THM, Device markers, 74 x 101 mm, silver
28336 | 1770090000 | THM MT30X 26.5/17.5 SI | THM, Device markers, 17.5 x 26.5 mm, silver
28337 | 1773400000 | RF 180 GR | Electronics housings grey, Clip-in foot, Width: 17.55 mm
28338 | 1774340000 | THM WO 25/76 GE | THM, Conductor and cable markers, 4.8 - 19.4 mm, 25 x 76 mm, yellow
28339 | 1774350000 | THM WO 25/76 WS | THM, Conductor and cable markers, 4.8 - 19.4 mm, 25 x 76 mm, white
28340 | 1774380000 | THM WO 17.8/34 WS | THM, Conductor and cable markers, 4.4 - 6.7 mm, 17.8 x 33.9 mm, white
28341 | 1774400000 | THM WO 33.5/93.1 WS | THM, Conductor and cable markers, 8 - 21.7 mm, 33.5 x 93.1 mm, white
28342 | 1774410000 | THM WO 33.5/93.1 GE | THM, Conductor and cable markers, 8 - 21.7 mm, 33.5 x 93.1 mm, yellow
28343 | 1778170000 | THM MT30X 101/150 SI/G | THM, Device markers, 150 x 101 mm, silver
28344 | 1780910000 | WTW WF8 2300 | Bolt-type screw terminals, Partition plate, grey, 2 mm
28345 | 1780920000 | WTW WF10/WF12 2300 | Bolt-type screw terminals, Partition plate, grey, 2 mm
28346 | 1780930000 | ADP WF6/WF8 | Bolt-type screw terminals, Cover profile, Transparent, 1000 mm
28347 | 1780940000 | ADP WF10/WF12 | Bolt-type screw terminals, Cover profile, Transparent, 1000 mm
28348 | 1781230000 | WTW WF6 2300 | Bolt-type screw terminals, Partition plate, grey, 2 mm
28349 | 1781240000 | WTW WF6-WF12 | Bolt-type screw terminals, Partition plate, dark beige, 2.5 mm
28350 | 1784390000 | SAK 16/EN BL | SAK Series, Feed-through terminal, Rated cross-section: 16 mm², Screw connection
28351 | 1784410000 | SAK 10/EN BL | SAK Series, Feed-through terminal, Rated cross-section: 10 mm², Screw connection, Direct mounting
28352 | 1786030000 | TOP4GS4/90 6.35 OR | Printed circuit board terminals, 6.35 mm, Number of poles: 4, 90°, Solder pin length (l): 3.5 mm, tinned, orange, TOP connection, Clamping range, max. : 6 mm², Box
28353 | 1786040000 | TOP4GS5/90 6.35 OR | Printed circuit board terminals, 6.35 mm, Number of poles: 5, 90°, Solder pin length (l): 3.5 mm, tinned, orange, TOP connection, Clamping range, max. : 6 mm², Box
28354 | 1786050000 | TOP4GS6/90 6.35 OR | Printed circuit board terminals, 6.35 mm, Number of poles: 6, 90°, Solder pin length (l): 3.5 mm, tinned, orange, TOP connection, Clamping range, max. : 6 mm², Box
28355 | 1786060000 | TOP4GS7/90 6.35 OR | Printed circuit board terminals, 6.35 mm, Number of poles: 7, 90°, Solder pin length (l): 3.5 mm, tinned, orange, TOP connection, Clamping range, max. : 6 mm², Box
28356 | 1786070000 | TOP4GS9/90 6.35 OR | Printed circuit board terminals, 6.35 mm, Number of poles: 9, 90°, Solder pin length (l): 3.5 mm, tinned, orange, TOP connection, Clamping range, max. : 6 mm², Box
28357 | 1786080000 | TOP4GS10/90 6.35 OR | Printed circuit board terminals, 6.35 mm, Number of poles: 10, 90°, Solder pin length (l): 3.5 mm, tinned, orange, TOP connection, Clamping range, max. : 6 mm², Box
28358 | 1786090000 | TOP4GS11/90 6.35 OR | Printed circuit board terminals, 6.35 mm, Number of poles: 11, 90°, Solder pin length (l): 3.5 mm, tinned, orange, TOP connection, Clamping range, max. : 6 mm², Box
28359 | 1786100000 | TOP4GS12/90 6.35 OR | Printed circuit board terminals, 6.35 mm, Number of poles: 12, 90°, Solder pin length (l): 3.5 mm, tinned, orange, TOP connection, Clamping range, max. : 6 mm², Box
28360 | 1786110000 | TOP4GS2/90 6.35 SW | Printed circuit board terminals, 6.35 mm, Number of poles: 2, 90°, Solder pin length (l): 3.5 mm, tinned, black, TOP connection, Clamping range, max. : 6 mm², Box
28361 | 1786120000 | TOP4GS6/90 6.35 SW | Printed circuit board terminals, 6.35 mm, Number of poles: 6, 90°, Solder pin length (l): 3.5 mm, tinned, black, TOP connection, Clamping range, max. : 6 mm², Box
28362 | 1786160000 | TOP4GS10/90 6.35 SW | Printed circuit board terminals, 6.35 mm, Number of poles: 10, 90°, Solder pin length (l): 3.5 mm, tinned, black, TOP connection, Clamping range, max. : 6 mm², Box
28363 | 1786190000 | TOP4GS2/180 6.35 OR | Printed circuit board terminals, 6.35 mm, Number of poles: 2, 180°, Solder pin length (l): 3.5 mm, tinned, orange, TOP connection, Clamping range, max. : 6 mm², Box
28364 | 1786200000 | TOP4GS3/180 6.35 OR | Printed circuit board terminals, 6.35 mm, Number of poles: 3, 180°, Solder pin length (l): 3.5 mm, tinned, orange, TOP connection, Clamping range, max. : 6 mm², Box
28365 | 1786210000 | TOP4GS4/180 6.35 OR | Printed circuit board terminals, 6.35 mm, Number of poles: 4, 180°, Solder pin length (l): 3.5 mm, tinned, orange, TOP connection, Clamping range, max. : 6 mm², Box
28366 | 1786220000 | TOP4GS5/180 6.35 OR | Printed circuit board terminals, 6.35 mm, Number of poles: 5, 180°, Solder pin length (l): 3.5 mm, tinned, orange, TOP connection, Clamping range, max. : 6 mm², Box
28367 | 1786230000 | TOP4GS6/180 6.35 OR | Printed circuit board terminals, 6.35 mm, Number of poles: 6, 180°, Solder pin length (l): 3.5 mm, tinned, orange, TOP connection, Clamping range, max. : 6 mm², Box
28368 | 1786240000 | TOP4GS7/180 6.35 OR | Printed circuit board terminals, 6.35 mm, Number of poles: 7, 180°, Solder pin length (l): 3.5 mm, tinned, orange, TOP connection, Clamping range, max. : 6 mm², Box
28369 | 1786250000 | TOP4GS8/180 6.35 OR | Printed circuit board terminals, 6.35 mm, Number of poles: 8, 180°, Solder pin length (l): 3.5 mm, tinned, orange, TOP connection, Clamping range, max. : 6 mm², Box
28370 | 1786260000 | TOP4GS9/180 6.35 OR | Printed circuit board terminals, 6.35 mm, Number of poles: 9, 180°, Solder pin length (l): 3.5 mm, tinned, orange, TOP connection, Clamping range, max. : 6 mm², Box
28371 | 1786270000 | TOP4GS10/180 6.35 OR | Printed circuit board terminals, 6.35 mm, Number of poles: 10, 180°, Solder pin length (l): 3.5 mm, tinned, orange, TOP connection, Clamping range, max. : 6 mm², Box
28372 | 1786280000 | TOP4GS11/180 6.35 OR | Printed circuit board terminals, 6.35 mm, Number of poles: 11, 180°, Solder pin length (l): 3.5 mm, tinned, orange, TOP connection, Clamping range, max. : 6 mm², Box
28373 | 1786290000 | TOP4GS12/180 6.35 OR | Printed circuit board terminals, 6.35 mm, Number of poles: 12, 180°, Solder pin length (l): 3.5 mm, tinned, orange, TOP connection, Clamping range, max. : 6 mm², Box
28374 | 1786410000 | TOP4GS6/90 7.62 OR | Printed circuit board terminals, 7.62 mm, Number of poles: 6, 90°, Solder pin length (l): 3.5 mm, tinned, orange, TOP connection, Clamping range, max. : 6 mm², Box
28375 | 1786420000 | TOP4GS8/90 7.62 OR | Printed circuit board terminals, 7.62 mm, Number of poles: 8, 90°, Solder pin length (l): 3.5 mm, tinned, orange, TOP connection, Clamping range, max. : 6 mm², Box
28376 | 1786430000 | TOP4GS9/90 7.62 OR | Printed circuit board terminals, 7.62 mm, Number of poles: 9, 90°, Solder pin length (l): 3.5 mm, tinned, orange, TOP connection, Clamping range, max. : 6 mm², Box
28377 | 1786440000 | TOP4GS10/90 7.62 OR | Printed circuit board terminals, 7.62 mm, Number of poles: 10, 90°, Solder pin length (l): 3.5 mm, tinned, orange, TOP connection, Clamping range, max. : 6 mm², Box
28378 | 1786450000 | TOP4GS12/90 7.62 OR | Printed circuit board terminals, 7.62 mm, Number of poles: 12, 90°, Solder pin length (l): 3.5 mm, tinned, orange, TOP connection, Clamping range, max. : 6 mm², Box
28379 | 1786540000 | TOP4GS5/180 7.62 OR | Printed circuit board terminals, 7.62 mm, Number of poles: 5, 180°, Solder pin length (l): 3.5 mm, tinned, orange, TOP connection, Clamping range, max. : 6 mm², Box
28380 | 1786550000 | TOP4GS7/180 7.62 OR | Printed circuit board terminals, 7.62 mm, Number of poles: 7, 180°, Solder pin length (l): 3.5 mm, tinned, orange, TOP connection, Clamping range, max. : 6 mm², Box
28381 | 1786560000 | TOP4GS8/180 7.62 OR | Printed circuit board terminals, 7.62 mm, Number of poles: 8, 180°, Solder pin length (l): 3.5 mm, tinned, orange, TOP connection, Clamping range, max. : 6 mm², Box
28382 | 1786570000 | TOP4GS10/180 7.62 OR | Printed circuit board terminals, 7.62 mm, Number of poles: 10, 180°, Solder pin length (l): 3.5 mm, tinned, orange, TOP connection, Clamping range, max. : 6 mm², Box
28383 | 1786580000 | TOP4GS11/180 7.62 OR | Printed circuit board terminals, 7.62 mm, Number of poles: 11, 180°, Solder pin length (l): 3.5 mm, tinned, orange, TOP connection, Clamping range, max. : 6 mm², Box
28384 | 1786590000 | TOP4GS2/180 7.62 SW | Printed circuit board terminals, 7.62 mm, Number of poles: 2, 180°, Solder pin length (l): 3.5 mm, tinned, black, TOP connection, Clamping range, max. : 6 mm², Box
28385 | 1813600000 | SU 10.16HP/05/90F 3.5AG BK BX | PCB plug-in connector, male header, Clip-on flange, THT solder connection, 10.16 mm, Number of poles: 5, 90°, Solder pin length (l): 3.5 mm, silver-plated, black, Box
28386 | 1813610000 | SU 10.16HP/06/90F 3.5AG BK BX | PCB plug-in connector, male header, Clip-on flange, THT solder connection, 10.16 mm, Number of poles: 6, 90°, Solder pin length (l): 3.5 mm, silver-plated, black, Box
28387 | 1813620000 | SU 10.16HP/07/90F 3.5AG BK BX | PCB plug-in connector, male header, Clip-on flange, THT solder connection, 10.16 mm, Number of poles: 7, 90°, Solder pin length (l): 3.5 mm, silver-plated, black, Box
28388 | 1813630000 | SU 10.16HP/08/90F 3.5AG BK BX | PCB plug-in connector, male header, Clip-on flange, THT solder connection, 10.16 mm, Number of poles: 8, 90°, Solder pin length (l): 3.5 mm, silver-plated, black, Box
28389 | 1813670000 | SU 10.16HP/04/180F 3.5AG BK BX | PCB plug-in connector, male header, Clip-on flange, THT solder connection, 10.16 mm, Number of poles: 4, 180°, Solder pin length (l): 3.5 mm, silver-plated, black, Box
28390 | 1813680000 | SU 10.16HP/05/180F 3.5AG BK BX | PCB plug-in connector, male header, Clip-on flange, THT solder connection, 10.16 mm, Number of poles: 5, 180°, Solder pin length (l): 3.5 mm, silver-plated, black, Box
28391 | 1813690000 | SU 10.16HP/06/180F 3.5AG BK BX | PCB plug-in connector, male header, Clip-on flange, THT solder connection, 10.16 mm, Number of poles: 6, 180°, Solder pin length (l): 3.5 mm, silver-plated, black, Box
28392 | 1813700000 | SU 10.16HP/07/180F 3.5AG BK BX | PCB plug-in connector, male header, Clip-on flange, THT solder connection, 10.16 mm, Number of poles: 7, 180°, Solder pin length (l): 3.5 mm, silver-plated, black, Box
28393 | 1813710000 | SU 10.16HP/08/180F 3.5AG BK BX | PCB plug-in connector, male header, Clip-on flange, THT solder connection, 10.16 mm, Number of poles: 8, 180°, Solder pin length (l): 3.5 mm, silver-plated, black, Box
28394 | 1813720000 | SU 10.16HP/09/180F 3.5AG BK BX | PCB plug-in connector, male header, Clip-on flange, THT solder connection, 10.16 mm, Number of poles: 9, 180°, Solder pin length (l): 3.5 mm, silver-plated, black, Box
28395 | 1813730000 | SU 10.16HP/02/270F 3.5AG BK BX | PCB plug-in connector, male header, Clip-on flange, THT solder connection, 10.16 mm, Number of poles: 2, 270°, Solder pin length (l): 3.5 mm, silver-plated, black, Box
28396 | 1813740000 | SU 10.16HP/03/270F 3.5AG BK BX | PCB plug-in connector, male header, Clip-on flange, THT solder connection, 10.16 mm, Number of poles: 3, 270°, Solder pin length (l): 3.5 mm, silver-plated, black, Box
28397 | 1813750000 | SU 10.16HP/04/270F 3.5AG BK BX | PCB plug-in connector, male header, Clip-on flange, THT solder connection, 10.16 mm, Number of poles: 4, 270°, Solder pin length (l): 3.5 mm, silver-plated, black, Box
28398 | 1813760000 | SU 10.16HP/05/270F 3.5AG BK BX | PCB plug-in connector, male header, Clip-on flange, THT solder connection, 10.16 mm, Number of poles: 5, 270°, Solder pin length (l): 3.5 mm, silver-plated, black, Box
28399 | 1813770000 | SU 10.16HP/06/270F 3.5AG BK BX | PCB plug-in connector, male header, Clip-on flange, THT solder connection, 10.16 mm, Number of poles: 6, 270°, Solder pin length (l): 3.5 mm, silver-plated, black, Box
28400 | 1813780000 | SU 10.16HP/07/270F 3.5AG BK BX | PCB plug-in connector, male header, Clip-on flange, THT solder connection, 10.16 mm, Number of poles: 7, 270°, Solder pin length (l): 3.5 mm, silver-plated, black, Box
28401 | 1813790000 | SU 10.16HP/08/270F 3.5AG BK BX | PCB plug-in connector, male header, Clip-on flange, THT solder connection, 10.16 mm, Number of poles: 8, 270°, Solder pin length (l): 3.5 mm, silver-plated, black, Box
28402 | 1813800000 | SU 10.16HP/09/270F 3.5AG BK BX | PCB plug-in connector, male header, Clip-on flange, THT solder connection, 10.16 mm, Number of poles: 9, 270°, Solder pin length (l): 3.5 mm, silver-plated, black, Box
28403 | 1836370000 | QVAR 1 | I-Series, Accessories, cover plate, dark beige, 40 mm
28404 | 1852520000 | THM MT30X 16/7 GE | THM, Device markers, 7 x 16 mm, yellow
28405 | 1852540000 | THM MT30X 57/27 SI | THM, Device markers, 27 x 57 mm, silver
28406 | 1853970000 | AP SAK4-10 GR 7042 | SAK Series, End plate, 1.5 mm, grey, Direct mounting
28407 | 1856630000 | THM WO 12/18 GE | THM, Conductor and cable markers, 1.9 - 1.9 mm, 12 x 18 mm, yellow
28408 | 1856640000 | THM WO 12/18 WS | THM, Conductor and cable markers, 1.9 - 1.9 mm, 12 x 18 mm, white
28409 | 1856650000 | THM MT30X 17/9 GE | THM, Device markers, 9 x 17 mm, yellow
28410 | 1857840000 | TW 4 SAK4-10 GR 7042 | SAK Series, Partition plate, 1.5 mm, grey
28411 | 1862350000 | THM MT30X 38.1/31.8 SI | THM, Device markers, 31.75 x 38.1 mm, silver
28412 | 1879910000 | WAP WTL6/3 | W-Series, End plate
28413 | 1882900000 | THM WO VIN 49.5/57.1 WS | THM, Conductor and cable markers, 6 - 12.1 mm, 49.53 x 57.1 mm, white
28414 | 1891770000 | THM MT30X 25.9/7.1 WS | THM, Device markers, 7.1 x 25.9 mm, white
28415 | 1934140000 | LU 10.16/02/90 4.5SN BK BX | Printed circuit board terminals, 10.16 mm, Number of poles: 2, 90°, Solder pin length (l): 4.5 mm, tinned, black, Clamping yoke connection, Clamping range, max. : 16 mm², Box
28416 | 1934190000 | THM WO 51/36 WS | THM, Conductor and cable markers, 4 - 7.6 mm, 50.8 x 36 mm, white
28417 | 1936430000 | DP VWGK 4 GY BX | OMNIMATE Power - series WGK, Feed-through terminal
28418 | 1936450000 | DP WGK 4 GY BX | OMNIMATE Power - series WGK, Feed-through terminal
28419 | 1936490000 | VWGK 4 GY BX | OMNIMATE Power - series WGK, Feed-through terminal, Rated cross-section: 4 mm², Wemid (PA), grey, Direct mounting, Feed-through (bushing)
28420 | 1936550000 | WGK 4 GY BX | OMNIMATE Power - series WGK, Feed-through terminal, Rated cross-section: 4 mm², Screw connection, Wemid (PA), grey, Direct mounting, Feed-through (bushing)
28421 | 1937140000 | WGK 95F VP/Z GY BX | OMNIMATE Power - series WGK, Feed-through terminal, Rated cross-section: 95 mm², Screw connection, Wemid (PA), grey, Direct mounting, Feed-through (bushing)
28422 | 1937380000 | WGK 95 GY BX | OMNIMATE Power - series WGK, Feed-through terminal, Rated cross-section: 95 mm², Screw connection, Wemid (PA), grey, Direct mounting, Feed-through (bushing)
28423 | 1961890000 | AP 90 GR | Electronics housings, RS 90 grey, End plate, Width: 5 mm
28424 | 1964130000 | THM MT30X 15/5.1 GE | THM, Device markers, 5.08 x 15 mm, yellow
28425 | 1965750000 | DP VWGK 6 GY BX | OMNIMATE Power - series WGK, Feed-through terminal
28426 | 1966380000 | WAP 2.5-10/0.5MM | W-Series, End plate
28427 | 1968130000 | THM MT30X 17/9 WS | THM, Device markers, 9 x 17 mm, white
28428 | 1980390000 | SL 7.62HP/04/90G 3.2SN OR BX | PCB plug-in connector, male header, closed side, THT solder connection, 7.62 mm, Number of poles: 4, 90°, Solder pin length (l): 3.2 mm, tinned, orange, Box
28429 | 1980400000 | SL 7.62HP/05/90G 3.2SN OR BX | PCB plug-in connector, male header, closed side, THT solder connection, 7.62 mm, Number of poles: 5, 90°, Solder pin length (l): 3.2 mm, tinned, orange, Box
28430 | 1980410000 | SL 7.62HP/06/90G 3.2SN OR BX | PCB plug-in connector, male header, closed side, THT solder connection, 7.62 mm, Number of poles: 6, 90°, Solder pin length (l): 3.2 mm, tinned, orange, Box
28431 | 1980420000 | SL 7.62HP/07/90G 3.2SN OR BX | PCB plug-in connector, male header, closed side, THT solder connection, 7.62 mm, Number of poles: 7, 90°, Solder pin length (l): 3.2 mm, tinned, orange, Box
28432 | 1980430000 | SL 7.62HP/08/90G 3.2SN OR BX | PCB plug-in connector, male header, closed side, THT solder connection, 7.62 mm, Number of poles: 8, 90°, Solder pin length (l): 3.2 mm, tinned, orange, Box
28433 | 1980440000 | SL 7.62HP/09/90G 3.2SN OR BX | PCB plug-in connector, male header, closed side, THT solder connection, 7.62 mm, Number of poles: 9, 90°, Solder pin length (l): 3.2 mm, tinned, orange, Box
28434 | 1980450000 | SL 7.62HP/10/90G 3.2SN OR BX | PCB plug-in connector, male header, closed side, THT solder connection, 7.62 mm, Number of poles: 10, 90°, Solder pin length (l): 3.2 mm, tinned, orange, Box
28435 | 1980460000 | SL 7.62HP/11/90G 3.2SN OR BX | PCB plug-in connector, male header, closed side, THT solder connection, 7.62 mm, Number of poles: 11, 90°, Solder pin length (l): 3.2 mm, tinned, orange, Box
28436 | 1980470000 | SL 7.62HP/12/90G 3.2SN OR BX | PCB plug-in connector, male header, closed side, THT solder connection, 7.62 mm, Number of poles: 12, 90°, Solder pin length (l): 3.2 mm, tinned, orange, Box
28437 | 1980480000 | BLZ 7.62HP/02/180 SN OR BX | PCB plug-in connector, female plug, 7.62 mm, Number of poles: 2, Clamping yoke connection, Clamping range, max. : 4 mm², Box
28438 | 1980500000 | BLZ 7.62HP/04/180 SN OR BX | PCB plug-in connector, female plug, 7.62 mm, Number of poles: 4, Clamping yoke connection, Clamping range, max. : 4 mm², Box
28439 | 1980510000 | BLZ 7.62HP/05/180 SN OR BX | PCB plug-in connector, female plug, 7.62 mm, Number of poles: 5, Clamping yoke connection, Clamping range, max. : 4 mm², Box
28440 | 1980520000 | BLZ 7.62HP/06/180 SN OR BX | PCB plug-in connector, female plug, 7.62 mm, Number of poles: 6, Clamping yoke connection, Clamping range, max. : 4 mm², Box
28441 | 1980530000 | BLZ 7.62HP/07/180 SN OR BX | PCB plug-in connector, female plug, 7.62 mm, Number of poles: 7, Clamping yoke connection, Clamping range, max. : 4 mm², Box
28442 | 1980540000 | BLZ 7.62HP/08/180 SN OR BX | PCB plug-in connector, female plug, 7.62 mm, Number of poles: 8, Clamping yoke connection, Clamping range, max. : 4 mm², Box
28443 | 1980550000 | BLZ 7.62HP/09/180 SN OR BX | PCB plug-in connector, female plug, 7.62 mm, Number of poles: 9, Clamping yoke connection, Clamping range, max. : 4 mm², Box
28444 | 1980560000 | BLZ 7.62HP/10/180 SN OR BX | PCB plug-in connector, female plug, 7.62 mm, Number of poles: 10, Clamping yoke connection, Clamping range, max. : 4 mm², Box
28445 | 1980570000 | BLZ 7.62HP/11/180 SN OR BX | PCB plug-in connector, female plug, 7.62 mm, Number of poles: 11, Clamping yoke connection, Clamping range, max. : 4 mm², Box
28446 | 1980580000 | BLZ 7.62HP/12/180 SN OR BX | PCB plug-in connector, female plug, 7.62 mm, Number of poles: 12, Clamping yoke connection, Clamping range, max. : 4 mm², Box
28447 | 1981890000 | WGK 4 VP GY BX | OMNIMATE Power - series WGK, Feed-through terminal, Rated cross-section: 4 mm², Screw connection, Wemid (PA), grey, Direct mounting, Feed-through (bushing)
28448 | 2144900000 | AP SAK2.5+AST3+4/35 | SAK Series, End plate, 1.5 mm, beige, Direct mounting
28449 | 3833500000 | TW DK4 HP/DBR/2 | SAK Series, Partition plate, 2 mm, dark brown, Direct mounting
28450 | 3835120000 | AP PPT/35 | SAK Series, End plate, 3 mm, Anthracite, Direct mounting
28451 | 7926190000 | SIHA 3/G20 | Accessories, Fuse holder, Rated cross-section: Operating instructions/catalogue
28452 | 8237710000 | MCZ R 230VAC | MCZ SERIES, Relay module, Number of contacts: 1, CO contact AgSnO, Rated control voltage: 230 V AC ±10 %, Continuous current: 6 A, Tension-clamp connection, Test button available: No
28453 | 8287730000 | MCZ O 24VUC | MCZ SERIES, Solid-state relay, 1 NO contact (Transistor), Rated control voltage: 24 V UC ±20 % , Rated switching voltage: 24 VDC ±20%, Continuous current: 2 A, Tension-clamp connection
28454 | 8324610000 | MCZ O 24VDC | MCZ SERIES, Solid-state relay, 1 NO contact (TTL), Rated control voltage: 24 V DC ±16 % , Rated switching voltage: 5 V TTL, Continuous current: 8 ma, Fan out = 20 LS-TTL, Tension-clamp connection
28455 | 8365940000 | MCZ O 24VUC | MCZ SERIES, Solid-state relay, 1 NO contact (Transistor), Rated control voltage: 24 V UC ±20 % , Rated switching voltage: 5...48 V DC, Continuous current: 20 mA, Tension-clamp connection
28456 | 8365980000 | MCZ R 24VDC | MCZ SERIES, Relay module, Number of contacts: 1, CO contact AgSnO, Rated control voltage: 24 V DC ±20 %, Continuous current: 6 A, Tension-clamp connection, Test button available: No
28457 | 8390590000 | MCZ R 24VUC | MCZ SERIES, Relay module, Number of contacts: 1, CO contact AgSnO, Rated control voltage: 24 V UC ±10 %, Continuous current: 6 A, Tension-clamp connection, Test button available: No
28458 | 8398940000 | MCZ O 5VTTL | MCZ SERIES, Solid-state relay, 1 NO contact (TTL), Rated control voltage: 5 V TTL , Rated switching voltage: 5...48 V DC, Continuous current: 100 mA, Tension-clamp connection
28459 | 8411190000 | MCZ CCC 0-20MA/0-20MA | Passive isolator, Input : 0-20 mA, (loop powered), Output : 0-20 mA
28460 | 8420880000 | MCZ R 120VAC | MCZ SERIES, Relay module, Number of contacts: 1, CO contact AgSnO, Rated control voltage: 120 V AC -15 % / +10 %, Continuous current: 6 A, Tension-clamp connection, Test button available: No
28461 | 8421060000 | MCZ O 120VUC | MCZ SERIES, Solid-state relay, 1 NO contact (Transistor), Rated control voltage: 120 V UC +5 / -15 % , Rated switching voltage: 5...48 V DC, Continuous current: 50 mA, Tension-clamp connection
28462 | 8421380000 | MCZ O 230VAC | MCZ SERIES, Solid-state relay, 1 NO contact (Transistor), Rated control voltage: 230 V AC +5 % / -15 % , Rated switching voltage: 5...48 V DC, Continuous current: 20 mA, Tension-clamp connection
28463 | 8442960000 | MCZ R 24VDC 5UAU | MCZ SERIES, Relay module, Number of contacts: 1, CO contact AgSnO gold-plated, Rated control voltage: 24 V DC ±20 %, Continuous current: 6 A, Tension-clamp connection, Test button available: No
28464 | 8467470000 | MCZ R 110VDC | MCZ SERIES, Relay module, Number of contacts: 1, CO contact AgSnO, Rated control voltage: 110 V DC ±10 %, Continuous current: 6 A, Tension-clamp connection, Test button available: No
28465 | 8499550000 | MCZ R 24VDC 1NO TRAK | MCZ-SERIES TRAK, Relay module, Number of contacts: 1, NO contact AgSnO, Rated control voltage: 24 V DC +25 % / -30 %, Continuous current: 6 A, Tension-clamp connection, Test button available: No
28466 | 8574070000 | MCZ R 48...110VDC 1NO TRAK | MCZ-SERIES TRAK, Relay module, Number of contacts: 1, NO contact AgSnO, Rated control voltage: 48 V?110 V DC +25 % / -30 %, Continuous current: 6 A, Tension-clamp connection, Test button available: No
28467 | 8713890000 | MCZ R 24VDC 1CO TRAK | MCZ-SERIES TRAK, Relay module, Number of contacts: 1, CO contact AgSnO, Rated control voltage: 24 V DC +25 % / -30 %, Continuous current: 6 A, Tension-clamp connection, Test button available: No
28468 | 8713900000 | MCZ R 36VDC 1CO TRAK | MCZ-SERIES TRAK, Relay module, Number of contacts: 1, CO contact AgSnO, Rated control voltage: 36 V DC +25 % / -30 %, Continuous current: 6 A, Tension-clamp connection, Test button available: No
28469 | 8713910000 | MCZ R 48...110VDC 1CO TRAK | MCZ-SERIES TRAK, Relay module, Number of contacts: 1, CO contact AgSnO, Rated control voltage: 48 V?110 V DC +25 % / -30 %, Continuous current: 6 A, Tension-clamp connection, Test button available: No
28470 | 8790500000 | MCZ R 48...110VDC 1CO AU TRAK | MCZ-SERIES TRAK, Relay module, Number of contacts: 1, CO contact AgSnO gold-plated, Rated control voltage: 48 V?110 V DC +25 % / -30 %, Continuous current: 6 A, Tension-clamp connection, Test button available: No
28471 | 8790510000 | MCZ R 36VDC 1CO AU TRAK | MCZ-SERIES TRAK, Relay module, Number of contacts: 1, CO contact AgSnO gold-plated, Rated control voltage: 36 V DC +25 % / -30 %, Continuous current: 6 A, Tension-clamp connection, Test button available: No
28472 | 8790520000 | MCZ R 24VDC 1CO AU TRAK | MCZ-SERIES TRAK, Relay module, Number of contacts: 1, CO contact AgSnO gold-plated, Rated control voltage: 24 V DC +25 % / -30 %, Continuous current: 6 A, Tension-clamp connection, Test button available: No
28473 | 8950700000 | TOS 5VDC/48VDC 0,1A | TERMOPTO, Solid-state relay, 1 NO contact (Transistor), Rated control voltage: 5 V DC ±20 % , Rated switching voltage: 5...48 V DC, Continuous current: 100 mA, Screw connection
28474 | 8950710000 | TOS 12VDC/48VDC 0,1A | TERMOPTO, Solid-state relay, 1 NO contact (Transistor), Rated control voltage: 12 V DC ±20 % , Rated switching voltage: 5...48 V DC, Continuous current: 100 mA, Screw connection
28475 | 8950720000 | TOS 24VDC/48VDC 0,1A | TERMOPTO, Solid-state relay, 1 NO contact (Transistor), Rated control voltage: 24 V DC ±20 % , Rated switching voltage: 5...48 V DC, Continuous current: 100 mA, Screw connection
28476 | 8950730000 | TOS 48-60VDC/48VDC 0,1A | TERMOPTO, Solid-state relay, 1 NO contact (Transistor), Rated control voltage: 48?60 V DC ±20 % , Rated switching voltage: 5...48 V DC, Continuous current: 100 mA, Screw connection
28477 | 8950740000 | TOS 110VDC/48VDC 0,1A | TERMOPTO, Solid-state relay, 1 NO contact (Transistor), Rated control voltage: 110 V DC ±20 % , Rated switching voltage: 5...48 V DC, Continuous current: 100 mA, Screw connection
28478 | 8950750000 | TOS 220VDC/48VDC 0,1A | TERMOPTO, Solid-state relay, 1 NO contact (Transistor), Rated control voltage: 220 V DC +10 % / -15 % , Rated switching voltage: 5...48 V DC, Continuous current: 100 mA, Screw connection
28479 | 8950760000 | TOP 5VDC/48VDC 0,1A | TERMOPTO, Solid-state relay, 1 NO contact (Transistor), Rated control voltage: 5 V DC ±20 % , Rated switching voltage: 5...48 V DC, Continuous current: 100 mA, PUSH IN
28480 | 8950770000 | TOP 12VDC/48VDC 0,1A | TERMOPTO, Solid-state relay, 1 NO contact (Transistor), Rated control voltage: 12 V DC ±20 % , Rated switching voltage: 5...48 V DC, Continuous current: 100 mA, PUSH IN
28481 | 8950780000 | TOP 24VDC/48VDC 0,1A | TERMOPTO, Solid-state relay, 1 NO contact (Transistor), Rated control voltage: 24 V DC ±20 % , Rated switching voltage: 5...48 V DC, Continuous current: 100 mA, PUSH IN
28482 | 8950790000 | TOP 48-60VDC/48VDC 0,1A | TERMOPTO, Solid-state relay, 1 NO contact (Transistor), Rated control voltage: 48?60 V DC ±20 % , Rated switching voltage: 5...48 V DC, Continuous current: 100 mA, PUSH IN
28483 | 8950800000 | TOP 110VDC/48VDC 0,1A | TERMOPTO, Solid-state relay, 1 NO contact (Transistor), Rated control voltage: 110 V DC ±20 % , Rated switching voltage: 5...48 V DC, Continuous current: 100 mA, PUSH IN
28484 | 8950810000 | TOP 220VDC/48VDC 0,1A | TERMOPTO, Solid-state relay, 1 NO contact (Transistor), Rated control voltage: 220 V DC +10 % / -15 % , Rated switching voltage: 5...48 V DC, Continuous current: 100 mA, PUSH IN
28485 | 8950820000 | TOS 24VAC/48VDC 0,1A | TERMOPTO, Solid-state relay, 1 NO contact (Transistor), Rated control voltage: 24 V AC ±20% , Rated switching voltage: 5...48 V DC, Continuous current: 100 mA, Screw connection
28486 | 8950830000 | TOS 48-60VAC/48VDC 0,1A | TERMOPTO, Solid-state relay, 1 NO contact (Transistor), Rated control voltage: 48?60 V AC ±20 % , Rated switching voltage: 5...48 V DC, Continuous current: 100 mA, Screw connection
28487 | 8950840000 | TOS 120VAC/48VDC 0,1A | TERMOPTO, Solid-state relay, 1 NO contact (Transistor), Rated control voltage: 120 V AC ±20 % , Rated switching voltage: 5...48 V DC, Continuous current: 100 mA, Screw connection
28488 | 8950850000 | TOS 230VAC/48VDC 0,1A | TERMOPTO, Solid-state relay, 1 NO contact (Transistor), Rated control voltage: 230 V AC +10 % / -20 % , Rated switching voltage: 5...48 V DC, Continuous current: 100 mA, Screw connection
28489 | 8950860000 | TOP 24VAC/48VDC 0,1A | TERMOPTO, Solid-state relay, 1 NO contact (Transistor), Rated control voltage: 24 V AC ±20% , Rated switching voltage: 5...48 V DC, Continuous current: 100 mA, PUSH IN
28490 | 8950870000 | TOP 48-60VAC/48VDC 0,1A | TERMOPTO, Solid-state relay, 1 NO contact (Transistor), Rated control voltage: 48?60 V AC ±20 % , Rated switching voltage: 5...48 V DC, Continuous current: 100 mA, PUSH IN
28491 | 8950880000 | TOP 120VAC/48VDC 0,1A | TERMOPTO, Solid-state relay, 1 NO contact (Transistor), Rated control voltage: 120 V AC ±20 % , Rated switching voltage: 5...48 V DC, Continuous current: 100 mA, PUSH IN
28492 | 8950890000 | TOP 230VAC/48VDC 0,1A | TERMOPTO, Solid-state relay, 1 NO contact (Transistor), Rated control voltage: 230 V AC +10 % / -20 % , Rated switching voltage: 5...48 V DC, Continuous current: 100 mA, PUSH IN
28493 | 8950900000 | TOS 5VDC/48VDC 0,5A | TERMOPTO, Solid-state relay, 1 NO contact (Transistor), Rated control voltage: 5 V DC ±20 % , Rated switching voltage: 5...48 V DC, Continuous current: 500 mA, Screw connection
28494 | 8950910000 | TOS 12VDC/48VDC 0,5A | TERMOPTO, Solid-state relay, 1 NO contact (Transistor), Rated control voltage: 12 V DC ±20 % , Rated switching voltage: 5...48 V DC, Continuous current: 500 mA, Screw connection
28495 | 8950920000 | TOS 24VDC/48VDC 0,5A | TERMOPTO, Solid-state relay, 1 NO contact (Transistor), Rated control voltage: 24 V DC ±20 % , Rated switching voltage: 5...48 V DC, Continuous current: 500 mA, Screw connection
28496 | 8950930000 | TOS 48-60VDC/48VDC 0,5A | TERMOPTO, Solid-state relay, 1 NO contact (Transistor), Rated control voltage: 48?60 V DC ±20 % , Rated switching voltage: 5...48 V DC, Continuous current: 500 mA, Screw connection
28497 | 8950940000 | TOS 110VDC/48VDC 0,5A | TERMOPTO, Solid-state relay, 1 NO contact (Transistor), Rated control voltage: 110 V DC ±20 % , Rated switching voltage: 5...48 V DC, Continuous current: 500 mA, Screw connection
28498 | 8950950000 | TOS 220VDC/48VDC 0,5A | TERMOPTO, Solid-state relay, 1 NO contact (Transistor), Rated control voltage: 220 V DC +10 % / -15 % , Rated switching voltage: 5...48 V DC, Continuous current: 500 mA, Screw connection
28499 | 8950960000 | TOP 5VDC/48VDC 0,5A | TERMOPTO, Solid-state relay, 1 NO contact (Transistor), Rated control voltage: 5 V DC ±20 % , Rated switching voltage: 5...48 V DC, Continuous current: 500 mA, PUSH IN
28500 | 8950970000 | TOP 12VDC/48VDC 0,5A | TERMOPTO, Solid-state relay, 1 NO contact (Transistor), Rated control voltage: 12 V DC ±20 % , Rated switching voltage: 5...48 V DC, Continuous current: 500 mA, PUSH IN
28501 | 8950980000 | TOP 24VDC/48VDC 0,5A | TERMOPTO, Solid-state relay, 1 NO contact (Transistor), Rated control voltage: 24 V DC ±20 % , Rated switching voltage: 5...48 V DC, Continuous current: 500 mA, PUSH IN
28502 | 8950990000 | TOP 48-60VDC/48VDC 0,5A | TERMOPTO, Solid-state relay, 1 NO contact (Transistor), Rated control voltage: 48?60 V DC ±20 % , Rated switching voltage: 5...48 V DC, Continuous current: 500 mA, PUSH IN
28503 | 8951000000 | TOP 110VDC/48VDC 0,5A | TERMOPTO, Solid-state relay, 1 NO contact (Transistor), Rated control voltage: 110 V DC ±20 % , Rated switching voltage: 5...48 V DC, Continuous current: 500 mA, PUSH IN
28504 | 8951010000 | TOP 220VDC/48VDC 0,5A | TERMOPTO, Solid-state relay, 1 NO contact (Transistor), Rated control voltage: 220 V DC +10 % / -15 % , Rated switching voltage: 5...48 V DC, Continuous current: 500 mA, PUSH IN
28505 | 8951020000 | TOS 24VAC/48VDC 0,5A | TERMOPTO, Solid-state relay, 1 NO contact (Transistor), Rated control voltage: 24 V AC ±20% , Rated switching voltage: 5...48 V DC, Continuous current: 500 mA, Screw connection
28506 | 8951030000 | TOS 48-60VAC/48VDC 0,5A | TERMOPTO, Solid-state relay, 1 NO contact (Transistor), Rated control voltage: 48?60 V AC ±20 % , Rated switching voltage: 5...48 V DC, Continuous current: 500 mA, Screw connection
28507 | 8951040000 | TOS 120VAC/48VDC 0,5A | TERMOPTO, Solid-state relay, 1 NO contact (Transistor), Rated control voltage: 120 V AC ±20 % , Rated switching voltage: 5...48 V DC, Continuous current: 500 mA, Screw connection
28508 | 8951050000 | TOS 230VAC/48VDC 0,5A | TERMOPTO, Solid-state relay, 1 NO contact (Transistor), Rated control voltage: 230 V AC +10 % / -20 % , Rated switching voltage: 5...48 V DC, Continuous current: 500 mA, Screw connection
28509 | 8951060000 | TOP 24VAC/48VDC 0,5A | TERMOPTO, Solid-state relay, 1 NO contact (Transistor), Rated control voltage: 24 V AC ±20% , Rated switching voltage: 5...48 V DC, Continuous current: 500 mA, PUSH IN
28510 | 8951070000 | TOP 48-60VAC/48VDC 0,5A | TERMOPTO, Solid-state relay, 1 NO contact (Transistor), Rated control voltage: 48?60 V AC ±20 % , Rated switching voltage: 5...48 V DC, Continuous current: 500 mA, PUSH IN
28511 | 8951080000 | TOP 120VAC/48VDC 0,5A | TERMOPTO, Solid-state relay, 1 NO contact (Transistor), Rated control voltage: 120 V AC ±20 % , Rated switching voltage: 5...48 V DC, Continuous current: 500 mA, PUSH IN
28512 | 8951090000 | TOP 230VAC/48VDC 0,5A | TERMOPTO, Solid-state relay, 1 NO contact (Transistor), Rated control voltage: 230 V AC +10 % / -20 % , Rated switching voltage: 5...48 V DC, Continuous current: 500 mA, PUSH IN
28513 | 8951100000 | TOS 5VDC/230VAC 0,1A | TERMOPTO, Solid-state relay, 1 NO contact (Triac (zero-cross switch)), Rated control voltage: 5 V DC ±20 % , Rated switching voltage: 24...230 V AC, Continuous current: 100 mA, Screw connection
28514 | 8951110000 | TOS 12VDC/230VAC 0,1A | TERMOPTO, Solid-state relay, 1 NO contact (Triac (zero-cross switch)), Rated control voltage: 12 V DC ±20 % , Rated switching voltage: 24...230 V AC, Continuous current: 100 mA, Screw connection
28515 | 8951120000 | TOS 24VDC/230VAC 0,1A | TERMOPTO, Solid-state relay, 1 NO contact (Triac (zero-cross switch)), Rated control voltage: 24 V DC ±20 % , Rated switching voltage: 24...230 V AC, Continuous current: 100 mA, Screw connection
28516 | 8951130000 | TOS 48-60VDC/230VAC 0,1A | TERMOPTO, Solid-state relay, 1 NO contact (Triac (zero-cross switch)), Rated control voltage: 48?60 V DC ±20 % , Rated switching voltage: 24...230 V AC, Continuous current: 100 mA, Screw connection
28517 | 8951140000 | TOS 110VDC/230VAC 0,1A | TERMOPTO, Solid-state relay, 1 NO contact (Triac (zero-cross switch)), Rated control voltage: 110 V DC ±20 % , Rated switching voltage: 24...230 V AC, Continuous current: 100 mA, Screw connection
28518 | 8951150000 | TOS 220VDC/230VAC 0,1A | TERMOPTO, Solid-state relay, 1 NO contact (Triac (zero-cross switch)), Rated control voltage: 220 V DC +10 % / -15 % , Rated switching voltage: 24...230 V AC, Continuous current: 100 mA, Screw connection
28519 | 8951160000 | TOP 5VDC/230VAC 0,1A | TERMOPTO, Solid-state relay, 1 NO contact (Triac (zero-cross switch)), Rated control voltage: 5 V DC ±20 % , Rated switching voltage: 24...230 V AC, Continuous current: 100 mA, PUSH IN
28520 | 8951170000 | TOP 12VDC/230VAC 0,1A | TERMOPTO, Solid-state relay, 1 NO contact (Triac (zero-cross switch)), Rated control voltage: 12 V DC ±20 % , Rated switching voltage: 24...230 V AC, Continuous current: 100 mA, PUSH IN
28521 | 8951180000 | TOP 24VDC/230VAC 0,1A | TERMOPTO, Solid-state relay, 1 NO contact (Triac (zero-cross switch)), Rated control voltage: 24 V DC ±20 % , Rated switching voltage: 24...230 V AC, Continuous current: 100 mA, PUSH IN
28522 | 8951190000 | TOP 48-60VDC/230VAC 0,1A | TERMOPTO, Solid-state relay, 1 NO contact (Triac (zero-cross switch)), Rated control voltage: 48?60 V DC ±20 % , Rated switching voltage: 24...230 V AC, Continuous current: 100 mA, PUSH IN
28523 | 8951200000 | TOP 110VDC/230VAC 0,1A | TERMOPTO, Solid-state relay, 1 NO contact (Triac (zero-cross switch)), Rated control voltage: 110 V DC ±20 % , Rated switching voltage: 24...230 V AC, Continuous current: 100 mA, PUSH IN
28524 | 8951210000 | TOP 220VDC/230VAC 0,1A | TERMOPTO, Solid-state relay, 1 NO contact (Triac (zero-cross switch)), Rated control voltage: 220 V DC +10 % / -15 % , Rated switching voltage: 24...230 V AC, Continuous current: 100 mA, PUSH IN
28525 | 8951220000 | TOS 24VAC/230VAC 0,1A | TERMOPTO, Solid-state relay, 1 NO contact (Triac (zero-cross switch)), Rated control voltage: 24 V AC ±20% , Rated switching voltage: 24...230 V AC, Continuous current: 100 mA, Screw connection
28526 | 8951230000 | TOS 48-60VAC/230VAC 0,1A | TERMOPTO, Solid-state relay, 1 NO contact (Triac (zero-cross switch)), Rated control voltage: 48?60 V AC ±20 % , Rated switching voltage: 24...230 V AC, Continuous current: 100 mA, Screw connection
28527 | 8951240000 | TOS 120VAC/230VAC 0,1A | TERMOPTO, Solid-state relay, 1 NO contact (Triac (zero-cross switch)), Rated control voltage: 120 V AC ±20 % , Rated switching voltage: 24...230 V AC, Continuous current: 100 mA, Screw connection
28528 | 8951250000 | TOS 230VAC/230VAC 0,1A | TERMOPTO, Solid-state relay, 1 NO contact (Triac (zero-cross switch)), Rated control voltage: 230 V AC +10 % / -20 % , Rated switching voltage: 24...230 V AC, Continuous current: 100 mA, Screw connection
28529 | 8951260000 | TOP 24VAC/230VAC 0,1A | TERMOPTO, Solid-state relay, 1 NO contact (Triac (zero-cross switch)), Rated control voltage: 24 V AC ±20% , Rated switching voltage: 24...230 V AC, Continuous current: 100 mA, PUSH IN
28530 | 8951270000 | TOP 48-60VAC/230VAC 0,1A | TERMOPTO, Solid-state relay, 1 NO contact (Triac (zero-cross switch)), Rated control voltage: 48?60 V AC ±20 % , Rated switching voltage: 24...230 V AC, Continuous current: 100 mA, PUSH IN
28531 | 8951280000 | TOP 120VAC/230VAC 0,1A | TERMOPTO, Solid-state relay, 1 NO contact (Triac (zero-cross switch)), Rated control voltage: 120 V AC ±20 % , Rated switching voltage: 24...230 V AC, Continuous current: 100 mA, PUSH IN
28532 | 8951290000 | TOP 230VAC/230VAC 0,1A | TERMOPTO, Solid-state relay, 1 NO contact (Triac (zero-cross switch)), Rated control voltage: 230 V AC +10 % / -20 % , Rated switching voltage: 24...230 V AC, Continuous current: 100 mA, PUSH IN
28533 | 9022650000 | SCHWINGF.-OBERT.CF L | Automatic machines, Replacement part
28534 | 9022660000 | SCHWINGF.-OBERT./ CFL | Automatic machines, Replacement part
28535 | 9040130000 | CUTTER 8 | Cutting tool for one-hand operation
28536 | 9040140000 | CUTTER 20 A | Cutting tool for one-hand operation
28537 | 9040460000 | CRIMPER 25 N D4 | Tools, Crimping tool for contacts, 10mm², 25mm²
28538 | 9040470000 | CRIMPER 25 Z | Tools, Crimping tool for wire-end ferrules, 6mm², 25mm²
28539 | 9040480000 | CRIMPER 50 Z | Tools, Crimping tool for wire-end ferrules, 35mm², 50mm²
28540 | 9040490000 | CRIMPER 6.3 F | Tools, Crimping tool for contacts, 0.5mm², 2.5mm²
28541 | 9040500000 | CRIMPER RG 58/59 | Tools, Crimping tool for contacts
28542 | 9040510000 | CRIMPER 2.5 I | Tools, Crimping tool for contacts, 0.5mm², 2.5mm²
28543 | 9040520000 | CRIMPER 6 N | Tools, Crimping tool for contacts, 0.5mm², 6mm²
28544 | 9040530000 | CRIMPER 6 Z | Tools, Crimping tool for contacts, 0.5mm², 6mm²
28545 | 9040540000 | CRIMPER 16 Z | Tools, Crimping tool for wire-end ferrules, 6mm², 16mm²
28546 | 9040550000 | CRIMPER TWINAX | Tools, Crimping tool for contacts, Hexagonal crimp
28547 | 9040560000 | CUTTER 35 | Cutting tool for one-hand operation
28548 | 9041250000 | UNIVERSAL 1 | Pliers
28549 | 9041470000 | UNIVERSAL CUTTER | Diagonal-cutting pliers
28550 | 9041480000 | UNIVERSAL LONG | Pliers
28551 | 9041490000 | UNIVERSAL BENT | Pliers
28552 | 9041520000 | CUTTY | Cutting blade
28553 | 9041600000 | SLICER 2K | Cutting blade
28554 | 9041650000 | CRIMPER MOD 864 | Tools, Crimping tool for contacts
28555 | 9042000000 | STRIPSY | Sheathing strippers
28556 | 9046240000 | STRIPPER 6 | Stripping and cutting tool
28557 | 9046280000 | KBZ 160 | Pliers
28558 | 9046290000 | KBZ 180 | Pliers
28559 | 9046300000 | KBZ 200 | Pliers
28560 | 9046310000 | SE HD 140 | Diagonal-cutting pliers
28561 | 9046320000 | SE HD 160 | Diagonal-cutting pliers
28562 | 9046330000 | SE HD 180 | Diagonal-cutting pliers
28563 | 9046340000 | SE TOP | Diagonal-cutting pliers
28564 | 9046350000 | FZ 160 | Pliers
28565 | 9046360000 | RZ 160 | Pliers
28566 | 9046370000 | FRZ S 160 | Pliers
28567 | 9046380000 | FRZ S 200 | Pliers
28568 | 9046390000 | FRZ SG 160 | Pliers
28569 | 9046400000 | FRZ SG 200 | Pliers
28570 | 9046410000 | KSE 160 | Diagonal-cutting pliers
28571 | 9046420000 | KSE 200 | Diagonal-cutting pliers
28572 | 9046430000 | KBZI 200 | Pliers
28573 | 9046440000 | AIZ 160 | Pliers
28574 | 9046470000 | VZZ S | Pliers
28575 | 9050180000 | AIMESA V | Accessories, Set of cutters
28576 | 9054740000 | AIMESA V CF 8 | Accessories, Replacement part
28577 | 9201430000 | ZUB SLICER NO16-35 | Sheathing strippers
28578 | 9202000000 | KOFFER CARRY LITE 55 | Tools, Empty box / Case
28579 | 9202010000 | KOFFER PSC5-01 PP | Tools, Empty box / Case
28580 | 9202020000 | EINSATZ A9-1 CL55 | Assortment of inserts
28581 | 9202040000 | KT 45 R | Cutting tools, Circular cable cutter
28582 | 9202060000 | KT 55 | Cutting tools, Circular cable cutter
28583 | 9202080000 | KT 80 | Cutting tools, Circular cable cutter
28584 | 9202460000 | PRO CASE PREMIUM | Tool case with contents
28585 | 9202470000 | PRO CASE LEER | Assortment box
28586 | 9202510000 | WK 1/4 C6,3 E6,3 | Screwdriver insert
28587 | 9203110000 | STRIPPER 6-16 RED-LINE | Stripping and cutting tool
28588 | 9203160000 | PRO CASE INSTA | Tool case with contents
28589 | 9204270000 | ERME KT 45 R | Replacement parts
28590 | 9204280000 | ERME KT 55 | Replacement parts
28591 | 9204290000 | ERME KT 80 | Replacement parts
28592 | 9204600000 | WZTE 20 LR | Tools, Accessories
28593 | 9204610000 | TRGU NE | Tools, Accessories
28594 | 9204750000 | SEE ESD 125 | Pliers
28595 | 9204760000 | FZE ESD 130 | Pliers
28596 | 9204770000 | SZE ESD 130 | Pliers
28597 | 9205050000 | LSP 4L | Testing tools, 2-pole voltage tester type 1153
28598 | 9205130000 | SEE ESD 120 | Pliers
28599 | 9205140000 | SVSE ESD 130 | Pliers
28600 | 9205150000 | SUPER CUT | Pliers
28601 | 9205260000 | ZUB TEMPHASER | Multimeter
28602 | 9205270000 | ZUB MULTIMETER | Multimeter
28603 | 9205400000 | LAN USB TESTER | Testing tools, Continuity tester for data cables
28604 | 9205430000 | CTIN CM 1.6/2.5 | Pressing tool, Crimping tool for contacts, 0.14mm², 6mm², 4-indent crimp
28605 | 9205440000 | CTIN CM 3.6 | Crimping tool for contacts, 1.5mm², 10mm², 4-indent crimp
28606 | 9205460000 | ZUB MULTI 1037 | Multimeter
28607 | 9205550000 | SDI SET S2.0-5.5 | Screwdriver set
28608 | 9205560000 | SD SET S2.0-5.5 | Screwdriver set
28609 | 9205810000 | HAKL/TPKL CF2.5M/CF2.5 | Accessories, Replacement part
28610 | 9423580000 | MULTIMETER 1037 | Testing tools, Multimeter
28611 | 9425830000 | MULTIMETER 125S | Testing tools, Multimeter
28612 | 9427300000 | TEMPHASER | Testing tools, Multimeter
28613 | 9427370000 | MULTIMETER C 2606 | Testing tools, Digital clamp-on measuring device
28614 | 9427460000 | MG KIT CA 600 | Testing tools, Multimeter
28615 | 9427520000 | THERMOMETER 610 LC | Testing tools, Infrared thermometer
28616 | 9430320000 | RSO31-OAC24/F | RS-SERIES, Solid-state relay, 1 NO contact (Triac (zero-cross switch)), Rated control voltage: 24 V DC ±10 % , Rated switching voltage: 24...250 V AC, Continuous current: 3 A, Screw connection
28617 | 9430620000 | RSO31-ODC05/F | RS-SERIES, Solid-state relay
28618 | 9502630000 | AP SAKK4/10 KER/WS | SAK Series, End plate, 3 mm, white
28619 | 9538110000 | WAP WTL6 SL | W-Series, End plate
28620 | 9918030000 | STRIPPER COAX | Sheathing strippers
28621 | 9918040000 | STRIPPER ROUND | Sheathing strippers
28622 | 9918050000 | STRIPPER ROUND TOP | Sheathing strippers
28623 | 9918060000 | STRIPPER PC | Sheathing strippers
28624 | 9918070000 | SLICER NO 16 | Sheathing strippers
28625 | 9918080000 | SLICER NO 27 | Sheathing strippers
28626 | 9918090000 | SLICER NO 28 TOP | Sheathing strippers
28627 | 9918100000 | SLICER NO 35 | Sheathing strippers
28628 | 9918130000 | CROSS-KEY UNIVERSAL | Univeral key
28629 | 9918140000 | CROSS-KEY UNIVERSAL S | Univeral key
28630 | 9918150000 | CROSS-KEY MASTER | Univeral key
28631 | 9918160000 | SLICER 1K | Cutting blade
28632 | 9918230000 | SCISSOR 2 K | Electrician's scissors
28633 | 9918690000 | SCISSOR 1 K | Electrician's scissors
28634 | 9918700000 | TSLD 5 | Mounting rail cutter
28635 | 4027750000 | PF RS 45 GR 2000MM | Electronics housings Pebble grey, Extruded profile, Width: 45 mm
28636 | 4051810000 | PF RS 90 GR 2000MM | Electronics housings, RS 90 grey, Extruded profile, Width: 84.4 mm
28637 | 4183130000 | PF RS 80 GR 2000MM | Electronics housings, RS 80 Pebble grey, Extruded profile, Width: 84 mm
28638 | 4340430000 | PF RS 45 OR 2000MM | Electronics housings orange, Extruded profile, Width: 45 mm
28639 | 4347570000 | PF RS 100 GN 2000MM | Electronics housings Pale green, Extruded profile, Width: 104 mm
28640 | 107160000 | SAK 2.5/TC AL | SAK Series, Thermocouple terminal, Rated cross-section: 2.5 mm², Screw connection, Direct mounting
28641 | 107260000 | SAK 2.5/TC CH | SAK Series, Thermocouple terminal, Rated cross-section: 2.5 mm², Screw connection, Direct mounting
28642 | 110060000 | SAK 10 | SAK Series, Feed-through terminal, Rated cross-section: 10 mm², Screw connection, beige
28643 | 110080000 | SAK 10 BL | SAK Series, Feed-through terminal, Rated cross-section: 10 mm², Screw connection, blue
28644 | 128360000 | SAK 4 | SAK Series, Feed-through terminal, Rated cross-section: 4 mm², Screw connection
28645 | 128380000 | SAK 4 BL | SAK Series, Feed-through terminal, Rated cross-section: 4 mm², Screw connection
28646 | 168860000 | SAK 4 CUN | SAK Series, Feed-through terminal, Rated cross-section: 4 mm², Screw connection
28647 | 189960000 | SAK 2.5/TC CU | SAK Series, Thermocouple terminal, Rated cross-section: 2.5 mm², Screw connection, Direct mounting
28648 | 190060000 | SAK 2.5/TC FE | SAK Series, Thermocouple terminal, Rated cross-section: 2.5 mm², Screw connection, Direct mounting
28649 | 193260000 | SAK 6N | SAK Series, Feed-through terminal, Rated cross-section: 6 mm², Screw connection, beige, Direct mounting
28650 | 193280000 | SAK 6N BL | SAK Series, Feed-through terminal, Rated cross-section: 6 mm², Screw connection, blue, Direct mounting
28651 | 215560000 | SAKD 2.5N | SAK Series, Feed-through terminal, Rated cross-section: 2.5 mm², Screw connection, beige, Direct mounting
28652 | 215580000 | SAKD 2.5N BL | SAK Series, Feed-through terminal, Rated cross-section: 2.5 mm², Screw connection, blue, Direct mounting
28653 | 271060000 | SAK 16 | SAK Series, Feed-through terminal, Rated cross-section: 16 mm², Screw connection, beige
28654 | 271080000 | SAK 16 BL | SAK Series, Feed-through terminal, Rated cross-section: 16 mm², Screw connection, blue
28655 | 279660000 | SAK 2.5 | SAK Series, Feed-through terminal, Rated cross-section: 2.5 mm², Screw connection, beige
28656 | 279680000 | SAK 2.5 BL | SAK Series, Feed-through terminal, Rated cross-section: 2.5 mm², Screw connection, blue
28657 | 303560000 | SAK 35 | SAK Series, Feed-through terminal, Rated cross-section: 35 mm², Screw connection, beige
28658 | 303580000 | SAK 35 BL | SAK Series, Feed-through terminal, Rated cross-section: 35 mm², Screw connection, blue
28659 | 476560000 | SAK 35/IK | SAK Series, Feed-through terminal, Rated cross-section: 35 mm², Screw connection, beige
28660 | 1003510000 | SL-SMT 3.50/02/135F 3.2SN BK BX | PCB plug-in connector, male header, Flange, THT/THR solder connection, 3.50 mm, Number of poles: 2, 135°, Solder pin length (l): 3.2 mm, tinned, black, Box
28661 | 1003520000 | SL-SMT 3.50/03/135F 3.2SN BK BX | PCB plug-in connector, male header, Flange, THT/THR solder connection, 3.50 mm, Number of poles: 3, 135°, Solder pin length (l): 3.2 mm, tinned, black, Box
28662 | 1003530000 | SL-SMT 3.50/04/135F 3.2SN BK BX | PCB plug-in connector, male header, Flange, THT/THR solder connection, 3.50 mm, Number of poles: 4, 135°, Solder pin length (l): 3.2 mm, tinned, black, Box
28663 | 1003540000 | SL-SMT 3.50/05/135F 3.2SN BK BX | PCB plug-in connector, male header, Flange, THT/THR solder connection, 3.50 mm, Number of poles: 5, 135°, Solder pin length (l): 3.2 mm, tinned, black, Box
28664 | 1003550000 | SL-SMT 3.50/06/135F 3.2SN BK BX | PCB plug-in connector, male header, Flange, THT/THR solder connection, 3.50 mm, Number of poles: 6, 135°, Solder pin length (l): 3.2 mm, tinned, black, Box
28665 | 1003560000 | SL-SMT 3.50/07/135F 3.2SN BK BX | PCB plug-in connector, male header, Flange, THT/THR solder connection, 3.50 mm, Number of poles: 7, 135°, Solder pin length (l): 3.2 mm, tinned, black, Box
28666 | 1003570000 | SL-SMT 3.50/08/135F 3.2SN BK BX | PCB plug-in connector, male header, Flange, THT/THR solder connection, 3.50 mm, Number of poles: 8, 135°, Solder pin length (l): 3.2 mm, tinned, black, Box
28667 | 1003580000 | SL-SMT 3.50/09/135F 3.2SN BK BX | PCB plug-in connector, male header, Flange, THT/THR solder connection, 3.50 mm, Number of poles: 9, 135°, Solder pin length (l): 3.2 mm, tinned, black, Box
28668 | 1003590000 | SL-SMT 3.50/10/135F 3.2SN BK BX | PCB plug-in connector, male header, Flange, THT/THR solder connection, 3.50 mm, Number of poles: 10, 135°, Solder pin length (l): 3.2 mm, tinned, black, Box
28669 | 1003600000 | SL-SMT 3.50/11/135F 3.2SN BK BX | PCB plug-in connector, male header, Flange, THT/THR solder connection, 3.50 mm, Number of poles: 11, 135°, Solder pin length (l): 3.2 mm, tinned, black, Box
28670 | 1003620000 | SL-SMT 3.50/12/135F 3.2SN BK BX | PCB plug-in connector, male header, Flange, THT/THR solder connection, 3.50 mm, Number of poles: 12, 135°, Solder pin length (l): 3.2 mm, tinned, black, Box
28671 | 1003630000 | SL-SMT 3.50/13/135F 3.2SN BK BX | PCB plug-in connector, male header, Flange, THT/THR solder connection, 3.50 mm, Number of poles: 13, 135°, Solder pin length (l): 3.2 mm, tinned, black, Box
28672 | 1003640000 | SL-SMT 3.50/14/135F 3.2SN BK BX | PCB plug-in connector, male header, Flange, THT/THR solder connection, 3.50 mm, Number of poles: 14, 135°, Solder pin length (l): 3.2 mm, tinned, black, Box
28673 | 1003650000 | SL-SMT 3.50/15/135F 3.2SN BK BX | PCB plug-in connector, male header, Flange, THT/THR solder connection, 3.50 mm, Number of poles: 15, 135°, Solder pin length (l): 3.2 mm, tinned, black, Box
28674 | 1003660000 | SL-SMT 3.50/16/135F 3.2SN BK BX | PCB plug-in connector, male header, Flange, THT/THR solder connection, 3.50 mm, Number of poles: 16, 135°, Solder pin length (l): 3.2 mm, tinned, black, Box
28675 | 1003670000 | SL-SMT 3.50/17/135F 3.2SN BK BX | PCB plug-in connector, male header, Flange, THT/THR solder connection, 3.50 mm, Number of poles: 17, 135°, Solder pin length (l): 3.2 mm, tinned, black, Box
28676 | 1003680000 | SL-SMT 3.50/18/135F 3.2SN BK BX | PCB plug-in connector, male header, Flange, THT/THR solder connection, 3.50 mm, Number of poles: 18, 135°, Solder pin length (l): 3.2 mm, tinned, black, Box
28677 | 1003690000 | SL-SMT 3.50/19/135F 3.2SN BK BX | PCB plug-in connector, male header, Flange, THT/THR solder connection, 3.50 mm, Number of poles: 19, 135°, Solder pin length (l): 3.2 mm, tinned, black, Box
28678 | 1003700000 | SL-SMT 3.50/20/135F 3.2SN BK BX | PCB plug-in connector, male header, Flange, THT/THR solder connection, 3.50 mm, Number of poles: 20, 135°, Solder pin length (l): 3.2 mm, tinned, black, Box
28679 | 1003710000 | SL-SMT 3.50/21/135F 3.2SN BK BX | PCB plug-in connector, male header, Flange, THT/THR solder connection, 3.50 mm, Number of poles: 21, 135°, Solder pin length (l): 3.2 mm, tinned, black, Box
28680 | 1003720000 | SL-SMT 3.50/22/135F 3.2SN BK BX | PCB plug-in connector, male header, Flange, THT/THR solder connection, 3.50 mm, Number of poles: 22, 135°, Solder pin length (l): 3.2 mm, tinned, black, Box
28681 | 1003730000 | SL-SMT 3.50/23/135F 3.2SN BK BX | PCB plug-in connector, male header, Flange, THT/THR solder connection, 3.50 mm, Number of poles: 23, 135°, Solder pin length (l): 3.2 mm, tinned, black, Box
28682 | 1003740000 | SL-SMT 3.50/24/135F 3.2SN BK BX | PCB plug-in connector, male header, Flange, THT/THR solder connection, 3.50 mm, Number of poles: 24, 135°, Solder pin length (l): 3.2 mm, tinned, black, Box
28683 | 1021500000 | WDK 2.5 | Feed-through terminal, Double-tier terminal, Screw connection, 2.5 mm², 400 V, 24 A, dark beige
28684 | 1021560000 | WDK 2.5 OR | Feed-through terminal, Double-tier terminal, Screw connection, 2.5 mm², 400 V, 24 A, orange
28685 | 1021580000 | WDK 2.5 BL | Feed-through terminal, Double-tier terminal, Screw connection, 2.5 mm², 400 V, 24 A, blue
28686 | 1022300000 | WDK 2.5V | Feed-through terminal, Double-tier terminal, Screw connection, 2.5 mm², 400 V, 24 A, dark beige
28687 | 1022350000 | WDK 2.5V GE | Feed-through terminal, Double-tier terminal, Screw connection, 2.5 mm², 400 V, 24 A, yellow
28688 | 1022360000 | WDK 2.5V OR | Feed-through terminal, Double-tier terminal, Screw connection, 2.5 mm², 400 V, 24 A, orange
28689 | 1022380000 | WDK 2.5V BL | Feed-through terminal, Double-tier terminal, Screw connection, 2.5 mm², 400 V, 24 A, blue
28690 | 1022990000 | LPP 5.08/03/90 3.2SN BK BX | Printed circuit board terminals, 5.08 mm, Number of poles: 3, 90°, Solder pin length (l): 3.2 mm, tinned, black, Clamping yoke connection, Clamping range, max. : 6 mm², Box
28691 | 1023100000 | WDK 2.5/D/3 | W-Series, Component terminal, Rated cross-section: 2.5 mm², Screw connection
28692 | 1023200000 | WDK 2.5/D | W-Series, Component terminal, Rated cross-section: 2.5 mm², Screw connection
28693 | 1025700000 | WDK 2.5/10 | Feed-through terminal, Double-tier terminal, Screw connection, 2.5 mm², 400 V, 24 A, dark beige
28694 | 1029100000 | WDK 2.5/EX | Feed-through terminal, Double-tier terminal, Screw connection, 2.5 mm², 800 V, 24 A, dark beige
28695 | 1036300000 | WDK 2.5PE | PE terminal, Double-tier terminal, Screw connection, 2.5 mm², 300 A (2.5 mm²), Green/yellow
28696 | 1036400000 | WDK 2.5DU-PE | Feed-through terminal, Double-tier terminal, Screw connection, 2.5 mm², 400 V, 24 A, dark beige
28697 | 1041100000 | WDK 2.5 ZQV | Feed-through terminal, Double-tier terminal, Screw connection, 2.5 mm², 400 V, 24 A, dark beige
28698 | 1041180000 | WDK 2.5 ZQV BL | Feed-through terminal, Double-tier terminal, Screw connection, 2.5 mm², 400 V, 24 A, blue
28699 | 1041600000 | WDK 2.5N | Double-tier terminal, Screw connection, 2.5 mm², 800 V, 24 A, dark beige
28700 | 1041610000 | WDK 2.5N V | Double-tier terminal, Screw connection, 2.5 mm², 800 V, 24 A, dark beige
28701 | 1041620000 | WDK 2.5N PE | PE terminal, Double-tier terminal, Screw connection, 2.5 mm², 300 A (2.5 mm²), Green/yellow
28702 | 1041650000 | WDK 2.5N DU-PE | Double-tier terminal, Screw connection, 2.5 mm², 800 V, 24 A, dark beige
28703 | 1041680000 | WDK 2.5N BL | Double-tier terminal, Screw connection, 2.5 mm², 800 V, 24 A, blue
28704 | 1041900000 | WDK 4N | Double-tier terminal, Screw connection, 4 mm², 800 V, 32 A, dark beige
28705 | 1041910000 | WDK 4N V | Double-tier terminal, Screw connection, 4 mm², 800 V, 32 A, dark beige
28706 | 1041920000 | WDK 4N PE | PE terminal, Double-tier terminal, Screw connection, 4 mm², 480 A (4 mm²), Green/yellow
28707 | 1041950000 | WDK 4N DU-PE | Double-tier terminal, Screw connection, 4 mm², 800 V, 32 A, dark beige
28708 | 1041960000 | WDK 4N OR | Double-tier terminal, Screw connection, 4 mm², 800 V, 32 A, orange
28709 | 1041980000 | WDK 4N BL | Double-tier terminal, Screw connection, 4 mm², 800 V, 32 A, blue
28710 | 1042400000 | WDU 10/ZR | Feed-through terminal, Screw connection, 10 mm², 800 V, 57 A, dark beige
28711 | 1042480000 | WDU 10/ZR BL | Feed-through terminal, Screw connection, 10 mm², 800 V, 57 A, blue
28712 | 1042500000 | WPE 10/ZR | PE terminal, Screw connection, 10 mm², 1200 A (10 mm²), Green/yellow
28713 | 1052310000 | LU 10.16/04/90 3.2SN BK BX | Printed circuit board terminals, 10.16 mm, Number of poles: 4, 90°, Solder pin length (l): 3.2 mm, tinned, black, Clamping yoke connection, Clamping range, max. : 16 mm², Box
28714 | 1059280000 | LU 10.16/02/90 3.2SN BK BX | Printed circuit board terminals, 10.16 mm, Number of poles: 2, 90°, Solder pin length (l): 3.2 mm, tinned, black, Clamping yoke connection, Clamping range, max. : 16 mm², Box
28715 | 1062040000 | SFC 2.5/12 MC SDR | SlimFix Clip, Conductor and cable markers, 4 - 6 mm, 12 x 9.3 mm, To customer specification
28716 | 1323560000 | SLA KO | PCB plug-in connector, Accessories, Coding element, white, Number of poles: 1
28717 | 1326760000 | BLA AH 4 GR.1 OR | PCB plug-in connector, Accessories, Hood, orange, Number of poles: 4
28718 | 1326860000 | BLA AH 5 GR.1 OR | PCB plug-in connector, Accessories, Hood, orange, Number of poles: 5
28719 | 1326960000 | BLA AH 6 GR.1 OR | PCB plug-in connector, Accessories, Hood, orange, Number of poles: 6
28720 | 1327060000 | BLA AH 7 GR.1 OR | PCB plug-in connector, Accessories, Hood, orange, Number of poles: 7
28721 | 1327160000 | BLA AH 8 GR.1 OR | PCB plug-in connector, Accessories, Hood, orange, Number of poles: 8
28722 | 1327260000 | BLA AH 9 GR.1 OR | PCB plug-in connector, Accessories, Hood, orange, Number of poles: 9
28723 | 1327360000 | BLA AH 10 GR.1 OR | PCB plug-in connector, Accessories, Hood, orange, Number of poles: 10
28724 | 1327560000 | BLA AH 12 GR.1 OR | PCB plug-in connector, Accessories, Hood, orange, Number of poles: 12
28725 | 1327760000 | BLA AH 14 GR.2 OR | PCB plug-in connector, Accessories, Hood, orange, Number of poles: 14
28726 | 1328160000 | BLA AH 18 GR.2 OR | PCB plug-in connector, Accessories, Hood, orange, Number of poles: 18
28727 | 1328260000 | BLA AH 19 GR.2 OR | PCB plug-in connector, Accessories, Hood, orange, Number of poles: 19
28728 | 1328360000 | BLA AH 20 GR.2 OR | PCB plug-in connector, Accessories, Hood, orange, Number of poles: 20
28729 | 1328760000 | BLA AH 24 GR.2 OR | PCB plug-in connector, Accessories, Hood, orange, Number of poles: 24
28730 | 1340410000 | BLA AHZH | PCB plug-in connector, Accessories, Help for pulling cover hood, black, Number of poles: 1
28731 | 1405560000 | SLAS 4B BB4 SN OR | PCB plug-in connector, male plug, 5.08 mm, Number of poles: 4, 180°, Clamping yoke connection, Clamping range, max. : 3.31 mm², Box
28732 | 1405760000 | SLAS 8B BB4 SN OR | PCB plug-in connector, male plug, 5.08 mm, Number of poles: 8, 180°, Clamping yoke connection, Clamping range, max. : 3.31 mm², Box
28733 | 1405860000 | SLAS 10B BB4 SN OR | PCB plug-in connector, male plug, 5.08 mm, Number of poles: 10, 180°, Clamping yoke connection, Clamping range, max. : 3.31 mm², Box
28734 | 1405960000 | SLAS 12B BB4 SN OR | PCB plug-in connector, male plug, 5.08 mm, Number of poles: 12, 180°, Clamping yoke connection, Clamping range, max. : 3.31 mm², Box
28735 | 1406060000 | SLAS 16B BB4 SN OR | PCB plug-in connector, male plug, 5.08 mm, Number of poles: 16, 180°, Clamping yoke connection, Clamping range, max. : 3.31 mm², Box
28736 | 1406260000 | SLAS 24B BB4 SN OR | PCB plug-in connector, male plug, 5.08 mm, Number of poles: 24, 180°, Clamping yoke connection, Clamping range, max. : 3.31 mm², Box
28737 | 1413700000 | RSV1,6 LBF4 GR 4,5 SN | PCB plug-in connector, female header, Flange, THT solder connection, 5.00 mm, Number of poles: 4, 180°, Solder pin length (l): 4.5 mm, tinned, Pebble grey, Box
28738 | 1413900000 | RSV1,6 LSF4 GR 4,5 SN | PCB plug-in connector, male header, Flange, THT solder connection, 5.00 mm, Number of poles: 4, 180°, Solder pin length (l): 4.5 mm, tinned, Pebble grey, Box
28739 | 1414700000 | RSV1,6 LBF6 GR 4,5 SN | PCB plug-in connector, female header, Flange, THT solder connection, 5.00 mm, Number of poles: 6, 180°, Solder pin length (l): 4.5 mm, tinned, Pebble grey, Box
28740 | 1414900000 | RSV1,6 LSF6 GR 4,5 SN | PCB plug-in connector, male header, Flange, THT solder connection, 5.00 mm, Number of poles: 6, 180°, Solder pin length (l): 4.5 mm, tinned, Pebble grey, Box
28741 | 1415500000 | RSV1,6 LS9 GR 4,5 SN | PCB plug-in connector, male header, closed side, THT solder connection, 5.00 mm, Number of poles: 9, 180°, Solder pin length (l): 4.5 mm, tinned, Pebble grey, Box
28742 | 1415600000 | RSV1,6 LBF9 GR 4,5 AU | PCB plug-in connector, female header, Flange, THT solder connection, 5.00 mm, Number of poles: 9, 180°, Solder pin length (l): 4.5 mm, Gold-plated, Pebble grey, Box
28743 | 1416200000 | RSV1,6 LB12 GR 4,5 AU | PCB plug-in connector, female header, closed side, THT solder connection, 5.00 mm, Number of poles: 12, 180°, Solder pin length (l): 4.5 mm, Gold-plated, Pebble grey, Box
28744 | 1416300000 | RSV1,6 LB12 GR 4,5 SN | PCB plug-in connector, female header, closed side, THT solder connection, 5.00 mm, Number of poles: 12, 180°, Solder pin length (l): 4.5 mm, tinned, Pebble grey, Box
28745 | 1416500000 | RSV1,6 LS12 GR 4,5 SN | PCB plug-in connector, male header, closed side, THT solder connection, 5.00 mm, Number of poles: 12, 180°, Solder pin length (l): 4.5 mm, tinned, Pebble grey, Box
28746 | 1416600000 | RSV1,6 LBF12 GR 4,5 AU | PCB plug-in connector, female header, Flange, THT solder connection, 5.00 mm, Number of poles: 12, 180°, Solder pin length (l): 4.5 mm, Gold-plated, Pebble grey, Box
28747 | 1416700000 | RSV1,6 LBF12 GR 4,5 SN | PCB plug-in connector, female header, Flange, THT solder connection, 5.00 mm, Number of poles: 12, 180°, Solder pin length (l): 4.5 mm, tinned, Pebble grey, Box
28748 | 1417600000 | RSV1,6 LBF18 GR 4,5 AU | PCB plug-in connector, female header, Flange, THT solder connection, 5.00 mm, Number of poles: 18, 180°, Solder pin length (l): 4.5 mm, Gold-plated, Pebble grey, Box
28749 | 1417700000 | RSV1,6 LBF18 GR 4,5 SN | PCB plug-in connector, female header, Flange, THT solder connection, 5.00 mm, Number of poles: 18, 180°, Solder pin length (l): 4.5 mm, tinned, Pebble grey, Box
28750 | 1418300000 | RSV1,6 LB24 GR 4,5 SN | PCB plug-in connector, female header, closed side, THT solder connection, 5.00 mm, Number of poles: 24, 180°, Solder pin length (l): 4.5 mm, tinned, Pebble grey, Box
28751 | 1418500000 | RSV1,6 LS24 GR 4,5 SN | PCB plug-in connector, male header, closed side, THT solder connection, 5.00 mm, Number of poles: 24, 180°, Solder pin length (l): 4.5 mm, tinned, Pebble grey, Box
28752 | 1418600000 | RSV1,6 LBF24 GR 4,5 AU | PCB plug-in connector, female header, Flange, THT solder connection, 5.00 mm, Number of poles: 24, 180°, Solder pin length (l): 4.5 mm, Gold-plated, Pebble grey, Box
28753 | 1418700000 | RSV1,6 LBF24 GR 4,5 SN | PCB plug-in connector, female header, Flange, THT solder connection, 5.00 mm, Number of poles: 24, 180°, Solder pin length (l): 4.5 mm, tinned, Pebble grey, Box
28754 | 1419200000 | RSV1,6 LB36 GR 4,5 AU | PCB plug-in connector, female header, closed side, THT solder connection, 5.00 mm, Number of poles: 36, 180°, Solder pin length (l): 4.5 mm, Gold-plated, Pebble grey, Box
28755 | 1419500000 | RSV1,6 LS36 GR 4,5 SN | PCB plug-in connector, male header, closed side, THT solder connection, 5.00 mm, Number of poles: 36, 180°, Solder pin length (l): 4.5 mm, tinned, Pebble grey, Box
28756 | 1419600000 | RSV1,6 LBF36 GR 4,5 AU | PCB plug-in connector, female header, Flange, THT solder connection, 5.00 mm, Number of poles: 36, 180°, Solder pin length (l): 4.5 mm, Gold-plated, Pebble grey, Box
28757 | 1419700000 | RSV1,6 LBF36 GR 4,5 SN | PCB plug-in connector, female header, Flange, THT solder connection, 5.00 mm, Number of poles: 36, 180°, Solder pin length (l): 4.5 mm, tinned, Pebble grey, Box
28758 | 1440200000 | RSV1,6 LB4 GR 3,2 AU | PCB plug-in connector, female header, closed side, THT solder connection, 5.00 mm, Number of poles: 4, 180°, Solder pin length (l): 3.2 mm, Gold-plated, Pebble grey, Box
28759 | 1440300000 | RSV1,6 LB4 GR 3,2 SN | PCB plug-in connector, female header, closed side, THT solder connection, 5.00 mm, Number of poles: 4, 180°, Solder pin length (l): 3.2 mm, tinned, Pebble grey, Box
28760 | 1440400000 | RSV1,6 LS4 GR 3,2 AU | PCB plug-in connector, male header, closed side, THT solder connection, 5.00 mm, Number of poles: 4, 180°, Solder pin length (l): 3.2 mm, Gold-plated, Pebble grey, Box
28761 | 1440500000 | RSV1,6 LS4 GR 3,2 SN | PCB plug-in connector, male header, closed side, THT solder connection, 5.00 mm, Number of poles: 4, 180°, Solder pin length (l): 3.2 mm, tinned, Pebble grey, Box
28762 | 1440600000 | RSV1,6 LBF4 GR 3,2 AU | PCB plug-in connector, female header, Flange, THT solder connection, 5.00 mm, Number of poles: 4, 180°, Solder pin length (l): 3.2 mm, Gold-plated, Pebble grey, Box
28763 | 1440700000 | RSV1,6 LBF4 GR 3,2 SN | PCB plug-in connector, female header, Flange, THT solder connection, 5.00 mm, Number of poles: 4, 180°, Solder pin length (l): 3.2 mm, tinned, Pebble grey, Box
28764 | 1440800000 | RSV1,6 LSF4 GR 3,2 AU | PCB plug-in connector, male header, Flange, THT solder connection, 5.00 mm, Number of poles: 4, 180°, Solder pin length (l): 3.2 mm, Gold-plated, Pebble grey, Box
28765 | 1440900000 | RSV1,6 LSF4 GR 3,2 SN | PCB plug-in connector, male header, Flange, THT solder connection, 5.00 mm, Number of poles: 4, 180°, Solder pin length (l): 3.2 mm, tinned, Pebble grey, Box
28766 | 1441200000 | RSV1,6 LB6 GR 3,2 AU | PCB plug-in connector, female header, closed side, THT solder connection, 5.00 mm, Number of poles: 6, 180°, Solder pin length (l): 3.2 mm, Gold-plated, Pebble grey, Box
28767 | 1441300000 | RSV1,6 LB6 GR 3,2 SN | PCB plug-in connector, female header, closed side, THT solder connection, 5.00 mm, Number of poles: 6, 180°, Solder pin length (l): 3.2 mm, tinned, Pebble grey, Box
28768 | 1441400000 | RSV1,6 LS6 GR 3,2 AU | PCB plug-in connector, male header, closed side, THT solder connection, 5.00 mm, Number of poles: 6, 180°, Solder pin length (l): 3.2 mm, Gold-plated, Pebble grey, Box
28769 | 1441500000 | RSV1,6 LS6 GR 3,2 SN | PCB plug-in connector, male header, closed side, THT solder connection, 5.00 mm, Number of poles: 6, 180°, Solder pin length (l): 3.2 mm, tinned, Pebble grey, Box
28770 | 1441600000 | RSV1,6 LBF6 GR 3,2 AU | PCB plug-in connector, female header, Flange, THT solder connection, 5.00 mm, Number of poles: 6, 180°, Solder pin length (l): 3.2 mm, Gold-plated, Pebble grey, Box
28771 | 1441700000 | RSV1,6 LBF6 GR 3,2 SN | PCB plug-in connector, female header, Flange, THT solder connection, 5.00 mm, Number of poles: 6, 180°, Solder pin length (l): 3.2 mm, tinned, Pebble grey, Box
28772 | 1441800000 | RSV1,6 LSF6 GR 3,2 AU | PCB plug-in connector, male header, Flange, THT solder connection, 5.00 mm, Number of poles: 6, 180°, Solder pin length (l): 3.2 mm, Gold-plated, Pebble grey, Box
28773 | 1441900000 | RSV1,6 LSF6 GR 3,2 SN | PCB plug-in connector, male header, Flange, THT solder connection, 5.00 mm, Number of poles: 6, 180°, Solder pin length (l): 3.2 mm, tinned, Pebble grey, Box
28774 | 1442200000 | RSV1,6 LB9 GR 3,2 AU | PCB plug-in connector, female header, closed side, THT solder connection, 5.00 mm, Number of poles: 9, 180°, Solder pin length (l): 3.2 mm, Gold-plated, Pebble grey, Box
28775 | 1442300000 | RSV1,6 LB9 GR 3,2 SN | PCB plug-in connector, female header, closed side, THT solder connection, 5.00 mm, Number of poles: 9, 180°, Solder pin length (l): 3.2 mm, tinned, Pebble grey, Box
28776 | 1442400000 | RSV1,6 LS9 GR 3,2 AU | PCB plug-in connector, male header, closed side, THT solder connection, 5.00 mm, Number of poles: 9, 180°, Solder pin length (l): 3.2 mm, Gold-plated, Pebble grey, Box
28777 | 1442500000 | RSV1,6 LS9 GR 3,2 SN | PCB plug-in connector, male header, closed side, THT solder connection, 5.00 mm, Number of poles: 9, 180°, Solder pin length (l): 3.2 mm, tinned, Pebble grey, Box
28778 | 1442600000 | RSV1,6 LBF9 GR 3,2 AU | PCB plug-in connector, female header, Flange, THT solder connection, 5.00 mm, Number of poles: 9, 180°, Solder pin length (l): 3.2 mm, Gold-plated, Pebble grey, Box
28779 | 1442700000 | RSV1,6 LBF9 GR 3,2 SN | PCB plug-in connector, female header, Flange, THT solder connection, 5.00 mm, Number of poles: 9, 180°, Solder pin length (l): 3.2 mm, tinned, Pebble grey, Box
28780 | 1442800000 | RSV1,6 LSF9 GR 3,2 AU | PCB plug-in connector, male header, Flange, THT solder connection, 5.00 mm, Number of poles: 9, 180°, Solder pin length (l): 3.2 mm, Gold-plated, Pebble grey, Box
28781 | 1442900000 | RSV1,6 LSF9 GR 3,2 SN | PCB plug-in connector, male header, Flange, THT solder connection, 5.00 mm, Number of poles: 9, 180°, Solder pin length (l): 3.2 mm, tinned, Pebble grey, Box
28782 | 1443200000 | RSV1,6 LB12 GR 3,2 AU | PCB plug-in connector, female header, closed side, THT solder connection, 5.00 mm, Number of poles: 12, 180°, Solder pin length (l): 3.2 mm, Gold-plated, Pebble grey, Box
28783 | 1443300000 | RSV1,6 LB12 GR 3,2 SN | PCB plug-in connector, female header, closed side, THT solder connection, 5.00 mm, Number of poles: 12, 180°, Solder pin length (l): 3.2 mm, tinned, Pebble grey, Box
28784 | 1443400000 | RSV1,6 LS12 GR 3,2 AU | PCB plug-in connector, male header, closed side, THT solder connection, 5.00 mm, Number of poles: 12, 180°, Solder pin length (l): 3.2 mm, Gold-plated, Pebble grey, Box
28785 | 1443500000 | RSV1,6 LS12 GR 3,2 SN | PCB plug-in connector, male header, closed side, THT solder connection, 5.00 mm, Number of poles: 12, 180°, Solder pin length (l): 3.2 mm, tinned, Pebble grey, Box
28786 | 1443600000 | RSV1,6 LBF12 GR 3,2 AU | PCB plug-in connector, female header, Flange, THT solder connection, 5.00 mm, Number of poles: 12, 180°, Solder pin length (l): 3.2 mm, Gold-plated, Pebble grey, Box
28787 | 1443700000 | RSV1,6 LBF12 GR 3,2 SN | PCB plug-in connector, female header, Flange, THT solder connection, 5.00 mm, Number of poles: 12, 180°, Solder pin length (l): 3.2 mm, tinned, Pebble grey, Box
28788 | 1443800000 | RSV1,6 LSF12 GR 3,2 AU | PCB plug-in connector, male header, Flange, THT solder connection, 5.00 mm, Number of poles: 12, 180°, Solder pin length (l): 3.2 mm, Gold-plated, Pebble grey, Box
28789 | 1443900000 | RSV1,6 LSF12 GR 3,2 SN | PCB plug-in connector, male header, Flange, THT solder connection, 5.00 mm, Number of poles: 12, 180°, Solder pin length (l): 3.2 mm, tinned, Pebble grey, Box
28790 | 1444200000 | RSV1,6 LB18 GR 3,2 AU | PCB plug-in connector, female header, closed side, THT solder connection, 5.00 mm, Number of poles: 18, 180°, Solder pin length (l): 3.2 mm, Gold-plated, Pebble grey, Box
28791 | 1444300000 | RSV1,6 LB18 GR 3,2 SN | PCB plug-in connector, female header, closed side, THT solder connection, 5.00 mm, Number of poles: 18, 180°, Solder pin length (l): 3.2 mm, tinned, Pebble grey, Box
28792 | 1444400000 | RSV1,6 LS18 GR 3,2 AU | PCB plug-in connector, male header, closed side, THT solder connection, 5.00 mm, Number of poles: 18, 180°, Solder pin length (l): 3.2 mm, Gold-plated, Pebble grey, Box
28793 | 1444500000 | RSV1,6 LS18 GR 3,2 SN | PCB plug-in connector, male header, closed side, THT solder connection, 5.00 mm, Number of poles: 18, 180°, Solder pin length (l): 3.2 mm, tinned, Pebble grey, Box
28794 | 1444600000 | RSV1,6 LBF18 GR 3,2 AU | PCB plug-in connector, female header, Flange, THT solder connection, 5.00 mm, Number of poles: 18, 180°, Solder pin length (l): 3.2 mm, Gold-plated, Pebble grey, Box
28795 | 1444700000 | RSV1,6 LBF18 GR 3,2 SN | PCB plug-in connector, female header, Flange, THT solder connection, 5.00 mm, Number of poles: 18, 180°, Solder pin length (l): 3.2 mm, tinned, Pebble grey, Box
28796 | 1444800000 | RSV1,6 LSF18 GR 3,2 AU | PCB plug-in connector, male header, Flange, THT solder connection, 5.00 mm, Number of poles: 18, 180°, Solder pin length (l): 3.2 mm, Gold-plated, Pebble grey, Box
28797 | 1444900000 | RSV1,6 LSF18 GR 3,2 SN | PCB plug-in connector, male header, Flange, THT solder connection, 5.00 mm, Number of poles: 18, 180°, Solder pin length (l): 3.2 mm, tinned, Pebble grey, Box
28798 | 1445200000 | RSV1,6 LB24 GR 3,2 AU | PCB plug-in connector, female header, closed side, THT solder connection, 5.00 mm, Number of poles: 24, 180°, Solder pin length (l): 3.2 mm, Gold-plated, Pebble grey, Box
28799 | 1445300000 | RSV1,6 LB24 GR 3,2 SN | PCB plug-in connector, female header, closed side, THT solder connection, 5.00 mm, Number of poles: 24, 180°, Solder pin length (l): 3.2 mm, tinned, Pebble grey, Box
28800 | 1445400000 | RSV1,6 LS24 GR 3,2 AU | PCB plug-in connector, male header, closed side, THT solder connection, 5.00 mm, Number of poles: 24, 180°, Solder pin length (l): 3.2 mm, Gold-plated, Pebble grey, Box
28801 | 1445500000 | RSV1,6 LS24 GR 3,2 SN | PCB plug-in connector, male header, closed side, THT solder connection, 5.00 mm, Number of poles: 24, 180°, Solder pin length (l): 3.2 mm, tinned, Pebble grey, Box
28802 | 1445600000 | RSV1,6 LBF24 GR 3,2 AU | PCB plug-in connector, female header, Flange, THT solder connection, 5.00 mm, Number of poles: 24, 180°, Solder pin length (l): 3.2 mm, Gold-plated, Pebble grey, Box
28803 | 1445700000 | RSV1,6 LBF24 GR 3,2 SN | PCB plug-in connector, female header, Flange, THT solder connection, 5.00 mm, Number of poles: 24, 180°, Solder pin length (l): 3.2 mm, tinned, Pebble grey, Box
28804 | 1445800000 | RSV1,6 LSF24 GR 3,2 AU | PCB plug-in connector, male header, Flange, THT solder connection, 5.00 mm, Number of poles: 24, 180°, Solder pin length (l): 3.2 mm, Gold-plated, Pebble grey, Box
28805 | 1445900000 | RSV1,6 LSF24 GR 3,2 SN | PCB plug-in connector, male header, Flange, THT solder connection, 5.00 mm, Number of poles: 24, 180°, Solder pin length (l): 3.2 mm, tinned, Pebble grey, Box
28806 | 1446060000 | SLA BB8 RH OR | PCB plug-in connector, Accessories, Mounting block, orange, Number of poles: 1
28807 | 1446200000 | RSV1,6 LB36 GR 3,2 AU | PCB plug-in connector, female header, closed side, THT solder connection, 5.00 mm, Number of poles: 36, 180°, Solder pin length (l): 3.2 mm, Gold-plated, Pebble grey, Box
28808 | 1446300000 | RSV1,6 LB36 GR 3,2 SN | PCB plug-in connector, female header, closed side, THT solder connection, 5.00 mm, Number of poles: 36, 180°, Solder pin length (l): 3.2 mm, tinned, Pebble grey, Box
28809 | 1446400000 | RSV1,6 LS36 GR 3,2 AU | PCB plug-in connector, male header, closed side, THT solder connection, 5.00 mm, Number of poles: 36, 180°, Solder pin length (l): 3.2 mm, Gold-plated, Pebble grey, Box
28810 | 1446500000 | RSV1,6 LS36 GR 3,2 SN | PCB plug-in connector, male header, closed side, THT solder connection, 5.00 mm, Number of poles: 36, 180°, Solder pin length (l): 3.2 mm, tinned, Pebble grey, Box
28811 | 1446600000 | RSV1,6 LBF36 GR 3,2 AU | PCB plug-in connector, female header, Flange, THT solder connection, 5.00 mm, Number of poles: 36, 180°, Solder pin length (l): 3.2 mm, Gold-plated, Pebble grey, Box
28812 | 1446700000 | RSV1,6 LBF36 GR 3,2 SN | PCB plug-in connector, female header, Flange, THT solder connection, 5.00 mm, Number of poles: 36, 180°, Solder pin length (l): 3.2 mm, tinned, Pebble grey, Box
28813 | 1446800000 | RSV1,6 LSF36 GR 3,2 AU | PCB plug-in connector, male header, Flange, THT solder connection, 5.00 mm, Number of poles: 36, 180°, Solder pin length (l): 3.2 mm, Gold-plated, Pebble grey, Box
28814 | 1446900000 | RSV1,6 LSF36 GR 3,2 SN | PCB plug-in connector, male header, Flange, THT solder connection, 5.00 mm, Number of poles: 36, 180°, Solder pin length (l): 3.2 mm, tinned, Pebble grey, Box
28815 | 1472200000 | LPA QB 2 | Printed circuit board terminals, Accessories, Cross-connector, Number of poles: 2
28816 | 1472300000 | LPA QB 3 | Printed circuit board terminals, Accessories, Cross-connector, Number of poles: 3
28817 | 1472400000 | LPA QB 4 | Printed circuit board terminals, Accessories, Cross-connector, Number of poles: 4
28818 | 1472500000 | LPA QB 10 | Printed circuit board terminals, Accessories, Cross-connector, Number of poles: 10
28819 | 1472600000 | LPA QB 24 | Printed circuit board terminals, Accessories, Cross-connector, Number of poles: 24
28820 | 1483260000 | SLA FLA 9.8/1 | PCB plug-in connector, Accessories, Flood-light display, Transparent, Number of poles: 1
28821 | 1495060000 | LPA SI STI3.2 OR | Printed circuit board terminals, Accessories, Fuse cartridge, orange, Number of poles: 1
28822 | 1495160000 | LPA SI STI4.5 OR | Printed circuit board terminals, Accessories, Fuse cartridge, orange, Number of poles: 1
28823 | 1495460000 | LPA TR STI3.2 OR | Printed circuit board terminals, Accessories, Spacer, orange, Number of poles: 1
28824 | 1495560000 | LPA TR STI4.5 OR | Printed circuit board terminals, Accessories, Spacer, orange, Number of poles: 1
28825 | 1495960000 | LPA FA2 | Printed circuit board terminals, Accessories, Function indicator, black, Number of poles: 2
28826 | 1496060000 | LPA FA3 | Printed circuit board terminals, Accessories, Function indicator, black, Number of poles: 3
28827 | 1496160000 | LPA FA2 BZ | Printed circuit board terminals, Accessories, Function indicator, black, Number of poles: 2
28828 | 1496260000 | LPA FA3 BZ | Printed circuit board terminals, Accessories, Function indicator, black, Number of poles: 3
28829 | 1497260000 | LPA BZ2 | Printed circuit board terminals, Accessories, Marker holder, black, Number of poles: 2
28830 | 1497360000 | LPA BZ3 | Printed circuit board terminals, Accessories, Marker holder, black, Number of poles: 3
28831 | 1545710000 | BLZ/SL KO BK BX | PCB plug-in connector, Accessories, Coding element, black, Number of poles: 1
28832 | 1571720000 | SLA BB4 OR | PCB plug-in connector, Accessories, Mounting block, orange, Number of poles: 1
28833 | 1571730000 | SLAS RF15 OR | PCB plug-in connector, Accessories, Clip-in foot, orange
28834 | 1571820000 | SLAS 4B SN OR | PCB plug-in connector, male plug, 5.08 mm, Number of poles: 4, 180°, Clamping yoke connection, Clamping range, max. : 3.31 mm², Box
28835 | 1571830000 | SLAS 6B SN OR | PCB plug-in connector, male plug, 5.08 mm, Number of poles: 6, 180°, Clamping yoke connection, Clamping range, max. : 3.31 mm², Box
28836 | 1571840000 | SLAS 8B SN OR | PCB plug-in connector, male plug, 5.08 mm, Number of poles: 8, 180°, Clamping yoke connection, Clamping range, max. : 3.31 mm², Box
28837 | 1571850000 | SLAS 10B SN OR | PCB plug-in connector, male plug, 5.08 mm, Number of poles: 10, 180°, Clamping yoke connection, Clamping range, max. : 3.31 mm², Box
28838 | 1571860000 | SLAS 12B SN OR | PCB plug-in connector, male plug, 5.08 mm, Number of poles: 12, 180°, Clamping yoke connection, Clamping range, max. : 3.31 mm², Box
28839 | 1571870000 | SLAS 14B SN OR | PCB plug-in connector, male plug, 5.08 mm, Number of poles: 14, 180°, Clamping yoke connection, Clamping range, max. : 3.31 mm², Box
28840 | 1571880000 | SLAS 16B SN OR | PCB plug-in connector, male plug, 5.08 mm, Number of poles: 16, 180°, Clamping yoke connection, Clamping range, max. : 3.31 mm², Box
28841 | 1571890000 | SLAS 20B SN OR | PCB plug-in connector, male plug, 5.08 mm, Number of poles: 20, 180°, Clamping yoke connection, Clamping range, max. : 3.31 mm², Box
28842 | 1571900000 | SLAS 24B SN OR | PCB plug-in connector, male plug, 5.08 mm, Number of poles: 24, 180°, Clamping yoke connection, Clamping range, max. : 3.31 mm², Box
28843 | 1573010000 | BLZ/SL KO OR BX | PCB plug-in connector, Accessories, Coding element, orange, Number of poles: 1
28844 | 1576460000 | SLAS KF OR | PCB plug-in connector, Accessories, Clip-in foot, orange, Number of poles: 1
28845 | 1577980000 | BLAT ZE04 OR BX | PCB plug-in connector, Accessories, Strain relief, orange, Number of poles: 4
28846 | 1578010000 | BLAT ZE08 OR BX | PCB plug-in connector, Accessories, Strain relief, orange, Number of poles: 8
28847 | 1580100000 | SL FLA 1.5/1 | PCB plug-in connector, Accessories, Flood-light display, Transparent, Number of poles: 1
28848 | 1580110000 | SL FLA 3.8/1 | PCB plug-in connector, Accessories, Flood-light display, Transparent, Number of poles: 1
28849 | 1580120000 | SL FLA 9.0/1 | PCB plug-in connector, Accessories, Flood-light display, Transparent, Number of poles: 1
28850 | 1584770000 | LPA QB 17 | Printed circuit board terminals, Accessories, Cross-connector, Number of poles: 17
28851 | 1593450000 | SLA BB12R OR | PCB plug-in connector, Accessories, Mounting block, orange, Number of poles: 1
28852 | 1594340000 | LPP 5.00/02/90 3.2SN OR BX | Printed circuit board terminals, 5.00 mm, Number of poles: 2, 90°, Solder pin length (l): 3.2 mm, tinned, orange, Clamping yoke connection, Clamping range, max. : 6 mm², Box
28853 | 1594350000 | LPP 5.00/03/90 3.2SN OR BX | Printed circuit board terminals, 5.00 mm, Number of poles: 3, 90°, Solder pin length (l): 3.2 mm, tinned, orange, Clamping yoke connection, Clamping range, max. : 6 mm², Box
28854 | 1594400000 | LPP 5.08/02/90 3.2SN OR BX | Printed circuit board terminals, 5.08 mm, Number of poles: 2, 90°, Solder pin length (l): 3.2 mm, tinned, orange, Clamping yoke connection, Clamping range, max. : 6 mm², Box
28855 | 1594410000 | LPP 5.08/03/90 3.2SN OR BX | Printed circuit board terminals, 5.08 mm, Number of poles: 3, 90°, Solder pin length (l): 3.2 mm, tinned, orange, Clamping yoke connection, Clamping range, max. : 6 mm², Box
28856 | 1594520000 | LPP 5.00/02/90 4.5SN OR BX | Printed circuit board terminals, 5.00 mm, Number of poles: 2, 90°, Solder pin length (l): 4.5 mm, tinned, orange, Clamping yoke connection, Clamping range, max. : 6 mm², Box
28857 | 1594530000 | LPP 5.00/03/90 4.5SN OR BX | Printed circuit board terminals, 5.00 mm, Number of poles: 3, 90°, Solder pin length (l): 4.5 mm, tinned, orange, Clamping yoke connection, Clamping range, max. : 6 mm², Box
28858 | 1594600000 | LPP 5.08/02/90 4.5SN OR BX | Printed circuit board terminals, 5.08 mm, Number of poles: 2, 90°, Solder pin length (l): 4.5 mm, tinned, orange, Clamping yoke connection, Clamping range, max. : 6 mm², Box
28859 | 1594610000 | LPP 5.08/03/90 4.5SN OR BX | Printed circuit board terminals, 5.08 mm, Number of poles: 3, 90°, Solder pin length (l): 4.5 mm, tinned, orange, Clamping yoke connection, Clamping range, max. : 6 mm², Box
28860 | 1598300000 | SL AT OR | PCB plug-in connector, Accessories, Spacer, orange, Number of poles: 1
28861 | 1606450000 | SL 135 BB15R OR | PCB plug-in connector, Accessories, Mounting block, orange, Number of poles: 1
28862 | 1626880000 | SLA BB12R SW | PCB plug-in connector, Accessories, Mounting block, black, Number of poles: 1
28863 | 1628360000 | SL 7.50/02/90 3.2SN OR BX | PCB plug-in connector, male header, open side, THT solder connection, 7.50 mm, Number of poles: 2, 90°, Solder pin length (l): 3.2 mm, tinned, orange, Box
28864 | 1628370000 | SL 7.50/03/90 3.2SN OR BX | PCB plug-in connector, male header, open side, THT solder connection, 7.50 mm, Number of poles: 3, 90°, Solder pin length (l): 3.2 mm, tinned, orange, Box
28865 | 1628380000 | SL 7.50/04/90 3.2SN OR BX | PCB plug-in connector, male header, open side, THT solder connection, 7.50 mm, Number of poles: 4, 90°, Solder pin length (l): 3.2 mm, tinned, orange, Box
28866 | 1628390000 | SL 7.50/05/90 3.2SN OR BX | PCB plug-in connector, male header, open side, THT solder connection, 7.50 mm, Number of poles: 5, 90°, Solder pin length (l): 3.2 mm, tinned, orange, Box
28867 | 1628400000 | SL 7.50/06/90 3.2SN OR BX | PCB plug-in connector, male header, open side, THT solder connection, 7.50 mm, Number of poles: 6, 90°, Solder pin length (l): 3.2 mm, tinned, orange, Box
28868 | 1628410000 | SL 7.50/07/90 3.2SN OR BX | PCB plug-in connector, male header, open side, THT solder connection, 7.50 mm, Number of poles: 7, 90°, Solder pin length (l): 3.2 mm, tinned, orange, Box
28869 | 1628420000 | SL 7.50/08/90 3.2SN OR BX | PCB plug-in connector, male header, open side, THT solder connection, 7.50 mm, Number of poles: 8, 90°, Solder pin length (l): 3.2 mm, tinned, orange, Box
28870 | 1628430000 | SL 7.50/09/90 3.2SN OR BX | PCB plug-in connector, male header, open side, THT solder connection, 7.50 mm, Number of poles: 9, 90°, Solder pin length (l): 3.2 mm, tinned, orange, Box
28871 | 1628440000 | SL 7.50/10/90 3.2SN OR BX | PCB plug-in connector, male header, open side, THT solder connection, 7.50 mm, Number of poles: 10, 90°, Solder pin length (l): 3.2 mm, tinned, orange, Box
28872 | 1628450000 | SL 7.50/11/90 3.2SN OR BX | PCB plug-in connector, male header, open side, THT solder connection, 7.50 mm, Number of poles: 11, 90°, Solder pin length (l): 3.2 mm, tinned, orange, Box
28873 | 1628460000 | SL 7.50/12/90 3.2SN OR BX | PCB plug-in connector, male header, open side, THT solder connection, 7.50 mm, Number of poles: 12, 90°, Solder pin length (l): 3.2 mm, tinned, orange, Box
28874 | 1628470000 | SL 7.50/02/90B 3.2SN OR BX | PCB plug-in connector, male header, Dovetails for fixing blocks, THT solder connection, 7.50 mm, Number of poles: 2, 90°, Solder pin length (l): 3.2 mm, tinned, orange, Box
28875 | 1628480000 | SL 7.50/03/90B 3.2SN OR BX | PCB plug-in connector, male header, Dovetails for fixing blocks, THT solder connection, 7.50 mm, Number of poles: 3, 90°, Solder pin length (l): 3.2 mm, tinned, orange, Box
28876 | 1628490000 | SL 7.50/04/90B 3.2SN OR BX | PCB plug-in connector, male header, Dovetails for fixing blocks, THT solder connection, 7.50 mm, Number of poles: 4, 90°, Solder pin length (l): 3.2 mm, tinned, orange, Box
28877 | 1628500000 | SL 7.50/05/90B 3.2SN OR BX | PCB plug-in connector, male header, Dovetails for fixing blocks, THT solder connection, 7.50 mm, Number of poles: 5, 90°, Solder pin length (l): 3.2 mm, tinned, orange, Box
28878 | 1628510000 | SL 7.50/06/90B 3.2SN OR BX | PCB plug-in connector, male header, Dovetails for fixing blocks, THT solder connection, 7.50 mm, Number of poles: 6, 90°, Solder pin length (l): 3.2 mm, tinned, orange, Box
28879 | 1628520000 | SL 7.50/07/90B 3.2SN OR BX | PCB plug-in connector, male header, Dovetails for fixing blocks, THT solder connection, 7.50 mm, Number of poles: 7, 90°, Solder pin length (l): 3.2 mm, tinned, orange, Box
28880 | 1628530000 | SL 7.50/08/90B 3.2SN OR BX | PCB plug-in connector, male header, Dovetails for fixing blocks, THT solder connection, 7.50 mm, Number of poles: 8, 90°, Solder pin length (l): 3.2 mm, tinned, orange, Box
28881 | 1628540000 | SL 7.50/09/90B 3.2SN OR BX | PCB plug-in connector, male header, Dovetails for fixing blocks, THT solder connection, 7.50 mm, Number of poles: 9, 90°, Solder pin length (l): 3.2 mm, tinned, orange, Box
28882 | 1628550000 | SL 7.50/10/90B 3.2SN OR BX | PCB plug-in connector, male header, Dovetails for fixing blocks, THT solder connection, 7.50 mm, Number of poles: 10, 90°, Solder pin length (l): 3.2 mm, tinned, orange, Box
28883 | 1628560000 | SL 7.50/11/90B 3.2SN OR BX | PCB plug-in connector, male header, Dovetails for fixing blocks, THT solder connection, 7.50 mm, Number of poles: 11, 90°, Solder pin length (l): 3.2 mm, tinned, orange, Box
28884 | 1628570000 | SL 7.50/12/90B 3.2SN OR BX | PCB plug-in connector, male header, Dovetails for fixing blocks, THT solder connection, 7.50 mm, Number of poles: 12, 90°, Solder pin length (l): 3.2 mm, tinned, orange, Box
28885 | 1628910000 | SL 7.50/02/90B 4.5SN BK BX | PCB plug-in connector, male header, Dovetails for fixing blocks, THT solder connection, 7.50 mm, Number of poles: 2, 90°, Solder pin length (l): 4.5 mm, tinned, black, Box
28886 | 1628920000 | SL 7.50/03/90B 4.5SN BK BX | PCB plug-in connector, male header, Dovetails for fixing blocks, THT solder connection, 7.50 mm, Number of poles: 3, 90°, Solder pin length (l): 4.5 mm, tinned, black, Box
28887 | 1629020000 | SL 7.50/02/180 3.2SN OR BX | PCB plug-in connector, male header, open side, THT solder connection, 7.50 mm, Number of poles: 2, 180°, Solder pin length (l): 3.2 mm, tinned, orange, Box
28888 | 1629030000 | SL 7.50/03/180 3.2SN OR BX | PCB plug-in connector, male header, open side, THT solder connection, 7.50 mm, Number of poles: 3, 180°, Solder pin length (l): 3.2 mm, tinned, orange, Box
28889 | 1629040000 | SL 7.50/04/180 3.2SN OR BX | PCB plug-in connector, male header, open side, THT solder connection, 7.50 mm, Number of poles: 4, 180°, Solder pin length (l): 3.2 mm, tinned, orange, Box
28890 | 1629050000 | SL 7.50/05/180 3.2SN OR BX | PCB plug-in connector, male header, open side, THT solder connection, 7.50 mm, Number of poles: 5, 180°, Solder pin length (l): 3.2 mm, tinned, orange, Box
28891 | 1629060000 | SL 7.50/06/180 3.2SN OR BX | PCB plug-in connector, male header, open side, THT solder connection, 7.50 mm, Number of poles: 6, 180°, Solder pin length (l): 3.2 mm, tinned, orange, Box
28892 | 1629070000 | SL 7.50/07/180 3.2SN OR BX | PCB plug-in connector, male header, open side, THT solder connection, 7.50 mm, Number of poles: 7, 180°, Solder pin length (l): 3.2 mm, tinned, orange, Box
28893 | 1629080000 | SL 7.50/08/180 3.2SN OR BX | PCB plug-in connector, male header, open side, THT solder connection, 7.50 mm, Number of poles: 8, 180°, Solder pin length (l): 3.2 mm, tinned, orange, Box
28894 | 1629090000 | SL 7.50/09/180 3.2SN OR BX | PCB plug-in connector, male header, open side, THT solder connection, 7.50 mm, Number of poles: 9, 180°, Solder pin length (l): 3.2 mm, tinned, orange, Box
28895 | 1629100000 | SL 7.50/10/180 3.2SN OR BX | PCB plug-in connector, male header, open side, THT solder connection, 7.50 mm, Number of poles: 10, 180°, Solder pin length (l): 3.2 mm, tinned, orange, Box
28896 | 1629110000 | SL 7.50/11/180 3.2SN OR BX | PCB plug-in connector, male header, open side, THT solder connection, 7.50 mm, Number of poles: 11, 180°, Solder pin length (l): 3.2 mm, tinned, orange, Box
28897 | 1629120000 | SL 7.50/12/180 3.2SN OR BX | PCB plug-in connector, male header, open side, THT solder connection, 7.50 mm, Number of poles: 12, 180°, Solder pin length (l): 3.2 mm, tinned, orange, Box
28898 | 1629130000 | SL 7.50/02/180B 3.2SN OR BX | PCB plug-in connector, male header, Dovetails for fixing blocks, THT solder connection, 7.50 mm, Number of poles: 2, 180°, Solder pin length (l): 3.2 mm, tinned, orange, Box
28899 | 1629140000 | SL 7.50/03/180B 3.2SN OR BX | PCB plug-in connector, male header, Dovetails for fixing blocks, THT solder connection, 7.50 mm, Number of poles: 3, 180°, Solder pin length (l): 3.2 mm, tinned, orange, Box
28900 | 1629150000 | SL 7.50/04/180B 3.2SN OR BX | PCB plug-in connector, male header, Dovetails for fixing blocks, THT solder connection, 7.50 mm, Number of poles: 4, 180°, Solder pin length (l): 3.2 mm, tinned, orange, Box
28901 | 1629160000 | SL 7.50/05/180B 3.2SN OR BX | PCB plug-in connector, male header, Dovetails for fixing blocks, THT solder connection, 7.50 mm, Number of poles: 5, 180°, Solder pin length (l): 3.2 mm, tinned, orange, Box
28902 | 1629170000 | SL 7.50/06/180B 3.2SN OR BX | PCB plug-in connector, male header, Dovetails for fixing blocks, THT solder connection, 7.50 mm, Number of poles: 6, 180°, Solder pin length (l): 3.2 mm, tinned, orange, Box
28903 | 1629180000 | SL 7.50/07/180B 3.2SN OR BX | PCB plug-in connector, male header, Dovetails for fixing blocks, THT solder connection, 7.50 mm, Number of poles: 7, 180°, Solder pin length (l): 3.2 mm, tinned, orange, Box
28904 | 1629190000 | SL 7.50/08/180B 3.2SN OR BX | PCB plug-in connector, male header, Dovetails for fixing blocks, THT solder connection, 7.50 mm, Number of poles: 8, 180°, Solder pin length (l): 3.2 mm, tinned, orange, Box
28905 | 1629200000 | SL 7.50/09/180B 3.2SN OR BX | PCB plug-in connector, male header, Dovetails for fixing blocks, THT solder connection, 7.50 mm, Number of poles: 9, 180°, Solder pin length (l): 3.2 mm, tinned, orange, Box
28906 | 1629210000 | SL 7.50/10/180B 3.2SN OR BX | PCB plug-in connector, male header, Dovetails for fixing blocks, THT solder connection, 7.50 mm, Number of poles: 10, 180°, Solder pin length (l): 3.2 mm, tinned, orange, Box
28907 | 1629220000 | SL 7.50/11/180B 3.2SN OR BX | PCB plug-in connector, male header, Dovetails for fixing blocks, THT solder connection, 7.50 mm, Number of poles: 11, 180°, Solder pin length (l): 3.2 mm, tinned, orange, Box
28908 | 1629230000 | SL 7.50/12/180B 3.2SN OR BX | PCB plug-in connector, male header, Dovetails for fixing blocks, THT solder connection, 7.50 mm, Number of poles: 12, 180°, Solder pin length (l): 3.2 mm, tinned, orange, Box
28909 | 1629570000 | SL 7.50/02/180B 4.5SN BK BX | PCB plug-in connector, male header, Dovetails for fixing blocks, THT solder connection, 7.50 mm, Number of poles: 2, 180°, Solder pin length (l): 4.5 mm, tinned, black, Box
28910 | 1629580000 | SL 7.50/03/180B 4.5SN BK BX | PCB plug-in connector, male header, Dovetails for fixing blocks, THT solder connection, 7.50 mm, Number of poles: 3, 180°, Solder pin length (l): 4.5 mm, tinned, black, Box
28911 | 1631380000 | LU 10.16/02/90 4STI 3.2SN GN BX | Printed circuit board terminals, 10.16 mm, Number of poles: 2, 90°, Solder pin length (l): 3.2 mm, tinned, Pale green, Clamping yoke connection, Clamping range, max. : 16 mm², Box
28912 | 1631400000 | LU 10.16/03/90 4STI 3.2SN GN BX | Printed circuit board terminals, 10.16 mm, Number of poles: 3, 90°, Solder pin length (l): 3.2 mm, tinned, Pale green, Clamping yoke connection, Clamping range, max. : 16 mm², Box
28913 | 1635920000 | LU 10.16/02/90 4STI 3.2SN GY BX | Printed circuit board terminals, 10.16 mm, Number of poles: 2, 90°, Solder pin length (l): 3.2 mm, tinned, Pebble grey, Clamping yoke connection, Clamping range, max. : 16 mm², Box
28914 | 1635930000 | LU 10.16/03/90 4STI 3.2SN GY BX | Printed circuit board terminals, 10.16 mm, Number of poles: 3, 90°, Solder pin length (l): 3.2 mm, tinned, Pebble grey, Clamping yoke connection, Clamping range, max. : 16 mm², Box
28915 | 1636170000 | LU 10.16/02/90 4STI 4.5SN GY BX | Printed circuit board terminals, 10.16 mm, Number of poles: 2, 90°, Solder pin length (l): 4.5 mm, tinned, Pebble grey, Clamping yoke connection, Clamping range, max. : 16 mm², Box
28916 | 1636180000 | LU 10.16/03/90 4STI 4.5SN GY BX | Printed circuit board terminals, 10.16 mm, Number of poles: 3, 90°, Solder pin length (l): 4.5 mm, tinned, Pebble grey, Clamping yoke connection, Clamping range, max. : 16 mm², Box
28917 | 1636670000 | SL FLA 2,3/1 | PCB plug-in connector, Accessories, Flood-light display, Transparent, Number of poles: 1
28918 | 1636680000 | SL FLA 2,3/24 | PCB plug-in connector, Accessories, Flood-light display, Transparent, Number of poles: 1
28919 | 1643330000 | SL 3.50/02/135F 3.2SN OR BX | PCB plug-in connector, male header, Flange, THT solder connection, 3.50 mm, Number of poles: 2, 135°, Solder pin length (l): 3.2 mm, tinned, orange, Box
28920 | 1643340000 | SL 3.50/03/135F 3.2SN OR BX | PCB plug-in connector, male header, Flange, THT solder connection, 3.50 mm, Number of poles: 3, 135°, Solder pin length (l): 3.2 mm, tinned, orange, Box
28921 | 1643350000 | SL 3.50/04/135F 3.2SN OR BX | PCB plug-in connector, male header, Flange, THT solder connection, 3.50 mm, Number of poles: 4, 135°, Solder pin length (l): 3.2 mm, tinned, orange, Box
28922 | 1643360000 | SL 3.50/05/135F 3.2SN OR BX | PCB plug-in connector, male header, Flange, THT solder connection, 3.50 mm, Number of poles: 5, 135°, Solder pin length (l): 3.2 mm, tinned, orange, Box
28923 | 1643370000 | SL 3.50/06/135F 3.2SN OR BX | PCB plug-in connector, male header, Flange, THT solder connection, 3.50 mm, Number of poles: 6, 135°, Solder pin length (l): 3.2 mm, tinned, orange, Box
28924 | 1643380000 | SL 3.50/07/135F 3.2SN OR BX | PCB plug-in connector, male header, Flange, THT solder connection, 3.50 mm, Number of poles: 7, 135°, Solder pin length (l): 3.2 mm, tinned, orange, Box
28925 | 1643390000 | SL 3.50/08/135F 3.2SN OR BX | PCB plug-in connector, male header, Flange, THT solder connection, 3.50 mm, Number of poles: 8, 135°, Solder pin length (l): 3.2 mm, tinned, orange, Box
28926 | 1643400000 | SL 3.50/09/135F 3.2SN OR BX | PCB plug-in connector, male header, Flange, THT solder connection, 3.50 mm, Number of poles: 9, 135°, Solder pin length (l): 3.2 mm, tinned, orange, Box
28927 | 1643410000 | SL 3.50/10/135F 3.2SN OR BX | PCB plug-in connector, male header, Flange, THT solder connection, 3.50 mm, Number of poles: 10, 135°, Solder pin length (l): 3.2 mm, tinned, orange, Box
28928 | 1643420000 | SL 3.50/11/135F 3.2SN OR BX | PCB plug-in connector, male header, Flange, THT solder connection, 3.50 mm, Number of poles: 11, 135°, Solder pin length (l): 3.2 mm, tinned, orange, Box
28929 | 1643430000 | SL 3.50/12/135F 3.2SN OR BX | PCB plug-in connector, male header, Flange, THT solder connection, 3.50 mm, Number of poles: 12, 135°, Solder pin length (l): 3.2 mm, tinned, orange, Box
28930 | 1643440000 | SL 3.50/13/135F 3.2SN OR BX | PCB plug-in connector, male header, Flange, THT solder connection, 3.50 mm, Number of poles: 13, 135°, Solder pin length (l): 3.2 mm, tinned, orange, Box
28931 | 1643450000 | SL 3.50/14/135F 3.2SN OR BX | PCB plug-in connector, male header, Flange, THT solder connection, 3.50 mm, Number of poles: 14, 135°, Solder pin length (l): 3.2 mm, tinned, orange, Box
28932 | 1643460000 | SL 3.50/15/135F 3.2SN OR BX | PCB plug-in connector, male header, Flange, THT solder connection, 3.50 mm, Number of poles: 15, 135°, Solder pin length (l): 3.2 mm, tinned, orange, Box
28933 | 1643470000 | SL 3.50/16/135F 3.2SN OR BX | PCB plug-in connector, male header, Flange, THT solder connection, 3.50 mm, Number of poles: 16, 135°, Solder pin length (l): 3.2 mm, tinned, orange, Box
28934 | 1643480000 | SL 3.50/17/135F 3.2SN OR BX | PCB plug-in connector, male header, Flange, THT solder connection, 3.50 mm, Number of poles: 17, 135°, Solder pin length (l): 3.2 mm, tinned, orange, Box
28935 | 1643490000 | SL 3.50/18/135F 3.2SN OR BX | PCB plug-in connector, male header, Flange, THT solder connection, 3.50 mm, Number of poles: 18, 135°, Solder pin length (l): 3.2 mm, tinned, orange, Box
28936 | 1643500000 | SL 3.50/19/135F 3.2SN OR BX | PCB plug-in connector, male header, Flange, THT solder connection, 3.50 mm, Number of poles: 19, 135°, Solder pin length (l): 3.2 mm, tinned, orange, Box
28937 | 1643510000 | SL 3.50/20/135F 3.2SN OR BX | PCB plug-in connector, male header, Flange, THT solder connection, 3.50 mm, Number of poles: 20, 135°, Solder pin length (l): 3.2 mm, tinned, orange, Box
28938 | 1643520000 | SL 3.50/21/135F 3.2SN OR BX | PCB plug-in connector, male header, Flange, THT solder connection, 3.50 mm, Number of poles: 21, 135°, Solder pin length (l): 3.2 mm, tinned, orange, Box
28939 | 1643530000 | SL 3.50/22/135F 3.2SN OR BX | PCB plug-in connector, male header, Flange, THT solder connection, 3.50 mm, Number of poles: 22, 135°, Solder pin length (l): 3.2 mm, tinned, orange, Box
28940 | 1643540000 | SL 3.50/23/135F 3.2SN OR BX | PCB plug-in connector, male header, Flange, THT solder connection, 3.50 mm, Number of poles: 23, 135°, Solder pin length (l): 3.2 mm, tinned, orange, Box
28941 | 1643550000 | SL 3.50/24/135F 3.2SN OR BX | PCB plug-in connector, male header, Flange, THT solder connection, 3.50 mm, Number of poles: 24, 135°, Solder pin length (l): 3.2 mm, tinned, orange, Box
28942 | 1643950000 | SL 3.50/16/135F 4.5SN BK BX | PCB plug-in connector, male header, Flange, THT solder connection, 3.50 mm, Number of poles: 16, 135°, Solder pin length (l): 4.5 mm, tinned, black, Box
28943 | 1648300000 | LU 10.16/03/90 4.5SN GY BX | Printed circuit board terminals, 10.16 mm, Number of poles: 3, 90°, Solder pin length (l): 4.5 mm, tinned, Pebble grey, Clamping yoke connection, Clamping range, max. : 16 mm², Box
28944 | 1648310000 | LU 10.16/02/90 4.5SN GY BX | Printed circuit board terminals, 10.16 mm, Number of poles: 2, 90°, Solder pin length (l): 4.5 mm, tinned, Pebble grey, Clamping yoke connection, Clamping range, max. : 16 mm², Box
28945 | 1650330000 | QB 16/10.16 | Printed circuit board terminals, Accessories, Cross-connector, Number of poles: 1
28946 | 1650510000 | SL 7.50/07/90 3.2SN GY BX | PCB plug-in connector, male header, open side, THT solder connection, 7.50 mm, Number of poles: 7, 90°, Solder pin length (l): 3.2 mm, tinned, Pebble grey, Box
28947 | 1652050000 | BLZ 5.08 ZE08 OR BX | PCB plug-in connector, Accessories, Strain relief, orange, Number of poles: 8
28948 | 1652070000 | BLZ 5.08 ZE08 BK BX | PCB plug-in connector, Accessories, Strain relief, black, Number of poles: 8
28949 | 1652110000 | BLZ 5.08 ZE04 OR BX | PCB plug-in connector, Accessories, Strain relief, orange, Number of poles: 4
28950 | 1652130000 | BLZ 5.08 ZE04 BK BX | PCB plug-in connector, Accessories, Strain relief, black, Number of poles: 4
28951 | 1652150000 | BLZ 7.62 ZE03 OR BX | PCB plug-in connector, Accessories, Strain relief, orange, Number of poles: 3
28952 | 1652170000 | BLZ 7.62 ZE06 OR BX | PCB plug-in connector, Accessories, Strain relief, orange, Number of poles: 6
28953 | 1652210000 | BLZ 7.62 ZE03 BK BX | PCB plug-in connector, Accessories, Strain relief, black, Number of poles: 3
28954 | 1692340000 | SLA BB11R SW | PCB plug-in connector, Accessories, Mounting block, black, Number of poles: 1
28955 | 1697120000 | LPP 5.08/02/90 4.5SN BK BX | Printed circuit board terminals, 5.08 mm, Number of poles: 2, 90°, Solder pin length (l): 4.5 mm, tinned, black, Clamping yoke connection, Clamping range, max. : 6 mm², Box
28956 | 1697130000 | LPP 5.08/03/90 4.5SN BK BX | Printed circuit board terminals, 5.08 mm, Number of poles: 3, 90°, Solder pin length (l): 4.5 mm, tinned, black, Clamping yoke connection, Clamping range, max. : 6 mm², Box
28957 | 1716240000 | SAK 4 | SAK Series, Feed-through terminal, Rated cross-section: 4 mm², Screw connection
28958 | 1720770000 | ZDL 2.5 S/N | Z-series, Installation multi-tier terminal, Rated cross-section: 2.5 mm², Tension-clamp connection, dark beige, Direct mounting
28959 | 1720780000 | ZDL 2.5 S/L | Z-series, Installation multi-tier terminal, Rated cross-section: 2.5 mm², Tension-clamp connection, dark beige, Direct mounting
28960 | 1720790000 | ZDL 2.5 S/N/L | Z-series, Installation multi-tier terminal, Rated cross-section: 2.5 mm², Tension-clamp connection, dark beige, Direct mounting
28961 | 1720800000 | ZDL 2.5 S/N/L/PE | Z-series, Installation multi-tier terminal, Rated cross-section: 2.5 mm², Tension-clamp connection, dark beige, Direct mounting
28962 | 1720810000 | ZDL 2.5 S/L/L/PE | Z-series, Installation multi-tier terminal, Rated cross-section: 2.5 mm², Tension-clamp connection, dark beige, Direct mounting
28963 | 1720820000 | ZDL 2.5/NT/L/PE | Z-series, Installation multi-tier terminal, Rated cross-section: 2.5 mm², Tension-clamp connection, dark beige, Direct mounting
28964 | 1720830000 | ZDL 2.5/L/L | Z-series, Installation multi-tier terminal, Rated cross-section: 2.5 mm², Tension-clamp connection, dark beige, Direct mounting
28965 | 1720850000 | ZDL 2.5/L | Z-series, Installation multi-tier terminal, Rated cross-section: 2.5 mm², Tension-clamp connection, dark beige, Direct mounting
28966 | 1720860000 | ZDL 2.5/N/L | Z-series, Installation multi-tier terminal, Rated cross-section: 2.5 mm², Tension-clamp connection, dark beige, Direct mounting
28967 | 1720870000 | ZDL 2.5/N/L/PE | Z-series, Installation multi-tier terminal, Rated cross-section: 2.5 mm², Tension-clamp connection, dark beige, Direct mounting
28968 | 1720880000 | ZDL 2.5/L/L/PE | Z-series, Installation multi-tier terminal, Rated cross-section: 2.5 mm², Tension-clamp connection, dark beige, Direct mounting
28969 | 1723440000 | SLA BB2R OR | PCB plug-in connector, Accessories, Mounting block, orange, Number of poles: 1
28970 | 1723450000 | SLA BB3R OR | PCB plug-in connector, Accessories, Mounting block, orange, Number of poles: 1
28971 | 1723460000 | SLA BB5R OR | PCB plug-in connector, Accessories, Mounting block, orange, Number of poles: 1
28972 | 1723470000 | SLA BB6R OR | PCB plug-in connector, Accessories, Mounting block, orange, Number of poles: 1
28973 | 1723480000 | SLA BB1R SW | PCB plug-in connector, Accessories, Mounting block, black, Number of poles: 1
28974 | 1723490000 | SLA BB2R SW | PCB plug-in connector, Accessories, Mounting block, black, Number of poles: 1
28975 | 1723510000 | SLA BB5R SW | PCB plug-in connector, Accessories, Mounting block, black, Number of poles: 1
28976 | 1723520000 | SLA BB6R SW | PCB plug-in connector, Accessories, Mounting block, black, Number of poles: 1
28977 | 1743180000 | ZDL 2.5/TR/DU/PE | Test-disconnect terminal, Tension-clamp connection, 2.5 mm², 400 V, 20 A, Pivoting, dark beige
28978 | 1743190000 | ZDL 2.5/TR/DU | Test-disconnect terminal, Tension-clamp connection, 2.5 mm², 400 V, 20 A, Pivoting, dark beige
28979 | 1747490000 | LPZP 1.27/90 OR | Printed circuit board terminals, Accessories, Intermediate plate, orange, Number of poles: 1
28980 | 1747500000 | LPZP 2.54/90 SW | Printed circuit board terminals, Accessories, Intermediate plate, black, Number of poles: 1
28981 | 1747540000 | LPBB OR | Printed circuit board terminals, Accessories, Mounting block, orange, Number of poles: 1
28982 | 1751100000 | BLIDC 3.50/03/180F SN OR BX | PCB plug-in connector, female plug, 3.50 mm, Number of poles: 3, 90°/270°, IDC terminal, Clamping range, max. : 0.5 mm², Box
28983 | 1751110000 | BLIDC 3.50/04/180F SN OR BX | PCB plug-in connector, female plug, 3.50 mm, Number of poles: 4, 90°/270°, IDC terminal, Clamping range, max. : 0.5 mm², Box
28984 | 1751120000 | BLIDC 3.50/05/180F SN OR BX | PCB plug-in connector, female plug, 3.50 mm, Number of poles: 5, 90°/270°, IDC terminal, Clamping range, max. : 0.5 mm², Box
28985 | 1751140000 | BLIDC 3.50/07/180F SN OR BX | PCB plug-in connector, female plug, 3.50 mm, Number of poles: 7, 90°/270°, IDC terminal, Clamping range, max. : 0.5 mm², Box
28986 | 1751160000 | BLIDC 3.50/09/180F SN OR BX | PCB plug-in connector, female plug, 3.50 mm, Number of poles: 9, 90°/270°, IDC terminal, Clamping range, max. : 0.5 mm², Box
28987 | 1751180000 | BLIDC 3.50/11/180F SN OR BX | PCB plug-in connector, female plug, 3.50 mm, Number of poles: 11, 90°/270°, IDC terminal, Clamping range, max. : 0.5 mm², Box
28988 | 1751380000 | BLIDCB 3.50/02/- SN OR BX | PCB plug-in connector, female plug, 3.50 mm, Number of poles: 2, 90°/270°, IDC terminal, Clamping range, max. : 0.5 mm², Box
28989 | 1751400000 | BLIDCB 3.50/04/- SN OR BX | PCB plug-in connector, female plug, 3.50 mm, Number of poles: 4, 90°/270°, IDC terminal, Clamping range, max. : 0.5 mm², Box
28990 | 1753280000 | WDU 1.5/R3.5 | W-Series, Feed-through terminal, Rated cross-section: 1.5 mm², Screw connection
28991 | 1753290000 | WDK 1.5/R3.5 | W-Series, Double-tier terminal, Feed-through terminal, Rated cross-section: 1.5 mm², Screw connection
28992 | 1753740000 | LPZP 2.54/135 OR | Printed circuit board terminals, Accessories, Intermediate plate, orange, Number of poles: 1
28993 | 1753890000 | LP 7.62/02/180 3.2SN OR BX | Printed circuit board terminals, 7.62 mm, Number of poles: 2, 180°, Solder pin length (l): 3.2 mm, tinned, orange, Clamping yoke connection, Clamping range, max. : 6 mm², Box
28994 | 1753900000 | LP 7.62/03/180 3.2SN OR BX | Printed circuit board terminals, 7.62 mm, Number of poles: 3, 180°, Solder pin length (l): 3.2 mm, tinned, orange, Clamping yoke connection, Clamping range, max. : 6 mm², Box
28995 | 1753910000 | LP 7.62/02/180 4.5SN BK BX | Printed circuit board terminals, 7.62 mm, Number of poles: 2, 180°, Solder pin length (l): 4.5 mm, tinned, black, Clamping yoke connection, Clamping range, max. : 6 mm², Box
28996 | 1753920000 | LP 7.62/03/180 4.5SN BK BX | Printed circuit board terminals, 7.62 mm, Number of poles: 3, 180°, Solder pin length (l): 4.5 mm, tinned, black, Clamping yoke connection, Clamping range, max. : 6 mm², Box
28997 | 1754170000 | WDU 1.5/R3.5 BL | W-Series, Feed-through terminal, Rated cross-section: 1.5 mm², Screw connection
28998 | 1754180000 | WDK 1.5/R3.5 BL | W-Series, Double-tier terminal, Feed-through terminal, Rated cross-section: 1.5 mm², Screw connection
28999 | 1755180000 | LPTR 5.08/01/90 3.2SN OR BX | Printed circuit board terminals, 5.08 mm, Number of poles: 1, 90°, Solder pin length (l): 3.2 mm, tinned, orange, Clamping yoke connection, Clamping range, max. : 6 mm², Box
29000 | 1755190000 | LPTR 5.08/01/90 4.5SN BK BX | Printed circuit board terminals, 5.08 mm, Number of poles: 1, 90°, Solder pin length (l): 4.5 mm, tinned, black, Clamping yoke connection, Clamping range, max. : 6 mm², Box
29001 | 1755230000 | LPTR 5.08/01/90 4.5SN OR BX | Printed circuit board terminals, 5.08 mm, Number of poles: 1, 90°, Solder pin length (l): 4.5 mm, tinned, orange, Clamping yoke connection, Clamping range, max. : 6 mm², Box
29002 | 1760070000 | KF BLZF/SLZF/BLIDC | PCB plug-in connector, Accessories, Clip-in foot, orange
29003 | 1760080000 | RF 15 BLZF/SLZF/BLIDC | PCB plug-in connector, Accessories, Clip-in foot, orange, Number of poles: 1
29004 | 1761370000 | LP 7.50/02/180 3.2SN OR BX | Printed circuit board terminals, 7.50 mm, Number of poles: 2, 180°, Solder pin length (l): 3.2 mm, tinned, orange, Clamping yoke connection, Clamping range, max. : 6 mm², Box
29005 | 1761380000 | LP 7.50/03/180 3.2SN OR BX | Printed circuit board terminals, 7.50 mm, Number of poles: 3, 180°, Solder pin length (l): 3.2 mm, tinned, orange, Clamping yoke connection, Clamping range, max. : 6 mm², Box
29006 | 1763170000 | ZDL 2.5/SI/DU/PE | Z-series, Fuse terminal, Rated cross-section: 2.5 mm², Tension-clamp connection, dark beige, Direct mounting
29007 | 1763180000 | ZDL 2.5/SI/DU | Z-series, Fuse terminal, Rated cross-section: 2.5 mm², Tension-clamp connection, dark beige, Direct mounting
29008 | 1763190000 | ZDL 2.5/SI/DU/PE LD 36V | Z-series, Fuse terminal, Rated cross-section: 2.5 mm², Tension-clamp connection, dark beige, Direct mounting
29009 | 1763210000 | ZDL 2.5/SI/DU/PE LD150V | Z-series, Fuse terminal, Rated cross-section: 2.5 mm², Tension-clamp connection, dark beige
29010 | 1763220000 | ZDL 2.5/SI/DU/PE LD250V | Z-series, Fuse terminal, Rated cross-section: 2.5 mm², Tension-clamp connection, dark beige, Direct mounting
29011 | 1763230000 | ZDL 2.5/SI/DU LD 36V | Z-series, Fuse terminal, Rated cross-section: 2.5 mm², Tension-clamp connection, dark beige, Direct mounting
29012 | 1763260000 | ZDL 2.5/SI/DU LD 250V | Z-series, Fuse terminal, Rated cross-section: 2.5 mm², Tension-clamp connection, dark beige
29013 | 1766140000 | SLAS 20B KF SN OR | PCB plug-in connector, male plug, 5.08 mm, Number of poles: 20, 180°, Clamping yoke connection, Clamping range, max. : 3.31 mm², Box
29014 | 1766520000 | LPP 5.08/04/90 3.2SN OR BX | Printed circuit board terminals, 5.08 mm, Number of poles: 4, 90°, Solder pin length (l): 3.2 mm, tinned, orange, Clamping yoke connection, Clamping range, max. : 6 mm², Box
29015 | 1770240000 | SL AT SW | PCB plug-in connector, Accessories, Spacer, black, Number of poles: 1
29016 | 1779090000 | SFC 1/21 MC SDR | SlimFix Clip, Conductor and cable markers, 2 - 3.5 mm, 21 x 5.8 mm, To customer specification
29017 | 1789230000 | VT SF 1/21 MC SDR V0 | SlimFix, Conductor and cable markers, 1.7 - 2 mm, 21 x 3.2 mm, To customer specification
29018 | 1789240000 | VT SF 2/21 MC SDR V0 | SlimFix, Conductor and cable markers, 2.2 - 2.9 mm, 21 x 3.6 mm, To customer specification
29019 | 1789250000 | VT SF 3/21 MC SDR V0 | SlimFix, Conductor and cable markers, 3 - 3.7 mm, 21 x 4.5 mm, To customer specification
29020 | 1789260000 | VT SF 4/21 MC SDR V0 | SlimFix, Conductor and cable markers, 3.6 - 6 mm, 21 x 5.7 mm, To customer specification
29021 | 1789270000 | VT SF 4.5/21 SDR V0 | SlimFix, Conductor and cable markers, 4.1 - 4.9 mm, 21 x 7.4 mm, To customer specification
29022 | 1789280000 | VT SF 5/21 SDR V0 | SlimFix, Conductor and cable markers, 4.8 - 7.4 mm, 21 x 7.4 mm, To customer specification
29023 | 1789290000 | VT SF 6/21 SDR V0 | SlimFix, Conductor and cable markers, 5.8 - 7.8 mm, 21 x 8.4 mm, To customer specification
29024 | 1789300000 | VT SFX 9/24 MC SDR V0 | SlimFix X, Conductor and cable markers, 7 - 40 mm, 24 x 15 mm, To customer specification
29025 | 1803790000 | DFFC EW2 | OMNIMATE Power - Powerbus series, PCB plug-in connector
29026 | 1805750000 | SFC 1/30 MC SDR | SlimFix Clip, Conductor and cable markers, 2 - 3.5 mm, 30 x 5.8 mm, To customer specification
29027 | 1805800000 | SFC 2/21 MC SDR | SlimFix Clip, Conductor and cable markers, 3 - 5 mm, 21 x 5.8 mm, To customer specification
29028 | 1805860000 | SFC 2/30 MC SDR | SlimFix Clip, Conductor and cable markers, 3 - 5 mm, 30 x 5.8 mm, To customer specification
29029 | 1808020000 | ZDU 2.5 S BL | Z-series, Installation multi-tier terminal, Feed-through terminal, Rated cross-section: 2.5 mm², Tension-clamp connection, blue, Direct mounting
29030 | 1808030000 | ZAP ZDU 2.5 S | Z-series, End plate
29031 | 1808040000 | ZAP ZDU 2.5 S BL | Z-series, End plate
29032 | 1808050000 | ZAP ZDU 2.5 S OR | Z-series, End plate
29033 | 1808230000 | ZDU 6 S | Z-series, Installation multi-tier terminal, Feed-through terminal, Rated cross-section: 6 mm², Tension-clamp connection, dark beige, Direct mounting
29034 | 1808240000 | ZDU 6 S BL | Z-series, Installation multi-tier terminal, Feed-through terminal, Rated cross-section: 6 mm², Tension-clamp connection, blue, Direct mounting
29035 | 1808300000 | ZNT 2.5 S | Z-series, Installation multi-tier terminal, Neutral conductor modular terminal, Rated cross-section: 2.5 mm², Tension-clamp connection, blue, Direct mounting
29036 | 1808330000 | ZPE 2.5 S | Z-series, Installation multi-tier terminal, PE terminal, Rated cross-section: 2.5 mm², Tension-clamp connection, green, Direct mounting
29037 | 1808360000 | ZDU 4 S | Z-series, Installation multi-tier terminal, Feed-through terminal, Rated cross-section: 4 mm², Tension-clamp connection, dark beige, Direct mounting
29038 | 1808370000 | ZDU 4 S BL | Z-series, Installation multi-tier terminal, Feed-through terminal, Rated cross-section: 4 mm², Tension-clamp connection, blue, Direct mounting
29039 | 1813180000 | SFC 0/12 MC SDR | SlimFix Clip, Conductor and cable markers, 1.5 - 2.5 mm, 12 x 5.8 mm, To customer specification
29040 | 1813230000 | SFC 0/21 MC SDR | SlimFix Clip, Conductor and cable markers, 1.5 - 2.5 mm, 21 x 5.8 mm, To customer specification
29041 | 1813280000 | SFC 0/30 MC SDR | SlimFix Clip, Conductor and cable markers, 1.5 - 2.5 mm, 30 x 5.8 mm, To customer specification
29042 | 1814660000 | ZF 4 S BL | Accessories, Special terminal, Rated cross-section: 2.5 mm², Tension-clamp connection, Wemid, blue, Direct mounting, Busbar
29043 | 1814670000 | ZF 4 S GN | Accessories, Special terminal, Rated cross-section: 2.5 mm², Tension-clamp connection, Wemid, Green/yellow, Direct mounting, Busbar
29044 | 1814680000 | ZF 4 S | Accessories, Special terminal, Rated cross-section: 2.5 mm², Tension-clamp connection, Wemid, dark beige, Direct mounting, Busbar
29045 | 1820550000 | WDU 95N/120N | Feed-through terminal, Screw connection, 120 mm², 1000 V, 269 A, dark beige
29046 | 1820560000 | WDU 95N/120N BL | Feed-through terminal, Screw connection, 120 mm², 1000 V, 269 A, blue
29047 | 1820840000 | WDU 50N | Feed-through terminal, Screw connection, 50 mm², 1000 V, 150 A, dark beige
29048 | 1820850000 | WDU 50N BL | Feed-through terminal, Screw connection, 50 mm², 1000 V, 150 A, blue
29049 | 1824410000 | KO BU/SU10.16HP BK | PCB plug-in connector, Accessories, Coding element, black, Number of poles: 1
29050 | 1826890000 | WQV 95N/120N/2 | W-Series, Cross-connector, For the terminals, Number of poles: 2
29051 | 1826900000 | WQV 95N/120N/3 | W-Series, Cross-connector, For the terminals, Number of poles: 3
29052 | 1826910000 | WQV 95N/120N/4 | W-Series, Cross-connector, For the terminals, Number of poles: 4
29053 | 1833690000 | WDK 2.5/MOV | W-Series, Component terminal, Rated cross-section: 2.5 mm², Screw connection
29054 | 1837030000 | PDL 4 S/L/L | Installation multi-tier terminal, PUSH IN, 4 mm², 400 V, 32 A, dark beige
29055 | 1837040000 | PDL 4 S/L/L/PE | Installation multi-tier terminal, PUSH IN, 4 mm², 400 V, 32 A, dark beige
29056 | 1837050000 | PDL 4 S/N/L/PE | Installation multi-tier terminal, PUSH IN, 4 mm², 400 V, 32 A, dark beige
29057 | 1837060000 | PDL 4 S/NT/L/PE | Installation multi-tier terminal, PUSH IN, 4 mm², 400 V, 32 A, dark beige
29058 | 1839180000 | LUP 12.70/02/90 3.2SN GY BX | Printed circuit board terminals, 12.70 mm, Number of poles: 2, 90°, Solder pin length (l): 3.2 mm, tinned, Pebble grey, Clamping yoke connection, Clamping range, max. : 16 mm², Box
29059 | 1839190000 | LUP 12.70/03/90 3.2SN GY BX | Printed circuit board terminals, 12.70 mm, Number of poles: 3, 90°, Solder pin length (l): 3.2 mm, tinned, Pebble grey, Clamping yoke connection, Clamping range, max. : 16 mm², Box
29060 | 1839200000 | LUP 12.70/04/90 3.2SN GY BX | Printed circuit board terminals, 12.70 mm, Number of poles: 4, 90°, Solder pin length (l): 3.2 mm, tinned, Pebble grey, Clamping yoke connection, Clamping range, max. : 16 mm², Box
29061 | 1839230000 | LUP 12.70/07/90 3.2SN GY BX | Printed circuit board terminals, 12.70 mm, Number of poles: 7, 90°, Solder pin length (l): 3.2 mm, tinned, Pebble grey, Clamping yoke connection, Clamping range, max. : 16 mm², Box
29062 | 1839240000 | LUP 12.70/08/90 3.2SN GY BX | Printed circuit board terminals, 12.70 mm, Number of poles: 8, 90°, Solder pin length (l): 5 mm, tinned, Pebble grey, Clamping yoke connection, Clamping range, max. : 16 mm², Box
29063 | 1839250000 | LUP 12.70/09/90 3.2SN GY BX | Printed circuit board terminals, 12.70 mm, Number of poles: 9, 90°, Solder pin length (l): 3.2 mm, tinned, Pebble grey, Clamping yoke connection, Clamping range, max. : 16 mm², Box
29064 | 1839260000 | LUP 10.16/01/90 3.2SN GY BX | Printed circuit board terminals, 10.16 mm, Number of poles: 1, 90°, Solder pin length (l): 3.2 mm, tinned, Pebble grey, Clamping yoke connection, Clamping range, max. : 16 mm², Box
29065 | 1839270000 | LUP 10.16/02/90 3.2SN GY BX | Printed circuit board terminals, 10.16 mm, Number of poles: 2, 90°, Solder pin length (l): 3.2 mm, tinned, Pebble grey, Clamping yoke connection, Clamping range, max. : 16 mm², Box
29066 | 1839280000 | LUP 10.16/03/90 3.2SN GY BX | Printed circuit board terminals, 10.16 mm, Number of poles: 3, 90°, Solder pin length (l): 3.2 mm, tinned, Pebble grey, Clamping yoke connection, Clamping range, max. : 16 mm², Box
29067 | 1839290000 | LUP 10.16/04/90 3.2SN GY BX | Printed circuit board terminals, 10.16 mm, Number of poles: 4, 90°, Solder pin length (l): 3.2 mm, tinned, Pebble grey, Clamping yoke connection, Clamping range, max. : 16 mm², Box
29068 | 1839300000 | LUP 10.16/05/90 3.2SN GY BX | Printed circuit board terminals, 10.16 mm, Number of poles: 5, 90°, Solder pin length (l): 3.2 mm, tinned, Pebble grey, Clamping yoke connection, Clamping range, max. : 16 mm², Box
29069 | 1839310000 | LUP 10.16/06/90 3.2SN GY BX | Printed circuit board terminals, 10.16 mm, Number of poles: 6, 90°, Solder pin length (l): 3.2 mm, tinned, Pebble grey, Clamping yoke connection, Clamping range, max. : 16 mm², Box
29070 | 1845900000 | SLAS 4B RF15 SN OR | PCB plug-in connector, male plug, 5.08 mm, Number of poles: 4, 180°, Clamping yoke connection, Clamping range, max. : 3.31 mm², Box
29071 | 1845910000 | SLAS 6B RF15 SN OR | PCB plug-in connector, male plug, 5.08 mm, Number of poles: 6, 180°, Clamping yoke connection, Clamping range, max. : 3.31 mm², Box
29072 | 1845930000 | SLAS 10B RF15 SN OR | PCB plug-in connector, male plug, 5.08 mm, Number of poles: 10, 180°, Clamping yoke connection, Clamping range, max. : 3.31 mm², Box
29073 | 1845940000 | SLAS 12B RF15 SN OR | PCB plug-in connector, male plug, 5.08 mm, Number of poles: 12, 180°, Clamping yoke connection, Clamping range, max. : 3.31 mm², Box
29074 | 1846030000 | WPE 95N/120N | PE terminal, Screw connection, 95 mm², 11400 A (95 mm²), Green/yellow
29075 | 1846040000 | WPE 50N | PE terminal, Screw connection, 50 mm², 6000 A (50 mm²), Green/yellow
29076 | 1847610000 | PDL 4 S/L | Installation multi-tier terminal, PUSH IN, 4 mm², 400 V, 32 A, dark beige
29077 | 1847620000 | PDL 4 S/N | Installation multi-tier terminal, PUSH IN, 4 mm², 400 V, 32 A, dark beige
29078 | 1847630000 | PDL 4 S/N/L | Installation multi-tier terminal, PUSH IN, 4 mm², 400 V, 32 A, dark beige
29079 | 1852380000 | SFX 10/23 MC SDR V2 | SlimFix X, Conductor and cable markers, 7 - 40 mm, 23 x 11 mm, To customer specification
29080 | 1852430000 | SFX 14/23 MC SDR V2 | SlimFix X, Conductor and cable markers, 7 - 40 mm, 23 x 14 mm, To customer specification
29081 | 1852480000 | SFX 9/24 MC SDR V2 | SlimFix X, Conductor and cable markers, 7 - 40 mm, 24 x 15 mm, To customer specification
29082 | 1882590000 | PDL 4/L/L | Installation multi-tier terminal, PUSH IN, 4 mm², 400 V, 32 A, dark beige
29083 | 1882600000 | PDL 4/NT/L | Installation multi-tier terminal, PUSH IN, 4 mm², 400 V, 20 A, dark beige
29084 | 1882610000 | PDL 4/L/L/PE | Installation multi-tier terminal, PUSH IN, 4 mm², 400 V, 32 A, dark beige
29085 | 1882620000 | PDL 4/NT/L/PE | Installation multi-tier terminal, PUSH IN, 4 mm², 400 V, 20 A, dark beige
29086 | 1888820000 | VT SFX 10/23 MC SDR V0 | SlimFix X, Conductor and cable markers, 7 - 40 mm, 23 x 10 mm, To customer specification
29087 | 1888850000 | VT SF 0/21 MC SDR V0 | SlimFix, Conductor and cable markers, 1.2 - 1.6 mm, 21 x 3.2 mm, To customer specification
29088 | 1889600000 | VT SFX 14/23 MC SDR V0 | SlimFix X, Conductor and cable markers, 7 - 40 mm, 23 x 14 mm, To customer specification
29089 | 1890090000 | BLT 5.08HC/12/180LH SN OR BX | PCB plug-in connector, female plug, 5.08 mm, Number of poles: 12, 180°, TOP connection, Clamping range, max. : 2.5 mm², Box
29090 | 1890120000 | BLT 5.08HC/15/180LH SN OR BX | PCB plug-in connector, female plug, 5.08 mm, Number of poles: 15, 180°, TOP connection, Clamping range, max. : 2.5 mm², Box
29091 | 1890220000 | BLT 5.08HC/02/180LR SN OR BX | PCB plug-in connector, female plug, 5.08 mm, Number of poles: 2, 180°, TOP connection, Clamping range, max. : 2.5 mm², Box
29092 | 1890230000 | BLT 5.08HC/03/180LR SN OR BX | PCB plug-in connector, female plug, 5.08 mm, Number of poles: 3, 180°, TOP connection, Clamping range, max. : 2.5 mm², Box
29093 | 1890240000 | BLT 5.08HC/04/180LR SN OR BX | PCB plug-in connector, female plug, 5.08 mm, Number of poles: 4, 180°, TOP connection, Clamping range, max. : 2.5 mm², Box
29094 | 1890250000 | BLT 5.08HC/05/180LR SN OR BX | PCB plug-in connector, female plug, 5.08 mm, Number of poles: 5, 180°, TOP connection, Clamping range, max. : 2.5 mm², Box
29095 | 1890260000 | BLT 5.08HC/06/180LR SN OR BX | PCB plug-in connector, female plug, 5.08 mm, Number of poles: 6, 180°, TOP connection, Clamping range, max. : 2.5 mm², Box
29096 | 1890270000 | BLT 5.08HC/07/180LR SN OR BX | PCB plug-in connector, female plug, 5.08 mm, Number of poles: 7, 180°, TOP connection, Clamping range, max. : 2.5 mm², Box
29097 | 1890280000 | BLT 5.08HC/08/180LR SN OR BX | PCB plug-in connector, female plug, 5.08 mm, Number of poles: 8, 180°, TOP connection, Clamping range, max. : 2.5 mm², Box
29098 | 1890290000 | BLT 5.08HC/09/180LR SN OR BX | PCB plug-in connector, female plug, 5.08 mm, Number of poles: 9, 180°, TOP connection, Clamping range, max. : 2.5 mm², Box
29099 | 1890300000 | BLT 5.08HC/10/180LR SN OR BX | PCB plug-in connector, female plug, 5.08 mm, Number of poles: 10, 180°, TOP connection, Clamping range, max. : 2.5 mm², Box
29100 | 1890310000 | BLT 5.08HC/11/180LR SN OR BX | PCB plug-in connector, female plug, 5.08 mm, Number of poles: 11, 180°, TOP connection, Clamping range, max. : 2.5 mm², Box
29101 | 1890320000 | BLT 5.08HC/12/180LR SN OR BX | PCB plug-in connector, female plug, 5.08 mm, Number of poles: 12, 180°, TOP connection, Clamping range, max. : 2.5 mm², Box
29102 | 1890330000 | BLT 5.08HC/13/180LR SN OR BX | PCB plug-in connector, female plug, 5.08 mm, Number of poles: 13, 180°, TOP connection, Clamping range, max. : 2.5 mm², Box
29103 | 1890340000 | BLT 5.08HC/14/180LR SN OR BX | PCB plug-in connector, female plug, 5.08 mm, Number of poles: 14, 180°, TOP connection, Clamping range, max. : 2.5 mm², Box
29104 | 1890350000 | BLT 5.08HC/15/180LR SN OR BX | PCB plug-in connector, female plug, 5.08 mm, Number of poles: 15, 180°, TOP connection, Clamping range, max. : 2.5 mm², Box
29105 | 1890360000 | BLT 5.08HC/16/180LR SN OR BX | PCB plug-in connector, female plug, 5.08 mm, Number of poles: 16, 180°, TOP connection, Clamping range, max. : 2.5 mm², Box
29106 | 1890370000 | BLT 5.08HC/17/180LR SN OR BX | PCB plug-in connector, female plug, 5.08 mm, Number of poles: 17, 180°, TOP connection, Clamping range, max. : 2.5 mm², Box
29107 | 1890380000 | BLT 5.08HC/18/180LR SN OR BX | PCB plug-in connector, female plug, 5.08 mm, Number of poles: 18, 180°, TOP connection, Clamping range, max. : 2.5 mm², Box
29108 | 1890390000 | BLT 5.08HC/19/180LR SN OR BX | PCB plug-in connector, female plug, 5.08 mm, Number of poles: 19, 180°, TOP connection, Clamping range, max. : 2.5 mm², Box
29109 | 1890400000 | BLT 5.08HC/20/180LR SN OR BX | PCB plug-in connector, female plug, 5.08 mm, Number of poles: 20, 180°, TOP connection, Clamping range, max. : 2.5 mm², Box
29110 | 1890410000 | BLT 5.08HC/21/180LR SN OR BX | PCB plug-in connector, female plug, 5.08 mm, Number of poles: 21, 180°, TOP connection, Clamping range, max. : 2.5 mm², Box
29111 | 1890420000 | BLT 5.08HC/22/180LR SN OR BX | PCB plug-in connector, female plug, 5.08 mm, Number of poles: 22, 180°, TOP connection, Clamping range, max. : 2.5 mm², Box
29112 | 1890430000 | BLT 5.08HC/23/180LR SN OR BX | PCB plug-in connector, female plug, 5.08 mm, Number of poles: 23, 180°, TOP connection, Clamping range, max. : 2.5 mm², Box
29113 | 1890440000 | BLT 5.08HC/24/180LR SN OR BX | PCB plug-in connector, female plug, 5.08 mm, Number of poles: 24, 180°, TOP connection, Clamping range, max. : 2.5 mm², Box
29114 | 1894140000 | BLT 5.08HC/03/180LR SN BK BX | PCB plug-in connector, female plug, 5.08 mm, Number of poles: 3, 180°, TOP connection, Clamping range, max. : 2.5 mm², Box
29115 | 1894150000 | BLT 5.08HC/04/180LR SN BK BX | PCB plug-in connector, female plug, 5.08 mm, Number of poles: 4, 180°, TOP connection, Clamping range, max. : 2.5 mm², Box
29116 | 1894190000 | BLT 5.08HC/08/180LR SN BK BX | PCB plug-in connector, female plug, 5.08 mm, Number of poles: 8, 180°, TOP connection, Clamping range, max. : 2.5 mm², Box
29117 | 1894200000 | BLT 5.08HC/09/180LR SN BK BX | PCB plug-in connector, female plug, 5.08 mm, Number of poles: 9, 180°, TOP connection, Clamping range, max. : 2.5 mm², Box
29118 | 1894290000 | BLT 5.08HC/18/180LR SN BK BX | PCB plug-in connector, female plug, 5.08 mm, Number of poles: 18, 180°, TOP connection, Clamping range, max. : 2.5 mm², Box
29119 | 1894330000 | BLT 5.08HC/20/180LR SN BK BX | PCB plug-in connector, female plug, 5.08 mm, Number of poles: 20, 180°, TOP connection, Clamping range, max. : 2.5 mm², Box
29120 | 1894370000 | BLT 5.08HC/24/180LR SN BK BX | PCB plug-in connector, female plug, 5.08 mm, Number of poles: 24, 180°, TOP connection, Clamping range, max. : 2.5 mm², Box
29121 | 1899180000 | PDL 4/N/L/PE | Installation multi-tier terminal, PUSH IN, 4 mm², 400 V, 32 A, dark beige
29122 | 1899190000 | PDL 4/TR/DU | Test-disconnect terminal, PUSH IN, 4 mm², 400 V, 20 A, Pivoting, dark beige
29123 | 1899200000 | PDL 4/TR/DU/PE | Test-disconnect terminal, PUSH IN, 4 mm², 400 V, 20 A, Pivoting, dark beige
29124 | 1899210000 | PDL 4/TR/DU O.TNHE | Test-disconnect terminal, PUSH IN, 4 mm², 400 V, 20 A, without, dark beige
29125 | 1899220000 | PDL 4/TR/DU/PE O.TNHE | Test-disconnect terminal, PUSH IN, 4 mm², 400 V, 20 A, without, dark beige
29126 | 1906320000 | VT SF 5/12 MC SDR V0 | SlimFix, Conductor and cable markers, 4.7 - 7.4 mm, 12 x 7.4 mm, To customer specification
29127 | 1906350000 | VT SF 00/12 MC SDR V0 | SlimFix, Conductor and cable markers, 1 - 1.3 mm, 12 x 3.2 mm, To customer specification
29128 | 1906370000 | VT SF 00/21 MC SDR V0 | SlimFix, Conductor and cable markers, 1 - 1.3 mm, 21 x 3.2 mm, To customer specification
29129 | 1906750000 | VT SF 1/12 MC SDR V0 | SlimFix, Conductor and cable markers, 1.7 - 2.1 mm, 12 x 3.2 mm, To customer specification
29130 | 1906760000 | VT SF 2/12 MC SDR V0 | SlimFix, Conductor and cable markers, 2.2 - 2.9 mm, 12 x 3.6 mm, To customer specification
29131 | 1906790000 | VT SF 3/12 MC SDR V0 | SlimFix, Conductor and cable markers, 3 - 3.7 mm, 12 x 4.5 mm, To customer specification
29132 | 1906820000 | VT SF 4/12 MC SDR V0 | SlimFix, Conductor and cable markers, 3.6 - 6 mm, 12 x 5.7 mm, To customer specification
29133 | 1906830000 | VT SF 0/12 MC SDR V0 | SlimFix, Conductor and cable markers, 1.2 - 1.6 mm, 12 x 3.2 mm, To customer specification
29134 | 1918470000 | SF 0/21 MC SDR V2 | SlimFix, Conductor and cable markers, 1.2 - 1.6 mm, 21 x 3.2 mm, To customer specification
29135 | 1918530000 | SF 00/21 MC SDR V2 | SlimFix, Conductor and cable markers, 1 - 1.3 mm, 21 x 3.2 mm, To customer specification
29136 | 1918640000 | SF 1/21 MC SDR V2 | SlimFix, Conductor and cable markers, 1.7 - 2.1 mm, 21 x 3.2 mm, To customer specification
29137 | 1918650000 | SF 2/21 MC SDR V2 | SlimFix, Conductor and cable markers, 2.2 - 2.9 mm, 21 x 3.6 mm, To customer specification
29138 | 1918880000 | SF 3/21 MC SDR V2 | SlimFix, Conductor and cable markers, 3 - 3.7 mm, 21 x 4.6 mm, To customer specification
29139 | 1918990000 | SF 4.5/21 MC SDR V2 | SlimFix, Conductor and cable markers, 4.1 - 4.9 mm, 21 x 7.4 mm, To customer specification
29140 | 1919050000 | SF 4/21 MC SDR V2 | SlimFix, Conductor and cable markers, 3.6 - 6 mm, 21 x 5.7 mm, To customer specification
29141 | 1919110000 | SF 5/21 MC SDR V2 | SlimFix, Conductor and cable markers, 4.8 - 7.4 mm, 21 x 7.4 mm, To customer specification
29142 | 1919160000 | SF 6/21 MC SDR V2 | SlimFix, Conductor and cable markers, 5.8 - 7.8 mm, 21 x 8.4 mm, To customer specification
29143 | 1919250000 | SF 0/12 MC SDR V2 | SlimFix, Conductor and cable markers, 1.2 - 1.6 mm, 12 x 3.2 mm, To customer specification
29144 | 1919300000 | SF 00/12 MC SDR V2 | SlimFix, Conductor and cable markers, 1 - 1.3 mm, 12 x 3.2 mm, To customer specification
29145 | 1919420000 | SF 1/12 MC SDR V2 | SlimFix, Conductor and cable markers, 1.7 - 2.1 mm, 12 x 3.2 mm, To customer specification
29146 | 1919500000 | SF 2/12 MC SDR V2 | SlimFix, Conductor and cable markers, 2.2 - 2.9 mm, 12 x 3.6 mm, To customer specification
29147 | 1919510000 | SF 3/12 MC SDR V2 | SlimFix, Conductor and cable markers, 3 - 3.7 mm, 12 x 4.6 mm, To customer specification
29148 | 1919610000 | SF 4/12 MC SDR V2 | SlimFix, Conductor and cable markers, 3.6 - 6 mm, 12 x 5.7 mm, To customer specification
29149 | 1919660000 | SF 5/12 MC SDR V2 | SlimFix, Conductor and cable markers, 4.7 - 7.4 mm, 12 x 7.4 mm, To customer specification
29150 | 1937490000 | PDL 4 S/L/L BED SW/GR | Installation multi-tier terminal, PUSH IN, 4 mm², 400 V, 32 A, dark beige
29151 | 1937500000 | PDL 4 S/NT/L/PE BED BR | Installation multi-tier terminal, PUSH IN, 4 mm², 400 V, 32 A, dark beige
29152 | 1937550000 | BV/SV 7.62HP/02 ZE GR | PCB plug-in connector, Accessories, Strain relief, Light Grey, Number of poles: 2
29153 | 1937560000 | BV/SV 7.62HP/04 ZE GR | PCB plug-in connector, Accessories, Strain relief, Light Grey, Number of poles: 4
29154 | 1937590000 | BV/SV 7.62HP KO | PCB plug-in connector, Accessories, Coding element, black, Number of poles: 1
29155 | 1944590000 | B2L 3.50/06/180QV3 SN BK BX | PCB plug-in connector, female plug, 3.50 mm, Number of poles: 6, 180°, Tension-clamp connection, Clamping range, max. : 1 mm², Box
29156 | 1944600000 | B2L 3.50/08/180QV4 SN BK BX | PCB plug-in connector, female plug, 3.50 mm, Number of poles: 8, 180°, Tension-clamp connection, Clamping range, max. : 1 mm², Box
29157 | 1944610000 | B2L 3.50/10/180QV5 SN BK BX | PCB plug-in connector, female plug, 3.50 mm, Number of poles: 10, 180°, Tension-clamp connection, Clamping range, max. : 1 mm², Box
29158 | 1944620000 | B2L 3.50/12/180QV6 SN BK BX | PCB plug-in connector, female plug, 3.50 mm, Number of poles: 12, 180°, Tension-clamp connection, Clamping range, max. : 1 mm², Box
29159 | 1944630000 | B2L 3.50/14/180QV7 SN BK BX | PCB plug-in connector, female plug, 3.50 mm, Number of poles: 14, 180°, Tension-clamp connection, Clamping range, max. : 1 mm², Box
29160 | 1944640000 | B2L 3.50/16/180QV8 SN BK BX | PCB plug-in connector, female plug, 3.50 mm, Number of poles: 16, 180°, Tension-clamp connection, Clamping range, max. : 1 mm², Box
29161 | 1944650000 | B2L 3.50/18/180QV9 SN BK BX | PCB plug-in connector, female plug, 3.50 mm, Number of poles: 18, 180°, Tension-clamp connection, Clamping range, max. : 1 mm², Box
29162 | 1944670000 | B2L 3.50/06/180FQV3 SN BK BX | PCB plug-in connector, female plug, 3.50 mm, Number of poles: 6, 180°, Tension-clamp connection, Clamping range, max. : 1 mm², Box
29163 | 1944680000 | B2L 3.50/08/180FQV4 SN BK BX | PCB plug-in connector, female plug, 3.50 mm, Number of poles: 8, 180°, Tension-clamp connection, Clamping range, max. : 1 mm², Box
29164 | 1944690000 | B2L 3.50/10/180FQV5 SN BK BX | PCB plug-in connector, female plug, 3.50 mm, Number of poles: 10, 180°, Tension-clamp connection, Clamping range, max. : 1 mm², Box
29165 | 1944700000 | B2L 3.50/12/180FQV6 SN BK BX | PCB plug-in connector, female plug, 3.50 mm, Number of poles: 12, 180°, Tension-clamp connection, Clamping range, max. : 1 mm², Box
29166 | 1944730000 | B2L 3.50/18/180FQV9 SN BK BX | PCB plug-in connector, female plug, 3.50 mm, Number of poles: 18, 180°, Tension-clamp connection, Clamping range, max. : 1 mm², Box
29167 | 1944750000 | B2L 3.50/06/180LHQV3 SN BK BX | PCB plug-in connector, female plug, 3.50 mm, Number of poles: 6, 180°, Tension-clamp connection, Clamping range, max. : 1 mm², Box
29168 | 1944760000 | B2L 3.50/08/180LHQV4 SN BK BX | PCB plug-in connector, female plug, 3.50 mm, Number of poles: 8, 180°, Tension-clamp connection, Clamping range, max. : 1 mm², Box
29169 | 1944770000 | B2L 3.50/10/180LHQV5 SN BK BX | PCB plug-in connector, female plug, 3.50 mm, Number of poles: 10, 180°, Tension-clamp connection, Clamping range, max. : 1 mm², Box
29170 | 1944780000 | B2L 3.50/12/180LHQV6 SN BK BX | PCB plug-in connector, female plug, 3.50 mm, Number of poles: 12, 180°, Tension-clamp connection, Clamping range, max. : 1 mm², Box
29171 | 1944800000 | B2L 3.50/16/180LHQV8 SN BK BX | PCB plug-in connector, female plug, 3.50 mm, Number of poles: 16, 180°, Tension-clamp connection, Clamping range, max. : 1 mm², Box
29172 | 1979720000 | SC 3.81 FLA 1.5/16 | PCB plug-in connector, Accessories, Flood-light display, Transparent, Number of poles: 8
29173 | 1979730000 | SC 3.81 FLA 1.5/14.25 | PCB plug-in connector, Accessories, Flood-light display, Transparent, Number of poles: 8
29174 | 1979740000 | SC 3.81 FLA 2.3/16 | PCB plug-in connector, Accessories, Flood-light display, Transparent, Number of poles: 8
29175 | 1979750000 | SC 3.81 FLA 2.3/14.25 | PCB plug-in connector, Accessories, Flood-light display, Transparent, Number of poles: 8
29176 | 8731640000 | WTR 2.5 BL | Test-disconnect terminal, Screw connection, 2.5 mm², 500 V, 24 A, Pivoting, blue
29177 | 8731660000 | WTR 2.5 STB2.3 BL | Test-disconnect terminal, Screw connection, 2.5 mm², 800 V, 24 A, Pivoting, blue
29178 | 8731670000 | WTR 2.5/O.TNHE STB2.3 | Test-disconnect terminal, Screw connection, 2.5 mm², 500 V, 24 A, without, dark beige
29179 | 8731700000 | WTR 2.5/O.TNHE | Test-disconnect terminal, Screw connection, 2.5 mm², 500 V, 24 A, without, dark beige
29180 | 9025390000 | ZH-BOX 0,5-2,5QMM | Assortment of wire end ferrules, Box, Colour code: Weidmüller
29181 | 9025400000 | H-BOX 4,0-16,0QMM DIN | Assortment of wire end ferrules, Box, Colour code: DIN
29182 | 9025410000 | H-BOX 0,14-0,75QMM | Assortment of wire end ferrules, Box, Colour code: Weidmüller
29183 | 9025420000 | H-LEERBOX 4 TRENNSTEGE | Tools, Empty box / Case
29184 | 9025430000 | H-BOX 0,5-2,5QMM DIN | Assortment of wire end ferrules, Box, Colour code: DIN
29185 | 9025680000 | H-LEERBOX 5 TRENNSTEGE | Tools, Empty box / Case
29186 | 9025800000 | CRIMP-SET PZ 4 | Assortment crimping tool, Crimping tool: PZ 4, Stripping tool: STRIPAX, Crimping range, min.: 0.5, Colour code: Weidmüller
29187 | 9025850000 | CRIMP-SET PZ 16 | Assortment crimping tool, Crimping tool: PZ 16, Stripping tool: STRIPAX 16, Crimping range, min.: 6, Colour code: Weidmüller
29188 | 9025900000 | H-BOX 0,5-2,5QMM | Assortment of wire end ferrules, Box, Colour code: Weidmüller
29189 | 9025920000 | H-BOX 4,0-16,0QMM | Assortment of wire end ferrules, Box, Colour code: Weidmüller
29190 | 9025940000 | H-LEERBOX 5 EINSAETZE | Tools, Empty box / Case
29191 | 9028420000 | EINSATZ A8-2 CL55 | Assortment of inserts
29192 | 9028450000 | EINSATZ A7-1 CL55 | Assortment of inserts
29193 | 9028460000 | EINSATZ A8-1 CL55 | Assortment of inserts
29194 | 9028630000 | CRIMP-SET PZ 4 D | Assortment crimping tool, Crimping tool: PZ 4, Stripping tool: STRIPAX, Crimping range, min.: 0.5, Colour code: DIN
29195 | 9028650000 | CRIMP-SET PZ 3 | Assortment crimping tool, Crimping tool: PZ 3, Stripping tool: STRIPAX, Crimping range, min.: 0.5, Colour code: Weidmüller
29196 | 9028680000 | CRIMP-SET PZ 6 ROTO L | Assortment crimping tool, Crimping tool: PZ 6 Roto L, Stripping tool: STRIPAX, Crimping range, min.: 0.14, Colour code: Weidmüller
29197 | 9028690000 | CRIMP-SET PZ 6 ROTO L D | Assortment crimping tool, Crimping tool: PZ 6 Roto L, Stripping tool: STRIPAX, Crimping range, min.: 0.14, Colour code: DIN
29198 | 9028700000 | CRIMP-SET PZ 6 ROTO L T | Assortment crimping tool, Crimping tool: PZ 6 Roto L, Stripping tool: STRIPAX, Crimping range, min.: 0.14, Colour code: Miscellaneous
29199 | 9028740000 | CRIMP-SET PZ 6/5 | Assortment crimping tool, Crimping tool: PZ 6/5, Stripping tool: STRIPAX, Crimping range, min.: 0.25, Colour code: Weidmüller
29200 | 9028770000 | CRIMP-SET STRIPAX PLUS | Assortment crimping tool, Crimping tool: STRIPAX-Plus, Stripping tool: STRIPAX-Plus, Crimping range, min.: 0.5, Colour code: Weidmüller
29201 | 9028780000 | CRIMP-SET STRIPAX PLUS D | Assortment crimping tool, Crimping tool: STRIPAX-Plus, Stripping tool: STRIPAX-Plus, Crimping range, min.: 0.5, Colour code: DIN
29202 | 9028790000 | CRIMP-SET STRIPAX PLUS T | Assortment crimping tool, Crimping tool: STRIPAX-Plus, Stripping tool: STRIPAX-Plus, Crimping range, min.: 0.5, Colour code: Miscellaneous
29203 | 9028850000 | CRIMP-SET PZ 50 | Assortment crimping tool, Crimping tool: PZ 50, Stripping tool: AM 25, Crimping range, min.: 25, Colour code: Weidmüller
29204 | 9028860000 | KOFFER PSC4-01 | Tools, Assortment box
29205 | 9204190000 | AM 16 | Tools, Sheathing strippers
29206 | 9520320000 | SAK 2.5 K.IN | SAK Series, Feed-through terminal, Rated cross-section: 2.5 mm², Screw connection
29207 | 9520360000 | SAK 4 K.IN | SAK Series, Feed-through terminal, Rated cross-section: 4 mm², Screw connection
29208 | 9956390000 | LU 10.16/04/90 4.5SN GY BX | Printed circuit board terminals, 10.16 mm, Number of poles: 4, 90°, Solder pin length (l): 4.5 mm, tinned, Pebble grey, Clamping yoke connection, Clamping range, max. : 16 mm², Box
29209 | 9956400000 | LU 10.16/05/90 4.5SN GY BX | Printed circuit board terminals, 10.16 mm, Number of poles: 5, 90°, Solder pin length (l): 4.5 mm, tinned, Pebble grey, Clamping yoke connection, Clamping range, max. : 16 mm², Box
29210 | 9956410000 | LU 10.16/06/90 4.5SN GY BX | Printed circuit board terminals, 10.16 mm, Number of poles: 6, 90°, Solder pin length (l): 4.5 mm, tinned, Pebble grey, Clamping yoke connection, Clamping range, max. : 16 mm², Box
29211 | 9956420000 | LU 10.16/07/90 4.5SN GY BX | Printed circuit board terminals, 10.16 mm, Number of poles: 7, 90°, Solder pin length (l): 4.5 mm, tinned, Pebble grey, Clamping yoke connection, Clamping range, max. : 16 mm², Box
29212 | 9956430000 | LU 10.16/08/90 4.5SN GY BX | Printed circuit board terminals, 10.16 mm, Number of poles: 8, 90°, Solder pin length (l): 4.5 mm, tinned, Pebble grey, Clamping yoke connection, Clamping range, max. : 16 mm², Box
29213 | 9956450000 | LU 10.16/10/90 4.5SN GY BX | Printed circuit board terminals, 10.16 mm, Number of poles: 10, 90°, Solder pin length (l): 4.5 mm, tinned, Pebble grey, Clamping yoke connection, Clamping range, max. : 16 mm², Box
29214 | 105420000 | SAKT 1/35/LT | SAK Series, Test-disconnect terminal, Rated cross-section: 6 mm², Screw connection, medium yellow, Direct mounting
29215 | 105620000 | SAKT 1/35/LT STB | SAK Series, Test-disconnect terminal, Rated cross-section: 6 mm², Screw connection, medium yellow, Direct mounting
29216 | 105820000 | SAKT 1/35/DU1 | SAK Series, Feed-through terminal, Rated cross-section: 6 mm², Screw connection, medium yellow, Direct mounting
29217 | 105920000 | SAKT 2/35/LT/STB | SAK Series, Test-disconnect terminal, Rated cross-section: 6 mm², Screw connection, medium yellow, Direct mounting
29218 | 106020000 | SAKT 2/35/LT 4STB | SAK Series, Test-disconnect terminal, Rated cross-section: 6 mm², Screw connection, medium yellow, Direct mounting
29219 | 134120000 | SAKA 10 | SAK Series, Test-disconnect terminal, Rated cross-section: 10 mm², Screw connection, medium yellow, Direct mounting
29220 | 139160000 | SAK 70/35 | SAK Series, Feed-through terminal, Rated cross-section: 70 mm², Screw connection, beige
29221 | 172160000 | SAKR/35 | SAK Series, Test-disconnect terminal, Rated cross-section: 4 mm², Screw connection, beige, Direct mounting
29222 | 172180000 | SAKR/35 BL | SAK Series, Test-disconnect terminal, Rated cross-section: 4 mm², Screw connection, blue, Direct mounting
29223 | 183360000 | SAKR/35 2STB | SAK Series, Test-disconnect terminal, Rated cross-section: 4 mm², Screw connection, beige, Direct mounting
29224 | 183380000 | SAKR/35 2STB BL | SAK Series, Test-disconnect terminal, Rated cross-section: 4 mm², Screw connection, blue, Direct mounting
29225 | 185760000 | SAKRD/35 | SAK Series, Test-disconnect terminal, Rated cross-section: 4 mm², Screw connection, beige, Direct mounting
29226 | 195620000 | SAKT 1/DU1 | SAK Series, Feed-through terminal, Rated cross-section: 6 mm², Screw connection, medium yellow, Direct mounting
29227 | 222760000 | ASK 1/EN LD 15K 24VDC | SAK Series, Fuse terminal, Rated cross-section: 4 mm², Screw connection, Direct mounting
29228 | 222860000 | ASK 1/EN LD 1D 24VAC | SAK Series, Fuse terminal, Rated cross-section: 4 mm², Screw connection, Direct mounting
29229 | 225360000 | ASK 1/EN LD 1D 48VAC | SAK Series, Fuse terminal, Rated cross-section: 4 mm², Screw connection, Direct mounting
29230 | 225560000 | ASK 1/EN LD 1D 115VAC | SAK Series, Fuse terminal, Rated cross-section: 4 mm², Screw connection
29231 | 225660000 | ASK 1/EN LD 120K 230VDC | SAK Series, Fuse terminal, Rated cross-section: 4 mm², Screw connection
29232 | 225760000 | ASK 1/EN LD 1D 230VAC | SAK Series, Fuse terminal, Rated cross-section: 4 mm², Screw connection
29233 | 225820000 | SAKS 1/35 G20 LD 24VDC | SAK Series, Fuse terminal, Rated cross-section: 10 mm², Screw connection, medium yellow, Direct mounting
29234 | 259920000 | SAKB 10 C | SAK Series, Feed-through terminal, Rated cross-section: 10 mm², Screw connection
29235 | 268860000 | SAKD 2.5/35 | SAK Series, Feed-through terminal, Rated cross-section: 2.5 mm², Screw connection, beige, Direct mounting
29236 | 268880000 | SAKD 2.5/35 BL | SAK Series, Feed-through terminal, Rated cross-section: 2.5 mm², Screw connection, blue
29237 | 269120000 | SAKT 1/LT | SAK Series, Test-disconnect terminal, Rated cross-section: 6 mm², Screw connection, medium yellow, Direct mounting
29238 | 269320000 | SAKT 1/QT1 | SAK Series, Test-disconnect terminal, Rated cross-section: 6 mm², Screw connection, medium yellow, Direct mounting
29239 | 299960000 | SAKRD/35 O.DLS2 | SAK Series, Test-disconnect terminal, Rated cross-section: 4 mm², Screw connection, beige, Direct mounting
29240 | 324020000 | SAKC 10 STB/RE | SAK Series, Test-disconnect terminal, Rated cross-section: 10 mm², Screw connection, blue, Rail
29241 | 324120000 | SAKC 10 2STB | SAK Series, Test-disconnect terminal, Rated cross-section: 10 mm², Screw connection, medium yellow, Rail
29242 | 327960000 | DKT 4/35 2STB | SAK Series, Test-disconnect terminal, Rated cross-section: 4 mm², Screw connection, beige, Direct mounting
29243 | 330620000 | SAKT 2/LT STB | SAK Series, Test-disconnect terminal, Rated cross-section: 6 mm², Screw connection, medium yellow, Direct mounting
29244 | 340620000 | SAKC 4 2STB7 | SAK Series, Test-disconnect terminal, Rated cross-section: 4 mm², Screw connection, medium yellow, Rail
29245 | 340720000 | SAKC 4 KRG | SAK Series, Test-disconnect terminal, Rated cross-section: 4 mm², Screw connection, medium yellow, Rail
29246 | 357520000 | SAKC 4/35 | SAK Series, Test-disconnect terminal, Rated cross-section: 4 mm², Screw connection, medium yellow, Direct mounting
29247 | 357560000 | SAKC 4/35 DB | SAK Series, Test-disconnect terminal, Rated cross-section: 4 mm², Screw connection, dark beige, Direct mounting
29248 | 357620000 | SAKC 4/35 2STB7 | SAK Series, Test-disconnect terminal, Rated cross-section: 4 mm², Screw connection, medium yellow, Direct mounting
29249 | 363660000 | DK 4QV/35 | SAK Series, Feed-through terminal, Double-tier terminal, Rated cross-section: 4 mm², Screw connection
29250 | 363680000 | DK 4QV/35 BL | SAK Series, Feed-through terminal, Double-tier terminal, Rated cross-section: 4 mm², Screw connection
29251 | 380460000 | SAK 2.5/35 | SAK Series, Feed-through terminal, Rated cross-section: 2.5 mm², Screw connection, beige, Direct mounting
29252 | 380480000 | SAK 2.5/35 BL | SAK Series, Feed-through terminal, Rated cross-section: 2.5 mm², Screw connection, blue
29253 | 380560000 | SAK 6/35 PA | SAK Series, Feed-through terminal, Rated cross-section: 6 mm², Screw connection, beige
29254 | 380580000 | SAK 6/35 PA/BL | SAK Series, Feed-through terminal, Rated cross-section: 6 mm², Screw connection, blue
29255 | 380660000 | SAK 16/35 PA | SAK Series, Feed-through terminal, Rated cross-section: 16 mm², Screw connection, beige
29256 | 380680000 | SAK 16/35 PA/BL | SAK Series, Feed-through terminal, Rated cross-section: 16 mm², Screw connection, blue
29257 | 380760000 | SAK 35/35 | SAK Series, Feed-through terminal, Rated cross-section: 35 mm², Screw connection, beige
29258 | 380780000 | SAK 35/35 BL | SAK Series, Feed-through terminal, Rated cross-section: 35 mm², Screw connection, blue
29259 | 407900000 | IS 6 DIN 6911 | Screwdriver, socket wrenches
29260 | 412160000 | SAKR | SAK Series, Test-disconnect terminal, Rated cross-section: 4 mm², Screw connection, beige, Direct mounting
29261 | 412180000 | SAKR BL | SAK Series, Test-disconnect terminal, Rated cross-section: 4 mm², Screw connection, blue, Direct mounting
29262 | 412260000 | SAKR 2STB | SAK Series, Test-disconnect terminal, Rated cross-section: 4 mm², Screw connection, beige, Direct mounting
29263 | 412280000 | SAKR 2STB BL | SAK Series, Test-disconnect terminal, Rated cross-section: 4 mm², Screw connection, blue, Direct mounting
29264 | 412960000 | WDU 4 HV | Feed-through terminal, Screw connection, 4 mm², 1000 V, 32 A, dark beige
29265 | 413060000 | SAKRD | SAK Series, Test-disconnect terminal, Rated cross-section: 4 mm², Screw connection, beige, Direct mounting
29266 | 437920000 | SAKT 1/LT STB14/4 | SAK Series, Test-disconnect terminal, Rated cross-section: 6 mm², Screw connection, medium yellow, Direct mounting
29267 | 443660000 | SAK 4/35 | SAK Series, Feed-through terminal, Rated cross-section: 4 mm², Screw connection, Direct mounting
29268 | 443680000 | SAK 4/35 BL | SAK Series, Feed-through terminal, Rated cross-section: 4 mm², Screw connection, Direct mounting
29269 | 443760000 | SAK 10/35 | SAK Series, Feed-through terminal, Rated cross-section: 10 mm², Screw connection, beige
29270 | 443780000 | SAK 10/35 BL | SAK Series, Feed-through terminal, Rated cross-section: 10 mm², Screw connection, blue
29271 | 448360000 | ST 5/EN | Bolt-type screw terminals, Feed-through terminal, Rated cross-section: 16 mm², Screw connection
29272 | 485100000 | IS 4 DIN 6911 | Screwdriver, socket wrenches
29273 | 497560000 | RSF 3 PA | SAK Series, Feed-through terminal, Rated cross-section: 4 mm², Screw connection, Direct mounting
29274 | 527660000 | DK 4/35 | SAK Series, Feed-through terminal, Double-tier terminal, Rated cross-section: 4 mm², Screw connection
29275 | 527680000 | DK 4/35 BL | SAK Series, Feed-through terminal, Double-tier terminal, Rated cross-section: 4 mm², Screw connection
29276 | 582460000 | SAK 35/35/IK | SAK Series, Feed-through terminal, Rated cross-section: 35 mm², Screw connection, beige
29277 | 590160000 | DK 4Q/35 | SAK Series, Feed-through terminal, Double-tier terminal, Rated cross-section: 4 mm², Screw connection
29278 | 590180000 | DK 4Q/35 BL | SAK Series, Feed-through terminal, Double-tier terminal, Rated cross-section: 4 mm², Screw connection
29279 | 608260000 | SAK 35N/35 | SAK Series, Feed-through terminal, Rated cross-section: 35 mm², Screw connection, beige
29280 | 608360000 | SAK 35N/35/IK | SAK Series, Feed-through terminal, Rated cross-section: 35 mm², Screw connection, beige
29281 | 636620000 | SAKG 70/35 II/GW | SAK Series, Feed-through terminal, Rated cross-section: 70 mm², Screw connection, medium yellow
29282 | 637120000 | SAKG 32/35 I | SAK Series, Feed-through terminal, Rated cross-section: 50 mm², Screw connection, medium yellow
29283 | 637320000 | SAKG 32/35 II | SAK Series, Feed-through terminal, Rated cross-section: 50 mm², Screw connection, medium yellow
29284 | 637420000 | SAKG 32/35 II/GW | SAK Series, Feed-through terminal, Rated cross-section: 50 mm², Screw connection, medium yellow
29285 | 637720000 | SAKG 40/35 II | SAK Series, Feed-through terminal, Rated cross-section: 95 mm², Screw connection, medium yellow, Direct mounting
29286 | 637820000 | SAKG 40/35 II/GW | SAK Series, Feed-through terminal, Rated cross-section: 95 mm², Screw connection, medium yellow, Direct mounting
29287 | 637920000 | SAKG 46/35 II | SAK Series, Feed-through terminal, Rated cross-section: 150 mm², Screw connection, medium yellow, Direct mounting
29288 | 638020000 | SAKG 46/35 II/GW | SAK Series, Feed-through terminal, Rated cross-section: 150 mm², Screw connection, medium yellow, Direct mounting
29289 | 638120000 | SAKG 54/35 II | SAK Series, Feed-through terminal, Rated cross-section: 240 mm², Screw connection, medium yellow, Direct mounting
29290 | 643460000 | DK 4V/35 | SAK Series, Component terminal, Rated cross-section: 4 mm², Screw connection
29291 | 670760000 | DKT 4 | SAK Series, Test-disconnect terminal, Double-tier terminal, Rated cross-section: 4 mm², Screw connection, Direct mounting
29292 | 687360000 | DKT 4 | SAK Series, Test-disconnect terminal, Double-tier terminal, Rated cross-section: 4 mm², Screw connection, beige, Direct mounting
29293 | 687460000 | DKT 4/35 | W terminal with special connection, Disconnect and modular disconnect terminal, Rated cross-section: 4 mm², Screw connection, PA 66, Direct mounting
29294 | 1000010001 | WTR 4 SL RT | W-Series, Test-disconnect terminal, Rated cross-section: 4 mm², Screw connection
29295 | 1001360000 | LM2NZF 5.08/40/135 3.5SN BK BX | Printed circuit board terminals, 5.08 mm, Number of poles: 40, 135°, Solder pin length (l): 3.5 mm, black, Tension-clamp connection, Clamping range, max. : 2.5 mm², Box
29296 | 1003280000 | SMSE FE MCZ 1.5/PE | PCB plug-in connector, PE contact for MCZ, Accessories
29297 | 1007810000 | ZP 2.5/2AN/QV | Z-series, Plug-in connector, Direct mounting
29298 | 1007830000 | ZP 2.5/2AN/QV GN | Z-series, Plug-in connector, Direct mounting
29299 | 1007870000 | ZP 2.5/2AN/QV ZA O.RA | Z-series, Plug-in connector, Direct mounting
29300 | 1007880000 | ZP 2.5/2AN/QV ZAO.RA BL | Z-series, Plug-in connector, Direct mounting
29301 | 1007900000 | ZP 2.5/1AN/QV | Z-series, Plug-in connector, Direct mounting
29302 | 1007920000 | ZP 2.5/1AN/QV GN | Z-series, Plug-in connector, Direct mounting
29303 | 1007930000 | ZP 2.5/1AN/QV ZA | Z-series, Plug-in connector, Direct mounting
29304 | 1007950000 | ZP 2.5/1AN/QV ZA GN | Z-series, Plug-in connector, Direct mounting
29305 | 1007960000 | ZP 2.5/1AN/QV ZA O.RA | Z-series, Plug-in connector, Direct mounting
29306 | 1007970000 | ZP 2.5/1AN/QV ZAO.RA BL | Z-series, Plug-in connector, Direct mounting
29307 | 1007980000 | ZP 2.5/1AN/QV ZAO.RA GN | Z-series, Plug-in connector, Direct mounting
29308 | 1009060000 | ZP 2.5/1AN/1 BL | Z-series, Plug-in connector, Direct mounting
29309 | 1009070000 | ZP 2.5/1AN ZA BL | Z-series, Plug-in connector, Direct mounting
29310 | 1011000000 | WSI 6 | W-Series, Fuse terminal, Rated cross-section: 6 mm², Screw connection
29311 | 1011060000 | WSI 6 OR | W-Series, Fuse terminal, Rated cross-section: 6 mm², Screw connection
29312 | 1011080000 | WSI 6 BL | W-Series, Fuse terminal, Rated cross-section: 6 mm², Screw connection
29313 | 1011300000 | WSI 6/LD 10-36V DC/AC | W-Series, Fuse terminal, Rated cross-section: 6 mm², Screw connection
29314 | 1011510000 | PDU 2.5/4 RT | Feed-through terminal, PUSH IN, 4 mm², 800 V, 32 A, red
29315 | 1011520000 | PDU 2.5/4 WS | Feed-through terminal, PUSH IN, 4 mm², 800 V, 32 A, white
29316 | 1012100000 | WSI 6/O.TNHE | W-Series, Fuse terminal, Rated cross-section: 6 mm², Screw connection
29317 | 1012200000 | WSI 6/LD 30-70V DC/AC | W-Series, Fuse terminal, Rated cross-section: 6 mm², Screw connection
29318 | 1012300000 | WSI 6/LD 60-150V DC/AC | W-Series, Fuse terminal, Rated cross-section: 6 mm², Screw connection
29319 | 1012400000 | WSI 6/LD 250AC | W-Series, Fuse terminal, Rated cross-section: 6 mm², Screw connection
29320 | 1014000000 | WSI 6/2 GZ/DEF63 | W-Series, Fuse terminal, Rated cross-section: 6 mm², Screw connection
29321 | 1014100000 | WSI 6/2/LD 10-36V DC/AC | W-Series, Fuse terminal, Rated cross-section: 6 mm², Screw connection
29322 | 1014200000 | WSI 6/2/LD 30-70V DC/AC | W-Series, Fuse terminal, Rated cross-section: 6 mm², Screw connection
29323 | 1014300000 | WSI 6/2/LD 60-150VDC/AC | W-Series, Fuse terminal, Rated cross-section: 6 mm², Screw connection
29324 | 1014400000 | WSI 6/2/LD 250AC | W-Series, Fuse terminal, Rated cross-section: 6 mm², Screw connection
29325 | 1016700000 | WTL 6/1 | Test-disconnect terminal, Screw connection, 6 mm², 630 V, 41 A, sliding, dark beige
29326 | 1016780000 | WTL 6/1 BL | Test-disconnect terminal, Screw connection, 6 mm², 630 V, 41 A, sliding, blue
29327 | 1016900000 | WTL 6/1/STB | Test-disconnect terminal, Screw connection, 6 mm², 630 V, 41 A, sliding, dark beige
29328 | 1017000000 | WTL 6/1/STB/32 | Test-disconnect terminal, Screw connection, 6 mm², 630 V, 41 A, sliding, dark beige
29329 | 1017100000 | WTD 6/1 | Feed-through terminal, Screw connection, 6 mm², 630 V, 41 A, without, dark beige
29330 | 1017700000 | WTL 6/2 | Test-disconnect terminal, Screw connection, 6 mm², 500 V, 41 A, sliding, dark beige
29331 | 1017900000 | WTQ 6/1 | Test-disconnect terminal, Screw connection, 6 mm², 500 V, 41 A, without, dark beige
29332 | 1018100000 | WTQ 6/1/STB | Test-disconnect terminal, Screw connection, 6 mm², 500 V, 41 A, without, dark beige
29333 | 1018400000 | WSI 6/2 O.TNHE | W-Series, Fuse terminal, Rated cross-section: 6 mm², Screw connection
29334 | 1018600000 | WTL 6/3/STB | Test-disconnect terminal, Screw connection, 6 mm², 500 V, 41 A, sliding, dark beige
29335 | 1018640000 | WTL 6/3 BR | Test-disconnect terminal, Screw connection, 6 mm², 500 V, 41 A, sliding, brown
29336 | 1018800000 | WTL 6/3 | Test-disconnect terminal, Screw connection, 6 mm², 500 V, 41 A, sliding, dark beige
29337 | 1019670000 | WTL 6/1 EN BL | Test-disconnect terminal, Screw connection, 6 mm², 630 V, 41 A, sliding, blue
29338 | 1019680000 | WTL 6/1 EN STB BL | Test-disconnect terminal, Screw connection, 6 mm², 630 V, 41 A, sliding, blue
29339 | 1019690000 | WTL 6/1 EN STB GR | Test-disconnect terminal, Screw connection, 6 mm², 630 V, 41 A, sliding, grey
29340 | 1019710000 | WTL 6/1 EN STB RT | Test-disconnect terminal, Screw connection, 6 mm², 630 V, 41 A, sliding, red
29341 | 1019730000 | WTD 6/1 EN GR | Feed-through terminal, Screw connection, 6 mm², 630 V, 41 A, without, grey
29342 | 1025680000 | DEK 5/30 MC SDR | Dekafix, Terminal marker, 5 x 30 mm, Weidmueller, To customer specification
29343 | 1028200000 | WSI 6 TR | W-Series, Fuse terminal, Rated cross-section: 6 mm², Screw connection
29344 | 1038860000 | ESG 8/13.5/43.3 SAI SDR | ESG, Device markers x 13.5 mm, PA 66, Colour: To customer specification
29345 | 1039900000 | WTR 2.5/ZZ | Test-disconnect terminal, Screw connection, 2.5 mm², 400 V, 16 A, Pivoting, dark beige
29346 | 1039980000 | WTR 2.5/ZZ BL | Test-disconnect terminal, Screw connection, 2.5 mm², 400 V, 16 A, Pivoting, blue
29347 | 1045970000 | WTR 35 E | Test-disconnect terminal, Screw connection, 35 mm², 24 V, 125 A, sliding, dark beige
29348 | 1048220000 | WTR 2.5 GR | Test-disconnect terminal, Screw connection, 2.5 mm², 500 V, 24 A, Pivoting, grey
29349 | 1048240000 | WTR 2.5 GE | Test-disconnect terminal, Screw connection, 2.5 mm², 500 V, 24 A, Pivoting, yellow
29350 | 1051910000 | ZP 4/1AN ZA O.RA | Z-series, Plug-in connector, Direct mounting
29351 | 1051940000 | ZP 4/1AN ZA | Z-series, Plug-in connector, Direct mounting
29352 | 1051950000 | ZP 4/1AN ZA GN | Z-series, Plug-in connector, Direct mounting
29353 | 1051970000 | ZP 4/1AN | Z-series, Plug-in connector, Direct mounting
29354 | 1051980000 | ZP 4/1AN GN | Z-series, Plug-in connector, Direct mounting
29355 | 1057350000 | LM2NZF 5.08/60/135 3.5SN OR BX | Printed circuit board terminals, 5.08 mm, Number of poles: 60, 135°, Solder pin length (l): 3.5 mm, orange, Tension-clamp connection, Clamping range, max. : 2.5 mm², Box
29356 | 1060370000 | WTL 6/3/STB SW | Test-disconnect terminal, Screw connection, 6 mm², 500 V, 41 A, sliding, dark beige
29357 | 1062120000 | WTL 6/3/STB BL | Test-disconnect terminal, Screw connection, 6 mm², 500 V, 41 A, sliding, dark beige
29358 | 1062130000 | WTL 6/3/STB GE | Test-disconnect terminal, Screw connection, 6 mm², 500 V, 41 A, sliding, dark beige
29359 | 1062290000 | WTR 2.5 STB2.3 RT | Test-disconnect terminal, Screw connection, 2.5 mm², 500 V, 24 A, Pivoting, red
29360 | 1062520000 | WTL 6/1 EN STB SW | Test-disconnect terminal, Screw connection, 6 mm², 630 V, 41 A, sliding, black
29361 | 1063140000 | SHL-SMT 5.00/03GR 1.5BX | PCB plug-in connector, Connection element, right, male header, open side, THT/THR solder connection, 5.00 mm, Number of poles: 3, 90°, Solder pin length (l): 1.5 mm, tinned, black, Box
29362 | 1063150000 | SHL-SMT 5.00/04GR 1.5BX | PCB plug-in connector, Connection element, right, male header, open side, THT/THR solder connection, 5.00 mm, Number of poles: 4, 90°, Solder pin length (l): 1.5 mm, tinned, black, Box
29363 | 1063210000 | SHL-SMT 5.00/03GL 1.5BX | PCB plug-in connector, Connection element, left, male header, open side, THT/THR solder connection, 5.00 mm, Number of poles: 3, 90°, Solder pin length (l): 1.5 mm, tinned, black, Box
29364 | 1063220000 | SHL-SMT 5.00/04GL 1.5BX | PCB plug-in connector, Connection element, left, male header, open side, THT/THR solder connection, 5.00 mm, Number of poles: 4, 90°, Solder pin length (l): 1.5 mm, tinned, black, Box
29365 | 1272420000 | SAKT 4/35/LT O.STB | SAK Series, Test-disconnect terminal, Rated cross-section: 4 mm², Screw connection, medium yellow, Direct mounting
29366 | 1272520000 | SAKT 4/35/LT STB2.0 | SAK Series, Test-disconnect terminal, Rated cross-section: 4 mm², Screw connection, medium yellow, Direct mounting
29367 | 1284060000 | DK 4Q/35/TC TYP J | SAK Series, Thermocouple terminal, Rated cross-section: 4 mm², Screw connection, Direct mounting
29368 | 1284160000 | DK 4Q/35/TC TYP K | SAK Series, Thermocouple terminal, Rated cross-section: 4 mm², Screw connection, Direct mounting
29369 | 1285660000 | DK 4Q/35/TC TYP T | SAK Series, Thermocouple terminal, Rated cross-section: 4 mm², Screw connection, Direct mounting
29370 | 1289920000 | SAKT 4/35/LT STB2.3 | SAK Series, Test-disconnect terminal, Rated cross-section: 4 mm², Screw connection, medium yellow, Direct mounting
29371 | 1304860000 | DKT 4V 2STB | SAK Series, Test-disconnect terminal, Double-tier terminal, Rated cross-section: 4 mm², Screw connection, beige, Direct mounting
29372 | 1304960000 | DKT 4V/35 2STB | SAK Series, Test-disconnect terminal, Rated cross-section: 4 mm², Screw connection, beige, Direct mounting
29373 | 1308260000 | DKT 4/35 SL 2STB | SAK Series, Test-disconnect terminal, Rated cross-section: 4 mm², Screw connection
29374 | 1323660000 | SAK 4/35 OR | SAK Series, Feed-through terminal, Rated cross-section: 4 mm², Screw connection
29375 | 1338260000 | DK 4Q/TC TYP K | SAK Series, Thermocouple terminal, Double-tier terminal, Rated cross-section: 4 mm², Screw connection, Direct mounting
29376 | 1404520000 | SAKC 10/35 1STB4 KRG | SAK Series, Test-disconnect terminal, Rated cross-section: 10 mm², Screw connection, medium yellow, Direct mounting
29377 | 1404620000 | SAKC 10/35 2 STB4 KRG | SAK Series, Test-disconnect terminal, Rated cross-section: 10 mm², Screw connection, medium yellow, Direct mounting
29378 | 1592810000 | KLBUE 4-13.5 | Clamping yoke, Clamping yoke, Steel
29379 | 1594420000 | LP 7.50/02/90 3.2SN OR BX | Printed circuit board terminals, 7.50 mm, Number of poles: 2, 90°, Solder pin length (l): 3.2 mm, tinned, orange, Clamping yoke connection, Clamping range, max. : 6 mm², Box
29380 | 1594430000 | LP 7.50/03/90 3.2SN OR BX | Printed circuit board terminals, 7.50 mm, Number of poles: 3, 90°, Solder pin length (l): 3.2 mm, tinned, orange, Clamping yoke connection, Clamping range, max. : 6 mm², Box
29381 | 1594440000 | LPP 7.50/02/90 3.2SN OR BX | Printed circuit board terminals, 7.50 mm, Number of poles: 2, 90°, Solder pin length (l): 3.2 mm, tinned, orange, Clamping yoke connection, Clamping range, max. : 6 mm², Box
29382 | 1594450000 | LPP 7.50/03/90 3.2SN OR BX | Printed circuit board terminals, 7.50 mm, Number of poles: 3, 90°, Solder pin length (l): 3.2 mm, tinned, orange, Clamping yoke connection, Clamping range, max. : 6 mm², Box
29383 | 1594470000 | LP 7.62/03/90 3.2SN OR BX | Printed circuit board terminals, 7.62 mm, Number of poles: 3, 90°, Solder pin length (l): 3.2 mm, tinned, orange, Clamping yoke connection, Clamping range, max. : 6 mm², Box
29384 | 1594480000 | LPP 7.62/02/90 3.2SN OR BX | Printed circuit board terminals, 7.62 mm, Number of poles: 2, 90°, Solder pin length (l): 3.2 mm, tinned, orange, Clamping yoke connection, Clamping range, max. : 6 mm², Box
29385 | 1594490000 | LPP 7.62/03/90 3.2SN OR BX | Printed circuit board terminals, 7.62 mm, Number of poles: 3, 90°, Solder pin length (l): 3.2 mm, tinned, orange, Clamping yoke connection, Clamping range, max. : 6 mm², Box
29386 | 1594620000 | LP 7.50/02/90 4.5SN OR BX | Printed circuit board terminals, 7.50 mm, Number of poles: 2, 90°, Solder pin length (l): 4.5 mm, tinned, orange, Clamping yoke connection, Clamping range, max. : 6 mm², Box
29387 | 1594630000 | LP 7.50/03/90 4.5SN OR BX | Printed circuit board terminals, 7.50 mm, Number of poles: 3, 90°, Solder pin length (l): 4.5 mm, tinned, orange, Clamping yoke connection, Clamping range, max. : 6 mm², Box
29388 | 1594650000 | LPP 7.50/03/90 4.5SN OR BX | Printed circuit board terminals, 7.50 mm, Number of poles: 3, 90°, Solder pin length (l): 4.5 mm, tinned, orange, Clamping yoke connection, Clamping range, max. : 6 mm², Box
29389 | 1594660000 | LP 7.62/02/90 4.5SN OR BX | Printed circuit board terminals, 7.62 mm, Number of poles: 2, 90°, Solder pin length (l): 4.5 mm, tinned, orange, Clamping yoke connection, Clamping range, max. : 6 mm², Box
29390 | 1594670000 | LP 7.62/03/90 4.5SN OR BX | Printed circuit board terminals, 7.62 mm, Number of poles: 3, 90°, Solder pin length (l): 4.5 mm, tinned, orange, Clamping yoke connection, Clamping range, max. : 6 mm², Box
29391 | 1594690000 | LPP 7.62/03/90 4.5SN OR BX | Printed circuit board terminals, 7.62 mm, Number of poles: 3, 90°, Solder pin length (l): 4.5 mm, tinned, orange, Clamping yoke connection, Clamping range, max. : 6 mm², Box
29392 | 1595690000 | LP 5.08/03/135 3.2SN OR BX | Printed circuit board terminals, 5.08 mm, Number of poles: 3, 135°, Solder pin length (l): 3.2 mm, tinned, orange, Clamping yoke connection, Clamping range, max. : 6 mm², Box
29393 | 1595700000 | LP 5.08/03/135 4.5SN OR BX | Printed circuit board terminals, 5.08 mm, Number of poles: 3, 135°, Solder pin length (l): 4.5 mm, tinned, orange, Clamping yoke connection, Clamping range, max. : 6 mm², Box
29394 | 1595710000 | LP 5.00/03/135 3.2SN OR BX | Printed circuit board terminals, 5.00 mm, Number of poles: 3, 135°, Solder pin length (l): 3.2 mm, tinned, orange, Clamping yoke connection, Clamping range, max. : 6 mm², Box
29395 | 1595720000 | LP 5.00/03/135 4.5SN OR BX | Printed circuit board terminals, 5.00 mm, Number of poles: 3, 135°, Solder pin length (l): 4.5 mm, tinned, orange, Clamping yoke connection, Clamping range, max. : 6 mm², Box
29396 | 1595730000 | LP 5.08/02/135 3.2SN OR BX | Printed circuit board terminals, 5.08 mm, Number of poles: 2, 135°, Solder pin length (l): 3.2 mm, tinned, orange, Clamping yoke connection, Clamping range, max. : 6 mm², Box
29397 | 1595740000 | LP 5.08/02/135 4.5SN OR BX | Printed circuit board terminals, 5.08 mm, Number of poles: 2, 135°, Solder pin length (l): 4.5 mm, tinned, orange, Clamping yoke connection, Clamping range, max. : 6 mm², Box
29398 | 1595750000 | LP 5.00/02/135 3.2SN OR BX | Printed circuit board terminals, 5.00 mm, Number of poles: 2, 135°, Solder pin length (l): 3.2 mm, tinned, orange, Clamping yoke connection, Clamping range, max. : 6 mm², Box
29399 | 1595760000 | LP 5.00/02/135 4.5SN OR BX | Printed circuit board terminals, 5.00 mm, Number of poles: 2, 135°, Solder pin length (l): 4.5 mm, tinned, orange, Clamping yoke connection, Clamping range, max. : 6 mm², Box
29400 | 1597510000 | SL 3.5 FLA 1.5/8 | PCB plug-in connector, Accessories, Flood-light display, Transparent, Number of poles: 1
29401 | 1597520000 | SL 3.5 FLA 2.3/8 | PCB plug-in connector, Accessories, Flood-light display, Transparent, Number of poles: 1
29402 | 1597530000 | SL 3.5 FLA 4.0/8 | PCB plug-in connector, Accessories, Flood-light display, Transparent, Number of poles: 1
29403 | 1597630000 | SL 3.5 FLA 1.5/1.75/8 | PCB plug-in connector, Accessories, Flood-light display, Transparent, Number of poles: 1
29404 | 1597640000 | SL 3.5 FLA 2.3/1.75/8 | PCB plug-in connector, Accessories, Flood-light display, Transparent, Number of poles: 1
29405 | 1597650000 | SL 3.5 FLA 4.0/1.75/8 | PCB plug-in connector, Accessories, Flood-light display, Transparent, Number of poles: 1
29406 | 1600480000 | KLBUE 3-8 | Clamping yoke, Clamping yoke, Steel
29407 | 1600490000 | KLBUE 10-20 | Clamping yoke, Clamping yoke, Steel
29408 | 1610100000 | BL SL 3.5 KO SW | PCB plug-in connector, Accessories, Coding element, black, Number of poles: 1
29409 | 1611950000 | STV S 2 SS | PCB plug-in connector, male plug, 7.00 mm, Number of poles: 2, 180°, Clamping yoke connection, Clamping range, max. : 4 mm², Box
29410 | 1611960000 | STV S 2 SB | PCB plug-in connector, female plug, 7.00 mm, Number of poles: 2, 180°, Clamping yoke connection, Clamping range, max. : 4 mm², Box
29411 | 1611980000 | STV S 3 SS | PCB plug-in connector, male plug, 7.00 mm, Number of poles: 3, 180°, Clamping yoke connection, Clamping range, max. : 4 mm², Box
29412 | 1611990000 | STV S 3 SB | PCB plug-in connector, female plug, 7.00 mm, Number of poles: 3, 180°, Clamping yoke connection, Clamping range, max. : 4 mm², Box
29413 | 1612010000 | STV S 4 SS | PCB plug-in connector, male plug, 7.00 mm, Number of poles: 4, 180°, Clamping yoke connection, Clamping range, max. : 4 mm², Box
29414 | 1612020000 | STV S 4 SB | PCB plug-in connector, female plug, 7.00 mm, Number of poles: 4, 180°, Clamping yoke connection, Clamping range, max. : 4 mm², Box
29415 | 1612040000 | STV S 5 SS | PCB plug-in connector, male plug, 7.00 mm, Number of poles: 5, 180°, Clamping yoke connection, Clamping range, max. : 4 mm², Box
29416 | 1612050000 | STV S 5 SB | PCB plug-in connector, female plug, 7.00 mm, Number of poles: 5, 180°, Clamping yoke connection, Clamping range, max. : 4 mm², Box
29417 | 1612070000 | STV S 6 SS | PCB plug-in connector, male plug, 7.00 mm, Number of poles: 6, 180°, Clamping yoke connection, Clamping range, max. : 4 mm², Box
29418 | 1612080000 | STV S 6 SB | PCB plug-in connector, female plug, 7.00 mm, Number of poles: 6, 180°, Clamping yoke connection, Clamping range, max. : 4 mm², Box
29419 | 1612100000 | STV S 7 SS | PCB plug-in connector, male plug, 7.00 mm, Number of poles: 7, 180°, Clamping yoke connection, Clamping range, max. : 4 mm², Box
29420 | 1612110000 | STV S 7 SB | PCB plug-in connector, female plug, 7.00 mm, Number of poles: 7, 180°, Clamping yoke connection, Clamping range, max. : 4 mm², Box
29421 | 1612130000 | STV S 8 SS | PCB plug-in connector, male plug, 7.00 mm, Number of poles: 8, 180°, Clamping yoke connection, Clamping range, max. : 4 mm², Box
29422 | 1612140000 | STV S 8 SB | PCB plug-in connector, female plug, 7.00 mm, Number of poles: 8, 180°, Clamping yoke connection, Clamping range, max. : 4 mm², Box
29423 | 1612160000 | STV S 9 SS | PCB plug-in connector, male plug, 7.00 mm, Number of poles: 9, 180°, Clamping yoke connection, Clamping range, max. : 4 mm², Box
29424 | 1612170000 | STV S 9 SB | PCB plug-in connector, female plug, 7.00 mm, Number of poles: 9, 180°, Clamping yoke connection, Clamping range, max. : 4 mm², Box
29425 | 1612190000 | STV S 10 SS | PCB plug-in connector, male plug, 7.00 mm, Number of poles: 10, 180°, Clamping yoke connection, Clamping range, max. : 4 mm², Box
29426 | 1612200000 | STV S 10 SB | PCB plug-in connector, female plug, 7.00 mm, Number of poles: 10, 180°, Clamping yoke connection, Clamping range, max. : 4 mm², Box
29427 | 1612480000 | STV S 2 LS90 | PCB plug-in connector, male header, Flange, THT solder connection, 7.00 mm, Number of poles: 2, 90°, Solder pin length (l): 3.2 mm, silver-plated, Pebble grey, Box
29428 | 1612490000 | STV S 2 LB90 | PCB plug-in connector, female header, Flange, THT solder connection, 7.00 mm, Number of poles: 2, 90°, Solder pin length (l): 3.2 mm, silver-plated, Pebble grey, Box
29429 | 1612500000 | STV S 3 LS90 | PCB plug-in connector, male header, Flange, THT solder connection, 7.00 mm, Number of poles: 3, 90°, Solder pin length (l): 3.2 mm, silver-plated, Pebble grey, Box
29430 | 1612510000 | STV S 3 LB90 | PCB plug-in connector, female header, Flange, THT solder connection, 7.00 mm, Number of poles: 3, 90°, Solder pin length (l): 3.2 mm, silver-plated, Pebble grey, Box
29431 | 1612520000 | STV S 4 LS90 | PCB plug-in connector, male header, Flange, THT solder connection, 7.00 mm, Number of poles: 4, 90°, Solder pin length (l): 3.2 mm, silver-plated, Pebble grey, Box
29432 | 1612530000 | STV S 4 LB90 | PCB plug-in connector, female header, Flange, THT solder connection, 7.00 mm, Number of poles: 4, 90°, Solder pin length (l): 3.2 mm, silver-plated, Pebble grey, Box
29433 | 1612540000 | STV S 5 LS90 | PCB plug-in connector, male header, Flange, THT solder connection, 7.00 mm, Number of poles: 5, 90°, Solder pin length (l): 3.2 mm, silver-plated, Pebble grey, Box
29434 | 1612550000 | STV S 5 LB90 | PCB plug-in connector, female header, Flange, THT solder connection, 7.00 mm, Number of poles: 5, 90°, Solder pin length (l): 3.2 mm, silver-plated, Pebble grey, Box
29435 | 1612560000 | STV S 6 LS90 | PCB plug-in connector, male header, Flange, THT solder connection, 7.00 mm, Number of poles: 6, 90°, Solder pin length (l): 3.2 mm, silver-plated, Pebble grey, Box
29436 | 1612570000 | STV S 6 LB90 | PCB plug-in connector, female header, Flange, THT solder connection, 7.00 mm, Number of poles: 6, 90°, Solder pin length (l): 3.2 mm, silver-plated, Pebble grey, Box
29437 | 1612580000 | STV S 7 LS90 | PCB plug-in connector, male header, Flange, THT solder connection, 7.00 mm, Number of poles: 7, 90°, Solder pin length (l): 3.2 mm, silver-plated, Pebble grey, Box
29438 | 1612590000 | STV S 7 LB90 | PCB plug-in connector, female header, Flange, THT solder connection, 7.00 mm, Number of poles: 7, 90°, Solder pin length (l): 3.2 mm, silver-plated, Pebble grey, Box
29439 | 1612600000 | STV S 8 LS90 | PCB plug-in connector, male header, Flange, THT solder connection, 7.00 mm, Number of poles: 8, 90°, Solder pin length (l): 3.2 mm, silver-plated, Pebble grey, Box
29440 | 1612610000 | STV S 8 LB90 | PCB plug-in connector, female header, Flange, THT solder connection, 7.00 mm, Number of poles: 8, 90°, Solder pin length (l): 3.2 mm, silver-plated, Pebble grey, Box
29441 | 1612620000 | STV S 9 LS90 | PCB plug-in connector, male header, Flange, THT solder connection, 7.00 mm, Number of poles: 9, 90°, Solder pin length (l): 3.2 mm, silver-plated, Pebble grey, Box
29442 | 1612630000 | STV S 9 LB90 | PCB plug-in connector, female header, Flange, THT solder connection, 7.00 mm, Number of poles: 9, 90°, Solder pin length (l): 3.2 mm, silver-plated, Pebble grey, Box
29443 | 1612640000 | STV S 10 LS90 | PCB plug-in connector, male header, Flange, THT solder connection, 7.00 mm, Number of poles: 10, 90°, Solder pin length (l): 3.2 mm, silver-plated, Pebble grey, Box
29444 | 1612650000 | STV S 10 LB90 | PCB plug-in connector, female header, Flange, THT solder connection, 7.00 mm, Number of poles: 10, 90°, Solder pin length (l): 3.2 mm, silver-plated, Pebble grey, Box
29445 | 1612690000 | STV S 3 LB180 | PCB plug-in connector, female header, Flange, THT solder connection, 7.00 mm, Number of poles: 3, 180°, Solder pin length (l): 3.2 mm, silver-plated, Pebble grey, Box
29446 | 1612710000 | STV S 4 LB180 | PCB plug-in connector, female header, Flange, THT solder connection, 7.00 mm, Number of poles: 4, 180°, Solder pin length (l): 3.2 mm, silver-plated, Pebble grey, Box
29447 | 1612730000 | STV S 5 LB180 | PCB plug-in connector, female header, Flange, THT solder connection, 7.00 mm, Number of poles: 5, 180°, Solder pin length (l): 3.2 mm, silver-plated, Pebble grey, Box
29448 | 1612750000 | STV S 6 LB180 | PCB plug-in connector, female header, Flange, THT solder connection, 7.00 mm, Number of poles: 6, 180°, Solder pin length (l): 3.2 mm, silver-plated, Pebble grey, Box
29449 | 1612830000 | STV S 10 LB180 | PCB plug-in connector, female header, Flange, THT solder connection, 7.00 mm, Number of poles: 10, 180°, Solder pin length (l): 3.2 mm, silver-plated, Pebble grey, Box
29450 | 1615270000 | MAK 2.5 | W-Series, Motor-connection terminal, Rated cross-section: 2.5 mm², Screw connection, Direct mounting
29451 | 1627820000 | BL 3.50 ZE03 BK BX | PCB plug-in connector, Accessories, Strain relief, black, Number of poles: 3
29452 | 1627830000 | BL 3.50 ZE08 BK BX | PCB plug-in connector, Accessories, Strain relief, black, Number of poles: 8
29453 | 1627920000 | BLZ 7.50/02/180 SN OR BX | PCB plug-in connector, female plug, 7.50 mm, Number of poles: 2, 180°, Clamping yoke connection, Clamping range, max. : 3.31 mm², Box
29454 | 1627930000 | BLZ 7.50/03/180 SN OR BX | PCB plug-in connector, female plug, 7.50 mm, Number of poles: 3, 180°, Clamping yoke connection, Clamping range, max. : 3.31 mm², Box
29455 | 1627940000 | BLZ 7.50/04/180 SN OR BX | PCB plug-in connector, female plug, 7.50 mm, Number of poles: 4, 180°, Clamping yoke connection, Clamping range, max. : 3.31 mm², Box
29456 | 1627950000 | BLZ 7.50/05/180 SN OR BX | PCB plug-in connector, female plug, 7.50 mm, Number of poles: 5, 180°, Clamping yoke connection, Clamping range, max. : 3.31 mm², Box
29457 | 1627960000 | BLZ 7.50/06/180 SN OR BX | PCB plug-in connector, female plug, 7.50 mm, Number of poles: 6, 180°, Clamping yoke connection, Clamping range, max. : 3.31 mm², Box
29458 | 1627970000 | BLZ 7.50/07/180 SN OR BX | PCB plug-in connector, female plug, 7.50 mm, Number of poles: 7, 180°, Clamping yoke connection, Clamping range, max. : 3.31 mm², Box
29459 | 1627980000 | BLZ 7.50/08/180 SN OR BX | PCB plug-in connector, female plug, 7.50 mm, Number of poles: 8, 180°, Clamping yoke connection, Clamping range, max. : 3.31 mm², Box
29460 | 1627990000 | BLZ 7.50/09/180 SN OR BX | PCB plug-in connector, female plug, 7.50 mm, Number of poles: 9, 180°, Clamping yoke connection, Clamping range, max. : 3.31 mm², Box
29461 | 1628000000 | BLZ 7.50/10/180 SN OR BX | PCB plug-in connector, female plug, 7.50 mm, Number of poles: 10, 180°, Clamping yoke connection, Clamping range, max. : 3.31 mm², Box
29462 | 1628010000 | BLZ 7.50/11/180 SN OR BX | PCB plug-in connector, female plug, 7.50 mm, Number of poles: 11, 180°, Clamping yoke connection, Clamping range, max. : 3.31 mm², Box
29463 | 1628020000 | BLZ 7.50/12/180 SN OR BX | PCB plug-in connector, female plug, 7.50 mm, Number of poles: 12, 180°, Clamping yoke connection, Clamping range, max. : 3.31 mm², Box
29464 | 1628030000 | BLZ 7.50/02/180 SN BK BX | PCB plug-in connector, female plug, 7.50 mm, Number of poles: 2, 180°, Clamping yoke connection, Clamping range, max. : 3.31 mm², Box
29465 | 1628140000 | BLZ 7.50/02/180B SN OR BX | PCB plug-in connector, female plug, 7.50 mm, Number of poles: 2, 180°, Clamping yoke connection, Clamping range, max. : 3.31 mm², Box
29466 | 1628150000 | BLZ 7.50/03/180B SN OR BX | PCB plug-in connector, female plug, 7.50 mm, Number of poles: 3, 180°, Clamping yoke connection, Clamping range, max. : 3.31 mm², Box
29467 | 1628160000 | BLZ 7.50/04/180B SN OR BX | PCB plug-in connector, female plug, 7.50 mm, Number of poles: 4, 180°, Clamping yoke connection, Clamping range, max. : 3.31 mm², Box
29468 | 1628170000 | BLZ 7.50/05/180B SN OR BX | PCB plug-in connector, female plug, 7.50 mm, Number of poles: 5, 180°, Clamping yoke connection, Clamping range, max. : 3.31 mm², Box
29469 | 1628180000 | BLZ 7.50/06/180B SN OR BX | PCB plug-in connector, female plug, 7.50 mm, Number of poles: 6, 180°, Clamping yoke connection, Clamping range, max. : 3.31 mm², Box
29470 | 1628190000 | BLZ 7.50/07/180B SN OR BX | PCB plug-in connector, female plug, 7.50 mm, Number of poles: 7, 180°, Clamping yoke connection, Clamping range, max. : 3.31 mm², Box
29471 | 1628200000 | BLZ 7.50/08/180B SN OR BX | PCB plug-in connector, female plug, 7.50 mm, Number of poles: 8, 180°, Clamping yoke connection, Clamping range, max. : 3.31 mm², Box
29472 | 1628210000 | BLZ 7.50/09/180B SN OR BX | PCB plug-in connector, female plug, 7.50 mm, Number of poles: 9, 180°, Clamping yoke connection, Clamping range, max. : 3.31 mm², Box
29473 | 1628220000 | BLZ 7.50/10/180B SN OR BX | PCB plug-in connector, female plug, 7.50 mm, Number of poles: 10, 180°, Clamping yoke connection, Clamping range, max. : 3.31 mm², Box
29474 | 1628230000 | BLZ 7.50/11/180B SN OR BX | PCB plug-in connector, female plug, 7.50 mm, Number of poles: 11, 180°, Clamping yoke connection, Clamping range, max. : 3.31 mm², Box
29475 | 1628240000 | BLZ 7.50/12/180B SN OR BX | PCB plug-in connector, female plug, 7.50 mm, Number of poles: 12, 180°, Clamping yoke connection, Clamping range, max. : 3.31 mm², Box
29476 | 1629680000 | BL 3.50 ZE03 OR BX | PCB plug-in connector, Accessories, Strain relief, orange, Number of poles: 3
29477 | 1629690000 | BL 3.50 ZE08 OR BX | PCB plug-in connector, Accessories, Strain relief, orange, Number of poles: 8
29478 | 1631750000 | WTD 6/1 RT | Feed-through terminal, Screw connection, 6 mm², 630 V, 41 A, without, red
29479 | 1651980000 | ZIA 1.5/3L-1S | Initiator/actuator terminal, Tension-clamp connection, 1.5 mm², Flange-mounted housing
29480 | 1652000000 | ZIA 1.5/3L-PE | Initiator/actuator terminal, PE terminal, Tension-clamp connection, 1.5 mm², Flange-mounted housing
29481 | 1652010000 | ZIA 1.5/4L-1S | Initiator/actuator terminal, Tension-clamp connection, 1.5 mm², Flange-mounted housing
29482 | 1652030000 | ZIA 1.5/4L-PE | Initiator/actuator terminal, PE terminal, Tension-clamp connection, 1.5 mm², Flange-mounted housing
29483 | 1667750000 | LM 3.50/02/90 3.2SN OR BX | Printed circuit board terminals, 3.50 mm, Number of poles: 2, 90°, Solder pin length (l): 3.2 mm, tinned, orange, Clamping yoke connection, Clamping range, max. : 2.08 mm², Box
29484 | 1667760000 | LM 3.50/02/90 4.5SN OR BX | Printed circuit board terminals, 3.50 mm, Number of poles: 2, 90°, Solder pin length (l): 4.5 mm, tinned, orange, Clamping yoke connection, Clamping range, max. : 2.08 mm², Box
29485 | 1667770000 | LM 3.50/03/90 3.2SN OR BX | Printed circuit board terminals, 3.50 mm, Number of poles: 3, 90°, Solder pin length (l): 3.2 mm, tinned, orange, Clamping yoke connection, Clamping range, max. : 2.08 mm², Box
29486 | 1669300000 | BL/SL 3.50 VR BK BX | PCB plug-in connector, Accessories, Latches, black, Number of poles: 1
29487 | 1669310000 | BL/SL 3.50 VR OR BX | PCB plug-in connector, Accessories, Latches, orange, Number of poles: 1
29488 | 1674770000 | ESG 9/17 K MC SDR | ESG, Device markers x 17 mm, PA 66, Colour: To customer specification, Self-adhesive
29489 | 1675350000 | KLBUE 2X2-6 | Clamping yoke, Clamping yoke, Steel
29490 | 1676750000 | LP 5.08/03/135 4.5SN BX BX | Printed circuit board terminals, 5.08 mm, Number of poles: 3, 135°, Solder pin length (l): 4.5 mm, tinned, black, Clamping yoke connection, Clamping range, max. : 6 mm², Box
29491 | 1689750000 | LP 7.62/04/90 3.2SN OR BX | Printed circuit board terminals, 7.62 mm, Number of poles: 4, 90°, Solder pin length (l): 3.2 mm, tinned, orange, Clamping yoke connection, Clamping range, max. : 6 mm², Box
29492 | 1692261001 | KLBUE 3-8 SC | Clamping yoke, Clamping yoke, Steel
29493 | 1692630000 | ZIA 1.5/3L-1S/8/KB | Initiator/actuator terminal, Tension-clamp connection, 1.5 mm², Number of poles: 9
29494 | 1692640000 | ZIA 1.5/3L-1S/16/KB | Initiator/actuator terminal, Tension-clamp connection, 1.5 mm², Number of poles: 17
29495 | 1692650000 | ZIA 1.5/3L-PE/8/KB | Initiator/actuator terminal, Tension-clamp connection, 1.5 mm², Number of poles: 8
29496 | 1692660000 | ZIA 1.5/3L-PE/16/KB | Initiator/actuator terminal, Tension-clamp connection, 1.5 mm², Number of poles: 16
29497 | 1692670000 | ZIA 1.5/4L-PE/8/KB | Initiator/actuator terminal, Tension-clamp connection, 1.5 mm², Number of poles: 8
29498 | 1692680000 | ZIA 1.5/4L-PE/16/KB | Initiator/actuator terminal, Tension-clamp connection, 1.5 mm², Number of poles: 16
29499 | 1693430000 | BL SL 3.5 KO OR | PCB plug-in connector, Accessories, Coding element, orange, Number of poles: 1
29500 | 1697180000 | LP 5.00/02/135 4.5SN BK BX | Printed circuit board terminals, 5.00 mm, Number of poles: 2, 135°, Solder pin length (l): 4.5 mm, tinned, black, Clamping yoke connection, Clamping range, max. : 6 mm², Box
29501 | 1697190000 | LP 5.00/03/135 4.5SN BK BX | Printed circuit board terminals, 5.00 mm, Number of poles: 3, 135°, Solder pin length (l): 4.5 mm, tinned, black, Clamping yoke connection, Clamping range, max. : 6 mm², Box
29502 | 1697200000 | LP 7.62/02/90 4.5SN BK BX | Printed circuit board terminals, 7.62 mm, Number of poles: 2, 90°, Solder pin length (l): 4.5 mm, tinned, black, Clamping yoke connection, Clamping range, max. : 6 mm², Box
29503 | 1697210000 | LP 7.62/03/90 4.5SN BK BX | Printed circuit board terminals, 7.62 mm, Number of poles: 3, 90°, Solder pin length (l): 4.5 mm, tinned, black, Clamping yoke connection, Clamping range, max. : 6 mm², Box
29504 | 1697220000 | LP 7.50/02/90 4.5SN BK BX | Printed circuit board terminals, 7.50 mm, Number of poles: 2, 90°, Solder pin length (l): 4.5 mm, tinned, black, Clamping yoke connection, Clamping range, max. : 6 mm², Box
29505 | 1699650000 | LM 3.50/02/90 3.2SN BK BX | Printed circuit board terminals, 3.50 mm, Number of poles: 2, 90°, Solder pin length (l): 3.2 mm, tinned, black, Clamping yoke connection, Clamping range, max. : 2.08 mm², Box
29506 | 1699670000 | LM 3.50/02/90 4.5SN BK BX | Printed circuit board terminals, 3.50 mm, Number of poles: 2, 90°, Solder pin length (l): 4.5 mm, tinned, black, Clamping yoke connection, Clamping range, max. : 2.08 mm², Box
29507 | 1699680000 | LM 3.50/03/90 4.5SN BK BX | Printed circuit board terminals, 3.50 mm, Number of poles: 3, 90°, Solder pin length (l): 4.5 mm, tinned, black, Clamping yoke connection, Clamping range, max. : 2.08 mm², Box
29508 | 1703700000 | LM2N 3.50/04/90 3.2SN OR BX | Printed circuit board terminals, 3.50 mm, Number of poles: 4, 90°, Solder pin length (l): 3.2 mm, tinned, orange, Clamping yoke connection, Clamping range, max. : 2.08 mm², Box
29509 | 1703710000 | LM2N 3.50/06/90 3.2SN OR BX | Printed circuit board terminals, 3.50 mm, Number of poles: 6, 90°, Solder pin length (l): 3.2 mm, tinned, orange, Clamping yoke connection, Clamping range, max. : 2.08 mm², Box
29510 | 1703720000 | LM2N 3.50/08/90 3.2SN OR BX | Printed circuit board terminals, 3.50 mm, Number of poles: 8, 90°, Solder pin length (l): 3.2 mm, tinned, orange, Clamping yoke connection, Clamping range, max. : 2.08 mm², Box
29511 | 1703730000 | LM2N 3.50/10/90 3.2SN OR BX | Printed circuit board terminals, 3.50 mm, Number of poles: 10, 90°, Solder pin length (l): 3.2 mm, tinned, orange, Clamping yoke connection, Clamping range, max. : 2.08 mm², Box
29512 | 1703740000 | LM2N 3.50/12/90 3.2SN OR BX | Printed circuit board terminals, 3.50 mm, Number of poles: 12, 90°, Solder pin length (l): 3.2 mm, tinned, orange, Clamping yoke connection, Clamping range, max. : 2.08 mm², Box
29513 | 1703750000 | LM2N 3.50/14/90 3.2SN OR BX | Printed circuit board terminals, 3.50 mm, Number of poles: 14, 90°, Solder pin length (l): 3.2 mm, tinned, orange, Clamping yoke connection, Clamping range, max. : 2.08 mm², Box
29514 | 1703760000 | LM2N 3.50/16/90 3.2SN OR BX | Printed circuit board terminals, 3.50 mm, Number of poles: 16, 90°, Solder pin length (l): 3.2 mm, tinned, orange, Clamping yoke connection, Clamping range, max. : 2.08 mm², Box
29515 | 1703770000 | LM2N 3.50/18/90 3.2SN OR BX | Printed circuit board terminals, 3.50 mm, Number of poles: 18, 90°, Solder pin length (l): 3.2 mm, tinned, orange, Clamping yoke connection, Clamping range, max. : 2.08 mm², Box
29516 | 1703780000 | LM2N 3.50/20/90 3.2SN OR BX | Printed circuit board terminals, 3.50 mm, Number of poles: 20, 90°, Solder pin length (l): 3.2 mm, tinned, orange, Clamping yoke connection, Clamping range, max. : 2.08 mm², Box
29517 | 1703790000 | LM2N 3.50/22/90 3.2SN OR BX | Printed circuit board terminals, 3.50 mm, Number of poles: 22, 90°, Solder pin length (l): 3.2 mm, tinned, orange, Clamping yoke connection, Clamping range, max. : 2.08 mm², Box
29518 | 1703800000 | LM2N 3.50/24/90 3.2SN OR BX | Printed circuit board terminals, 3.50 mm, Number of poles: 24, 90°, Solder pin length (l): 3.2 mm, tinned, orange, Clamping yoke connection, Clamping range, max. : 2.08 mm², Box
29519 | 1703810000 | LM2N 3.50/26/90 3.2SN OR BX | Printed circuit board terminals, 3.50 mm, Number of poles: 26, 90°, Solder pin length (l): 3.2 mm, tinned, orange, Clamping yoke connection, Clamping range, max. : 2.08 mm², Box
29520 | 1703820000 | LM2N 3.50/28/90 3.2SN OR BX | Printed circuit board terminals, 3.50 mm, Number of poles: 28, 90°, Solder pin length (l): 3.2 mm, tinned, orange, Clamping yoke connection, Clamping range, max. : 2.08 mm², Box
29521 | 1703830000 | LM2N 3.50/30/90 3.2SN OR BX | Printed circuit board terminals, 3.50 mm, Number of poles: 30, 90°, Solder pin length (l): 3.2 mm, tinned, orange, Clamping yoke connection, Clamping range, max. : 2.08 mm², Box
29522 | 1703840000 | LM2N 3.50/32/90 3.2SN OR BX | Printed circuit board terminals, 3.50 mm, Number of poles: 32, 90°, Solder pin length (l): 3.2 mm, tinned, orange, Clamping yoke connection, Clamping range, max. : 2.08 mm², Box
29523 | 1703850000 | LM2N 3.50/34/90 3.2SN OR BX | Printed circuit board terminals, 3.50 mm, Number of poles: 34, 90°, Solder pin length (l): 3.2 mm, tinned, orange, Clamping yoke connection, Clamping range, max. : 2.08 mm², Box
29524 | 1703860000 | LM2N 3.50/36/90 3.2SN OR BX | Printed circuit board terminals, 3.50 mm, Number of poles: 36, 90°, Solder pin length (l): 3.2 mm, tinned, orange, Clamping yoke connection, Clamping range, max. : 2.08 mm², Box
29525 | 1703870000 | LM2N 3.50/38/90 3.2SN OR BX | Printed circuit board terminals, 3.50 mm, Number of poles: 38, 90°, Solder pin length (l): 3.2 mm, tinned, orange, Clamping yoke connection, Clamping range, max. : 2.08 mm², Box
29526 | 1703880000 | LM2N 3.50/40/90 3.2SN OR BX | Printed circuit board terminals, 3.50 mm, Number of poles: 40, 90°, Solder pin length (l): 3.2 mm, tinned, orange, Clamping yoke connection, Clamping range, max. : 2.08 mm², Box
29527 | 1703890000 | LM2N 3.50/42/90 3.2SN OR BX | Printed circuit board terminals, 3.50 mm, Number of poles: 42, 90°, Solder pin length (l): 3.2 mm, tinned, orange, Clamping yoke connection, Clamping range, max. : 2.08 mm², Box
29528 | 1703900000 | LM2N 3.50/44/90 3.2SN OR BX | Printed circuit board terminals, 3.50 mm, Number of poles: 44, 90°, Solder pin length (l): 3.2 mm, tinned, orange, Clamping yoke connection, Clamping range, max. : 2.08 mm², Box
29529 | 1703910000 | LM2N 3.50/46/90 3.2SN OR BX | Printed circuit board terminals, 3.50 mm, Number of poles: 46, 90°, Solder pin length (l): 3.2 mm, tinned, orange, Clamping yoke connection, Clamping range, max. : 2.08 mm², Box
29530 | 1703920000 | LM2N 3.50/48/90 3.2SN OR BX | Printed circuit board terminals, 3.50 mm, Number of poles: 48, 90°, Solder pin length (l): 3.2 mm, tinned, orange, Clamping yoke connection, Clamping range, max. : 2.08 mm², Box
29531 | 1704160000 | LM 3.50/02/90 3.2SN GY BX | Printed circuit board terminals, 3.50 mm, Number of poles: 2, 90°, Solder pin length (l): 3.2 mm, tinned, Pebble grey, Clamping yoke connection, Clamping range, max. : 2.08 mm², Box
29532 | 1704350000 | ZDUB 2.5-2/2AN/DM | Z-series, Feed-through terminal, Rated cross-section: 2.5 mm², Tension-clamp connection, dark beige, Direct mounting
29533 | 1704360000 | ZDUB 2.5-2/2AN/DM BL | Z-series, Feed-through terminal, Rated cross-section: 2.5 mm², Tension-clamp connection, blue, Direct mounting
29534 | 1704370000 | ZDUB 2.5-2/2AN/DM OR | Z-series, Feed-through terminal, Rated cross-section: 2.5 mm², Tension-clamp connection, orange, Direct mounting
29535 | 1704380000 | ZDUB 2.5-2/2AN/DM GE | Z-series, Feed-through terminal, Rated cross-section: 2.5 mm², Tension-clamp connection, yellow, Direct mounting
29536 | 1704500000 | ZDUB 2.5-2/2AN/DB | Z-series, Feed-through terminal, Rated cross-section: 2.5 mm², Tension-clamp connection, dark beige, Direct mounting
29537 | 1704530000 | ZDUB 2.5-2/2AN/DB GE | Z-series, Feed-through terminal, Rated cross-section: 2.5 mm², Tension-clamp connection, yellow, Mounting foot needed for TS 32/ TS 35
29538 | 1704540000 | ZDUB 2.5-2/4AN/DM | Z-series, Feed-through terminal, Rated cross-section: 2.5 mm², Tension-clamp connection, dark beige, Direct mounting
29539 | 1704550000 | ZDUB 2.5-2/4AN/DM BL | Z-series, Feed-through terminal, Rated cross-section: 2.5 mm², Tension-clamp connection, blue, Direct mounting
29540 | 1704560000 | ZDUB 2.5-2/4AN/DM OR | Z-series, Feed-through terminal, Rated cross-section: 2.5 mm², Tension-clamp connection, orange, Direct mounting
29541 | 1704570000 | ZDUB 2.5-2/4AN/DM GE | Z-series, Feed-through terminal, Rated cross-section: 2.5 mm², Tension-clamp connection, yellow, Direct mounting
29542 | 1704690000 | ZDUB 2.5-2/4AN/DB | Z-series, Feed-through terminal, Rated cross-section: 2.5 mm², Tension-clamp connection, dark beige, Direct mounting
29543 | 1704700000 | ZDUB 2.5-2/4AN/DB BL | Z-series, Feed-through terminal, Rated cross-section: 2.5 mm², Tension-clamp connection, blue, Direct mounting
29544 | 1704720000 | ZDUB 2.5-2/4AN/DB GE | Z-series, Feed-through terminal, Rated cross-section: 2.5 mm², Tension-clamp connection, yellow, Direct mounting
29545 | 1706040000 | ZDU 2.5-2/3AN BL | Feed-through terminal, Tension-clamp connection, 2.5 mm², 800 V, 24 A, blue
29546 | 1706050000 | ZDU 2.5-2/3AN OR | Feed-through terminal, Tension-clamp connection, 2.5 mm², 800 V, 24 A, orange
29547 | 1706060000 | ZDU 2.5-2/4AN | Feed-through terminal, Tension-clamp connection, 2.5 mm², 800 V, 24 A, dark beige
29548 | 1706070000 | ZDU 2.5-2/4AN BL | Feed-through terminal, Tension-clamp connection, 2.5 mm², 800 V, 24 A, blue
29549 | 1706080000 | ZDU 2.5-2/4AN OR | Feed-through terminal, Tension-clamp connection, 2.5 mm², 800 V, 24 A, orange
29550 | 1712311001 | KLBUE 4-13.5 SC | Clamping yoke, Clamping yoke, Steel
29551 | 1712311002 | KLBUE 4-13.5 SC M4X16 | Clamping yoke, Clamping yoke
29552 | 1712321001 | KLBUE 10-20 SC | Clamping yoke, Clamping yoke, Steel
29553 | 1712750000 | ZDUB 2.5-2/2AN/15 | Z-series, Feed-through terminal, Rated cross-section: 2.5 mm², Tension-clamp connection, dark beige
29554 | 1712760000 | ZDUB 2.5-2/2AN/15 BL | Z-series, Feed-through terminal, Rated cross-section: 2.5 mm², Tension-clamp connection, blue
29555 | 1712770000 | ZDUB 2.5-2/2AN/15 OR | Z-series, Feed-through terminal, Rated cross-section: 2.5 mm², Tension-clamp connection, orange
29556 | 1712780000 | ZDUB 2.5-2/4AN/15 | Z-series, Feed-through terminal, Rated cross-section: 2.5 mm², Tension-clamp connection, dark beige
29557 | 1712790000 | ZDUB 2.5-2/4AN/15 BL | Z-series, Feed-through terminal, Rated cross-section: 2.5 mm², Tension-clamp connection, blue
29558 | 1712800000 | ZDUB 2.5-2/4AN/15 OR | Z-series, Feed-through terminal, Rated cross-section: 2.5 mm², Tension-clamp connection, orange
29559 | 1712820000 | ZDUB 2.5-2/2AN/RC | Z-series, Feed-through terminal, Rated cross-section: 2.5 mm², Tension-clamp connection, dark beige, Direct mounting
29560 | 1712830000 | ZDUB 2.5-2/2AN/RC BL | Z-series, Feed-through terminal, Rated cross-section: 2.5 mm², Tension-clamp connection, blue
29561 | 1712970000 | ZDUB 2.5-2/4AN/RC | Z-series, Feed-through terminal, Rated cross-section: 2.5 mm², Tension-clamp connection, dark beige, Direct mounting
29562 | 1712980000 | ZDUB 2.5-2/4AN/RC BL | Z-series, Feed-through terminal, Rated cross-section: 2.5 mm², Tension-clamp connection, blue, Direct mounting
29563 | 1713000000 | ZDUB 2.5-2/4AN/RC GE | Z-series, Feed-through terminal, Rated cross-section: 2.5 mm², Tension-clamp connection, yellow, Direct mounting
29564 | 1714980000 | LM 3.50/02/135 3.2SN OR BX | Printed circuit board terminals, 3.50 mm, Number of poles: 2, 135°, Solder pin length (l): 3.2 mm, tinned, orange, Clamping yoke connection, Clamping range, max. : 2.08 mm², Box
29565 | 1715010000 | LM 3.50/02/135 4.5SN BK BX | Printed circuit board terminals, 3.50 mm, Number of poles: 2, 135°, Solder pin length (l): 4.5 mm, tinned, black, Clamping yoke connection, Clamping range, max. : 2.08 mm², Box
29566 | 1715020000 | LM 3.50/03/135 3.2SN OR BX | Printed circuit board terminals, 3.50 mm, Number of poles: 3, 135°, Solder pin length (l): 3.2 mm, tinned, orange, Clamping yoke connection, Clamping range, max. : 2.08 mm², Box
29567 | 1715030000 | LM 3.50/03/135 4.5SN OR BX | Printed circuit board terminals, 3.50 mm, Number of poles: 3, 135°, Solder pin length (l): 4.5 mm, tinned, orange, Clamping yoke connection, Clamping range, max. : 2.08 mm², Box
29568 | 1715050000 | LM 3.50/03/135 4.5SN BK BX | Printed circuit board terminals, 3.50 mm, Number of poles: 3, 135°, Solder pin length (l): 4.5 mm, tinned, black, Clamping yoke connection, Clamping range, max. : 2.08 mm², Box
29569 | 1716300000 | KLBUE 15-32 | Clamping yoke, Clamping yoke, Steel
29570 | 1716710000 | LM1N 3.50/02/90 3.2SN OR BX | Printed circuit board terminals, 3.50 mm, Number of poles: 2, 90°, Solder pin length (l): 3.2 mm, tinned, orange, Clamping yoke connection, Clamping range, max. : 2.08 mm², Box
29571 | 1716720000 | LM1N 3.50/03/90 3.2SN OR BX | Printed circuit board terminals, 3.50 mm, Number of poles: 3, 90°, Solder pin length (l): 3.2 mm, tinned, orange, Clamping yoke connection, Clamping range, max. : 2.08 mm², Box
29572 | 1718341001 | KLBUE 15-32 SC | Clamping yoke, Clamping yoke, Steel
29573 | 1719930000 | BL 3.5/90/270 ZH15 SW | PCB plug-in connector, Accessories, black, Number of poles: 1
29574 | 1720000000 | LM2N 3.50/04/90 4.5SN BK BX | Printed circuit board terminals, 3.50 mm, Number of poles: 4, 90°, Solder pin length (l): 4.5 mm, tinned, black, Clamping yoke connection, Clamping range, max. : 2.08 mm², Box
29575 | 1720010000 | LM2N 3.50/06/90 4.5SN BK BX | Printed circuit board terminals, 3.50 mm, Number of poles: 6, 90°, Solder pin length (l): 4.5 mm, tinned, black, Clamping yoke connection, Clamping range, max. : 2.08 mm², Box
29576 | 1720060000 | LM2N 3.50/16/90 4.5SN BK BX | Printed circuit board terminals, 3.50 mm, Number of poles: 16, 90°, Solder pin length (l): 4.5 mm, tinned, black, Clamping yoke connection, Clamping range, max. : 2.08 mm², Box
29577 | 1720080000 | LM2N 3.50/20/90 4.5SN BK BX | Printed circuit board terminals, 3.50 mm, Number of poles: 20, 90°, Solder pin length (l): 4.5 mm, tinned, black, Clamping yoke connection, Clamping range, max. : 2.08 mm², Box
29578 | 1720100000 | LM2N 3.50/24/90 4.5SN BK BX | Printed circuit board terminals, 3.50 mm, Number of poles: 24, 90°, Solder pin length (l): 4.5 mm, tinned, black, Clamping yoke connection, Clamping range, max. : 2.08 mm², Box
29579 | 1720250000 | LM 3.50/05/90 3.2SN OR BX | Printed circuit board terminals, 3.50 mm, Number of poles: 5, 90°, Solder pin length (l): 3.2 mm, tinned, orange, Clamping yoke connection, Clamping range, max. : 2.08 mm², Box
29580 | 1720600000 | SCHS2 K | Device markers, Accessories x 8 mm, PVC, Colour: black, Self-adhesive
29581 | 1745400000 | ZDTR 2.5 | Test-disconnect terminal, Double-tier terminal, Tension-clamp connection, 2.5 mm², 400 V, 16 A, Pivoting, dark beige
29582 | 1745580000 | BL 3.50 AH03 BK BX | PCB plug-in connector, Accessories, Hood, black, Number of poles: 3
29583 | 1745590000 | BL 3.50 AH04 BK BX | PCB plug-in connector, Accessories, Hood, black, Number of poles: 4
29584 | 1745600000 | BL 3.50 AH05 BK BX | PCB plug-in connector, Accessories, Hood, black, Number of poles: 5
29585 | 1745610000 | BL 3.50 AH06 BK BX | PCB plug-in connector, Accessories, Hood, black, Number of poles: 6
29586 | 1745620000 | BL 3.50 AH07 BK BX | PCB plug-in connector, Accessories, Hood, black, Number of poles: 7
29587 | 1745630000 | BL 3.50 AH08 BK BX | PCB plug-in connector, Accessories, Hood, black, Number of poles: 8
29588 | 1745640000 | BL 3.50 AH09 BK BX | PCB plug-in connector, Accessories, Hood, black, Number of poles: 9
29589 | 1745650000 | BL 3.50 AH10 BK BX | PCB plug-in connector, Accessories, Hood, black, Number of poles: 10
29590 | 1745660000 | BL 3.50 AH11 BK BX | PCB plug-in connector, Accessories, Hood, black, Number of poles: 11
29591 | 1745670000 | BL 3.50 AH12 BK BX | PCB plug-in connector, Accessories, Hood, black, Number of poles: 12
29592 | 1745680000 | BL 3.50 AH13 BK BX | PCB plug-in connector, Accessories, Hood, black, Number of poles: 13
29593 | 1745690000 | BL 3.50 AH14 BK BX | PCB plug-in connector, Accessories, Hood, black, Number of poles: 14
29594 | 1745700000 | BL 3.50 AH15 BK BX | PCB plug-in connector, Accessories, Hood, black, Number of poles: 15
29595 | 1747390000 | LM1N 3.50/03/90 4.5SN BK BX | Printed circuit board terminals, 3.50 mm, Number of poles: 3, 90°, Solder pin length (l): 4.5 mm, tinned, black, Clamping yoke connection, Clamping range, max. : 2.08 mm², Box
29596 | 1749151001 | KLBUE CO 3 | Clamping yoke, Clamping yoke, Steel
29597 | 1749161001 | KLBUE CO 4 | Clamping yoke, Clamping yoke, Steel
29598 | 1750790000 | BLIDC 3.50/02/180 SN OR BX | PCB plug-in connector, female plug, 3.50 mm, Number of poles: 2, 90°/270°, IDC terminal, Clamping range, max. : 0.5 mm², Box
29599 | 1750800000 | BLIDC 3.50/03/180 SN OR BX | PCB plug-in connector, female plug, 3.50 mm, Number of poles: 3, 90°/270°, IDC terminal, Clamping range, max. : 0.5 mm², Box
29600 | 1750810000 | BLIDC 3.50/04/180 SN OR BX | PCB plug-in connector, female plug, 3.50 mm, Number of poles: 4, 90°/270°, IDC terminal, Clamping range, max. : 0.5 mm², Box
29601 | 1750820000 | BLIDC 3.50/05/180 SN OR BX | PCB plug-in connector, female plug, 3.50 mm, Number of poles: 5, 90°/270°, IDC terminal, Clamping range, max. : 0.5 mm², Box
29602 | 1750830000 | BLIDC 3.50/06/180 SN OR BX | PCB plug-in connector, female plug, 3.50 mm, Number of poles: 6, 90°/270°, IDC terminal, Clamping range, max. : 0.5 mm², Box
29603 | 1750840000 | BLIDC 3.50/07/180 SN OR BX | PCB plug-in connector, female plug, 3.50 mm, Number of poles: 7, 90°/270°, IDC terminal, Clamping range, max. : 0.5 mm², Box
29604 | 1750850000 | BLIDC 3.50/08/180 SN OR BX | PCB plug-in connector, female plug, 3.50 mm, Number of poles: 8, 90°/270°, IDC terminal, Clamping range, max. : 0.5 mm², Box
29605 | 1750860000 | BLIDC 3.50/09/180 SN OR BX | PCB plug-in connector, female plug, 3.50 mm, Number of poles: 9, 90°/270°, IDC terminal, Clamping range, max. : 0.5 mm², Box
29606 | 1750870000 | BLIDC 3.50/10/180 SN OR BX | PCB plug-in connector, female plug, 3.50 mm, Number of poles: 10, 90°/270°, IDC terminal, Clamping range, max. : 0.5 mm², Box
29607 | 1750880000 | BLIDC 3.50/11/180 SN OR BX | PCB plug-in connector, female plug, 3.50 mm, Number of poles: 11, 90°/270°, IDC terminal, Clamping range, max. : 0.5 mm², Box
29608 | 1750890000 | BLIDC 3.50/12/180 SN OR BX | PCB plug-in connector, female plug, 3.50 mm, Number of poles: 12, 90°/270°, IDC terminal, Clamping range, max. : 0.5 mm², Box
29609 | 1751410000 | BLIDCB 3.50/05/- SN OR BX | PCB plug-in connector, female plug, 3.50 mm, Number of poles: 5, 90°/270°, IDC terminal, Clamping range, max. : 0.5 mm², Box
29610 | 1751420000 | BLIDCB 3.50/06/- SN OR BX | PCB plug-in connector, female plug, 3.50 mm, Number of poles: 6, 90°/270°, IDC terminal, Clamping range, max. : 0.5 mm², Box
29611 | 1751430000 | BLIDCB 3.50/07/- SN OR BX | PCB plug-in connector, female plug, 3.50 mm, Number of poles: 7, 90°/270°, IDC terminal, Clamping range, max. : 0.5 mm², Box
29612 | 1751440000 | BLIDCB 3.50/08/- SN OR BX | PCB plug-in connector, female plug, 3.50 mm, Number of poles: 8, 90°/270°, IDC terminal, Clamping range, max. : 0.5 mm², Box
29613 | 1751450000 | BLIDCB 3.50/02/-F SN OR BX | PCB plug-in connector, female plug, 3.50 mm, Number of poles: 2, 90°/270°, IDC terminal, Clamping range, max. : 0.5 mm², Box
29614 | 1751460000 | BLIDCB 3.50/03/-F SN OR BX | PCB plug-in connector, female plug, 3.50 mm, Number of poles: 3, 90°/270°, IDC terminal, Clamping range, max. : 0.5 mm², Box
29615 | 1751490000 | BLIDCB 3.50/06/-F SN OR BX | PCB plug-in connector, female plug, 3.50 mm, Number of poles: 6, 90°/270°, IDC terminal, Clamping range, max. : 0.5 mm², Box
29616 | 1751510000 | BLIDCB 3.50/08/-F SN OR BX | PCB plug-in connector, female plug, 3.50 mm, Number of poles: 8, 90°/270°, IDC terminal, Clamping range, max. : 0.5 mm², Box
29617 | 1752131001 | KLBUE CO 2 | Clamping yoke, Clamping yoke, Steel
29618 | 1752681001 | KLBUE 3-8 CPF | Clamping yoke, Clamping yoke, Steel
29619 | 1752691001 | KLBUE 4-13.5 CPF | Clamping yoke, Clamping yoke, Steel
29620 | 1752701001 | KLBUE 10-20 CPF | Clamping yoke, Clamping yoke, Steel
29621 | 1752711001 | KLBUE 15-32 CPF | Clamping yoke, Clamping yoke, Steel
29622 | 1752940000 | LP 5.08/08/135 3.2SN OR BX | Printed circuit board terminals, 5.08 mm, Number of poles: 8, 135°, Solder pin length (l): 3.2 mm, tinned, orange, Clamping yoke connection, Clamping range, max. : 6 mm², Box
29623 | 1753311001 | KLBUE CO 1 | Clamping yoke, Clamping yoke, Steel
29624 | 1753460000 | SCHS4 K | Device markers, Accessories x 10 mm, PVC, Colour: grey, Self-adhesive
29625 | 1753480000 | SCHS3 K | Device markers, Accessories x 10 mm, PVC, Colour: black, Self-adhesive
29626 | 1754960000 | WTL 4 | Test-disconnect terminal, Screw connection, 4 mm², 500 V, 32 A, sliding, dark beige
29627 | 1754970000 | WTL 4/STB | Test-disconnect terminal, Screw connection, 4 mm², 400 V, 32 A, sliding, dark beige
29628 | 1755081001 | KLBUE CO 5 | Clamping yoke, Clamping yoke, Steel
29629 | 1758020000 | LM2NZF 5.08/20/135 3.5SN OR BX | Printed circuit board terminals, 5.08 mm, Number of poles: 20, 135°, Solder pin length (l): 3.5 mm, orange, Tension-clamp connection, Clamping range, max. : 2.5 mm², Box
29630 | 1758030000 | LM3RZF 5.08/30/135 3.5SN OR BX | Printed circuit board terminals, 5.08 mm, Number of poles: 30, 135°, Solder pin length (l): 3.5 mm, orange, Tension-clamp connection, Clamping range, max. : 2.5 mm², Box
29631 | 1758040000 | LM3RZF 5.08/21/135 3.5SN OR BX | Printed circuit board terminals, 5.08 mm, Number of poles: 21, 135°, Solder pin length (l): 3.5 mm, orange, Tension-clamp connection, Clamping range, max. : 2.5 mm², Box
29632 | 1758050000 | LM3RZF 5.08/48/135 3.5SN OR BX | Printed circuit board terminals, 5.08 mm, Number of poles: 48, 135°, Solder pin length (l): 3.5 mm, orange, Tension-clamp connection, Clamping range, max. : 2.5 mm², Box
29633 | 1759210000 | LP 5.08/04/135 3.2SN OR BX | Printed circuit board terminals, 5.08 mm, Number of poles: 4, 135°, Solder pin length (l): 3.2 mm, tinned, orange, Clamping yoke connection, Clamping range, max. : 6 mm², Box
29634 | 1759230000 | LP 7.62/06/90 3.2SN OR BX | Printed circuit board terminals, 7.62 mm, Number of poles: 6, 90°, Solder pin length (l): 3.2 mm, tinned, orange, Clamping yoke connection, Clamping range, max. : 6 mm², Box
29635 | 1763940000 | WTR 2.5/SI | W-Series, Fuse terminal, Rated cross-section: 2.5 mm², Screw connection
29636 | 1763950000 | WTR 2.5/SI LD 36V | W-Series, Fuse terminal, Rated cross-section: 2.5 mm², Screw connection
29637 | 1764810000 | LM2NZF 5.08/04/135 3.5SN OR BX | Printed circuit board terminals, 5.08 mm, Number of poles: 4, 135°, Solder pin length (l): 3.5 mm, orange, Tension-clamp connection, Clamping range, max. : 2.5 mm², Box
29638 | 1764820000 | LM2NZF 5.08/06/135 3.5SN OR BX | Printed circuit board terminals, 5.08 mm, Number of poles: 6, 135°, Solder pin length (l): 3.5 mm, orange, Tension-clamp connection, Clamping range, max. : 2.5 mm², Box
29639 | 1764830000 | LM2NZF 5.08/08/135 3.5SN OR BX | Printed circuit board terminals, 5.08 mm, Number of poles: 8, 135°, Solder pin length (l): 3.5 mm, orange, Tension-clamp connection, Clamping range, max. : 2.5 mm², Box
29640 | 1764840000 | LM2NZF 5.08/10/135 3.5SN OR BX | Printed circuit board terminals, 5.08 mm, Number of poles: 10, 135°, Solder pin length (l): 3.5 mm, orange, Tension-clamp connection, Clamping range, max. : 2.5 mm², Box
29641 | 1764850000 | LM2NZF 5.08/12/135 3.5SN OR BX | Printed circuit board terminals, 5.08 mm, Number of poles: 12, 135°, Solder pin length (l): 3.5 mm, orange, Tension-clamp connection, Clamping range, max. : 2.5 mm², Box
29642 | 1764860000 | LM2NZF 5.08/14/135 3.5SN OR BX | Printed circuit board terminals, 5.08 mm, Number of poles: 14, 135°, Solder pin length (l): 3.5 mm, orange, Tension-clamp connection, Clamping range, max. : 2.5 mm², Box
29643 | 1764870000 | LM2NZF 5.08/16/135 3.5SN OR BX | Printed circuit board terminals, 5.08 mm, Number of poles: 16, 135°, Solder pin length (l): 3.5 mm, orange, Tension-clamp connection, Clamping range, max. : 2.5 mm², Box
29644 | 1764880000 | LM2NZF 5.08/18/135 3.5SN OR BX | Printed circuit board terminals, 5.08 mm, Number of poles: 18, 135°, Solder pin length (l): 3.5 mm, orange, Tension-clamp connection, Clamping range, max. : 2.5 mm², Box
29645 | 1764890000 | LM2NZF 5.08/22/135 3.5SN OR BX | Printed circuit board terminals, 5.08 mm, Number of poles: 22, 135°, Solder pin length (l): 3.5 mm, orange, Tension-clamp connection, Clamping range, max. : 2.5 mm², Box
29646 | 1764900000 | LM2NZF 5.08/24/135 3.5SN OR BX | Printed circuit board terminals, 5.08 mm, Number of poles: 24, 135°, Solder pin length (l): 3.5 mm, orange, Tension-clamp connection, Clamping range, max. : 2.5 mm², Box
29647 | 1764910000 | LM3RZF 5.08/06/135 3.5SN OR BX | Printed circuit board terminals, 5.08 mm, Number of poles: 6, 135°, Solder pin length (l): 3.5 mm, orange, Tension-clamp connection, Clamping range, max. : 2.5 mm², Box
29648 | 1764920000 | LM3RZF 5.08/09/135 3.5SN OR BX | Printed circuit board terminals, 5.08 mm, Number of poles: 9, 135°, Solder pin length (l): 3.5 mm, orange, Tension-clamp connection, Clamping range, max. : 2.5 mm², Box
29649 | 1764930000 | LM3RZF 5.08/12/135 3.5SN OR BX | Printed circuit board terminals, 5.08 mm, Number of poles: 12, 135°, Solder pin length (l): 3.5 mm, orange, Tension-clamp connection, Clamping range, max. : 2.5 mm², Box
29650 | 1764940000 | LM3RZF 5.08/15/135 3.5SN OR BX | Printed circuit board terminals, 5.08 mm, Number of poles: 15, 135°, Solder pin length (l): 3.5 mm, orange, Tension-clamp connection, Clamping range, max. : 2.5 mm², Box
29651 | 1764950000 | LM3RZF 5.08/18/135 3.5SN OR BX | Printed circuit board terminals, 5.08 mm, Number of poles: 18, 135°, Solder pin length (l): 3.5 mm, orange, Tension-clamp connection, Clamping range, max. : 2.5 mm², Box
29652 | 1764960000 | LM3RZF 5.08/24/135 3.5SN OR BX | Printed circuit board terminals, 5.08 mm, Number of poles: 24, 135°, Solder pin length (l): 3.5 mm, orange, Tension-clamp connection, Clamping range, max. : 2.5 mm², Box
29653 | 1764970000 | LM3RZF 5.08/27/135 3.5SN OR BX | Printed circuit board terminals, 5.08 mm, Number of poles: 27, 135°, Solder pin length (l): 3.5 mm, orange, Tension-clamp connection, Clamping range, max. : 2.5 mm², Box
29654 | 1764980000 | LM3RZF 5.08/33/135 3.5SN OR BX | Printed circuit board terminals, 5.08 mm, Number of poles: 33, 135°, Solder pin length (l): 3.5 mm, orange, Tension-clamp connection, Clamping range, max. : 2.5 mm², Box
29655 | 1764990000 | LM3RZF 5.08/36/135 3.5SN OR BX | Printed circuit board terminals, 5.08 mm, Number of poles: 36, 135°, Solder pin length (l): 3.5 mm, orange, Tension-clamp connection, Clamping range, max. : 2.5 mm², Box
29656 | 1766530000 | LPP 7.62/04/90 3.2SN OR BX | Printed circuit board terminals, 7.62 mm, Number of poles: 4, 90°, Solder pin length (l): 3.2 mm, tinned, orange, Clamping yoke connection, Clamping range, max. : 6 mm², Box
29657 | 1766540000 | LPP 7.62/06/90 3.2SN OR BX | Printed circuit board terminals, 7.62 mm, Number of poles: 6, 90°, Solder pin length (l): 3.2 mm, tinned, orange, Clamping yoke connection, Clamping range, max. : 6 mm², Box
29658 | 1766550000 | LPP 7.62/07/90 3.2SN OR BX | Printed circuit board terminals, 7.62 mm, Number of poles: 7, 90°, Solder pin length (l): 3.2 mm, tinned, orange, Clamping yoke connection, Clamping range, max. : 6 mm², Box
29659 | 1766560000 | LPP 7.62/08/90 3.2SN OR BX | Printed circuit board terminals, 7.62 mm, Number of poles: 8, 90°, Solder pin length (l): 3.2 mm, tinned, orange, Clamping yoke connection, Clamping range, max. : 6 mm², Box
29660 | 1766570000 | LPP 7.62/10/90 3.2SN OR BX | Printed circuit board terminals, 7.62 mm, Number of poles: 10, 90°, Solder pin length (l): 3.2 mm, tinned, orange, Clamping yoke connection, Clamping range, max. : 6 mm², Box
29661 | 1766640000 | ESG 8/17 SCHS MC SDR | ESG, Device markers x 17 mm, PA 66, Colour: To customer specification, pluggable
29662 | 1766650000 | ESG 7/20 SIRIUS MC SDR | ESG, Device markers x 20 mm, PA 66, Colour: To customer specification, pluggable
29663 | 1766840000 | LP 7.62/12/90 3.2SN OR BX | Printed circuit board terminals, 7.62 mm, Number of poles: 12, 90°, Solder pin length (l): 3.2 mm, tinned, orange, Clamping yoke connection, Clamping range, max. : 6 mm², Box
29664 | 1770360000 | ZDU 4-2/3AN | Feed-through terminal, Tension-clamp connection, 4 mm², 800 V, 32 A, dark beige
29665 | 1770370000 | ZDU 4-2/2AN | Feed-through terminal, Tension-clamp connection, 4 mm², 800 V, 32 A, dark beige
29666 | 1770470000 | ESG 8/10 ASI MC SDR | ESG, Device markers x 10 mm, PA 66, Colour: To customer specification, pluggable
29667 | 1770480000 | ESG 9/17 MC SDR | ESG, Device markers x 17 mm, PA 66, Colour: To customer specification, pluggable
29668 | 1770510000 | ESG 9/20 O.F MC SDR | ESG, Device markers x 20 mm, PA 66, Colour: To customer specification
29669 | 1770730000 | BLIDCB 3.50/08/- SN BK BX | PCB plug-in connector, female plug, 3.50 mm, Number of poles: 8, 90°/270°, IDC terminal, Clamping range, max. : 0.5 mm², Box
29670 | 1770760000 | BLIDCB 3.50/04/-F SN BK BX | PCB plug-in connector, female plug, 3.50 mm, Number of poles: 4, 90°/270°, IDC terminal, Clamping range, max. : 0.5 mm², Box
29671 | 1770840000 | ZDU 4-2/2AN BL | Feed-through terminal, Tension-clamp connection, 4 mm², 800 V, 32 A, blue
29672 | 1770860000 | ZDU 4-2/3AN BL | Feed-through terminal, Tension-clamp connection, 4 mm², 800 V, 32 A, blue
29673 | 1770870000 | ZDU 4-2/3AN OR | Feed-through terminal, Tension-clamp connection, 4 mm², 800 V, 32 A, orange
29674 | 1771380000 | ZDU 6-2/2AN | Feed-through terminal, Tension-clamp connection, 6 mm², 800 V, 41 A, dark beige
29675 | 1771390000 | ZDU 6-2/2AN BL | Feed-through terminal, Tension-clamp connection, 6 mm², 800 V, 41 A, blue
29676 | 1771410000 | ZDU 6-2/3AN | Feed-through terminal, Tension-clamp connection, 6 mm², 800 V, 41 A, dark beige
29677 | 1771420000 | ZDU 6-2/3AN BL | Feed-through terminal, Tension-clamp connection, 6 mm², 800 V, 41 A, blue
29678 | 1771430000 | ZDU 6-2/3AN OR | Feed-through terminal, Tension-clamp connection, 6 mm², 800 V, 41 A, orange
29679 | 1772060000 | ZDU 2.5-2 | Feed-through terminal, Tension-clamp connection, 2.5 mm², 800 V, 24 A, dark beige
29680 | 1772070000 | ZDU 2.5-2 BL | Feed-through terminal, Tension-clamp connection, 2.5 mm², 800 V, 24 A, blue
29681 | 1772080000 | ZDU 2.5-2 OR | Feed-through terminal, Tension-clamp connection, 2.5 mm², 800 V, 24 A, orange
29682 | 1772940000 | ZEI 16-2/1AN | Supply terminal, Tension-clamp connection, 16 mm², 800 V, 76 A, dark beige
29683 | 1772950000 | ZEI 16-2/1AN BL | Supply terminal, Tension-clamp connection, 16 mm², 800 V, 76 A, blue
29684 | 1773240000 | SM 27/27 MC SDR | SwitchMark, Device markers, 27 x 27 mm, SwitchMark holder, To customer specification
29685 | 1774670000 | WTR 2.5/ZZ O.TNHE | Test-disconnect terminal, Screw connection, 2.5 mm², 400 V, 16 A, without, dark beige
29686 | 1779010000 | ZTR 2.5-2 | Test-disconnect terminal, Tension-clamp connection, 2.5 mm², 400 V, 10 A, Pivoting, dark beige
29687 | 1779020000 | ZTR 2.5-2/O.TNHE | Test-disconnect terminal, Tension-clamp connection, 2.5 mm², 400 V, 10 A, Pivoting, dark beige
29688 | 1779880000 | BL-I/O 3.50/10F SN BK BX | PCB plug-in connector, female plug, 3.50 mm, Number of poles: 10, 180°, PUSH IN with actuator, Tension-clamp connection, Clamping range, max. : 1.5 mm², Box
29689 | 1779910000 | BL-I/O 3.50/30FP SN BK BX | PCB plug-in connector, female plug, 3.50 mm, Number of poles: 30, 180°, PUSH IN with actuator, Tension-clamp connection, Clamping range, max. : 1.5 mm², Box
29690 | 1779920000 | BL-I/O 3.50/30F SN BK BX | PCB plug-in connector, female plug, 3.50 mm, Number of poles: 30, 180°, PUSH IN with actuator, Tension-clamp connection, Clamping range, max. : 1.5 mm², Box
29691 | 1780850000 | WF 6 | Bolt-type screw terminals, Feed-through terminal, Rated cross-section: 35 mm², Threaded stud connection
29692 | 1780860000 | WF 8 | Bolt-type screw terminals, Feed-through terminal, Rated cross-section: 50 mm², Threaded stud connection
29693 | 1780870000 | WF 10 | Bolt-type screw terminals, Feed-through terminal, Rated cross-section: 120 mm², Threaded stud connection
29694 | 1780880000 | WF 12 | Bolt-type screw terminals, Feed-through terminal, Rated cross-section: 120 mm², Threaded stud connection
29695 | 1782500000 | LM2NZF 5.08/26/135 3.5SN OR BX | Printed circuit board terminals, 5.08 mm, Number of poles: 26, 135°, Solder pin length (l): 3.5 mm, orange, Tension-clamp connection, Clamping range, max. : 2.5 mm², Box
29696 | 1782510000 | LM2NZF 5.08/28/135 3.5SN OR BX | Printed circuit board terminals, 5.08 mm, Number of poles: 28, 135°, Solder pin length (l): 3.5 mm, orange, Tension-clamp connection, Clamping range, max. : 2.5 mm², Box
29697 | 1782520000 | LM2NZF 5.08/30/135 3.5SN OR BX | Printed circuit board terminals, 5.08 mm, Number of poles: 30, 135°, Solder pin length (l): 3.5 mm, orange, Tension-clamp connection, Clamping range, max. : 2.5 mm², Box
29698 | 1782530000 | LM2NZF 5.08/32/135 3.5SN OR BX | Printed circuit board terminals, 5.08 mm, Number of poles: 32, 135°, Solder pin length (l): 3.5 mm, orange, Tension-clamp connection, Clamping range, max. : 2.5 mm², Box
29699 | 1782540000 | LM2NZF 5.08/34/135 3.5SN OR BX | Printed circuit board terminals, 5.08 mm, Number of poles: 34, 135°, Solder pin length (l): 3.5 mm, orange, Tension-clamp connection, Clamping range, max. : 2.5 mm², Box
29700 | 1782550000 | LM2NZF 5.08/36/135 3.5SN OR BX | Printed circuit board terminals, 5.08 mm, Number of poles: 36, 135°, Solder pin length (l): 3.5 mm, orange, Tension-clamp connection, Clamping range, max. : 2.5 mm², Box
29701 | 1783010000 | SM 27/27 K MC SDR | SwitchMark, Device markers, 27 x 27 mm, To customer specification
29702 | 1783560000 | DLA 2.5 DB | W-Series, Initiator/actuator terminal, Rated cross-section: 2.5 mm², Screw connection
29703 | 1783590000 | DLA 2.5/D DB | W-Series, Initiator/actuator terminal, Rated cross-section: 2.5 mm², Screw connection
29704 | 1783600000 | DLA 2.5/LD-RT DB | W-Series, Initiator/actuator terminal, Rated cross-section: 2.5 mm², Screw connection
29705 | 1783620000 | DLA 2.5/LD-RT/D DB | W-Series, Initiator/actuator terminal, Rated cross-section: 2.5 mm², Screw connection
29706 | 1783790000 | DLD 2.5/PE DB | W-Series, Initiator/actuator terminal, Rated cross-section: 2.5 mm², Screw connection
29707 | 1783820000 | DLI 2.5 DB | W-Series, Initiator/actuator terminal, Rated cross-section: 2.5 mm², Screw connection
29708 | 1783940000 | DLI 2.5/LD-GN/NPN -+ DB | W-Series, Initiator/actuator terminal, Rated cross-section: 2.5 mm², Screw connection
29709 | 1783950000 | DLI 2.5/LD-RT/NPN -+ DB | W-Series, Initiator/actuator terminal, Rated cross-section: 2.5 mm², Screw connection
29710 | 1783970000 | DLI 2.5/LD-GN/PNP +- DB | W-Series, Initiator/actuator terminal, Rated cross-section: 2.5 mm², Screw connection
29711 | 1783980000 | DLI 2.5/LD-RT/PNP +- DB | W-Series, Initiator/actuator terminal, Rated cross-section: 2.5 mm², Screw connection
29712 | 1784120000 | VLI 1.5 DB | W-Series, Initiator/actuator terminal, Rated cross-section: 1.5 mm², Screw connection
29713 | 1784130000 | VLI 1.5/PE DB | W-Series, Initiator/actuator terminal, Rated cross-section: 1.5 mm², Screw connection
29714 | 1784180000 | DLD 2.5 DB | W-Series, Initiator/actuator terminal, Rated cross-section: 2.5 mm², Screw connection
29715 | 1789080000 | BL-I/O 3.50/10FP PNP LED SN BK BX | PCB plug-in connector, female plug, 3.50 mm, Number of poles: 10, 180°, PUSH IN with actuator, Tension-clamp connection, Clamping range, max. : 1.5 mm², Box
29716 | 1789090000 | BL-I/O 3.50/10F PNP LED SN BK BX | PCB plug-in connector, female plug, 3.50 mm, Number of poles: 10, 180°, PUSH IN with actuator, Tension-clamp connection, Clamping range, max. : 1.5 mm², Box
29717 | 1789100000 | BL-I/O 3.50/30FP PNP LED SN BK BX | PCB plug-in connector, female plug, 3.50 mm, Number of poles: 30, 180°, PUSH IN with actuator, Tension-clamp connection, Clamping range, max. : 1.5 mm², Box
29718 | 1789110000 | BL-I/O 3.50/30F PNP LED SN BK BX | PCB plug-in connector, female plug, 3.50 mm, Number of poles: 30, 180°, PUSH IN with actuator, Tension-clamp connection, Clamping range, max. : 1.5 mm², Box
29719 | 1789770000 | WF 6/2BZ | Bolt-type screw terminals, Feed-through terminal, Rated cross-section: 35 mm², Threaded stud connection
29720 | 1789780000 | WF 8/2BZ | Bolt-type screw terminals, Feed-through terminal, Rated cross-section: 50 mm², Threaded stud connection
29721 | 1789790000 | WF 10/2BZ | Bolt-type screw terminals, Feed-through terminal, Rated cross-section: 120 mm², Threaded stud connection
29722 | 1790130000 | WF 5 | Bolt-type screw terminals, Feed-through terminal, Rated cross-section: 16 mm², Threaded stud connection
29723 | 1790150000 | CC-RAIL 1000 | ClipCard, Accessories, 1000 x 17 mm, Self-adhesive, black
29724 | 1790160000 | CC-RAIL TRANSPARENT1000 | ClipCard, Cover, 1000 x 19 mm, Transparent
29725 | 1790520000 | ZDU 4-2/3AN LSC | Feed-through terminal, Tension-clamp connection, 4 mm², 800 V, 32 A, dark beige
29726 | 1791210000 | KLBUE 4-13.5 SC | Clamping yoke, Clamping yoke, Steel
29727 | 1791220000 | KLBUE 3-8 SC | Clamping yoke, Clamping yoke, Steel
29728 | 1791240000 | KLBUE 10-20 SC | Clamping yoke, Clamping yoke
29729 | 1798330000 | ZDTR 2.5 BL | Test-disconnect terminal, Double-tier terminal, Tension-clamp connection, 2.5 mm², 400 V, 16 A, Pivoting, blue
29730 | 1804880000 | ZDU 4-2/3AN LSC BL | Feed-through terminal, Tension-clamp connection, 4 mm², 800 V, 32 A, blue
29731 | 1806980000 | ZDU 4-2/4AN | Feed-through terminal, Tension-clamp connection, 4 mm², 800 V, 32 A, dark beige
29732 | 1807090000 | ZPE 4-2/4AN | Z-series, PE terminal, Rated cross-section: 4 mm², Tension-clamp connection, Green/yellow
29733 | 1816130000 | ZVR ZP2.5 | Z-series, Locking clips, yellow, 3.9 mm
29734 | 1816140000 | ZZE ZP2.5 | Z-series, Strain relief, yellow, 9.9 mm
29735 | 1831130000 | ZTR 2.5/O.TNHE | Test-disconnect terminal, Tension-clamp connection, 2.5 mm², 500 V, 20 A, without, dark beige
29736 | 1831280000 | ZTR 2.5 | Test-disconnect terminal, Tension-clamp connection, 2.5 mm², 500 V, 20 A, Pivoting, dark beige
29737 | 1835840000 | KLBUE 3-8 SDSC | Clamping yoke, Clamping yoke, Steel
29738 | 1843150000 | LP 5.08/05/135 3.2SN OR BX | Printed circuit board terminals, 5.08 mm, Number of poles: 5, 135°, Solder pin length (l): 3.2 mm, tinned, orange, Clamping yoke connection, Clamping range, max. : 6 mm², Box
29739 | 1843160000 | LP 5.08/07/135 3.2SN OR BX | Printed circuit board terminals, 5.08 mm, Number of poles: 7, 135°, Solder pin length (l): 3.2 mm, tinned, orange, Clamping yoke connection, Clamping range, max. : 6 mm², Box
29740 | 1843170000 | LP 5.08/09/135 3.2SN OR BX | Printed circuit board terminals, 5.08 mm, Number of poles: 9, 135°, Solder pin length (l): 3.2 mm, tinned, orange, Clamping yoke connection, Clamping range, max. : 6 mm², Box
29741 | 1843180000 | LP 5.08/10/135 3.2SN OR BX | Printed circuit board terminals, 5.08 mm, Number of poles: 10, 135°, Solder pin length (l): 3.2 mm, tinned, orange, Clamping yoke connection, Clamping range, max. : 6 mm², Box
29742 | 1843190000 | LP 5.08/11/135 3.2SN OR BX | Printed circuit board terminals, 5.08 mm, Number of poles: 11, 135°, Solder pin length (l): 3.2 mm, tinned, orange, Clamping yoke connection, Clamping range, max. : 6 mm², Box
29743 | 1843200000 | LP 5.08/12/135 3.2SN OR BX | Printed circuit board terminals, 5.08 mm, Number of poles: 12, 135°, Solder pin length (l): 3.2 mm, tinned, orange, Clamping yoke connection, Clamping range, max. : 6 mm², Box
29744 | 1843210000 | LP 5.00/05/135 3.2SN OR BX | Printed circuit board terminals, 5.00 mm, Number of poles: 5, 135°, Solder pin length (l): 3.2 mm, tinned, orange, Clamping yoke connection, Clamping range, max. : 6 mm², Box
29745 | 1845040000 | LM 3.50/04/90 3.2SN OR BX | Printed circuit board terminals, 3.50 mm, Number of poles: 4, 90°, Solder pin length (l): 3.2 mm, tinned, orange, Clamping yoke connection, Clamping range, max. : 2.08 mm², Box
29746 | 1845050000 | LM 3.50/06/90 3.2SN OR BX | Printed circuit board terminals, 3.50 mm, Number of poles: 6, 90°, Solder pin length (l): 3.2 mm, tinned, orange, Clamping yoke connection, Clamping range, max. : 2.08 mm², Box
29747 | 1845060000 | LM 3.50/07/90 3.2SN OR BX | Printed circuit board terminals, 3.50 mm, Number of poles: 7, 90°, Solder pin length (l): 3.2 mm, tinned, orange, Clamping yoke connection, Clamping range, max. : 2.08 mm², Box
29748 | 1845070000 | LM 3.50/08/90 3.2SN OR BX | Printed circuit board terminals, 3.50 mm, Number of poles: 8, 90°, Solder pin length (l): 3.2 mm, tinned, orange, Clamping yoke connection, Clamping range, max. : 2.08 mm², Box
29749 | 1845080000 | LM 3.50/09/90 3.2SN OR BX | Printed circuit board terminals, 3.50 mm, Number of poles: 9, 90°, Solder pin length (l): 3.2 mm, tinned, orange, Clamping yoke connection, Clamping range, max. : 2.08 mm², Box
29750 | 1845090000 | LM 3.50/10/90 3.2SN OR BX | Printed circuit board terminals, 3.50 mm, Number of poles: 10, 90°, Solder pin length (l): 3.2 mm, tinned, orange, Clamping yoke connection, Clamping range, max. : 2.08 mm², Box
29751 | 1845100000 | LM 3.50/11/90 3.2SN OR BX | Printed circuit board terminals, 3.50 mm, Number of poles: 11, 90°, Solder pin length (l): 3.2 mm, tinned, orange, Clamping yoke connection, Clamping range, max. : 2.08 mm², Box
29752 | 1845110000 | LM 3.50/12/90 3.2SN OR BX | Printed circuit board terminals, 3.50 mm, Number of poles: 12, 90°, Solder pin length (l): 3.2 mm, tinned, orange, Clamping yoke connection, Clamping range, max. : 2.08 mm², Box
29753 | 1845220000 | LM 3.50/04/135 3.2SN OR BX | Printed circuit board terminals, 3.50 mm, Number of poles: 4, 135°, Solder pin length (l): 3.2 mm, tinned, orange, Clamping yoke connection, Clamping range, max. : 2.08 mm², Box
29754 | 1845230000 | LM 3.50/05/135 3.2SN OR BX | Printed circuit board terminals, 3.50 mm, Number of poles: 5, 135°, Solder pin length (l): 3.2 mm, tinned, orange, Clamping yoke connection, Clamping range, max. : 2.08 mm², Box
29755 | 1845240000 | LM 3.50/06/135 3.2SN OR BX | Printed circuit board terminals, 3.50 mm, Number of poles: 6, 135°, Solder pin length (l): 3.2 mm, tinned, orange, Clamping yoke connection, Clamping range, max. : 2.08 mm², Box
29756 | 1845250000 | LM 3.50/07/135 3.2SN OR BX | Printed circuit board terminals, 3.50 mm, Number of poles: 7, 135°, Solder pin length (l): 3.2 mm, tinned, orange, Clamping yoke connection, Clamping range, max. : 2.08 mm², Box
29757 | 1845260000 | LM 3.50/08/135 3.2SN OR BX | Printed circuit board terminals, 3.50 mm, Number of poles: 8, 135°, Solder pin length (l): 3.2 mm, tinned, orange, Clamping yoke connection, Clamping range, max. : 2.08 mm², Box
29758 | 1845270000 | LM 3.50/09/135 3.2SN OR BX | Printed circuit board terminals, 3.50 mm, Number of poles: 9, 135°, Solder pin length (l): 3.2 mm, tinned, orange, Clamping yoke connection, Clamping range, max. : 2.08 mm², Box
29759 | 1845280000 | LM 3.50/10/135 3.2SN OR BX | Printed circuit board terminals, 3.50 mm, Number of poles: 10, 135°, Solder pin length (l): 3.2 mm, tinned, orange, Clamping yoke connection, Clamping range, max. : 2.08 mm², Box
29760 | 1845290000 | LM 3.50/11/135 3.2SN OR BX | Printed circuit board terminals, 3.50 mm, Number of poles: 11, 135°, Solder pin length (l): 3.2 mm, tinned, orange, Clamping yoke connection, Clamping range, max. : 2.08 mm², Box
29761 | 1845300000 | LM 3.50/12/135 3.2SN OR BX | Printed circuit board terminals, 3.50 mm, Number of poles: 12, 135°, Solder pin length (l): 3.2 mm, tinned, orange, Clamping yoke connection, Clamping range, max. : 2.08 mm², Box
29762 | 1849740000 | B2L/S2L 3.50 KO BK BX | PCB plug-in connector, Accessories, Coding element, black, Number of poles: 1
29763 | 1855610000 | WTR 2.5 | Test-disconnect terminal, Screw connection, 2.5 mm², 500 V, 24 A, Pivoting, dark beige
29764 | 1855620000 | WTR 2.5 STB2.3 | Test-disconnect terminal, Screw connection, 2.5 mm², 500 V, 24 A, Pivoting, dark beige
29765 | 1856710000 | ESG 10/17 MC SDR | ESG, Device markers x 17 mm, PA 66, Colour: To customer specification, pluggable
29766 | 1856730000 | ESG 9/20 UNI MC SDR | ESG, Device markers x 20 mm, PA 66, Colour: To customer specification, pluggable
29767 | 1857450000 | ESG 9/11 K MC SDR | ESG, Device markers x 11 mm, PA 66, Colour: To customer specification, Self-adhesive
29768 | 1861640000 | WF 10-8/2BZ GR | Bolt-type screw terminals, Feed-through terminal, Rated cross-section: 120 mm², Threaded stud connection
29769 | 1868880000 | SMSE WF10/2XM6 | Bolt-type screw terminals, Busbar, Number of poles:
29770 | 1878530000 | WTR 2.5 OR | Test-disconnect terminal, Screw connection, 2.5 mm², 500 V, 24 A, Pivoting, orange
29771 | 1880080000 | ESG 6/17 K MC SDR | ESG, Device markers x 17 mm, PA 66, Colour: To customer specification, Self-adhesive
29772 | 1880090000 | ESG 6/15 K MC SDR | ESG, Device markers x 15 mm, PA 66, Colour: To customer specification, Self-adhesive
29773 | 1880390000 | WSI 4/2/LD 140-250V AC/DC | W-Series, Fuse terminal, Rated cross-section: 4 mm², Screw connection
29774 | 1880410000 | WSI 4/2/LD 10-36V AC/DC | W-Series, Fuse terminal, Rated cross-section: 4 mm², Screw connection
29775 | 1880420000 | WSI 4/2/LD 60-150V AC/DC | W-Series, Fuse terminal, Rated cross-section: 4 mm², Screw connection
29776 | 1880430000 | WSI 4/2 | W-Series, Fuse terminal, Rated cross-section: 4 mm², Screw connection
29777 | 1880440000 | WSI 4/2/LD 30-70V AC/DC | W-Series, Fuse terminal, Rated cross-section: 4 mm², Screw connection
29778 | 1881290000 | ESG 6/15 RIDER MC SDR | ESG, Device markers x 15 mm, PA 66, Colour: To customer specification, pluggable
29779 | 1884630000 | WSI 6/LD 10-36V BL | W-Series, Fuse terminal, Rated cross-section: 6 mm², Screw connection
29780 | 1887600000 | ZPS 2.5/5 ZVLA DF CL | Z-series, Coupling, Rated cross-section: 2.5 mm², Plug-in connection, beige, Direct mounting
29781 | 1887840000 | ZPS 2.5/6 ZVLA RC | Z-series, Coupling, Rated cross-section: 2.5 mm², Plug-in connection, beige
29782 | 1888130000 | ZP 2.5/5 ZVR | Z-series, Plug-in connector, beige, Direct mounting
29783 | 1899170000 | MOFU 15/35 ZPS2.5 | Z-series, Mounting foot, yellow, 5.1 mm
29784 | 1915330000 | SM 27/18 K MC NE BL | SwitchMark, Device markers, 18 x 27 mm, blue
29785 | 1915340000 | SM 27/18 K MC NE GE | SwitchMark, Device markers, 18 x 27 mm, yellow
29786 | 1926200000 | SAIE-M12S-8-TL-PG9 | Built-in plugs, M12, pin, straight, PG 9, Number of poles: 8
29787 | 1933890000 | PTR 2.5/4/4AN O.TNHE | Test-disconnect terminal, PUSH IN, 4 mm², 500 V, 24 A, without, dark beige
29788 | 1933910000 | PTR 2.5/4 O.TNHE | Test-disconnect terminal, PUSH IN, 4 mm², 500 V, 23 A, without, dark beige
29789 | 1933930000 | PTR 2.5/4/3AN BL | Test-disconnect terminal, PUSH IN, 4 mm², 500 V, 24 A, Pivoting, blue
29790 | 1933940000 | PTR 2.5/4/4AN | Test-disconnect terminal, PUSH IN, 4 mm², 500 V, 24 A, Pivoting, dark beige
29791 | 1933950000 | PTR 2.5/4 | Test-disconnect terminal, PUSH IN, 4 mm², 500 V, 23 A, Pivoting, dark beige
29792 | 1933970000 | PTR 2.5/4 BL | Test-disconnect terminal, PUSH IN, 4 mm², 500 V, 23 A, Pivoting, blue
29793 | 1933980000 | PTR 2.5/4/3AN | Test-disconnect terminal, PUSH IN, 4 mm², 500 V, 24 A, Pivoting, dark beige
29794 | 1933990000 | PTR 2.5/4/3AN O.TNHE | Test-disconnect terminal, PUSH IN, 4 mm², 500 V, 24 A, without, dark beige
29795 | 1934000000 | PTR 2.5/4/4AN BL | Test-disconnect terminal, PUSH IN, 4 mm², 500 V, 24 A, Pivoting, blue
29796 | 1934010000 | PDU 2.5/4 OR | Feed-through terminal, PUSH IN, 4 mm², 800 V, 32 A, orange
29797 | 1934020000 | PDU 2.5/4/4AN OR | Feed-through terminal, PUSH IN, 4 mm², 800 V, 32 A, orange
29798 | 1934030000 | PDU 2.5/4/3AN OR | Feed-through terminal, PUSH IN, 4 mm², 800 V, 32 A, orange
29799 | 1934790000 | WTQ 6/1 EN | Test-disconnect terminal, Screw connection, 6 mm², 500 V, 41 A, without, dark beige
29800 | 1934800000 | WTQ 6/1 EN STB | Test-disconnect terminal, Screw connection, 6 mm², 500 V, 41 A, without, dark beige
29801 | 1934810000 | WTL 6/1 EN | Test-disconnect terminal, Screw connection, 6 mm², 630 V, 41 A, sliding, dark beige
29802 | 1934820000 | WTL 6/1 EN STB | Test-disconnect terminal, Screw connection, 6 mm², 630 V, 41 A, sliding, dark beige
29803 | 1934830000 | WTD 6/1 EN | Feed-through terminal, Screw connection, 6 mm², 630 V, 41 A, without, dark beige
29804 | 1937670000 | ASK 1/EN LD 24V AC/DC DB | SAK Series, Fuse terminal, Rated cross-section: 4 mm², Screw connection, Direct mounting
29805 | 1938010000 | BL-I/O 3.50/10F NPN LED SN BK BX | PCB plug-in connector, female plug, 3.50 mm, Number of poles: 10, 180°, PUSH IN with actuator, Tension-clamp connection, Clamping range, max. : 1.5 mm², Box
29806 | 1938020000 | BL-I/O 3.50/30F NPN LED SN BK BX | PCB plug-in connector, female plug, 3.50 mm, Number of poles: 30, 180°, PUSH IN with actuator, Tension-clamp connection, Clamping range, max. : 1.5 mm², Box
29807 | 1938820000 | WTL 6/1/STB/TNSC/EN | Test-disconnect terminal, Screw connection, 6 mm², 630 V, 41 A, sliding, dark beige
29808 | 1946220000 | ZDU 2.5-2/3AN RT | Feed-through terminal, Tension-clamp connection, 2.5 mm², 800 V, 24 A, red
29809 | 1966020000 | WSI 25/1 10X38 | W-Series, Fuse terminal, Rated cross-section: 25 mm², Screw connection
29810 | 1966030000 | WSI 25/3 CC | W-Series, Fuse terminal, Rated cross-section: 25 mm², Screw connection
29811 | 1966040000 | WSI 25/2 CC | W-Series, Fuse terminal, Rated cross-section: 25 mm², Screw connection
29812 | 1966050000 | WSI 25/1 CC | W-Series, Fuse terminal, Rated cross-section: 25 mm², Screw connection
29813 | 1966060000 | WSI 25/1 10X38/LED 690V | W-Series, Fuse terminal, Rated cross-section: 25 mm², Screw connection
29814 | 1966070000 | WSI 25/1 CC/LED | W-Series, Fuse terminal, Rated cross-section: 25 mm², Screw connection
29815 | 1966080000 | WSI 25/3 10X38 | W-Series, Fuse terminal, Rated cross-section: 25 mm², Screw connection
29816 | 1966090000 | WSI 25/2 10X38 | W-Series, Fuse terminal, Rated cross-section: 25 mm², Screw connection
29817 | 1972980000 | ZP 2.5/1AN ZA O.RA BL | Z-series, Plug-in connector, Direct mounting
29818 | 2242000000 | GH MCZ1.5 TB 2049 | Small housing, OMNIMATE Housing - TERMINALBOX Pebble grey, Flange-mounted housing, Width: 17.5 mm
29819 | 4316020000 | ERTE BAGR 2 KT 45 R | Cutting tool, Replacement part
29820 | 4316030000 | ERTE BAGR 3 KT 45 R | Cutting tool, Replacement part
29821 | 4316050000 | ERTE BAGR 5 KT 45 R | Cutting tool, Replacement part
29822 | 4316060000 | ERTE BAGR 6 KT 45 R | Cutting tool, Replacement part
29823 | 4316080000 | ERTE BAGR 8 KT 45 R | Cutting tool, Replacement part
29824 | 4316130000 | ERTE BAGR 4 KT 55 | Cutting tool, Replacement part
29825 | 4316140000 | ERTE BAGR 5 KT 55 | Cutting tool, Replacement part
29826 | 4316150000 | ERTE BAGR 6 KT 55 | Cutting tool, Replacement part
29827 | 4316160000 | ERTE BAGR 7 KT 55 | Cutting tool, Replacement part
29828 | 4316180000 | ERTE BAGR 9 KT 55 | Cutting tool, Replacement part
29829 | 4316210000 | ERTE BAGR 11 KT 55 | Cutting tool, Replacement part
29830 | 4316230000 | ERTE BAGR 2 KT 80 | Cutting tool, Replacement part
29831 | 4316250000 | ERTE BAGR 4 KT 80 | Cutting tool, Replacement part
29832 | 4316260000 | ERTE BAGR 5 KT 80 | Cutting tool, Replacement part
29833 | 4316270000 | ERTE BAGR 6 KT 80 | Cutting tool, Replacement part
29834 | 4316280000 | ERTE BAGR 7 KT 80 | Cutting tool, Replacement part
29835 | 4316290000 | ERTE BAGR 8 KT 80 | Cutting tool, Replacement part
29836 | 4316300000 | ERTE BAGR 9 KT 80 | Cutting tool, Replacement part
29837 | 4316310000 | ERTE BAGR 10 KT 80 | Cutting tool, Replacement part
29838 | 4316320000 | ERTE BAGR 11 KT 80 | Cutting tool, Replacement part
29839 | 4316350000 | ERTE BAGR 14 KT 80 | Cutting tool, Replacement part
29840 | 4316360000 | ERTE BAGR 15 KT 80 | Cutting tool, Replacement part
29841 | 4316370000 | ERTE BAGR 16 KT 80 | Cutting tool, Replacement part
29842 | 4316380000 | ERTE BAGR 17 KT 80 | Cutting tool, Replacement part
29843 | 4316390000 | ERTE BAGR 18 KT 80 | Cutting tool, Replacement part
29844 | 6269250000 | DLD 2.5 BL | W-Series, Initiator/actuator terminal, Rated cross-section: 2.5 mm², Screw connection
29845 | 7910180000 | WTR 4 | Test-disconnect terminal, Screw connection, 4 mm², 500 V, 32 A, Pivoting, dark beige
29846 | 7910190000 | WTR 4 BL | Test-disconnect terminal, Screw connection, 4 mm², 500 V, 32 A, Pivoting, blue
29847 | 7910210000 | WTR 4 STB | Test-disconnect terminal, Screw connection, 4 mm², 500 V, 32 A, Pivoting, dark beige
29848 | 7910220000 | WTR 4 STB BL | Test-disconnect terminal, Screw connection, 4 mm², 500 V, 32 A, Pivoting, blue
29849 | 7910270000 | WTR 4 SL | W-Series, Test-disconnect terminal, Rated cross-section: 4 mm², Screw connection
29850 | 7910300000 | WTR 4 STB SL | W-Series, Test-disconnect terminal, Rated cross-section: 4 mm², Screw connection
29851 | 7910310000 | WTR 4 STB SL BL | W-Series, Test-disconnect terminal, Rated cross-section: 4 mm², Screw connection
29852 | 7910330000 | WTR 4 SI SL | W-Series, Test-disconnect terminal, Rated cross-section: 4 mm², Screw connection
29853 | 7910360000 | WTR4 SL/EN | W-Series, Test-disconnect terminal, Rated cross-section: 4 mm², Screw connection
29854 | 7910370000 | WTR4 SL/EN BL | W-Series, Test-disconnect terminal, Rated cross-section: 4 mm², Screw connection
29855 | 7910380000 | WTR4 SL/EN SW | W-Series, Test-disconnect terminal, Rated cross-section: 4 mm², Screw connection
29856 | 7910390000 | WTR4 SL/EN STB | W-Series, Test-disconnect terminal, Rated cross-section: 4 mm², Screw connection
29857 | 7914370000 | WTR 4/SI LD 36V | W-Series, Fuse terminal, Rated cross-section: 4 mm², Screw connection
29858 | 7914390000 | WTR 4/SI LD 150V | W-Series, Fuse terminal, Rated cross-section: 4 mm², Screw connection
29859 | 7917030000 | MAK 2.5 DB | W-Series, Motor-connection terminal, Rated cross-section: 2.5 mm², Screw connection, Direct mounting
29860 | 7920900000 | ZTR 2.5/4AN | Test-disconnect terminal, Tension-clamp connection, 2.5 mm², 400 V, 16 A, Pivoting, dark beige
29861 | 7920930000 | ZTR 2.5/4AN BL | Test-disconnect terminal, Tension-clamp connection, 2.5 mm², 400 V, 16 A, Pivoting, blue
29862 | 7920940000 | ZTR 2.5/4AN OR | Test-disconnect terminal, Tension-clamp connection, 2.5 mm², 400 V, 16 A, Pivoting, orange
29863 | 7920950000 | ZTR 2.5/4AN/O.TNHE | Test-disconnect terminal, Tension-clamp connection, 2.5 mm², 400 V, 16 A, Pivoting, dark beige
29864 | 7921570000 | SIHA 3/G20/LD 10-36V | Accessories, Fuse holder, Rated cross-section: Plug-in connection, Wemid, dark beige, Operating instructions/catalogue
29865 | 7921580000 | SIHA 3/G20/LD 35-70V | Accessories, Fuse holder, Rated cross-section: Plug-in connection, Wemid, dark beige, Operating instructions/catalogue
29866 | 7921590000 | SIHA 3/G20/LD 60-150V | Accessories, Fuse holder, Rated cross-section: Plug-in connection, Wemid, dark beige, Operating instructions/catalogue
29867 | 7921600000 | SIHA 3/G20/LD 140-250V | Accessories, Fuse holder, Rated cross-section: Plug-in connection, Wemid, dark beige, Operating instructions/catalogue
29868 | 7921740000 | SLEH 5.08/2 RE12.5 2.4 SN BK BX | PCB plug-in connector, male header, THT solder connection, 5.08 mm, Number of poles: 2, 180°, Solder pin length (l): 2.4 mm, tinned, black, Box
29869 | 7921760000 | SLEH 5.08/2 LI12.5 2.4 SN BK BX | PCB plug-in connector, male header, THT solder connection, 5.08 mm, Number of poles: 2, 180°, Solder pin length (l): 2.4 mm, tinned, black, Box
29870 | 7924920000 | SLEH 5.08/3 LI22.5 2.4 SN BK BX | PCB plug-in connector, male header, THT solder connection, 5.08 mm, Number of poles: 3, 180°, Solder pin length (l): 2.4 mm, tinned, black, Box
29871 | 7924940000 | SLEH 5.08/3 RE22.5 2.4 SN BK BX | PCB plug-in connector, male header, THT solder connection, 5.08 mm, Number of poles: 3, 180°, Solder pin length (l): 2.4 mm, tinned, black, Box
29872 | 8050810000 | ASK 1/EN LD 4K7 24VDC | SAK Series, Fuse terminal, Rated cross-section: 4 mm², Screw connection, Direct mounting
29873 | 8146450000 | KDKS1/EN LD 24VDC | SAK Series, Fuse terminal, Rated cross-section: 4 mm², Screw connection, Direct mounting
29874 | 8148910000 | KDKS1/EN LD 230VAC | SAK Series, Fuse terminal, Rated cross-section: 4 mm², Screw connection, Direct mounting
29875 | 8148930000 | KDKS1/EN LD 24 VAC | SAK Series, Fuse terminal, Rated cross-section: 4 mm², Screw connection, Direct mounting
29876 | 8215900000 | KDKS1/35 LD 24VDC 4ZB | SAK Series, Fuse terminal, Rated cross-section: 4 mm², Screw connection, Direct mounting
29877 | 8448920000 | MCZ OVP CL 24VDC 0,5A | Surge protection for instrumentation and control, Surge protection for measurement and control
29878 | 8448940000 | MCZ OVP SL 24VDC 0,5A | Surge protection for instrumentation and control, Surge protection for measurement and control
29879 | 8448960000 | MCZ OVP CL 24VUC 1,25A | Surge protection for instrumentation and control, Surge protection for measurement and control
29880 | 8448970000 | MCZ OVP SL 24VUC 1,25A | Surge protection for instrumentation and control, Surge protection for measurement and control
29881 | 8449000000 | MCZ OVP CL 48VUC 0,5A | Surge protection for instrumentation and control, Surge protection for measurement and control
29882 | 8449030000 | MCZ OVP SL 48VUC 0,5A | Surge protection for instrumentation and control, Surge protection for measurement and control
29883 | 8449040000 | MCZ OVP CL 48VUC 1,25A | Surge protection for instrumentation and control, Surge protection for measurement and control
29884 | 8449050000 | MCZ OVP SL 48VUC 1,25A | Surge protection for instrumentation and control, Surge protection for measurement and control
29885 | 8449140000 | MCZ OVP VARISTOR S10K30 | Surge protection for instrumentation and control, Surge protection for measurement and control
29886 | 8449150000 | MCZ OVP TAZ DIODE 24VDC | Surge protection for instrumentation and control, Surge protection for measurement and control
29887 | 8449160000 | MCZ OVP TAZ DIODE 24VUC | Surge protection for instrumentation and control, Surge protection for measurement and control
29888 | 9457940000 | SAIE-M12S-5-TL-PG9 | Built-in plugs, M12, pin, straight, PG 9, Number of poles: 5
29889 | 9501160000 | RSF 3/35 | SAK Series, Feed-through terminal, Rated cross-section: 4 mm², Screw connection, Direct mounting
29890 | 9503310000 | KDKS 1/35 | SAK Series, Fuse terminal, Rated cross-section: 4 mm², Screw connection, beige, Direct mounting
29891 | 9528110000 | KDKS 1/PE/35 | SAK Series, Fuse terminal, Rated cross-section: 4 mm², Screw connection, Direct mounting
29892 | 9532440000 | KDKS 1/35 DB | SAK Series, Fuse terminal, Rated cross-section: 4 mm², Screw connection, Wemid, dark beige, Direct mounting
29893 | 9532450000 | KDKS 1/PE/35 DB | W-Series, Fuse terminal, Rated cross-section: 4 mm², Screw connection
29894 | 9537560000 | SIHA 1/G20 10-36V | Accessories, Fuse holder, Rated cross-section: Plug-in connection, Wemid, dark beige, Direct mounting
29895 | 9538080000 | WTL 6 SL/EN | W-Series, Test-disconnect terminal, Rated cross-section: 6 mm², Screw connection
29896 | 9918370000 | DMS MANUELL 0,5-1,7 | Torque screwdriver
29897 | 9918380000 | DMS MANUELL 2,0-7,0 | Torque screwdriver
29898 | 9918390000 | DMSI MANUELL 0,5-1,7 | Torque screwdriver
29899 | 9918400000 | DMSI MANUELL 2,0-7,0 | Torque screwdriver
29900 | 9918520000 | WK S 0,4X2,5 | Screwdriver insert
29901 | 9918530000 | WK S 0,5X3,0 | Screwdriver insert
29902 | 9918540000 | WK S 0,6X3,5 | Screwdriver insert
29903 | 9918550000 | WK S 0,8X4,0 | Screwdriver insert
29904 | 9918560000 | WK S 1,0X5,5 | Screwdriver insert
29905 | 9918570000 | WK K PH0 | Screwdriver insert
29906 | 9918580000 | WK K PH1 | Screwdriver insert
29907 | 9918590000 | WK K PH2 | Screwdriver insert
29908 | 9918600000 | WK K PZ0 | Screwdriver insert
29909 | 9918610000 | WK K PZ1 | Screwdriver insert
29910 | 9918620000 | WK K PZ2 | Screwdriver insert
29911 | 101700000 | TST 2/M6 | Accessories, Mounting rail support, Steel
29912 | 117510000 | TS 15X5/LL 1M/ST/ZN | Rail, TS 15, with slot, Steel, galvanic zinc plated and passivated
29913 | 150420000 | SAKG 70 II/GW | SAK Series, Feed-through terminal, Rated cross-section: 70 mm², Screw connection, medium yellow
29914 | 163460000 | DK 4/35 2D GET.SCH. | SAK Series, Component terminal, Rated cross-section: 4 mm², Screw connection
29915 | 164000000 | TSTW 6/M6 | Accessories, Mounting rail support, Steel
29916 | 170020000 | SAKG 28 I | SAK Series, Feed-through terminal, Rated cross-section: 35 mm², Screw connection
29917 | 170320000 | SAKG 28 II | SAK Series, Feed-through terminal, Rated cross-section: 35 mm², Screw connection
29918 | 170420000 | SAKG 32 II | SAK Series, Feed-through terminal, Rated cross-section: 50 mm², Screw connection, medium yellow
29919 | 170520000 | SAKG 40 II | SAK Series, Feed-through terminal, Rated cross-section: 95 mm², Threaded stud connection, medium yellow
29920 | 170620000 | SAKG 46 II | SAK Series, Feed-through terminal, Rated cross-section: 150 mm², Threaded stud connection, medium yellow, Direct mounting
29921 | 170720000 | SAKG 54 II | SAK Series, Feed-through terminal, Rated cross-section: 240 mm², Screw connection, medium yellow
29922 | 175960000 | AKZ 2.5 O.ZA | SAK Series, Feed-through terminal, Rated cross-section: 2.5 mm², Screw connection
29923 | 178100000 | TSTW 5/M5 | Accessories, Mounting rail support, Steel
29924 | 178220000 | SAKS 4/35 USA | SAK Series, Fuse terminal, Rated cross-section: 10 mm², Screw connection, medium yellow, Direct mounting
29925 | 185020000 | SAKG 28 II/GW | SAK Series, Feed-through terminal, Rated cross-section: 35 mm², Screw connection
29926 | 185120000 | SAKG 32 II/GW | SAK Series, Feed-through terminal, Rated cross-section: 50 mm², Screw connection, medium yellow
29927 | 185220000 | SAKG 40 II/GW | SAK Series, Feed-through terminal, Rated cross-section: 95 mm², Threaded stud connection, medium yellow, Direct mounting
29928 | 185320000 | SAKG 46 II/GW | SAK Series, Feed-through terminal, Rated cross-section: 150 mm², Threaded stud connection, medium yellow, Direct mounting
29929 | 185420000 | SAKG 54 II/GW | SAK Series, Feed-through terminal, Rated cross-section: 240 mm², Screw connection, medium yellow
29930 | 197920000 | SAKT E/35 2LD 60VAC | SAK Series, Test-disconnect terminal, Rated cross-section: 6 mm², Screw connection, medium yellow, Direct mounting
29931 | 198020000 | SAKT E/35 2GL 115VAC | SAK Series, Test-disconnect terminal, Rated cross-section: 6 mm², Screw connection, medium yellow, Direct mounting
29932 | 198120000 | SAKT E/35 2GL 230VAC | SAK Series, Test-disconnect terminal, Rated cross-section: 6 mm², Screw connection, medium yellow, Direct mounting
29933 | 198220000 | SAKT E/35 2LD 120VAC | SAK Series, Test-disconnect terminal, Rated cross-section: 6 mm², Screw connection, medium yellow, Direct mounting
29934 | 210060000 | DK 4/35 LD GR 24VDC | SAK Series, Double-tier terminal, Rated cross-section: 4 mm², Screw connection, Direct mounting
29935 | 210160000 | DK 4/32 LD ROT 24VDC | SAK Series, Double-tier terminal, Rated cross-section: 4 mm², Screw connection, Direct mounting
29936 | 210260000 | DK 4/35 LD ROT 24VDC | SAK Series, Double-tier terminal, Rated cross-section: 4 mm², Screw connection, Direct mounting
29937 | 210460000 | DK 4/35 LD GR 24VDC | SAK Series, Double-tier terminal, Rated cross-section: 4 mm², Screw connection, Direct mounting
29938 | 236510000 | TS 35X15/LL 1M/ST/ZN | Rail, TS 35, TS 35 x 15, with slot, Steel, galvanic zinc plated and passivated
29939 | 241860000 | MF 2/12 2X2.8 | Multipin terminal strip, Single- and multi-pole terminal strip, Rated cross-section: 1.5 mm², Screw connection, Direct mounting
29940 | 243620000 | MKL 3/12 WA | Multipin terminal strip, Single- and multi-pole terminal strip, Rated cross-section: 2.5 mm², Solder connection, Direct mounting
29941 | 252709999 | CLI C 1-6 SDR CD | CableLine, Conductor and cable markers, 2.5 - 5 mm, 6 x 4.2 mm, To customer specification
29942 | 262020000 | MKL 4/16 WA | Multipin terminal strip, Single- and multi-pole terminal strip, Rated cross-section: 1.5 mm², Screw connection, Direct mounting
29943 | 263660000 | SAKRD DLS2 | SAK Series, Test-disconnect terminal, Rated cross-section: 4 mm², Screw connection, beige, Direct mounting
29944 | 274920000 | SD SET S2.5-5.5/PH1/2 | Screwdriver set
29945 | 275320000 | KCMA-42-750-1A-2.5VA-0.5 | Primary current: 750 A, Secondary current max.: 1 A, Load: 2.5 VA, Tolerance class: 0,5, detachable current transformer
29946 | 275520000 | MKL 3/8 WA | Multipin terminal strip, Single- and multi-pole terminal strip, Rated cross-section: 2.5 mm², Solder connection, Direct mounting
29947 | 280200000 | NSCH 1M | Accessories, Busbar, Copper
29948 | 280300000 | ESCH 1 M | Accessories, Busbar, Steel
29949 | 286620000 | SAKG 32 I | SAK Series, Feed-through terminal, Rated cross-section: 50 mm², Screw connection, medium yellow
29950 | 286720000 | SAKG 32 III | SAK Series, Feed-through terminal, Rated cross-section: 50 mm², Screw connection, medium yellow, Direct mounting
29951 | 294260000 | SAKR LL 2STB | SAK Series, Test-disconnect terminal, Rated cross-section: 1.5 mm², Solder connection, beige, Direct mounting
29952 | 294360000 | AKZ 4 | SAK Series, Feed-through terminal, Rated cross-section: 4 mm², Screw connection
29953 | 294380000 | AKZ 4 BL | SAK Series, Feed-through terminal, Rated cross-section: 4 mm², Screw connection
29954 | 299560000 | SAKRD/35 DLS2 | SAK Series, Test-disconnect terminal, Rated cross-section: 4 mm², Screw connection, beige, Direct mounting
29955 | 300720000 | AKA 2.5 | SAK Series, Feed-through terminal, Rated cross-section: 2.5 mm², Solder connection, Feed-through (bushing)
29956 | 328920000 | SAKS 3/35 G/5X30 500V | SAK Series, Fuse terminal, Rated cross-section: 10 mm², Screw connection, medium yellow, Direct mounting
29957 | 331700000 | LMF 5.00/02/90 3.5SN OR BX | Printed circuit board terminals, 5.00 mm, Number of poles: 2, 90°, Solder pin length (l): 3.5 mm, tinned, orange, PUSH IN with actuator, Clamping range, max. : 2.5 mm², Box
29958 | 336000000 | WSK 12 M. CLI C 1-3 GE/SW BEZ.0-9/+/- | CableLine, Sorting box, 250 x 185 mm, orange
29959 | 340460000 | AKZ 1.5 | SAK Series, Feed-through terminal, Rated cross-section: 1.5 mm², Screw connection
29960 | 340480000 | AKZ 1.5 BL | SAK Series, Feed-through terminal, Rated cross-section: 1.5 mm², Screw connection
29961 | 348900000 | SSCH 10X3X1000 CU/SN | Accessories, Busbar, Copper
29962 | 355460000 | DK 4 | SAK Series, Feed-through terminal, Double-tier terminal, Rated cross-section: 4 mm², Screw connection
29963 | 355480000 | DK 4 BL | SAK Series, Feed-through terminal, Double-tier terminal, Rated cross-section: 4 mm², Screw connection
29964 | 357400000 | SSCH 15X6X1000 CU/SN | Accessories, Busbar, Copper
29965 | 376760000 | ASK 1 | SAK Series, Fuse terminal, Rated cross-section: 4 mm², Screw connection
29966 | 383410000 | TS 35X7.5 1M/ST/ZN | Rail, TS 35, TS 35 x 7.5, without slot, Steel, galvanized, chromium-plated
29967 | 395460000 | DK 4/35 LD GR 24VDC | SAK Series, Double-tier terminal, Rated cross-section: 4 mm², Screw connection, Direct mounting
29968 | 395760000 | DK 4/35 LD GR 24VDC | SAK Series, Double-tier terminal, Rated cross-section: 4 mm², Screw connection, Direct mounting
29969 | 395960000 | DK 4/35 LD 1D ROT 24VAC | SAK Series, Double-tier terminal, Rated cross-section: 4 mm², Screw connection, Direct mounting
29970 | 396360000 | DK 4/35 1D GET.SCH. | SAK Series, Component terminal, Rated cross-section: 4 mm², Screw connection
29971 | 396660000 | DK 4/35 2D GET.SCH. A1 | SAK Series, Component terminal, Rated cross-section: 4 mm², Screw connection
29972 | 396760000 | DK 4/35 2D GET.SCH. A1 | SAK Series, Component terminal, Rated cross-section: 4 mm², Screw connection
29973 | 396860000 | DK 4/35 2D GET.SCH. A2 | SAK Series, Component terminal, Rated cross-section: 4 mm², Screw connection
29974 | 401260000 | SAK 4 S 6.3/2.8 | SAK Series, Feed-through terminal, Rated cross-section: 4 mm², Screw connection, Busbar
29975 | 412360000 | SAKR SL | SAK Series, Test-disconnect terminal, Rated cross-section: 4 mm², Screw connection, beige, Direct mounting
29976 | 438000000 | SSCH 10X3X1000 ST/ZN | Accessories, Busbar, Steel
29977 | 445600000 | MEW 1/32 | Accessories, End bracket
29978 | 448460000 | STL 5/EN | Bolt-type screw terminals, Feed-through terminal, Rated cross-section: 16 mm², Screw connection
29979 | 460360000 | AST 3/35 6.3/2.8 | SAK Series, Feed-through terminal, Rated cross-section: 2.5 mm², Flat-blade connection, Direct mounting
29980 | 467960000 | DK 4/32 1D CSA A2 | SAK Series, Component terminal, Double-tier terminal, Rated cross-section: 4 mm², Screw connection
29981 | 478260000 | AST 1 6.3/2.8 | SAK Series, Feed-through terminal, Rated cross-section: 2.5 mm², Flat-blade connection, Direct mounting
29982 | 479660000 | SAK 4 SS 6.3/2.8 | SAK Series, Feed-through terminal, Rated cross-section: 2.5 mm², Flat-blade connection, Direct mounting
29983 | 479720000 | MF 1/6 2X6.3/2.8 | Multipin terminal strip, Single- and multi-pole terminal strip, Rated cross-section: 2.5 mm², Flat-blade connection, Direct mounting
29984 | 480020000 | MF 1/6 4X6.3/2.8 | Multipin terminal strip, Single- and multi-pole terminal strip, Rated cross-section: 2.5 mm², Flat-blade connection, Direct mounting
29985 | 480120000 | MF 1/8 4X6.3/2.8 | Multipin terminal strip, Single- and multi-pole terminal strip, Rated cross-section: 2.5 mm², Flat-blade connection, Direct mounting
29986 | 480220000 | MF 1/12 4X6.3/2.8 | Multipin terminal strip, Single- and multi-pole terminal strip, Rated cross-section: 2.5 mm², Flat-blade connection, Direct mounting
29987 | 484060000 | DK 4/32 1D CSA A1 | SAK Series, Component terminal, Double-tier terminal, Rated cross-section: 4 mm², Screw connection
29988 | 501500000 | SAKS 1/35/G25 DB | SAK Series, Fuse terminal, Rated cross-section: 10 mm², Screw connection, dark beige, Direct mounting
29989 | 501520000 | SAKS 1/35/G25 | SAK Series, Fuse terminal, Rated cross-section: 10 mm², Screw connection, medium yellow, Direct mounting
29990 | 501600000 | SAKS 1/35/G20 DB | SAK Series, Fuse terminal, Rated cross-section: 10 mm², Screw connection, dark beige, Direct mounting
29991 | 501620000 | SAKS 1/35/G20 | SAK Series, Fuse terminal, Rated cross-section: 10 mm², Screw connection, medium yellow, Direct mounting
29992 | 501800000 | SAKS 4/35 DB | SAK Series, Fuse terminal, Rated cross-section: 10 mm², Screw connection, dark beige, Direct mounting
29993 | 501820000 | SAKS 4/35 | SAK Series, Fuse terminal, Rated cross-section: 10 mm², Screw connection, medium yellow, Direct mounting
29994 | 502100000 | SAKS 5/35 DB | SAK Series, Fuse terminal, Rated cross-section: 16 mm², Screw connection, dark beige, Direct mounting
29995 | 502120000 | SAKS 5/35 | SAK Series, Fuse terminal, Rated cross-section: 16 mm², Screw connection, medium yellow, Direct mounting
29996 | 514510000 | TS 35X7.5/LL 1M/ST/ZN | Rail, TS 35, TS 35 x 7.5, with slot, Steel, galvanic zinc plated and passivated
29997 | 523760000 | DK 4/32 2D CSA A2 | SAK Series, Component terminal, Double-tier terminal, Rated cross-section: 4 mm², Screw connection
29998 | 538860000 | DK 4/35 1D A2 | SAK Series, Component terminal, Rated cross-section: 4 mm², Screw connection
29999 | 538960000 | DK 4/35 1D A1 | SAK Series, Component terminal, Rated cross-section: 4 mm², Screw connection
30000 | 538980000 | DK 4/35 1D A1 BL | SAK Series, Component terminal, Rated cross-section: 4 mm², Screw connection
30001 | 539060000 | DK 4/35 LD 24VDC CSA A1 | SAK Series, Double-tier terminal, Rated cross-section: 4 mm², Screw connection
30002 | 539160000 | DK 4/35 LD 24VDC CSA A2 | SAK Series, Double-tier terminal, Rated cross-section: 4 mm², Screw connection, Direct mounting
30003 | 544660000 | DK 4/32 1D CSA GET.SCH. | SAK Series, Component terminal, Double-tier terminal, Rated cross-section: 4 mm², Screw connection
30004 | 559200000 | CLI RS 3 MDCLI C 02 | CableLine, Mounting mandrel
30005 | 559300000 | CLI RS 4 MDCLI C1+02 | CableLine, Mounting mandrel
30006 | 569560000 | DK 4/32 GL 100K 115VAC | SAK Series, Double-tier terminal, Rated cross-section: 4 mm², Screw connection
30007 | 571300000 | SSCH 6X6X1000 CU/SN | Accessories, Busbar, Copper
30008 | 590060000 | DK 4Q/32 | SAK Series, Feed-through terminal, Double-tier terminal, Rated cross-section: 4 mm², Screw connection
30009 | 590080000 | DK 4Q/32 BL | SAK Series, Feed-through terminal, Double-tier terminal, Rated cross-section: 4 mm², Screw connection
30010 | 590260000 | DK 4QV/32 | SAK Series, Feed-through terminal, Double-tier terminal, Rated cross-section: 4 mm², Screw connection
30011 | 590280000 | DK 4QV/32 BL | SAK Series, Feed-through terminal, Double-tier terminal, Rated cross-section: 4 mm², Screw connection
30012 | 624720000 | BK 2 CRN | Multipin terminal strip, Single- and multi-pole terminal strip, Rated cross-section: 4 mm², Screw connection, Direct mounting
30013 | 624920000 | BK 3 CRN | Multipin terminal strip, Single- and multi-pole terminal strip, Rated cross-section: 4 mm², Screw connection, Direct mounting
30014 | 625120000 | BK 4 CRN | Multipin terminal strip, Single- and multi-pole terminal strip, Rated cross-section: 4 mm², Screw connection, Direct mounting
30015 | 625220000 | BK 6 CRN | Multipin terminal strip, Single- and multi-pole terminal strip, Rated cross-section: 4 mm², Screw connection, Direct mounting
30016 | 625320000 | BK 12 CRN | Multipin terminal strip, Single- and multi-pole terminal strip, Rated cross-section: 4 mm², Screw connection, Direct mounting
30017 | 630400000 | SAK 4 SS/35 6.3/2.8 DB | SAK Series, Feed-through terminal, Rated cross-section: 2.5 mm², Flat-blade connection
30018 | 642760000 | DK 4/32 2D CSA GET.SCH. | SAK Series, Component terminal, Double-tier terminal, Rated cross-section: 4 mm², Screw connection
30019 | 645160000 | SLS 5.08/18/180B SN OR BX | PCB plug-in connector, male plug, 5.08 mm, Number of poles: 18, 180°, Clamping yoke connection, Clamping range, max. : 3.31 mm², Box
30020 | 648300000 | CLI RS 5 MDCLI C 1 | CableLine, Mounting mandrel
30021 | 663960000 | DK 4/32 2D A1 | SAK Series, Component terminal, Double-tier terminal, Rated cross-section: 4 mm², Screw connection
30022 | 664960000 | AST 5/35 SF 6.3/2.8 | SAK Series, Feed-through terminal, Rated cross-section: 4 mm², Screw connection, Busbar
30023 | 667420000 | SAKS 3/35 (RED CAP) | SAK Series, Fuse terminal, Rated cross-section: 10 mm², Screw connection, Direct mounting
30024 | 667520000 | SAKS 3/35 GZ/6.3X32 | SAK Series, Fuse terminal, Rated cross-section: 10 mm², Screw connection, medium yellow, Direct mounting
30025 | 697160000 | AKZ 2.5 | SAK Series, Feed-through terminal, Rated cross-section: 2.5 mm², Screw connection
30026 | 697180000 | AKZ 2.5 BL | SAK Series, Feed-through terminal, Rated cross-section: 2.5 mm², Screw connection
30027 | 699600000 | AST 1/35 6.3/2.8 DB | SAK Series, Feed-through terminal, Rated cross-section: 2.5 mm², Flat-blade connection, Direct mounting
30028 | 699660000 | AST 1/35 6.3/2.8 | SAK Series, Feed-through terminal, Rated cross-section: 2.5 mm², Flat-blade connection, Direct mounting
30029 | 1002910000 | HDC C HX SM1.5AG | Heavy-duty connectors, Crimp contact, MixMate, Pin, Conductor cross-section, max.: 1.5, turned, Copper alloy
30030 | 1002920000 | HDC C HX SM2.5AG | Heavy-duty connectors, Crimp contact, MixMate, Pin, Conductor cross-section, max.: 2.5, turned, Copper alloy
30031 | 1002930000 | HDC C HX SM4.0AG | Heavy-duty connectors, Crimp contact, MixMate, Pin, Conductor cross-section, max.: 4, turned, Copper alloy
30032 | 1002940000 | HDC C HX SM6.0AG | Heavy-duty connectors, Crimp contact, MixMate, Pin, Conductor cross-section, max.: 6, turned, Copper alloy
30033 | 1002950000 | HDC C HX BM1.5AG | Heavy-duty connectors, Crimp contact, MixMate, Female, Conductor cross-section, max.: 1.5, turned, Copper alloy
30034 | 1002960000 | HDC C HX BM2.5AG | Heavy-duty connectors, Crimp contact, MixMate, Female, Conductor cross-section, max.: 2.5, turned, Copper alloy
30035 | 1002970000 | HDC C HX BM4.0AG | Heavy-duty connectors, Crimp contact, HQ, MixMate, Female, Conductor cross-section, max.: 4, turned, Copper alloy
30036 | 1002980000 | HDC C HX BM6.0AG | Heavy-duty connectors, Crimp contact, MixMate, Female, Conductor cross-section, max.: 6, turned, Copper alloy
30037 | 1010000000 | WPE 2.5 | PE terminal, Screw connection, 2.5 mm², 300 A (2.5 mm²), Green/yellow
30038 | 1010010000 | WPE 2.5 WS | Functional earth terminal block, Screw connection, 2.5 mm², 300 A (2.5 mm²), white
30039 | 1010100000 | WPE 4 | PE terminal, Screw connection, 4 mm², 480 A (4 mm²), Green/yellow
30040 | 1010200000 | WPE 6 | PE terminal, Screw connection, 6 mm², 720 A (6 mm²), Green/yellow
30041 | 1010300000 | WPE 10 | PE terminal, Screw connection, 10 mm², 1200 A (10 mm²), Green/yellow
30042 | 1010400000 | WPE 16 | PE terminal, Screw connection, 16 mm², 1920 A (16 mm²), Green/yellow
30043 | 1010500000 | WPE 35 | PE terminal, Screw connection, 35 mm², 4200 A (35 mm²), Green/yellow
30044 | 1010600000 | WNT 2.5 10X3 BE | Neutral conductor disconnect terminal, Busbar connection, 2.5 mm², 400 V, 24 A, sliding, dark beige
30045 | 1010780000 | WNT 4 10X3 | Neutral conductor disconnect terminal, Busbar connection, 4 mm², 400 V, 32 A, sliding, blue
30046 | 1010880000 | WNT 6 10X3 | Neutral conductor disconnect terminal, Busbar connection, 6 mm², 400 V, 41 A, sliding, blue
30047 | 1010900000 | WNT 10 10X3 BE | Neutral conductor disconnect terminal, Busbar connection, 10 mm², 400 V, 57 A, sliding, dark beige
30048 | 1010980000 | WNT 10 10X3 | Neutral conductor disconnect terminal, Busbar connection, 10 mm², 400 V, 57 A, sliding, blue
30049 | 1011440000 | PLOTTERPEN 0,7 | Plotter pen
30050 | 1011450000 | PLOTTER PEN 0.70 P-INK | Plotter pen
30051 | 1012600000 | WPE 35/IKSC | PE terminal, Screw connection, 35 mm², 4200 A (35 mm²), Green/yellow
30052 | 1014680000 | THM MT30X 30/52 SI | THM, Device markers, 52 x 30 mm, silver
30053 | 1016200000 | WPE 2.5N | PE terminal, Screw connection, 2.5 mm², 300 A (2.5 mm²), Green/yellow
30054 | 1016400000 | WPE 2.5/1.5/ZR | PE terminal, Screw connection, 2.5 mm², 300 A (2.5 mm²), Green/yellow
30055 | 1016500000 | WPE 1.5/ZZ | PE terminal, Screw connection, 1.5 mm², 180 A (1.5 mm²), Green/yellow
30056 | 1019000000 | WNT 16N 10X3 | Neutral conductor disconnect terminal, Busbar connection, 16 mm², 400 V, 76 A, sliding, blue
30057 | 1019100000 | WPE 16N | PE terminal, Screw connection, 16 mm², 1920 A (16 mm²), Green/yellow
30058 | 1019700000 | WPE 120/150 | PE terminal, Screw connection, 120 mm², 14400 A (120 mm²), Green/yellow
30059 | 1021680000 | WDK 2.5 F BL | W-Series, Double-tier terminal, Rated cross-section: 2.5 mm², Screw connection, Direct mounting
30060 | 1021800000 | WDU 2.5 F 2X2.8 | W-Series, Feed-through terminal, Rated cross-section: 2.5 mm², Screw connection
30061 | 1021900000 | WDU 2.5 FF 2X2.8 | W-Series, Feed-through terminal, Rated cross-section: 1 mm², Flat-blade connection
30062 | 1022100000 | WDU 2.5 SL | W-Series, Feed-through terminal, Rated cross-section: 2.5 mm², Screw connection
30063 | 1022200000 | WDU 2.5 LL | W-Series, Feed-through terminal, Rated cross-section: 2.5 mm², Solder connection
30064 | 1022600000 | WDK 2.5 2D 2.A | W-Series, Component terminal, Rated cross-section: 2.5 mm², Screw connection
30065 | 1023300000 | WDK 2.5 1D A.2 | W-Series, Component terminal, Rated cross-section: 2.5 mm², Screw connection
30066 | 1023400000 | WDK 2.5 1D A.1 | W-Series, Component terminal, Rated cross-section: 2.5 mm², Screw connection
30067 | 1023500000 | WDK 2.5 2D | W-Series, Component terminal, Rated cross-section: 2.5 mm², Screw connection
30068 | 1023600000 | WDK 2.5 LD RT 24VDC +- | W-Series, Feed-through terminal, Double-tier terminal, Rated cross-section: 2.5 mm², Screw connection
30069 | 1023830000 | ZTR 6-2 | Test-disconnect terminal, Tension-clamp connection, 6 mm², 690 V, 32 A, Pivoting, dark beige
30070 | 1027000000 | WDUL 4/10 | W-Series, Component terminal, Rated cross-section: 4 mm², Screw connection
30071 | 1027300000 | WDUL 4/100 | W-Series, Component terminal, Rated cross-section: 4 mm², Screw connection
30072 | 1027400000 | WDUL 4/500 | W-Series, Component terminal, Rated cross-section: 4 mm², Screw connection
30073 | 1027410000 | WDK 2.5/BLZ/5.08/ZA V | W-Series, Plug-in modular terminals, Feed-through terminal, Double-tier terminal, Rated cross-section: 2.5 mm², Screw connection
30074 | 1027500000 | WDUL 4/1K | W-Series, Component terminal, Rated cross-section: 4 mm², Screw connection
30075 | 1027550000 | ZMAK 2.5 690V | Motor-connection terminal, Tension-clamp connection, 2.5 mm², 690 V, dark beige
30076 | 1027600000 | WDUL 4/5K | W-Series, Component terminal, Rated cross-section: 4 mm², Screw connection
30077 | 1027700000 | WDUL 4/10K | W-Series, Component terminal, Rated cross-section: 4 mm², Screw connection
30078 | 1027800000 | WDUL 4/50K | W-Series, Component terminal, Rated cross-section: 4 mm², Screw connection
30079 | 1028000000 | WDUL 4/500K | W-Series, Component terminal, Rated cross-section: 4 mm², Screw connection
30080 | 1028120000 | AP 100 GN | Electronics housings green, End plate, Width: 27.2 mm
30081 | 1028150000 | RF 180 GN | Electronics housings green
30082 | 1028300000 | WFF 35 | Bolt-type screw terminals, Feed-through terminal, Rated cross-section: 35 mm², Threaded stud connection
30083 | 1028380000 | WFF 35 BL | Bolt-type screw terminals, Feed-through terminal, Rated cross-section: 35 mm², Threaded stud connection
30084 | 1028400000 | WFF 70 | Bolt-type screw terminals, Feed-through terminal, Rated cross-section: 70 mm², Threaded stud connection
30085 | 1028480000 | WFF 70 BL | Bolt-type screw terminals, Feed-through terminal, Rated cross-section: 70 mm², Threaded stud connection, Direct mounting
30086 | 1028580000 | WFF 120 BL | Bolt-type screw terminals, Feed-through terminal, Rated cross-section: 120 mm², Threaded stud connection
30087 | 1028600000 | WFF 185 | Bolt-type screw terminals, Feed-through terminal, Rated cross-section: 185 mm², Threaded stud connection
30088 | 1028680000 | WFF 185 BL | Bolt-type screw terminals, Feed-through terminal, Rated cross-section: 185 mm², Threaded stud connection
30089 | 1028700000 | WFF 300 | Bolt-type screw terminals, Feed-through terminal, Rated cross-section: 300 mm², Threaded stud connection
30090 | 1029300000 | WFF 35/AH | Bolt-type screw terminals, Feed-through terminal, Rated cross-section: 35 mm², Threaded stud connection, Direct mounting
30091 | 1029600000 | WFF 185/AH | Bolt-type screw terminals, Feed-through terminal, Rated cross-section: 185 mm², Threaded stud connection
30092 | 1029700000 | WFF 300/AH | Bolt-type screw terminals, Feed-through terminal, Rated cross-section: 300 mm², Threaded stud connection
30093 | 1029800000 | WDL 2.5/NT/L/PE | W-Series, Distributor terminal block with WQV, Rated cross-section: 2.5 mm², Screw connection
30094 | 1029810000 | WDL 2.5/TR/DU/PE | W-Series, Distributor terminal block with WQV, Rated cross-section: 2.5 mm², Screw connection
30095 | 1030000000 | WDL 2.5/N/L | W-Series, Distributor terminal block with WQV, Rated cross-section: 2.5 mm², Screw connection
30096 | 1030200000 | WDL 2.5/L/L/PE | W-Series, Distributor terminal block with WQV, Rated cross-section: 2.5 mm², Screw connection
30097 | 1030300000 | WDL 2.5/L/L | W-Series, Distributor terminal block with WQV, Rated cross-section: 2.5 mm², Screw connection
30098 | 1030800000 | WDL 2.5/S/N/L | W-Series, Distributor terminal block for N rail, Rated cross-section: 2.5 mm², Screw connection
30099 | 1030900000 | WDL 2.5/S/N | W-Series, Distributor terminal block for N rail, Rated cross-section: 2.5 mm², Screw connection
30100 | 1031300000 | WDL 2.5/S/L | W-Series, Distributor terminal block for N rail, Rated cross-section: 2.5 mm², Screw connection
30101 | 1034100000 | WDL 2.5/2/S/NT/L/PE-L/L | W-Series, Distributor terminal block for N rail, Rated cross-section: 2.5 mm², Screw connection
30102 | 1034200000 | WDL 2.5/3/S/NT/L/PE | W-Series, Distributor terminal block for N rail, Rated cross-section: 2.5 mm², Screw connection
30103 | 1034400000 | WDK 2.5/BLZ/5.08/ZA | W-Series, Plug-in modular terminals, Feed-through terminal, Double-tier terminal, Rated cross-section: 2.5 mm², Screw connection
30104 | 1036000000 | WPO 4 | W-Series, Component terminal, Rated cross-section: 4 mm², Screw connection, beige
30105 | 1037300000 | WPE 70/95 | PE terminal, Screw connection, 95 mm², 11400 A (95 mm²), Green/yellow
30106 | 1038100000 | WDK 2.5 BLA/5.08/ZA | W-Series, Plug-in modular terminals, Feed-through terminal, Double-tier terminal, Rated cross-section: 2.5 mm², Screw connection
30107 | 1038500000 | WDK 2.5 BLZ/7.62/ZA | W-Series, Plug-in modular terminals, Feed-through terminal, Double-tier terminal, Rated cross-section: 2.5 mm², Screw connection
30108 | 1038680000 | AKZ 4 WEMID BL | SAK Series, Feed-through terminal, Rated cross-section: 4 mm², Screw connection
30109 | 1038900000 | WDU 2.5/BLZ/7.62 | W-Series, Feed-through terminal, Rated cross-section: 2.5 mm², Plug-in connection
30110 | 1042700000 | WPE 4N | PE terminal, Screw connection, 4 mm², 480 A (4 mm²), Green/yellow
30111 | 1047120000 | LXXX 15.00/01/90 4.5SN BK BX | Printed circuit board terminals, 15.00 mm, Number of poles: 1, 90°, Solder pin length (l): 4.5 mm, tinned, black, Clamping yoke connection, Clamping range, max. : 50 mm², Box
30112 | 1047680000 | LXXX 15.00/01/90FR 4.5SN GY BX | Printed circuit board terminals, 15.00 mm, Number of poles: 1, 90°, Solder pin length (l): 4.5 mm, tinned, Pebble grey, Clamping yoke connection, Clamping range, max. : 50 mm², Box
30113 | 1058090000 | MCP EP SFC 3 | Support frame
30114 | 1059310000 | ZAP ZSI2X6/4X2.5 | Z-series, End plate
30115 | 1067600000 | WEW 32/1 | W-Series, End bracket
30116 | 1080100000 | WSH 5 | Accessories, Rail support, Wemid
30117 | 1080200000 | WSH 6 | Accessories, Rail support, Wemid
30118 | 1082400000 | BFEH 1/WSH | Accessories, Fixing, metal
30119 | 1083900000 | SMSE WSH U1 MT | Accessories, Busbar, Steel, galvanised
30120 | 1122661001 | RS 32 24-48VUC LD LP 2U | RS-SERIES, Relay module, Number of contacts: 2, CO contact AgNi 90/10, Rated control voltage: 24 V UC ±10 %, 48 V UC ±10 %, Continuous current: 4 A, Screw connection, Test button available: No
30121 | 1122761001 | RS 32 115-230VUC LD 2U | RS-SERIES, Relay module, Number of contacts: 2, CO contact AgNi 90/10, Rated control voltage: 115 V UC +5 % / -15 %, 230 V UC +5 % / -15 %, Continuous current: 4 A, Screw connection, Test button available: No
30122 | 1166820000 | SAKT E/35 2LD 30VAC | SAK Series, Test-disconnect terminal, Rated cross-section: 6 mm², Screw connection, medium yellow, Direct mounting
30123 | 1182060000 | RS 32 24VDC LD LPA 2U | RS-SERIES, Relay module, Number of contacts: 2, CO contact AgNi 90/10, Rated control voltage: 24 V DC, Continuous current: 4 A, Screw connection
30124 | 1185060000 | AP 100 OR 1665 | End plate, RS 100 orange, End plate, Width: 27.2 mm
30125 | 1185160000 | AP 100 D OR | End plate, RS 100 orange, End plate, Width: 21.5 mm
30126 | 1185260000 | AP 110 OR | End plate, RS 100 orange, End plate, Width: 27.2 mm
30127 | 1185360000 | AP 110 D OR | End plate, RS 100 orange, End plate, Width: 21.5 mm
30128 | 1185460000 | AP 111 OR | End plate, RS 100 orange, End plate, Width: 27.2 mm
30129 | 1185560000 | AP 111 D OR | End plate, RS 100 orange, End plate, Width: 21.5 mm
30130 | 1286600000 | TST 2/M5 | Accessories, Mounting rail support, Steel
30131 | 1313600000 | NSCH 2M | Accessories, Busbar, Copper
30132 | 1324260000 | AP 80 OR | End plate, RS 80 orange, End plate, Width: 12.3 mm
30133 | 1324360000 | AP 80 D OR | End plate, RS 80 orange, End plate, Width: 17 mm
30134 | 1368700000 | SAKS 2/35 DB | SAK Series, Fuse terminal, Rated cross-section: 10 mm², Screw connection, dark beige, Direct mounting
30135 | 1368720000 | SAKS 2/35 | SAK Series, Fuse terminal, Rated cross-section: 10 mm², Screw connection, medium yellow, Direct mounting
30136 | 1410860000 | AP 85 OR | End plate, RS 80 orange, End plate, Width: 12.3 mm
30137 | 1410960000 | AP 86 OR | End plate, RS 80 orange, End plate, Width: 12.3 mm
30138 | 1411060000 | AP 85 D OR | End plate, RS 80 orange, End plate, Width: 23 mm
30139 | 1411160000 | AP 86 D OR | End plate, RS 80 orange, End plate, Width: 23 mm
30140 | 1413000000 | RSV1,6 B4 GR | PCB plug-in connector, female plug, 5.00 mm, Number of poles: 4, 180°, Crimp connection, Clamping range, max. : 3.31 mm², Box
30141 | 1414000000 | RSV1,6 B6 GR | PCB plug-in connector, female plug, 5.00 mm, Number of poles: 6, 180°, Crimp connection, Clamping range, max. : 3.31 mm², Box
30142 | 1414100000 | RSV1,6 S6 GR | PCB plug-in connector, male plug, 5.00 mm, Number of poles: 6, 180°, Crimp connection, Clamping range, max. : 3.31 mm², Box
30143 | 1415000000 | RSV1,6 B9 GR | PCB plug-in connector, female plug, 5.00 mm, Number of poles: 9, 180°, Crimp connection, Clamping range, max. : 3.31 mm², Box
30144 | 1415100000 | RSV1,6 S9 GR | PCB plug-in connector, male plug, 5.00 mm, Number of poles: 9, 180°, Crimp connection, Clamping range, max. : 3.31 mm², Box
30145 | 1416000000 | RSV1,6 B12 GR | PCB plug-in connector, female plug, 5.00 mm, Number of poles: 12, 180°, Crimp connection, Clamping range, max. : 3.31 mm², Box
30146 | 1416100000 | RSV1,6 S12 GR | PCB plug-in connector, male plug, 5.00 mm, Number of poles: 12, 180°, Crimp connection, Clamping range, max. : 3.31 mm², Box
30147 | 1417000000 | RSV1,6 B18 GR | PCB plug-in connector, female plug, 5.00 mm, Number of poles: 18, 180°, Crimp connection, Clamping range, max. : 3.31 mm², Box
30148 | 1417100000 | RSV1,6 S18 GR | PCB plug-in connector, male plug, 5.00 mm, Number of poles: 18, 180°, Crimp connection, Clamping range, max. : 3.31 mm², Box
30149 | 1418000000 | RSV1,6 B24 GR | PCB plug-in connector, female plug, 5.00 mm, Number of poles: 24, 180°, Crimp connection, Clamping range, max. : 3.31 mm², Box
30150 | 1418100000 | RSV1,6 S24 GR | PCB plug-in connector, male plug, 5.00 mm, Number of poles: 24, 180°, Crimp connection, Clamping range, max. : 3.31 mm², Box
30151 | 1419000000 | RSV1,6 B36 GR BX | PCB plug-in connector, female plug, 5.00 mm, Number of poles: 36, 180°, Crimp connection, Clamping range, max. : 3.31 mm², Box
30152 | 1419100000 | RSV1,6 S36 GR BX | PCB plug-in connector, male plug, 5.00 mm, Number of poles: 36, 180°, Crimp connection, Clamping range, max. : 3.31 mm², Box
30153 | 1538260000 | AKZ 4/ATA | SAK Series, Feed-through terminal, Rated cross-section: 4 mm², Screw connection, Direct mounting
30154 | 1563000000 | RSV1,6 ZE36 BK BX | PCB plug-in connector, Accessories, Strain relief, black, Number of poles: 36
30155 | 1563100000 | RSV1,6 ZE24 BK BX | PCB plug-in connector, Accessories, Strain relief, black, Number of poles: 24
30156 | 1563200000 | RSV1,6 ZE18 BK BX | PCB plug-in connector, Accessories, Strain relief, black, Number of poles: 18
30157 | 1563300000 | RSV1,6 ZE12 BK BX | PCB plug-in connector, Accessories, Strain relief, black, Number of poles: 12
30158 | 1563500000 | RSV1,6 ZE06 BK BX | PCB plug-in connector, Accessories, Strain relief, black, Number of poles: 6
30159 | 1563600000 | RSV1,6 ZE04 BK BX | PCB plug-in connector, Accessories, Strain relief, black, Number of poles: 4
30160 | 1567070000 | DFFC 1.5-2.5 SN E | PCB plug-in connector, Crimp contact, Contact, tinned, Max. clamping range : 2.5 mm²
30161 | 1567430000 | RSV1,6 KO | PCB plug-in connector, Accessories, Coding element, black, Number of poles: 1
30162 | 1568249999 | CLI C 02-3 SDR CD | CableLine, Conductor and cable markers, 1.3 - 3 mm, 3 x 3.4 mm, To customer specification
30163 | 1568309999 | CLI M 2-4 SDR CD | CableLine, Conductor and cable markers, 10 - 317 mm, 4 x 11.4 mm, yellow
30164 | 1572700000 | DK 4/35/800V | SAK Series, Feed-through terminal, Double-tier terminal, Rated cross-section: 4 mm², Screw connection
30165 | 1577260000 | WDU 1.5/BLA | W-Series, Plug-in modular terminals, Feed-through terminal, Rated cross-section: 1.5 mm², Screw connection
30166 | 1577340000 | WDU 1.5/BLZ 5.08 | W-Series, Feed-through terminal, Rated cross-section: 1.5 mm², Screw connection
30167 | 1582910000 | RSV1,6 RF4/35X7.5 SW | PCB plug-in connector, Accessories, Clip-in foot, black, Number of poles: 4
30168 | 1582920000 | RSV1,6 RF6/35X7.5 SW | PCB plug-in connector, Accessories, Clip-in foot, black, Number of poles: 6
30169 | 1582930000 | RSV1,6 RF9/35X7.5 SW | PCB plug-in connector, Accessories, Clip-in foot, black, Number of poles: 9
30170 | 1582940000 | RSV1,6 RF12/35X7.5 SW | PCB plug-in connector, Accessories, Clip-in foot, black, Number of poles: 12
30171 | 1582950000 | RSV1,6 RF18/35X7.5 SW | PCB plug-in connector, Accessories, Clip-in foot, black, Number of poles: 18
30172 | 1582960000 | RSV1,6 RF24/35X7.5 SW | PCB plug-in connector, Accessories, Clip-in foot, black, Number of poles: 24
30173 | 1582970000 | RSV1,6 RF36/35X7.5 SW | PCB plug-in connector, Accessories, Clip-in foot, black, Number of poles: 36
30174 | 1595770000 | LP 7.50/02/135 3.2SN OR BX | Printed circuit board terminals, 7.50 mm, Number of poles: 2, 135°, Solder pin length (l): 3.2 mm, tinned, orange, Clamping yoke connection, Clamping range, max. : 6 mm², Box
30175 | 1595780000 | LP 7.50/02/135 4.5SN OR BX | Printed circuit board terminals, 7.50 mm, Number of poles: 2, 135°, Solder pin length (l): 4.5 mm, tinned, orange, Clamping yoke connection, Clamping range, max. : 6 mm², Box
30176 | 1595790000 | LP 7.62/02/135 3.2SN OR BX | Printed circuit board terminals, 7.62 mm, Number of poles: 2, 135°, Solder pin length (l): 3.2 mm, tinned, orange, Clamping yoke connection, Clamping range, max. : 6 mm², Box
30177 | 1595800000 | LP 7.62/02/135 4.5SN OR BX | Printed circuit board terminals, 7.62 mm, Number of poles: 2, 135°, Solder pin length (l): 4.5 mm, tinned, orange, Clamping yoke connection, Clamping range, max. : 6 mm², Box
30178 | 1595810000 | LP 7.50/03/135 3.2SN OR BX | Printed circuit board terminals, 7.50 mm, Number of poles: 3, 135°, Solder pin length (l): 3.2 mm, tinned, orange, Clamping yoke connection, Clamping range, max. : 6 mm², Box
30179 | 1595830000 | LP 7.62/03/135 3.2SN OR BX | Printed circuit board terminals, 7.62 mm, Number of poles: 3, 135°, Solder pin length (l): 3.2 mm, tinned, orange, Clamping yoke connection, Clamping range, max. : 6 mm², Box
30180 | 1595840000 | LP 7.62/03/135 4.5SN OR BX | Printed circuit board terminals, 7.62 mm, Number of poles: 3, 135°, Solder pin length (l): 4.5 mm, tinned, orange, Clamping yoke connection, Clamping range, max. : 6 mm², Box
30181 | 1608550000 | ZDU 2.5/3AN BL | Feed-through terminal, Tension-clamp connection, 2.5 mm², 800 V, 24 A, blue
30182 | 1608570000 | ZDU 2.5/4AN | Feed-through terminal, Tension-clamp connection, 2.5 mm², 800 V, 24 A, dark beige
30183 | 1608580000 | ZDU 2.5/4AN BL | Feed-through terminal, Tension-clamp connection, 2.5 mm², 800 V, 24 A, blue
30184 | 1608600000 | ZDU 2.5/2X2AN | Feed-through terminal, Tension-clamp connection, 2.5 mm², 800 V, 24 A, dark beige
30185 | 1608610000 | ZDU 2.5/2X2AN BL | Feed-through terminal, Tension-clamp connection, 2.5 mm², 800 V, 24 A, blue
30186 | 1608620000 | ZDU 6 | Feed-through terminal, Tension-clamp connection, 6 mm², 800 V, 41 A, dark beige
30187 | 1608630000 | ZDU 6 BL | Feed-through terminal, Tension-clamp connection, 6 mm², 800 V, 41 A, blue
30188 | 1608650000 | ZPE 2.5/3AN | PE terminal, Tension-clamp connection, 2.5 mm², 300 A (2.5 mm²), Green/yellow
30189 | 1608660000 | ZPE 2.5/4AN | PE terminal, Tension-clamp connection, 2.5 mm², 300 A (2.5 mm²), Green/yellow
30190 | 1609760000 | WO 76/25 TP | WriteOn, Conductor and cable markers, 6 - 18 mm, 25.4 x 76 mm, white
30191 | 1609770000 | WO 127/25 TP | WriteOn, Conductor and cable markers, 8 - 32.3 mm, 25 x 127 mm, white
30192 | 1612220000 | STV S 2 TS | PCB plug-in connector, male plug, 7.00 mm, Number of poles: 2, 180°, TOP connection, Clamping range, max. : 2.5 mm², Box
30193 | 1612250000 | STV S 3 TS | PCB plug-in connector, male plug, 7.00 mm, Number of poles: 3, 180°, TOP connection, Clamping range, max. : 2.5 mm², Box
30194 | 1612280000 | STV S 4 TS | PCB plug-in connector, male plug, 7.00 mm, Number of poles: 4, 180°, TOP connection, Clamping range, max. : 2.5 mm², Box
30195 | 1612310000 | STV S 5 TS | PCB plug-in connector, male plug, 7.00 mm, Number of poles: 5, 180°, TOP connection, Clamping range, max. : 2.5 mm², Box
30196 | 1612340000 | STV S 6 TS | PCB plug-in connector, male plug, 7.00 mm, Number of poles: 6, 180°, TOP connection, Clamping range, max. : 2.5 mm², Box
30197 | 1612370000 | STV S 7 TS | PCB plug-in connector, male plug, 7.00 mm, Number of poles: 7, 180°, TOP connection, Clamping range, max. : 2.5 mm², Box
30198 | 1612400000 | STV S 8 TS | PCB plug-in connector, male plug, 7.00 mm, Number of poles: 8, 180°, TOP connection, Clamping range, max. : 2.5 mm², Box
30199 | 1612430000 | STV S 9 TS | PCB plug-in connector, male plug, 7.00 mm, Number of poles: 9, 180°, TOP connection, Clamping range, max. : 2.5 mm², Box
30200 | 1612460000 | STV S 10 TS | PCB plug-in connector, male plug, 7.00 mm, Number of poles: 10, 180°, TOP connection, Clamping range, max. : 2.5 mm², Box
30201 | 1612840000 | STW S 2 SS GR | PCB plug-in connector, male plug, 7.00 mm, Number of poles: 2, 180°, Clamping yoke connection, Clamping range, max. : 4 mm², Box
30202 | 1612860000 | STW S 4 SS GR | PCB plug-in connector, male plug, 7.00 mm, Number of poles: 4, 180°, Clamping yoke connection, Clamping range, max. : 4 mm², Box
30203 | 1612870000 | STW S 5 SS GR | PCB plug-in connector, male plug, 7.00 mm, Number of poles: 5, 180°, Clamping yoke connection, Clamping range, max. : 4 mm², Box
30204 | 1612880000 | STW S 6 SS GR | PCB plug-in connector, male plug, 7.00 mm, Number of poles: 6, 180°, Clamping yoke connection, Clamping range, max. : 4 mm², Box
30205 | 1612900000 | STW S 8 SS GR | PCB plug-in connector, male plug, 7.00 mm, Number of poles: 8, 180°, Clamping yoke connection, Clamping range, max. : 4 mm², Box
30206 | 1612920000 | STW S 10 SS GR | PCB plug-in connector, male plug, 7.00 mm, Number of poles: 10, 180°, Clamping yoke connection, Clamping range, max. : 4 mm², Box
30207 | 1612930000 | STW S 2 SB GR | PCB plug-in connector, female plug, 7.00 mm, Number of poles: 2, 90°, Clamping yoke connection, Clamping range, max. : 4 mm², Box
30208 | 1612940000 | STW S 3 SB GR | PCB plug-in connector, female plug, 7.00 mm, Number of poles: 3, 90°, Clamping yoke connection, Clamping range, max. : 4 mm², Box
30209 | 1612950000 | STW S 4 SB GR | PCB plug-in connector, female plug, 7.00 mm, Number of poles: 4, 90°, Clamping yoke connection, Clamping range, max. : 4 mm², Box
30210 | 1612960000 | STW S 5 SB GR | PCB plug-in connector, female plug, 7.00 mm, Number of poles: 5, 90°, Clamping yoke connection, Clamping range, max. : 4 mm², Box
30211 | 1612970000 | STW S 6 SB GR | PCB plug-in connector, female plug, 7.00 mm, Number of poles: 6, 90°, Clamping yoke connection, Clamping range, max. : 4 mm², Box
30212 | 1612980000 | STW S 7 SB GR | PCB plug-in connector, female plug, 7.00 mm, Number of poles: 7, 90°, Clamping yoke connection, Clamping range, max. : 4 mm², Box
30213 | 1612990000 | STW S 8 SB GR | PCB plug-in connector, female plug, 7.00 mm, Number of poles: 8, 90°, Clamping yoke connection, Clamping range, max. : 4 mm², Box
30214 | 1613010000 | STW S 10 SB GR | PCB plug-in connector, female plug, 7.00 mm, Number of poles: 10, 90°, Clamping yoke connection, Clamping range, max. : 4 mm², Box
30215 | 1616400000 | ZSI 2.5 | Z-series, Fuse terminal, Rated cross-section: 2.5 mm², Tension-clamp connection, dark beige, Direct mounting
30216 | 1616460000 | ZSI 2.5/2 500AC | Z-series, Fuse terminal, Rated cross-section: 2.5 mm², Tension-clamp connection, dark beige, Direct mounting
30217 | 1625510000 | DFFC 1.5-2.5 AG E | PCB plug-in connector, Crimp contact, Ag (silver), Max. clamping range : 2.5 mm²
30218 | 1625530000 | DFFC 0.5-1.0 AG E | PCB plug-in connector, Crimp contact, Ag (silver), Max. clamping range : 1 mm²
30219 | 1632050000 | ZDU 4 | Feed-through terminal, Tension-clamp connection, 4 mm², 800 V, 32 A, dark beige
30220 | 1632060000 | ZDU 4 BL | Feed-through terminal, Tension-clamp connection, 4 mm², 800 V, 32 A, blue
30221 | 1636790000 | ZDU 2.5/3AN OR | Feed-through terminal, Tension-clamp connection, 2.5 mm², 800 V, 24 A, orange
30222 | 1636800000 | ZDU 2.5/4AN OR | Feed-through terminal, Tension-clamp connection, 2.5 mm², 800 V, 24 A, orange
30223 | 1636810000 | ZDU 2.5/2X2AN OR | Feed-through terminal, Tension-clamp connection, 2.5 mm², 800 V, 24 A, orange
30224 | 1636820000 | ZDU 6 OR | Feed-through terminal, Tension-clamp connection, 6 mm², 800 V, 41 A, orange
30225 | 1636830000 | ZDU 4 OR | Feed-through terminal, Tension-clamp connection, 4 mm², 800 V, 32 A, orange
30226 | 1650340000 | ZDU 2.5/2X2AN/D+ | Z-series, Component terminal, Feed-through terminal, Rated cross-section: 2.5 mm², Tension-clamp connection, beige
30227 | 1650350000 | ZDU 2.5/2X2AN/D- | Z-series, Component terminal, Feed-through terminal, Rated cross-section: 2.5 mm², Tension-clamp connection, beige
30228 | 1651900000 | ZDU 4/10/BEZ | Feed-through terminal, Tension-clamp connection, 4 mm², 800 V, 32 A, dark beige
30229 | 1683340000 | ZDU 2.5/3AN RT | Feed-through terminal, Tension-clamp connection, 2.5 mm², 800 V, 24 A, red
30230 | 1683350000 | ZDU 2.5/3AN GE | Feed-through terminal, Tension-clamp connection, 2.5 mm², 800 V, 24 A, yellow
30231 | 1683360000 | ZDU 2.5/3AN GN | Feed-through terminal, Tension-clamp connection, 2.5 mm², 800 V, 24 A, dark beige
30232 | 1683390000 | ZDU 2.5/3AN GR | Feed-through terminal, Tension-clamp connection, 2.5 mm², 800 V, 24 A, grey
30233 | 1683400000 | ZDU 2.5/3AN WS | Feed-through terminal, Tension-clamp connection, 2.5 mm², 800 V, 24 A, white
30234 | 1683410000 | ZDU 2.5/3AN SW | Feed-through terminal, Tension-clamp connection, 2.5 mm², 800 V, 24 A, black
30235 | 1683420000 | ZDU 2.5/4AN RT | Feed-through terminal, Tension-clamp connection, 2.5 mm², 800 V, 24 A, red
30236 | 1683430000 | ZDU 2.5/4AN GE | Feed-through terminal, Tension-clamp connection, 2.5 mm², 800 V, 24 A, yellow
30237 | 1683440000 | ZDU 2.5/4AN GN | Feed-through terminal, Tension-clamp connection, 2.5 mm², 800 V, 24 A, green
30238 | 1683460000 | ZDU 2.5/4AN BR | Feed-through terminal, Tension-clamp connection, 2.5 mm², 800 V, 24 A, brown
30239 | 1683470000 | ZDU 2.5/4AN GR | Feed-through terminal, Tension-clamp connection, 2.5 mm², 800 V, 24 A, grey
30240 | 1683480000 | ZDU 2.5/4AN WS | Feed-through terminal, Tension-clamp connection, 2.5 mm², 800 V, 24 A, white
30241 | 1683490000 | ZDU 2.5/4AN SW | Feed-through terminal, Tension-clamp connection, 2.5 mm², 800 V, 24 A, black
30242 | 1683580000 | ZDU 4 RT | Feed-through terminal, Tension-clamp connection, 4 mm², 800 V, 32 A, red
30243 | 1683590000 | ZDU 4 GE | Feed-through terminal, Tension-clamp connection, 4 mm², 800 V, 32 A, yellow
30244 | 1683620000 | ZDU 4 BR | Feed-through terminal, Tension-clamp connection, 4 mm², 800 V, 32 A, brown
30245 | 1683630000 | ZDU 4 GR | Feed-through terminal, Tension-clamp connection, 4 mm², 800 V, 32 A, grey
30246 | 1683640000 | ZDU 4 WS | Feed-through terminal, Tension-clamp connection, 4 mm², 800 V, 32 A, white
30247 | 1683650000 | ZDU 4 SW | Feed-through terminal, Tension-clamp connection, 4 mm², 800 V, 32 A, black
30248 | 1686470000 | ZSI 2.5 OR | Z-series, Fuse terminal, Rated cross-section: 2.5 mm², Tension-clamp connection, Direct mounting
30249 | 1690000000 | ZDK 2.5PE | Double-tier terminal, PE terminal, Tension-clamp connection, 2.5 mm², 300 A (2.5 mm²), Green/yellow
30250 | 1690010000 | ZDK 2.5/LD RT/1 | Z-series, Double-tier terminal, Rated cross-section: 2.5 mm², Tension-clamp connection, dark beige
30251 | 1690020000 | ZDK 2.5/D/1 | Z-series, Component terminal, Double-tier terminal, Rated cross-section: 2.5 mm², Tension-clamp connection, dark beige
30252 | 1690030000 | ZDK 2.5/D/2 | Z-series, Component terminal, Double-tier terminal, Rated cross-section: 2.5 mm², Tension-clamp connection, dark beige
30253 | 1690040000 | ZDK 2.5/D/4 | Z-series, Component terminal, Double-tier terminal, Rated cross-section: 2.5 mm², Tension-clamp connection, dark beige
30254 | 1690050000 | ZDK 2.5/D/5 | Z-series, Component terminal, Double-tier terminal, Rated cross-section: 2.5 mm², Tension-clamp connection, dark beige
30255 | 1690060000 | ZDK 2.5/D/6 | Z-series, Component terminal, Double-tier terminal, Rated cross-section: 2.5 mm², Tension-clamp connection, dark beige
30256 | 1690110000 | RSV1,6 RF4/35X15 SW | PCB plug-in connector, Accessories, Clip-in foot, black, Number of poles: 4
30257 | 1690120000 | RSV1,6 RF6/35X15 SW | PCB plug-in connector, Accessories, Clip-in foot, black, Number of poles: 6
30258 | 1690130000 | RSV1,6 RF9/35X15 SW | PCB plug-in connector, Accessories, Clip-in foot, black, Number of poles: 9
30259 | 1690140000 | RSV1,6 RF12/35X15 SW | PCB plug-in connector, Accessories, Clip-in foot, black, Number of poles: 12
30260 | 1690150000 | RSV1,6 RF18/35X15 SW | PCB plug-in connector, Accessories, Clip-in foot, black, Number of poles: 18
30261 | 1690160000 | RSV1,6 RF24/35X15 SW | PCB plug-in connector, Accessories, Clip-in foot, black, Number of poles: 24
30262 | 1690170000 | RSV1,6 RF36/35X15 SW | PCB plug-in connector, Accessories, Clip-in foot, black, Number of poles: 36
30263 | 1692590000 | ZDU 2.5/2X2AN/LD+ | Z-series, Feed-through terminal, Rated cross-section: 2.5 mm², Tension-clamp connection, dark beige
30264 | 1692600000 | ZDU 2.5/2X2AN/LD- | Z-series, Feed-through terminal, Rated cross-section: 2.5 mm², Tension-clamp connection, dark beige
30265 | 1693940000 | ZDK 2.5/LD RT/2 | Z-series, Double-tier terminal, Rated cross-section: 2.5 mm², Tension-clamp connection, dark beige
30266 | 1695890000 | LP 7.62/04/135 4.5SN OR BX | Printed circuit board terminals, 7.62 mm, Number of poles: 4, 135°, Solder pin length (l): 4.5 mm, tinned, orange, Clamping yoke connection, Clamping range, max. : 6 mm², Box
30267 | 1697280000 | LP 7.62/02/135 4.5SN BK BX | Printed circuit board terminals, 7.62 mm, Number of poles: 2, 135°, Solder pin length (l): 4.5 mm, tinned, black, Clamping yoke connection, Clamping range, max. : 6 mm², Box
30268 | 1697290000 | LP 7.62/03/135 4.5SN BK BX | Printed circuit board terminals, 7.62 mm, Number of poles: 3, 135°, Solder pin length (l): 4.5 mm, tinned, black, Clamping yoke connection, Clamping range, max. : 6 mm², Box
30269 | 1697300000 | LP 7.50/02/135 4.5SN BK BX | Printed circuit board terminals, 7.50 mm, Number of poles: 2, 135°, Solder pin length (l): 4.5 mm, tinned, black, Clamping yoke connection, Clamping range, max. : 6 mm², Box
30270 | 1697310000 | LP 7.50/03/135 4.5SN BK BX | Printed circuit board terminals, 7.50 mm, Number of poles: 3, 135°, Solder pin length (l): 4.5 mm, tinned, black, Clamping yoke connection, Clamping range, max. : 6 mm², Box
30271 | 1698110000 | ZPE 2.5/4AN WS | Functional earth terminal block, Tension-clamp connection, 2.5 mm², 300 A (2.5 mm²), white
30272 | 1699580000 | S2L/S2C 3.5 FLA 20/10 | PCB plug-in connector, Accessories, Flood-light display, Transparent, Number of poles: 10
30273 | 1713290000 | ZDK 2.5/D/8 | Z-series, Component terminal, Double-tier terminal, Rated cross-section: 2.5 mm², Tension-clamp connection, dark beige
30274 | 1714970000 | ZDK 2.5/D/0 | Z-series, Component terminal, Double-tier terminal, Rated cross-section: 2.5 mm², Tension-clamp connection
30275 | 1715970000 | WSH 3/H/N | Accessories, Rail support, Wemid
30276 | 1717740000 | WPE 35N | PE terminal, Screw connection, 35 mm², 4200 A (35 mm²), Green/yellow
30277 | 1718550000 | WNT 35N 10X3 | Neutral conductor disconnect terminal, Busbar connection, 35 mm², 400 V, 125 A, sliding, blue
30278 | 1720920000 | ZDUA 2.5-2 | Z-series, Feed-through terminal, Rated cross-section: 2.5 mm², Tension-clamp connection, dark beige
30279 | 1720930000 | ZDUA 2.5-2 BL | Z-series, Feed-through terminal, Rated cross-section: 2.5 mm², Tension-clamp connection, blue
30280 | 1720940000 | ZDUA 2.5-2 OR | Z-series, Feed-through terminal, Rated cross-section: 2.5 mm², Tension-clamp connection, orange
30281 | 1730900000 | ZSI 2.5/5X25 | Z-series, Fuse terminal, Rated cross-section: 2.5 mm², Tension-clamp connection, dark beige, Direct mounting
30282 | 1733250000 | ZDK 6S/NT | Z-series, Installation multi-tier terminal, Double-tier terminal, Rated cross-section: 6 mm², Tension-clamp connection, dark beige, Direct mounting
30283 | 1733260000 | ZDK 6S/L/L | Z-series, Installation multi-tier terminal, Double-tier terminal, Rated cross-section: 6 mm², Tension-clamp connection, dark beige, Direct mounting
30284 | 1733270000 | ZDK 6S/L/PE | Z-series, Installation multi-tier terminal, Double-tier terminal, Rated cross-section: 6 mm², Tension-clamp connection, dark beige, Direct mounting
30285 | 1733280000 | ZDK 4S/NT | Z-series, Installation multi-tier terminal, Double-tier terminal, Rated cross-section: 4 mm², Tension-clamp connection, dark beige, Direct mounting
30286 | 1733290000 | ZDK 4S/L/L | Z-series, Installation multi-tier terminal, Double-tier terminal, Rated cross-section: 4 mm², Tension-clamp connection, dark beige, Direct mounting
30287 | 1733300000 | ZDK 4S/L/PE | Z-series, Installation multi-tier terminal, Double-tier terminal, Rated cross-section: 4 mm², Tension-clamp connection, dark beige, Direct mounting
30288 | 1733480000 | ZDK 6S/N | Z-series, Installation multi-tier terminal, Double-tier terminal, Rated cross-section: 6 mm², Tension-clamp connection, dark beige, Direct mounting
30289 | 1739540000 | ZDU 10S | Z-series, Installation multi-tier terminal, Feed-through terminal, Rated cross-section: 10 mm², Tension-clamp connection, dark beige, Direct mounting
30290 | 1739550000 | ZDU 10S BL | Z-series, Installation multi-tier terminal, Feed-through terminal, Rated cross-section: 10 mm², Tension-clamp connection, blue, Direct mounting
30291 | 1739560000 | ZNT 10S | Z-series, Installation multi-tier terminal, Neutral conductor modular terminal, Rated cross-section: 10 mm², Tension-clamp connection, blue, Direct mounting
30292 | 1739570000 | ZPE 10S | Z-series, Installation multi-tier terminal, PE terminal, Rated cross-section: 10 mm², Tension-clamp connection, green, Direct mounting
30293 | 1739580000 | ZDU 16S | Z-series, Installation multi-tier terminal, Feed-through terminal, Rated cross-section: 16 mm², Tension-clamp connection, dark beige, Direct mounting
30294 | 1739590000 | ZDU 16S BL | Z-series, Installation multi-tier terminal, Feed-through terminal, Rated cross-section: 16 mm², Tension-clamp connection, blue, Direct mounting
30295 | 1739600000 | ZNT 16S | Z-series, Installation multi-tier terminal, Neutral conductor modular terminal, Rated cross-section: 16 mm², Tension-clamp connection, blue, Direct mounting
30296 | 1739610000 | ZPE 16S | Z-series, Installation multi-tier terminal, PE terminal, Rated cross-section: 16 mm², Tension-clamp connection, green, Direct mounting
30297 | 1739620000 | ZDU 35 | Feed-through terminal, Tension-clamp connection, 35 mm², 800 V, 125 A, dark beige
30298 | 1739630000 | ZDU 35 BL | Feed-through terminal, Tension-clamp connection, 35 mm², 800 V, 125 A, blue
30299 | 1739640000 | ZNT 35 | Z-series, Installation multi-tier terminal, Neutral conductor modular terminal, Rated cross-section: 35 mm², Tension-clamp connection, blue, Direct mounting
30300 | 1745230000 | ZDU 16 | Feed-through terminal, Tension-clamp connection, 16 mm², 1000 V, 76 A, dark beige
30301 | 1745240000 | ZDU 16 BL | Feed-through terminal, Tension-clamp connection, 16 mm², 1000 V, 76 A, blue
30302 | 1745350000 | ZEI 16 | Supply terminal, Tension-clamp connection, 16 mm², 500 V, 76 A, dark beige
30303 | 1746750000 | ZDU 10 | Feed-through terminal, Tension-clamp connection, 10 mm², 1000 V, 57 A, dark beige
30304 | 1746760000 | ZDU 10 BL | Feed-through terminal, Tension-clamp connection, 10 mm², 1000 V, 57 A, blue
30305 | 1748790000 | ZDK 2.5/R/2 | Z-series, Component terminal, Double-tier terminal, Rated cross-section: 2.5 mm², Tension-clamp connection
30306 | 1758440000 | HDC-CR6-2S GR | Heavy-duty connectors, HDC insert, ConCept frame
30307 | 1758450000 | HDC-CR6-2B GR | Heavy-duty connectors, HDC insert, ConCept frame
30308 | 1758460000 | HDC-CR10-3S GR | Heavy-duty connectors, HDC insert, ConCept frame
30309 | 1758470000 | HDC-CR10-3B GR | Heavy-duty connectors, HDC insert, ConCept frame
30310 | 1758480000 | HDC-CR16-5S GR | Heavy-duty connectors, HDC insert, ConCept frame
30311 | 1758490000 | HDC-CR16-5B GR | Heavy-duty connectors, HDC insert, ConCept frame
30312 | 1758500000 | HDC-CR24-7S GR | Heavy-duty connectors, HDC insert, ConCept frame
30313 | 1758510000 | HDC-CR24-7B GR | Heavy-duty connectors, HDC insert, ConCept frame
30314 | 1758520000 | HDC-CR16-5S-2 GR | Heavy-duty connectors, HDC insert, ConCept frame
30315 | 1758530000 | HDC-CR16-5B-2 GR | Heavy-duty connectors, HDC insert, ConCept frame
30316 | 1758540000 | HDC-CR24-7S-2 GR | Heavy-duty connectors, HDC insert, ConCept frame
30317 | 1758550000 | HDC-CR24-7B-2 GR | Heavy-duty connectors, HDC insert, ConCept frame
30318 | 1762420000 | ZDU 10/NT | Z-series, Installation multi-tier terminal, Neutral conductor modular terminal, Rated cross-section: 10 mm², Tension-clamp connection, blue, Direct mounting
30319 | 1762440000 | ADAPTER ALU STI-S | Identification systems, Adapter
30320 | 1763290000 | CLI CD-BOX | CableLine, Sorting box, 163 x 160 mm, white
30321 | 1766240000 | ZEI 16 BL | Supply terminal, Tension-clamp connection, 16 mm², 500 V, 76 A, blue
30322 | 1767690000 | ZDU 10/3AN | Feed-through terminal, Tension-clamp connection, 10 mm², 800 V, 57 A, dark beige
30323 | 1767700000 | ZDU 10/3AN BL | Feed-through terminal, Tension-clamp connection, 10 mm², 800 V, 57 A, blue
30324 | 1768000000 | ZMAK 2.5 | Motor-connection terminal, Tension-clamp connection, 2.5 mm², 400 V, dark beige
30325 | 1768320000 | ZDU 16/3AN | Feed-through terminal, Tension-clamp connection, 16 mm², 800 V, 76 A, dark beige
30326 | 1768330000 | ZDU 16/3AN BL | Feed-through terminal, Tension-clamp connection, 16 mm², 800 V, 76 A, blue
30327 | 1768540000 | PLOTTERPEN 0,25 | Plotter pen
30328 | 1768550000 | PLOTTERPEN 0,35 | Plotter pen
30329 | 1768570000 | PLOTTERPEN 0,18 | Plotter pen
30330 | 1772120000 | TINTE 2000 25ML | Ink
30331 | 1772130000 | REINIGER 2000 25ML | Cleaner
30332 | 1778280000 | WS 12/3.5 MC SDR | WS, Terminal marker, 12 x 3.5 mm, Pitch in mm (P): 3.50 Weidmueller, Allen-Bradley, To customer specification
30333 | 1779000000 | ZDU 2.5-2/D- | Z-series, Component terminal, Feed-through terminal, Rated cross-section: 2.5 mm², Tension-clamp connection, dark beige
30334 | 1779100000 | TSTW 5/M5 ZN | Accessories, Mounting rail support, Steel
30335 | 1779110000 | ZDU 2.5-2/D+ | Z-series, Component terminal, Feed-through terminal, Rated cross-section: 2.5 mm², Tension-clamp connection, dark beige
30336 | 1779120000 | ZTR 2.5-2 BL | Test-disconnect terminal, Tension-clamp connection, 2.5 mm², 400 V, 10 A, Pivoting, blue
30337 | 1779130000 | ZTR 2.5-2 OR | Test-disconnect terminal, Tension-clamp connection, 2.5 mm², 400 V, 10 A, Pivoting, orange
30338 | 1781560000 | B2L 3.50 AH06 BK BX | PCB plug-in connector, Accessories, Hood, black, Number of poles: 6
30339 | 1781570000 | B2L 3.50 AH08 BK BX | PCB plug-in connector, Accessories, Hood, black, Number of poles: 8
30340 | 1781580000 | B2L 3.50 AH10 BK BX | PCB plug-in connector, Accessories, Hood, black, Number of poles: 10
30341 | 1781590000 | B2L 3.50 AH12 BK BX | PCB plug-in connector, Accessories, Hood, black, Number of poles: 12
30342 | 1781600000 | B2L 3.50 AH14 BK BX | PCB plug-in connector, Accessories, Hood, black, Number of poles: 14
30343 | 1781610000 | B2L 3.50 AH16 BK BX | PCB plug-in connector, Accessories, Hood, black, Number of poles: 16
30344 | 1781620000 | B2L 3.50 AH18 BK BX | PCB plug-in connector, Accessories, Hood, black, Number of poles: 18
30345 | 1781630000 | B2L 3.50 AH20 BK BX | PCB plug-in connector, Accessories, Hood, black, Number of poles: 20
30346 | 1781640000 | B2L 3.50 AH22 BK BX | PCB plug-in connector, Accessories, Hood, black, Number of poles: 22
30347 | 1781650000 | B2L 3.50 AH24 BK BX | PCB plug-in connector, Accessories, Hood, black, Number of poles: 24
30348 | 1781660000 | B2L 3.50 AH26 BK BX | PCB plug-in connector, Accessories, Hood, black, Number of poles: 26
30349 | 1781670000 | B2L 3.50 AH28 BK BX | PCB plug-in connector, Accessories, Hood, black, Number of poles: 28
30350 | 1781680000 | B2L 3.50 AH30 BK BX | PCB plug-in connector, Accessories, Hood, black, Number of poles: 30
30351 | 1781690000 | B2L 3.50 AH32 BK BX | PCB plug-in connector, Accessories, Hood, black, Number of poles: 32
30352 | 1781700000 | B2L 3.50 AH34 BK BX | PCB plug-in connector, Accessories, Hood, black, Number of poles: 34
30353 | 1781710000 | B2L 3.50 AH36 BK BX | PCB plug-in connector, Accessories, Hood, black, Number of poles: 36
30354 | 1781950000 | ZRH 1.5S/1 | Accessories, Reducing sleeve
30355 | 1783660000 | LX 15.00/01/90 4.5SN GY BX | Printed circuit board terminals, 15.00 mm, Number of poles: 1, 90°, Solder pin length (l): 4.5 mm, tinned, Pebble grey, Clamping yoke connection, Clamping range, max. : 25 mm², Box
30356 | 1783670000 | LX 15.00/02/90 4.5SN GY BX | Printed circuit board terminals, 15.00 mm, Number of poles: 2, 90°, Solder pin length (l): 4.5 mm, tinned, Pebble grey, Clamping yoke connection, Clamping range, max. : 25 mm², Box
30357 | 1783680000 | LX 15.00/03/90 4.5SN GY BX | Printed circuit board terminals, 15.00 mm, Number of poles: 3, 90°, Solder pin length (l): 4.5 mm, tinned, Pebble grey, Clamping yoke connection, Clamping range, max. : 25 mm², Box
30358 | 1783690000 | LX 15.00/04/90 4.5SN GY BX | Printed circuit board terminals, 15.00 mm, Number of poles: 4, 90°, Solder pin length (l): 4.5 mm, tinned, Pebble grey, Clamping yoke connection, Clamping range, max. : 25 mm², Box
30359 | 1783700000 | LXBL 15.00/01/90 4.5SN GY BX | Printed circuit board terminals, 15.00 mm, Number of poles: 1, 90°, Solder pin length (l): 4.5 mm, tinned, Pebble grey, Clamping yoke connection, Clamping range, max. : 25 mm², Box
30360 | 1783710000 | LXB 15.00/02/90 4.5SN GY BX | Printed circuit board terminals, 15.00 mm, Number of poles: 2, 90°, Solder pin length (l): 4.5 mm, tinned, Pebble grey, Clamping yoke connection, Clamping range, max. : 25 mm², Box
30361 | 1783720000 | LXB 15.00/03/90 4.5SN GY BX | Printed circuit board terminals, 15.00 mm, Number of poles: 3, 90°, Solder pin length (l): 4.5 mm, tinned, Pebble grey, Clamping yoke connection, Clamping range, max. : 25 mm², Box
30362 | 1783730000 | LXB 15.00/04/90 4.5SN GY BX | Printed circuit board terminals, 15.00 mm, Number of poles: 4, 90°, Solder pin length (l): 4.5 mm, tinned, Pebble grey, Clamping yoke connection, Clamping range, max. : 25 mm², Box
30363 | 1783740000 | LXB 15.00/06/90 4.5SN GY BX | Printed circuit board terminals, 15.00 mm, Number of poles: 6, 90°, Solder pin length (l): 4.5 mm, tinned, Pebble grey, Clamping yoke connection, Clamping range, max. : 25 mm², Box
30364 | 1783750000 | LXB 15.00/08/90 4.5SN GY BX | Printed circuit board terminals, 15.00 mm, Number of poles: 8, 90°, Solder pin length (l): 4.5 mm, tinned, Pebble grey, Clamping yoke connection, Clamping range, max. : 25 mm², Box
30365 | 1784460000 | WDU 1.5/ZQV/BLZ 5.08 | W-Series, Feed-through terminal, Rated cross-section: 1.5 mm², Screw connection
30366 | 1790650000 | RIBBON THM HIRES | Ink ribbon
30367 | 1791190000 | ZEI 6 | Supply terminal, Tension-clamp connection, 6 mm², 500 V, 41 A, dark beige
30368 | 1792010000 | WS 10/5 MC M SDR | WS, Terminal marker, 10 x 5 mm, Pitch in mm (P): 5.00 Weidmueller, Allen-Bradley, To customer specification
30369 | 1798460000 | WPE 1.5/R3.5 | PE terminal, Screw connection, 1.5 mm², 180 A (1.5 mm²), Green/yellow
30370 | 1799470000 | ZSI 2.5/QV | Z-series, Fuse terminal, Rated cross-section: 2.5 mm², Tension-clamp connection, dark beige, Direct mounting
30371 | 1806460000 | LX 15.00/05/90 4.5SN GY BX | Printed circuit board terminals, 15.00 mm, Number of poles: 5, 90°, Solder pin length (l): 4.5 mm, tinned, Pebble grey, Clamping yoke connection, Clamping range, max. : 25 mm², Box
30372 | 1806470000 | LXB 15.00/05/90 4.5SN GY BX | Printed circuit board terminals, 15.00 mm, Number of poles: 5, 90°, Solder pin length (l): 4.5 mm, tinned, Pebble grey, Clamping yoke connection, Clamping range, max. : 25 mm², Box
30373 | 1808200000 | ZDUA 2.5-2N | Z-series, Feed-through terminal, Rated cross-section: 2.5 mm², Tension-clamp connection, dark beige
30374 | 1809870000 | LX 15.00/06/90 4.5SN GY BX | Printed circuit board terminals, 15.00 mm, Number of poles: 6, 90°, Solder pin length (l): 4.5 mm, tinned, Pebble grey, Clamping yoke connection, Clamping range, max. : 25 mm², Box
30375 | 1809880000 | LX 15.00/08/90 4.5SN GY BX | Printed circuit board terminals, 15.00 mm, Number of poles: 8, 90°, Solder pin length (l): 4.5 mm, tinned, Pebble grey, Clamping yoke connection, Clamping range, max. : 25 mm², Box
30376 | 1814590000 | S2L/S2C 3.5 FLA 20/10 SMD | PCB plug-in connector, Accessories, Flood-light display, Transparent, Number of poles: 10
30377 | 1814710000 | ZAP ZDU6-2 SW | Z-series, End plate
30378 | 1816030000 | ZAP/TW ZT2.5/2AN | Z-series, End plate, Partition plate
30379 | 1816040000 | ZAP/TW ZT2.5/2AN OR | Z-series, End plate, Partition plate
30380 | 1816050000 | ZAP/TW ZT2.5/3AN | Z-series, End plate, Partition plate
30381 | 1816070000 | ZAP/TW ZT2.5/4AN/2 | Z-series, End plate, Partition plate
30382 | 1816090000 | ZAP/TW ZT2.5/4AN/4 | Z-series, End plate, Partition plate
30383 | 1816110000 | ZAP/TW ZDT2.5/2 | Z-series, End plate, Partition plate
30384 | 1816350000 | MF-W 9/5F MC SDR | MultiFit, Terminal marker, 9 x 5 mm, Pitch in mm (P): 5.00 WAGO, Legrand, To customer specification
30385 | 1816360000 | MF-W 9/6 MC SDR | MultiFit, Terminal marker, 9 x 6 mm, Pitch in mm (P): 6.00 WAGO, Legrand, To customer specification
30386 | 1818410000 | WS 10/6 MC M SDR | WS, Terminal marker, 10 x 6 mm, Pitch in mm (P): 6.00 Weidmueller, Allen-Bradley, To customer specification
30387 | 1820930000 | ZSI 6-2 2X2.5/G20 | Z-series, Fuse terminal, Rated cross-section: 6 mm², Tension-clamp connection, black, Direct mounting
30388 | 1820950000 | ZSI 6-2 2X2.5/G25 | Z-series, Fuse terminal, Rated cross-section: 6 mm², Tension-clamp connection, black
30389 | 1826050000 | ZSI 2.5-2/2X2AN/G20 | Z-series, Fuse terminal, Rated cross-section: 2.5 mm², Tension-clamp connection, black, Direct mounting
30390 | 1826200000 | ZSI 2.5-2/2X2AN/G25 | Z-series, Fuse terminal, Rated cross-section: 2.5 mm², Tension-clamp connection, black, Direct mounting
30391 | 1826970000 | ZDU 1.5/2X2AN | Feed-through terminal, Tension-clamp connection, 1.5 mm², 500 V, 17.5 A, dark beige
30392 | 1827000000 | ZDU 1.5/2X2AN OR | Feed-through terminal, Tension-clamp connection, 1.5 mm², 500 V, 17.5 A, orange
30393 | 1828460000 | WS 10/6 MC SDR | WS, Terminal marker, 10 x 6 mm, Pitch in mm (P): 6.00 Weidmueller, Allen-Bradley, To customer specification
30394 | 1830420000 | ZDU 6 RT | Feed-through terminal, Tension-clamp connection, 6 mm², 800 V, 41 A, red
30395 | 1830610000 | ZDU 10 OR | Feed-through terminal, Tension-clamp connection, 10 mm², 1000 V, 57 A, dark beige
30396 | 1830650000 | ZDU 16 SW | Feed-through terminal, Tension-clamp connection, 16 mm², 1000 V, 76 A, black
30397 | 1830680000 | ZDU 16 OR | Feed-through terminal, Tension-clamp connection, 16 mm², 1000 V, 76 A, orange
30398 | 1830760000 | ZDU 35 OR | Feed-through terminal, Tension-clamp connection, 35 mm², 800 V, 125 A, orange
30399 | 1852980000 | WS 14/5 MC SDR | WS, Terminal marker, 14 x 5 mm, Pitch in mm (P): 5.00 Weidmueller, To customer specification
30400 | 1854100000 | WS 10/15 MC SDR | WS, Terminal marker, 10 x 15 mm, Pitch in mm (P): 15.00 Weidmueller, Allen-Bradley, To customer specification
30401 | 1856790000 | MFF 10/6 MC SDR | MultiFit, Terminal marker, 10 x 6 mm, Pitch in mm (P): 6.00 Festo, To customer specification
30402 | 1857540000 | WFF 120/M12/AH | Bolt-type screw terminals, Feed-through terminal, Rated cross-section: 120 mm², Threaded stud connection
30403 | 1865520000 | ZAP/TW ZTTR2.5 | Z-series, End plate, Partition plate
30404 | 1867420000 | ZSI 2.5-2/2X2AN/G20/LD3 | Z-series, Fuse terminal, Rated cross-section: 2.5 mm², Tension-clamp connection, black, Direct mounting
30405 | 1867440000 | ZSI 2.5-2/2X2AN/G20/LD1 | Z-series, Fuse terminal, Rated cross-section: 2.5 mm², Tension-clamp connection, black, Direct mounting
30406 | 1867500000 | ZSI 6-2 2X2.5/G20/LD1 | Z-series, Fuse terminal, Rated cross-section: 6 mm², Tension-clamp connection, black
30407 | 1868430000 | MF 10/8 MC SDR | MultiFit, Terminal marker, 10 x 8 mm, Pitch in mm (P): 8.00 Phoenix, Entrelec, To customer specification
30408 | 1868870000 | ZDU 2.5-2 O.EL | Z-series, Component terminal, Feed-through terminal, Rated cross-section: 2.5 mm², Tension-clamp connection, dark beige
30409 | 1871789999 | CLI M 2-6 SDR CD | CableLine, Conductor and cable markers, 10 - 317 mm, 6 x 11.4 mm, yellow
30410 | 1876320000 | TM-I 30 MC SDR | TM-I, Insert markers, 30 x 4 mm, To customer specification
30411 | 1876600000 | CC 15/17 K MC SDR | ClipCard, Device markers, 15 x 17 mm, To customer specification
30412 | 1876620000 | CC 15/17 MC SDR | ClipCard, Device markers, 15 x 17 mm, Holder CC-H 15/17, To customer specification
30413 | 1876630000 | CC 15/27 MC SDR | ClipCard, Device markers, 15 x 27 mm, Holder CC-H 15/27, To customer specification
30414 | 1876750000 | CC 15/27 K MC SDR | ClipCard, Device markers, 15 x 27 mm, To customer specification
30415 | 1877200000 | CC 15/49 MC SDR | ClipCard, Device markers, 15 x 49 mm, Holder CC-H 15/49, To customer specification
30416 | 1877230000 | CC 15/49 K MC SDR | ClipCard, Device markers, 15 x 49 mm, To customer specification
30417 | 1877300000 | CC 15/60 MC SDR | ClipCard, Device markers, 15 x 60 mm, Holder CC-H 15/60, To customer specification
30418 | 1877320000 | CC 15/60 K MC SDR | ClipCard, Device markers, 15 x 60 mm, To customer specification
30419 | 1877580000 | SM 22/22 K MC SDR | SwitchMark, Device markers, 22 x 22 mm, To customer specification
30420 | 1877660000 | MF 5/7.5 MC SDR | MultiFit, Terminal marker, 5 x 7.5 mm, Pitch in mm (P): 7.50 Adels RKW, Phoenix, To customer specification
30421 | 1877670000 | MF 5/4 MC SDR | MultiFit, Terminal marker, 5 x 4 mm, Pitch in mm (P): 4.00 Phoenix, To customer specification
30422 | 1877700000 | MFF 9/4 MC SDR | MultiFit, Terminal marker, 9 x 4 mm, Pitch in mm (P): 4.00 Festo, To customer specification
30423 | 1877710000 | MF-W 9/4 MC SDR | MultiFit, Terminal marker, 9 x 4 mm, Pitch in mm (P): 4.00 WAGO, Legrand, To customer specification
30424 | 1878650000 | WFF 300/AH O.PS | Bolt-type screw terminals, Feed-through terminal, Rated cross-section: 300 mm², Threaded stud connection
30425 | 1879090000 | TS 35X7.5/5X18 2M/ST/SZ | Rail, TS 35, TS 35 x 7.5, with slot, Steel, galvanic zinc plated and passivated
30426 | 1879100000 | TS 35X15/5X18 2M/ST/SZ | Rail, TS 35, TS 35 x 15, with slot, Steel, galvanic zinc plated and passivated
30427 | 1879730000 | ZSI 2.5-2/2X2AN/G20/LD4 | Z-series, Fuse terminal, Rated cross-section: 2.5 mm², Tension-clamp connection, black, Direct mounting
30428 | 1879750000 | ZSI 6-2 2X2.5/G20/LD4 | Z-series, Fuse terminal, Rated cross-section: 6 mm², Tension-clamp connection, black
30429 | 1886270000 | MF-SI 8/5 MC SDR | MultiFit, Terminal marker, 8 x 5 mm, Pitch in mm (P): 5.00 Siemens, To customer specification
30430 | 1889170000 | MF-SI 10/5 MC SDR | MultiFit, Terminal marker, 10 x 5 mm, Pitch in mm (P): 5.00 Siemens, To customer specification
30431 | 1889230000 | MF-SI 8/6 MC SDR | MultiFit, Terminal marker, 8 x 6 mm, Pitch in mm (P): 6.00 Siemens, To customer specification
30432 | 1889250000 | MF-SI 10/6 MC SDR | MultiFit, Terminal marker, 10 x 6 mm, Pitch in mm (P): 6.00 Siemens, To customer specification
30433 | 1889770000 | MF-SI 7/5-6.5 MC SDR | MultiFit, Terminal marker, 7 x 5 mm, Pitch in mm (P): 6.50 Siemens, To customer specification
30434 | 1889790000 | MF-SI 10/5-6.5 MC SDR | MultiFit, Terminal marker, 10 x 5 mm, Pitch in mm (P): 6.50 Siemens, To customer specification
30435 | 1899240000 | CLI C 2-9 SDR CD | CableLine, Conductor and cable markers, 4 - 10 mm, 9 x 6.9 mm, To customer specification
30436 | 1899250000 | CLI M 2-9 SDR CD | CableLine, Conductor and cable markers, 10 - 317 mm, 9 x 11.4 mm, yellow
30437 | 1906030000 | WS 10/8 PLUS MC SDR | WS, Terminal marker, 10 x 8 mm, Pitch in mm (P): 8.00 Weidmueller, To customer specification
30438 | 1906060000 | WS 10/12 MC SDR | WS, Terminal marker, 10 x 12 mm, Pitch in mm (P): 12.00 Weidmueller, To customer specification
30439 | 1919100000 | LX 15.00/07/90 4.5SN GY BX | Printed circuit board terminals, 15.00 mm, Number of poles: 7, 90°, Solder pin length (l): 4.5 mm, tinned, Pebble grey, Clamping yoke connection, Clamping range, max. : 25 mm², Box
30440 | 1920640000 | PLOTTER PEN 0.25 P-INK | Plotter pen
30441 | 1920650000 | PLOTTER PEN 0.35 P-INK | Plotter pen
30442 | 1924310000 | MCP AP SF4-6 | Holder
30443 | 1924330000 | P-CLEANER | Plotter cleaner
30444 | 1924340000 | P-INK 2.0 | Ink
30445 | 1924350000 | MCP COVER | Hood
30446 | 1924360000 | MCP AP PLUS | Holder
30447 | 1924370000 | MCP AP LABLES | Holder
30448 | 1924460000 | ZDK 2.5/3AN DU-PE | Double-tier terminal, Tension-clamp connection, 2.5 mm², 800 V, 24 A, dark beige
30449 | 1924480000 | ZDK 2.5/3AN V BL | Double-tier terminal, Tension-clamp connection, 2.5 mm², 800 V, 24 A, blue
30450 | 1924490000 | ZDK 2.5/3AN V | Double-tier terminal, Tension-clamp connection, 2.5 mm², 800 V, 24 A, dark beige
30451 | 1924500000 | ZDK 2.5/3AN BL | Double-tier terminal, Tension-clamp connection, 2.5 mm², 800 V, 24 A, blue
30452 | 1924510000 | ZDK 2.5/3AN | Double-tier terminal, Tension-clamp connection, 2.5 mm², 800 V, 24 A, dark beige
30453 | 1925720000 | LXB 15.00/07/90 4.5SN GY BX | Printed circuit board terminals, 15.00 mm, Number of poles: 7, 90°, Solder pin length (l): 4.5 mm, tinned, Pebble grey, Clamping yoke connection, Clamping range, max. : 25 mm², Box
30454 | 1926350000 | LL2N 9.52/04/90 5.0SN OR BX | Printed circuit board terminals, 9.52 mm, Number of poles: 4, 90°, Solder pin length (l): 5 mm, tinned, orange, Clamping yoke connection, Clamping range, max. : 6 mm², Box
30455 | 1926360000 | LL2N 9.52/08/90 5.0SN OR BX | Printed circuit board terminals, 9.52 mm, Number of poles: 8, 90°, Solder pin length (l): 5 mm, tinned, orange, Clamping yoke connection, Clamping range, max. : 6 mm², Box
30456 | 1926370000 | LL2N 9.52/12/90 5.0SN OR BX | Printed circuit board terminals, 9.52 mm, Number of poles: 12, 90°, Solder pin length (l): 5 mm, tinned, orange, Clamping yoke connection, Clamping range, max. : 6 mm², Box
30457 | 1926380000 | LL2N 9.52/16/90 5.0SN OR BX | Printed circuit board terminals, 9.52 mm, Number of poles: 16, 90°, Solder pin length (l): 5 mm, tinned, orange, Clamping yoke connection, Clamping range, max. : 6 mm², Box
30458 | 1926390000 | LL2N 9.52/20/90 5.0SN OR BX | Printed circuit board terminals, 9.52 mm, Number of poles: 20, 90°, Solder pin length (l): 5 mm, tinned, orange, Clamping yoke connection, Clamping range, max. : 6 mm², Box
30459 | 1926400000 | LL2N 9.52/24/90 5.0SN OR BX | Printed circuit board terminals, 9.52 mm, Number of poles: 24, 90°, Solder pin length (l): 5 mm, tinned, orange, Clamping yoke connection, Clamping range, max. : 6 mm², Box
30460 | 1932620000 | SERVICEPACK MCP PLUS | Service pack
30461 | 1934410000 | CC 30/60 MC SDR | ClipCard, Device markers, 30 x 60 mm, Holder CC-H 30/60, To customer specification
30462 | 1935130000 | MCP EP | Inlay for MC plotter
30463 | 1954070000 | THM MT30X 8/8 WS | THM, Device markers, 8 x 8 mm, white
30464 | 1961750000 | WTR 2.5 D+ 2STB 6.9/2.3 | Test-disconnect terminal, Screw connection, 2.5 mm², 500 V, 1 A, Pivoting, dark beige
30465 | 1962810000 | ZDU 2.5/2X2AN BED SW RT | Feed-through terminal, Tension-clamp connection, 2.5 mm², 800 V, 24 A, dark beige
30466 | 1964810000 | WTR 2.5 D- 2STB 6.9/2.3 | Test-disconnect terminal, Screw connection, 2.5 mm², 500 V, 1 A, Pivoting, dark beige
30467 | 7904180000 | ZDU 4/3AN | Feed-through terminal, Tension-clamp connection, 4 mm², 800 V, 32 A, dark beige
30468 | 7904190000 | ZDU 4/3AN BL | Feed-through terminal, Tension-clamp connection, 4 mm², 800 V, 32 A, blue
30469 | 7904290000 | ZDU 4/4AN | Feed-through terminal, Tension-clamp connection, 4 mm², 800 V, 32 A, dark beige
30470 | 7904300000 | ZDU 4/4AN BL | Feed-through terminal, Tension-clamp connection, 4 mm², 800 V, 32 A, blue
30471 | 7906040000 | BK 2/E | Multipin terminal strip, Single- and multi-pole terminal strip, Rated cross-section: 4 mm², Screw connection, Direct mounting
30472 | 7906060000 | BK 3/E | Multipin terminal strip, Single- and multi-pole terminal strip, Rated cross-section: 4 mm², Screw connection, Direct mounting
30473 | 7906080000 | BK 4/E | Multipin terminal strip, Single- and multi-pole terminal strip, Rated cross-section: 4 mm², Screw connection, Direct mounting
30474 | 7906090000 | BK 6/E | Multipin terminal strip, Single- and multi-pole terminal strip, Rated cross-section: 4 mm², Screw connection, Direct mounting
30475 | 7906100000 | BK 12/E | Multipin terminal strip, Single- and multi-pole terminal strip, Rated cross-section: 4 mm², Screw connection, Direct mounting
30476 | 7907410000 | ZDU 6/3AN | Feed-through terminal, Tension-clamp connection, 6 mm², 800 V, 41 A, dark beige
30477 | 7907420000 | ZDU 6/3AN BL | Feed-through terminal, Tension-clamp connection, 6 mm², 800 V, 41 A, blue
30478 | 7920340000 | ZEW 15 | Accessories, End bracket
30479 | 7940007732 | RRD3230C4 | RIDERSERIES RRD, Relay, Number of contacts: 3, CO contact with test button AgNi, Rated control voltage: 24 V DC, Continuous current: 10 A, Plug-in connection, Test button available: Yes
30480 | 8014670000 | WDK 2.5 2D 1.A | W-Series, Component terminal, Rated cross-section: 2.5 mm², Screw connection
30481 | 8023630000 | WDK 2.5 LD RT 24VDC -+ | W-Series, Feed-through terminal, Double-tier terminal, Rated cross-section: 2.5 mm², Screw connection
30482 | 8025610000 | WDK 2.5 1D | W-Series, Component terminal, Rated cross-section: 2.5 mm², Screw connection
30483 | 8218440000 | DK OR 35 24VDC | Function component, OR Gate
30484 | 8227350000 | MCZ SC 0-20MA | Limit value monitoring, Input : 0-20 mA, Output 2 x transistor
30485 | 8248320000 | DK NAND 35 24VDC | Function component, NAND Gate
30486 | 8248330000 | DK NOR 35 24VDC | Function component, NOR Gate
30487 | 8260280000 | MCZ SC 0-10V | Limit value monitoring, Input : 0-10 V, Output 2 x transistor
30488 | 8286410000 | MCZ TO 24VDC/150MS | MCZ SERIES, Pulse stretcher, Number of contacts: 1, NO contact, Rated control voltage: 24 V DC ±10 %, Continuous current: 20 mA, Tension-clamp connection
30489 | 8324590000 | MCZ TO 24VDC/50MS | MCZ SERIES, Pulse stretcher, Number of contacts: 1, NO contact, Rated control voltage: 24 V DC ±10 %, Continuous current: 20 mA, Tension-clamp connection
30490 | 8425720000 | MCZ PT100/3 CLP 0...100C | 2-/3-wire connection technology, Output current loop powered, Tension-clamp connection, Output : 4-20 mA
30491 | 8473000000 | MCZ PT100/3 CLP -50C...+150C | 2-/3-wire connection technology, Output current loop powered, Tension-clamp connection, Output : 4-20 mA
30492 | 8473010000 | MCZ PT100/3 CLP 0...200C | 2-/3-wire connection technology, Output current loop powered, Tension-clamp connection, Output : 4-20 mA
30493 | 8473020000 | MCZ PT100/3 CLP 0...300C | 2-/3-wire connection technology, Output current loop powered, Tension-clamp connection, Output : 4-20 mA
30494 | 8483680000 | MCZ PT100/3 CLP 0...120C | 2-/3-wire connection technology, Output current loop powered, Tension-clamp connection, Output : 4-20 mA
30495 | 8604420000 | MCZ PT100/3 CLP 0...150C | 2-/3-wire connection technology, Output current loop powered, Tension-clamp connection, Output : 4-20 mA
30496 | 8604430000 | MCZ PT100/3 CLP -40C...100C | 2-/3-wire connection technology, Output current loop powered, Tension-clamp connection, Output : 4-20 mA
30497 | 8647680000 | TIMER BTMF-S | BT-SERIES, Multifunction timing relay, Number of contacts: 1, CO contact, AgNi 90/10, Rated control voltage: 24...230 V AC, 24...48 V DC, Continuous current: 5 A, Screw connection
30498 | 8647690000 | TIMER BTMF-Z | BT-SERIES, Multifunction timing relay, Number of contacts: 1, CO contact, AgNi 90/10, Rated control voltage: 24...230 V AC, 24...48 V DC, Continuous current: 5 A, Tension-clamp connection
30499 | 8647700000 | TIMER BTM-S | BT-SERIES, Multifunction timing relay, with separate control input, , Number of contacts: 1, CO contact, AgNi 90/10, Rated control voltage: 24...230 V AC, 24...48 V DC, Continuous current: 5 A, Screw connection
30500 | 8647710000 | TIMER BTM-Z | BT-SERIES, Multifunction timing relay, with separate control input, , Number of contacts: 1, CO contact, AgNi 90/10, Rated control voltage: 24...230 V AC, 24...48 V DC, Continuous current: 5 A, Tension-clamp connection
30501 | 8647720000 | TIMER BTR-S | BT-SERIES, On-delay timing relay, Number of contacts: 1, CO contact, AgNi 90/10, Rated control voltage: 24...230 V AC, 24...48 V DC, Continuous current: 5 A, Screw connection
30502 | 8647730000 | TIMER BTR-Z | BT-SERIES, On-delay timing relay, Number of contacts: 1, CO contact, AgNi 90/10, Rated control voltage: 24...230 V AC, 24...48 V DC, Continuous current: 5 A, Tension-clamp connection
30503 | 8647740000 | TIMER BTTT-S | BT-SERIES, Clock generator, Number of contacts: 1, CO contact, AgNi 90/10, Rated control voltage: 24...230 V AC, 24...48 V DC, Continuous current: 5 A, Screw connection
30504 | 8705990000 | C030-03 MCZ RTD CLP | 2-/3-wire connection technology, Output current loop powered, Tension-clamp connection, Output : 4-20 mA
30505 | 8797610000 | RRD3212CO | RIDERSERIES RRD, Relay, Number of contacts: 3, CO contact with test button AgNi, Rated control voltage: 220 V DC, Continuous current: 10 A, Plug-in connection, Test button available: Yes
30506 | 8797640000 | RRD3211B0 | RIDERSERIES RRD, Relay, Number of contacts: 3, CO contact with test button AgNi, Rated control voltage: 110 V DC, Continuous current: 10 A, Plug-in connection, Test button available: Yes
30507 | 8797650000 | RRD3210C4 | RIDERSERIES RRD, Relay, Number of contacts: 3, CO contact with test button AgNi, Rated control voltage: 24 V DC, Continuous current: 10 A, Plug-in connection, Test button available: Yes
30508 | 8817790000 | AP 100 D GR | Electronics housings grey, End plate, Width: 21.5 mm
30509 | 8829400000 | RRD3232C0 | RIDERSERIES RRD, Relay, Number of contacts: 3, CO contact with test button AgNi, Rated control voltage: 220 V DC, Continuous current: 10 A, Plug-in connection, Test button available: Yes
30510 | 9001280000 | M-D-STRIPAX | Tools, Stripping and cutting tool
30511 | 9003700000 | M-D-STRIPAX AWG 30+32 | Tools, Stripping and cutting tool
30512 | 9003710000 | M-D-STRIPAX AWG 26+28 | Tools, Stripping and cutting tool
30513 | 9003720000 | M-D-STRIPAX AWG 24 | Tools, Stripping and cutting tool
30514 | 9003730000 | M-D-STRIPAX AWG 20+22 | Tools, Stripping and cutting tool
30515 | 9003740000 | M-D-STRIPAX AWG 18 | Tools, Stripping and cutting tool
30516 | 9003750000 | M-D-STRIPAX LWL | Tools, Stripping and cutting tool
30517 | 9005700000 | CST VARIO | Tools, Sheathing strippers
30518 | 9006320000 | CTX 500 | Pressing tool, Crimping tool for contacts, Hexagonal crimp
30519 | 9006370000 | CTX 501 | Pressing tool, Crimping tool for contacts, Hexagonal crimp
30520 | 9006380000 | CTX 502 | Pressing tool, Crimping tool for contacts, Hexagonal crimp
30521 | 9010950000 | HTX-HDC/POF | Crimping tool for contacts, 1mm², 1mm², FoderBcrimp
30522 | 9011360000 | HTX LWL | Pressing tool, Crimping tool for contacts, Hexagonal crimp, Round crimp
30523 | 9011990000 | HTX 188 | Pressing tool, Crimping tool for contacts, Hexagonal crimp
30524 | 9012020000 | HTG 58/59 | Pressing tool, Crimping tool for contacts, Hexagonal crimp
30525 | 9012400000 | HTX 138 | Pressing tool, Crimping tool for contacts, Hexagonal crimp
30526 | 9012410000 | HTG 174 | Pressing tool, Crimping tool for contacts, Hexagonal crimp
30527 | 9012600000 | PZ 16 | Pressing tool, Crimping tool for wire-end ferrules, 6mm², 16mm², Indent crimp
30528 | 9013600000 | PZ ZH 16 | Pressing tool, Crimping tool for wire-end ferrules, 6mm², 16mm², Indent crimp
30529 | 9013610000 | PZ ZH 16 ZERT | Crimping tool for wire-end ferrules, 6mm², 16mm², Indent crimp
30530 | 9013690000 | CTX CM 1.6/2.5 ZERT | Pressing tool, Crimping tool for contacts, 0.14mm², 4mm², W crimp
30531 | 9017330000 | STRIPAX ZERT | Tools, Stripping and cutting tool
30532 | 9017340000 | PZ 16 ZERT | Crimping tool for wire-end ferrules, 6mm², 16mm², Indent crimp
30533 | 9018480000 | CTX CM 3.6 | Pressing tool, Crimping tool for contacts, 4mm², 10mm², W crimp
30534 | 9018490000 | CTX CM 1.6/2.5 | Pressing tool, Crimping tool for contacts, 0.14mm², 4mm², W crimp
30535 | 9030500000 | CST | Tools, Sheathing strippers
30536 | 9205210000 | KOF SET ESD | Pliers
30537 | 9205320000 | IE-CT-SC-GOF | Pressing tool
30538 | 9205330000 | IE-CT-LC-GOF | Pressing tool
30539 | 9205340000 | IE-CT-SC-POF | Pressing tool
30540 | 9205350000 | IE-CT-SC-GOF-P | Pressing tool
30541 | 9406121001 | RS 32 24VDC LD LP 2U | RS-SERIES, Relay module, Number of contacts: 2, CO contact AgNi 90/10, Rated control voltage: 24 V DC ±10 %, Continuous current: 4 A, Screw connection, Test button available: No
30542 | 9406221001 | RS 32 24VUC LD LP 2U | RS-SERIES, Relay module, Number of contacts: 2, CO contact AgNi 90/10, Rated control voltage: 24 V UC ±10 %, Continuous current: 4 A, Screw connection, Test button available: No
30543 | 9406621001 | RS 32 115VUC LD LP 2U | RS-SERIES, Relay module, Number of contacts: 2, CO contact AgNi 90/10, Rated control voltage: 115 V UC +5 % / -15 %, Continuous current: 4 A, Screw connection, Test button available: No
30544 | 9406721001 | RS 32 230VUC LD LP 2U | RS-SERIES, Relay module, Number of contacts: 2, CO contact AgNi 90/10, Rated control voltage: 230 V UC +5 % / -15 %, Continuous current: 4 A, Screw connection, Test button available: No
30545 | 9443100000 | RSO 30/DV 5-24V CC/SC | RS-SERIES, Solid-state relay, 1 NO contact (Bipolar transistor), Rated control voltage: 5...24 V DC ±20 % , Rated switching voltage: 2...60 V DC, Continuous current: 3 A, Screw connection
30546 | 9443110000 | RSO 30/DV 5-24V CC/SA | RS-SERIES, Solid-state relay, 1 NO contact (Triac (zero-cross switch)), Rated control voltage: 5...24 V DC ±20 % , Rated switching voltage: 24...250 V AC, Continuous current: 3 A, Screw connection
30547 | 9443120000 | RSO 30/DZ 5-24V CC/SC | RS-SERIES, Solid-state relay, Rated control voltage: 5...24 V DC ±20 % , Rated switching voltage: 2...60 V DC, Continuous current: 3 A
30548 | 9503350000 | KDKS 1/EN4 | SAK Series, Fuse terminal, Rated cross-section: 4 mm², Screw connection, Direct mounting
30549 | 9509570000 | KSKM 1/32 G20 | SAK Series, Fuse terminal, Rated cross-section: 10 mm², Screw connection, Wemid, dark beige, Direct mounting
30550 | 9509580000 | KSKM 2/32 GZ 1X1/4 | SAK Series, Fuse terminal, Rated cross-section: 10 mm², Screw connection, Wemid, dark beige, Direct mounting
30551 | 9509600000 | KSKM 1/35 G20 | SAK Series, Fuse terminal, Rated cross-section: 10 mm², Screw connection, Wemid, dark beige, Direct mounting
30552 | 9509620000 | KSKM 3/35 GZ 1 1/4X1/4 | SAK Series, Fuse terminal, Rated cross-section: 10 mm², Screw connection, Wemid, dark beige, Direct mounting
30553 | 9509640000 | KDKS 1/EN4 O.TNHE | SAK Series, Fuse terminal, Rated cross-section: 4 mm², Screw connection, Direct mounting
30554 | 9512200000 | WPE 70N/35 | PE terminal, Screw connection, 70 mm², 8400 A (70 mm²), Green/yellow
30555 | 9512210000 | WNT 70N/35 | Neutral conductor disconnect terminal, Busbar connection, 70 mm², 400 V, 140 A, sliding, blue
30556 | 9537110000 | AKZ 4 WEMID | SAK Series, Feed-through terminal, Rated cross-section: 4 mm², Screw connection
30557 | 9918860000 | VT COMBI PRO | Testing tools, 2-pole voltage tester type 1156
30558 | 9918870000 | VT DIGI PRO | Testing tools, 2-pole voltage tester type 1152
30559 | 9918880000 | VT MASTER | Testing tools, 2-pole voltage tester type 1157
30560 | 9918950000 | VT | Testing tools, 2-pole voltage tester
30561 | 9918970000 | VT CTB | Testing tools, 2-pole voltage tester
30562 | 259800000 | PFBD 10.00X3.00X1000 CUZN35PB BK | Accessories, Busbar, Brass
30563 | 59160000 | BLF 3.50/13/180 SN OR BX | PCB plug-in connector, female plug, 3.50 mm, Number of poles: 13, 180°, PUSH IN with actuator, Tension-clamp connection, Clamping range, max. : 1.5 mm², Box
30564 | 104060000 | EGT2 EG2/EN SCHALT. | EG-Series, Function component CO contact, switching, Screw connection
30565 | 104260000 | EGT5 EG2/EN TASTER | EG-Series, Function component CO contact, off position in the middle, sensing on both sides, Screw connection
30566 | 104360000 | EGT4 EG2/EN | EG-Series, Function component CO contact, off position in the middle, sensing on one side, switching on one side, Screw connection
30567 | 105260000 | ASK 1/EN/KOHUE OR | SAK Series, Fuse terminal, Rated cross-section: 4 mm², Screw connection, Direct mounting
30568 | 114660000 | EGT6 EG2/EN | EG-Series, Function component CO contact, sensing, Screw connection
30569 | 119760000 | ZW 5 RS OR | Electronics housings, RS 70 orange, Intermediate part, Width: 5 mm
30570 | 119860000 | ZW 15 RS OR 1665 | Electronics housings, RS 70 orange, Width: 15 mm
30571 | 119960000 | ZW 30 RS OR | Electronics housings, RS 70 orange, Intermediate part, Width: 30 mm
30572 | 120060000 | ZW 45 RS OR | Electronics housings, RS 70 orange, Intermediate part, Width: 45 mm
30573 | 126160000 | ZW 25 RS OR | Electronics housings, RS 70 orange, Intermediate part, Width: 25 mm
30574 | 126360000 | EGT1 EG2/EN SCHALT.1X1U | EG-Series, Function component Circuit breaker, Screw connection
30575 | 138900000 | SCHS1 | Device markers, Accessories x 17 mm, PVC, Colour: black
30576 | 139200000 | STR F.SCHS | Terminal markers, Protective cap, 500 x 12.5 mm, Transparent
30577 | 190160000 | EK 16/35 | SAK Series, PE terminal, Rated cross-section: 16 mm², Screw connection, Green/yellow
30578 | 310000000 | PS 2.0 MC | PCB plug-in connector, Accessories, Test plug, red, Number of poles: 1
30579 | 322860000 | SAK 2.5/10 | SAK Series, Feed-through terminal, Rated cross-section: 2.5 mm², Screw connection, beige, Direct mounting
30580 | 324560000 | AKZ 4 SS SE 6.3/2.8 | SAK Series, Feed-through terminal, Rated cross-section: 2.5 mm², Flat-blade connection
30581 | 329761001 | RSX LOETST. LP | Assembly modul, Number of signals: 5
30582 | 329860000 | RSX LOETST. GSF 5/5 | Assembly modul, Number of signals: 5
30583 | 335900000 | WSK 12 , LEER | CableLine, Sorting box, 250 x 185 mm, Transparent
30584 | 337400000 | SCHS2 | Device markers, Accessories x 8 mm, PVC, Colour: black
30585 | 346460000 | AKZ 4 LL VS | SAK Series, Feed-through terminal, Rated cross-section: 1.5 mm², Solder connection
30586 | 352180000 | VPU I 4 280V/12,5KA | Surge voltage arrester, Low voltage, without telecomm. contact, TN-C-S, TN-S
30587 | 352780000 | VPU II 4 R LCF 280V/40KA | Surge voltage arrester, Low voltage, with remote contact, TN-C-S, TN-S
30588 | 354560000 | EK 4 | SAK Series, PE terminal, Rated cross-section: 4 mm², Screw connection, Green/yellow, Direct mounting
30589 | 354660000 | EK 10 | SAK Series, PE terminal, Rated cross-section: 10 mm², Screw connection, Green/yellow
30590 | 354760000 | EK 35 | SAK Series, PE terminal, Rated cross-section: 35 mm², Screw connection, Green/yellow, Direct mounting
30591 | 359560000 | AKZ 4/10 | SAK Series, Feed-through terminal, Rated cross-section: 4 mm², Screw connection
30592 | 359660000 | AKZ 4/10/BEZ | SAK Series, Feed-through terminal, Rated cross-section: 4 mm², Screw connection
30593 | 374660000 | EK 16 | SAK Series, PE terminal, Rated cross-section: 16 mm², Screw connection, Green/yellow, Direct mounting
30594 | 376860000 | ASK 1/15 | SAK Series, Fuse terminal, Rated cross-section: 4 mm², Screw connection, beige, Direct mounting
30595 | 380260000 | AKE 4 | SAK Series, PE terminal, Rated cross-section: 4 mm², Screw connection, Direct mounting
30596 | 396960000 | DK 4/35 1D 1K5 GET.SCH | SAK Series, Component terminal, Rated cross-section: 4 mm², Screw connection
30597 | 412760000 | SAKR 15 | SAK Series, Test-disconnect terminal, Rated cross-section: 4 mm², Screw connection, beige, Direct mounting
30598 | 412860000 | SAKR 15 2STB | SAK Series, Test-disconnect terminal, Rated cross-section: 4 mm², Screw connection, beige, Direct mounting
30599 | 456360000 | ASK 1/EN/KOHUE | SAK Series, Fuse terminal, Rated cross-section: 4 mm², Screw connection, Direct mounting
30600 | 471780000 | NT 2.5/35 10X3 BL | SAK Series, Neutral conductor modular terminal, Rated cross-section: 2.5 mm², Screw connection, Direct mounting
30601 | 471880000 | NT 10/35 10X3 BL | SAK Series, Neutral conductor modular terminal, Rated cross-section: 10 mm², Screw connection, Direct mounting
30602 | 474360000 | EK 2.5N | SAK Series, PE terminal, Rated cross-section: 2.5 mm², Screw connection, Green/yellow, Direct mounting
30603 | 474560000 | ASK 1/EN | SAK Series, Fuse terminal, Rated cross-section: 4 mm², Screw connection
30604 | 474580000 | ASK 1/EN BL | SAK Series, Fuse terminal, Rated cross-section: 4 mm², Screw connection
30605 | 489560000 | HSS 2.1-6.4 EL Y13M | Conductor and cable markers, 2.1 - 6.4 mm, yellow
30606 | 499280000 | NT 16/35 10X3 BL | SAK Series, Neutral conductor modular terminal, Rated cross-section: 16 mm², Screw connection, Direct mounting
30607 | 499560000 | SAK 2.5/10/35 | SAK Series, Feed-through terminal, Rated cross-section: 2.5 mm², Screw connection, beige
30608 | 508401694 | STI WATERPROOF SCHWARZ | Fibre pen
30609 | 546160000 | EGD1 EG2 4D 5-250VAC/1A | Rectifier circuit
30610 | 546260000 | EGD2 EG2 5..240VAC/1A | Rectifier circuit, Surge protection with varistor
30611 | 567300000 | PZ 3 | Pressing tool, Crimping tool for wire-end ferrules, 0.5mm², 6mm², Square crimp
30612 | 597960000 | TOP1.5GS12/180 5 2STI OR | Printed circuit board terminals, 5.08 mm, Number of poles: 12, 180°, Solder pin length (l): 4.5 mm, tinned, orange, TOP connection, Clamping range, max. : 2.5 mm², Box
30613 | 661060000 | EK 2.5/35 | SAK Series, PE terminal, Rated cross-section: 2.5 mm², Screw connection, Green/yellow, Direct mounting
30614 | 661160000 | EK 4/35 | SAK Series, PE terminal, Rated cross-section: 4 mm², Screw connection, Green/yellow, Direct mounting
30615 | 661260000 | EK 6/35 | SAK Series, PE terminal, Rated cross-section: 6 mm², Screw connection, Green/yellow
30616 | 661360000 | EK 10/35 | SAK Series, PE terminal, Rated cross-section: 10 mm², Screw connection, Green/yellow
30617 | 661460000 | EK 35/35 | SAK Series, PE terminal, Rated cross-section: 35 mm², Screw connection, Green/yellow
30618 | 1002820000 | HDC SHIELD CLAMP 14.0 | Heavy-duty connectors, Accessories, Shield clip
30619 | 1011590000 | AP 45/LI OR 1665 | Electronics housings orange, End plate, Width: 8 mm
30620 | 1011600000 | AP 45/RE OR 1665 | Electronics housings orange, End plate, Width: 8 mm
30621 | 1015560000 | WDT 1.5/2 BE/PA66/GE | Test-disconnect terminal, Screw connection, 1.5 mm², 250 V, 10 A, Pivoting, beige / yellow
30622 | 1015800000 | WDT 1.5/1 DB/GE | Test-disconnect terminal, Screw connection, 1.5 mm², 250 V, 10 A, Pivoting, dark beige
30623 | 1015900000 | WDT 1.5/2 DB/GE | Test-disconnect terminal, Screw connection, 1.5 mm², 250 V, 10 A, Pivoting, dark beige, yellow
30624 | 1016000000 | WDT 1.5/3 DB/GE | Test-disconnect terminal, Screw connection, 1.5 mm², 250 V, 10 A, Pivoting, dark beige, yellow
30625 | 1020510000 | WDU 35 SW | Feed-through terminal, Screw connection, 35 mm², 1000 V, 125 A, black
30626 | 1045530000 | VG16 HQ K68 9-12SH | Heavy-duty connectors, Accessories, Cable glands, Polycarbonate
30627 | 1045540000 | VG16 HQ K68 11,5-15,5SH | Heavy-duty connectors, Accessories, Cable glands, Polycarbonate
30628 | 1046410000 | AP MCZ1.5 SW 1683 | Small housing, OMNIMATE Housing - TERMINALBOX black, End plate, Width: 1.5 mm
30629 | 1203600000 | SPB-M 3 | Heavy-duty connectors, Accessories, Lock bolts
30630 | 1296000000 | KABELBINDERZANGE RT-1 | Miscellaneous tools
30631 | 1302800000 | BL QB 10 | PCB plug-in connector, Accessories, Cross-connector, Number of poles: 1
30632 | 1303360000 | AKE 2.5 | SAK Series, PE terminal, Rated cross-section: 2.5 mm², Screw connection, Direct mounting
30633 | 1337600000 | BL KO3 | PCB plug-in connector, Accessories, Coding element, blue, Number of poles: 1
30634 | 1338760000 | SL RH4L OR | PCB plug-in connector, Accessories, Latches, orange, Number of poles: 1
30635 | 1338860000 | SL RH4R OR | PCB plug-in connector, Accessories, Latches, orange, Number of poles: 1
30636 | 1598700000 | SLA 3/2/180B 3.2 SN OR | PCB plug-in connector, male header, Dovetails for fixing blocks, THT solder connection, 5.08 mm, Number of poles: 2, 180°, Solder pin length (l): 3.2 mm, orange, Box
30637 | 1603290000 | CC-HO 85/54 SW | ClipCard, Accessories, 90 x 58 mm, black
30638 | 1607730000 | ESO 8 DIN A4 WS | Terminal markers, Insert markers, 24.5 x 5 mm, white
30639 | 1608670000 | ZPE 6 | PE terminal, Tension-clamp connection, 6 mm², 720 A (6 mm²), Green/yellow
30640 | 1613800000 | STV S KO | PCB plug-in connector, Accessories, Coding element, black
30641 | 1613870000 | STVS 3 ZE SW | PCB plug-in connector, Accessories, Strain relief, black, Number of poles: 3
30642 | 1613890000 | STVS 5 ZE SW | PCB plug-in connector, Accessories, Strain relief, black, Number of poles: 5
30643 | 1613900000 | STVS 6 ZE SW | PCB plug-in connector, Accessories, Strain relief, black, Number of poles: 6
30644 | 1613910000 | STVS 7 ZE SW | PCB plug-in connector, Accessories, Strain relief, black, Number of poles: 7
30645 | 1613920000 | STVS 8 ZE SW | PCB plug-in connector, Accessories, Strain relief, black, Number of poles: 8
30646 | 1616410000 | ZSI 2.5/LD 250AC | Z-series, Fuse terminal, Rated cross-section: 2.5 mm², Tension-clamp connection, dark beige, Direct mounting
30647 | 1616420000 | ZSI 2.5/LD 120AC | Z-series, Fuse terminal, Rated cross-section: 2.5 mm², Tension-clamp connection, dark beige, Direct mounting
30648 | 1616430000 | ZSI 2.5/LD 60AC | Z-series, Fuse terminal, Rated cross-section: 2.5 mm², Tension-clamp connection, dark beige, Direct mounting
30649 | 1616440000 | ZSI 2.5/LD 28AC | Z-series, Fuse terminal, Rated cross-section: 2.5 mm², Tension-clamp connection, dark beige, Direct mounting
30650 | 1616470000 | ZSI 2.5/2/LD 28AC | Z-series, Fuse terminal, Rated cross-section: 2.5 mm², Tension-clamp connection, dark beige, Direct mounting
30651 | 1616490000 | ZSI 2.5/2/LD 120AC | Z-series, Fuse terminal, Rated cross-section: 2.5 mm², Tension-clamp connection, dark beige, Direct mounting
30652 | 1616500000 | ZSI 2.5/2/LD 250AC | Z-series, Fuse terminal, Rated cross-section: 2.5 mm², Tension-clamp connection, dark beige, Direct mounting
30653 | 1629900000 | KSW 2.5 < 50MM SDR | KSW, Terminal marker, 2.5 x 50 mm, Pitch in mm (P): 2.50 Weidmueller, white
30654 | 1629910000 | KSW 4 < 50MM SDR | KSW, Terminal marker, 4 x 50 mm, Pitch in mm (P): 50.00 Weidmueller, white
30655 | 1629920000 | KSW 2,5 < 100MM SONDDR. | KSW, Terminal marker, 2.5 x 100 mm, Pitch in mm (P): 2.50 Weidmueller, white
30656 | 1629930000 | KSW 4 < 100MM SDR | KSW, Terminal marker, 4 x 100 mm, Pitch in mm (P): 100.00 Weidmueller, white
30657 | 1629940000 | KSW 2,5 < 150MM SONDDR. | KSW, Terminal marker, 2.5 x 150 mm, Pitch in mm (P): 2.50 Weidmueller, white
30658 | 1629950000 | KSW 4 < 150MM SONDDR. | KSW, Terminal marker, 4 x 150 mm, Pitch in mm (P): 150.00 Weidmueller, white
30659 | 1649300000 | ZVL 1.5 | Plug-in connector, Tension-clamp connection, 1.5 mm², Distribution strip, dark beige
30660 | 1650360000 | ZVL 1.5 BL | Plug-in connector, Tension-clamp connection, 1.5 mm², Distribution strip, blue
30661 | 1650370000 | ZVL 1.5 BR | Plug-in connector, Tension-clamp connection, 1.5 mm², Distribution strip, brown
30662 | 1651970000 | ZVL 1.5/PE GN/GE BED | Plug-in connector, Tension-clamp connection, 1.5 mm², Distribution strip, dark beige, yellow, green
30663 | 1652040000 | BLZ 5.00 ZE08 OR BX | PCB plug-in connector, Accessories, Strain relief, orange, Number of poles: 8
30664 | 1652060000 | BLZ 5.00 ZE08 BK BX | PCB plug-in connector, Accessories, Strain relief, black, Number of poles: 8
30665 | 1652100000 | BLZ 5.00 ZE04 OR BX | PCB plug-in connector, Accessories, Strain relief, orange, Number of poles: 4
30666 | 1652140000 | BLZ 7.50 ZE03 OR BX | PCB plug-in connector, Accessories, Strain relief, orange, Number of poles: 3
30667 | 1670390000 | ESO 7 P DIN A4 WS | Terminal markers, Insert markers, 27 x 6.3 mm, white
30668 | 1676630000 | ZPV 1.5 | Potential distributor, Miscellaneous, 1.5 mm², Flange-mounted housing, Potential distributor
30669 | 1678850000 | SL 3.50/08/90 3.2SN BK BX | PCB plug-in connector, male header, open side, THT solder connection, 3.50 mm, Number of poles: 8, 90°, Solder pin length (l): 3.2 mm, tinned, black, Box
30670 | 1697820000 | ZVL 1.5/PE GN | Plug-in connector, Tension-clamp connection, 1.5 mm², Distribution strip, green
30671 | 1698120000 | HDC-C-M3-SM1.5AG | Heavy-duty connectors, Crimp contact, CM 3, Pin, Conductor cross-section, max.: 1.5, turned, Copper alloy
30672 | 1698130000 | HDC-C-M3-BM1.5AG | Heavy-duty connectors, Crimp contact, CM 3, Female, Conductor cross-section, max.: 1.5, turned, Copper alloy
30673 | 1698140000 | HDC-C-M3-SM2.5AG | Heavy-duty connectors, Crimp contact, CM 3, Pin, Conductor cross-section, max.: 2.5, turned, Copper alloy
30674 | 1698250000 | SKMU PG42-K GR | SKMU PA (plastic locknut), Locknut, PG 42, 8 mm, Polyamid 6 (PA6 - GF30)
30675 | 1706090000 | ZPE 2.5-2/3AN | Z-series, PE terminal, Rated cross-section: 2.5 mm², Tension-clamp connection, Green/yellow
30676 | 1706100000 | ZPE 2.5-2/4AN | Z-series, PE terminal, Rated cross-section: 2.5 mm², Tension-clamp connection, Green/yellow
30677 | 1711930000 | ZVL 1.5 O.QV | Plug-in connector, Tension-clamp connection, 1.5 mm², Distribution strip, dark beige
30678 | 1712810000 | ZPEB 2.5-2 | Z-series, PE terminal, Rated cross-section: 2.5 mm², Tension-clamp connection, Green/yellow
30679 | 1719200000 | SKMU PG21-MS | SKMU MS (brass locknut), Locknut, PG 21, 3.5 mm, Brass, nickel-plated
30680 | 1720950000 | ZPEA 2.5-2 | Z-series, PE terminal, Rated cross-section: 2.5 mm², Tension-clamp connection, Green/yellow
30681 | 1724680000 | LL 9.52/02/90 5.0SN OR BX | Printed circuit board terminals, 9.52 mm, Number of poles: 2, 90°, Solder pin length (l): 5 mm, tinned, orange, Clamping yoke connection, Clamping range, max. : 6 mm², Box
30682 | 1724690000 | LL 9.52/03/90 5.0SN OR BX | Printed circuit board terminals, 9.52 mm, Number of poles: 3, 90°, Solder pin length (l): 5 mm, tinned, orange, Clamping yoke connection, Clamping range, max. : 6 mm², Box
30683 | 1724700000 | LL 9.52/02/90 5.0SN BK BX | Printed circuit board terminals, 9.52 mm, Number of poles: 2, 90°, Solder pin length (l): 5 mm, tinned, black, Clamping yoke connection, Clamping range, max. : 6 mm², Box
30684 | 1724710000 | LL 9.52/03/90 5.0SN BK BX | Printed circuit board terminals, 9.52 mm, Number of poles: 3, 90°, Solder pin length (l): 5 mm, tinned, black, Clamping yoke connection, Clamping range, max. : 6 mm², Box
30685 | 1724720000 | LL 9.52/02/90 5.0SN GN BX | Printed circuit board terminals, 9.52 mm, Number of poles: 2, 90°, Solder pin length (l): 5 mm, tinned, Pale green, Clamping yoke connection, Clamping range, max. : 6 mm², Box
30686 | 1739650000 | ZPE 35 | PE terminal, Tension-clamp connection, 35 mm², 4200 A (35 mm²), Green/yellow
30687 | 1746770000 | ZPE 10 | PE terminal, Tension-clamp connection, 10 mm², 1200 A (10 mm²), Green/yellow
30688 | 1750470000 | ASK 1/EN DB | SAK Series, Fuse terminal, Rated cross-section: 4 mm², Screw connection
30689 | 1770380000 | ZPE 4-2/2AN | Z-series, PE terminal, Rated cross-section: 4 mm², Tension-clamp connection, Green/yellow
30690 | 1770390000 | ZPE 4-2/3AN | Z-series, PE terminal, Rated cross-section: 4 mm², Tension-clamp connection, green
30691 | 1771360000 | ZPE 6-2/3AN | Z-series, PE terminal, Rated cross-section: 6 mm², Tension-clamp connection, Green/yellow
30692 | 1771370000 | ZPE 6-2/2AN | Z-series, PE terminal, Rated cross-section: 6 mm², Tension-clamp connection, Green/yellow
30693 | 1771800000 | ZTL 6 | Test-disconnect terminal, Tension-clamp connection, 6 mm², 400, 41 A, sliding, dark beige
30694 | 1771810000 | ZTD 6 | Feed-through terminal, Tension-clamp connection, 6 mm², 800 V, 41 A, without, dark beige
30695 | 1771950000 | ZTL 6/STB | Test-disconnect terminal, Tension-clamp connection, 6 mm², 400, 41 A, sliding, dark beige
30696 | 1771960000 | ZTD 6/STB | Feed-through terminal, Tension-clamp connection, 6 mm², 800 V, 41 A, without, dark beige
30697 | 1772090000 | ZPE 2.5-2 | Z-series, PE terminal, Rated cross-section: 2.5 mm², Tension-clamp connection, Green/yellow
30698 | 1772200000 | VG M12 - MS 68 | VG MS (standard brass cable gland), Cable glands, M 12, 6 mm, OD min. 3 - OD max. 6.5 mm, IP54, IP66, IP67, IP68 - 5 bar (30 min.), IP69K, Brass, nickel-plated
30699 | 1772960000 | ZPE 16-2/1AN | Z-series, PE terminal, Rated cross-section: 16 mm², Tension-clamp connection, Green/yellow
30700 | 1774470000 | WSM TOOL AUTOMATIK | Stainless steel markers, Conductor and cable markers, 180 x 275 mm, silver
30701 | 1774480000 | WSM TOOL MANUELL | Stainless steel markers, Conductor and cable markers, 210 x 220 mm, silver
30702 | 1775510000 | ZPE 1.5 | PE terminal, Tension-clamp connection, 1.5 mm², 180 A (1.5 mm²), Green/yellow
30703 | 1775560000 | ZPE 1.5/3AN | PE terminal, Tension-clamp connection, 1.5 mm², 180 A (1.5 mm²), Green/yellow
30704 | 1775620000 | ZPE 1.5/4AN | PE terminal, Tension-clamp connection, 1.5 mm², 180 A (1.5 mm²), Green/yellow
30705 | 1794850000 | SAI-SK-M12 IDC | Protected component assemblies, Protective cap
30706 | 1802750000 | SAI-SK M12 MT | Protected component assemblies, Protective cap
30707 | 1802760000 | SAI-SK M8 | Protected component assemblies, Protective cap
30708 | 1802810000 | WZAD 240 | W-Series, Additional connection
30709 | 1808210000 | ZPEA 2.5-2N | Z-series, PE terminal, Rated cross-section: 2.5 mm², Tension-clamp connection, green
30710 | 1861900000 | HDC CM HE 4 FC | Heavy-duty connectors, HDC insert, ConCept module
30711 | 1861920000 | HDC CM HE 4 MC | Heavy-duty connectors, HDC insert, ConCept module
30712 | 1868550000 | DAE M12 SS | DAE (ventilation element), Compensating element, M 12, 10 mm, IP66, IP68, IP69K, Stainless steel 1.4305 (303)
30713 | 1891670000 | WSMC 11-15 | Stainless steel markers, Conductor and cable markers, 93 x 10 mm, silver
30714 | 1891680000 | WSMC 6-10 | Stainless steel markers, Conductor and cable markers, 74 x 10 mm, silver
30715 | 1908510000 | HDC CM BUS GCA | Heavy-duty connectors, HDC insert, ConCept module
30716 | 1912140000 | WSMC 16-20 | Stainless steel markers, Conductor and cable markers, 112 x 10 mm, silver
30717 | 1912150000 | WSMC 21-25 | Stainless steel markers, Conductor and cable markers, 131 x 10 mm, silver
30718 | 1912160000 | WSMC 26-30 | Stainless steel markers, Conductor and cable markers, 150 x 10 mm, silver
30719 | 1912170000 | WSMC 1-5 | Stainless steel markers, Conductor and cable markers, 53.5 x 10 mm, silver
30720 | 1912970000 | LL 9.52/02/90 5.0SN GY BX | Printed circuit board terminals, 9.52 mm, Number of poles: 2, 90°, Solder pin length (l): 5 mm, tinned, Pebble grey, Clamping yoke connection, Clamping range, max. : 6 mm², Box
30721 | 1912980000 | LL 9.52/03/90 5.0SN GY BX | Printed circuit board terminals, 9.52 mm, Number of poles: 3, 90°, Solder pin length (l): 5 mm, tinned, Pebble grey, Clamping yoke connection, Clamping range, max. : 6 mm², Box
30722 | 1915260000 | SAI-SK-M12 PVC | Protected component assemblies, Protective cap
30723 | 1924930000 | WSM SERVICE BOX KOMP. | Stainless steel markers, Conductor and cable markers, 330 x 174 mm, silver
30724 | 1925070000 | WQS 2/16/5 | W-Series, Short-circuit plug, Number of poles: 2
30725 | 1925740000 | MHS 6 | Small housing, OMNIMATE Housing - MICROBOX Pebble grey, Width: 6.1 mm
30726 | 1925760000 | MHZ 6 | Small housing, OMNIMATE Housing - MICROBOX Pebble grey, Width: 6.1 mm
30727 | 4286330000 | BLL 3.50/09/180 3.2SN BK TU | PCB plug-in connector, female header, closed side, THT solder connection, 3.50 mm, Number of poles: 9, 180°, Solder pin length (l): 3.2 mm, tinned, black, Tube
30728 | 4286340000 | BLL 3.50/12/180 3.2SN BK TU | PCB plug-in connector, female header, closed side, THT solder connection, 3.50 mm, Number of poles: 12, 180°, Solder pin length (l): 3.2 mm, tinned, black, Tube
30729 | 4309590000 | BLL 3.50/06/180 3.2SN BK TU | PCB plug-in connector, female header, closed side, THT solder connection, 3.50 mm, Number of poles: 6, 180°, Solder pin length (l): 3.2 mm, tinned, black, Tube
30730 | 4342530000 | BLL 3.50/10/180 3.2SN BK TU | PCB plug-in connector, female header, closed side, THT solder connection, 3.50 mm, Number of poles: 10, 180°, Solder pin length (l): 3.2 mm, tinned, black, Tube
30731 | 4349490000 | BLL 3.50/08/180 3.2SN BK TU | PCB plug-in connector, female header, closed side, THT solder connection, 3.50 mm, Number of poles: 8, 180°, Solder pin length (l): 3.2 mm, tinned, black, Tube
30732 | 7904280000 | ZPE 4/4AN | PE terminal, Tension-clamp connection, 4 mm², 480 A (4 mm²), Green/yellow
30733 | 7907400000 | ZPE 6/3AN | PE terminal, Tension-clamp connection, 6 mm², 720 A (6 mm²), Green/yellow
30734 | 8002290000 | EGT EG1 35 1A + 1R | EG-Series, Function component 1 NC contact, 1 NO contacts, Screw connection
30735 | 8006320000 | WDK 2.5 LD 1D 2R 115VAC | W-Series, Feed-through terminal, Double-tier terminal, Rated cross-section: 2.5 mm², Screw connection
30736 | 8010040000 | WDK 2.5 LD GR 1R 24VDC | W-Series, Feed-through terminal, Double-tier terminal, Rated cross-section: 2.5 mm², Screw connection
30737 | 8013140000 | WDK 2.5 LD/RT 1D 2R 230 | W-Series, Feed-through terminal, Double-tier terminal, Rated cross-section: 2.5 mm², Screw connection
30738 | 8013840000 | WDK 2.5 GL 330K 230VAC | W-Series, Feed-through terminal, Double-tier terminal, Rated cross-section: 2.5 mm², Screw connection
30739 | 8014720000 | DKT 4/35 PT100 | SAK Series, Component terminal, Rated cross-section: 4 mm², Screw connection
30740 | 8023610000 | WDK 2.5 LD/GN 1R 24VDC | W-Series, Feed-through terminal, Double-tier terminal, Rated cross-section: 2.5 mm², Screw connection
30741 | 8140860000 | AP 45/RE DI GR | Electronics housings, RS 45 Pebble grey, End plate, Width: 8 mm
30742 | 8140870000 | AP 45/LI DI GR | End plate, RS 45 Pebble grey, End plate, Width: 8 mm
30743 | 8143900000 | AP 45/RE GR 2025 | End plate, RS 45 Pebble grey, End plate, Width: 8 mm
30744 | 8143910000 | AP 45/LI GR 2025 | Electronics housings, RS 45 Pebble grey, End plate, Width: 8 mm
30745 | 8156200000 | AP RF 80 RE 2025 | End plate, RS 80 Pebble grey, End plate, Width: 9 mm
30746 | 8156210000 | AP RF 80 LI 2025 | End plate, RS 80 Pebble grey, End plate, Width: 9 mm
30747 | 8184040000 | DK AND 35 24VDC | Function component, AND gate
30748 | 8242040000 | DK U-F DK5 0-10V | DC/f transformer, Input : 0-10 V, Output : Frequency, 0...1/ 4/ 8/ 16 kHz
30749 | 8283810001 | DK F-U DK5 0-16KHZ 24V | Frequency signal converter, Input : Frequency, 0...50/ 100/ 500 Hz; 0...1/ 5/ 10/ 16 kHz, Output : 0-10 V
30750 | 8320300000 | AP 80 GR | End plate beige, End plate, Width: 12.3 mm
30751 | 8389030000 | AP MCZ1.5 1674 | Small housing, OMNIMATE Housing - TERMINALBOX grey-beige, End plate, Width: 1.5 mm
30752 | 8397760000 | MCZ 5 SET | Small housing, OMNIMATE Housing - TERMINALBOX grey-beige, Flange-mounted housing, Width: 6 mm
30753 | 8426620000 | SLEH 5.08/3 RE22.5 2.4 SN OR BX | OMNIMATE Signal - series BL/SL 5.08, PCB plug-in connector
30754 | 8426630000 | SLEH 5.08/3 LI22.5 2.4 SN OR BX | OMNIMATE Signal - series BL/SL 5.08, PCB plug-in connector
30755 | 8427390000 | SLEH 5.08/2 RE12.5 2.4 SN OR BX | OMNIMATE Signal - series BL/SL 5.08, PCB plug-in connector
30756 | 8427400000 | SLEH 5.08/2 LI12.5 2.4 SN OR BX | OMNIMATE Signal - series BL/SL 5.08, PCB plug-in connector
30757 | 8429370000 | AP MCZ1.5 TB 2049 | Small housing, OMNIMATE Housing - TERMINALBOX blue, End plate, Width: 1.5 mm
30758 | 8461470000 | MCZ VFC 0-10V | DC/f transformer, Input : 0-10 V, Output frequency: 0...1/ 4/ 8/ 16 kHz
30759 | 8461480000 | MCZ CFC 0-20MA | DC/f transformer, Input : 0-20 mA, Output frequency: 0...1/ 4/ 8/ 16 kHz
30760 | 8461490000 | MCZ CFC 4-20MA | DC/f transformer, Input : 4-20 mA, Output frequency: 0...1/ 4/ 8/ 16 kHz
30761 | 8472880000 | MCZ OVP CL 24VAC 0,5A | Surge protection for instrumentation and control, Surge protection for measurement and control
30762 | 8508570000 | SLEH 5.08/3 LI22.5 2.4 SN BK BX | OMNIMATE Signal - series BL/SL 5.08, PCB plug-in connector
30763 | 8607480000 | RS 32 24VDC LD LP 2U | RS-SERIES, Relay module, Number of contacts: 2, CO contact AgNi 90/10, Rated control voltage: 24 V DC ±10 %, Continuous current: 4 A, Screw connection
30764 | 8611320000 | RS RJ45 | Interface, RS RJ45, RJ45 plug-in connectors, 8-pole, Screw connection
30765 | 8630740000 | ZEW 35/2 | Z-series, End bracket
30766 | 8670520000 | ZDK 4-2/D FORWARD | Z-series, Component terminal, Double-tier terminal, Rated cross-section: 4 mm², Tension-clamp connection, dark beige
30767 | 8670750000 | ZDK 4-2 | Feed-through terminal, Double-tier terminal, Tension-clamp connection, 4 mm², 800 V, 32 A, dark beige
30768 | 8670850000 | ZDK 4-2 BL | Feed-through terminal, Double-tier terminal, Tension-clamp connection, 4 mm², 800 V, 32 A, blue
30769 | 8671050000 | ZDK 4-2 PE | Z-series, PE terminal, Rated cross-section: 4 mm², Tension-clamp connection, green
30770 | 8671080000 | ZDK 4-2 V | Feed-through terminal, Double-tier terminal, Tension-clamp connection, 4 mm², 800 V, 32 A, dark beige
30771 | 8671120000 | ZDK 4-2/DU-PE | Feed-through terminal, Double-tier terminal, Tension-clamp connection, 4 mm², 800 V, 32 A, dark beige
30772 | 8704240000 | MCZ OVP CL FG 24VUC 0,5A | Surge protection for instrumentation and control, Surge protection for measurement and control
30773 | 8709760000 | ZDK 4-2 EL | Feed-through terminal, Double-tier terminal, Tension-clamp connection, 4 mm², 800 V, 32 A, dark beige
30774 | 8728450000 | ZTR 2.5/3AN/O.TNHE | Test-disconnect terminal, Tension-clamp connection, 2.5 mm², 500 V, 20 A, Pivoting, dark beige
30775 | 8731680000 | ZTR 2.5 OR | Test-disconnect terminal, Tension-clamp connection, 2.5 mm², 500 V, 20 A, Pivoting, orange
30776 | 8731690000 | ZTR 2.5/3AN OR | Test-disconnect terminal, Tension-clamp connection, 2.5 mm², 500 V, 20 A, Pivoting, orange
30777 | 8731720000 | ZTR 2.5/3AN | Test-disconnect terminal, Tension-clamp connection, 2.5 mm², 500 V, 20 A, Pivoting, dark beige
30778 | 8731730000 | ZTR 2.5/3AN BL | Test-disconnect terminal, Tension-clamp connection, 2.5 mm², 500 V, 20 A, Pivoting, blue
30779 | 8734580000 | SCHUKO TS35 | Electrical-cabinet socket outlet TS 35
30780 | 8742610000 | PAS CMR 0,5...2,5 A DC | Current monitoring, 0.5...2.5 A DC, Screw connection
30781 | 8742620000 | PAS CMR 2,0...5,0 A DC | Current monitoring, 2...5.0 A DC, Screw connection
30782 | 8742630000 | PAS CMR 4,5...10 A DC | Current monitoring, 4.5...10 A DC, Screw connection
30783 | 8805550000 | JPOVP RJ45 CAT6 IP20 | Surge protection for instrumentation and control, RJ45 plug-in connector, Surge protection for measurement and control
30784 | 8817930000 | ZTR 6-2 E / 230V UC | Test-disconnect terminal, Tension-clamp connection, 6 mm², 230 V, 20 A, Pivoting, dark beige
30785 | 8823280000 | MCZ OVP SL FG 24VUC 0,5A | Surge protection for instrumentation and control, Surge protection for measurement and control
30786 | 8857560000 | MCZ 5 | Small housing, OMNIMATE Housing - TERMINALBOX grey-beige, Flange-mounted housing, Width: 6 mm
30787 | 8872160000 | RS32 24 VDC SAFETY | RS-SERIES, Relay module, Number of contacts: 2, CO contact AgNi 90/10, Rated control voltage: 24 V DC ±10 %, Continuous current: 4 A, Screw connection, Test button available: No
30788 | 8948600000 | MCZ OVP HF 24V 0,3A | Surge protection for instrumentation and control, Surge protection for measurement and control
30789 | 8948610000 | MCZ OVP HF 12V 0,3A | Surge protection for instrumentation and control, Surge protection for measurement and control
30790 | 8948620000 | MCZ OVP HF 5V 0,3A | Surge protection for instrumentation and control, Surge protection for measurement and control
30791 | 9001080000 | AM 35 | Tools, Sheathing strippers
30792 | 9001540000 | AM 25 | Tools, Sheathing strippers
30793 | 9002170000 | KT ZQV | Cutting tool for one-hand operation
30794 | 9002650000 | KT 8 | Cutting tools, Cutting tool for one-hand operation
30795 | 9002660000 | KT 12 | Cutting tools, Cutting tool for one-hand operation
30796 | 9004500000 | WAW 1 NEUTRAL | Miscellaneous tools
30797 | 9004510000 | WAW 2 | Miscellaneous tools
30798 | 9005610000 | STRIPAX 16 | Tools, Stripping and cutting tool
30799 | 9005990000 | PZ 1.5 | Pressing tool, Crimping tool for wire-end ferrules, 0.14mm², 1.5mm², Trapezoidal crimp
30800 | 9006020000 | SWIFTY | Cutting tool for one-hand operation
30801 | 9006060000 | SWIFTY SET | Cutting and screwing-tool, Cutting tool for one-hand operation
30802 | 9006120000 | CTI 6 | Pressing tool, Crimping tool for contacts, 0.5mm², 6mm², Oval crimping, Double crimp
30803 | 9006220000 | CTN 25 D4 | Pressing tool, Crimping tool for contacts, 10mm², 25mm², Indent crimp
30804 | 9006230000 | CTN 25 D5 | Pressing tool, Crimping tool for contacts, 10mm², 25mm², Hexagonal crimp
30805 | 9006450000 | PZ 50 | Pressing tool, Crimping tool for wire-end ferrules, 25mm², 50mm², Indent crimp
30806 | 9006890000 | SP 303 | Testing tools, Voltage testers
30807 | 9007440000 | DMS 3 | DMS 3, Mains-operated torque screwdriver
30808 | 9007450000 | AKKU DMS 3 | DMS 3, Battery
30809 | 9007460000 | LG DMS PRO/ DMS 3 | DMS 3, 90 % bei 3x 500 V AC / > 91 % bei 3 x 400 V AC
30810 | 9007470000 | DMS 3 SET 1 | DMS 3, Mains-operated torque screwdriver
30811 | 9007480000 | DMS 3 SET 2 | DMS 3, Mains-operated torque screwdriver
30812 | 9009940000 | AM ASI-SPEZIAL | Tools, Stripping and cutting tool
30813 | 9009950000 | AM ASI | Tools, Stripping and cutting tool
30814 | 9011460000 | PZ 6/5 | Pressing tool, Crimping tool for wire-end ferrules, 0.25mm², 6mm², Trapezoidal indentation crimp
30815 | 9011980000 | STRIPAX PLUS 2.5 ZERT | Cutting, stripping and crimping tool, Crimping tool for wire-end ferrules, 0.5mm², 2.5mm², Trapezoidal crimp
30816 | 9012500000 | PZ 4 | Pressing tool, Crimping tool for wire-end ferrules, 0.5mm², 4mm², Trapezoidal crimp
30817 | 9013970000 | PUNCH DOWN TOOL PDT | Accessories, Crimping tool for contacts
30818 | 9014100000 | HTN 21 AN | Pressing tool, Crimping tool for contacts, 0.5mm², 6mm², Indent crimp
30819 | 9014350000 | PZ 6 ROTO | Pressing tool, Crimping tool for wire-end ferrules, 0.14mm², 6mm², Trapezoidal crimp
30820 | 9014400000 | HTI 15 | Pressing tool, Tool for insulated cable connectors, 0.5mm², 2.5mm², Double crimp
30821 | 9014610000 | HTN 21 | Pressing tool, Crimping tool for contacts, 0.5mm², 6mm², Indent crimp
30822 | 9015900000 | FLECAFIX 11/24 | Cable gland tool
30823 | 9015980000 | FLECAFIX 24/36 | Cable gland tool
30824 | 9017170000 | HTN 21 AN ZERT | Pressing tool, Crimping tool for contacts, 0.5mm², 6mm², Indent crimp
30825 | 9017240000 | HTF 63 ZERT | Pressing tool, Crimping tool for contacts, 0.5mm², 2.5mm², B-Crimp
30826 | 9017260000 | HTF 48 ZERT | Pressing tool, Crimping tool for contacts, 0.5mm², 2.5mm², B-Crimp
30827 | 9017290000 | CTI 6 ZERT | Pressing tool, Crimping tool for contacts, 0.5mm², 6mm², Double crimp
30828 | 9017300000 | PZ 4 ZERT | Crimping tool for wire-end ferrules, 0.5mm², 4mm², Trapezoidal crimp
30829 | 9017310000 | PZ 1.5 ZERT | Crimping tool for wire-end ferrules, 0.14mm², 1.5mm², Trapezoidal crimp
30830 | 9017350000 | CTN 25 D4 ZERT | Pressing tool, Crimping tool for contacts, 10mm², 25mm², Indent crimp
30831 | 9017360000 | PZ 3 ZERT | Crimping tool for wire-end ferrules, 0.5mm², 6mm², Square crimp
30832 | 9017380000 | HTN 21 ZERT | Pressing tool, Crimping tool for contacts, 0.5mm², 6mm², Indent crimp
30833 | 9017400000 | PZ 50 ZERT | Crimping tool for wire-end ferrules, 25mm², 50mm², Indent crimp
30834 | 9017430000 | HTI 15 ZERT | Pressing tool, Tool for insulated cable connectors, 0.5mm², 2.5mm², Double crimp
30835 | 9017440000 | PZ 6 ROTO ZERT | Crimping tool for wire-end ferrules, 0.14mm², 6mm², Trapezoidal crimp
30836 | 9017900000 | PZ 6/5 ZERT | Crimping tool for wire-end ferrules, 0.25mm², 6mm², Trapezoidal indentation crimp
30837 | 9020000000 | STRIPAX PLUS 2.5 | Cutting, stripping and crimping tool, Crimping tool for wire-end ferrules, 0.5mm², 2.5mm², Trapezoidal crimp
30838 | 9020360000 | AM LWL/POF | Tools, Sheathing strippers
30839 | 9020390000 | PS LWL/POF | Tools, Polishing wheel
30840 | 9020400000 | PB LWL/POF | Tools, Polishing sheet
30841 | 9023100000 | CUTFIX 8 | Cutting machine
30842 | 9025300000 | CRIMPFIX LS PZ3 | Automatic stripper and crimper
30843 | 9027270000 | POWERSTRIPPER AO 2,5-20 | Tools, Automatic stripper
30844 | 9027290000 | POWERSTRIPPER AO 16-20 | Tools, Automatic stripper
30845 | 9027310000 | CRIMPFIX LZ | Automatic stripper and crimper
30846 | 9028480000 | POWERSTRIPPER 16,0 | Tools, Automatic stripper
30847 | 9028500000 | CRIMPFIX R | Automatic stripper and crimper
30848 | 9028510000 | POWERSTRIPPER 6,0 | Tools, Automatic stripper
30849 | 9028530000 | CRIMPFIX L | Automatic stripper and crimper
30850 | 9028540000 | CRIMPFIX LS | Automatic stripper and crimper
30851 | 9030060000 | AM 12 | Tools, Sheathing strippers
30852 | 9538090000 | WTD 6 SL | W-Series, Feed-through terminal, Rated cross-section: 6 mm², Screw connection
30853 | 9538100000 | WTD 6 SL/EN | W-Series, Feed-through terminal, Rated cross-section: 6 mm², Screw connection
30854 | 9918180000 | STRIPAX 16 ZERT | Tools, Stripping and cutting tool
30855 | 1869999999 | CLI C 02-6 SDR CD | CableLine, Conductor and cable markers, 1.3 - 3 mm, 6 x 3.4 mm, To customer specification
30856 | 1899290000 | CLI C 02-9 SDR CD | CableLine, Conductor and cable markers, 1.3 - 3 mm, 9 x 3.4 mm, To customer specification
30857 | 1568259999 | CLI C 1-3 SDR CD | CableLine, Conductor and cable markers, 2.5 - 5 mm, 3 x 4.2 mm, To customer specification
30858 | 1568269999 | CLI C 2-4 SDR CD | CableLine, Conductor and cable markers, 4 - 10 mm, 4 x 6.9 mm, To customer specification
30859 | 2791890000 | PVN1M4I8SXFXV2O0TXPX10 | Photovoltaics, Combiner Box, 1000 V, 4 MPPT?s, 2 Inputs / 1 Output per MPPT, Surge protection II, Cable gland
30860 | 1185240000 | E1XZ/40/NPT1-1/2-WM | E1XZ (Klippon double seal SWB/STA armored Ex e/d cable gland), Cable glands, 1 1/2" NPT, 18.4 mm, Braided armouring, Metal foil armouring, 1.6 - 2 mm, OD min. 30.5 - OD max. 40.5 mm, ID min. 25.50 - ID max. 32.20 mm, Brass, nickel-plated
30861 | 2791860000 | PVN1M2I4SXFXV2O1TXPX10 | Photovoltaics, Combiner Box, 1000 V, 2 MPPT's, 2 Inputs / 1 Output per MPPT, Surge protection II, WM4C
30862 | 2791880000 | PVN1M4I8SXFXV2O1TXPX10 | Photovoltaics, Combiner Box, 1000 V, 4 MPPT?s, 2 Inputs / 1 Output per MPPT, Surge protection II, WM4C
30863 | 2791870000 | PVN1M2I4SXFXV2O0TXPX10 | Photovoltaics, Combiner Box, 1000 V, 2 MPPT's, 2 Inputs / 1 Output per MPPT, Surge protection II, Cable gland
30864 | 1187090000 | A2L/63/NPT2-1/2-WM | A2L (Klippon unarmored Ex e/d cable gland), Cable glands, 2 1/2" NPT, 28.9 mm, OD min. 49.5 - OD max. 56 mm, Brass, nickel-plated
30865 | 1968650000 | BLL 5.08/06/90 3.2 SN BK BX | PCB plug-in connector, female header, closed side, THT solder connection, 5.08 mm, Number of poles: 6, 90°, Solder pin length (l): 3.2 mm, tinned, black, Box
30866 | 7760056016 | RIM 2 24/60VDC | D-SERIES, LED module with freewheel diode, Rated control voltage: 24?60 V DC, Plug-in connection
30867 | 1187140000 | A2L/32/NPT1-1/4-WM | A2L (Klippon unarmored Ex e/d cable gland), Cable glands, 1 1/4" NPT, 18 mm, OD min. 19.5 - OD max. 26.3 mm, Brass, nickel-plated
30868 | 1185220000 | E1XZ/25/NPT1-WM | E1XZ (Klippon double seal SWB/STA armored Ex e/d cable gland), Cable glands, 1" NPT, 17.3 mm, Braided armouring, Metal foil armouring, 1.25 - 1.6 mm, OD min. 20 - OD max. 27.5 mm, ID min. 13.50 - ID max. 20.00 mm, Brass, nickel-plated
30869 | 1205570000 | A2LC/63/M63-NPT2-1/2F | A2LC (Klippon unarmored with conduit connection thread, Ex e/d cable gland), Cable glands, M 63 x 1.5, 19 mm, OD min. 49.5 - OD max. 56 mm, Brass, nickel-plated
30870 | 1205630000 | A2LC/63/NPT2-1/2-M63F | A2LC (Klippon unarmored with conduit connection thread, Ex e/d cable gland), Cable glands, 2 1/2" NPT, 28.9 mm, OD min. 49.5 - OD max. 56 mm, Brass, nickel-plated
30871 | 1205160000 | A2LC/50/M50-M50F-WM | A2LC (Klippon unarmored with conduit connection thread, Ex e/d cable gland), Cable glands, M 50 x 1.5, 16 mm, OD min. 37.5 - OD max. 44.1 mm, Brass, nickel-plated
30872 | 1315240000 | UR20-8DO-P | Remote I/O module, IP20, Digital signals, Output, 8-channel
30873 | 1315250000 | UR20-16DO-P | Remote I/O module, IP20, Digital signals, Output, 16-channel
30874 | 2007430000 | UR20-1COM-SAI-PRO | Remote I/O module, IP20, IP20-IP67 communication, PUSH IN connection
30875 | 2007420000 | UR20-3EM-230V-AC | Remote I/O module, IP20, 6-channel, Input, Power measurement, PUSH IN connection
30876 | 2464570000 | UR20-4DI-4DO-PN-FSPS-V2 | Remote I/O module, IP20, Safety, Digital signals, 4-channel
30877 | 2464590000 | UR20-8DI-PN-FSPS-V2 | Remote I/O module, IP20, Safety, Digital signals, 8-channel
30878 | 2540690000 | HV2700/3-M12 F | Bolt-type screw terminals, Feed-through terminal, Screw connection
30879 | 1186940000 | A2L/50S/M50-WM | A2L (Klippon unarmored Ex e/d cable gland), Cable glands, M 50 x 1.5, 16 mm, OD min. 31.5 - OD max. 38.2 mm, Brass, nickel-plated
30880 | 1186910000 | A2L/25/M25-WM | A2L (Klippon unarmored Ex e/d cable gland), Cable glands, M 25 x 1.5, 16 mm, OD min. 13.5 - OD max. 20 mm, Brass, nickel-plated
30881 | 7789625030 | PAC-RX3I-SD25-V0-3M | Pre-assembled cable, PAC, Cable LiYY, 0.25 mm²
30882 | 1185170000 | E1XZ/63S/NPT2-WM | E1XZ (Klippon double seal SWB/STA armored Ex e/d cable gland), Cable glands, 2" NPT, 19.2 mm, Braided armouring, Metal foil armouring, 2.5 - 2.5 mm, OD min. 51.5 - OD max. 59.5 mm, ID min. 43.50 - ID max. 50.10 mm, Brass, nickel-plated
30883 | 7789625015 | PAC-RX3I-SD25-V0-1M5 | Pre-assembled cable, PAC, Cable LiYY, 0.25 mm²
30884 | 1184870000 | E1W/63/NPT2-1/2-WM | E1W (Klippon double seal SWA armored Ex e/d cable gland), Cable glands, 2 1/2" NPT, 28.9 mm, Single-wire armouring, 2.5 - 2.5 mm, OD min. 58 - OD max. 66 mm, ID min. 49.50 - ID max. 56.00 mm, Brass, nickel-plated
30885 | 1206270000 | A2LC/40/NPT1-1/4-NPT1 | A2LC (Klippon unarmored with conduit connection thread, Ex e/d cable gland), Cable glands, 1 1/4" NPT, 18 mm, OD min. 25.5 - OD max. 32.2 mm, Brass, nickel-plated
30886 | 1185050000 | E1XZ/63S/M63-WM | E1XZ (Klippon double seal SWB/STA armored Ex e/d cable gland), Cable glands, M 63 x 1.5, 19 mm, Braided armouring, Metal foil armouring, 2.5 - 2.5 mm, OD min. 51.5 - OD max. 59.5 mm, ID min. 43.50 - ID max. 50.10 mm, Brass, nickel-plated
30887 | 1205090000 | A2LC/20S/M20-M20F-WM | A2LC (Klippon unarmored with conduit connection thread, Ex e/d cable gland), Cable glands, M 20 x 1.5, 16 mm, OD min. 8 - OD max. 11.7 mm, Brass, nickel-plated
30888 | 9008340000 | SDS 0.8X4.0X100 | Screwdriver, Screwdriver
30889 | 1205620000 | A2LC/50S/NPT1-1/2-M50F | A2LC (Klippon unarmored with conduit connection thread, Ex e/d cable gland), Cable glands, 1 1/2" NPT, 18.4 mm, OD min. 31.5 - OD max. 38.2 mm, Brass, nickel-plated
30890 | 1205510000 | A2LC/25/NPT1-NPT3/4F-WM | A2LC (Klippon unarmored with conduit connection thread, Ex e/d cable gland), Cable glands, 1" NPT, 17.3 mm, OD min. 13.5 - OD max. 20 mm, Brass, nickel-plated
30891 | 1206370000 | A2LC/63S/NPT2-NPT2-1/2F | A2LC (Klippon unarmored with conduit connection thread, Ex e/d cable gland), Cable glands, 2" NPT, 19.2 mm, OD min. 43.5 - OD max. 50.1 mm, Brass, nickel-plated
30892 | 1206680000 | A2LC/16/NPT3/4-NPT1/2F | A2LC (Klippon unarmored with conduit connection thread, Ex e/d cable gland), Cable glands, 3/4" NPT, 13.9 mm, OD min. 4.5 - OD max. 8.7 mm, Brass, nickel-plated
30893 | 1205590000 | A2LC/63S/M63-NPT2-1/2F | A2LC (Klippon unarmored with conduit connection thread, Ex e/d cable gland), Cable glands, M 63 x 1.5, 19 mm, OD min. 43.5 - OD max. 50.1 mm, Brass, nickel-plated
30894 | 1206650000 | A2LC/63S/NPT2-1/2-NPT2 | A2LC (Klippon unarmored with conduit connection thread, Ex e/d cable gland), Cable glands, 2 1/2" NPT, 19.2 mm, OD min. 43.5 - OD max. 50.1 mm, Brass, nickel-plated
30895 | 1185140000 | E1XZ/50S/NPT1-1/2-WM | E1XZ (Klippon double seal SWB/STA armored Ex e/d cable gland), Cable glands, 1 1/2" NPT, 18.4 mm, Braided armouring, Metal foil armouring, 2 - 2.5 mm, OD min. 38.5 - OD max. 46.5 mm, ID min. 31.50 - ID max. 38.20 mm, Brass, nickel-plated
30896 | 1184950000 | E1W/63S/NPT2-1/2-WM | E1W (Klippon double seal SWA armored Ex e/d cable gland), Cable glands, 2 1/2" NPT, 28.9 mm, Single-wire armouring, 2.5 - 2.5 mm, OD min. 51.5 - OD max. 59.5 mm, ID min. 43.50 - ID max. 50.10 mm, Brass, nickel-plated
30897 | 1185180000 | E1XZ/63/NPT2-1/2-WM | E1XZ (Klippon double seal SWB/STA armored Ex e/d cable gland), Cable glands, 2 1/2" NPT, 28.9 mm, Braided armouring, Metal foil armouring, 2.5 - 2.5 mm, OD min. 58 - OD max. 66 mm, ID min. 49.50 - ID max. 56.00 mm, Brass, nickel-plated
30898 | 1424110000 | ADAP NPT1-NPT1-1/2-W | ADAP (Klippon Ex adaptor), Adapter, 1" NPT
30899 | 1206390000 | A2LC/32/NPT1-1/4-M32F | A2LC (Klippon unarmored with conduit connection thread, Ex e/d cable gland), Cable glands, 1 1/4" NPT, 18 mm, OD min. 19.5 - OD max. 26.3 mm, Brass, nickel-plated
30900 | 1205610000 | A2LC/40/NPT1-1/4-M40F | A2LC (Klippon unarmored with conduit connection thread, Ex e/d cable gland), Cable glands, 1 1/4" NPT, 18 mm, OD min. 25.5 - OD max. 32.2 mm, Brass, nickel-plated
30901 | 1205350000 | A2LC/20/NPT1/2-M20F-WM | A2LC (Klippon unarmored with conduit connection thread, Ex e/d cable gland), Cable glands, 1/2" NPT, 13.6 mm, OD min. 10 - OD max. 14 mm, Brass, nickel-plated
30902 | 1185230000 | E1XZ/32/NPT1-1/4-WM | E1XZ (Klippon double seal SWB/STA armored Ex e/d cable gland), Cable glands, 1 1/4" NPT, 18 mm, Braided armouring, Metal foil armouring, 1.6 - 2 mm, OD min. 26 - OD max. 34 mm, ID min. 19.50 - ID max. 26.30 mm, Brass, nickel-plated
30903 | 1206670000 | A2LC/20S/NPT3/4-NPT1/2F | A2LC (Klippon unarmored with conduit connection thread, Ex e/d cable gland), Cable glands, 3/4" NPT, 13.9 mm, OD min. 8 - OD max. 11.7 mm, Brass, nickel-plated
30904 | 1187080000 | A2L/63S/NPT2-WM | A2L (Klippon unarmored Ex e/d cable gland), Cable glands, 2" NPT, 19.2 mm, OD min. 43.5 - OD max. 50.1 mm, Brass, nickel-plated
30905 | 1187020000 | A2L/25/NPT3/4-WM | A2L (Klippon unarmored Ex e/d cable gland), Cable glands, 3/4" NPT, 13.9 mm, OD min. 13.5 - OD max. 20 mm, Brass, nickel-plated
30906 | 1315690000 | UR20-4AI-UI-16-DIAG | Remote I/O module, IP20, 4-channel, Analog signals, Input, Current/Voltage, 16 Bit
30907 | 1205130000 | A2LC/32/M32-M32F-WM | A2LC (Klippon unarmored with conduit connection thread, Ex e/d cable gland), Cable glands, M 32 x 1.5, 16 mm, OD min. 19.5 - OD max. 26.3 mm, Brass, nickel-plated
30908 | 1185080000 | E1XZ/16/NPT1/2-WM | E1XZ (Klippon double seal SWB/STA armored Ex e/d cable gland), Cable glands, 1/2" NPT, 13.6 mm, Braided armouring, Metal foil armouring, 0.9 - 0.9 mm, OD min. 8 - OD max. 13.5 mm, ID min. 4.50 - ID max. 8.70 mm, Brass, nickel-plated
30909 | 1187120000 | A2L/20/NPT3/4-WM | A2L (Klippon unarmored Ex e/d cable gland), Cable glands, 3/4" NPT, 13.9 mm, OD min. 10 - OD max. 14 mm, Brass, nickel-plated
30910 | 1187010000 | A2L/20/NPT1/2-WM | A2L (Klippon unarmored Ex e/d cable gland), Cable glands, 1/2" NPT, 13.6 mm, OD min. 10 - OD max. 14 mm, Brass, nickel-plated
30911 | 1185130000 | E1XZ/40/NPT1-1/4-WM | E1XZ (Klippon double seal SWB/STA armored Ex e/d cable gland), Cable glands, 1 1/4" NPT, 18 mm, Braided armouring, Metal foil armouring, 1.6 - 2 mm, OD min. 30.5 - OD max. 40.5 mm, ID min. 25.50 - ID max. 32.20 mm, Brass, nickel-plated
30912 | 1186980000 | A2L/63/M63-WM | A2L (Klippon unarmored Ex e/d cable gland), Cable glands, M 63 x 1.5, 19 mm, OD min. 49.5 - OD max. 56 mm, Brass, nickel-plated
30913 | 1185250000 | E1XZ/50S/NPT2-WM | E1XZ (Klippon double seal SWB/STA armored Ex e/d cable gland), Cable glands, 2" NPT, 19.2 mm, Braided armouring, Metal foil armouring, 2 - 2.5 mm, OD min. 38.5 - OD max. 46.5 mm, ID min. 31.50 - ID max. 38.20 mm, Brass, nickel-plated
30914 | 2743890000 | CH-W-B-A3.7/11-PPNM | Wallbox, max. charging capacity of 3.7 kW @ 1-phase (230 V) resp. 11 kW @ 3-phase (400 V) grid connection, max. current 16 A, With attached 5 m cable and type 2 plug, NFC, RFID, MID compliant, Modbus TCP
30915 | 1205520000 | A2LC/25/NPT1-NPT1F-WM | A2LC (Klippon unarmored with conduit connection thread, Ex e/d cable gland), Cable glands, 1" NPT, 17.3 mm, OD min. 13.5 - OD max. 20 mm, Brass, nickel-plated
30916 | 1206550000 | A2LC/20S/NPT3/4-NPT3/4F | A2LC (Klippon unarmored with conduit connection thread, Ex e/d cable gland), Cable glands, 3/4" NPT, 13.9 mm, OD min. 8 - OD max. 11.7 mm, Brass, nickel-plated
30917 | 1165940010 | IE-C6FP8LD0010M40M40-D | Patch cable, RJ45 IP 20, RJ45 IP 20, Cat.6A / Class EA (ISO/IEC 11801 2010), LSZH, 1 m
30918 | 1165940005 | IE-C6FP8LD0005M40M40-D | Patch cable, RJ45 IP 20, RJ45 IP 20, Cat.6A / Class EA (ISO/IEC 11801 2010), LSZH, 0.5 m
30919 | 1165940020 | IE-C6FP8LD0020M40M40-D | Patch cable, RJ45 IP 20, RJ45 IP 20, Cat.6A / Class EA (ISO/IEC 11801 2010), LSZH, 2 m
30920 | 1165940030 | IE-C6FP8LD0030M40M40-D | Patch cable, RJ45 IP 20, RJ45 IP 20, Cat.6A / Class EA (ISO/IEC 11801 2010), LSZH, 3 m
30921 | 1165940002 | IE-C6FP8LD0002M40M40-D | Patch cable, RJ45 IP 20, RJ45 IP 20, Cat.6A / Class EA (ISO/IEC 11801 2010), LSZH, 0.2 m
30922 | 1205340000 | A2LC/20S/NPT1/2-M20F-WM | A2LC (Klippon unarmored with conduit connection thread, Ex e/d cable gland), Cable glands, 1/2" NPT, 13.6 mm, OD min. 8 - OD max. 11.7 mm, Brass, nickel-plated
30923 | 1187070000 | A2L/50/NPT2-WM | A2L (Klippon unarmored Ex e/d cable gland), Cable glands, 2" NPT, 19.2 mm, OD min. 37.5 - OD max. 44.1 mm, Brass, nickel-plated
30924 | 1233160005 | IE-C6FP8LD0005M40W40-D | Patch cable, RJ45 IP 20, Angled 270°, RJ45 IP 20, Cat.6A / Class EA (ISO/IEC 11801 2010), LSZH, 0.5 m
30925 | 1165940015 | IE-C6FP8LD0015M40M40-D | Patch cable, RJ45 IP 20, RJ45 IP 20, Cat.6A / Class EA (ISO/IEC 11801 2010), LSZH, 1.5 m
30926 | 1205120000 | A2LC/25/M25-M25F-WM | A2LC (Klippon unarmored with conduit connection thread, Ex e/d cable gland), Cable glands, M 25 x 1.5, 16 mm, OD min. 13.5 - OD max. 20 mm, Brass, nickel-plated
30927 | 1248280005 | IE-C6FP8LD0005M40V40-D | Patch cable, RJ45 IP 20, Angled 90°, RJ45 IP 20, Cat.6A / Class EA (ISO/IEC 11801 2010), LSZH, 0.5 m
30928 | 1248280010 | IE-C6FP8LD0010M40V40-D | Patch cable, RJ45 IP 20, Angled 90°, RJ45 IP 20, Cat.6A / Class EA (ISO/IEC 11801 2010), LSZH, 1 m
30929 | 1205470000 | A2LC/20/NPT3/4-M20F-WM | A2LC (Klippon unarmored with conduit connection thread, Ex e/d cable gland), Cable glands, 3/4" NPT, 13.9 mm, OD min. 10 - OD max. 14 mm, Brass, nickel-plated
30930 | 1206710000 | A2LC/40/NPT1-1/2-M40F | A2LC (Klippon unarmored with conduit connection thread, Ex e/d cable gland), Cable glands, 1 1/2" NPT, 18.4 mm, OD min. 25.5 - OD max. 32.2 mm, Brass, nickel-plated
30931 | 1206310000 | A2LC/16/NPT1/2-NPT3/4F | A2LC (Klippon unarmored with conduit connection thread, Ex e/d cable gland), Cable glands, 1/2" NPT, 13.6 mm, OD min. 4.5 - OD max. 8.7 mm, Brass, nickel-plated
30932 | 1205430000 | A2LC/63S/NPT2-NPT2F-WM | A2LC (Klippon unarmored with conduit connection thread, Ex e/d cable gland), Cable glands, 2" NPT, 19.2 mm, OD min. 43.5 - OD max. 50.1 mm, Brass, nickel-plated
30933 | 1206320000 | A2LC/20/NPT1/2-NPT3/4F | A2LC (Klippon unarmored with conduit connection thread, Ex e/d cable gland), Cable glands, 1/2" NPT, 13.6 mm, OD min. 10 - OD max. 14 mm, Brass, nickel-plated
30934 | 1205410000 | A2LC/32/NPT1-NPT1F-WM | A2LC (Klippon unarmored with conduit connection thread, Ex e/d cable gland), Cable glands, 1" NPT, 17.3 mm, OD min. 19.5 - OD max. 26.3 mm, Brass, nickel-plated
30935 | 1205310000 | A2LC/25/M25-NPT1F-WM | A2LC (Klippon unarmored with conduit connection thread, Ex e/d cable gland), Cable glands, M 25 x 1.5, 16 mm, OD min. 13.5 - OD max. 20 mm, Brass, nickel-plated
30936 | 1187050000 | A2L/50S/NPT1-1/2-WM | A2L (Klippon unarmored Ex e/d cable gland), Cable glands, 1 1/2" NPT, 18.4 mm, OD min. 31.5 - OD max. 38.2 mm, Brass, nickel-plated
30937 | 1205280000 | A2LC/20S/M20-NPT3/4F-WM | A2LC (Klippon unarmored with conduit connection thread, Ex e/d cable gland), Cable glands, M 20 x 1.5, 16 mm, OD min. 8 - OD max. 11.7 mm, Brass, nickel-plated
30938 | 2080360000 | AMG ELM-6 | Electronic load monitoring, 6 A, 24 V DC
30939 | 1185700000 | SKMUS M25-W | SKMU SS (stainless steel locknut), Locknut, Stainless steel 1.4404
30940 | 1205640000 | A2LC/16/NPT1/2-NPT1/2F | A2LC (Klippon unarmored with conduit connection thread, Ex e/d cable gland), Cable glands, 1/2" NPT, 13.6 mm, OD min. 4.5 - OD max. 8.7 mm, Brass, nickel-plated
30941 | 1205420000 | A2LC/50/NPT2-NPT2F-WM | A2LC (Klippon unarmored with conduit connection thread, Ex e/d cable gland), Cable glands, 2" NPT, 19.2 mm, OD min. 37.5 - OD max. 44.1 mm, Brass, nickel-plated
30942 | 1184740000 | E1W/63S/M63-WM | E1W (Klippon double seal SWA armored Ex e/d cable gland), Cable glands, M 63 x 1.5, 19 mm, Single-wire armouring, 2.5 - 2.5 mm, OD min. 51.5 - OD max. 59.5 mm, ID min. 43.50 - ID max. 50.10 mm, Brass, nickel-plated
30943 | 1205330000 | A2LC/16/NPT1/2-M20F-WM | A2LC (Klippon unarmored with conduit connection thread, Ex e/d cable gland), Cable glands, 1/2" NPT, 13.6 mm, OD min. 4.5 - OD max. 8.7 mm, Brass, nickel-plated
30944 | 1206690000 | A2LC/63S/NPT2-1/2-M63F | A2LC (Klippon unarmored with conduit connection thread, Ex e/d cable gland), Cable glands, 2 1/2" NPT, 28.9 mm, OD min. 43.5 - OD max. 50.1 mm, Brass, nickel-plated
30945 | 1186950000 | A2L/50/M50-WM | A2L (Klippon unarmored Ex e/d cable gland), Cable glands, M 50 x 1.5, 16 mm, OD min. 37.5 - OD max. 44.1 mm, Brass, nickel-plated
30946 | 1186920000 | A2L/32/M32-WM | A2L (Klippon unarmored Ex e/d cable gland), Cable glands, M 32 x 1.5, 16 mm, OD min. 19.5 - OD max. 26.3 mm, Brass, nickel-plated
30947 | 1205370000 | A2LC/32/NPT1-M32F-WM | A2LC (Klippon unarmored with conduit connection thread, Ex e/d cable gland), Cable glands, 1" NPT, 17.3 mm, OD min. 19.5 - OD max. 26.3 mm, Brass, nickel-plated
30948 | 1187160000 | A2L/50S/NPT2-WM | A2L (Klippon unarmored Ex e/d cable gland), Cable glands, 2" NPT, 19.2 mm, OD min. 31.5 - OD max. 38.2 mm, Brass, nickel-plated
30949 | 1205380000 | A2LC/50/NPT2-M50F-WM | A2LC (Klippon unarmored with conduit connection thread, Ex e/d cable gland), Cable glands, 2" NPT, 19.2 mm, OD min. 37.5 - OD max. 44.1 mm, Brass, nickel-plated
30950 | 1205460000 | A2LC/20S/NPT3/4-M20F-WM | A2LC (Klippon unarmored with conduit connection thread, Ex e/d cable gland), Cable glands, 3/4" NPT, 13.9 mm, OD min. 8 - OD max. 11.7 mm, Brass, nickel-plated
30951 | 1185120000 | E1XZ/32/NPT1-WM | E1XZ (Klippon double seal SWB/STA armored Ex e/d cable gland), Cable glands, 1" NPT, 17.3 mm, Braided armouring, Metal foil armouring, 1.6 - 2 mm, OD min. 26 - OD max. 34 mm, ID min. 19.50 - ID max. 26.30 mm, Brass, nickel-plated
30952 | 1205660000 | A2LC/20S/NPT1/2-NPT1/2F | A2LC (Klippon unarmored with conduit connection thread, Ex e/d cable gland), Cable glands, 1/2" NPT, 13.6 mm, OD min. 8 - OD max. 11.7 mm, Brass, nickel-plated
30953 | 1205210000 | A2LC/20S/M20-NPT1/2F-WM | A2LC (Klippon unarmored with conduit connection thread, Ex e/d cable gland), Cable glands, M 20 x 1.5, 16 mm, OD min. 8 - OD max. 11.7 mm, Brass, nickel-plated
30954 | 1185680000 | SKMUS M16-W | SKMU SS (stainless steel locknut), Locknut, Stainless steel 1.4404
30955 | 1184880000 | E1W/16/NPT3/4-WM | E1W (Klippon double seal SWA armored Ex e/d cable gland), Cable glands, 3/4" NPT, 13.9 mm, Single-wire armouring, 0.9 - 0.9 mm, OD min. 8 - OD max. 13.5 mm, ID min. 4.50 - ID max. 8.70 mm, Brass, nickel-plated
30956 | 1205140000 | A2LC/40/M40-M40F-WM | A2LC (Klippon unarmored with conduit connection thread, Ex e/d cable gland), Cable glands, M 40 x 1.5, 16 mm, OD min. 25.5 - OD max. 32.2 mm, Brass, nickel-plated
30957 | 1205070000 | A2LC/40/M40-NPT1-1/2F | A2LC (Klippon unarmored with conduit connection thread, Ex e/d cable gland), Cable glands, M 40 x 1.5, 16 mm, OD min. 25.5 - OD max. 32.2 mm, Brass, nickel-plated
30958 | 1206280000 | A2LC/50S/NPT1-1/2-NPT1 | A2LC (Klippon unarmored with conduit connection thread, Ex e/d cable gland), Cable glands, 1 1/2" NPT, 18.4 mm, OD min. 31.5 - OD max. 38.2 mm, Brass, nickel-plated
30959 | 2080410000 | AMG ELM-12 | Electronic load monitoring, 12 A, 24 V DC
30960 | 1315390000 | UR20-16DI-N | Remote I/O module, IP20, Digital signals, Input, 16-channel
30961 | 1315680000 | UR20-4AO-UI-16 | Remote I/O module, IP20, Analog signals, Output, 4-channel, Current/Voltage
30962 | 1334910000 | UR20-FBC-EC | Remote I/O fieldbus coupler, IP20, Ethernet, EtherCAT
30963 | 1990070000 | UR20-2AI-SG-24-DIAG | Remote I/O module, IP20, Analog signals, Input, PUSH IN connection
30964 | 2566380000 | UR20-FBC-PN-IRT-V2 | Remote I/O fieldbus coupler, IP20, Ethernet, PROFINET IRT
30965 | 1315550000 | UR20-4RO-CO-255 | Remote I/O module, IP20, Digital signals, Output, Relay
30966 | 1069710000 | SHL-SMT 5.00/04GR 5.9BX | PCB plug-in connector, Connection element, right, male header, open side, THT/THR solder connection, 5.00 mm, Number of poles: 4, 90°, Solder pin length (l): 5.9 mm, tinned, black, Box
30967 | 1069770000 | SHL-SMT 5.00/04GL 5.9BX | PCB plug-in connector, Connection element, left, male header, open side, THT/THR solder connection, 5.00 mm, Number of poles: 4, 90°, Solder pin length (l): 5.9 mm, tinned, black, Box
30968 | 1334740000 | UR20-PF-O | Remote I/O module, IP20, Power supply unit, 24 VDC-Output
30969 | 1315750000 | UR20-1COM-232-485-422 | Remote I/O module, IP20, 1-channel, RS232/RS485/RS422 communication, PUSH IN connection
30970 | 1315440000 | UR20-16DO-N | Remote I/O module, IP20, Digital signals, Output, 16-channel
30971 | 1315700000 | UR20-4AI-RTD-DIAG | Remote I/O module, IP20, Analog signals, Temperature, RTD
30972 | 1315710000 | UR20-4AI-TC-DIAG | Remote I/O module, IP20, Analog signals, Temperature, TC
30973 | 2476450000 | UR20-FBC-MOD-TCP-V2 | Remote I/O fieldbus coupler, IP20, Ethernet, Modbus/TCP
30974 | 2625010000 | UR20-FBC-CC | Remote I/O fieldbus coupler, IP20, CC-Link
30975 | 9009730000 | SDI SET S2.5-5.5/PH1/2 | Screwdriver
30976 | 9008390000 | SDIS 0.6X3.5X100 | Screwdriver, Screwdriver
30977 | 9008370000 | SDIS 0.4X2.5X75 | Screwdriver, Screwdriver
30978 | 9008330000 | SDS 0.6X3.5X100 | Screwdriver, Screwdriver
30979 | 1274660000 | SDIS SL 0.6X3.5X100 | Screwdriver, Mounting tool
30980 | 1334920000 | UR20-FBC-EIP | Remote I/O fieldbus coupler, IP20, Ethernet, EtherNet/IP
30981 | 1334710000 | UR20-PF-I | Remote I/O module, IP20, Power supply unit, 24 VDC-Input
30982 | 2781350000 | CH-W-H-A11-PPZZZR | Wallbox, max. charging capacity of 11 kW @ 3-phase (400 V) grid connection, max. current 16 A, With attached 5 m cable and type 2 plug, Modbus RTU
30983 | 2781360000 | CH-W-H-A11-SPZZZR | Wallbox, max. charging capacity of 11 kW @ 3-phase (400 V) grid connection, max. current 16 A, Type 2 socket outlet, Modbus RTU
30984 | 1469340000 | UR20-PG0.35 | Connecting plug
30985 | 1187110000 | A2L/20S/NPT3/4-WM | A2L (Klippon unarmored Ex e/d cable gland), Cable glands, 3/4" NPT, 13.9 mm, OD min. 8 - OD max. 11.7 mm, Brass, nickel-plated
30986 | 1206580000 | A2LC/50S/NPT2-NPT1-1/2F | A2LC (Klippon unarmored with conduit connection thread, Ex e/d cable gland), Cable glands, 2" NPT, 19.2 mm, OD min. 31.5 - OD max. 38.2 mm, Brass, nickel-plated
30987 | 1184770000 | E1W/16/NPT1/2-WM | E1W (Klippon double seal SWA armored Ex e/d cable gland), Cable glands, 1/2" NPT, 13.6 mm, Single-wire armouring, 0.9 - 0.9 mm, OD min. 8 - OD max. 13.5 mm, ID min. 4.50 - ID max. 8.70 mm, Brass, nickel-plated
30988 | 1186900000 | A2L/20/M20-WM | A2L (Klippon unarmored Ex e/d cable gland), Cable glands, M 20 x 1.5, 16 mm, OD min. 10 - OD max. 14 mm, Brass, nickel-plated
30989 | 1186880000 | A2L/16/M16-WM | A2L (Klippon unarmored Ex e/d cable gland), Cable glands, M 16 x 1.5, 16 mm, OD min. 4.5 - OD max. 8.7 mm, Brass, nickel-plated
30990 | 1205680000 | A2LC/25/NPT3/4-NPT3/4F | A2LC (Klippon unarmored with conduit connection thread, Ex e/d cable gland), Cable glands, 3/4" NPT, 13.9 mm, OD min. 13.5 - OD max. 20 mm, Brass, nickel-plated
30991 | 1184750000 | E1W/63/M63-WM | E1W (Klippon double seal SWA armored Ex e/d cable gland), Cable glands, M 63 x 1.5, 19 mm, Single-wire armouring, 2.5 - 2.5 mm, OD min. 58 - OD max. 66 mm, ID min. 49.50 - ID max. 56.00 mm, Brass, nickel-plated
30992 | 1424090000 | ADAP NPT3/4-NPT1-1/2-W | ADAP (Klippon Ex adaptor), Adapter, 3/4" NPT
30993 | 1139070000 | H0,34/14 ZH TK | Wire-end ferrule, Twin wire-end ferrule, 11 mm, 8 mm, Turquoise
30994 | 1413770000 | CH20M45 B BUS GGY/BK | Modular housing, OMNIMATE Housing - series CH20M Graphite grey, Width: 45 mm
30995 | 1472800000 | CH20M22 B FE AGY/BK 3747 | Modular housing, OMNIMATE Housing - series CH20M Agate grey, Width: 22.5 mm
30996 | 1472810000 | CH20M22 FC AGY 3747 | Modular housing, OMNIMATE Housing - series CH20M Agate grey, Width: 22.5 mm
30997 | 1472820000 | CH20M22 S RPP AGY 3747 | Modular housing, OMNIMATE Housing - series CH20M Agate grey, Width: 22.5 mm
30998 | 1472830000 | CH20M AD SHL 5.00/04 AGY 3747 | Hood, OMNIMATE Housing - series CH20M Agate grey, Width: 22.5 mm
30999 | 2015630000 | BLZP 5.08HC/23/225F SN BK BX | PCB plug-in connector, female plug, 5.08 mm, Number of poles: 23, 225°, Clamping yoke connection, Clamping range, max. : 4 mm², Box
31000 | 2015650000 | BLZP 5.08HC/15/225F SN BK BX | PCB plug-in connector, female plug, 5.08 mm, Number of poles: 15, 225°, Clamping yoke connection, Clamping range, max. : 4 mm², Box
31001 | 2015660000 | BLZP 5.08HC/18/225F SN BK BX | PCB plug-in connector, female plug, 5.08 mm, Number of poles: 18, 225°, Clamping yoke connection, Clamping range, max. : 4 mm², Box
31002 | 2015680000 | BLZP 5.08HC/22/225F SN BK BX | PCB plug-in connector, female plug, 5.08 mm, Number of poles: 22, 225°, Clamping yoke connection, Clamping range, max. : 4 mm², Box
31003 | 2015710000 | BLZP 5.08HC/03/225F SN BK BX | PCB plug-in connector, female plug, 5.08 mm, Number of poles: 3, 225°, Clamping yoke connection, Clamping range, max. : 4 mm², Box
31004 | 2015720000 | BLZP 5.08HC/06/225F SN BK BX | PCB plug-in connector, female plug, 5.08 mm, Number of poles: 6, 225°, Clamping yoke connection, Clamping range, max. : 4 mm², Box
31005 | 2015740000 | BLZP 5.08HC/12/225F SN BK BX | PCB plug-in connector, female plug, 5.08 mm, Number of poles: 12, 225°, Clamping yoke connection, Clamping range, max. : 4 mm², Box
31006 | 2067800000 | BLL 5.08/06/90FI 3.2SN BK BX | PCB plug-in connector, female header, Inverted flange, THT solder connection, 5.08 mm, Number of poles: 6, 90°, Solder pin length (l): 3.2 mm, black, Box
31007 | 2443950000 | BLF 5.08HC/18/180F SN GN BX | PCB plug-in connector, female plug, 5.08 mm, Number of poles: 18, 180°, PUSH IN with actuator, Tension-clamp connection, Clamping range, max. : 3.31 mm², Box
31008 | 2593040000 | S2C-SMT 3.50/34/90LF 3.2SN BK TR | PCB plug-in connector, male header, Solder flange, THT/THR solder connection, 3.50 mm, Number of poles: 34, 90°, Solder pin length (l): 3.2 mm, tinned, black, Tray
31009 | 2599710000 | LSF-SMT 5.08/06/180 3.5SN BK TU PRT | Printed circuit board terminals, 5.08 mm, Number of poles: 6, 180°, Solder pin length (l): 3.5 mm, black, PUSH IN with actuator, Clamping range, max. : 1.5 mm²
31010 | 2599720000 | LSF-SMT 5.08/06/180 3.5SN BK TU PRT | Printed circuit board terminals, 5.08 mm, Number of poles: 6, 180°, Solder pin length (l): 3.5 mm, black, PUSH IN with actuator, Clamping range, max. : 1.5 mm²
31011 | 2599730000 | LSF-SMT 5.08/06/180 3.5SN BK TU PRT | Printed circuit board terminals, 5.08 mm, Number of poles: 6, 180°, Solder pin length (l): 3.5 mm, black, PUSH IN with actuator, Clamping range, max. : 1.5 mm²
31012 | 2599740000 | LSF-SMT 5.08/06/180 3.5SN BK TU PRT | Printed circuit board terminals, 5.08 mm, Number of poles: 6, 180°, Solder pin length (l): 3.5 mm, black, PUSH IN with actuator, Clamping range, max. : 1.5 mm²
31013 | 2625210000 | BLZP 5.08HC/05/180 SN OR BX CO | PCB plug-in connector, female plug, 5.08 mm, Number of poles: 5, 180°, Clamping yoke connection, Clamping range, max. : 4 mm², Box
31014 | 2625220000 | BLZP 5.08HC/05/180 SN OR BX CO | PCB plug-in connector, female plug, 5.08 mm, Number of poles: 5, 180°, Clamping yoke connection, Clamping range, max. : 4 mm², Box
31015 | 930640001 | SKMU M16 MS SC | SKMU MS (brass locknut), Locknut, M 16, 4 mm, Brass
31016 | 930640002 | SKMU M20 MS SC | SKMU MS (brass locknut), Locknut, M 20, 4 mm, Brass
31017 | 1073360000 | CH20M22 F GGY 2019 | Modular housing, OMNIMATE Housing - series CH20M Graphite grey, Width: 22.5 mm
31018 | 1073410000 | CH20M6 C TP 8089 | Modular housing, OMNIMATE Housing - series CH20M Transparent, Tilt cover, Width: 6.1 mm
31019 | 1073420000 | CH20M22 C TP 8089 | Modular housing, OMNIMATE Housing - series CH20M Transparent, Width: 22.5 mm
31020 | 1076980000 | H0,5/18 OR | Wire-end ferrule, Standard, 14 mm, 12 mm, orange
31021 | 1076990000 | H0,5/18D W | Wire-end ferrule, Standard, 14 mm, 12 mm, white
31022 | 1100000000 | SL 7.62/05/180 3.2SN GN BX | PCB plug-in connector, male header, Dovetails for fixing blocks, THT solder connection, 7.62 mm, Number of poles: 5, 180°, Solder pin length (l): 3.2 mm, tinned, Pale green, Box
31023 | 1102250000 | SL 7.62/05/180B 3.2SN GN BX | PCB plug-in connector, male header, Dovetails for fixing blocks, THT solder connection, 7.62 mm, Number of poles: 5, 180°, Solder pin length (l): 3.2 mm, tinned, Pale green, Box
31024 | 1102270000 | SL 7.62/07/180B 3.2SN GN BX | PCB plug-in connector, male header, Dovetails for fixing blocks, THT solder connection, 7.62 mm, Number of poles: 7, 180°, Solder pin length (l): 3.2 mm, tinned, Pale green, Box
31025 | 1111490000 | SL 5.00/05/180 3.2SN BK BX | PCB plug-in connector, male header, open side, THT solder connection, 5.00 mm, Number of poles: 5, 180°, Solder pin length (l): 3.2 mm, tinned, black, Box
31026 | 1111500000 | SL 5.00/06/180 3.2SN BK BX | PCB plug-in connector, male header, open side, THT solder connection, 5.00 mm, Number of poles: 6, 180°, Solder pin length (l): 3.2 mm, tinned, black, Box
31027 | 1135040000 | ZAP ZSI2X6/4X2.5 ETA | Z-series, End plate
31028 | 1162600000 | WEW 35/1 SW | W-Series, End bracket
31029 | 1164680000 | CH20M22 F LGY 2018 | Modular housing, OMNIMATE Housing - series CH20M Light Grey, Width: 22.5 mm
31030 | 1170140000 | SAI-M23-KSC-0.08/0.56 | Sensor/Actuator plug-in connector, Crimp contact
31031 | 1170150000 | SAI-M23-KSC-0.14/1.00 | Sensor/Actuator plug-in connector, Crimp contact
31032 | 1170170000 | SAI-M23-KSC-1.00-1.5 | Sensor/Actuator plug-in connector, Crimp contact
31033 | 1170180000 | SAI-M23-KBC-0.34/1.00 | Sensor/Actuator plug-in connector, Crimp contact
31034 | 1170210000 | SAI-M23-KBC-1.00-1.5 | Sensor/Actuator plug-in connector, Crimp contact
31035 | 1170220000 | SAI-M23-KSC-1.5-0.14-1 | Sensor/Actuator plug-in connector, Crimp contact
31036 | 1170230000 | SAI-M23-KBC-1.5-.14-.56 | Sensor/Actuator plug-in connector, Crimp contact
31037 | 1170240000 | SAI-M23-KBC-1.5-.56-1.0 | Sensor/Actuator plug-in connector, Crimp contact
31038 | 1170250000 | SAI-M23-KSC-2-0.75-2.5 | Sensor/Actuator plug-in connector, Crimp contact
31039 | 1170260000 | SAI-M23-KBC-2-0.75-2.5 | Sensor/Actuator plug-in connector, Crimp contact
31040 | 1170390000 | SAI-M23-KSC-0,25-1.0 | Sensor/Actuator plug-in connector, Crimp contact
31041 | 1170400000 | SAI-M23-KSC-L-0.75-2.5 | Sensor/Actuator plug-in connector, Crimp contact
31042 | 1170410000 | SAI-M23-KSC-L-2.5-4.0 | Sensor/Actuator plug-in connector, Crimp contact
31043 | 1170420000 | SAI-M23-KBC-L-2.5-4.0 | Sensor/Actuator plug-in connector, Crimp contact
31044 | 1190330000 | TW AKZ | SAK Series, Partition plate, 2 mm, beige
31045 | 1206880000 | CH20M22 FC RD 2014 | Modular housing, OMNIMATE Housing - series CH20M red, Width: 22.5 mm
31046 | 1209360000 | CH20M22 FC GGY 2019 | Modular housing, OMNIMATE Housing - series CH20M Graphite grey, Width: 22.5 mm
31047 | 1209370000 | CH20M22 FC LGY 2018 | Modular housing, OMNIMATE Housing - series CH20M Light Grey, Width: 22.5 mm
31048 | 1209380000 | CH20M22 F RD 2014 | Modular housing, OMNIMATE Housing - series CH20M red, Width: 22.5 mm
31049 | 1227890000 | WEW 35/1 GR | W-Series, End bracket
31050 | 1248810000 | SFX 10/60 S MC NE WS | SlimFix X, Conductor and cable markers, 7 - 40 mm, 60 x 13.62 mm, white
31051 | 1248820000 | SFX 10/60 S MC NE GE | SlimFix X, Conductor and cable markers, 7 - 40 mm, 60 x 13.62 mm, yellow
31052 | 1248830000 | SFX 10/60 S MC NE RT | SlimFix X, Conductor and cable markers, 7 - 40 mm, 60 x 13.62 mm, red
31053 | 1248840000 | SFX 10/60 S MC NE BL | SlimFix X, Conductor and cable markers, 7 - 40 mm, 60 x 13.62 mm, blue
31054 | 1250080000 | MF 5/12 MC SDR | MultiFit, Terminal marker, 5 x 12 mm, Pitch in mm (P): 4.00 Phoenix, To customer specification
31055 | 1288600000 | EPL PGK4 BK | OMNIMATE Power - series PGK, End plate
31056 | 1327780000 | SFX-M 11/60 AL | MetalliCard, Conductor and cable markers, 7 - 40 mm, 60 x 11 mm, silver
31057 | 1327790000 | SFX-M 11/60 ST | MetalliCard, Conductor and cable markers, 7 - 40 mm, 60 x 11 mm, silver
31058 | 1341630000 | DEK 5/8-11.5 MC NE WS | Dekafix, Terminal marker, 5 x 8 mm, Pitch in mm (P): 8.00 Weidmueller, white
31059 | 1349290000 | ZAP/TW ZDU/ZPE 2.5N/4AN OR | Accessories, End plate, Partition plate
31060 | 1356830000 | LL 6.35/02/90V 5.0SN BK BX | Printed circuit board terminals, 6.35 mm, Number of poles: 2, 90°, Solder pin length (l): 5 mm, tinned, black, Clamping yoke connection, Clamping range, max. : 6 mm², Box
31061 | 1356840000 | LL 6.35/03/90V 5.0SN BK BX | Printed circuit board terminals, 6.35 mm, Number of poles: 3, 90°, Solder pin length (l): 5 mm, tinned, black, Clamping yoke connection, Clamping range, max. : 6 mm², Box
31062 | 1356850000 | LL 6.35/04/90V 5.0SN BK BX | Printed circuit board terminals, 6.35 mm, Number of poles: 4, 90°, Solder pin length (l): 5 mm, tinned, black, Clamping yoke connection, Clamping range, max. : 6 mm², Box
31063 | 1356870000 | LL 6.35/05/90V 5.0SN BK BX | Printed circuit board terminals, 6.35 mm, Number of poles: 5, 90°, Solder pin length (l): 5 mm, tinned, black, Clamping yoke connection, Clamping range, max. : 6 mm², Box
31064 | 1356880000 | LL 6.35/06/90V 5.0SN BK BX | Printed circuit board terminals, 6.35 mm, Number of poles: 6, 90°, Solder pin length (l): 5 mm, tinned, black, Clamping yoke connection, Clamping range, max. : 6 mm², Box
31065 | 1356890000 | LL 6.35/07/90V 5.0SN BK BX | Printed circuit board terminals, 6.35 mm, Number of poles: 7, 90°, Solder pin length (l): 5 mm, tinned, black, Clamping yoke connection, Clamping range, max. : 6 mm², Box
31066 | 1356900000 | LL 6.35/08/90V 5.0SN BK BX | Printed circuit board terminals, 6.35 mm, Number of poles: 8, 90°, Solder pin length (l): 5 mm, tinned, black, Clamping yoke connection, Clamping range, max. : 6 mm², Box
31067 | 1356920000 | LL 6.35/09/90V 5.0SN BK BX | Printed circuit board terminals, 6.35 mm, Number of poles: 9, 90°, Solder pin length (l): 5 mm, tinned, black, Clamping yoke connection, Clamping range, max. : 6 mm², Box
31068 | 1356930000 | LL 6.35/10/90V 5.0SN BK BX | Printed circuit board terminals, 6.35 mm, Number of poles: 10, 90°, Solder pin length (l): 5 mm, tinned, black, Clamping yoke connection, Clamping range, max. : 6 mm², Box
31069 | 1356940000 | LL 6.35/11/90V 5.0SN BK BX | Printed circuit board terminals, 6.35 mm, Number of poles: 11, 90°, Solder pin length (l): 5 mm, tinned, black, Clamping yoke connection, Clamping range, max. : 6 mm², Box
31070 | 1356950000 | LL 6.35/12/90V 5.0SN BK BX | Printed circuit board terminals, 6.35 mm, Number of poles: 12, 90°, Solder pin length (l): 5 mm, tinned, black, Clamping yoke connection, Clamping range, max. : 6 mm², Box
31071 | 1369480000 | DEK 5/3.5 MC NE GE | Dekafix, Terminal marker, 5 x 3.5 mm, Pitch in mm (P): 3.50 Weidmueller, yellow
31072 | 1401650000 | SL 5.08HC/05/90 3.2SN GN BX | PCB plug-in connector, male header, open side, THT solder connection, 5.08 mm, Number of poles: 5, 90°, Solder pin length (l): 3.2 mm, tinned, Pale green, Box
31073 | 1401670000 | SL 5.08HC/06/90 3.2SN GN BX | PCB plug-in connector, male header, open side, THT solder connection, 5.08 mm, Number of poles: 6, 90°, Solder pin length (l): 3.2 mm, tinned, Pale green, Box
31074 | 1401680000 | SL 5.08HC/07/90 3.2SN GN BX | PCB plug-in connector, male header, open side, THT solder connection, 5.08 mm, Number of poles: 7, 90°, Solder pin length (l): 3.2 mm, tinned, Pale green, Box
31075 | 1401690000 | SL 5.08HC/08/90 3.2SN GN BX | PCB plug-in connector, male header, open side, THT solder connection, 5.08 mm, Number of poles: 8, 90°, Solder pin length (l): 3.2 mm, tinned, Pale green, Box
31076 | 1401700000 | SL 5.08HC/09/90 3.2SN GN BX | PCB plug-in connector, male header, open side, THT solder connection, 5.08 mm, Number of poles: 9, 90°, Solder pin length (l): 3.2 mm, tinned, Pale green, Box
31077 | 1401710000 | SL 5.08HC/10/90 3.2SN GN BX | PCB plug-in connector, male header, open side, THT solder connection, 5.08 mm, Number of poles: 10, 90°, Solder pin length (l): 3.2 mm, tinned, Pale green, Box
31078 | 1401820000 | SL 5.08HC/05/180 3.2SN GN BX | PCB plug-in connector, male header, open side, THT solder connection, 5.08 mm, Number of poles: 5, 180°, Solder pin length (l): 3.2 mm, tinned, Pale green, Box
31079 | 1401830000 | SL 5.08HC/06/180 3.2SN GN BX | PCB plug-in connector, male header, open side, THT solder connection, 5.08 mm, Number of poles: 6, 180°, Solder pin length (l): 3.2 mm, tinned, Pale green, Box
31080 | 1401840000 | SL 5.08HC/07/180 3.2SN GN BX | PCB plug-in connector, male header, open side, THT solder connection, 5.08 mm, Number of poles: 7, 180°, Solder pin length (l): 3.2 mm, tinned, Pale green, Box
31081 | 1401850000 | SL 5.08HC/08/180 3.2SN GN BX | PCB plug-in connector, male header, open side, THT solder connection, 5.08 mm, Number of poles: 8, 180°, Solder pin length (l): 3.2 mm, tinned, Pale green, Box
31082 | 1401880000 | SL 5.08HC/10/180 3.2SN GN BX | PCB plug-in connector, male header, open side, THT solder connection, 5.08 mm, Number of poles: 10, 180°, Solder pin length (l): 3.2 mm, tinned, Pale green, Box
31083 | 1401920000 | SL 5.08HC/05/180F 3.2SN GN BX | PCB plug-in connector, male header, Flange, THT solder connection, 5.08 mm, Number of poles: 5, 180°, Solder pin length (l): 3.2 mm, tinned, Pale green, Box
31084 | 1409290000 | SL 5.08HC/05/90B 3.2SN GN BX | PCB plug-in connector, male header, Dovetails for fixing blocks, THT solder connection, 5.08 mm, Number of poles: 5, 90°, Solder pin length (l): 3.2 mm, tinned, Pale green, Box
31085 | 1409310000 | SL 5.08HC/06/90B 3.2SN GN BX | PCB plug-in connector, male header, Dovetails for fixing blocks, THT solder connection, 5.08 mm, Number of poles: 6, 90°, Solder pin length (l): 3.2 mm, tinned, Pale green, Box
31086 | 1409320000 | SL 5.08HC/07/90B 3.2SN GN BX | PCB plug-in connector, male header, Dovetails for fixing blocks, THT solder connection, 5.08 mm, Number of poles: 7, 90°, Solder pin length (l): 3.2 mm, tinned, Pale green, Box
31087 | 1409330000 | SL 5.08HC/08/90B 3.2SN GN BX | PCB plug-in connector, male header, Dovetails for fixing blocks, THT solder connection, 5.08 mm, Number of poles: 8, 90°, Solder pin length (l): 3.2 mm, tinned, Pale green, Box
31088 | 1409340000 | SL 5.08HC/09/90B 3.2SN GN BX | PCB plug-in connector, male header, Dovetails for fixing blocks, THT solder connection, 5.08 mm, Number of poles: 9, 90°, Solder pin length (l): 3.2 mm, tinned, Pale green, Box
31089 | 1409350000 | SL 5.08HC/10/90B 3.2SN GN BX | PCB plug-in connector, male header, Dovetails for fixing blocks, THT solder connection, 5.08 mm, Number of poles: 10, 90°, Solder pin length (l): 3.2 mm, tinned, Pale green, Box
31090 | 1409390000 | SL 5.08HC/05/180B 3.2SN GN BX | PCB plug-in connector, male header, Dovetails for fixing blocks, THT solder connection, 5.08 mm, Number of poles: 5, 180°, Solder pin length (l): 3.2 mm, tinned, Pale green, Box
31091 | 1409410000 | SL 5.08HC/06/180B 3.2SN GN BX | PCB plug-in connector, male header, Dovetails for fixing blocks, THT solder connection, 5.08 mm, Number of poles: 6, 180°, Solder pin length (l): 3.2 mm, tinned, Pale green, Box
31092 | 1409430000 | SL 5.08HC/08/180B 3.2SN GN BX | PCB plug-in connector, male header, Dovetails for fixing blocks, THT solder connection, 5.08 mm, Number of poles: 8, 180°, Solder pin length (l): 3.2 mm, tinned, Pale green, Box
31093 | 1409450000 | SL 5.08HC/10/180B 3.2SN GN BX | PCB plug-in connector, male header, Dovetails for fixing blocks, THT solder connection, 5.08 mm, Number of poles: 10, 180°, Solder pin length (l): 3.2 mm, tinned, Pale green, Box
31094 | 1410340000 | SL 5.00/14/180 3.2SN GN BX | PCB plug-in connector, male header, open side, THT solder connection, 5.00 mm, Number of poles: 14, 180°, Solder pin length (l): 3.2 mm, tinned, Pale green, Box
31095 | 1422560000 | SFX-M 11/60-5 AL | MetalliCard, Conductor and cable markers, 7 - 40 mm, 60 x 11 mm, silver
31096 | 1422570000 | SFX-M 11/60-5 ST | MetalliCard, Conductor and cable markers, 7 - 40 mm, 60 x 11 mm, silver
31097 | 1437910000 | LM2NZF 5.08/04/135 3.5SN BK BX | Printed circuit board terminals, 5.08 mm, Number of poles: 4, 135°, Solder pin length (l): 3.5 mm, black, Tension-clamp connection, Clamping range, max. : 2.5 mm², Box
31098 | 1437930000 | LM2NZF 5.08/08/135 3.5SN BK BX | Printed circuit board terminals, 5.08 mm, Number of poles: 8, 135°, Solder pin length (l): 3.5 mm, black, Tension-clamp connection, Clamping range, max. : 2.5 mm², Box
31099 | 1538030000 | LUP 10.16/02/90 3.2SN GN BX | Printed circuit board terminals, 10.16 mm, Number of poles: 2, 90°, tinned, Clamping yoke connection, Clamping range, max. : 16 mm², Box
31100 | 1538040000 | LUP 10.16/03/90 3.2SN GN BX | Printed circuit board terminals, 10.16 mm, Number of poles: 3, 90°, tinned, Clamping yoke connection, Clamping range, max. : 16 mm², Box
31101 | 1538050000 | LUP 10.16/05/90 3.2SN GN BX | Printed circuit board terminals, 10.16 mm, Number of poles: 5, 90°, tinned, Clamping yoke connection, Clamping range, max. : 16 mm², Box
31102 | 1561170000 | LM 3.50/08/90 3.2SN BK BX | Printed circuit board terminals, 3.50 mm, Number of poles: 8, 90°, Solder pin length (l): 3.2 mm, tinned, black, Clamping yoke connection, Clamping range, max. : 2.08 mm², Box
31103 | 1991670000 | THM ET S7 1500 GE | THM, Device markers, 108.8 x 22.9 mm, Siemens, yellow
31104 | 1991680000 | THM ET S7 1500 TU | THM, Device markers, 108.8 x 22.9 mm, Siemens, Turquoise
31105 | 1993930000 | SL-SMT 5.08HC/04/90V 3.2SN BK BX | PCB plug-in connector, male header, open side, THT/THR solder connection, 5.08 mm, Number of poles: 4, 90°, Solder pin length (l): 3.2 mm, tinned, black, Box
31106 | 1993950000 | SL-SMT 5.08HC/16/90V 3.2SN BK BX | PCB plug-in connector, male header, open side, THT/THR solder connection, 5.08 mm, Number of poles: 16, 90°, Solder pin length (l): 3.2 mm, tinned, black, Box
31107 | 2091010000 | H0,75/16DS GR | Wire-end ferrule, Standard, 12 mm, 10 mm, grey
31108 | 2092480000 | H1,0/16 DS R | Wire-end ferrule, Standard, 12 mm, 10 mm, red
31109 | 2092490000 | H1,5/16 DS SW | Wire-end ferrule, Standard, 12 mm, 10 mm, black
31110 | 2441050000 | SL-SMT 5.00HC/02/180 3.2SN BK RL | PCB plug-in connector, male header, open side, THT/THR solder connection, 5.00 mm, Number of poles: 2, 180°, Solder pin length (l): 3.2 mm, tinned, black, Tape
31111 | 2441070000 | SL-SMT 5.00HC/04/180 3.2SN BK RL | PCB plug-in connector, male header, open side, THT/THR solder connection, 5.00 mm, Number of poles: 4, 180°, Solder pin length (l): 3.2 mm, tinned, black, Tape
31112 | 2441080000 | SL-SMT 5.00HC/03/180 3.2SN BK RL | PCB plug-in connector, male header, open side, THT/THR solder connection, 5.00 mm, Number of poles: 3, 180°, Solder pin length (l): 3.2 mm, tinned, black, Tape
31113 | 2445180000 | SL 5.08HC/02/180B 4.5SN OR BX | PCB plug-in connector, male header, Dovetails for fixing blocks, THT solder connection, 5.08 mm, Number of poles: 2, 180°, Solder pin length (l): 4.5 mm, tinned, orange, Box
31114 | 2445190000 | SL 5.08HC/08/180B 4.5SN OR BX | PCB plug-in connector, male header, Dovetails for fixing blocks, THT solder connection, 5.08 mm, Number of poles: 8, 180°, Solder pin length (l): 4.5 mm, tinned, orange, Box
31115 | 2455370000 | SL 5.08HC/06/180B 4.5SN OR BX | PCB plug-in connector, male header, Dovetails for fixing blocks, THT solder connection, 5.08 mm, Number of poles: 6, 180°, Solder pin length (l): 4.5 mm, tinned, orange, Box
31116 | 2471390000 | BL-I/O 3.50/10F CJC AU BK BX | PCB plug-in connector, female plug, 3.50 mm, Number of poles: 10, 180°, PUSH IN with actuator, Tension-clamp connection, Clamping range, max. : 1.5 mm², Box
31117 | 2488190000 | SL 5.08HC/16/180B 3.2SN GN BX | PCB plug-in connector, male header, Dovetails for fixing blocks, THT solder connection, 5.08 mm, Number of poles: 16, 180°, Solder pin length (l): 3.2 mm, tinned, orange, Box
31118 | 2545120000 | ITS 24-240VUC M7C PU10 | IT TIMER, Multifunction timing relay, with separate control input, Number of contacts: 1, CO contact, AgNi, Continuous current: 5 A, Screw connection
31119 | 2554020000 | CD-RET 40 | Cable duct binder
31120 | 2554030000 | CD-RET 60 | Cable duct binder
31121 | 2562770000 | CD-FLEX 12.5X12.5 | Flexible wiring duct, 12.5 mm x 12.5 mm, 5.00 mm x 7.50 mm, 500 mm
31122 | 2562780000 | CD-FLEX 20X20 | Flexible wiring duct, 20 mm x 20 mm, 5.00 mm x 7.50 mm, 500 mm
31123 | 2562790000 | CD-FLEX 30X30 | Flexible wiring duct, 30 mm x 30 mm, 5.00 mm x 7.50 mm, 500 mm
31124 | 2562800000 | CD-FLEX 40X40 | Flexible wiring duct, 40 mm x 40 mm, 5.00 mm x 7.50 mm, 500 mm
31125 | 2567190000 | LL 5.08/11/90 3.2SN BK BX TB | Printed circuit board terminals, 5.08 mm, Number of poles: 11, 90°, Solder pin length (l): 3.2 mm, tinned, black, Clamping yoke connection, Clamping range, max. : 6 mm², Box
31126 | 2567210000 | LL 5.08/15/90 3.2SN GY BX TB | Printed circuit board terminals, 5.08 mm, Number of poles: 12, 90°, Solder pin length (l): 3.2 mm, tinned, Pebble grey, Clamping yoke connection, Clamping range, max. : 6 mm², Box
31127 | 2583350000 | CABTITE BSE SML GY | Sealing element, Cabtite (cable entry system), TPE, Light Grey, Height: 20.3 mm, Width: 20.3 mm, Depth: 17.7 mm, -40 °C?90 °C, IP66
31128 | 2583400000 | CABTITE SE 3-4 SML GY | Sealing element, Cabtite (cable entry system), TPE, Light Grey, Height: 20.3 mm, Width: 20.3 mm, Depth: 17.7 mm, -40 °C?90 °C, IP66
31129 | 2583440000 | CABTITE SE 4-5 SML GY | Sealing element, Cabtite (cable entry system), TPE, Light Grey, Height: 20.3 mm, Width: 20.3 mm, Depth: 17.7 mm, -40 °C?90 °C, IP66
31130 | 2583460000 | CABTITE SE 6-7 SML GY | Sealing element, Cabtite (cable entry system), TPE, Light Grey, Height: 20.3 mm, Width: 20.3 mm, Depth: 17.7 mm, -40 °C?90 °C, IP66
31131 | 2583550000 | CABTITE SE 2/7 SML BK | Sealing element, Cabtite (cable entry system), TPE, Deep black, Height: 20.3 mm, Width: 20.3 mm, Depth: 17.7 mm, -40 °C?120 °C, IP66
31132 | 2583560000 | CABTITE SE 4/4-5 SML BK | Sealing element, Cabtite (cable entry system), TPE, Deep black, Height: 20.3 mm, Width: 20.3 mm, Depth: 17.7 mm, -40 °C?120 °C, IP66
31133 | 2584000000 | CABTITE SE 13-14 SML BK | Sealing element, Cabtite (cable entry system), TPE, Deep black, Height: 20.3 mm, Width: 20.3 mm, Depth: 17.7 mm, -40 °C?120 °C, IP66
31134 | 2584040000 | CABTITE SE 11-12 SML BK | Sealing element, Cabtite (cable entry system), TPE, Deep black, Height: 20.3 mm, Width: 20.3 mm, Depth: 17.7 mm, -40 °C?120 °C, IP66
31135 | 2584160000 | CABTITE CGS M32 BK | separable cable gland, Cabtite (cable entry system), Polyamide, glass fibre-reinforced, Deep black, Height: 23.7 mm, M 32, -40 °C?120 °C, IP66
31136 | 2584180000 | CABTITE CGS M25 BK | separable cable gland, Cabtite (cable entry system), Polyamide, glass fibre-reinforced, Deep black, Height: 23.7 mm, M 25, -40 °C?120 °C, IP66
31137 | 2584490000 | CABTITE SE 16-17 LRG GY | Sealing element, Cabtite (cable entry system), TPE, Light Grey, Height: 42.8 mm, Width: 42.8 mm, Depth: 17.7 mm, -40 °C?90 °C, IP66
31138 | 2584550000 | CABTITE SE 15-16 SML GY | Sealing element, Cabtite (cable entry system), TPE, Light Grey, Height: 20.3 mm, Width: 20.3 mm, Depth: 17.7 mm, -40 °C?90 °C, IP66
31139 | 2584560000 | CABTITE SE 14-15 SML GY | Sealing element, Cabtite (cable entry system), TPE, Light Grey, Height: 20.3 mm, Width: 20.3 mm, Depth: 17.7 mm, -40 °C?90 °C, IP66
31140 | 2584570000 | CABTITE SE 13-14 SML GY | Sealing element, Cabtite (cable entry system), TPE, Light Grey, Height: 20.3 mm, Width: 20.3 mm, Depth: 17.7 mm, -40 °C?90 °C, IP66
31141 | 2584590000 | CABTITE SE 12-13 SML GY | Sealing element, Cabtite (cable entry system), TPE, Light Grey, Height: 20.3 mm, Width: 20.3 mm, Depth: 17.7 mm, -40 °C?90 °C, IP66
31142 | 2584600000 | CABTITE SE 11-12 SML GY | Sealing element, Cabtite (cable entry system), TPE, Light Grey, Height: 20.3 mm, Width: 20.3 mm, Depth: 17.7 mm, -40 °C?90 °C, IP66
31143 | 2584610000 | CABTITE SE 10-11 SML GY | Sealing element, Cabtite (cable entry system), TPE, Light Grey, Height: 20.3 mm, Width: 20.3 mm, Depth: 17.7 mm, -40 °C?90 °C, IP66
31144 | 2584630000 | CABTITE SE 9-10 SML GY | Sealing element, Cabtite (cable entry system), TPE, Light Grey, Height: 20.3 mm, Width: 20.3 mm, Depth: 17.7 mm, -40 °C?90 °C, IP66
31145 | 2584650000 | CABTITE SE 8-9 SML GY | Sealing element, Cabtite (cable entry system), TPE, Light Grey, Height: 20.3 mm, Width: 20.3 mm, Depth: 17.7 mm, -40 °C?90 °C, IP66
31146 | 2584660000 | CABTITE SE 7-8 SML GY | Sealing element, Cabtite (cable entry system), TPE, Light Grey, Height: 20.3 mm, Width: 20.3 mm, Depth: 17.7 mm, -40 °C?90 °C, IP66
31147 | 2584830000 | CABTITE SE 2/7 SML GY | Sealing element, Cabtite (cable entry system), TPE, Light Grey, Height: 20.3 mm, Width: 20.3 mm, Depth: 17.7 mm, -40 °C?90 °C, IP66
31148 | 2584840000 | CABTITE SE 4/4-5 SML GY | Sealing element, Cabtite (cable entry system), TPE, Light Grey, Height: 20.3 mm, Width: 20.3 mm, Depth: 17.7 mm, -40 °C?90 °C, IP66
31149 | 2584890000 | CABTITE SE 2/5-6 SML GY | Sealing element, Cabtite (cable entry system), TPE, Light Grey, Height: 20.3 mm, Width: 20.3 mm, Depth: 17.7 mm, -40 °C?90 °C, IP66
31150 | 2584900000 | CABTITE SE 2/4-5 SML GY | Sealing element, Cabtite (cable entry system), TPE, Light Grey, Height: 20.3 mm, Width: 20.3 mm, Depth: 17.7 mm, -40 °C?90 °C, IP66
31151 | 2588480000 | CBC 15/50 BK | Protective cable hose
31152 | 2588590000 | CBC-SP 2-12/50 BK | Protective cable hose coil
31153 | 2588690000 | CBC-SP 2-12/50 V2 WT | Protective cable hose coil
31154 | 2588830000 | CBC-SP 2-12/50 TP | Protective cable hose coil
31155 | 2588860000 | CBC-FB 50-75/50 | Fabric of protective cable hose
31156 | 2595720000 | LL 5.08/04/90 3.2SN OR BX PRT | Printed circuit board terminals, 5.08 mm, Number of poles: 4, 90°, Solder pin length (l): 3.2 mm, tinned, orange, Clamping yoke connection, Clamping range, max. : 6 mm², Box
31157 | 2596030000 | LL 5.08/16/90 3.2SN OR BX PRT | Printed circuit board terminals, 5.08 mm, Number of poles: 16, 90°, Solder pin length (l): 3.2 mm, tinned, orange, Clamping yoke connection, Clamping range, max. : 6 mm², Box
31158 | 2596040000 | LL 5.08/02/90 3.2SN OR BX PRT | Printed circuit board terminals, 5.08 mm, Number of poles: 2, 90°, Solder pin length (l): 3.2 mm, tinned, orange, Clamping yoke connection, Clamping range, max. : 6 mm², Box
31159 | 2596050000 | LL 5.08/14/90 3.2SN OR BX PRT | Printed circuit board terminals, 5.08 mm, Number of poles: 14, 90°, Solder pin length (l): 3.2 mm, tinned, orange, Clamping yoke connection, Clamping range, max. : 6 mm², Box
31160 | 2596060000 | LL 5.08/18/90 3.2SN OR BX PRT | Printed circuit board terminals, 5.08 mm, Number of poles: 18, 90°, Solder pin length (l): 3.2 mm, tinned, orange, Clamping yoke connection, Clamping range, max. : 6 mm², Box
31161 | 2599450000 | BLZF 3.50/10/180 AU BK BX | PCB plug-in connector, female plug, 3.50 mm, Number of poles: 10, 180°, Tension-clamp connection, Clamping range, max. : 1.5 mm², Box
31162 | 2599490000 | BCZ 3.81/02/180 SN OR BX PRT | PCB plug-in connector, female plug, 3.81 mm, Number of poles: 2, 180°, Clamping yoke connection, Clamping range, max. : 1.5 mm², Box
31163 | 2599510000 | BCZ 3.81/05/180 SN OR BX PRT | PCB plug-in connector, female plug, 3.81 mm, Number of poles: 5, 180°, Clamping yoke connection, Clamping range, max. : 1.5 mm², Box
31164 | 2599520000 | BCZ 3.81/06/180 SN OR BX PRT | PCB plug-in connector, female plug, 3.81 mm, Number of poles: 6, 180°, Clamping yoke connection, Clamping range, max. : 1.5 mm², Box
31165 | 2599530000 | BCZ 3.81/06/180 SN OR BX PRT | PCB plug-in connector, female plug, 3.81 mm, Number of poles: 6, 180°, Clamping yoke connection, Clamping range, max. : 1.5 mm², Box
31166 | 2599540000 | BCZ 3.81/05/180 SN GN BX PRT | PCB plug-in connector, female plug, 3.81 mm, Number of poles: 5, 180°, Clamping yoke connection, Clamping range, max. : 1.5 mm², Box
31167 | 2613220000 | BCZ 3.81/03/180 SN GN BX PRT | PCB plug-in connector, female plug, 3.81 mm, Number of poles: 3, 180°, Clamping yoke connection, Clamping range, max. : 1.5 mm², Box
31168 | 2617590000 | LM2N 5.08/36/90 3.5SN OR BX PRT | Printed circuit board terminals, 5.08 mm, Number of poles: 36, 90°, Solder pin length (l): 3.5 mm, tinned, orange, Clamping yoke connection, Clamping range, max. : 2.5 mm², Box
31169 | 1472470000 | SL 7.62HP/12/270LF 3.2SN BK BX | PCB plug-in connector, male header, Solder flange, THT solder connection, 7.62 mm, Number of poles: 12, 270°, Solder pin length (l): 3.2 mm, black, Box
31170 | 1472460000 | SL 7.62HP/11/270LF 3.2SN BK BX | PCB plug-in connector, male header, Solder flange, THT solder connection, 7.62 mm, Number of poles: 11, 270°, Solder pin length (l): 3.2 mm, black, Box
31171 | 1472450000 | SL 7.62HP/10/270LF 3.2SN BK BX | PCB plug-in connector, male header, Solder flange, THT solder connection, 7.62 mm, Number of poles: 10, 270°, Solder pin length (l): 3.2 mm, black, Box
31172 | 1472440000 | SL 7.62HP/09/270LF 3.2SN BK BX | PCB plug-in connector, male header, Solder flange, THT solder connection, 7.62 mm, Number of poles: 9, 270°, Solder pin length (l): 3.2 mm, black, Box
31173 | 1472430000 | SL 7.62HP/08/270LF 3.2SN BK BX | PCB plug-in connector, male header, Solder flange, THT solder connection, 7.62 mm, Number of poles: 8, 270°, Solder pin length (l): 3.2 mm, black, Box
31174 | 1472420000 | SL 7.62HP/07/270LF 3.2SN BK BX | PCB plug-in connector, male header, Solder flange, THT solder connection, 7.62 mm, Number of poles: 7, 270°, Solder pin length (l): 3.2 mm, black, Box
31175 | 1472410000 | SL 7.62HP/06/270LF 3.2SN BK BX | PCB plug-in connector, male header, Solder flange, THT solder connection, 7.62 mm, Number of poles: 6, 270°, Solder pin length (l): 3.2 mm, black, Box
31176 | 1472390000 | SL 7.62HP/05/270LF 3.2SN BK BX | PCB plug-in connector, male header, Solder flange, THT solder connection, 7.62 mm, Number of poles: 5, 270°, Solder pin length (l): 3.2 mm, black, Box
31177 | 1472350000 | SL 7.62HP/12/270G 3.2SN BK BX | PCB plug-in connector, male header, closed side, THT solder connection, 7.62 mm, Number of poles: 12, 270°, Solder pin length (l): 3.2 mm, black, Box
31178 | 1472340000 | SL 7.62HP/11/270G 3.2SN BK BX | PCB plug-in connector, male header, closed side, THT solder connection, 7.62 mm, Number of poles: 11, 270°, Solder pin length (l): 3.2 mm, black, Box
31179 | 1472330000 | SL 7.62HP/10/270G 3.2SN BK BX | PCB plug-in connector, male header, closed side, THT solder connection, 7.62 mm, Number of poles: 10, 270°, Solder pin length (l): 3.2 mm, black, Box
31180 | 1472320000 | SL 7.62HP/09/270G 3.2SN BK BX | PCB plug-in connector, male header, closed side, THT solder connection, 7.62 mm, Number of poles: 9, 270°, Solder pin length (l): 3.2 mm, black, Box
31181 | 1472310000 | SL 7.62HP/08/270G 3.2SN BK BX | PCB plug-in connector, male header, closed side, THT solder connection, 7.62 mm, Number of poles: 8, 270°, Solder pin length (l): 3.2 mm, black, Box
31182 | 1472290000 | SL 7.62HP/07/270G 3.2SN BK BX | PCB plug-in connector, male header, closed side, THT solder connection, 7.62 mm, Number of poles: 7, 270°, Solder pin length (l): 3.2 mm, black, Box
31183 | 1472280000 | SL 7.62HP/06/270G 3.2SN BK BX | PCB plug-in connector, male header, closed side, THT solder connection, 7.62 mm, Number of poles: 6, 270°, Solder pin length (l): 3.2 mm, black, Box
31184 | 1472270000 | SL 7.62HP/05/270G 3.2SN BK BX | PCB plug-in connector, male header, closed side, THT solder connection, 7.62 mm, Number of poles: 5, 270°, Solder pin length (l): 3.2 mm, black, Box
31185 | 1124810000 | SVF 7.62HP/02/180SFI SN BK BX | PCB plug-in connector, male plug, 7.62 mm, Number of poles: 2, 180°, PUSH IN without actuator, Tension-clamp connection, Clamping range, max. : 10 mm², Box
31186 | 1124750000 | SVF 7.62HP/02/180FI SN BK BX | PCB plug-in connector, male plug, 7.62 mm, Number of poles: 2, 180°, PUSH IN without actuator, Tension-clamp connection, Clamping range, max. : 10 mm², Box
31187 | 2594970000 | PB-ENDCAP 160 02RF BK BX | PCB plug-in connector, cover plate, black
31188 | 2444210000 | SCZ 3.81/04/180LRZE SN BK BX | PCB plug-in connector, male plug, 3.81 mm, Number of poles: 4, 180°, Clamping yoke connection, Clamping range, max. : 1.5 mm², Box
31189 | 2444190000 | SCZ 3.81/04/180LR SN BK BX | PCB plug-in connector, male plug, 3.81 mm, Number of poles: 4, 180°, Clamping yoke connection, Clamping range, max. : 1.5 mm², Box
31190 | 2444180000 | SCZ 3.81/03/180LR SN BK BX | PCB plug-in connector, male plug, 3.81 mm, Number of poles: 3, 180°, Clamping yoke connection, Clamping range, max. : 1.5 mm², Box
31191 | 1155730000 | SL 5.08HC/16/90B 3.2SN BK BX | PCB plug-in connector, male header, Dovetails for fixing blocks, THT solder connection, 5.08 mm, Number of poles: 16, 90°, Solder pin length (l): 3.2 mm, tinned, black, Box
31192 | 1155720000 | SL 5.08HC/15/90B 3.2SN BK BX | PCB plug-in connector, male header, Dovetails for fixing blocks, THT solder connection, 5.08 mm, Number of poles: 15, 90°, Solder pin length (l): 3.2 mm, tinned, black, Box
31193 | 1155710000 | SL 5.08HC/14/90B 3.2SN BK BX | PCB plug-in connector, male header, Dovetails for fixing blocks, THT solder connection, 5.08 mm, Number of poles: 14, 90°, Solder pin length (l): 3.2 mm, tinned, black, Box
31194 | 1155700000 | SL 5.08HC/13/90B 3.2SN BK BX | PCB plug-in connector, male header, Dovetails for fixing blocks, THT solder connection, 5.08 mm, Number of poles: 13, 90°, Solder pin length (l): 3.2 mm, tinned, black, Box
31195 | 1155680000 | SL 5.08HC/11/90B 3.2SN BK BX | PCB plug-in connector, male header, Dovetails for fixing blocks, THT solder connection, 5.08 mm, Number of poles: 11, 90°, Solder pin length (l): 3.2 mm, tinned, black, Box
31196 | 1155670000 | SL 5.08HC/10/90B 3.2SN BK BX | PCB plug-in connector, male header, Dovetails for fixing blocks, THT solder connection, 5.08 mm, Number of poles: 10, 90°, Solder pin length (l): 3.2 mm, tinned, black, Box
31197 | 1155650000 | SL 5.08HC/09/90B 3.2SN BK BX | PCB plug-in connector, male header, Dovetails for fixing blocks, THT solder connection, 5.08 mm, Number of poles: 9, 90°, Solder pin length (l): 3.2 mm, tinned, black, Box
31198 | 1155630000 | SL 5.08HC/07/90B 3.2SN BK BX | PCB plug-in connector, male header, Dovetails for fixing blocks, THT solder connection, 5.08 mm, Number of poles: 7, 90°, Solder pin length (l): 3.2 mm, tinned, black, Box
31199 | 1155610000 | SL 5.08HC/05/90B 3.2SN BK BX | PCB plug-in connector, male header, Dovetails for fixing blocks, THT solder connection, 5.08 mm, Number of poles: 5, 90°, Solder pin length (l): 3.2 mm, tinned, black, Box
31200 | 1155480000 | SL 5.08HC/16/90G 3.2SN BK BX | PCB plug-in connector, male header, closed side, THT solder connection, 5.08 mm, Number of poles: 16, 90°, Solder pin length (l): 3.2 mm, tinned, black, Box
31201 | 1155470000 | SL 5.08HC/15/90G 3.2SN BK BX | PCB plug-in connector, male header, closed side, THT solder connection, 5.08 mm, Number of poles: 15, 90°, Solder pin length (l): 3.2 mm, tinned, black, Box
31202 | 1155450000 | SL 5.08HC/14/90G 3.2SN BK BX | PCB plug-in connector, male header, closed side, THT solder connection, 5.08 mm, Number of poles: 14, 90°, Solder pin length (l): 3.2 mm, tinned, black, Box
31203 | 1155440000 | SL 5.08HC/13/90G 3.2SN BK BX | PCB plug-in connector, male header, closed side, THT solder connection, 5.08 mm, Number of poles: 13, 90°, Solder pin length (l): 3.2 mm, tinned, black, Box
31204 | 1155420000 | SL 5.08HC/11/90G 3.2SN BK BX | PCB plug-in connector, male header, closed side, THT solder connection, 5.08 mm, Number of poles: 11, 90°, Solder pin length (l): 3.2 mm, tinned, black, Box
31205 | 1155410000 | SL 5.08HC/10/90G 3.2SN BK BX | PCB plug-in connector, male header, closed side, THT solder connection, 5.08 mm, Number of poles: 10, 90°, Solder pin length (l): 3.2 mm, tinned, black, Box
31206 | 1155390000 | SL 5.08HC/08/90G 3.2SN BK BX | PCB plug-in connector, male header, closed side, THT solder connection, 5.08 mm, Number of poles: 8, 90°, Solder pin length (l): 3.2 mm, tinned, black, Box
31207 | 1155380000 | SL 5.08HC/07/90G 3.2SN BK BX | PCB plug-in connector, male header, closed side, THT solder connection, 5.08 mm, Number of poles: 7, 90°, Solder pin length (l): 3.2 mm, tinned, black, Box
31208 | 1155200000 | SL 5.08HC/16/90 3.2SN BK BX | PCB plug-in connector, male header, open side, THT solder connection, 5.08 mm, Number of poles: 16, 90°, Solder pin length (l): 3.2 mm, tinned, black, Box
31209 | 1155190000 | SL 5.08HC/15/90 3.2SN BK BX | PCB plug-in connector, male header, open side, THT solder connection, 5.08 mm, Number of poles: 15, 90°, Solder pin length (l): 3.2 mm, tinned, black, Box
31210 | 1155180000 | SL 5.08HC/14/90 3.2SN BK BX | PCB plug-in connector, male header, open side, THT solder connection, 5.08 mm, Number of poles: 14, 90°, Solder pin length (l): 3.2 mm, tinned, black, Box
31211 | 1155170000 | SL 5.08HC/13/90 3.2SN BK BX | PCB plug-in connector, male header, open side, THT solder connection, 5.08 mm, Number of poles: 13, 90°, Solder pin length (l): 3.2 mm, tinned, black, Box
31212 | 1155150000 | SL 5.08HC/12/90 3.2SN BK BX | PCB plug-in connector, male header, open side, THT solder connection, 5.08 mm, Number of poles: 12, 90°, Solder pin length (l): 3.2 mm, tinned, black, Box
31213 | 1155140000 | SL 5.08HC/11/90 3.2SN BK BX | PCB plug-in connector, male header, open side, THT solder connection, 5.08 mm, Number of poles: 11, 90°, Solder pin length (l): 3.2 mm, tinned, black, Box
31214 | 1155130000 | SL 5.08HC/10/90 3.2SN BK BX | PCB plug-in connector, male header, open side, THT solder connection, 5.08 mm, Number of poles: 10, 90°, Solder pin length (l): 3.2 mm, tinned, black, Box
31215 | 1155100000 | SL 5.08HC/09/90 3.2SN BK BX | PCB plug-in connector, male header, open side, THT solder connection, 5.08 mm, Number of poles: 9, 90°, Solder pin length (l): 3.2 mm, tinned, black, Box
31216 | 1155090000 | SL 5.08HC/08/90 3.2SN BK BX | PCB plug-in connector, male header, open side, THT solder connection, 5.08 mm, Number of poles: 8, 90°, Solder pin length (l): 3.2 mm, tinned, black, Box
31217 | 1155070000 | SL 5.08HC/06/90 3.2SN BK BX | PCB plug-in connector, male header, open side, THT solder connection, 5.08 mm, Number of poles: 6, 90°, Solder pin length (l): 3.2 mm, tinned, black, Box
31218 | 1155060000 | SL 5.08HC/05/90 3.2SN BK BX | PCB plug-in connector, male header, open side, THT solder connection, 5.08 mm, Number of poles: 5, 90°, Solder pin length (l): 3.2 mm, tinned, black, Box
31219 | 1149870000 | SL 5.08HC/16/180B 3.2SN BK BX | PCB plug-in connector, male header, Dovetails for fixing blocks, THT solder connection, 5.08 mm, Number of poles: 16, 180°, Solder pin length (l): 3.2 mm, tinned, black, Box
31220 | 1149830000 | SL 5.08HC/15/180B 3.2SN BK BX | PCB plug-in connector, male header, Dovetails for fixing blocks, THT solder connection, 5.08 mm, Number of poles: 15, 180°, Solder pin length (l): 3.2 mm, tinned, black, Box
31221 | 1149800000 | SL 5.08HC/14/180B 3.2SN BK BX | PCB plug-in connector, male header, Dovetails for fixing blocks, THT solder connection, 5.08 mm, Number of poles: 14, 180°, Solder pin length (l): 3.2 mm, tinned, black, Box
31222 | 1149770000 | SL 5.08HC/13/180B 3.2SN BK BX | PCB plug-in connector, male header, Dovetails for fixing blocks, THT solder connection, 5.08 mm, Number of poles: 13, 180°, Solder pin length (l): 3.2 mm, tinned, black, Box
31223 | 1149730000 | SL 5.08HC/12/180B 3.2SN BK BX | PCB plug-in connector, male header, Dovetails for fixing blocks, THT solder connection, 5.08 mm, Number of poles: 12, 180°, Solder pin length (l): 3.2 mm, tinned, black, Box
31224 | 1149700000 | SL 5.08HC/11/180B 3.2SN BK BX | PCB plug-in connector, male header, Dovetails for fixing blocks, THT solder connection, 5.08 mm, Number of poles: 11, 180°, Solder pin length (l): 3.2 mm, tinned, black, Box
31225 | 1149670000 | SL 5.08HC/10/180B 3.2SN BK BX | PCB plug-in connector, male header, Dovetails for fixing blocks, THT solder connection, 5.08 mm, Number of poles: 10, 180°, Solder pin length (l): 3.2 mm, tinned, black, Box
31226 | 1149100000 | SL 5.08HC/16/180G 3.2SN BK BX | PCB plug-in connector, male header, closed side, THT solder connection, 5.08 mm, Number of poles: 16, 180°, Solder pin length (l): 3.2 mm, tinned, black, Box
31227 | 1149070000 | SL 5.08HC/15/180G 3.2SN BK BX | PCB plug-in connector, male header, closed side, THT solder connection, 5.08 mm, Number of poles: 15, 180°, Solder pin length (l): 3.2 mm, tinned, black, Box
31228 | 1149030000 | SL 5.08HC/14/180G 3.2SN BK BX | PCB plug-in connector, male header, closed side, THT solder connection, 5.08 mm, Number of poles: 14, 180°, Solder pin length (l): 3.2 mm, tinned, black, Box
31229 | 1149000000 | SL 5.08HC/13/180G 3.2SN BK BX | PCB plug-in connector, male header, closed side, THT solder connection, 5.08 mm, Number of poles: 13, 180°, Solder pin length (l): 3.2 mm, tinned, black, Box
31230 | 1148970000 | SL 5.08HC/12/180G 3.2SN BK BX | PCB plug-in connector, male header, closed side, THT solder connection, 5.08 mm, Number of poles: 12, 180°, Solder pin length (l): 3.2 mm, tinned, black, Box
31231 | 1148930000 | SL 5.08HC/11/180G 3.2SN BK BX | PCB plug-in connector, male header, closed side, THT solder connection, 5.08 mm, Number of poles: 11, 180°, Solder pin length (l): 3.2 mm, tinned, black, Box
31232 | 1148900000 | SL 5.08HC/10/180G 3.2SN BK BX | PCB plug-in connector, male header, closed side, THT solder connection, 5.08 mm, Number of poles: 10, 180°, Solder pin length (l): 3.2 mm, tinned, black, Box
31233 | 1148870000 | SL 5.08HC/09/180G 3.2SN BK BX | PCB plug-in connector, male header, closed side, THT solder connection, 5.08 mm, Number of poles: 9, 180°, Solder pin length (l): 3.2 mm, tinned, black, Box
31234 | 1148830000 | SL 5.08HC/08/180G 3.2SN BK BX | PCB plug-in connector, male header, closed side, THT solder connection, 5.08 mm, Number of poles: 8, 180°, Solder pin length (l): 3.2 mm, tinned, black, Box
31235 | 1148800000 | SL 5.08HC/07/180G 3.2SN BK BX | PCB plug-in connector, male header, closed side, THT solder connection, 5.08 mm, Number of poles: 7, 180°, Solder pin length (l): 3.2 mm, tinned, black, Box
31236 | 1148390000 | SL 5.08HC/15/180 3.2SN BK BX | PCB plug-in connector, male header, open side, THT solder connection, 5.08 mm, Number of poles: 15, 180°, Solder pin length (l): 3.2 mm, tinned, black, Box
31237 | 1148370000 | SL 5.08HC/14/180 3.2SN BK BX | PCB plug-in connector, male header, open side, THT solder connection, 5.08 mm, Number of poles: 14, 180°, Solder pin length (l): 3.2 mm, tinned, black, Box
31238 | 1148330000 | SL 5.08HC/12/180 3.2SN BK BX | PCB plug-in connector, male header, open side, THT solder connection, 5.08 mm, Number of poles: 12, 180°, Solder pin length (l): 3.2 mm, tinned, black, Box
31239 | 1148310000 | SL 5.08HC/11/180 3.2SN BK BX | PCB plug-in connector, male header, open side, THT solder connection, 5.08 mm, Number of poles: 11, 180°, Solder pin length (l): 3.2 mm, tinned, black, Box
31240 | 1148290000 | SL 5.08HC/10/180 3.2SN BK BX | PCB plug-in connector, male header, open side, THT solder connection, 5.08 mm, Number of poles: 10, 180°, Solder pin length (l): 3.2 mm, tinned, black, Box
31241 | 1148270000 | SL 5.08HC/09/180 3.2SN BK BX | PCB plug-in connector, male header, open side, THT solder connection, 5.08 mm, Number of poles: 9, 180°, Solder pin length (l): 3.2 mm, tinned, black, Box
31242 | 1148250000 | SL 5.08HC/08/180 3.2SN BK BX | PCB plug-in connector, male header, open side, THT solder connection, 5.08 mm, Number of poles: 8, 180°, Solder pin length (l): 3.2 mm, tinned, black, Box
31243 | 1148230000 | SL 5.08HC/07/180 3.2SN BK BX | PCB plug-in connector, male header, open side, THT solder connection, 5.08 mm, Number of poles: 7, 180°, Solder pin length (l): 3.2 mm, tinned, black, Box
31244 | 1148210000 | SL 5.08HC/06/180 3.2SN BK BX | PCB plug-in connector, male header, open side, THT solder connection, 5.08 mm, Number of poles: 6, 180°, Solder pin length (l): 3.2 mm, tinned, black, Box
31245 | 1148180000 | SL 5.08HC/05/180 3.2SN BK BX | PCB plug-in connector, male header, open side, THT solder connection, 5.08 mm, Number of poles: 5, 180°, Solder pin length (l): 3.2 mm, tinned, black, Box
31246 | 1156440000 | BVF 7.62HP/02/180 BCF/08R SN BK BX | PCB plug-in connector, female plug, 7.62 mm, Number of poles: 2, 180°, PUSH IN with actuator, PUSH IN without actuator, Clamping range, max. : 10 mm², Box
31247 | 1081930000 | BVF 7.62HP/02/180MSF2 BCF/04R SN BK BX | PCB plug-in connector, female plug, 7.62 mm, Number of poles: 2, 180°, PUSH IN with actuator, PUSH IN without actuator, Clamping range, max. : 10 mm², Box
31248 | 1081610000 | BVF 7.62HP/02/180MF2 BCF/04R SN BK BX | PCB plug-in connector, female plug, 7.62 mm, Number of poles: 2, 180°, PUSH IN with actuator, PUSH IN without actuator, Clamping range, max. : 10 mm², Box
31249 | 1080490000 | BVF 7.62HP/03/180 BCF/04R SN BK BX | PCB plug-in connector, female plug, 7.62 mm, Number of poles: 3, 180°, PUSH IN with actuator, PUSH IN without actuator, Clamping range, max. : 10 mm², Box
31250 | 2442900000 | BCF 3.81/20/180LR SN BK BX | PCB plug-in connector, female plug, 3.81 mm, Number of poles: 20, 180°, PUSH IN with actuator, Tension-clamp connection, Clamping range, max. : 1.5 mm², Box
31251 | 2442890000 | BCF 3.81/18/180LR SN BK BX | PCB plug-in connector, female plug, 3.81 mm, Number of poles: 18, 180°, PUSH IN with actuator, Tension-clamp connection, Clamping range, max. : 1.5 mm², Box
31252 | 2442870000 | BCF 3.81/15/180LR SN BK BX | PCB plug-in connector, female plug, 3.81 mm, Number of poles: 15, 180°, PUSH IN with actuator, Tension-clamp connection, Clamping range, max. : 1.5 mm², Box
31253 | 2442590000 | BCZ 3.81/02/180LR SN BK BX | PCB plug-in connector, female plug, 3.81 mm, Number of poles: 2, 180°, Clamping yoke connection, Clamping range, max. : 1.5 mm², Box
31254 | 2442580000 | BCZ 3.81/16/180LR SN BK BX | PCB plug-in connector, female plug, 3.81 mm, Number of poles: 16, 180°, Clamping yoke connection, Clamping range, max. : 1.5 mm², Box
31255 | 2442570000 | BCZ 3.81/14/180LR SN BK BX | PCB plug-in connector, female plug, 3.81 mm, Number of poles: 14, 180°, Clamping yoke connection, Clamping range, max. : 1.5 mm², Box
31256 | 2442550000 | BCZ 3.81/10/180LR SN BK BX | PCB plug-in connector, female plug, 3.81 mm, Number of poles: 10, 180°, Clamping yoke connection, Clamping range, max. : 1.5 mm², Box
31257 | 2442540000 | BCZ 3.81/08/180LR SN BK BX | PCB plug-in connector, female plug, 3.81 mm, Number of poles: 8, 180°, Clamping yoke connection, Clamping range, max. : 1.5 mm², Box
31258 | 2442530000 | BCZ 3.81/05/180LR SN BK BX | PCB plug-in connector, female plug, 3.81 mm, Number of poles: 5, 180°, Clamping yoke connection, Clamping range, max. : 1.5 mm², Box
31259 | 2442520000 | BCZ 3.81/04/180LR SN BK BX | PCB plug-in connector, female plug, 3.81 mm, Number of poles: 4, 180°, Clamping yoke connection, Clamping range, max. : 1.5 mm², Box
31260 | 2442490000 | BCZ 3.81/06/180LR SN BK BX | PCB plug-in connector, female plug, 3.81 mm, Number of poles: 6, 180°, Clamping yoke connection, Clamping range, max. : 1.5 mm², Box
31261 | 2442480000 | BCZ 3.81/03/180LR SN BK BX | PCB plug-in connector, female plug, 3.81 mm, Number of poles: 3, 180°, Clamping yoke connection, Clamping range, max. : 1.5 mm², Box
31262 | 1231470000 | BCF 3.81/16/180FZE SN BK BX | PCB plug-in connector, female plug, 3.81 mm, Number of poles: 16, 180°, PUSH IN with actuator, Tension-clamp connection, Clamping range, max. : 1.5 mm², Box
31263 | 2460200000 | AAP21 4 FS 30-70V | Distribution terminal with fuse, PUSH IN, 4 mm², 70 V, 6.3 A, dark beige
31264 | 2460190000 | AAP21 4 FS 60-150V | Distribution terminal with fuse, PUSH IN, 4 mm², 150 V, 6.3 A, dark beige
31265 | 2460180000 | AAP21 4 FS 100-250V | Distribution terminal with fuse, PUSH IN, 4 mm², 250 V, 6.3 A, dark beige
31266 | 2460140000 | AAP22 4 LI-FS 30-70V | Distribution terminal with fuse, PUSH IN, 4 mm², 70 V, 6.3 A, dark beige
31267 | 2460130000 | AAP22 4 LI-FS 60-150V | Distribution terminal with fuse, PUSH IN, 4 mm², 150 V, 6.3 A, dark beige
31268 | 2460120000 | AAP22 4 LI-FS 100-250V | Distribution terminal with fuse, PUSH IN, 4 mm², 250 V, 6.3 A, dark beige
31269 | 2459010000 | AAP22 4 LI-FS 10-36V | Distribution terminal with fuse, PUSH IN, 4 mm², 36 V, 6.3 A, dark beige
31270 | 2458990000 | AAP21 4 FS 10-36V | Distribution terminal with fuse, PUSH IN, 4 mm², 36 V, 6.3 A, dark beige
31271 | 2443040000 | BCF 3.81/06/180LRZE SN BK BX | PCB plug-in connector, female plug, 3.81 mm, Number of poles: 6, 180°, PUSH IN with actuator, Tension-clamp connection, Clamping range, max. : 1.5 mm², Box
31272 | 2443000000 | BCF 3.81/08/180LRZE SN BK BX | PCB plug-in connector, female plug, 3.81 mm, Number of poles: 8, 180°, PUSH IN with actuator, Tension-clamp connection, Clamping range, max. : 1.5 mm², Box
31273 | 2442850000 | BCF 3.81/12/180LR SN BK BX | PCB plug-in connector, female plug, 3.81 mm, Number of poles: 12, 180°, PUSH IN with actuator, Tension-clamp connection, Clamping range, max. : 1.5 mm², Box
31274 | 2442840000 | BCF 3.81/10/180LR SN BK BX | PCB plug-in connector, female plug, 3.81 mm, Number of poles: 10, 180°, PUSH IN with actuator, Tension-clamp connection, Clamping range, max. : 1.5 mm², Box
31275 | 2442830000 | BCF 3.81/09/180LR SN BK BX | PCB plug-in connector, female plug, 3.81 mm, Number of poles: 9, 180°, PUSH IN with actuator, Tension-clamp connection, Clamping range, max. : 1.5 mm², Box
31276 | 2442820000 | BCF 3.81/08/180LR SN BK BX | PCB plug-in connector, female plug, 3.81 mm, Number of poles: 8, 180°, PUSH IN with actuator, Tension-clamp connection, Clamping range, max. : 1.5 mm², Box
31277 | 2442800000 | BCF 3.81/05/180LR SN BK BX | PCB plug-in connector, female plug, 3.81 mm, Number of poles: 5, 180°, PUSH IN with actuator, Tension-clamp connection, Clamping range, max. : 1.5 mm², Box
31278 | 2442790000 | BCF 3.81/04/180LR SN BK BX | PCB plug-in connector, female plug, 3.81 mm, Number of poles: 4, 180°, PUSH IN with actuator, Tension-clamp connection, Clamping range, max. : 1.5 mm², Box
31279 | 2442780000 | BCF 3.81/03/180LR SN BK BX | PCB plug-in connector, female plug, 3.81 mm, Number of poles: 3, 180°, PUSH IN with actuator, Tension-clamp connection, Clamping range, max. : 1.5 mm², Box
31280 | 2442770000 | BCF 3.81/02/180LR SN BK BX | PCB plug-in connector, female plug, 3.81 mm, Number of poles: 2, 180°, PUSH IN with actuator, Tension-clamp connection, Clamping range, max. : 1.5 mm², Box
31281 | 2434380000 | AFS 4 2C 60-150V BK | Fuse terminal, PUSH IN, 4 mm², 150 V, 6.3 A, black
31282 | 2434350000 | AFS 4 2C 30-70V BK | Fuse terminal, PUSH IN, 4 mm², 70 V, 6.3 A, black
31283 | 2429870000 | AFS 4 2C 10-36V BK | Fuse terminal, PUSH IN, 4 mm², 36 V, 6.3 A, black
31284 | 1231760000 | BCF 3.81/12/180ZE SN BK BX | PCB plug-in connector, female plug, 3.81 mm, Number of poles: 12, 180°, PUSH IN with actuator, Tension-clamp connection, Clamping range, max. : 1.5 mm², Box
31285 | 1231430000 | BCF 3.81/12/180FZE SN BK BX | PCB plug-in connector, female plug, 3.81 mm, Number of poles: 12, 180°, PUSH IN with actuator, Tension-clamp connection, Clamping range, max. : 1.5 mm², Box
31286 | 1231380000 | BCF 3.81/08/180FZE SN BK BX | PCB plug-in connector, female plug, 3.81 mm, Number of poles: 8, 180°, PUSH IN with actuator, Tension-clamp connection, Clamping range, max. : 1.5 mm², Box
31287 | 1231360000 | BCF 3.81/06/180FZE SN BK BX | PCB plug-in connector, female plug, 3.81 mm, Number of poles: 6, 180°, PUSH IN with actuator, Tension-clamp connection, Clamping range, max. : 1.5 mm², Box
31288 | 2000980000 | LS2HF 3.50/12/90 3.5SN OR BX | Printed circuit board terminals, 3.50 mm, Number of poles: 12, 90°, Solder pin length (l): 3.5 mm, orange, PUSH IN with actuator, Clamping range, max. : 1.5 mm², Box
31289 | 2000990000 | LS2HF 3.50/14/90 3.5SN OR BX | Printed circuit board terminals, 3.50 mm, Number of poles: 14, 90°, Solder pin length (l): 3.5 mm, orange, PUSH IN with actuator, Clamping range, max. : 1.5 mm², Box
31290 | 2001000000 | LS2HF 3.50/16/90 3.5SN OR BX | Printed circuit board terminals, 3.50 mm, Number of poles: 16, 90°, Solder pin length (l): 3.5 mm, orange, PUSH IN with actuator, Clamping range, max. : 1.5 mm², Box
31291 | 2001010000 | LS2HF 3.50/18/90 3.5SN OR BX | Printed circuit board terminals, 3.50 mm, Number of poles: 18, 90°, Solder pin length (l): 3.5 mm, orange, PUSH IN with actuator, Clamping range, max. : 1.5 mm², Box
31292 | 2001020000 | LS2HF 3.50/20/90 3.5SN OR BX | Printed circuit board terminals, 3.50 mm, Number of poles: 20, 90°, Solder pin length (l): 3.5 mm, orange, PUSH IN with actuator, Clamping range, max. : 1.5 mm², Box
31293 | 2442560000 | BCZ 3.81/12/180LR SN BK BX | PCB plug-in connector, female plug, 3.81 mm, Number of poles: 12, 180°, Clamping yoke connection, Clamping range, max. : 1.5 mm², Box
31294 | 2442810000 | BCF 3.81/06/180LR SN BK BX | PCB plug-in connector, female plug, 3.81 mm, Number of poles: 6, 180°, PUSH IN with actuator, Tension-clamp connection, Clamping range, max. : 1.5 mm², Box
31295 | 2442860000 | BCF 3.81/14/180LR SN BK BX | PCB plug-in connector, female plug, 3.81 mm, Number of poles: 14, 180°, PUSH IN with actuator, Tension-clamp connection, Clamping range, max. : 1.5 mm², Box
31296 | 2442880000 | BCF 3.81/16/180LR SN BK BX | PCB plug-in connector, female plug, 3.81 mm, Number of poles: 16, 180°, PUSH IN with actuator, Tension-clamp connection, Clamping range, max. : 1.5 mm², Box
31297 | 1254110000 | CH20M AD SHL 5.00/03 BK 2010 | Hood, OMNIMATE Housing - series CH20M black, Width: 17.5 mm
31298 | 1221310000 | CH20M AD SHL 5.00/04 BK 2010 | Hood, OMNIMATE Housing - series CH20M black, Width: 22.5 mm
31299 | 1209350000 | CH20M22 FC BK 2010 | Modular housing, OMNIMATE Housing - series CH20M black, Width: 22.5 mm
31300 | 1155620000 | SL 5.08HC/06/90B 3.2SN BK BX | PCB plug-in connector, male header, Dovetails for fixing blocks, THT solder connection, 5.08 mm, Number of poles: 6, 90°, Solder pin length (l): 3.2 mm, tinned, black, Box
31301 | 1155640000 | SL 5.08HC/08/90B 3.2SN BK BX | PCB plug-in connector, male header, Dovetails for fixing blocks, THT solder connection, 5.08 mm, Number of poles: 8, 90°, Solder pin length (l): 3.2 mm, tinned, black, Box
31302 | 1155690000 | SL 5.08HC/12/90B 3.2SN BK BX | PCB plug-in connector, male header, Dovetails for fixing blocks, THT solder connection, 5.08 mm, Number of poles: 12, 90°, Solder pin length (l): 3.2 mm, tinned, black, Box
31303 | 1155350000 | SL 5.08HC/05/90G 3.2SN BK BX | PCB plug-in connector, male header, closed side, THT solder connection, 5.08 mm, Number of poles: 5, 90°, Solder pin length (l): 3.2 mm, tinned, black, Box
31304 | 1155370000 | SL 5.08HC/06/90G 3.2SN BK BX | PCB plug-in connector, male header, closed side, THT solder connection, 5.08 mm, Number of poles: 6, 90°, Solder pin length (l): 3.2 mm, tinned, black, Box
31305 | 1155400000 | SL 5.08HC/09/90G 3.2SN BK BX | PCB plug-in connector, male header, closed side, THT solder connection, 5.08 mm, Number of poles: 9, 90°, Solder pin length (l): 3.2 mm, tinned, black, Box
31306 | 1155430000 | SL 5.08HC/12/90G 3.2SN BK BX | PCB plug-in connector, male header, closed side, THT solder connection, 5.08 mm, Number of poles: 12, 90°, Solder pin length (l): 3.2 mm, tinned, black, Box
31307 | 1155080000 | SL 5.08HC/07/90 3.2SN BK BX | PCB plug-in connector, male header, open side, THT solder connection, 5.08 mm, Number of poles: 7, 90°, Solder pin length (l): 3.2 mm, tinned, black, Box
31308 | 1149500000 | SL 5.08HC/05/180B 3.2SN BK BX | PCB plug-in connector, male header, Dovetails for fixing blocks, THT solder connection, 5.08 mm, Number of poles: 5, 180°, Solder pin length (l): 3.2 mm, tinned, black, Box
31309 | 1149530000 | SL 5.08HC/06/180B 3.2SN BK BX | PCB plug-in connector, male header, Dovetails for fixing blocks, THT solder connection, 5.08 mm, Number of poles: 6, 180°, Solder pin length (l): 3.2 mm, tinned, black, Box
31310 | 1149570000 | SL 5.08HC/07/180B 3.2SN BK BX | PCB plug-in connector, male header, Dovetails for fixing blocks, THT solder connection, 5.08 mm, Number of poles: 7, 180°, Solder pin length (l): 3.2 mm, tinned, black, Box
31311 | 1149600000 | SL 5.08HC/08/180B 3.2SN BK BX | PCB plug-in connector, male header, Dovetails for fixing blocks, THT solder connection, 5.08 mm, Number of poles: 8, 180°, Solder pin length (l): 3.2 mm, tinned, black, Box
31312 | 1149630000 | SL 5.08HC/09/180B 3.2SN BK BX | PCB plug-in connector, male header, Dovetails for fixing blocks, THT solder connection, 5.08 mm, Number of poles: 9, 180°, Solder pin length (l): 3.2 mm, tinned, black, Box
31313 | 1148350000 | SL 5.08HC/13/180 3.2SN BK BX | PCB plug-in connector, male header, open side, THT solder connection, 5.08 mm, Number of poles: 13, 180°, Solder pin length (l): 3.2 mm, tinned, black, Box
31314 | 1148410000 | SL 5.08HC/16/180 3.2SN BK BX | PCB plug-in connector, male header, open side, THT solder connection, 5.08 mm, Number of poles: 16, 180°, Solder pin length (l): 3.2 mm, tinned, black, Box
31315 | 1148730000 | SL 5.08HC/05/180G 3.2SN BK BX | PCB plug-in connector, male header, closed side, THT solder connection, 5.08 mm, Number of poles: 5, 180°, Solder pin length (l): 3.2 mm, tinned, black, Box
31316 | 1148770000 | SL 5.08HC/06/180G 3.2SN BK BX | PCB plug-in connector, male header, closed side, THT solder connection, 5.08 mm, Number of poles: 6, 180°, Solder pin length (l): 3.2 mm, tinned, black, Box
31317 | 1254140000 | CH20M17 F BK 2010 | Modular housing, OMNIMATE Housing - series CH20M black, Width: 17.5 mm
31318 | 2475310000 | AEB 35 SC/1 BK | A-series, End bracket
31319 | 2548140000 | AFS 4 2C BK/BL | Fuse terminal, PUSH IN, 4 mm², 250 V, 6.3 A, black
31320 | 1478990000 | WEW 35/1 V0 GF SW | W-Series, End bracket
31321 | 2429860000 | AFS 4 2C BK | Fuse terminal, PUSH IN, 4 mm², 250 V, 6.3 A, black
31322 | 2429010000 | AAP22 4 LI-FS | Distribution terminal with fuse, PUSH IN, 4 mm², 250 V, 6.3 A, dark beige
31323 | 2428950000 | AAP21 4 FS | Distribution terminal with fuse, PUSH IN, 4 mm², 250 V, 6.3 A, dark beige
31324 | 2434390000 | AFS 4 2C 100-250V BK | Fuse terminal, PUSH IN, 4 mm², 250 V, 6.3 A, black
31325 | 1231680000 | BCF 3.81/05/180ZE SN BK BX | PCB plug-in connector, female plug, 3.81 mm, Number of poles: 5, 180°, PUSH IN with actuator, Tension-clamp connection, Clamping range, max. : 1.5 mm², Box
31326 | 1231690000 | BCF 3.81/06/180ZE SN BK BX | PCB plug-in connector, female plug, 3.81 mm, Number of poles: 6, 180°, PUSH IN with actuator, Tension-clamp connection, Clamping range, max. : 1.5 mm², Box
31327 | 1231710000 | BCF 3.81/07/180ZE SN BK BX | PCB plug-in connector, female plug, 3.81 mm, Number of poles: 7, 180°, PUSH IN with actuator, Tension-clamp connection, Clamping range, max. : 1.5 mm², Box
31328 | 1231720000 | BCF 3.81/08/180ZE SN BK BX | PCB plug-in connector, female plug, 3.81 mm, Number of poles: 8, 180°, PUSH IN with actuator, Tension-clamp connection, Clamping range, max. : 1.5 mm², Box
31329 | 1231730000 | BCF 3.81/09/180ZE SN BK BX | PCB plug-in connector, female plug, 3.81 mm, Number of poles: 9, 180°, PUSH IN with actuator, Tension-clamp connection, Clamping range, max. : 1.5 mm², Box
31330 | 1231740000 | BCF 3.81/10/180ZE SN BK BX | PCB plug-in connector, female plug, 3.81 mm, Number of poles: 10, 180°, PUSH IN with actuator, Tension-clamp connection, Clamping range, max. : 1.5 mm², Box
31331 | 930001211 | KDSU M20 BS O SC 1 G16 | KDSU (Klippon double seal universal Ex cable gland), Cable glands, M 20, 16 mm, Single-wire armouring, Metal foil armouring, Braided armouring, 0.1 - 1.25 mm, OD min. 6.7 - OD max. 10.3 mm, ID min. 3.40 - ID max. 8.40 mm, IP66, IP68 - 2.5 bar, Brass
31332 | 930001212 | KDSU M20 BS O SC 2 G16 | KDSU (Klippon double seal universal Ex cable gland), Cable glands, M 20, 16 mm, Single-wire armouring, Metal foil armouring, Braided armouring, 0.1 - 1.25 mm, OD min. 9 - OD max. 13.5 mm, ID min. 3.40 - ID max. 8.40 mm, IP66, IP68 - 2.5 bar, Brass
31333 | 930001221 | KDSU M20 BS O NI 1 G16 | KDSU (Klippon double seal universal Ex cable gland), Cable glands, M 20, 16 mm, Single-wire armouring, Metal foil armouring, Braided armouring, 0.1 - 1.25 mm, OD min. 6.7 - OD max. 10.3 mm, ID min. 3.40 - ID max. 8.40 mm, IP66, IP68 - 2.5 bar, Brass, nickel-plated
31334 | 930001222 | KDSU M20 BS O NI 2 G16 | KDSU (Klippon double seal universal Ex cable gland), Cable glands, M 20, 16 mm, Single-wire armouring, Metal foil armouring, Braided armouring, 0.1 - 1.25 mm, OD min. 9 - OD max. 13.5 mm, ID min. 3.40 - ID max. 8.40 mm, IP66, IP68 - 2.5 bar, Brass, nickel-plated
31335 | 930011213 | KDSU M20 BS O SC 1 G20S | KDSU (Klippon double seal universal Ex cable gland), Cable glands, M 20, 16 mm, Single-wire armouring, Metal foil armouring, Braided armouring, 0.1 - 1.25 mm, OD min. 9.4 - OD max. 12.5 mm, ID min. 7.20 - ID max. 11.70 mm, IP66, IP68 - 2.5 bar, Brass
31336 | 930011214 | KDSU M20 BS O SC 2 G20S | KDSU (Klippon double seal universal Ex cable gland), Cable glands, M 20, 16 mm, Single-wire armouring, Metal foil armouring, Braided armouring, 0.1 - 1.25 mm, OD min. 11.5 - OD max. 16 mm, ID min. 7.20 - ID max. 11.70 mm, IP66, IP68 - 2.5 bar, Brass
31337 | 930011223 | KDSU M20 BS O NI 1 G20S | KDSU (Klippon double seal universal Ex cable gland), Cable glands, M 20, 16 mm, Single-wire armouring, Metal foil armouring, Braided armouring, 0.1 - 1.25 mm, OD min. 9.4 - OD max. 12.5 mm, ID min. 7.20 - ID max. 11.70 mm, IP66, IP68 - 2.5 bar, Brass, nickel-plated
31338 | 930011224 | KDSU M20 BS O NI 2 G20S | KDSU (Klippon double seal universal Ex cable gland), Cable glands, M 20, 16 mm, Single-wire armouring, Metal foil armouring, Braided armouring, 0.1 - 1.25 mm, OD min. 11.5 - OD max. 16 mm, ID min. 7.20 - ID max. 11.70 mm, IP66, IP68 - 2.5 bar, Brass, nickel-plated
31339 | 930021211 | KDSU M20 BS O SC 1 G20 | KDSU (Klippon double seal universal Ex cable gland), Cable glands, M 20, 16 mm, Single-wire armouring, Metal foil armouring, Braided armouring, 0.1 - 1.25 mm, OD min. 12 - OD max. 17.6 mm, ID min. 9.40 - ID max. 14.00 mm, IP66, IP68 - 2.5 bar, Brass
31340 | 930021212 | KDSU M20 BS O SC 2 G20 | KDSU (Klippon double seal universal Ex cable gland), Cable glands, M 20, 16 mm, Single-wire armouring, Metal foil armouring, Braided armouring, 0.1 - 1.25 mm, OD min. 15.5 - OD max. 21.1 mm, ID min. 9.40 - ID max. 14.00 mm, IP66, IP68 - 2.5 bar, Brass
31341 | 930021221 | KDSU M20 BS O NI 1 G20 | KDSU (Klippon double seal universal Ex cable gland), Cable glands, M 20, 16 mm, Single-wire armouring, Metal foil armouring, Braided armouring, 0.1 - 1.25 mm, OD min. 12 - OD max. 17.6 mm, ID min. 9.40 - ID max. 14.00 mm, IP66, IP68 - 2.5 bar, Brass, nickel-plated
31342 | 930021222 | KDSU M20 BS O NI 2 G20 | KDSU (Klippon double seal universal Ex cable gland), Cable glands, M 20, 16 mm, Single-wire armouring, Metal foil armouring, Braided armouring, 0.1 - 1.25 mm, OD min. 15.5 - OD max. 21.1 mm, ID min. 9.40 - ID max. 14.00 mm, IP66, IP68 - 2.5 bar, Brass, nickel-plated
31343 | 930031211 | KDSU M25 BS O SC 1 G25 | KDSU (Klippon double seal universal Ex cable gland), Cable glands, M 25, 16 mm, Single-wire armouring, Metal foil armouring, Braided armouring, 0.1 - 1.6 mm, OD min. 16.8 - OD max. 23.9 mm, ID min. 13.50 - ID max. 20.00 mm, IP66, IP68 - 2.5 bar, Brass
31344 | 930031212 | KDSU M25 BS O SC 2 G25 | KDSU (Klippon double seal universal Ex cable gland), Cable glands, M 25, 16 mm, Single-wire armouring, Metal foil armouring, Braided armouring, 0.1 - 1.6 mm, OD min. 20.3 - OD max. 27.4 mm, ID min. 13.50 - ID max. 20.00 mm, IP66, IP68 - 2.5 bar, Brass
31345 | 930031221 | KDSU M25 BS O NI 1 G25 | KDSU (Klippon double seal universal Ex cable gland), Cable glands, M 25, 16 mm, Single-wire armouring, Metal foil armouring, Braided armouring, 0.1 - 1.6 mm, OD min. 16.8 - OD max. 23.9 mm, ID min. 13.50 - ID max. 20.00 mm, IP66, IP68 - 2.5 bar, Brass, nickel-plated
31346 | 930041211 | KDSU M32 BS O SC 1 G32 | KDSU (Klippon double seal universal Ex cable gland), Cable glands, M 32, 16 mm, Single-wire armouring, Metal foil armouring, Braided armouring, 0.1 - 2 mm, OD min. 23.2 - OD max. 30.5 mm, ID min. 19.50 - ID max. 26.30 mm, IP66, IP68 - 2.5 bar, Brass
31347 | 930041212 | KDSU M32 BS O SC 2 G32 | KDSU (Klippon double seal universal Ex cable gland), Cable glands, M 32, 16 mm, Single-wire armouring, Metal foil armouring, Braided armouring, 0.1 - 2 mm, OD min. 26.7 - OD max. 34 mm, ID min. 19.50 - ID max. 26.30 mm, IP66, IP68 - 2.5 bar, Brass
31348 | 930041221 | KDSU M32 BS O NI 1 G32 | KDSU (Klippon double seal universal Ex cable gland), Cable glands, M 32, 16 mm, Single-wire armouring, Metal foil armouring, Braided armouring, 0.1 - 2 mm, OD min. 23.2 - OD max. 30.5 mm, ID min. 19.50 - ID max. 26.30 mm, IP66, IP68 - 2.5 bar, Brass, nickel-plated
31349 | 930041222 | KDSU M32 BS O NI 2 G32 | KDSU (Klippon double seal universal Ex cable gland), Cable glands, M 32, 16 mm, Single-wire armouring, Metal foil armouring, Braided armouring, 0.1 - 2 mm, OD min. 26.7 - OD max. 34 mm, ID min. 19.50 - ID max. 26.30 mm, IP66, IP68 - 2.5 bar, Brass, nickel-plated
31350 | 930051212 | KDSU M40 BS O SC 2 G40 | KDSU (Klippon double seal universal Ex cable gland), Cable glands, M 40, 16 mm, Single-wire armouring, Metal foil armouring, Braided armouring, 0.1 - 2 mm, OD min. 33 - OD max. 40.6 mm, ID min. 23.00 - ID max. 32.20 mm, IP66, IP68 - 2.5 bar, Brass
31351 | 930051222 | KDSU M40 BS O NI 2 G40 | KDSU (Klippon double seal universal Ex cable gland), Cable glands, M 40, 16 mm, Single-wire armouring, Metal foil armouring, Braided armouring, 0.1 - 2 mm, OD min. 33 - OD max. 40.6 mm, ID min. 23.00 - ID max. 32.20 mm, IP66, IP68 - 2.5 bar, Brass, nickel-plated
31352 | 930481212 | KSG M20 BS O SC 2 G16 | KSG (Klippon standard Ex cable gland), Cable glands, M 20, 16 mm, OD min. 4 - OD max. 8.4 mm, IP66, IP68 - 2.5 bar, Brass
31353 | 930481222 | KSG M20 BS O NI 2 G16 | KSG (Klippon standard Ex cable gland), Cable glands, M 20, 16 mm, OD min. 4 - OD max. 8.4 mm, IP66, IP68 - 2.5 bar, Brass, nickel-plated
31354 | 930491224 | KSG M20 BS O NI 2 G20S | KSG (Klippon standard Ex cable gland), Cable glands, M 20, 16 mm, OD min. 7.2 - OD max. 11.7 mm, IP66, IP68 - 2.5 bar, Brass, nickel-plated
31355 | 930501212 | KSG M20 BS O SC 2 G20 | KSG (Klippon standard Ex cable gland), Cable glands, M 20, 16 mm, OD min. 9.6 - OD max. 14 mm, IP66, IP68 - 2.5 bar, Brass
31356 | 930501222 | KSG M20 BS O NI 2 G20 | KSG (Klippon standard Ex cable gland), Cable glands, M 20, 16 mm, OD min. 9.6 - OD max. 14 mm, IP66, IP68 - 2.5 bar, Brass, nickel-plated
31357 | 930511212 | KSG M25 BS O SC 2 G25 | KSG (Klippon standard Ex cable gland), Cable glands, M 25, 16 mm, OD min. 13.5 - OD max. 20 mm, IP66, IP68 - 2.5 bar, Brass
31358 | 930511222 | KSG M25 BS O NI 2 G25 | KSG (Klippon standard Ex cable gland), Cable glands, M 25, 16 mm, OD min. 13.5 - OD max. 20 mm, IP66, IP68 - 2.5 bar, Brass, nickel-plated
31359 | 930521212 | KSG M32 BS O SC 2 G32 | KSG (Klippon standard Ex cable gland), Cable glands, M 32, 16 mm, OD min. 19.5 - OD max. 26.3 mm, IP66, IP68 - 2.5 bar, Brass
31360 | 930521222 | KSG M32 BS O NI 2 G32 | KSG (Klippon standard Ex cable gland), Cable glands, M 32, 16 mm, OD min. 19.5 - OD max. 26.3 mm, IP66, IP68 - 2.5 bar, Brass, nickel-plated
31361 | 930531212 | KSG M40 BS O SC 2 G40 | KSG (Klippon standard Ex cable gland), Cable glands, M 40, 16 mm, OD min. 23 - OD max. 32.2 mm, IP66, IP68 - 2.5 bar, Brass
31362 | 930531222 | KSG M40 BS O NI 2 G40 | KSG (Klippon standard Ex cable gland), Cable glands, M 40, 16 mm, OD min. 23 - OD max. 32.2 mm, IP66, IP68 - 2.5 bar, Brass, nickel-plated
31363 | 930640004 | SKMU M32 MS SC | SKMU MS (brass locknut), Locknut, M 32, 4 mm, Brass
31364 | 930640005 | SKMU M40 MS SC | SKMU MS (brass locknut), Locknut, M 40, 4.8 mm, Brass
31365 | 930700001 | KSP L24 S | KSP (Klippon shroud), Protective cap, Silicone
31366 | 930700002 | KSP L30 S | KSP (Klippon shroud), Protective cap, Silicone
31367 | 930700003 | KSP L38 S | KSP (Klippon shroud), Protective cap, Silicone
31368 | 930700004 | KSP L46 S | KSP (Klippon shroud), Protective cap, Silicone
31369 | 930700005 | KSP L55 S | KSP (Klippon shroud), Protective cap, Silicone
31370 | 930700006 | KSP L65 S | KSP (Klippon shroud), Protective cap, Silicone
31371 | 930700007 | KSP L80 S | KSP (Klippon shroud), Protective cap, Silicone
31372 | 930700008 | KSP L90 S | KSP (Klippon shroud), Protective cap, Silicone
31373 | 930710001 | EA-RING MS/M16 SC | EA (earthing rings), Earthing ring, M 16, Brass
31374 | 930710002 | EA-RING MS/M20 SC | EA (earthing rings), Earthing ring, M 20
31375 | 930710003 | EA-RING MS/M25 SC | EA (earthing rings), Earthing ring, M 25, Brass
31376 | 930710004 | EA-RING MS/M32 SC | EA (earthing rings), Earthing ring, M 32, Brass
31377 | 930710005 | EA-RING MS/M40 SC | EA (earthing rings), Earthing ring, M 40, Brass
31378 | 930710006 | EA-RING MS/M50 SC | EA (earthing rings), Earthing ring, M 50, Brass
31379 | 930710007 | EA-RING MS/M63 SC | EA (earthing rings), Earthing ring, M 63, Brass
31380 | 930710008 | EA-RING MS/M75 SC | EA (earthing rings), Earthing ring, M 75, Brass
31381 | 1068890000 | BG GHDE PT6 | FieldPower® enclosures, IP65 with corresponding housing, Polycarbonate, GF 10
31382 | 1068990000 | IE-PI-HYB-10P | Insert, for plug insert, Hybrid
31383 | 1069010000 | IE-BI-HYB-10P | Flange insert, for flange insert, Hybrid
31384 | 1070620000 | CH20M22 S PSCSC BL 2013 | Modular housing, OMNIMATE Housing - series CH20M blue, Width: 22.5 mm
31385 | 1072670000 | CC 30/60 MC NE GR | ClipCard, Device markers, 30 x 60 mm, Holder CC-H 30/60, grey
31386 | 1072680000 | CC 30/60 K MC NE GR | ClipCard, Device markers, 30 x 60 mm, grey
31387 | 1073350000 | CH20M22 B GGY/BK 2019 | Modular housing, OMNIMATE Housing - series CH20M Graphite grey, Width: 22.5 mm
31388 | 1073370000 | CH20M22 S PPSC GGY 2019 | Modular housing, OMNIMATE Housing - series CH20M Graphite grey, Width: 22.5 mm
31389 | 1074480000 | KDSW M20 BN O SC 1 G16 | KDSW (Klippon double seal SWA Ex cable gland), Cable glands, M 20, 16 mm, Single-wire armouring, 0.9 - OD min. 4.9 - OD max. 10.3 mm, ID min. 3.50 - ID max. 8.40 mm, IP66, IP68 - 2.5 bar, Brass
31390 | 1074490000 | KDSW M20BN O SC 2 G16 | KDSW (Klippon double seal SWA Ex cable gland), Cable glands, M 20, 16 mm, Single-wire armouring, 0.9 - OD min. 8.4 - OD max. 13.5 mm, ID min. 3.50 - ID max. 8.40 mm, IP66, IP68 - 2.5 bar, Brass
31391 | 1074510000 | KDSW M20 BN O SC 2 G20S | KDSW (Klippon double seal SWA Ex cable gland), Cable glands, M 20, 16 mm, Single-wire armouring, 0.9 - 1.25 mm, OD min. 11.5 - OD max. 16 mm, ID min. 8.00 - ID max. 11.70 mm, IP66, IP68 - 2.5 bar, Brass
31392 | 1074520000 | KDSW M20 BN O SC 1 G20 | KDSW (Klippon double seal SWA Ex cable gland), Cable glands, M 20, 16 mm, Single-wire armouring, 0.9 - 1.25 mm, OD min. 12 - OD max. 17.6 mm, ID min. 6.70 - ID max. 14.00 mm, IP66, IP68 - 2.5 bar, Brass
31393 | 1074530000 | KDSW M20 BN O SC 2 G20 | KDSW (Klippon double seal SWA Ex cable gland), Cable glands, M 20, 16 mm, Single-wire armouring, 0.9 - 1.25 mm, OD min. 15.5 - OD max. 21.1 mm, ID min. 6.70 - ID max. 14.00 mm, IP66, IP68 - 2.5 bar, Brass
31394 | 1074540000 | KDSW M25 BN O SC 1 G25 | KDSW (Klippon double seal SWA Ex cable gland), Cable glands, M 25, 16 mm, Single-wire armouring, 1.25 - 1.6 mm, OD min. 16.8 - OD max. 23.9 mm, ID min. 13.00 - ID max. 20.00 mm, IP66, IP68 - 2.5 bar, Brass
31395 | 1074550000 | KDSW M25 BN O SC 2 G25 | KDSW (Klippon double seal SWA Ex cable gland), Cable glands, M 25, 16 mm, Single-wire armouring, 1.25 - 1.6 mm, OD min. 20.3 - OD max. 27.4 mm, ID min. 13.00 - ID max. 20.00 mm, IP66, IP68 - 2.5 bar, Brass
31396 | 1074570000 | KDSW M32 BN O SC 1 G32 | KDSW (Klippon double seal SWA Ex cable gland), Cable glands, M 32, 16 mm, Single-wire armouring, 1.6 - 2 mm, OD min. 23.2 - OD max. 30.5 mm, ID min. 19.00 - ID max. 26.30 mm, IP66, IP68 - 2.5 bar, Brass
31397 | 1074580000 | KDSW M32 BN O SC 2 G32 | KDSW (Klippon double seal SWA Ex cable gland), Cable glands, M 32, 16 mm, Single-wire armouring, 1.6 - 2 mm, OD min. 26.7 - OD max. 34 mm, ID min. 19.00 - ID max. 26.30 mm, IP66, IP68 - 2.5 bar, Brass
31398 | 1074590000 | KDSW M40 BN O SC 1 G40 | KDSW (Klippon double seal SWA Ex cable gland), Cable glands, M 40, 16 mm, Single-wire armouring, 1.6 - 2 mm, OD min. 28.6 - OD max. 36.2 mm, ID min. 25.00 - ID max. 32.20 mm, IP66, IP68 - 2.5 bar, Brass
31399 | 1074610000 | KDSW M40 BN O SC 2 G40 | KDSW (Klippon double seal SWA Ex cable gland), Cable glands, M 40, 16 mm, Single-wire armouring, 1.6 - 2 mm, OD min. 33 - OD max. 40.6 mm, ID min. 25.00 - ID max. 32.20 mm, IP66, IP68 - 2.5 bar, Brass
31400 | 1074660000 | KDSW M20 BN L NI 1 G16 | KDSW (Klippon double seal SWA Ex cable gland), Cable glands, M 20, 16 mm, Single-wire armouring, Lead sheath armouring, 0.9 - OD min. 4.9 - OD max. 10.3 mm, ID min. 3.50 - ID max. 8.40 mm, IP66, IP68 - 2.5 bar, Brass, nickel-plated
31401 | 1074690000 | KDSW M20 BN L NI 2 G16 | KDSW (Klippon double seal SWA Ex cable gland), Cable glands, M 20, 16 mm, Single-wire armouring, Lead sheath armouring, 0.9 - OD min. 8.4 - OD max. 13.5 mm, ID min. 3.50 - ID max. 8.40 mm, IP66, IP68 - 2.5 bar, Brass, nickel-plated
31402 | 1074720000 | KDSW M20 BN L NI 1 G20S | KDSW (Klippon double seal SWA Ex cable gland), Cable glands, M 20, 16 mm, Single-wire armouring, Lead sheath armouring, 0.9 - 1.25 mm, OD min. 9.4 - OD max. 12.5 mm, ID min. 8.00 - ID max. 11.70 mm, IP66, IP68 - 2.5 bar, Brass, nickel-plated
31403 | 1074740000 | KDSW M20 BN L NI 2 G20S | KDSW (Klippon double seal SWA Ex cable gland), Cable glands, M 20, 16 mm, Single-wire armouring, Lead sheath armouring, 0.9 - 1.25 mm, OD min. 11.5 - OD max. 16 mm, ID min. 8.00 - ID max. 11.70 mm, IP66, IP68 - 2.5 bar, Brass, nickel-plated
31404 | 1074760000 | KDSW M20 BN L NI 1 G20 | KDSW (Klippon double seal SWA Ex cable gland), Cable glands, M 20, 16 mm, Single-wire armouring, Lead sheath armouring, 0.9 - 1.25 mm, OD min. 12 - OD max. 17.6 mm, ID min. 6.70 - ID max. 14.00 mm, IP66, IP68 - 2.5 bar, Brass, nickel-plated
31405 | 1074780000 | KDSW M20 BN L NI 2 G20 | KDSW (Klippon double seal SWA Ex cable gland), Cable glands, M 20, 16 mm, Single-wire armouring, Lead sheath armouring, 0.9 - 1.25 mm, OD min. 15.5 - OD max. 21.1 mm, ID min. 6.70 - ID max. 14.00 mm, IP66, IP68 - 2.5 bar, Brass, nickel-plated
31406 | 1074810000 | KDSW M25 BN L NI 1 G25 | KDSW (Klippon double seal SWA Ex cable gland), Cable glands, M 25, 16 mm, Single-wire armouring, Lead sheath armouring, 1.25 - 1.6 mm, OD min. 16.8 - OD max. 23.9 mm, ID min. 13.00 - ID max. 20.00 mm, IP66, IP68 - 2.5 bar, Brass, nickel-plated
31407 | 1074830000 | KDSW M25 BN L NI 2 G25 | KDSW (Klippon double seal SWA Ex cable gland), Cable glands, M 25, 16 mm, Single-wire armouring, Lead sheath armouring, 1.25 - 1.6 mm, OD min. 20.3 - OD max. 27.4 mm, ID min. 13.00 - ID max. 20.00 mm, IP66, IP68 - 2.5 bar, Brass, nickel-plated
31408 | 1074850000 | KDSW M32 BN L NI 1 G32 | KDSW (Klippon double seal SWA Ex cable gland), Cable glands, M 32, 16 mm, Single-wire armouring, Lead sheath armouring, 1.6 - 2 mm, OD min. 23.2 - OD max. 30.5 mm, ID min. 19.00 - ID max. 26.30 mm, IP66, IP68 - 2.5 bar, Brass, nickel-plated
31409 | 1074860000 | KDSW M32 BN L NI 2 G32 | KDSW (Klippon double seal SWA Ex cable gland), Cable glands, M 32, 16 mm, Single-wire armouring, Lead sheath armouring, 1.6 - 2 mm, OD min. 26.7 - OD max. 34 mm, ID min. 19.00 - ID max. 26.30 mm, IP66, IP68 - 2.5 bar, Brass, nickel-plated
31410 | 1074870000 | KDSW M40 BN L NI 1 G40 | KDSW (Klippon double seal SWA Ex cable gland), Cable glands, M 40, 16 mm, Single-wire armouring, Lead sheath armouring, 1.6 - 2 mm, OD min. 28.6 - OD max. 36.2 mm, ID min. 25.00 - ID max. 32.20 mm, IP66, IP68 - 2.5 bar, Brass, nickel-plated
31411 | 1074880000 | KDSW M40 BN L NI 2 G40 | KDSW (Klippon double seal SWA Ex cable gland), Cable glands, M 40, 16 mm, Single-wire armouring, Lead sheath armouring, 1.6 - 2 mm, OD min. 33 - OD max. 40.6 mm, ID min. 25.00 - ID max. 32.20 mm, IP66, IP68 - 2.5 bar, Brass, nickel-plated
31412 | 1075030000 | KDSW M20 BN O NI 1 G16 | KDSW (Klippon double seal SWA Ex cable gland), Cable glands, M 20, 16 mm, Single-wire armouring, 0.9 - OD min. 4.9 - OD max. 10.3 mm, ID min. 3.50 - ID max. 8.40 mm, IP66, IP68 - 2.5 bar, Brass, nickel-plated
31413 | 1075040000 | KDSW M20 BN O NI 2 G16 | KDSW (Klippon double seal SWA Ex cable gland), Cable glands, M 20, 16 mm, Single-wire armouring, 0.9 - OD min. 8.4 - OD max. 13.5 mm, ID min. 3.50 - ID max. 8.40 mm, IP66, IP68 - 2.5 bar, Brass, nickel-plated
31414 | 1075050000 | KDSW M20 BN O NI 1 G20S | KDSW (Klippon double seal SWA Ex cable gland), Cable glands, M 20, 16 mm, Single-wire armouring, 0.9 - 1.25 mm, OD min. 9.4 - OD max. 12.5 mm, ID min. 8.00 - ID max. 11.70 mm, IP66, IP68 - 2.5 bar, Brass, nickel-plated
31415 | 1075060000 | KDSW M20 BN O NI 2 G20S | KDSW (Klippon double seal SWA Ex cable gland), Cable glands, M 20, 16 mm, Single-wire armouring, 0.9 - 1.25 mm, OD min. 11.5 - OD max. 16 mm, ID min. 8.00 - ID max. 11.70 mm, IP66, IP68 - 2.5 bar, Brass, nickel-plated
31416 | 1075070000 | KDSW M20 BN O NI 1 G20 | KDSW (Klippon double seal SWA Ex cable gland), Cable glands, M 20, 16 mm, Single-wire armouring, 0.9 - 1.25 mm, OD min. 12 - OD max. 17.6 mm, ID min. 6.70 - ID max. 14.00 mm, IP66, IP68 - 2.5 bar, Brass, nickel-plated
31417 | 1075080000 | KDSW M20 BN O NI 2 G20 | KDSW (Klippon double seal SWA Ex cable gland), Cable glands, M 20, 16 mm, Single-wire armouring, 0.9 - 1.25 mm, OD min. 15.5 - OD max. 21.1 mm, ID min. 6.70 - ID max. 14.00 mm, IP66, IP68 - 2.5 bar, Brass, nickel-plated
31418 | 1075090000 | KDSW M25 BN O NI 1 G25 | KDSW (Klippon double seal SWA Ex cable gland), Cable glands, M 25, 16 mm, Single-wire armouring, 1.25 - 1.6 mm, OD min. 16.8 - OD max. 23.9 mm, ID min. 13.00 - ID max. 20.00 mm, IP66, IP68 - 2.5 bar, Brass, nickel-plated
31419 | 1075110000 | KDSW M25 BN O NI 2 G25 | KDSW (Klippon double seal SWA Ex cable gland), Cable glands, M 25, 16 mm, Single-wire armouring, 1.25 - 1.6 mm, OD min. 20.3 - OD max. 27.4 mm, ID min. 13.00 - ID max. 20.00 mm, IP66, IP68 - 2.5 bar, Brass, nickel-plated
31420 | 1075120000 | KDSW M32 BN O NI 1 G32 | KDSW (Klippon double seal SWA Ex cable gland), Cable glands, M 32, 16 mm, Single-wire armouring, 1.6 - 2 mm, OD min. 23.2 - OD max. 30.5 mm, ID min. 19.00 - ID max. 26.30 mm, IP66, IP68 - 2.5 bar, Brass, nickel-plated
31421 | 1075130000 | KDSW M32 BN O NI 2 G32 | KDSW (Klippon double seal SWA Ex cable gland), Cable glands, M 32, 16 mm, Single-wire armouring, 1.6 - 2 mm, OD min. 26.7 - OD max. 34 mm, ID min. 19.00 - ID max. 26.30 mm, IP66, IP68 - 2.5 bar, Brass, nickel-plated
31422 | 1075140000 | KDSW M40 BN O NI 1 G40 | KDSW (Klippon double seal SWA Ex cable gland), Cable glands, M 40, 16 mm, Single-wire armouring, 1.6 - 2 mm, OD min. 28.6 - OD max. 36.2 mm, ID min. 25.00 - ID max. 32.20 mm, IP66, IP68 - 2.5 bar, Brass, nickel-plated
31423 | 1075150000 | KDSW M40 BN O NI 2 G40 | KDSW (Klippon double seal SWA Ex cable gland), Cable glands, M 40, 16 mm, Single-wire armouring, 1.6 - 2 mm, OD min. 33 - OD max. 40.6 mm, ID min. 25.00 - ID max. 32.20 mm, IP66, IP68 - 2.5 bar, Brass, nickel-plated
31424 | 1076120000 | KDSU M20 BN O SC 1 G16 | KDSU (Klippon double seal universal Ex cable gland), Cable glands, M 20, 16 mm, Single-wire armouring, Metal foil armouring, Braided armouring, 0.1 - 1.25 mm, OD min. 6.7 - OD max. 10.3 mm, ID min. 3.40 - ID max. 8.40 mm, IP66, IP68 - 2.5 bar, Brass
31425 | 1076130000 | KDSU M20 BN O SC 1 G20S | KDSU (Klippon double seal universal Ex cable gland), Cable glands, M 20, 16 mm, Single-wire armouring, Metal foil armouring, Braided armouring, 0.1 - 1.25 mm, OD min. 9.4 - OD max. 12.5 mm, ID min. 7.20 - ID max. 11.70 mm, IP66, IP68 - 2.5 bar, Brass
31426 | 1076140000 | KDSU M20 BN O SC 1 G20 | KDSU (Klippon double seal universal Ex cable gland), Cable glands, M 20, 16 mm, Single-wire armouring, Metal foil armouring, Braided armouring, 0.1 - 1.25 mm, OD min. 12 - OD max. 17.6 mm, ID min. 9.40 - ID max. 14.00 mm, IP66, IP68 - 2.5 bar, Brass
31427 | 1076150000 | KDSU M25 BN O SC 1 G25 | KDSU (Klippon double seal universal Ex cable gland), Cable glands, M 25, 16 mm, Single-wire armouring, Metal foil armouring, Braided armouring, 0.1 - 1.6 mm, OD min. 16.8 - OD max. 23.9 mm, ID min. 13.50 - ID max. 20.00 mm, IP66, IP68 - 2.5 bar, Brass
31428 | 1076160000 | KDSU M32 BN O SC 1 G32 | KDSU (Klippon double seal universal Ex cable gland), Cable glands, M 32, 16 mm, Single-wire armouring, Metal foil armouring, Braided armouring, 0.1 - 2 mm, OD min. 23.2 - OD max. 30.5 mm, ID min. 19.50 - ID max. 26.30 mm, IP66, IP68 - 2.5 bar, Brass
31429 | 1076170000 | KDSU M40 BN O SC 1 G40 | KDSU (Klippon double seal universal Ex cable gland), Cable glands, M 40, 16 mm, Single-wire armouring, Metal foil armouring, Braided armouring, 0.1 - 2 mm, OD min. 28.6 - OD max. 36.2 mm, ID min. 23.00 - ID max. 32.20 mm, IP66, IP68 - 2.5 bar, Brass
31430 | 1076250000 | KDSW M20 BN L SC 1 G16 | KDSW (Klippon double seal SWA Ex cable gland), Cable glands, M 20, 16 mm, Single-wire armouring, Lead sheath armouring, 0.9 - OD min. 4.9 - OD max. 10.3 mm, ID min. 3.50 - ID max. 8.40 mm, IP66, IP68 - 2.5 bar, Brass
31431 | 1076270000 | KDSW M20 BN L SC 2 G16 | KDSW (Klippon double seal SWA Ex cable gland), Cable glands, M 20, 16 mm, Single-wire armouring, Lead sheath armouring, 0.9 - OD min. 8.4 - OD max. 13.5 mm, ID min. 3.50 - ID max. 8.40 mm, IP66, IP68 - 2.5 bar, Brass
31432 | 1076280000 | KDSW M20 BN L SC 1 G20S | KDSW (Klippon double seal SWA Ex cable gland), Cable glands, M 20, 16 mm, Single-wire armouring, Lead sheath armouring, 0.9 - 1.25 mm, OD min. 9.4 - OD max. 12.5 mm, ID min. 8.00 - ID max. 11.70 mm, IP66, IP68 - 2.5 bar, Brass
31433 | 1076290000 | KDSW M20 BN L SC 2 G20S | KDSW (Klippon double seal SWA Ex cable gland), Cable glands, M 20, 16 mm, Single-wire armouring, Lead sheath armouring, 0.9 - 1.25 mm, OD min. 11.5 - OD max. 16 mm, ID min. 8.00 - ID max. 11.70 mm, IP66, IP68 - 2.5 bar, Brass
31434 | 1076300000 | KDSW M20 BN L SC 1 G20 | KDSW (Klippon double seal SWA Ex cable gland), Cable glands, M 20, 16 mm, Single-wire armouring, Lead sheath armouring, 0.9 - 1.25 mm, OD min. 12 - OD max. 17.6 mm, ID min. 6.70 - ID max. 14.00 mm, IP66, IP68 - 2.5 bar, Brass
31435 | 1076310000 | KDSW M20 BN L SC 2 G20 | KDSW (Klippon double seal SWA Ex cable gland), Cable glands, M 20, 16 mm, Single-wire armouring, Lead sheath armouring, 0.9 - 1.25 mm, OD min. 15.5 - OD max. 21.1 mm, ID min. 6.70 - ID max. 14.00 mm, IP66, IP68 - 2.5 bar, Brass
31436 | 1076320000 | KDSW M25 BN L SC 1 G25 | KDSW (Klippon double seal SWA Ex cable gland), Cable glands, M 25, 16 mm, Single-wire armouring, Lead sheath armouring, 1.25 - 1.6 mm, OD min. 16.8 - OD max. 23.9 mm, ID min. 13.00 - ID max. 20.00 mm, IP66, IP68 - 2.5 bar, Brass
31437 | 1076330000 | KDSW M25 BN L SC 2 G25 | KDSW (Klippon double seal SWA Ex cable gland), Cable glands, M 25, 16 mm, Single-wire armouring, Lead sheath armouring, 1.25 - 1.6 mm, OD min. 20.3 - OD max. 27.4 mm, ID min. 13.00 - ID max. 20.00 mm, IP66, IP68 - 2.5 bar, Brass
31438 | 1076340000 | KDSW M32 BN L SC 1 G32 | KDSW (Klippon double seal SWA Ex cable gland), Cable glands, M 32, 16 mm, Single-wire armouring, Lead sheath armouring, 1.6 - 2 mm, OD min. 23.2 - OD max. 30.5 mm, ID min. 19.00 - ID max. 26.30 mm, IP66, IP68 - 2.5 bar, Brass
31439 | 1076350000 | KDSW M32 BN L SC 2 G32 | KDSW (Klippon double seal SWA Ex cable gland), Cable glands, M 32, 16 mm, Single-wire armouring, Lead sheath armouring, 1.6 - 2 mm, OD min. 26.7 - OD max. 34 mm, ID min. 19.00 - ID max. 26.30 mm, IP66, IP68 - 2.5 bar, Brass
31440 | 1076360000 | KDSW M40 BN L SC 1 G40 | KDSW (Klippon double seal SWA Ex cable gland), Cable glands, M 40, 16 mm, Single-wire armouring, Lead sheath armouring, 1.6 - 2 mm, OD min. 28.6 - OD max. 36.2 mm, ID min. 25.00 - ID max. 32.20 mm, IP66, IP68 - 2.5 bar, Brass
31441 | 1076370000 | KDSW M40 BN L SC 2 G40 | KDSW (Klippon double seal SWA Ex cable gland), Cable glands, M 40, 16 mm, Single-wire armouring, Lead sheath armouring, 1.6 - 2 mm, OD min. 33 - OD max. 40.6 mm, ID min. 25.00 - ID max. 32.20 mm, IP66, IP68 - 2.5 bar, Brass
31442 | 1076750000 | KSP EL46 | KSP (Klippon shroud), Protective cap, PVC
31443 | 1076760000 | KSP EL55 | KSP (Klippon shroud), Protective cap, PVC
31444 | 1076770000 | KSP EL65 | KSP (Klippon shroud), Protective cap, PVC
31445 | 1076780000 | KSP EL80 | KSP (Klippon shroud), Protective cap, PVC
31446 | 1076790000 | KSP EL90 | KSP (Klippon shroud), Protective cap, PVC
31447 | 1078320000 | CC 30/60 K MC NE GE | ClipCard, Device markers, 30 x 60 mm, yellow
31448 | 1083150000 | CC 30/60 O4MM MC NE WS | ClipCard, Device markers, 30 x 60 mm, With hole, white
31449 | 1083160000 | CC 30/60 O4MM MC NE GE | ClipCard, Device markers, 30 x 60 mm, With hole, yellow
31450 | 1083170000 | CC 30/60 O4MM MC NE GR | ClipCard, Device markers, 30 x 60 mm, With hole, grey
31451 | 1083230000 | SFX 30/60 MC NE WS | SlimFix X, Conductor and cable markers, 7 - 40 mm, 60 x 30 mm, white
31452 | 1083240000 | SFX 30/60 MC NE GE | SlimFix X, Conductor and cable markers, 7 - 40 mm, 60 x 30 mm, yellow
31453 | 1083250000 | SFX 30/60 MC NE GR | SlimFix X, Conductor and cable markers, 7 - 40 mm, 60 x 30 mm, grey
31454 | 1083280000 | KDSU M20 BN O NI 1 G16 | KDSU (Klippon double seal universal Ex cable gland), Cable glands, M 20, 16 mm, Single-wire armouring, Metal foil armouring, Braided armouring, 0.1 - 1.25 mm, OD min. 6.7 - OD max. 10.3 mm, ID min. 3.40 - ID max. 8.40 mm, IP66, IP68 - 2.5 bar, Brass, nickel-plated
31455 | 1083290000 | KDSU M20 BN O NI 1 G20S | KDSU (Klippon double seal universal Ex cable gland), Cable glands, M 20, 16 mm, Single-wire armouring, Metal foil armouring, Braided armouring, 0.1 - 1.25 mm, OD min. 9.4 - OD max. 12.5 mm, ID min. 7.20 - ID max. 11.70 mm, IP66, IP68 - 2.5 bar, Brass, nickel-plated
31456 | 1083320000 | KDSU M20 BN O NI 1 G20 | KDSU (Klippon double seal universal Ex cable gland), Cable glands, M 20, 16 mm, Single-wire armouring, Metal foil armouring, Braided armouring, 0.1 - 1.25 mm, OD min. 12 - OD max. 17.6 mm, ID min. 9.40 - ID max. 14.00 mm, IP66, IP68 - 2.5 bar, Brass, nickel-plated
31457 | 1083330000 | KDSU M25 BN O NI 1 G25 | KDSU (Klippon double seal universal Ex cable gland), Cable glands, M 25, 16 mm, Single-wire armouring, Metal foil armouring, Braided armouring, 0.1 - 1.6 mm, OD min. 16.8 - OD max. 23.9 mm, ID min. 13.50 - ID max. 20.00 mm, IP66, IP68 - 2.5 bar, Brass, nickel-plated
31458 | 1083340000 | KDSU M32 BN O NI 1 G32 | KDSU (Klippon double seal universal Ex cable gland), Cable glands, M 32, 16 mm, Single-wire armouring, Metal foil armouring, Braided armouring, 0.1 - 2 mm, OD min. 23.2 - OD max. 30.5 mm, ID min. 19.50 - ID max. 26.30 mm, IP66, IP68 - 2.5 bar, Brass, nickel-plated
31459 | 1083350000 | KDSU M40 BN O NI 1 G40 | KDSU (Klippon double seal universal Ex cable gland), Cable glands, M 40, 16 mm, Single-wire armouring, Metal foil armouring, Braided armouring, 0.1 - 2 mm, OD min. 28.6 - OD max. 36.2 mm, ID min. 23.00 - ID max. 32.20 mm, IP66, IP68 - 2.5 bar, Brass, nickel-plated
31460 | 1085430000 | CC 30/60 K MC NE RT | ClipCard, Device markers, 30 x 60 mm, red
31461 | 1095100000 | KUB M20 BS O NI 1 G16 | KUB (Klippon universal die-cast Ex cable gland), Cable glands, M 20, 16 mm, Single-wire armouring, Metal foil armouring, Braided armouring, 0.1 - 1.25 mm, OD min. 6.7 - OD max. 10.3 mm, ID max. 11.70 mm, IP68 - 10 bar, Brass, nickel-plated
31462 | 1095110000 | KUB M20 BS O NI 2 G16 | KUB (Klippon universal die-cast Ex cable gland), Cable glands, M 20, 16 mm, Single-wire armouring, Metal foil armouring, Braided armouring, 0.1 - 1.25 mm, OD min. 8.4 - OD max. 13.5 mm, ID max. 11.70 mm, IP68 - 10 bar, Brass, nickel-plated
31463 | 1095120000 | KUB M20 BS O NI 1 G20S | KUB (Klippon universal die-cast Ex cable gland), Cable glands, M 20, 16 mm, Single-wire armouring, Metal foil armouring, Braided armouring, 0.1 - 1.25 mm, OD min. 9.4 - OD max. 12.5 mm, ID max. 11.70 mm, IP68 - 10 bar, Brass, nickel-plated
31464 | 1095130000 | KUB M20 BS O NI 2 G20S | KUB (Klippon universal die-cast Ex cable gland), Cable glands, M 20, 16 mm, Single-wire armouring, Metal foil armouring, Braided armouring, 0.1 - 1.25 mm, OD min. 11.5 - OD max. 16 mm, ID max. 11.70 mm, IP68 - 10 bar, Brass, nickel-plated
31465 | 1095140000 | KUB M20 BS O NI 1 G20 | KUB (Klippon universal die-cast Ex cable gland), Cable glands, M 20, 16 mm, Single-wire armouring, Metal foil armouring, Braided armouring, 0.1 - 1.25 mm, OD min. 12 - OD max. 17.6 mm, ID max. 14.00 mm, IP68 - 10 bar, Brass, nickel-plated
31466 | 1095150000 | KUB M20 BS O NI 2 G20 | KUB (Klippon universal die-cast Ex cable gland), Cable glands, M 20, 16 mm, Single-wire armouring, Metal foil armouring, Braided armouring, 0.1 - 1.25 mm, OD min. 15.5 - OD max. 21.1 mm, ID max. 14.00 mm, IP68 - 10 bar, Brass, nickel-plated
31467 | 1095160000 | KUB M25 BS O NI 1 G25 | KUB (Klippon universal die-cast Ex cable gland), Cable glands, M 25, 16 mm, Single-wire armouring, Metal foil armouring, Braided armouring, 0.1 - 1.6 mm, OD min. 16.8 - OD max. 23.9 mm, ID max. 20.00 mm, IP68 - 10 bar, Brass, nickel-plated
31468 | 1095170000 | KUB M25 BS O NI 2 G25 | KUB (Klippon universal die-cast Ex cable gland), Cable glands, M 25, 16 mm, Single-wire armouring, Metal foil armouring, Braided armouring, 0.1 - 1.6 mm, OD min. 20.3 - OD max. 27.4 mm, ID max. 20.00 mm, IP68 - 10 bar, Brass, nickel-plated
31469 | 1095180000 | KUB M32 BS O NI 1 G32 | KUB (Klippon universal die-cast Ex cable gland), Cable glands, M 32, 16 mm, Single-wire armouring, Metal foil armouring, Braided armouring, 0.1 - 2 mm, OD min. 23.2 - OD max. 30.5 mm, ID max. 26.30 mm, IP68 - 10 bar, Brass, nickel-plated
31470 | 1095190000 | KUB M32 BS O NI 2 G32 | KUB (Klippon universal die-cast Ex cable gland), Cable glands, M 32, 16 mm, Single-wire armouring, Metal foil armouring, Braided armouring, 0.1 - 2 mm, OD min. 26.7 - OD max. 34 mm, ID max. 26.30 mm, IP68 - 10 bar, Brass, nickel-plated
31471 | 1095200000 | KUB M40 BS O NI 1 G40 | KUB (Klippon universal die-cast Ex cable gland), Cable glands, M 40, 16 mm, Single-wire armouring, Metal foil armouring, Braided armouring, 0.1 - 2 mm, OD min. 28.6 - OD max. 36.2 mm, ID max. 32.20 mm, IP68 - 10 bar, Brass, nickel-plated
31472 | 1095210000 | KUB M40 BS O NI 2 G40 | KUB (Klippon universal die-cast Ex cable gland), Cable glands, M 40, 16 mm, Single-wire armouring, Metal foil armouring, Braided armouring, 0.1 - 2 mm, OD min. 33 - OD max. 40.6 mm, ID max. 32.20 mm, IP68 - 10 bar, Brass, nickel-plated
31473 | 1095340000 | KUB M20 BS O SC 1 G16 | KUB (Klippon universal die-cast Ex cable gland), Cable glands, M 20, 16 mm, Single-wire armouring, Metal foil armouring, Braided armouring, 0.1 - 1.25 mm, OD min. 6.7 - OD max. 10.3 mm, ID max. 11.70 mm, IP68 - 10 bar, Brass
31474 | 1095350000 | KUB M20 BS O SC 2 G16 | KUB (Klippon universal die-cast Ex cable gland), Cable glands, M 20, 16 mm, Single-wire armouring, Metal foil armouring, Braided armouring, 0.1 - 1.25 mm, OD min. 8.4 - OD max. 13.5 mm, ID max. 11.70 mm, IP68 - 10 bar, Brass
31475 | 1095360000 | KUB M20 BS O SC 1 G20S | KUB (Klippon universal die-cast Ex cable gland), Cable glands, M 20, 16 mm, Single-wire armouring, Metal foil armouring, Braided armouring, 0.1 - 1.25 mm, OD min. 6.7 - OD max. 10.3 mm, ID max. 11.70 mm, IP68 - 10 bar, Brass
31476 | 1095370000 | KUB M20 BS O SC 2 G20S | KUB (Klippon universal die-cast Ex cable gland), Cable glands, M 20, 16 mm, Single-wire armouring, Metal foil armouring, Braided armouring, 0.1 - 1.25 mm, OD min. 11.5 - OD max. 16 mm, ID max. 11.70 mm, IP68 - 10 bar, Brass
31477 | 1095380000 | KUB M20 BS O SC 1 G20 | KUB (Klippon universal die-cast Ex cable gland), Cable glands, M 20, 16 mm, Single-wire armouring, Metal foil armouring, Braided armouring, 0.1 - 1.25 mm, OD min. 12 - OD max. 17.6 mm, ID max. 14.00 mm, IP68 - 10 bar, Brass
31478 | 1095390000 | KUB M20 BS O SC 2 G20 | KUB (Klippon universal die-cast Ex cable gland), Cable glands, M 20, 16 mm, Single-wire armouring, Metal foil armouring, Braided armouring, 0.1 - 1.25 mm, OD min. 15.5 - OD max. 21.1 mm, ID max. 14.00 mm, IP68 - 10 bar, Brass
31479 | 1095400000 | KUB M25 BS O SC 1 G25 | KUB (Klippon universal die-cast Ex cable gland), Cable glands, M 25, 16 mm, Single-wire armouring, Metal foil armouring, Braided armouring, 0.1 - 1.6 mm, OD min. 16.8 - OD max. 23.9 mm, ID max. 20.00 mm, IP68 - 10 bar, Brass
31480 | 1095410000 | KUB M25 BS O SC 2 G25 | KUB (Klippon universal die-cast Ex cable gland), Cable glands, M 25, 16 mm, Single-wire armouring, Metal foil armouring, Braided armouring, 0.1 - 1.6 mm, OD min. 20.3 - OD max. 27.4 mm, ID max. 20.00 mm, IP68 - 10 bar, Brass
31481 | 1095420000 | KUB M32 BS O SC 1 G32 | KUB (Klippon universal die-cast Ex cable gland), Cable glands, M 32, 16 mm, Single-wire armouring, Metal foil armouring, Braided armouring, 0.1 - 2 mm, OD min. 23.2 - OD max. 30.5 mm, ID max. 26.30 mm, IP68 - 10 bar, Brass
31482 | 1095430000 | KUB M32 BS O SC 2 G32 | KUB (Klippon universal die-cast Ex cable gland), Cable glands, M 32, 16 mm, Single-wire armouring, Metal foil armouring, Braided armouring, 0.1 - 2 mm, OD min. 26.7 - OD max. 34 mm, ID max. 26.30 mm, IP68 - 10 bar, Brass
31483 | 1095440000 | KUB M40 BS O SC 1 G40 | KUB (Klippon universal die-cast Ex cable gland), Cable glands, M 40, 16 mm, Single-wire armouring, Metal foil armouring, Braided armouring, 0.1 - 2 mm, OD min. 28.6 - OD max. 36.2 mm, ID max. 32.20 mm, IP68 - 10 bar, Brass
31484 | 1095450000 | KUB M40 BS O SC 2 G40 | KUB (Klippon universal die-cast Ex cable gland), Cable glands, M 40, 16 mm, Single-wire armouring, Metal foil armouring, Braided armouring, 0.1 - 2 mm, OD min. 33 - OD max. 40.6 mm, ID max. 32.20 mm, IP68 - 10 bar, Brass
31485 | 1104430000 | CH20M45 C BK 1819 | Modular housing, OMNIMATE Housing - series CH20M black, Transparent, Width: 45 mm
31486 | 1104440000 | CH20M45 C TP 8089 | Modular housing, OMNIMATE Housing - series CH20M Transparent, Width: 45 mm
31487 | 1120140000 | HDC HP 550 SHOCKPROTEC | Accessories, Screw connection, Size: 550
31488 | 1135650000 | KDSX M20 BS O SC 1 G16 | KDSX (Klippon double sealing SWB/STA Ex cable gland), Cable glands, M 20, 16 mm, Braided armouring, 0.15 - 0.35 mm, OD min. 4.9 - OD max. 10.3 mm, ID min. 3.50 - ID max. 8.40 mm, IP66, IP68 - 2.5 bar, Brass
31489 | 1135660000 | KDSX M20 BS O SC 2 G16 | KDSX (Klippon double sealing SWB/STA Ex cable gland), Cable glands, M 20, 16 mm, Braided armouring, 0.15 - 0.35 mm, OD min. 8.4 - OD max. 13.5 mm, ID min. 3.50 - ID max. 8.40 mm, IP66, IP68 - 2.5 bar, Brass
31490 | 1135670000 | KDSX M20 BS O SC 1 G20S | KDSX (Klippon double sealing SWB/STA Ex cable gland), Cable glands, M 20, 16 mm, Braided armouring, 0.15 - 0.35 mm, OD min. 9.4 - OD max. 12.5 mm, ID min. 8.00 - ID max. 11.70 mm, IP66, IP68 - 2.5 bar, Brass
31491 | 1135680000 | KDSX M20 BS O SC 2 G20S | KDSX (Klippon double sealing SWB/STA Ex cable gland), Cable glands, M 20, 16 mm, Braided armouring, 0.15 - 0.35 mm, OD min. 11.5 - OD max. 16 mm, ID min. 8.00 - ID max. 11.70 mm, IP66, IP68 - 2.5 bar, Brass
31492 | 1135690000 | KDSX M20 BS O SC 1 G20 | KDSX (Klippon double sealing SWB/STA Ex cable gland), Cable glands, M 20, 16 mm, Braided armouring, 0.15 - 0.5 mm, OD min. 12 - OD max. 17.6 mm, ID min. 9.30 - ID max. 14.00 mm, IP66, IP68 - 2.5 bar, Brass
31493 | 1135710000 | KDSX M20 BS O SC 2 G20 | KDSX (Klippon double sealing SWB/STA Ex cable gland), Cable glands, M 20, 16 mm, Braided armouring, 0.15 - 0.5 mm, OD min. 15.5 - OD max. 21.1 mm, ID min. 9.30 - ID max. 14.00 mm, IP66, IP68 - 2.5 bar, Brass
31494 | 1135720000 | KDSX M25 BS O SC 1 G25 | KDSX (Klippon double sealing SWB/STA Ex cable gland), Cable glands, M 25, 16 mm, Braided armouring, 0.15 - 0.5 mm, OD min. 16.8 - OD max. 23.9 mm, ID min. 13.00 - ID max. 20.00 mm, IP66, IP68 - 2.5 bar, Brass
31495 | 1135730000 | KDSX M25 BS O SC 2 G25 | KDSX (Klippon double sealing SWB/STA Ex cable gland), Cable glands, M 25, 16 mm, Braided armouring, 0.15 - 0.5 mm, OD min. 20.3 - OD max. 27.4 mm, ID min. 13.00 - ID max. 20.00 mm, IP66, IP68 - 2.5 bar, Brass
31496 | 1135740000 | KDSX M32 BS O SC 1 G32 | KDSX (Klippon double sealing SWB/STA Ex cable gland), Cable glands, M 32, 16 mm, Braided armouring, 0.15 - 0.55 mm, OD min. 23.2 - OD max. 30.5 mm, ID min. 19.00 - ID max. 26.30 mm, IP66, IP68 - 2.5 bar, Brass
31497 | 1135750000 | KDSX M32 BS O SC 2 G32 | KDSX (Klippon double sealing SWB/STA Ex cable gland), Cable glands, M 32, 16 mm, Braided armouring, 0.15 - 0.55 mm, OD min. 26.7 - OD max. 34 mm, ID min. 19.00 - ID max. 26.30 mm, IP66, IP68 - 2.5 bar, Brass
31498 | 1135760000 | KDSX M40 BS O SC 1 G40 | KDSX (Klippon double sealing SWB/STA Ex cable gland), Cable glands, M 40, 16 mm, Braided armouring, 0.2 - 0.6 mm, OD min. 28.6 - OD max. 36.2 mm, ID min. 25.00 - ID max. 32.20 mm, IP66, IP68 - 2.5 bar, Brass
31499 | 1135770000 | KDSX M40 BS O SC 2 G40 | KDSX (Klippon double sealing SWB/STA Ex cable gland), Cable glands, M 40, 16 mm, Braided armouring, 0.2 - 0.6 mm, OD min. 33 - OD max. 40.6 mm, ID min. 25.00 - ID max. 32.20 mm, IP66, IP68 - 2.5 bar, Brass
31500 | 1135920000 | KDSX M20 BS O NI 2 G16 | KDSX (Klippon double sealing SWB/STA Ex cable gland), Cable glands, M 20, 16 mm, Braided armouring, 0.15 - 0.35 mm, OD min. 8.4 - OD max. 13.5 mm, ID min. 3.50 - ID max. 8.40 mm, IP66, IP68 - 2.5 bar, Brass, nickel-plated
31501 | 1135930000 | KDSX M20 BS O NI 1 G20S | KDSX (Klippon double sealing SWB/STA Ex cable gland), Cable glands, M 20, 16 mm, Braided armouring, 0.15 - 0.35 mm, OD min. 9.4 - OD max. 12.5 mm, ID min. 8.00 - ID max. 11.70 mm, IP66, IP68 - 2.5 bar, Brass, nickel-plated
31502 | 1135940000 | KDSX M20 BS O NI 2 G20S | KDSX (Klippon double sealing SWB/STA Ex cable gland), Cable glands, M 20, 16 mm, Braided armouring, 0.15 - 0.35 mm, OD min. 11.5 - OD max. 16 mm, ID min. 8.00 - ID max. 11.70 mm, IP66, IP68 - 2.5 bar, Brass, nickel-plated
31503 | 1135950000 | KDSX M20 BS O NI 1 G20 | KDSX (Klippon double sealing SWB/STA Ex cable gland), Cable glands, M 20, 16 mm, Braided armouring, 0.15 - 0.5 mm, OD min. 12 - OD max. 17.6 mm, ID min. 9.30 - ID max. 14.00 mm, IP66, IP68 - 2.5 bar, Brass, nickel-plated
31504 | 1135960000 | KDSX M20 BS O NI 2 G20 | KDSX (Klippon double sealing SWB/STA Ex cable gland), Cable glands, M 20, 16 mm, Braided armouring, 0.15 - 0.5 mm, OD min. 15.5 - OD max. 21.1 mm, ID min. 9.30 - ID max. 14.00 mm, IP66, IP68 - 2.5 bar, Brass, nickel-plated
31505 | 1135970000 | KDSX M25 BS O NI 1 G25 | KDSX (Klippon double sealing SWB/STA Ex cable gland), Cable glands, M 25, 16 mm, Braided armouring, 0.15 - 0.5 mm, OD min. 16.8 - OD max. 23.9 mm, ID min. 13.00 - ID max. 20.00 mm, IP66, IP68 - 2.5 bar, Brass, nickel-plated
31506 | 1135980000 | KDSX M25 BS O NI 2 G25 | KDSX (Klippon double sealing SWB/STA Ex cable gland), Cable glands, M 25, 16 mm, Braided armouring, 0.15 - 0.5 mm, OD min. 20.3 - OD max. 27.4 mm, ID min. 13.00 - ID max. 20.00 mm, IP66, IP68 - 2.5 bar, Brass, nickel-plated
31507 | 1135990000 | KDSX M32 BS O NI 1 G32 | KDSX (Klippon double sealing SWB/STA Ex cable gland), Cable glands, M 32, 16 mm, Braided armouring, 0.15 - 0.55 mm, OD min. 23.2 - OD max. 30.5 mm, ID min. 19.00 - ID max. 26.30 mm, IP66, IP68 - 2.5 bar, Brass, nickel-plated
31508 | 1136000000 | KDSX M32 BS O NI 2 G32 | KDSX (Klippon double sealing SWB/STA Ex cable gland), Cable glands, M 32, 16 mm, Braided armouring, 0.15 - 0.55 mm, OD min. 26.7 - OD max. 34 mm, ID min. 19.00 - ID max. 26.30 mm, IP66, IP68 - 2.5 bar, Brass, nickel-plated
31509 | 1136010000 | KDSX M40 BS O NI 1 G40 | KDSX (Klippon double sealing SWB/STA Ex cable gland), Cable glands, M 40, 16 mm, Braided armouring, 0.2 - 0.6 mm, OD min. 28.6 - OD max. 36.2 mm, ID min. 25.00 - ID max. 32.20 mm, IP66, IP68 - 2.5 bar, Brass, nickel-plated
31510 | 1136020000 | KDSX M40 BS O NI 2 G40 | KDSX (Klippon double sealing SWB/STA Ex cable gland), Cable glands, M 40, 16 mm, Braided armouring, 0.2 - 0.6 mm, OD min. 33 - OD max. 40.6 mm, ID min. 25.00 - ID max. 32.20 mm, IP66, IP68 - 2.5 bar, Brass, nickel-plated
31511 | 1136160000 | KDSW M20 BS O SC 1 G16 | KDSW (Klippon double seal SWA Ex cable gland), Cable glands, M 20, 16 mm, Single-wire armouring, 0.9 - OD min. 4.9 - OD max. 10.3 mm, ID min. 3.50 - ID max. 8.40 mm, IP66, IP68 - 2.5 bar, Brass
31512 | 1136170000 | KDSW M20 BS O SC 2 G16 | KDSW (Klippon double seal SWA Ex cable gland), Cable glands, M 20, 16 mm, Single-wire armouring, 0.9 - OD min. 8.4 - OD max. 13.5 mm, ID min. 3.50 - ID max. 8.40 mm, IP66, IP68 - 2.5 bar, Brass
31513 | 1136180000 | KDSW M20 BS O SC 1 G20S | KDSW (Klippon double seal SWA Ex cable gland), Cable glands, M 20, 16 mm, Single-wire armouring, 0.9 - 1.25 mm, OD min. 9.4 - OD max. 12.5 mm, ID min. 8.00 - ID max. 11.70 mm, IP66, IP68 - 2.5 bar, Brass
31514 | 1136190000 | KDSW M20 BS O SC 2 G20S | KDSW (Klippon double seal SWA Ex cable gland), Cable glands, M 20, 16 mm, Single-wire armouring, 0.9 - 1.25 mm, OD min. 11.5 - OD max. 16 mm, ID min. 8.00 - ID max. 11.70 mm, IP66, IP68 - 2.5 bar, Brass
31515 | 1136200000 | KDSW M20 BS O SC 1 G20 | KDSW (Klippon double seal SWA Ex cable gland), Cable glands, M 20, 16 mm, Single-wire armouring, 0.9 - 1.25 mm, OD min. 12 - OD max. 17.6 mm, ID min. 9.30 - ID max. 14.00 mm, IP66, IP68 - 2.5 bar, Brass
31516 | 1136210000 | KDSW M20 BS O SC 2 G20 | KDSW (Klippon double seal SWA Ex cable gland), Cable glands, M 20, 16 mm, Single-wire armouring, 0.9 - 1.25 mm, OD min. 15.5 - OD max. 21.1 mm, ID min. 9.30 - ID max. 14.00 mm, IP66, IP68 - 2.5 bar, Brass
31517 | 1136220000 | KDSW M25 BS O SC 1 G25 | KDSW (Klippon double seal SWA Ex cable gland), Cable glands, M 25, 16 mm, Single-wire armouring, 1.25 - 1.6 mm, OD min. 16.8 - OD max. 23.9 mm, ID min. 13.00 - ID max. 20.00 mm, IP66, IP68 - 2.5 bar, Brass
31518 | 1136230000 | KDSW M25 BS O SC 2 G25 | KDSW (Klippon double seal SWA Ex cable gland), Cable glands, M 25, 16 mm, Single-wire armouring, 1.25 - 1.6 mm, OD min. 20.3 - OD max. 27.4 mm, ID min. 13.00 - ID max. 20.00 mm, IP66, IP68 - 2.5 bar, Brass
31519 | 1136240000 | KDSW M32 BS O SC 1 G32 | KDSW (Klippon double seal SWA Ex cable gland), Cable glands, M 32, 16 mm, Single-wire armouring, 1.6 - 2 mm, OD min. 23.2 - OD max. 30.5 mm, ID min. 19.00 - ID max. 26.30 mm, IP66, IP68 - 2.5 bar, Brass
31520 | 1136250000 | KDSW M32 BS O SC 2 G32 | KDSW (Klippon double seal SWA Ex cable gland), Cable glands, M 32, 16 mm, Single-wire armouring, 1.6 - 2 mm, OD min. 26.7 - OD max. 34 mm, ID min. 19.00 - ID max. 26.30 mm, IP66, IP68 - 2.5 bar, Brass
31521 | 1136260000 | KDSW M40 BS O SC 1 G40 | KDSW (Klippon double seal SWA Ex cable gland), Cable glands, M 40, 16 mm, Single-wire armouring, 1.6 - 2 mm, OD min. 28.6 - OD max. 36.2 mm, ID min. 25.00 - ID max. 32.20 mm, IP66, IP68 - 2.5 bar, Brass
31522 | 1136270000 | KDSW M40 BS O SC 2 G40 | KDSW (Klippon double seal SWA Ex cable gland), Cable glands, M 40, 16 mm, Single-wire armouring, 1.6 - 2 mm, OD min. 33 - OD max. 40.6 mm, ID min. 25.00 - ID max. 32.20 mm, IP66, IP68 - 2.5 bar, Brass
31523 | 1136410000 | KDSW M20 BS O NI 1 G16 | KDSW (Klippon double seal SWA Ex cable gland), Cable glands, M 20, 16 mm, Single-wire armouring, 0.9 - OD min. 4.9 - OD max. 10.3 mm, ID min. 3.50 - ID max. 8.40 mm, IP66, IP68 - 2.5 bar, Brass, nickel-plated
31524 | 1136420000 | KDSW M20 BS O NI 2 G16 | KDSW (Klippon double seal SWA Ex cable gland), Cable glands, M 20, 16 mm, Single-wire armouring, 0.9 - OD min. 8.4 - OD max. 13.5 mm, ID min. 3.50 - ID max. 8.40 mm, IP66, IP68 - 2.5 bar, Brass, nickel-plated
31525 | 1136430000 | KDSW M20 BS O NI 1 G20S | KDSW (Klippon double seal SWA Ex cable gland), Cable glands, M 20, 16 mm, Single-wire armouring, 0.9 - 1.25 mm, OD min. 9.4 - OD max. 12.5 mm, ID min. 8.00 - ID max. 11.70 mm, IP66, IP68 - 2.5 bar, Brass, nickel-plated
31526 | 1136440000 | KDSW M20 BS O NI 2 G20S | KDSW (Klippon double seal SWA Ex cable gland), Cable glands, M 20, 16 mm, Single-wire armouring, 0.9 - 1.25 mm, OD min. 11.5 - OD max. 16 mm, ID min. 8.00 - ID max. 11.70 mm, IP66, IP68 - 2.5 bar, Brass, nickel-plated
31527 | 1136450000 | KDSW M20 BS O NI 1 G20 | KDSW (Klippon double seal SWA Ex cable gland), Cable glands, M 20, 16 mm, Single-wire armouring, 0.9 - 1.25 mm, OD min. 12 - OD max. 17.6 mm, ID min. 9.30 - ID max. 14.00 mm, IP66, IP68 - 2.5 bar, Brass, nickel-plated
31528 | 1136460000 | KDSW M20 BS O NI 2 G20 | KDSW (Klippon double seal SWA Ex cable gland), Cable glands, M 20, 16 mm, Single-wire armouring, 0.9 - 1.25 mm, OD min. 15.5 - OD max. 21.1 mm, ID min. 9.30 - ID max. 14.00 mm, IP66, IP68 - 2.5 bar, Brass, nickel-plated
31529 | 1136470000 | KDSW M25 BS O NI 1 G25 | KDSW (Klippon double seal SWA Ex cable gland), Cable glands, M 25, 16 mm, Single-wire armouring, 1.25 - 1.6 mm, OD min. 16.8 - OD max. 23.9 mm, ID min. 13.00 - ID max. 20.00 mm, IP66, IP68 - 2.5 bar, Brass, nickel-plated
31530 | 1136480000 | KDSW M25 BS O NI 2 G25 | KDSW (Klippon double seal SWA Ex cable gland), Cable glands, M 25, 16 mm, Single-wire armouring, 1.25 - 1.6 mm, OD min. 20.3 - OD max. 27.4 mm, ID min. 13.00 - ID max. 20.00 mm, IP66, IP68 - 2.5 bar, Brass, nickel-plated
31531 | 1136490000 | KDSW M32 BS O NI 1 G32 | KDSW (Klippon double seal SWA Ex cable gland), Cable glands, M 32, 16 mm, Single-wire armouring, 1.6 - 2 mm, OD min. 23.2 - OD max. 30.5 mm, ID min. 19.00 - ID max. 26.30 mm, IP66, IP68 - 2.5 bar, Brass, nickel-plated
31532 | 1136510000 | KDSW M32 BS O NI 2 G32 | KDSW (Klippon double seal SWA Ex cable gland), Cable glands, M 32, 16 mm, Single-wire armouring, 1.6 - 2 mm, OD min. 26.7 - OD max. 34 mm, ID min. 19.00 - ID max. 26.30 mm, IP66, IP68 - 2.5 bar, Brass, nickel-plated
31533 | 1136520000 | KDSW M40 BS O NI 1 G40 | KDSW (Klippon double seal SWA Ex cable gland), Cable glands, M 40, 16 mm, Single-wire armouring, 1.6 - 2 mm, OD min. 28.6 - OD max. 36.2 mm, ID min. 25.00 - ID max. 32.20 mm, IP66, IP68 - 2.5 bar, Brass, nickel-plated
31534 | 1136530000 | KDSW M40 BS O NI 2 G40 | KDSW (Klippon double seal SWA Ex cable gland), Cable glands, M 40, 16 mm, Single-wire armouring, 1.6 - 2 mm, OD min. 33 - OD max. 40.6 mm, ID min. 25.00 - ID max. 32.20 mm, IP66, IP68 - 2.5 bar, Brass, nickel-plated
31535 | 1136720000 | KSG M20 BS O SC 2 G20S | KSG (Klippon standard Ex cable gland), Cable glands, M 20, 16 mm, OD min. 7.2 - OD max. 11.7 mm, IP66, IP68 - 2.5 bar, Brass
31536 | 1136870000 | KDSU M40 BS O SC 1 G40 | KDSU (Klippon double seal universal Ex cable gland), Cable glands, M 40, 16 mm, Single-wire armouring, Metal foil armouring, Braided armouring, 0.1 - 2 mm, OD min. 28.6 - OD max. 36.2 mm, ID min. 23.00 - ID max. 32.20 mm, IP66, IP68 - 2.5 bar, Brass
31537 | 1136990000 | KDSU M40 BS O NI 1 G40 | KDSU (Klippon double seal universal Ex cable gland), Cable glands, M 40, 16 mm, Single-wire armouring, Metal foil armouring, Braided armouring, 0.1 - 2 mm, OD min. 28.6 - OD max. 36.2 mm, ID min. 23.00 - ID max. 32.20 mm, IP66, IP68 - 2.5 bar, Brass, nickel-plated
31538 | 1138400000 | CC 85/54 MC NE WS | ClipCard, Device markers, 54 x 85 mm, Holder Logimark-H, white
31539 | 1138410000 | CC 85/54 MC NE GE | ClipCard, Device markers, 54 x 85 mm, Holder Logimark-H, yellow
31540 | 1138420000 | CC 85/54 MC NE GR | ClipCard, Device markers, 54 x 85 mm, Holder Logimark-H, grey
31541 | 1138430000 | CC 85/54 K MC NE WS | ClipCard, Device markers, 54 x 85 mm, white
31542 | 1138440000 | CC 85/54 K MC NE GE | ClipCard, Device markers, 54 x 85 mm, yellow
31543 | 1138450000 | CC 85/54 K MC NE GR | ClipCard, Device markers, 54 x 85 mm, grey
31544 | 1138460000 | CC 85/54 MC SDR | ClipCard, Device markers, 54 x 85 mm, Holder Logimark-H, To customer specification
31545 | 1138470000 | CC 85/54 K MC SDR | ClipCard, Device markers, 54 x 85 mm, To customer specification
31546 | 1139570000 | PPE 16S | PE terminal, PUSH IN, 16 mm², 1920 A (16 mm²), Green/yellow
31547 | 1149970000 | SL 5.08HC/19/180B 3.2SN BK BX | PCB plug-in connector, male header, Dovetails for fixing blocks, THT solder connection, 5.08 mm, Number of poles: 19, 180°, Solder pin length (l): 3.2 mm, tinned, black, Box
31548 | 1150010000 | SL 5.08HC/21/180B 3.2SN BK BX | PCB plug-in connector, male header, Dovetails for fixing blocks, THT solder connection, 5.08 mm, Number of poles: 21, 180°, Solder pin length (l): 3.2 mm, tinned, black, Box
31549 | 1150030000 | SL 5.08HC/22/180B 3.2SN BK BX | PCB plug-in connector, male header, Dovetails for fixing blocks, THT solder connection, 5.08 mm, Number of poles: 22, 180°, Solder pin length (l): 3.2 mm, tinned, black, Box
31550 | 1150050000 | SL 5.08HC/23/180B 3.2SN BK BX | PCB plug-in connector, male header, Dovetails for fixing blocks, THT solder connection, 5.08 mm, Number of poles: 23, 180°, Solder pin length (l): 3.2 mm, tinned, black, Box
31551 | 1150080000 | SL 5.08HC/24/180B 3.2SN BK BX | PCB plug-in connector, male header, Dovetails for fixing blocks, THT solder connection, 5.08 mm, Number of poles: 24, 180°, Solder pin length (l): 3.2 mm, tinned, black, Box
31552 | 1158820000 | CC 30/60 O4MM MC NE GN | ClipCard, Device markers, 30 x 60 mm, With hole, green
31553 | 1158830000 | CC 30/60 O4MM MC NE RT | ClipCard, Device markers, 30 x 60 mm, With hole, red
31554 | 1158840000 | CC 30/60 O4MM MC NE BL | ClipCard, Device markers, 30 x 60 mm, With hole, blue
31555 | 1164670000 | CH20M22 B LGY/BK | Modular housing, OMNIMATE Housing - series CH20M Light Grey, Width: 22.5 mm
31556 | 1164690000 | CH20M22 S PPSC LGY 2018 | Modular housing, OMNIMATE Housing - series CH20M Light Grey, Width: 22.5 mm
31557 | 1164720000 | CH20M45 F GGY 2019 | Modular housing, OMNIMATE Housing - series CH20M Graphite grey, Width: 45 mm
31558 | 1164730000 | CH20M45 FC GGY 2019 | Modular housing, OMNIMATE Housing - series CH20M Graphite grey, Width: 45 mm
31559 | 1164770000 | CH20M45 F LGY 2018 | Modular housing, OMNIMATE Housing - series CH20M Light Grey, Width: 45 mm
31560 | 1164780000 | CH20M45 FC LGY 2018 | Modular housing, OMNIMATE Housing - series CH20M Light Grey, Width: 45 mm
31561 | 1177000000 | CH20M22 B BUS BK/OR | Modular housing, OMNIMATE Housing - series CH20M black, Width: 22.5 mm
31562 | 1192790000 | KSP L114 S | KSP (Klippon shroud), Protective cap, Silicone
31563 | 1193940000 | KSP L 104 S | KSP (Klippon shroud), Protective cap, Silicone
31564 | 1206870000 | CH20M22 B RD/BK | Modular housing, OMNIMATE Housing - series CH20M red, Width: 22.5 mm
31565 | 1206890000 | CH20M22 S PPSC RD 2014 | Modular housing, OMNIMATE Housing - series CH20M red, Width: 22.5 mm
31566 | 1206920000 | CH20M45 FC RD 2014 | Modular housing, OMNIMATE Housing - series CH20M red, Width: 45 mm
31567 | 1208950000 | CLI R 1-15 GN CLOSE | CableLine, Mounting mandrel
31568 | 1209390000 | CH20M45 F RD 2014 | Modular housing, OMNIMATE Housing - series CH20M red, Width: 45 mm
31569 | 1224880000 | FUSE 1KV DC 4A 10/38 | Accessories, Fuse
31570 | 1224890000 | FUSE 1KV DC 6A 10/38 | Accessories, Fuse
31571 | 1224910000 | FUSE 1KV DC 10A 10/38 | Accessories, Fuse
31572 | 1224920000 | FUSE 1KV DC 12A 10/38 | Accessories, Fuse
31573 | 1224930000 | FUSE 1KV DC 16A 10/38 | Accessories, Fuse
31574 | 1224950000 | FUSE 1KV DC 20A 10/38 | Accessories, Fuse
31575 | 1248150000 | CH20M BUS-PROFIL TS 35X7.5/250 | OMNIMATE Housing - series CH20M, Length: 250 mm, Width: 25.1 mm
31576 | 1248160000 | CH20M BUS-PROFIL TS 35X7.5/500 | OMNIMATE Housing - series CH20M, Length: 500 mm, Width: 25.1 mm
31577 | 1248220000 | CH20M BUS 4.50/05 AU/250 | OMNIMATE Housing - series CH20M, Length: 250 mm, Width: 21.8 mm
31578 | 1248230000 | CH20M BUS 4.50/05 AU/500 | OMNIMATE Housing - series CH20M, Length: 500 mm, Width: 21.8 mm
31579 | 1248250000 | CH20M BUS-ADP TS 35/250 | OMNIMATE Housing - series CH20M, Length: 250 mm, Width: 39.5 mm
31580 | 1248260000 | CH20M BUS-ADP TS 35/500 | OMNIMATE Housing - series CH20M, Length: 500 mm, Width: 39.5 mm
31581 | 1248480000 | CC 85/54 O4MM MC NE WS | ClipCard, Device markers, 54 x 85 mm, With hole, white
31582 | 1248490000 | CC 85/54 O4MM MC NE GE | ClipCard, Device markers, 54 x 85 mm, With hole, yellow
31583 | 1248510000 | CC 85/54 O4MM MC NE GR | ClipCard, Device markers, 54 x 85 mm, With hole, grey
31584 | 1248650000 | SM 45/45-24 MC NE WS | SwitchMark, Device markers, 45 x 45 mm, for cam switches, Eaton Moeller, white
31585 | 1248660000 | SM 45/45-24 MC NE GE | SwitchMark, Device markers, 45 x 45 mm, for cam switches, Eaton Moeller, yellow
31586 | 1248670000 | SM 45/45-24 MC NE GR | SwitchMark, Device markers, 45 x 45 mm, for cam switches, Eaton Moeller, grey
31587 | 1248750000 | SFX 10/60 S MC SDR | SlimFix X, Conductor and cable markers, 7 - 40 mm, 60 x 13.62 mm, To customer specification
31588 | 1252060000 | ZDU 2.5/2X2AN/LD- SW | Z-series, Component terminal, Feed-through terminal, Rated cross-section: 2.5 mm², Tension-clamp connection
31589 | 1252070000 | ZDU 2.5/2X2AN/LD+ WS | Z-series, Component terminal, Feed-through terminal, Rated cross-section: 2.5 mm², Tension-clamp connection
31590 | 1267320000 | SLD 5.08V/14/90 3.2 SN BK BX | PCB plug-in connector, male header, open side, THT solder connection, 5.08 mm, Number of poles: 14, 90°, Solder pin length (l): 3.2 mm, black, Box
31591 | 1276590000 | CH20M22 S RPP BK 2010 | Modular housing, OMNIMATE Housing - series CH20M black, Width: 22.5 mm
31592 | 1292570000 | RCMKITP-I 24VDC 2CO -PT | , Relay module, PUSH IN
31593 | 1296430000 | CH20M22 S PPP BL 2013 | Modular housing, OMNIMATE Housing - series CH20M blue, Width: 22.5 mm
31594 | 1296440000 | CH20M22 S PPP LGY 2018 | Modular housing, OMNIMATE Housing - series CH20M Light Grey, Width: 22.5 mm