29840 | 6269250000 | W-SERIES INITIATOR/ACTUATOR TERMINAL RATED CROSS-SECTION: 2.5 MM² SCREW CONNECTION | 221
29841 | 7910180000 | TEST-DISCONNECT TERMINAL SCREW CONNECTION 4 MM² 500 V 32 A PIVOTING DARK | 36
29842 | 7910190000 | TEST-DISCONNECT TERMINAL SCREW CONNECTION 4 MM² 500 V 32 A PIVOTING | 36
29843 | 7910210000 | TEST-DISCONNECT TERMINAL SCREW CONNECTION 4 MM² 500 V 32 A PIVOTING DARK | 36
29844 | 7910220000 | TEST-DISCONNECT TERMINAL SCREW CONNECTION 4 MM² 500 V 32 A PIVOTING | 36
29845 | 7910270000 | W-SERIES TEST-DISCONNECT TERMINAL RATED CROSS-SECTION: 4 MM² SCREW CONNECTION | 7
29846 | 7910300000 | W-SERIES TEST-DISCONNECT TERMINAL RATED CROSS-SECTION: 4 MM² SCREW CONNECTION | 7
29847 | 7910310000 | W-SERIES TEST-DISCONNECT TERMINAL RATED CROSS-SECTION: 4 MM² SCREW CONNECTION | 7
29848 | 7910330000 | W-SERIES TEST-DISCONNECT TERMINAL RATED CROSS-SECTION: 4 MM² SCREW CONNECTION | 7
29849 | 7910360000 | W-SERIES TEST-DISCONNECT TERMINAL RATED CROSS-SECTION: 4 MM² SCREW CONNECTION | 7
29850 | 7910370000 | W-SERIES TEST-DISCONNECT TERMINAL RATED CROSS-SECTION: 4 MM² SCREW CONNECTION | 7
29851 | 7910380000 | W-SERIES TEST-DISCONNECT TERMINAL RATED CROSS-SECTION: 4 MM² SCREW CONNECTION | 7
29852 | 7910390000 | W-SERIES TEST-DISCONNECT TERMINAL RATED CROSS-SECTION: 4 MM² SCREW CONNECTION | 7
29853 | 7914370000 | W-SERIES FUSE TERMINAL RATED CROSS-SECTION: 4 MM² SCREW CONNECTION | 7
29854 | 7914390000 | W-SERIES FUSE TERMINAL RATED CROSS-SECTION: 4 MM² SCREW CONNECTION | 7
29855 | 7917030000 | W-SERIES MOTOR-CONNECTION TERMINAL RATED CROSS-SECTION: 2.5 MM² SCREW CONNECTION DIRECT MOUNTING | 7
29856 | 7920900000 | TEST-DISCONNECT TERMINAL TENSION-CLAMP CONNECTION 2.5 MM² 400 V 16 A PIVOTING DARK | 36
29857 | 7920930000 | TEST-DISCONNECT TERMINAL TENSION-CLAMP CONNECTION 2.5 MM² 400 V 16 A PIVOTING | 36
29858 | 7920940000 | TEST-DISCONNECT TERMINAL TENSION-CLAMP CONNECTION 2.5 MM² 400 V 16 A PIVOTING ORANGE | 36
29859 | 7920950000 | TEST-DISCONNECT TERMINAL TENSION-CLAMP CONNECTION 2.5 MM² 400 V 16 A PIVOTING DARK | 36
29860 | 7921570000 | ACCESSORIES FUSE HOLDER RATED CROSS-SECTION: PLUG-IN CONNECTION WEMID DARK OPERATING INSTRUCTIONS/CATALOGUE | 189
29861 | 7921580000 | ACCESSORIES FUSE HOLDER RATED CROSS-SECTION: PLUG-IN CONNECTION WEMID DARK OPERATING INSTRUCTIONS/CATALOGUE | 189
29862 | 7921590000 | ACCESSORIES FUSE HOLDER RATED CROSS-SECTION: PLUG-IN CONNECTION WEMID DARK OPERATING INSTRUCTIONS/CATALOGUE | 189
29863 | 7921600000 | ACCESSORIES FUSE HOLDER RATED CROSS-SECTION: PLUG-IN CONNECTION WEMID DARK OPERATING INSTRUCTIONS/CATALOGUE | 189
29864 | 7921740000 | PCB PLUG-IN CONNECTOR MALE HEADER THT SOLDER CONNECTION 5.08 MM N OF POLES: 2 180° SOLDER PIN LENGTH (L): 2.4 MM TINNED BOX | 0
29865 | 7921760000 | PCB PLUG-IN CONNECTOR MALE HEADER THT SOLDER CONNECTION 5.08 MM N OF POLES: 2 180° SOLDER PIN LENGTH (L): 2.4 MM TINNED BOX | 0
29866 | 7924920000 | PCB PLUG-IN CONNECTOR MALE HEADER THT SOLDER CONNECTION 5.08 MM N OF POLES: 3 180° SOLDER PIN LENGTH (L): 2.4 MM TINNED BOX | 0
29867 | 7924940000 | PCB PLUG-IN CONNECTOR MALE HEADER THT SOLDER CONNECTION 5.08 MM N OF POLES: 3 180° SOLDER PIN LENGTH (L): 2.4 MM TINNED BOX | 0
29868 | 8050810000 | SAK SERIES FUSE TERMINAL RATED CROSS-SECTION: 4 MM² SCREW CONNECTION DIRECT MOUNTING | 7
29869 | 8146450000 | SAK SERIES FUSE TERMINAL RATED CROSS-SECTION: 4 MM² SCREW CONNECTION DIRECT MOUNTING | 7
29870 | 8148910000 | SAK SERIES FUSE TERMINAL RATED CROSS-SECTION: 4 MM² SCREW CONNECTION DIRECT MOUNTING | 7
29871 | 8148930000 | SAK SERIES FUSE TERMINAL RATED CROSS-SECTION: 4 MM² SCREW CONNECTION DIRECT MOUNTING | 7
29872 | 8215900000 | SAK SERIES FUSE TERMINAL RATED CROSS-SECTION: 4 MM² SCREW CONNECTION DIRECT MOUNTING | 7
29873 | 8448920000 | SURGE PROTECTION FOR INSTRUMENTATION AND CONTROL SURGE PROTECTION FOR MEASUREMENT AND CONTROL | 37
29874 | 8448940000 | SURGE PROTECTION FOR INSTRUMENTATION AND CONTROL SURGE PROTECTION FOR MEASUREMENT AND CONTROL | 37
29875 | 8448960000 | SURGE PROTECTION FOR INSTRUMENTATION AND CONTROL SURGE PROTECTION FOR MEASUREMENT AND CONTROL | 37
29876 | 8448970000 | SURGE PROTECTION FOR INSTRUMENTATION AND CONTROL SURGE PROTECTION FOR MEASUREMENT AND CONTROL | 37
29877 | 8449000000 | SURGE PROTECTION FOR INSTRUMENTATION AND CONTROL SURGE PROTECTION FOR MEASUREMENT AND CONTROL | 37
29878 | 8449030000 | SURGE PROTECTION FOR INSTRUMENTATION AND CONTROL SURGE PROTECTION FOR MEASUREMENT AND CONTROL | 37
29879 | 8449040000 | SURGE PROTECTION FOR INSTRUMENTATION AND CONTROL SURGE PROTECTION FOR MEASUREMENT AND CONTROL | 37
29880 | 8449050000 | SURGE PROTECTION FOR INSTRUMENTATION AND CONTROL SURGE PROTECTION FOR MEASUREMENT AND CONTROL | 37
29881 | 8449140000 | SURGE PROTECTION FOR INSTRUMENTATION AND CONTROL SURGE PROTECTION FOR MEASUREMENT AND CONTROL | 37
29882 | 8449150000 | SURGE PROTECTION FOR INSTRUMENTATION AND CONTROL SURGE PROTECTION FOR MEASUREMENT AND CONTROL | 37
29883 | 8449160000 | SURGE PROTECTION FOR INSTRUMENTATION AND CONTROL SURGE PROTECTION FOR MEASUREMENT AND CONTROL | 37
29884 | 9457940000 | BUILT-IN PLUGS M12 PIN STRAIGHT PG 9 N OF POLES: 5 | 832
29885 | 9501160000 | SAK SERIES FEED-THROUGH TERMINAL RATED CROSS-SECTION: 4 MM² SCREW CONNECTION DIRECT MOUNTING | 7
29886 | 9503310000 | SAK SERIES FUSE TERMINAL RATED CROSS-SECTION: 4 MM² SCREW CONNECTION DIRECT MOUNTING | 7
29887 | 9528110000 | SAK SERIES FUSE TERMINAL RATED CROSS-SECTION: 4 MM² SCREW CONNECTION DIRECT MOUNTING | 7
29888 | 9532440000 | SAK SERIES FUSE TERMINAL RATED CROSS-SECTION: 4 MM² SCREW CONNECTION WEMID DARK DIRECT MOUNTING | 7
29889 | 9532450000 | W-SERIES FUSE TERMINAL RATED CROSS-SECTION: 4 MM² SCREW CONNECTION | 7
29890 | 9537560000 | ACCESSORIES FUSE HOLDER RATED CROSS-SECTION: PLUG-IN CONNECTION WEMID DARK DIRECT MOUNTING | 189
29891 | 9538080000 | W-SERIES TEST-DISCONNECT TERMINAL RATED CROSS-SECTION: 6 MM² SCREW CONNECTION | 7
29892 | 9918370000 | TORQUE SCREWDRIVER | 516
29893 | 9918380000 | TORQUE SCREWDRIVER | 516
29894 | 9918390000 | TORQUE SCREWDRIVER | 516
29895 | 9918400000 | TORQUE SCREWDRIVER | 516
29896 | 9918520000 | SCREWDRIVER INSERT | 118
29897 | 9918530000 | SCREWDRIVER INSERT | 118
29898 | 9918540000 | SCREWDRIVER INSERT | 118
29899 | 9918550000 | SCREWDRIVER INSERT | 118
29900 | 9918560000 | SCREWDRIVER INSERT | 118
29901 | 9918570000 | SCREWDRIVER INSERT | 118
29902 | 9918580000 | SCREWDRIVER INSERT | 118
29903 | 9918590000 | SCREWDRIVER INSERT | 118
29904 | 9918600000 | SCREWDRIVER INSERT | 118
29905 | 9918610000 | SCREWDRIVER INSERT | 118
29906 | 9918620000 | SCREWDRIVER INSERT | 118
29907 | 101700000 | ACCESSORIES MOUNTING RAIL SUPPORT STEEL | 410
29908 | 117510000 | RAIL TS 15 WITH SLOT STEEL GALVANIC ZINC PLATED AND PASSIVATED | 85
29909 | 150420000 | SAK SERIES FEED-THROUGH TERMINAL RATED CROSS-SECTION: 70 MM² SCREW CONNECTION MEDIUM | 7
29910 | 163460000 | SAK SERIES COMPONENT TERMINAL RATED CROSS-SECTION: 4 MM² SCREW CONNECTION | 7
29911 | 164000000 | ACCESSORIES MOUNTING RAIL SUPPORT STEEL | 410
29912 | 170020000 | SAK SERIES FEED-THROUGH TERMINAL RATED CROSS-SECTION: 35 MM² SCREW CONNECTION | 7
29913 | 170320000 | SAK SERIES FEED-THROUGH TERMINAL RATED CROSS-SECTION: 35 MM² SCREW CONNECTION | 7
29914 | 170420000 | SAK SERIES FEED-THROUGH TERMINAL RATED CROSS-SECTION: 50 MM² SCREW CONNECTION MEDIUM | 7
29915 | 170520000 | SAK SERIES FEED-THROUGH TERMINAL RATED CROSS-SECTION: 95 MM² THREADED STUD CONNECTION MEDIUM | 29
29916 | 170620000 | SAK SERIES FEED-THROUGH TERMINAL RATED CROSS-SECTION: 150 MM² THREADED STUD CONNECTION MEDIUM DIRECT MOUNTING | 29
29917 | 170720000 | SAK SERIES FEED-THROUGH TERMINAL RATED CROSS-SECTION: 240 MM² SCREW CONNECTION MEDIUM | 7
29918 | 175960000 | SAK SERIES FEED-THROUGH TERMINAL RATED CROSS-SECTION: 2.5 MM² SCREW CONNECTION | 7
29919 | 178100000 | ACCESSORIES MOUNTING RAIL SUPPORT STEEL | 410
29920 | 178220000 | SAK SERIES FUSE TERMINAL RATED CROSS-SECTION: 10 MM² SCREW CONNECTION MEDIUM DIRECT MOUNTING | 7
29921 | 185020000 | SAK SERIES FEED-THROUGH TERMINAL RATED CROSS-SECTION: 35 MM² SCREW CONNECTION | 7
29922 | 185120000 | SAK SERIES FEED-THROUGH TERMINAL RATED CROSS-SECTION: 50 MM² SCREW CONNECTION MEDIUM | 7
29923 | 185220000 | SAK SERIES FEED-THROUGH TERMINAL RATED CROSS-SECTION: 95 MM² THREADED STUD CONNECTION MEDIUM DIRECT MOUNTING | 29
29924 | 185320000 | SAK SERIES FEED-THROUGH TERMINAL RATED CROSS-SECTION: 150 MM² THREADED STUD CONNECTION MEDIUM DIRECT MOUNTING | 29
29925 | 185420000 | SAK SERIES FEED-THROUGH TERMINAL RATED CROSS-SECTION: 240 MM² SCREW CONNECTION MEDIUM | 7
29926 | 197920000 | SAK SERIES TEST-DISCONNECT TERMINAL RATED CROSS-SECTION: 6 MM² SCREW CONNECTION MEDIUM DIRECT MOUNTING | 7
29927 | 198020000 | SAK SERIES TEST-DISCONNECT TERMINAL RATED CROSS-SECTION: 6 MM² SCREW CONNECTION MEDIUM DIRECT MOUNTING | 7
29928 | 198120000 | SAK SERIES TEST-DISCONNECT TERMINAL RATED CROSS-SECTION: 6 MM² SCREW CONNECTION MEDIUM DIRECT MOUNTING | 7
29929 | 198220000 | SAK SERIES TEST-DISCONNECT TERMINAL RATED CROSS-SECTION: 6 MM² SCREW CONNECTION MEDIUM DIRECT MOUNTING | 7
29930 | 210060000 | SAK SERIES DOUBLE-TIER TERMINAL RATED CROSS-SECTION: 4 MM² SCREW CONNECTION DIRECT MOUNTING | 7
29931 | 210160000 | SAK SERIES DOUBLE-TIER TERMINAL RATED CROSS-SECTION: 4 MM² SCREW CONNECTION DIRECT MOUNTING | 7
29932 | 210260000 | SAK SERIES DOUBLE-TIER TERMINAL RATED CROSS-SECTION: 4 MM² SCREW CONNECTION DIRECT MOUNTING | 7
29933 | 210460000 | SAK SERIES DOUBLE-TIER TERMINAL RATED CROSS-SECTION: 4 MM² SCREW CONNECTION DIRECT MOUNTING | 7
29934 | 236510000 | RAIL TS 35 TS 35 X 15 WITH SLOT STEEL GALVANIC ZINC PLATED AND PASSIVATED | 85
29935 | 241860000 | MULTIPIN TERMINAL STRIP SINGLE- AND MULTI-POLE TERMINAL STRIP RATED CROSS-SECTION: 1.5 MM² SCREW CONNECTION DIRECT MOUNTING | 18
29936 | 243620000 | MULTIPIN TERMINAL STRIP SINGLE- AND MULTI-POLE TERMINAL STRIP RATED CROSS-SECTION: 2.5 MM² SOLDER CONNECTION DIRECT MOUNTING | 18
29937 | 252709999 | CABLELINE CONDUCTOR AND CABLE MARKERS 2.5 - 5 MM 6 X 4.2 MM TO CUSTOMER SPECIFICATION | 33
29938 | 262020000 | MULTIPIN TERMINAL STRIP SINGLE- AND MULTI-POLE TERMINAL STRIP RATED CROSS-SECTION: 1.5 MM² SCREW CONNECTION DIRECT MOUNTING | 18
29939 | 263660000 | SAK SERIES TEST-DISCONNECT TERMINAL RATED CROSS-SECTION: 4 MM² SCREW CONNECTION DIRECT MOUNTING | 7
29940 | 274920000 | SCREWDRIVER SET | 452
29941 | 275320000 | PRIMARY CURRENT: 750 A SECONDARY CURRENT MAX.: 1 A LOAD: 2.5 VA TOLERANCE CLASS: 05 DETACHABLE CURRENT TRANSFORMER | 41
29942 | 275520000 | MULTIPIN TERMINAL STRIP SINGLE- AND MULTI-POLE TERMINAL STRIP RATED CROSS-SECTION: 2.5 MM² SOLDER CONNECTION DIRECT MOUNTING | 18
29943 | 280200000 | ACCESSORIES BUSBAR | 335
29944 | 280300000 | ACCESSORIES BUSBAR STEEL | 497
29945 | 286620000 | SAK SERIES FEED-THROUGH TERMINAL RATED CROSS-SECTION: 50 MM² SCREW CONNECTION MEDIUM | 7
29946 | 286720000 | SAK SERIES FEED-THROUGH TERMINAL RATED CROSS-SECTION: 50 MM² SCREW CONNECTION MEDIUM DIRECT MOUNTING | 7
29947 | 294260000 | SAK SERIES TEST-DISCONNECT TERMINAL RATED CROSS-SECTION: 1.5 MM² SOLDER CONNECTION DIRECT MOUNTING | 7
29948 | 294360000 | SAK SERIES FEED-THROUGH TERMINAL RATED CROSS-SECTION: 4 MM² SCREW CONNECTION | 7
29949 | 294380000 | SAK SERIES FEED-THROUGH TERMINAL RATED CROSS-SECTION: 4 MM² SCREW CONNECTION | 7
29950 | 299560000 | SAK SERIES TEST-DISCONNECT TERMINAL RATED CROSS-SECTION: 4 MM² SCREW CONNECTION DIRECT MOUNTING | 7
29951 | 300720000 | SAK SERIES FEED-THROUGH TERMINAL RATED CROSS-SECTION: 2.5 MM² SOLDER CONNECTION FEED-THROUGH (BUSHING) | 29
29952 | 328920000 | SAK SERIES FUSE TERMINAL RATED CROSS-SECTION: 10 MM² SCREW CONNECTION MEDIUM DIRECT MOUNTING | 7
29953 | 331700000 | PRINTED CIRCUIT BOARD TERMINALS 5.00 MM N OF POLES: 2 90° SOLDER PIN LENGTH (L): 3.5 MM TINNED ORANGE PUSH IN WITH ACTUATOR CLAMPING RANGE MAX. : 2.5 MM² BOX | 1
29954 | 336000000 | CABLELINE SORTING BOX 250 X 185 MM ORANGE | 1201
29955 | 340460000 | SAK SERIES FEED-THROUGH TERMINAL RATED CROSS-SECTION: 1.5 MM² SCREW CONNECTION | 7
29956 | 340480000 | SAK SERIES FEED-THROUGH TERMINAL RATED CROSS-SECTION: 1.5 MM² SCREW CONNECTION | 7
29957 | 348900000 | ACCESSORIES BUSBAR | 335
29958 | 355460000 | SAK SERIES FEED-THROUGH TERMINAL DOUBLE-TIER TERMINAL RATED CROSS-SECTION: 4 MM² SCREW CONNECTION | 7
29959 | 355480000 | SAK SERIES FEED-THROUGH TERMINAL DOUBLE-TIER TERMINAL RATED CROSS-SECTION: 4 MM² SCREW CONNECTION | 7
29960 | 357400000 | ACCESSORIES BUSBAR | 335
29961 | 376760000 | SAK SERIES FUSE TERMINAL RATED CROSS-SECTION: 4 MM² SCREW CONNECTION | 7
29962 | 383410000 | RAIL TS 35 TS 35 X 7.5 WITHOUT SLOT STEEL GALVANIZED CHROMIUM-PLATED | 82
29963 | 395460000 | SAK SERIES DOUBLE-TIER TERMINAL RATED CROSS-SECTION: 4 MM² SCREW CONNECTION DIRECT MOUNTING | 7
29964 | 395760000 | SAK SERIES DOUBLE-TIER TERMINAL RATED CROSS-SECTION: 4 MM² SCREW CONNECTION DIRECT MOUNTING | 7
29965 | 395960000 | SAK SERIES DOUBLE-TIER TERMINAL RATED CROSS-SECTION: 4 MM² SCREW CONNECTION DIRECT MOUNTING | 7
29966 | 396360000 | SAK SERIES COMPONENT TERMINAL RATED CROSS-SECTION: 4 MM² SCREW CONNECTION | 7
29967 | 396660000 | SAK SERIES COMPONENT TERMINAL RATED CROSS-SECTION: 4 MM² SCREW CONNECTION | 7
29968 | 396760000 | SAK SERIES COMPONENT TERMINAL RATED CROSS-SECTION: 4 MM² SCREW CONNECTION | 7
29969 | 396860000 | SAK SERIES COMPONENT TERMINAL RATED CROSS-SECTION: 4 MM² SCREW CONNECTION | 7
29970 | 401260000 | SAK SERIES FEED-THROUGH TERMINAL RATED CROSS-SECTION: 4 MM² SCREW CONNECTION BUSBAR | 7
29971 | 412360000 | SAK SERIES TEST-DISCONNECT TERMINAL RATED CROSS-SECTION: 4 MM² SCREW CONNECTION DIRECT MOUNTING | 7
29972 | 438000000 | ACCESSORIES BUSBAR STEEL | 497
29973 | 445600000 | ACCESSORIES END BRACKET | 234
29974 | 448460000 | BOLT-TYPE SCREW TERMINALS FEED-THROUGH TERMINAL RATED CROSS-SECTION: 16 MM² SCREW CONNECTION | 7
29975 | 460360000 | SAK SERIES FEED-THROUGH TERMINAL RATED CROSS-SECTION: 2.5 MM² FLAT-BLADE CONNECTION DIRECT MOUNTING | 7
29976 | 467960000 | SAK SERIES COMPONENT TERMINAL DOUBLE-TIER TERMINAL RATED CROSS-SECTION: 4 MM² SCREW CONNECTION | 7
29977 | 478260000 | SAK SERIES FEED-THROUGH TERMINAL RATED CROSS-SECTION: 2.5 MM² FLAT-BLADE CONNECTION DIRECT MOUNTING | 7
29978 | 479660000 | SAK SERIES FEED-THROUGH TERMINAL RATED CROSS-SECTION: 2.5 MM² FLAT-BLADE CONNECTION DIRECT MOUNTING | 7
29979 | 479720000 | MULTIPIN TERMINAL STRIP SINGLE- AND MULTI-POLE TERMINAL STRIP RATED CROSS-SECTION: 2.5 MM² FLAT-BLADE CONNECTION DIRECT MOUNTING | 809
29980 | 480020000 | MULTIPIN TERMINAL STRIP SINGLE- AND MULTI-POLE TERMINAL STRIP RATED CROSS-SECTION: 2.5 MM² FLAT-BLADE CONNECTION DIRECT MOUNTING | 809
29981 | 480120000 | MULTIPIN TERMINAL STRIP SINGLE- AND MULTI-POLE TERMINAL STRIP RATED CROSS-SECTION: 2.5 MM² FLAT-BLADE CONNECTION DIRECT MOUNTING | 809
29982 | 480220000 | MULTIPIN TERMINAL STRIP SINGLE- AND MULTI-POLE TERMINAL STRIP RATED CROSS-SECTION: 2.5 MM² FLAT-BLADE CONNECTION DIRECT MOUNTING | 809
29983 | 484060000 | SAK SERIES COMPONENT TERMINAL DOUBLE-TIER TERMINAL RATED CROSS-SECTION: 4 MM² SCREW CONNECTION | 7
29984 | 501500000 | SAK SERIES FUSE TERMINAL RATED CROSS-SECTION: 10 MM² SCREW CONNECTION DARK DIRECT MOUNTING | 7
29985 | 501520000 | SAK SERIES FUSE TERMINAL RATED CROSS-SECTION: 10 MM² SCREW CONNECTION MEDIUM DIRECT MOUNTING | 7
29986 | 501600000 | SAK SERIES FUSE TERMINAL RATED CROSS-SECTION: 10 MM² SCREW CONNECTION DARK DIRECT MOUNTING | 7
29987 | 501620000 | SAK SERIES FUSE TERMINAL RATED CROSS-SECTION: 10 MM² SCREW CONNECTION MEDIUM DIRECT MOUNTING | 7
29988 | 501800000 | SAK SERIES FUSE TERMINAL RATED CROSS-SECTION: 10 MM² SCREW CONNECTION DARK DIRECT MOUNTING | 7
29989 | 501820000 | SAK SERIES FUSE TERMINAL RATED CROSS-SECTION: 10 MM² SCREW CONNECTION MEDIUM DIRECT MOUNTING | 7
29990 | 502100000 | SAK SERIES FUSE TERMINAL RATED CROSS-SECTION: 16 MM² SCREW CONNECTION DARK DIRECT MOUNTING | 7
29991 | 502120000 | SAK SERIES FUSE TERMINAL RATED CROSS-SECTION: 16 MM² SCREW CONNECTION MEDIUM DIRECT MOUNTING | 7
29992 | 514510000 | RAIL TS 35 TS 35 X 7.5 WITH SLOT STEEL GALVANIC ZINC PLATED AND PASSIVATED | 85
29993 | 523760000 | SAK SERIES COMPONENT TERMINAL DOUBLE-TIER TERMINAL RATED CROSS-SECTION: 4 MM² SCREW CONNECTION | 7
29994 | 538860000 | SAK SERIES COMPONENT TERMINAL RATED CROSS-SECTION: 4 MM² SCREW CONNECTION | 7
29995 | 538960000 | SAK SERIES COMPONENT TERMINAL RATED CROSS-SECTION: 4 MM² SCREW CONNECTION | 7
29996 | 538980000 | SAK SERIES COMPONENT TERMINAL RATED CROSS-SECTION: 4 MM² SCREW CONNECTION | 7
29997 | 539060000 | SAK SERIES DOUBLE-TIER TERMINAL RATED CROSS-SECTION: 4 MM² SCREW CONNECTION | 7
29998 | 539160000 | SAK SERIES DOUBLE-TIER TERMINAL RATED CROSS-SECTION: 4 MM² SCREW CONNECTION DIRECT MOUNTING | 7
29999 | 544660000 | SAK SERIES COMPONENT TERMINAL DOUBLE-TIER TERMINAL RATED CROSS-SECTION: 4 MM² SCREW CONNECTION | 7
30000 | 559200000 | CABLELINE MOUNTING MANDREL | 32
30001 | 559300000 | CABLELINE MOUNTING MANDREL | 32
30002 | 569560000 | SAK SERIES DOUBLE-TIER TERMINAL RATED CROSS-SECTION: 4 MM² SCREW CONNECTION | 7
30003 | 571300000 | ACCESSORIES BUSBAR | 335
30004 | 590060000 | SAK SERIES FEED-THROUGH TERMINAL DOUBLE-TIER TERMINAL RATED CROSS-SECTION: 4 MM² SCREW CONNECTION | 7
30005 | 590080000 | SAK SERIES FEED-THROUGH TERMINAL DOUBLE-TIER TERMINAL RATED CROSS-SECTION: 4 MM² SCREW CONNECTION | 7
30006 | 590260000 | SAK SERIES FEED-THROUGH TERMINAL DOUBLE-TIER TERMINAL RATED CROSS-SECTION: 4 MM² SCREW CONNECTION | 7
30007 | 590280000 | SAK SERIES FEED-THROUGH TERMINAL DOUBLE-TIER TERMINAL RATED CROSS-SECTION: 4 MM² SCREW CONNECTION | 7
30008 | 624720000 | MULTIPIN TERMINAL STRIP SINGLE- AND MULTI-POLE TERMINAL STRIP RATED CROSS-SECTION: 4 MM² SCREW CONNECTION DIRECT MOUNTING | 18
30009 | 624920000 | MULTIPIN TERMINAL STRIP SINGLE- AND MULTI-POLE TERMINAL STRIP RATED CROSS-SECTION: 4 MM² SCREW CONNECTION DIRECT MOUNTING | 18
30010 | 625120000 | MULTIPIN TERMINAL STRIP SINGLE- AND MULTI-POLE TERMINAL STRIP RATED CROSS-SECTION: 4 MM² SCREW CONNECTION DIRECT MOUNTING | 18
30011 | 625220000 | MULTIPIN TERMINAL STRIP SINGLE- AND MULTI-POLE TERMINAL STRIP RATED CROSS-SECTION: 4 MM² SCREW CONNECTION DIRECT MOUNTING | 18
30012 | 625320000 | MULTIPIN TERMINAL STRIP SINGLE- AND MULTI-POLE TERMINAL STRIP RATED CROSS-SECTION: 4 MM² SCREW CONNECTION DIRECT MOUNTING | 18
30013 | 630400000 | SAK SERIES FEED-THROUGH TERMINAL RATED CROSS-SECTION: 2.5 MM² FLAT-BLADE CONNECTION | 7
30014 | 642760000 | SAK SERIES COMPONENT TERMINAL DOUBLE-TIER TERMINAL RATED CROSS-SECTION: 4 MM² SCREW CONNECTION | 7
30015 | 645160000 | PCB PLUG-IN CONNECTOR MALE PLUG 5.08 MM N OF POLES: 18 180° CLAMPING YOKE CONNECTION CLAMPING RANGE MAX. : 3.31 MM² BOX | 1
30016 | 648300000 | CABLELINE MOUNTING MANDREL | 32
30017 | 663960000 | SAK SERIES COMPONENT TERMINAL DOUBLE-TIER TERMINAL RATED CROSS-SECTION: 4 MM² SCREW CONNECTION | 7
30018 | 664960000 | SAK SERIES FEED-THROUGH TERMINAL RATED CROSS-SECTION: 4 MM² SCREW CONNECTION BUSBAR | 7
30019 | 667420000 | SAK SERIES FUSE TERMINAL RATED CROSS-SECTION: 10 MM² SCREW CONNECTION DIRECT MOUNTING | 7
30020 | 667520000 | SAK SERIES FUSE TERMINAL RATED CROSS-SECTION: 10 MM² SCREW CONNECTION MEDIUM DIRECT MOUNTING | 7
30021 | 697160000 | SAK SERIES FEED-THROUGH TERMINAL RATED CROSS-SECTION: 2.5 MM² SCREW CONNECTION | 7
30022 | 697180000 | SAK SERIES FEED-THROUGH TERMINAL RATED CROSS-SECTION: 2.5 MM² SCREW CONNECTION | 7
30023 | 699600000 | SAK SERIES FEED-THROUGH TERMINAL RATED CROSS-SECTION: 2.5 MM² FLAT-BLADE CONNECTION DIRECT MOUNTING | 7
30024 | 699660000 | SAK SERIES FEED-THROUGH TERMINAL RATED CROSS-SECTION: 2.5 MM² FLAT-BLADE CONNECTION DIRECT MOUNTING | 7
30025 | 1002910000 | HEAVY-DUTY CONNECTORS CRIMP CONTACT MIXMATE PIN CONDUCTOR CROSS-SECTION MAX.: 1.5 TURNED ALLOY | 48
30026 | 1002920000 | HEAVY-DUTY CONNECTORS CRIMP CONTACT MIXMATE PIN CONDUCTOR CROSS-SECTION MAX.: 2.5 TURNED ALLOY | 48
30027 | 1002930000 | HEAVY-DUTY CONNECTORS CRIMP CONTACT MIXMATE PIN CONDUCTOR CROSS-SECTION MAX.: 4 TURNED ALLOY | 48
30028 | 1002940000 | HEAVY-DUTY CONNECTORS CRIMP CONTACT MIXMATE PIN CONDUCTOR CROSS-SECTION MAX.: 6 TURNED ALLOY | 48
30029 | 1002950000 | HEAVY-DUTY CONNECTORS CRIMP CONTACT MIXMATE FEMALE CONDUCTOR CROSS-SECTION MAX.: 1.5 TURNED ALLOY | 48
30030 | 1002960000 | HEAVY-DUTY CONNECTORS CRIMP CONTACT MIXMATE FEMALE CONDUCTOR CROSS-SECTION MAX.: 2.5 TURNED ALLOY | 48
30031 | 1002970000 | HEAVY-DUTY CONNECTORS CRIMP CONTACT HQ MIXMATE FEMALE CONDUCTOR CROSS-SECTION MAX.: 4 TURNED ALLOY | 48
30032 | 1002980000 | HEAVY-DUTY CONNECTORS CRIMP CONTACT MIXMATE FEMALE CONDUCTOR CROSS-SECTION MAX.: 6 TURNED ALLOY | 48
30033 | 1010000000 | PE TERMINAL SCREW CONNECTION 2.5 MM² 300 A (2.5 MM²) GREEN/ | 145
30034 | 1010010000 | FUNCTIONAL EARTH TERMINAL BLOCK SCREW CONNECTION 2.5 MM² 300 A (2.5 MM²) | 721
30035 | 1010100000 | PE TERMINAL SCREW CONNECTION 4 MM² 480 A (4 MM²) GREEN/ | 346
30036 | 1010200000 | PE TERMINAL SCREW CONNECTION 6 MM² 720 A (6 MM²) GREEN/ | 145
30037 | 1010300000 | PE TERMINAL SCREW CONNECTION 10 MM² 1200 A (10 MM²) GREEN/ | 414
30038 | 1010400000 | PE TERMINAL SCREW CONNECTION 16 MM² 1920 A (16 MM²) GREEN/ | 414
30039 | 1010500000 | PE TERMINAL SCREW CONNECTION 35 MM² 4200 A (35 MM²) GREEN/ | 145
30040 | 1010600000 | NEUTRAL CONDUCTOR DISCONNECT TERMINAL BUSBAR CONNECTION 2.5 MM² 400 V 24 A SLIDING DARK | 313
30041 | 1010780000 | NEUTRAL CONDUCTOR DISCONNECT TERMINAL BUSBAR CONNECTION 4 MM² 400 V 32 A SLIDING | 313
30042 | 1010880000 | NEUTRAL CONDUCTOR DISCONNECT TERMINAL BUSBAR CONNECTION 6 MM² 400 V 41 A SLIDING | 313
30043 | 1010900000 | NEUTRAL CONDUCTOR DISCONNECT TERMINAL BUSBAR CONNECTION 10 MM² 400 V 57 A SLIDING DARK | 313
30044 | 1010980000 | NEUTRAL CONDUCTOR DISCONNECT TERMINAL BUSBAR CONNECTION 10 MM² 400 V 57 A SLIDING | 313
30045 | 1011440000 | PLOTTER PEN | 390
30046 | 1011450000 | PLOTTER PEN | 390
30047 | 1012600000 | PE TERMINAL SCREW CONNECTION 35 MM² 4200 A (35 MM²) GREEN/ | 145
30048 | 1014680000 | THM DEVICE MARKERS 52 X 30 MM | 77
30049 | 1016200000 | PE TERMINAL SCREW CONNECTION 2.5 MM² 300 A (2.5 MM²) GREEN/ | 145
30050 | 1016400000 | PE TERMINAL SCREW CONNECTION 2.5 MM² 300 A (2.5 MM²) GREEN/ | 145
30051 | 1016500000 | PE TERMINAL SCREW CONNECTION 1.5 MM² 180 A (1.5 MM²) GREEN/ | 145
30052 | 1019000000 | NEUTRAL CONDUCTOR DISCONNECT TERMINAL BUSBAR CONNECTION 16 MM² 400 V 76 A SLIDING | 313
30053 | 1019100000 | PE TERMINAL SCREW CONNECTION 16 MM² 1920 A (16 MM²) GREEN/ | 414
30054 | 1019700000 | PE TERMINAL SCREW CONNECTION 120 MM² 14400 A (120 MM²) GREEN/ | 414
30055 | 1021680000 | W-SERIES DOUBLE-TIER TERMINAL RATED CROSS-SECTION: 2.5 MM² SCREW CONNECTION DIRECT MOUNTING | 7
30056 | 1021800000 | W-SERIES FEED-THROUGH TERMINAL RATED CROSS-SECTION: 2.5 MM² SCREW CONNECTION | 7
30057 | 1021900000 | W-SERIES FEED-THROUGH TERMINAL RATED CROSS-SECTION: 1 MM² FLAT-BLADE CONNECTION | 7
30058 | 1022100000 | W-SERIES FEED-THROUGH TERMINAL RATED CROSS-SECTION: 2.5 MM² SCREW CONNECTION | 7
30059 | 1022200000 | W-SERIES FEED-THROUGH TERMINAL RATED CROSS-SECTION: 2.5 MM² SOLDER CONNECTION | 7
30060 | 1022600000 | W-SERIES COMPONENT TERMINAL RATED CROSS-SECTION: 2.5 MM² SCREW CONNECTION | 7
30061 | 1023300000 | W-SERIES COMPONENT TERMINAL RATED CROSS-SECTION: 2.5 MM² SCREW CONNECTION | 7
30062 | 1023400000 | W-SERIES COMPONENT TERMINAL RATED CROSS-SECTION: 2.5 MM² SCREW CONNECTION | 7
30063 | 1023500000 | W-SERIES COMPONENT TERMINAL RATED CROSS-SECTION: 2.5 MM² SCREW CONNECTION | 7
30064 | 1023600000 | W-SERIES FEED-THROUGH TERMINAL DOUBLE-TIER TERMINAL RATED CROSS-SECTION: 2.5 MM² SCREW CONNECTION | 7
30065 | 1023830000 | TEST-DISCONNECT TERMINAL TENSION-CLAMP CONNECTION 6 MM² 690 V 32 A PIVOTING DARK | 36
30066 | 1027000000 | W-SERIES COMPONENT TERMINAL RATED CROSS-SECTION: 4 MM² SCREW CONNECTION | 7
30067 | 1027300000 | W-SERIES COMPONENT TERMINAL RATED CROSS-SECTION: 4 MM² SCREW CONNECTION | 7
30068 | 1027400000 | W-SERIES COMPONENT TERMINAL RATED CROSS-SECTION: 4 MM² SCREW CONNECTION | 7
30069 | 1027410000 | W-SERIES PLUG-IN MODULAR TERMINALS FEED-THROUGH TERMINAL DOUBLE-TIER TERMINAL RATED CROSS-SECTION: 2.5 MM² SCREW CONNECTION | 7
30070 | 1027500000 | W-SERIES COMPONENT TERMINAL RATED CROSS-SECTION: 4 MM² SCREW CONNECTION | 7
30071 | 1027550000 | MOTOR-CONNECTION TERMINAL TENSION-CLAMP CONNECTION 2.5 MM² 690 V DARK | 716
30072 | 1027600000 | W-SERIES COMPONENT TERMINAL RATED CROSS-SECTION: 4 MM² SCREW CONNECTION | 7
30073 | 1027700000 | W-SERIES COMPONENT TERMINAL RATED CROSS-SECTION: 4 MM² SCREW CONNECTION | 7
30074 | 1027800000 | W-SERIES COMPONENT TERMINAL RATED CROSS-SECTION: 4 MM² SCREW CONNECTION | 7
30075 | 1028000000 | W-SERIES COMPONENT TERMINAL RATED CROSS-SECTION: 4 MM² SCREW CONNECTION | 7
30076 | 1028120000 | ELECTRONICS HOUSINGS GREEN END PLATE WIDTH: 27.2 MM | 529
30077 | 1028150000 | ELECTRONICS HOUSINGS GREEN | 974
30078 | 1028300000 | BOLT-TYPE SCREW TERMINALS FEED-THROUGH TERMINAL RATED CROSS-SECTION: 35 MM² THREADED STUD CONNECTION | 7
30079 | 1028380000 | BOLT-TYPE SCREW TERMINALS FEED-THROUGH TERMINAL RATED CROSS-SECTION: 35 MM² THREADED STUD CONNECTION | 7
30080 | 1028400000 | BOLT-TYPE SCREW TERMINALS FEED-THROUGH TERMINAL RATED CROSS-SECTION: 70 MM² THREADED STUD CONNECTION | 7
30081 | 1028480000 | BOLT-TYPE SCREW TERMINALS FEED-THROUGH TERMINAL RATED CROSS-SECTION: 70 MM² THREADED STUD CONNECTION DIRECT MOUNTING | 7
30082 | 1028580000 | BOLT-TYPE SCREW TERMINALS FEED-THROUGH TERMINAL RATED CROSS-SECTION: 120 MM² THREADED STUD CONNECTION | 7
30083 | 1028600000 | BOLT-TYPE SCREW TERMINALS FEED-THROUGH TERMINAL RATED CROSS-SECTION: 185 MM² THREADED STUD CONNECTION | 7
30084 | 1028680000 | BOLT-TYPE SCREW TERMINALS FEED-THROUGH TERMINAL RATED CROSS-SECTION: 185 MM² THREADED STUD CONNECTION | 7
30085 | 1028700000 | BOLT-TYPE SCREW TERMINALS FEED-THROUGH TERMINAL RATED CROSS-SECTION: 300 MM² THREADED STUD CONNECTION | 7
30086 | 1029300000 | BOLT-TYPE SCREW TERMINALS FEED-THROUGH TERMINAL RATED CROSS-SECTION: 35 MM² THREADED STUD CONNECTION DIRECT MOUNTING | 7
30087 | 1029600000 | BOLT-TYPE SCREW TERMINALS FEED-THROUGH TERMINAL RATED CROSS-SECTION: 185 MM² THREADED STUD CONNECTION | 7
30088 | 1029700000 | BOLT-TYPE SCREW TERMINALS FEED-THROUGH TERMINAL RATED CROSS-SECTION: 300 MM² THREADED STUD CONNECTION | 7
30089 | 1029800000 | W-SERIES DISTRIBUTOR TERMINAL BLOCK WITH WQV RATED CROSS-SECTION: 2.5 MM² SCREW CONNECTION | 7
30090 | 1029810000 | W-SERIES DISTRIBUTOR TERMINAL BLOCK WITH WQV RATED CROSS-SECTION: 2.5 MM² SCREW CONNECTION | 7
30091 | 1030000000 | W-SERIES DISTRIBUTOR TERMINAL BLOCK WITH WQV RATED CROSS-SECTION: 2.5 MM² SCREW CONNECTION | 7
30092 | 1030200000 | W-SERIES DISTRIBUTOR TERMINAL BLOCK WITH WQV RATED CROSS-SECTION: 2.5 MM² SCREW CONNECTION | 7
30093 | 1030300000 | W-SERIES DISTRIBUTOR TERMINAL BLOCK WITH WQV RATED CROSS-SECTION: 2.5 MM² SCREW CONNECTION | 7
30094 | 1030800000 | W-SERIES DISTRIBUTOR TERMINAL BLOCK FOR N RAIL RATED CROSS-SECTION: 2.5 MM² SCREW CONNECTION | 7
30095 | 1030900000 | W-SERIES DISTRIBUTOR TERMINAL BLOCK FOR N RAIL RATED CROSS-SECTION: 2.5 MM² SCREW CONNECTION | 7
30096 | 1031300000 | W-SERIES DISTRIBUTOR TERMINAL BLOCK FOR N RAIL RATED CROSS-SECTION: 2.5 MM² SCREW CONNECTION | 7
30097 | 1034100000 | W-SERIES DISTRIBUTOR TERMINAL BLOCK FOR N RAIL RATED CROSS-SECTION: 2.5 MM² SCREW CONNECTION | 7
30098 | 1034200000 | W-SERIES DISTRIBUTOR TERMINAL BLOCK FOR N RAIL RATED CROSS-SECTION: 2.5 MM² SCREW CONNECTION | 7
30099 | 1034400000 | W-SERIES PLUG-IN MODULAR TERMINALS FEED-THROUGH TERMINAL DOUBLE-TIER TERMINAL RATED CROSS-SECTION: 2.5 MM² SCREW CONNECTION | 7
30100 | 1036000000 | W-SERIES COMPONENT TERMINAL RATED CROSS-SECTION: 4 MM² SCREW CONNECTION | 7
30101 | 1037300000 | PE TERMINAL SCREW CONNECTION 95 MM² 11400 A (95 MM²) GREEN/ | 414
30102 | 1038100000 | W-SERIES PLUG-IN MODULAR TERMINALS FEED-THROUGH TERMINAL DOUBLE-TIER TERMINAL RATED CROSS-SECTION: 2.5 MM² SCREW CONNECTION | 7
30103 | 1038500000 | W-SERIES PLUG-IN MODULAR TERMINALS FEED-THROUGH TERMINAL DOUBLE-TIER TERMINAL RATED CROSS-SECTION: 2.5 MM² SCREW CONNECTION | 7
30104 | 1038680000 | SAK SERIES FEED-THROUGH TERMINAL RATED CROSS-SECTION: 4 MM² SCREW CONNECTION | 7
30105 | 1038900000 | W-SERIES FEED-THROUGH TERMINAL RATED CROSS-SECTION: 2.5 MM² PLUG-IN CONNECTION | 7
30106 | 1042700000 | PE TERMINAL SCREW CONNECTION 4 MM² 480 A (4 MM²) GREEN/ | 346
30107 | 1047120000 | PRINTED CIRCUIT BOARD TERMINALS 15.00 MM N OF POLES: 1 90° SOLDER PIN LENGTH (L): 4.5 MM TINNED CLAMPING YOKE CONNECTION CLAMPING RANGE MAX. : 50 MM² BOX | 1
30108 | 1047680000 | PRINTED CIRCUIT BOARD TERMINALS 15.00 MM N OF POLES: 1 90° SOLDER PIN LENGTH (L): 4.5 MM TINNED PEBBLE GREY CLAMPING YOKE CONNECTION CLAMPING RANGE MAX. : 50 MM² BOX | 1
30109 | 1058090000 | SUPPORT FRAME | 1243
30110 | 1059310000 | Z-SERIES END PLATE | 115
30111 | 1067600000 | W-SERIES END BRACKET | 288
30112 | 1080100000 | ACCESSORIES RAIL SUPPORT WEMID | 607
30113 | 1080200000 | ACCESSORIES RAIL SUPPORT WEMID | 607
30114 | 1082400000 | ACCESSORIES FIXING METAL | 956
30115 | 1083900000 | ACCESSORIES BUSBAR STEEL GALVANISED | 1052
30116 | 1122661001 | RS-SERIES RELAY MODULE N OF CONTACTS: 2 CO CONTACT AGNI 90/10 RATED CONTROL VOLTAGE: 24 V UC ±10 % 48 V UC ±10 % CONTINUOUS CURRENT: 4 A SCREW CONNECTION TEST BUTTON AVAILABLE: NO | 3
30117 | 1122761001 | RS-SERIES RELAY MODULE N OF CONTACTS: 2 CO CONTACT AGNI 90/10 RATED CONTROL VOLTAGE: 115 V UC +5 % / -15 % 230 V UC +5 % / -15 % CONTINUOUS CURRENT: 4 A SCREW CONNECTION TEST BUTTON AVAILABLE: NO | 3
30118 | 1166820000 | SAK SERIES TEST-DISCONNECT TERMINAL RATED CROSS-SECTION: 6 MM² SCREW CONNECTION MEDIUM DIRECT MOUNTING | 7
30119 | 1182060000 | RS-SERIES RELAY MODULE N OF CONTACTS: 2 CO CONTACT AGNI 90/10 RATED CONTROL VOLTAGE: 24 V DC CONTINUOUS CURRENT: 4 A SCREW CONNECTION | 3
30120 | 1185060000 | END PLATE RS 100 ORANGE END PLATE WIDTH: 27.2 MM | 266
30121 | 1185160000 | END PLATE RS 100 ORANGE END PLATE WIDTH: 21.5 MM | 266
30122 | 1185260000 | END PLATE RS 100 ORANGE END PLATE WIDTH: 27.2 MM | 266
30123 | 1185360000 | END PLATE RS 100 ORANGE END PLATE WIDTH: 21.5 MM | 266
30124 | 1185460000 | END PLATE RS 100 ORANGE END PLATE WIDTH: 27.2 MM | 266
30125 | 1185560000 | END PLATE RS 100 ORANGE END PLATE WIDTH: 21.5 MM | 266
30126 | 1286600000 | ACCESSORIES MOUNTING RAIL SUPPORT STEEL | 410
30127 | 1313600000 | ACCESSORIES BUSBAR | 335
30128 | 1324260000 | END PLATE RS 80 ORANGE END PLATE WIDTH: 12.3 MM | 266
30129 | 1324360000 | END PLATE RS 80 ORANGE END PLATE WIDTH: 17 MM | 266
30130 | 1368700000 | SAK SERIES FUSE TERMINAL RATED CROSS-SECTION: 10 MM² SCREW CONNECTION DARK DIRECT MOUNTING | 7
30131 | 1368720000 | SAK SERIES FUSE TERMINAL RATED CROSS-SECTION: 10 MM² SCREW CONNECTION MEDIUM DIRECT MOUNTING | 7
30132 | 1410860000 | END PLATE RS 80 ORANGE END PLATE WIDTH: 12.3 MM | 266
30133 | 1410960000 | END PLATE RS 80 ORANGE END PLATE WIDTH: 12.3 MM | 266
30134 | 1411060000 | END PLATE RS 80 ORANGE END PLATE WIDTH: 23 MM | 266
30135 | 1411160000 | END PLATE RS 80 ORANGE END PLATE WIDTH: 23 MM | 266
30136 | 1413000000 | PCB PLUG-IN CONNECTOR FEMALE PLUG 5.00 MM N OF POLES: 4 180° CRIMP CONNECTION CLAMPING RANGE MAX. : 3.31 MM² BOX | 1
30137 | 1414000000 | PCB PLUG-IN CONNECTOR FEMALE PLUG 5.00 MM N OF POLES: 6 180° CRIMP CONNECTION CLAMPING RANGE MAX. : 3.31 MM² BOX | 1
30138 | 1414100000 | PCB PLUG-IN CONNECTOR MALE PLUG 5.00 MM N OF POLES: 6 180° CRIMP CONNECTION CLAMPING RANGE MAX. : 3.31 MM² BOX | 1
30139 | 1415000000 | PCB PLUG-IN CONNECTOR FEMALE PLUG 5.00 MM N OF POLES: 9 180° CRIMP CONNECTION CLAMPING RANGE MAX. : 3.31 MM² BOX | 1
30140 | 1415100000 | PCB PLUG-IN CONNECTOR MALE PLUG 5.00 MM N OF POLES: 9 180° CRIMP CONNECTION CLAMPING RANGE MAX. : 3.31 MM² BOX | 1
30141 | 1416000000 | PCB PLUG-IN CONNECTOR FEMALE PLUG 5.00 MM N OF POLES: 12 180° CRIMP CONNECTION CLAMPING RANGE MAX. : 3.31 MM² BOX | 1
30142 | 1416100000 | PCB PLUG-IN CONNECTOR MALE PLUG 5.00 MM N OF POLES: 12 180° CRIMP CONNECTION CLAMPING RANGE MAX. : 3.31 MM² BOX | 1
30143 | 1417000000 | PCB PLUG-IN CONNECTOR FEMALE PLUG 5.00 MM N OF POLES: 18 180° CRIMP CONNECTION CLAMPING RANGE MAX. : 3.31 MM² BOX | 1
30144 | 1417100000 | PCB PLUG-IN CONNECTOR MALE PLUG 5.00 MM N OF POLES: 18 180° CRIMP CONNECTION CLAMPING RANGE MAX. : 3.31 MM² BOX | 1
30145 | 1418000000 | PCB PLUG-IN CONNECTOR FEMALE PLUG 5.00 MM N OF POLES: 24 180° CRIMP CONNECTION CLAMPING RANGE MAX. : 3.31 MM² BOX | 1
30146 | 1418100000 | PCB PLUG-IN CONNECTOR MALE PLUG 5.00 MM N OF POLES: 24 180° CRIMP CONNECTION CLAMPING RANGE MAX. : 3.31 MM² BOX | 1
30147 | 1419000000 | PCB PLUG-IN CONNECTOR FEMALE PLUG 5.00 MM N OF POLES: 36 180° CRIMP CONNECTION CLAMPING RANGE MAX. : 3.31 MM² BOX | 1
30148 | 1419100000 | PCB PLUG-IN CONNECTOR MALE PLUG 5.00 MM N OF POLES: 36 180° CRIMP CONNECTION CLAMPING RANGE MAX. : 3.31 MM² BOX | 1
30149 | 1538260000 | SAK SERIES FEED-THROUGH TERMINAL RATED CROSS-SECTION: 4 MM² SCREW CONNECTION DIRECT MOUNTING | 7
30150 | 1563000000 | PCB PLUG-IN CONNECTOR ACCESSORIES STRAIN RELIEF N OF POLES: 36 | 27
30151 | 1563100000 | PCB PLUG-IN CONNECTOR ACCESSORIES STRAIN RELIEF N OF POLES: 24 | 27
30152 | 1563200000 | PCB PLUG-IN CONNECTOR ACCESSORIES STRAIN RELIEF N OF POLES: 18 | 27
30153 | 1563300000 | PCB PLUG-IN CONNECTOR ACCESSORIES STRAIN RELIEF N OF POLES: 12 | 27
30154 | 1563500000 | PCB PLUG-IN CONNECTOR ACCESSORIES STRAIN RELIEF N OF POLES: 6 | 27
30155 | 1563600000 | PCB PLUG-IN CONNECTOR ACCESSORIES STRAIN RELIEF N OF POLES: 4 | 27
30156 | 1567070000 | PCB PLUG-IN CONNECTOR CRIMP CONTACT CONTACT TINNED MAX. CLAMPING RANGE : 2.5 MM² | 53
30157 | 1567430000 | PCB PLUG-IN CONNECTOR ACCESSORIES CODING ELEMENT N OF POLES: 1 | 27
30158 | 1568249999 | CABLELINE CONDUCTOR AND CABLE MARKERS 1.3 - 3 MM 3 X 3.4 MM TO CUSTOMER SPECIFICATION | 33
30159 | 1568309999 | CABLELINE CONDUCTOR AND CABLE MARKERS 10 - 317 MM 4 X 11.4 MM | 5
30160 | 1572700000 | SAK SERIES FEED-THROUGH TERMINAL DOUBLE-TIER TERMINAL RATED CROSS-SECTION: 4 MM² SCREW CONNECTION | 7
30161 | 1577260000 | W-SERIES PLUG-IN MODULAR TERMINALS FEED-THROUGH TERMINAL RATED CROSS-SECTION: 1.5 MM² SCREW CONNECTION | 7
30162 | 1577340000 | W-SERIES FEED-THROUGH TERMINAL RATED CROSS-SECTION: 1.5 MM² SCREW CONNECTION | 7
30163 | 1582910000 | PCB PLUG-IN CONNECTOR ACCESSORIES CLIP-IN FOOT N OF POLES: 4 | 27
30164 | 1582920000 | PCB PLUG-IN CONNECTOR ACCESSORIES CLIP-IN FOOT N OF POLES: 6 | 27
30165 | 1582930000 | PCB PLUG-IN CONNECTOR ACCESSORIES CLIP-IN FOOT N OF POLES: 9 | 27
30166 | 1582940000 | PCB PLUG-IN CONNECTOR ACCESSORIES CLIP-IN FOOT N OF POLES: 12 | 27
30167 | 1582950000 | PCB PLUG-IN CONNECTOR ACCESSORIES CLIP-IN FOOT N OF POLES: 18 | 27
30168 | 1582960000 | PCB PLUG-IN CONNECTOR ACCESSORIES CLIP-IN FOOT N OF POLES: 24 | 27
30169 | 1582970000 | PCB PLUG-IN CONNECTOR ACCESSORIES CLIP-IN FOOT N OF POLES: 36 | 27
30170 | 1595770000 | PRINTED CIRCUIT BOARD TERMINALS 7.50 MM N OF POLES: 2 135° SOLDER PIN LENGTH (L): 3.2 MM TINNED ORANGE CLAMPING YOKE CONNECTION CLAMPING RANGE MAX. : 6 MM² BOX | 1
30171 | 1595780000 | PRINTED CIRCUIT BOARD TERMINALS 7.50 MM N OF POLES: 2 135° SOLDER PIN LENGTH (L): 4.5 MM TINNED ORANGE CLAMPING YOKE CONNECTION CLAMPING RANGE MAX. : 6 MM² BOX | 1
30172 | 1595790000 | PRINTED CIRCUIT BOARD TERMINALS 7.62 MM N OF POLES: 2 135° SOLDER PIN LENGTH (L): 3.2 MM TINNED ORANGE CLAMPING YOKE CONNECTION CLAMPING RANGE MAX. : 6 MM² BOX | 1
30173 | 1595800000 | PRINTED CIRCUIT BOARD TERMINALS 7.62 MM N OF POLES: 2 135° SOLDER PIN LENGTH (L): 4.5 MM TINNED ORANGE CLAMPING YOKE CONNECTION CLAMPING RANGE MAX. : 6 MM² BOX | 1
30174 | 1595810000 | PRINTED CIRCUIT BOARD TERMINALS 7.50 MM N OF POLES: 3 135° SOLDER PIN LENGTH (L): 3.2 MM TINNED ORANGE CLAMPING YOKE CONNECTION CLAMPING RANGE MAX. : 6 MM² BOX | 1
30175 | 1595830000 | PRINTED CIRCUIT BOARD TERMINALS 7.62 MM N OF POLES: 3 135° SOLDER PIN LENGTH (L): 3.2 MM TINNED ORANGE CLAMPING YOKE CONNECTION CLAMPING RANGE MAX. : 6 MM² BOX | 1
30176 | 1595840000 | PRINTED CIRCUIT BOARD TERMINALS 7.62 MM N OF POLES: 3 135° SOLDER PIN LENGTH (L): 4.5 MM TINNED ORANGE CLAMPING YOKE CONNECTION CLAMPING RANGE MAX. : 6 MM² BOX | 1
30177 | 1608550000 | FEED-THROUGH TERMINAL TENSION-CLAMP CONNECTION 2.5 MM² 800 V 24 A | 10
30178 | 1608570000 | FEED-THROUGH TERMINAL TENSION-CLAMP CONNECTION 2.5 MM² 800 V 24 A DARK | 10
30179 | 1608580000 | FEED-THROUGH TERMINAL TENSION-CLAMP CONNECTION 2.5 MM² 800 V 24 A | 10
30180 | 1608600000 | FEED-THROUGH TERMINAL TENSION-CLAMP CONNECTION 2.5 MM² 800 V 24 A DARK | 10
30181 | 1608610000 | FEED-THROUGH TERMINAL TENSION-CLAMP CONNECTION 2.5 MM² 800 V 24 A | 10
30182 | 1608620000 | FEED-THROUGH TERMINAL TENSION-CLAMP CONNECTION 6 MM² 800 V 41 A DARK | 10
30183 | 1608630000 | FEED-THROUGH TERMINAL TENSION-CLAMP CONNECTION 6 MM² 800 V 41 A | 10
30184 | 1608650000 | PE TERMINAL TENSION-CLAMP CONNECTION 2.5 MM² 300 A (2.5 MM²) GREEN/ | 145
30185 | 1608660000 | PE TERMINAL TENSION-CLAMP CONNECTION 2.5 MM² 300 A (2.5 MM²) GREEN/ | 145
30186 | 1609760000 | WRITEON CONDUCTOR AND CABLE MARKERS 6 - 18 MM 25.4 X 76 MM | 191
30187 | 1609770000 | WRITEON CONDUCTOR AND CABLE MARKERS 8 - 32.3 MM 25 X 127 MM | 191
30188 | 1612220000 | PCB PLUG-IN CONNECTOR MALE PLUG 7.00 MM N OF POLES: 2 180° TOP CONNECTION CLAMPING RANGE MAX. : 2.5 MM² BOX | 1
30189 | 1612250000 | PCB PLUG-IN CONNECTOR MALE PLUG 7.00 MM N OF POLES: 3 180° TOP CONNECTION CLAMPING RANGE MAX. : 2.5 MM² BOX | 1
30190 | 1612280000 | PCB PLUG-IN CONNECTOR MALE PLUG 7.00 MM N OF POLES: 4 180° TOP CONNECTION CLAMPING RANGE MAX. : 2.5 MM² BOX | 1
30191 | 1612310000 | PCB PLUG-IN CONNECTOR MALE PLUG 7.00 MM N OF POLES: 5 180° TOP CONNECTION CLAMPING RANGE MAX. : 2.5 MM² BOX | 1
30192 | 1612340000 | PCB PLUG-IN CONNECTOR MALE PLUG 7.00 MM N OF POLES: 6 180° TOP CONNECTION CLAMPING RANGE MAX. : 2.5 MM² BOX | 1
30193 | 1612370000 | PCB PLUG-IN CONNECTOR MALE PLUG 7.00 MM N OF POLES: 7 180° TOP CONNECTION CLAMPING RANGE MAX. : 2.5 MM² BOX | 1
30194 | 1612400000 | PCB PLUG-IN CONNECTOR MALE PLUG 7.00 MM N OF POLES: 8 180° TOP CONNECTION CLAMPING RANGE MAX. : 2.5 MM² BOX | 1
30195 | 1612430000 | PCB PLUG-IN CONNECTOR MALE PLUG 7.00 MM N OF POLES: 9 180° TOP CONNECTION CLAMPING RANGE MAX. : 2.5 MM² BOX | 1
30196 | 1612460000 | PCB PLUG-IN CONNECTOR MALE PLUG 7.00 MM N OF POLES: 10 180° TOP CONNECTION CLAMPING RANGE MAX. : 2.5 MM² BOX | 1
30197 | 1612840000 | PCB PLUG-IN CONNECTOR MALE PLUG 7.00 MM N OF POLES: 2 180° CLAMPING YOKE CONNECTION CLAMPING RANGE MAX. : 4 MM² BOX | 1
30198 | 1612860000 | PCB PLUG-IN CONNECTOR MALE PLUG 7.00 MM N OF POLES: 4 180° CLAMPING YOKE CONNECTION CLAMPING RANGE MAX. : 4 MM² BOX | 1
30199 | 1612870000 | PCB PLUG-IN CONNECTOR MALE PLUG 7.00 MM N OF POLES: 5 180° CLAMPING YOKE CONNECTION CLAMPING RANGE MAX. : 4 MM² BOX | 1
30200 | 1612880000 | PCB PLUG-IN CONNECTOR MALE PLUG 7.00 MM N OF POLES: 6 180° CLAMPING YOKE CONNECTION CLAMPING RANGE MAX. : 4 MM² BOX | 1
30201 | 1612900000 | PCB PLUG-IN CONNECTOR MALE PLUG 7.00 MM N OF POLES: 8 180° CLAMPING YOKE CONNECTION CLAMPING RANGE MAX. : 4 MM² BOX | 1
30202 | 1612920000 | PCB PLUG-IN CONNECTOR MALE PLUG 7.00 MM N OF POLES: 10 180° CLAMPING YOKE CONNECTION CLAMPING RANGE MAX. : 4 MM² BOX | 1
30203 | 1612930000 | PCB PLUG-IN CONNECTOR FEMALE PLUG 7.00 MM N OF POLES: 2 90° CLAMPING YOKE CONNECTION CLAMPING RANGE MAX. : 4 MM² BOX | 1
30204 | 1612940000 | PCB PLUG-IN CONNECTOR FEMALE PLUG 7.00 MM N OF POLES: 3 90° CLAMPING YOKE CONNECTION CLAMPING RANGE MAX. : 4 MM² BOX | 1
30205 | 1612950000 | PCB PLUG-IN CONNECTOR FEMALE PLUG 7.00 MM N OF POLES: 4 90° CLAMPING YOKE CONNECTION CLAMPING RANGE MAX. : 4 MM² BOX | 1
30206 | 1612960000 | PCB PLUG-IN CONNECTOR FEMALE PLUG 7.00 MM N OF POLES: 5 90° CLAMPING YOKE CONNECTION CLAMPING RANGE MAX. : 4 MM² BOX | 1
30207 | 1612970000 | PCB PLUG-IN CONNECTOR FEMALE PLUG 7.00 MM N OF POLES: 6 90° CLAMPING YOKE CONNECTION CLAMPING RANGE MAX. : 4 MM² BOX | 1
30208 | 1612980000 | PCB PLUG-IN CONNECTOR FEMALE PLUG 7.00 MM N OF POLES: 7 90° CLAMPING YOKE CONNECTION CLAMPING RANGE MAX. : 4 MM² BOX | 1
30209 | 1612990000 | PCB PLUG-IN CONNECTOR FEMALE PLUG 7.00 MM N OF POLES: 8 90° CLAMPING YOKE CONNECTION CLAMPING RANGE MAX. : 4 MM² BOX | 1
30210 | 1613010000 | PCB PLUG-IN CONNECTOR FEMALE PLUG 7.00 MM N OF POLES: 10 90° CLAMPING YOKE CONNECTION CLAMPING RANGE MAX. : 4 MM² BOX | 1
30211 | 1616400000 | Z-SERIES FUSE TERMINAL RATED CROSS-SECTION: 2.5 MM² TENSION-CLAMP CONNECTION DARK DIRECT MOUNTING | 7
30212 | 1616460000 | Z-SERIES FUSE TERMINAL RATED CROSS-SECTION: 2.5 MM² TENSION-CLAMP CONNECTION DARK DIRECT MOUNTING | 7
30213 | 1625510000 | PCB PLUG-IN CONNECTOR CRIMP CONTACT AG () MAX. CLAMPING RANGE : 2.5 MM² | 53
30214 | 1625530000 | PCB PLUG-IN CONNECTOR CRIMP CONTACT AG () MAX. CLAMPING RANGE : 1 MM² | 53
30215 | 1632050000 | FEED-THROUGH TERMINAL TENSION-CLAMP CONNECTION 4 MM² 800 V 32 A DARK | 10
30216 | 1632060000 | FEED-THROUGH TERMINAL TENSION-CLAMP CONNECTION 4 MM² 800 V 32 A | 10
30217 | 1636790000 | FEED-THROUGH TERMINAL TENSION-CLAMP CONNECTION 2.5 MM² 800 V 24 A ORANGE | 10
30218 | 1636800000 | FEED-THROUGH TERMINAL TENSION-CLAMP CONNECTION 2.5 MM² 800 V 24 A ORANGE | 10
30219 | 1636810000 | FEED-THROUGH TERMINAL TENSION-CLAMP CONNECTION 2.5 MM² 800 V 24 A ORANGE | 10
30220 | 1636820000 | FEED-THROUGH TERMINAL TENSION-CLAMP CONNECTION 6 MM² 800 V 41 A ORANGE | 10
30221 | 1636830000 | FEED-THROUGH TERMINAL TENSION-CLAMP CONNECTION 4 MM² 800 V 32 A ORANGE | 10
30222 | 1650340000 | Z-SERIES COMPONENT TERMINAL FEED-THROUGH TERMINAL RATED CROSS-SECTION: 2.5 MM² TENSION-CLAMP CONNECTION | 7
30223 | 1650350000 | Z-SERIES COMPONENT TERMINAL FEED-THROUGH TERMINAL RATED CROSS-SECTION: 2.5 MM² TENSION-CLAMP CONNECTION | 7
30224 | 1651900000 | FEED-THROUGH TERMINAL TENSION-CLAMP CONNECTION 4 MM² 800 V 32 A DARK | 10
30225 | 1683340000 | FEED-THROUGH TERMINAL TENSION-CLAMP CONNECTION 2.5 MM² 800 V 24 A | 10
30226 | 1683350000 | FEED-THROUGH TERMINAL TENSION-CLAMP CONNECTION 2.5 MM² 800 V 24 A | 10
30227 | 1683360000 | FEED-THROUGH TERMINAL TENSION-CLAMP CONNECTION 2.5 MM² 800 V 24 A DARK | 10
30228 | 1683390000 | FEED-THROUGH TERMINAL TENSION-CLAMP CONNECTION 2.5 MM² 800 V 24 A GREY | 10
30229 | 1683400000 | FEED-THROUGH TERMINAL TENSION-CLAMP CONNECTION 2.5 MM² 800 V 24 A | 10
30230 | 1683410000 | FEED-THROUGH TERMINAL TENSION-CLAMP CONNECTION 2.5 MM² 800 V 24 A | 10
30231 | 1683420000 | FEED-THROUGH TERMINAL TENSION-CLAMP CONNECTION 2.5 MM² 800 V 24 A | 10
30232 | 1683430000 | FEED-THROUGH TERMINAL TENSION-CLAMP CONNECTION 2.5 MM² 800 V 24 A | 10
30233 | 1683440000 | FEED-THROUGH TERMINAL TENSION-CLAMP CONNECTION 2.5 MM² 800 V 24 A GREEN | 10
30234 | 1683460000 | FEED-THROUGH TERMINAL TENSION-CLAMP CONNECTION 2.5 MM² 800 V 24 A BROWN | 10
30235 | 1683470000 | FEED-THROUGH TERMINAL TENSION-CLAMP CONNECTION 2.5 MM² 800 V 24 A GREY | 10
30236 | 1683480000 | FEED-THROUGH TERMINAL TENSION-CLAMP CONNECTION 2.5 MM² 800 V 24 A | 10
30237 | 1683490000 | FEED-THROUGH TERMINAL TENSION-CLAMP CONNECTION 2.5 MM² 800 V 24 A | 10
30238 | 1683580000 | FEED-THROUGH TERMINAL TENSION-CLAMP CONNECTION 4 MM² 800 V 32 A | 10
30239 | 1683590000 | FEED-THROUGH TERMINAL TENSION-CLAMP CONNECTION 4 MM² 800 V 32 A | 10
30240 | 1683620000 | FEED-THROUGH TERMINAL TENSION-CLAMP CONNECTION 4 MM² 800 V 32 A BROWN | 10
30241 | 1683630000 | FEED-THROUGH TERMINAL TENSION-CLAMP CONNECTION 4 MM² 800 V 32 A GREY | 10
30242 | 1683640000 | FEED-THROUGH TERMINAL TENSION-CLAMP CONNECTION 4 MM² 800 V 32 A | 10
30243 | 1683650000 | FEED-THROUGH TERMINAL TENSION-CLAMP CONNECTION 4 MM² 800 V 32 A | 10
30244 | 1686470000 | Z-SERIES FUSE TERMINAL RATED CROSS-SECTION: 2.5 MM² TENSION-CLAMP CONNECTION DIRECT MOUNTING | 7
30245 | 1690000000 | DOUBLE-TIER TERMINAL PE TERMINAL TENSION-CLAMP CONNECTION 2.5 MM² 300 A (2.5 MM²) GREEN/ | 145
30246 | 1690010000 | Z-SERIES DOUBLE-TIER TERMINAL RATED CROSS-SECTION: 2.5 MM² TENSION-CLAMP CONNECTION DARK | 7
30247 | 1690020000 | Z-SERIES COMPONENT TERMINAL DOUBLE-TIER TERMINAL RATED CROSS-SECTION: 2.5 MM² TENSION-CLAMP CONNECTION DARK | 7
30248 | 1690030000 | Z-SERIES COMPONENT TERMINAL DOUBLE-TIER TERMINAL RATED CROSS-SECTION: 2.5 MM² TENSION-CLAMP CONNECTION DARK | 7
30249 | 1690040000 | Z-SERIES COMPONENT TERMINAL DOUBLE-TIER TERMINAL RATED CROSS-SECTION: 2.5 MM² TENSION-CLAMP CONNECTION DARK | 7
30250 | 1690050000 | Z-SERIES COMPONENT TERMINAL DOUBLE-TIER TERMINAL RATED CROSS-SECTION: 2.5 MM² TENSION-CLAMP CONNECTION DARK | 7
30251 | 1690060000 | Z-SERIES COMPONENT TERMINAL DOUBLE-TIER TERMINAL RATED CROSS-SECTION: 2.5 MM² TENSION-CLAMP CONNECTION DARK | 7
30252 | 1690110000 | PCB PLUG-IN CONNECTOR ACCESSORIES CLIP-IN FOOT N OF POLES: 4 | 27
30253 | 1690120000 | PCB PLUG-IN CONNECTOR ACCESSORIES CLIP-IN FOOT N OF POLES: 6 | 27
30254 | 1690130000 | PCB PLUG-IN CONNECTOR ACCESSORIES CLIP-IN FOOT N OF POLES: 9 | 27
30255 | 1690140000 | PCB PLUG-IN CONNECTOR ACCESSORIES CLIP-IN FOOT N OF POLES: 12 | 27
30256 | 1690150000 | PCB PLUG-IN CONNECTOR ACCESSORIES CLIP-IN FOOT N OF POLES: 18 | 27
30257 | 1690160000 | PCB PLUG-IN CONNECTOR ACCESSORIES CLIP-IN FOOT N OF POLES: 24 | 27
30258 | 1690170000 | PCB PLUG-IN CONNECTOR ACCESSORIES CLIP-IN FOOT N OF POLES: 36 | 27
30259 | 1692590000 | Z-SERIES FEED-THROUGH TERMINAL RATED CROSS-SECTION: 2.5 MM² TENSION-CLAMP CONNECTION DARK | 7
30260 | 1692600000 | Z-SERIES FEED-THROUGH TERMINAL RATED CROSS-SECTION: 2.5 MM² TENSION-CLAMP CONNECTION DARK | 7
30261 | 1693940000 | Z-SERIES DOUBLE-TIER TERMINAL RATED CROSS-SECTION: 2.5 MM² TENSION-CLAMP CONNECTION DARK | 7
30262 | 1695890000 | PRINTED CIRCUIT BOARD TERMINALS 7.62 MM N OF POLES: 4 135° SOLDER PIN LENGTH (L): 4.5 MM TINNED ORANGE CLAMPING YOKE CONNECTION CLAMPING RANGE MAX. : 6 MM² BOX | 1
30263 | 1697280000 | PRINTED CIRCUIT BOARD TERMINALS 7.62 MM N OF POLES: 2 135° SOLDER PIN LENGTH (L): 4.5 MM TINNED CLAMPING YOKE CONNECTION CLAMPING RANGE MAX. : 6 MM² BOX | 1
30264 | 1697290000 | PRINTED CIRCUIT BOARD TERMINALS 7.62 MM N OF POLES: 3 135° SOLDER PIN LENGTH (L): 4.5 MM TINNED CLAMPING YOKE CONNECTION CLAMPING RANGE MAX. : 6 MM² BOX | 1
30265 | 1697300000 | PRINTED CIRCUIT BOARD TERMINALS 7.50 MM N OF POLES: 2 135° SOLDER PIN LENGTH (L): 4.5 MM TINNED CLAMPING YOKE CONNECTION CLAMPING RANGE MAX. : 6 MM² BOX | 1
30266 | 1697310000 | PRINTED CIRCUIT BOARD TERMINALS 7.50 MM N OF POLES: 3 135° SOLDER PIN LENGTH (L): 4.5 MM TINNED CLAMPING YOKE CONNECTION CLAMPING RANGE MAX. : 6 MM² BOX | 1
30267 | 1698110000 | FUNCTIONAL EARTH TERMINAL BLOCK TENSION-CLAMP CONNECTION 2.5 MM² 300 A (2.5 MM²) | 721
30268 | 1699580000 | PCB PLUG-IN CONNECTOR ACCESSORIES FLOOD-LIGHT DISPLAY TRANSPARENT N OF POLES: 10 | 176
30269 | 1713290000 | Z-SERIES COMPONENT TERMINAL DOUBLE-TIER TERMINAL RATED CROSS-SECTION: 2.5 MM² TENSION-CLAMP CONNECTION DARK | 7
30270 | 1714970000 | Z-SERIES COMPONENT TERMINAL DOUBLE-TIER TERMINAL RATED CROSS-SECTION: 2.5 MM² TENSION-CLAMP CONNECTION | 7
30271 | 1715970000 | ACCESSORIES RAIL SUPPORT WEMID | 607
30272 | 1717740000 | PE TERMINAL SCREW CONNECTION 35 MM² 4200 A (35 MM²) GREEN/ | 145
30273 | 1718550000 | NEUTRAL CONDUCTOR DISCONNECT TERMINAL BUSBAR CONNECTION 35 MM² 400 V 125 A SLIDING | 313
30274 | 1720920000 | Z-SERIES FEED-THROUGH TERMINAL RATED CROSS-SECTION: 2.5 MM² TENSION-CLAMP CONNECTION DARK | 7
30275 | 1720930000 | Z-SERIES FEED-THROUGH TERMINAL RATED CROSS-SECTION: 2.5 MM² TENSION-CLAMP CONNECTION | 7
30276 | 1720940000 | Z-SERIES FEED-THROUGH TERMINAL RATED CROSS-SECTION: 2.5 MM² TENSION-CLAMP CONNECTION ORANGE | 7
30277 | 1730900000 | Z-SERIES FUSE TERMINAL RATED CROSS-SECTION: 2.5 MM² TENSION-CLAMP CONNECTION DARK DIRECT MOUNTING | 7
30278 | 1733250000 | Z-SERIES INSTALLATION MULTI-TIER TERMINAL DOUBLE-TIER TERMINAL RATED CROSS-SECTION: 6 MM² TENSION-CLAMP CONNECTION DARK DIRECT MOUNTING | 18
30279 | 1733260000 | Z-SERIES INSTALLATION MULTI-TIER TERMINAL DOUBLE-TIER TERMINAL RATED CROSS-SECTION: 6 MM² TENSION-CLAMP CONNECTION DARK DIRECT MOUNTING | 18
30280 | 1733270000 | Z-SERIES INSTALLATION MULTI-TIER TERMINAL DOUBLE-TIER TERMINAL RATED CROSS-SECTION: 6 MM² TENSION-CLAMP CONNECTION DARK DIRECT MOUNTING | 18
30281 | 1733280000 | Z-SERIES INSTALLATION MULTI-TIER TERMINAL DOUBLE-TIER TERMINAL RATED CROSS-SECTION: 4 MM² TENSION-CLAMP CONNECTION DARK DIRECT MOUNTING | 18
30282 | 1733290000 | Z-SERIES INSTALLATION MULTI-TIER TERMINAL DOUBLE-TIER TERMINAL RATED CROSS-SECTION: 4 MM² TENSION-CLAMP CONNECTION DARK DIRECT MOUNTING | 18
30283 | 1733300000 | Z-SERIES INSTALLATION MULTI-TIER TERMINAL DOUBLE-TIER TERMINAL RATED CROSS-SECTION: 4 MM² TENSION-CLAMP CONNECTION DARK DIRECT MOUNTING | 18
30284 | 1733480000 | Z-SERIES INSTALLATION MULTI-TIER TERMINAL DOUBLE-TIER TERMINAL RATED CROSS-SECTION: 6 MM² TENSION-CLAMP CONNECTION DARK DIRECT MOUNTING | 18
30285 | 1739540000 | Z-SERIES INSTALLATION MULTI-TIER TERMINAL FEED-THROUGH TERMINAL RATED CROSS-SECTION: 10 MM² TENSION-CLAMP CONNECTION DARK DIRECT MOUNTING | 18
30286 | 1739550000 | Z-SERIES INSTALLATION MULTI-TIER TERMINAL FEED-THROUGH TERMINAL RATED CROSS-SECTION: 10 MM² TENSION-CLAMP CONNECTION DIRECT MOUNTING | 18
30287 | 1739560000 | Z-SERIES INSTALLATION MULTI-TIER TERMINAL NEUTRAL CONDUCTOR MODULAR TERMINAL RATED CROSS-SECTION: 10 MM² TENSION-CLAMP CONNECTION DIRECT MOUNTING | 260
30288 | 1739570000 | Z-SERIES INSTALLATION MULTI-TIER TERMINAL PE TERMINAL RATED CROSS-SECTION: 10 MM² TENSION-CLAMP CONNECTION GREEN DIRECT MOUNTING | 18
30289 | 1739580000 | Z-SERIES INSTALLATION MULTI-TIER TERMINAL FEED-THROUGH TERMINAL RATED CROSS-SECTION: 16 MM² TENSION-CLAMP CONNECTION DARK DIRECT MOUNTING | 18
30290 | 1739590000 | Z-SERIES INSTALLATION MULTI-TIER TERMINAL FEED-THROUGH TERMINAL RATED CROSS-SECTION: 16 MM² TENSION-CLAMP CONNECTION DIRECT MOUNTING | 18
30291 | 1739600000 | Z-SERIES INSTALLATION MULTI-TIER TERMINAL NEUTRAL CONDUCTOR MODULAR TERMINAL RATED CROSS-SECTION: 16 MM² TENSION-CLAMP CONNECTION DIRECT MOUNTING | 260
30292 | 1739610000 | Z-SERIES INSTALLATION MULTI-TIER TERMINAL PE TERMINAL RATED CROSS-SECTION: 16 MM² TENSION-CLAMP CONNECTION GREEN DIRECT MOUNTING | 18
30293 | 1739620000 | FEED-THROUGH TERMINAL TENSION-CLAMP CONNECTION 35 MM² 800 V 125 A DARK | 10
30294 | 1739630000 | FEED-THROUGH TERMINAL TENSION-CLAMP CONNECTION 35 MM² 800 V 125 A | 10
30295 | 1739640000 | Z-SERIES INSTALLATION MULTI-TIER TERMINAL NEUTRAL CONDUCTOR MODULAR TERMINAL RATED CROSS-SECTION: 35 MM² TENSION-CLAMP CONNECTION DIRECT MOUNTING | 260
30296 | 1745230000 | FEED-THROUGH TERMINAL TENSION-CLAMP CONNECTION 16 MM² 1000 V 76 A DARK | 10
30297 | 1745240000 | FEED-THROUGH TERMINAL TENSION-CLAMP CONNECTION 16 MM² 1000 V 76 A | 10
30298 | 1745350000 | SUPPLY TERMINAL TENSION-CLAMP CONNECTION 16 MM² 500 V 76 A DARK | 413
30299 | 1746750000 | FEED-THROUGH TERMINAL TENSION-CLAMP CONNECTION 10 MM² 1000 V 57 A DARK | 10
30300 | 1746760000 | FEED-THROUGH TERMINAL TENSION-CLAMP CONNECTION 10 MM² 1000 V 57 A | 10
30301 | 1748790000 | Z-SERIES COMPONENT TERMINAL DOUBLE-TIER TERMINAL RATED CROSS-SECTION: 2.5 MM² TENSION-CLAMP CONNECTION | 7
30302 | 1758440000 | HEAVY-DUTY CONNECTORS HDC INSERT CONCEPT FRAME | 63
30303 | 1758450000 | HEAVY-DUTY CONNECTORS HDC INSERT CONCEPT FRAME | 63
30304 | 1758460000 | HEAVY-DUTY CONNECTORS HDC INSERT CONCEPT FRAME | 63
30305 | 1758470000 | HEAVY-DUTY CONNECTORS HDC INSERT CONCEPT FRAME | 63
30306 | 1758480000 | HEAVY-DUTY CONNECTORS HDC INSERT CONCEPT FRAME | 63
30307 | 1758490000 | HEAVY-DUTY CONNECTORS HDC INSERT CONCEPT FRAME | 63
30308 | 1758500000 | HEAVY-DUTY CONNECTORS HDC INSERT CONCEPT FRAME | 63
30309 | 1758510000 | HEAVY-DUTY CONNECTORS HDC INSERT CONCEPT FRAME | 63
30310 | 1758520000 | HEAVY-DUTY CONNECTORS HDC INSERT CONCEPT FRAME | 63
30311 | 1758530000 | HEAVY-DUTY CONNECTORS HDC INSERT CONCEPT FRAME | 63
30312 | 1758540000 | HEAVY-DUTY CONNECTORS HDC INSERT CONCEPT FRAME | 63
30313 | 1758550000 | HEAVY-DUTY CONNECTORS HDC INSERT CONCEPT FRAME | 63
30314 | 1762420000 | Z-SERIES INSTALLATION MULTI-TIER TERMINAL NEUTRAL CONDUCTOR MODULAR TERMINAL RATED CROSS-SECTION: 10 MM² TENSION-CLAMP CONNECTION DIRECT MOUNTING | 260
30315 | 1762440000 | IDENTIFICATION SYSTEMS ADAPTER | 1165
30316 | 1763290000 | CABLELINE SORTING BOX 163 X 160 MM | 1186
30317 | 1766240000 | SUPPLY TERMINAL TENSION-CLAMP CONNECTION 16 MM² 500 V 76 A | 413
30318 | 1767690000 | FEED-THROUGH TERMINAL TENSION-CLAMP CONNECTION 10 MM² 800 V 57 A DARK | 10
30319 | 1767700000 | FEED-THROUGH TERMINAL TENSION-CLAMP CONNECTION 10 MM² 800 V 57 A | 10
30320 | 1768000000 | MOTOR-CONNECTION TERMINAL TENSION-CLAMP CONNECTION 2.5 MM² 400 V DARK | 716
30321 | 1768320000 | FEED-THROUGH TERMINAL TENSION-CLAMP CONNECTION 16 MM² 800 V 76 A DARK | 10
30322 | 1768330000 | FEED-THROUGH TERMINAL TENSION-CLAMP CONNECTION 16 MM² 800 V 76 A | 10
30323 | 1768540000 | PLOTTER PEN | 390
30324 | 1768550000 | PLOTTER PEN | 390
30325 | 1768570000 | PLOTTER PEN | 390
30326 | 1772120000 | INK | 852
30327 | 1772130000 | CLEANER | 873
30328 | 1778280000 | WS TERMINAL MARKER 12 X 3.5 MM PITCH IN MM (P): 3.50 WEIDMUELLER ALLEN-BRADLEY TO CUSTOMER SPECIFICATION | 49
30329 | 1779000000 | Z-SERIES COMPONENT TERMINAL FEED-THROUGH TERMINAL RATED CROSS-SECTION: 2.5 MM² TENSION-CLAMP CONNECTION DARK | 7
30330 | 1779100000 | ACCESSORIES MOUNTING RAIL SUPPORT STEEL | 410
30331 | 1779110000 | Z-SERIES COMPONENT TERMINAL FEED-THROUGH TERMINAL RATED CROSS-SECTION: 2.5 MM² TENSION-CLAMP CONNECTION DARK | 7
30332 | 1779120000 | TEST-DISCONNECT TERMINAL TENSION-CLAMP CONNECTION 2.5 MM² 400 V 10 A PIVOTING | 36
30333 | 1779130000 | TEST-DISCONNECT TERMINAL TENSION-CLAMP CONNECTION 2.5 MM² 400 V 10 A PIVOTING ORANGE | 36
30334 | 1781560000 | PCB PLUG-IN CONNECTOR ACCESSORIES HOOD N OF POLES: 6 | 27
30335 | 1781570000 | PCB PLUG-IN CONNECTOR ACCESSORIES HOOD N OF POLES: 8 | 27
30336 | 1781580000 | PCB PLUG-IN CONNECTOR ACCESSORIES HOOD N OF POLES: 10 | 27
30337 | 1781590000 | PCB PLUG-IN CONNECTOR ACCESSORIES HOOD N OF POLES: 12 | 27
30338 | 1781600000 | PCB PLUG-IN CONNECTOR ACCESSORIES HOOD N OF POLES: 14 | 27
30339 | 1781610000 | PCB PLUG-IN CONNECTOR ACCESSORIES HOOD N OF POLES: 16 | 27
30340 | 1781620000 | PCB PLUG-IN CONNECTOR ACCESSORIES HOOD N OF POLES: 18 | 27
30341 | 1781630000 | PCB PLUG-IN CONNECTOR ACCESSORIES HOOD N OF POLES: 20 | 27
30342 | 1781640000 | PCB PLUG-IN CONNECTOR ACCESSORIES HOOD N OF POLES: 22 | 27
30343 | 1781650000 | PCB PLUG-IN CONNECTOR ACCESSORIES HOOD N OF POLES: 24 | 27
30344 | 1781660000 | PCB PLUG-IN CONNECTOR ACCESSORIES HOOD N OF POLES: 26 | 27
30345 | 1781670000 | PCB PLUG-IN CONNECTOR ACCESSORIES HOOD N OF POLES: 28 | 27
30346 | 1781680000 | PCB PLUG-IN CONNECTOR ACCESSORIES HOOD N OF POLES: 30 | 27
30347 | 1781690000 | PCB PLUG-IN CONNECTOR ACCESSORIES HOOD N OF POLES: 32 | 27
30348 | 1781700000 | PCB PLUG-IN CONNECTOR ACCESSORIES HOOD N OF POLES: 34 | 27
30349 | 1781710000 | PCB PLUG-IN CONNECTOR ACCESSORIES HOOD N OF POLES: 36 | 27
30350 | 1781950000 | ACCESSORIES UCING SLEEVE | 892
30351 | 1783660000 | PRINTED CIRCUIT BOARD TERMINALS 15.00 MM N OF POLES: 1 90° SOLDER PIN LENGTH (L): 4.5 MM TINNED PEBBLE GREY CLAMPING YOKE CONNECTION CLAMPING RANGE MAX. : 25 MM² BOX | 1
30352 | 1783670000 | PRINTED CIRCUIT BOARD TERMINALS 15.00 MM N OF POLES: 2 90° SOLDER PIN LENGTH (L): 4.5 MM TINNED PEBBLE GREY CLAMPING YOKE CONNECTION CLAMPING RANGE MAX. : 25 MM² BOX | 1
30353 | 1783680000 | PRINTED CIRCUIT BOARD TERMINALS 15.00 MM N OF POLES: 3 90° SOLDER PIN LENGTH (L): 4.5 MM TINNED PEBBLE GREY CLAMPING YOKE CONNECTION CLAMPING RANGE MAX. : 25 MM² BOX | 1
30354 | 1783690000 | PRINTED CIRCUIT BOARD TERMINALS 15.00 MM N OF POLES: 4 90° SOLDER PIN LENGTH (L): 4.5 MM TINNED PEBBLE GREY CLAMPING YOKE CONNECTION CLAMPING RANGE MAX. : 25 MM² BOX | 1
30355 | 1783700000 | PRINTED CIRCUIT BOARD TERMINALS 15.00 MM N OF POLES: 1 90° SOLDER PIN LENGTH (L): 4.5 MM TINNED PEBBLE GREY CLAMPING YOKE CONNECTION CLAMPING RANGE MAX. : 25 MM² BOX | 1
30356 | 1783710000 | PRINTED CIRCUIT BOARD TERMINALS 15.00 MM N OF POLES: 2 90° SOLDER PIN LENGTH (L): 4.5 MM TINNED PEBBLE GREY CLAMPING YOKE CONNECTION CLAMPING RANGE MAX. : 25 MM² BOX | 1
30357 | 1783720000 | PRINTED CIRCUIT BOARD TERMINALS 15.00 MM N OF POLES: 3 90° SOLDER PIN LENGTH (L): 4.5 MM TINNED PEBBLE GREY CLAMPING YOKE CONNECTION CLAMPING RANGE MAX. : 25 MM² BOX | 1
30358 | 1783730000 | PRINTED CIRCUIT BOARD TERMINALS 15.00 MM N OF POLES: 4 90° SOLDER PIN LENGTH (L): 4.5 MM TINNED PEBBLE GREY CLAMPING YOKE CONNECTION CLAMPING RANGE MAX. : 25 MM² BOX | 1
30359 | 1783740000 | PRINTED CIRCUIT BOARD TERMINALS 15.00 MM N OF POLES: 6 90° SOLDER PIN LENGTH (L): 4.5 MM TINNED PEBBLE GREY CLAMPING YOKE CONNECTION CLAMPING RANGE MAX. : 25 MM² BOX | 1
30360 | 1783750000 | PRINTED CIRCUIT BOARD TERMINALS 15.00 MM N OF POLES: 8 90° SOLDER PIN LENGTH (L): 4.5 MM TINNED PEBBLE GREY CLAMPING YOKE CONNECTION CLAMPING RANGE MAX. : 25 MM² BOX | 1
30361 | 1784460000 | W-SERIES FEED-THROUGH TERMINAL RATED CROSS-SECTION: 1.5 MM² SCREW CONNECTION | 7
30362 | 1790650000 | INK RIBBON | 394
30363 | 1791190000 | SUPPLY TERMINAL TENSION-CLAMP CONNECTION 6 MM² 500 V 41 A DARK | 413
30364 | 1792010000 | WS TERMINAL MARKER 10 X 5 MM PITCH IN MM (P): 5.00 WEIDMUELLER ALLEN-BRADLEY TO CUSTOMER SPECIFICATION | 49
30365 | 1798460000 | PE TERMINAL SCREW CONNECTION 1.5 MM² 180 A (1.5 MM²) GREEN/ | 145
30366 | 1799470000 | Z-SERIES FUSE TERMINAL RATED CROSS-SECTION: 2.5 MM² TENSION-CLAMP CONNECTION DARK DIRECT MOUNTING | 7
30367 | 1806460000 | PRINTED CIRCUIT BOARD TERMINALS 15.00 MM N OF POLES: 5 90° SOLDER PIN LENGTH (L): 4.5 MM TINNED PEBBLE GREY CLAMPING YOKE CONNECTION CLAMPING RANGE MAX. : 25 MM² BOX | 1
30368 | 1806470000 | PRINTED CIRCUIT BOARD TERMINALS 15.00 MM N OF POLES: 5 90° SOLDER PIN LENGTH (L): 4.5 MM TINNED PEBBLE GREY CLAMPING YOKE CONNECTION CLAMPING RANGE MAX. : 25 MM² BOX | 1
30369 | 1808200000 | Z-SERIES FEED-THROUGH TERMINAL RATED CROSS-SECTION: 2.5 MM² TENSION-CLAMP CONNECTION DARK | 7
30370 | 1809870000 | PRINTED CIRCUIT BOARD TERMINALS 15.00 MM N OF POLES: 6 90° SOLDER PIN LENGTH (L): 4.5 MM TINNED PEBBLE GREY CLAMPING YOKE CONNECTION CLAMPING RANGE MAX. : 25 MM² BOX | 1
30371 | 1809880000 | PRINTED CIRCUIT BOARD TERMINALS 15.00 MM N OF POLES: 8 90° SOLDER PIN LENGTH (L): 4.5 MM TINNED PEBBLE GREY CLAMPING YOKE CONNECTION CLAMPING RANGE MAX. : 25 MM² BOX | 1
30372 | 1814590000 | PCB PLUG-IN CONNECTOR ACCESSORIES FLOOD-LIGHT DISPLAY TRANSPARENT N OF POLES: 10 | 176
30373 | 1814710000 | Z-SERIES END PLATE | 115
30374 | 1816030000 | Z-SERIES END PLATE PARTITION PLATE | 46
30375 | 1816040000 | Z-SERIES END PLATE PARTITION PLATE | 46
30376 | 1816050000 | Z-SERIES END PLATE PARTITION PLATE | 46
30377 | 1816070000 | Z-SERIES END PLATE PARTITION PLATE | 46
30378 | 1816090000 | Z-SERIES END PLATE PARTITION PLATE | 46
30379 | 1816110000 | Z-SERIES END PLATE PARTITION PLATE | 46
30380 | 1816350000 | MULTIFIT TERMINAL MARKER 9 X 5 MM PITCH IN MM (P): 5.00 WAGO LEGRAND TO CUSTOMER SPECIFICATION | 49
30381 | 1816360000 | MULTIFIT TERMINAL MARKER 9 X 6 MM PITCH IN MM (P): 6.00 WAGO LEGRAND TO CUSTOMER SPECIFICATION | 49
30382 | 1818410000 | WS TERMINAL MARKER 10 X 6 MM PITCH IN MM (P): 6.00 WEIDMUELLER ALLEN-BRADLEY TO CUSTOMER SPECIFICATION | 49
30383 | 1820930000 | Z-SERIES FUSE TERMINAL RATED CROSS-SECTION: 6 MM² TENSION-CLAMP CONNECTION DIRECT MOUNTING | 7
30384 | 1820950000 | Z-SERIES FUSE TERMINAL RATED CROSS-SECTION: 6 MM² TENSION-CLAMP CONNECTION | 7
30385 | 1826050000 | Z-SERIES FUSE TERMINAL RATED CROSS-SECTION: 2.5 MM² TENSION-CLAMP CONNECTION DIRECT MOUNTING | 7
30386 | 1826200000 | Z-SERIES FUSE TERMINAL RATED CROSS-SECTION: 2.5 MM² TENSION-CLAMP CONNECTION DIRECT MOUNTING | 7
30387 | 1826970000 | FEED-THROUGH TERMINAL TENSION-CLAMP CONNECTION 1.5 MM² 500 V 17.5 A DARK | 10
30388 | 1827000000 | FEED-THROUGH TERMINAL TENSION-CLAMP CONNECTION 1.5 MM² 500 V 17.5 A ORANGE | 10
30389 | 1828460000 | WS TERMINAL MARKER 10 X 6 MM PITCH IN MM (P): 6.00 WEIDMUELLER ALLEN-BRADLEY TO CUSTOMER SPECIFICATION | 49
30390 | 1830420000 | FEED-THROUGH TERMINAL TENSION-CLAMP CONNECTION 6 MM² 800 V 41 A | 10
30391 | 1830610000 | FEED-THROUGH TERMINAL TENSION-CLAMP CONNECTION 10 MM² 1000 V 57 A DARK | 10
30392 | 1830650000 | FEED-THROUGH TERMINAL TENSION-CLAMP CONNECTION 16 MM² 1000 V 76 A | 10
30393 | 1830680000 | FEED-THROUGH TERMINAL TENSION-CLAMP CONNECTION 16 MM² 1000 V 76 A ORANGE | 10
30394 | 1830760000 | FEED-THROUGH TERMINAL TENSION-CLAMP CONNECTION 35 MM² 800 V 125 A ORANGE | 10
30395 | 1852980000 | WS TERMINAL MARKER 14 X 5 MM PITCH IN MM (P): 5.00 WEIDMUELLER TO CUSTOMER SPECIFICATION | 49
30396 | 1854100000 | WS TERMINAL MARKER 10 X 15 MM PITCH IN MM (P): 15.00 WEIDMUELLER ALLEN-BRADLEY TO CUSTOMER SPECIFICATION | 49
30397 | 1856790000 | MULTIFIT TERMINAL MARKER 10 X 6 MM PITCH IN MM (P): 6.00 FESTO TO CUSTOMER SPECIFICATION | 49
30398 | 1857540000 | BOLT-TYPE SCREW TERMINALS FEED-THROUGH TERMINAL RATED CROSS-SECTION: 120 MM² THREADED STUD CONNECTION | 7
30399 | 1865520000 | Z-SERIES END PLATE PARTITION PLATE | 46
30400 | 1867420000 | Z-SERIES FUSE TERMINAL RATED CROSS-SECTION: 2.5 MM² TENSION-CLAMP CONNECTION DIRECT MOUNTING | 7
30401 | 1867440000 | Z-SERIES FUSE TERMINAL RATED CROSS-SECTION: 2.5 MM² TENSION-CLAMP CONNECTION DIRECT MOUNTING | 7
30402 | 1867500000 | Z-SERIES FUSE TERMINAL RATED CROSS-SECTION: 6 MM² TENSION-CLAMP CONNECTION | 7
30403 | 1868430000 | MULTIFIT TERMINAL MARKER 10 X 8 MM PITCH IN MM (P): 8.00 PHOENIX ENTRELEC TO CUSTOMER SPECIFICATION | 49
30404 | 1868870000 | Z-SERIES COMPONENT TERMINAL FEED-THROUGH TERMINAL RATED CROSS-SECTION: 2.5 MM² TENSION-CLAMP CONNECTION DARK | 7
30405 | 1871789999 | CABLELINE CONDUCTOR AND CABLE MARKERS 10 - 317 MM 6 X 11.4 MM | 5
30406 | 1876320000 | TM-I INSERT MARKERS 30 X 4 MM TO CUSTOMER SPECIFICATION | 286
30407 | 1876600000 | CLIPCARD DEVICE MARKERS 15 X 17 MM TO CUSTOMER SPECIFICATION | 117
30408 | 1876620000 | CLIPCARD DEVICE MARKERS 15 X 17 MM HOLDER CC-H 15/17 TO CUSTOMER SPECIFICATION | 117
30409 | 1876630000 | CLIPCARD DEVICE MARKERS 15 X 27 MM HOLDER CC-H 15/27 TO CUSTOMER SPECIFICATION | 117
30410 | 1876750000 | CLIPCARD DEVICE MARKERS 15 X 27 MM TO CUSTOMER SPECIFICATION | 117
30411 | 1877200000 | CLIPCARD DEVICE MARKERS 15 X 49 MM HOLDER CC-H 15/49 TO CUSTOMER SPECIFICATION | 117
30412 | 1877230000 | CLIPCARD DEVICE MARKERS 15 X 49 MM TO CUSTOMER SPECIFICATION | 117
30413 | 1877300000 | CLIPCARD DEVICE MARKERS 15 X 60 MM HOLDER CC-H 15/60 TO CUSTOMER SPECIFICATION | 117
30414 | 1877320000 | CLIPCARD DEVICE MARKERS 15 X 60 MM TO CUSTOMER SPECIFICATION | 117
30415 | 1877580000 | SWITCHMARK DEVICE MARKERS 22 X 22 MM TO CUSTOMER SPECIFICATION | 117
30416 | 1877660000 | MULTIFIT TERMINAL MARKER 5 X 7.5 MM PITCH IN MM (P): 7.50 ADELS RKW PHOENIX TO CUSTOMER SPECIFICATION | 49
30417 | 1877670000 | MULTIFIT TERMINAL MARKER 5 X 4 MM PITCH IN MM (P): 4.00 PHOENIX TO CUSTOMER SPECIFICATION | 49
30418 | 1877700000 | MULTIFIT TERMINAL MARKER 9 X 4 MM PITCH IN MM (P): 4.00 FESTO TO CUSTOMER SPECIFICATION | 49
30419 | 1877710000 | MULTIFIT TERMINAL MARKER 9 X 4 MM PITCH IN MM (P): 4.00 WAGO LEGRAND TO CUSTOMER SPECIFICATION | 49
30420 | 1878650000 | BOLT-TYPE SCREW TERMINALS FEED-THROUGH TERMINAL RATED CROSS-SECTION: 300 MM² THREADED STUD CONNECTION | 7
30421 | 1879090000 | RAIL TS 35 TS 35 X 7.5 WITH SLOT STEEL GALVANIC ZINC PLATED AND PASSIVATED | 85
30422 | 1879100000 | RAIL TS 35 TS 35 X 15 WITH SLOT STEEL GALVANIC ZINC PLATED AND PASSIVATED | 85
30423 | 1879730000 | Z-SERIES FUSE TERMINAL RATED CROSS-SECTION: 2.5 MM² TENSION-CLAMP CONNECTION DIRECT MOUNTING | 7
30424 | 1879750000 | Z-SERIES FUSE TERMINAL RATED CROSS-SECTION: 6 MM² TENSION-CLAMP CONNECTION | 7
30425 | 1886270000 | MULTIFIT TERMINAL MARKER 8 X 5 MM PITCH IN MM (P): 5.00 SIEMENS TO CUSTOMER SPECIFICATION | 49
30426 | 1889170000 | MULTIFIT TERMINAL MARKER 10 X 5 MM PITCH IN MM (P): 5.00 SIEMENS TO CUSTOMER SPECIFICATION | 49
30427 | 1889230000 | MULTIFIT TERMINAL MARKER 8 X 6 MM PITCH IN MM (P): 6.00 SIEMENS TO CUSTOMER SPECIFICATION | 49
30428 | 1889250000 | MULTIFIT TERMINAL MARKER 10 X 6 MM PITCH IN MM (P): 6.00 SIEMENS TO CUSTOMER SPECIFICATION | 49
30429 | 1889770000 | MULTIFIT TERMINAL MARKER 7 X 5 MM PITCH IN MM (P): 6.50 SIEMENS TO CUSTOMER SPECIFICATION | 49
30430 | 1889790000 | MULTIFIT TERMINAL MARKER 10 X 5 MM PITCH IN MM (P): 6.50 SIEMENS TO CUSTOMER SPECIFICATION | 49
30431 | 1899240000 | CABLELINE CONDUCTOR AND CABLE MARKERS 4 - 10 MM 9 X 6.9 MM TO CUSTOMER SPECIFICATION | 33
30432 | 1899250000 | CABLELINE CONDUCTOR AND CABLE MARKERS 10 - 317 MM 9 X 11.4 MM | 5
30433 | 1906030000 | WS TERMINAL MARKER 10 X 8 MM PITCH IN MM (P): 8.00 WEIDMUELLER TO CUSTOMER SPECIFICATION | 49
30434 | 1906060000 | WS TERMINAL MARKER 10 X 12 MM PITCH IN MM (P): 12.00 WEIDMUELLER TO CUSTOMER SPECIFICATION | 49
30435 | 1919100000 | PRINTED CIRCUIT BOARD TERMINALS 15.00 MM N OF POLES: 7 90° SOLDER PIN LENGTH (L): 4.5 MM TINNED PEBBLE GREY CLAMPING YOKE CONNECTION CLAMPING RANGE MAX. : 25 MM² BOX | 1
30436 | 1920640000 | PLOTTER PEN | 390
30437 | 1920650000 | PLOTTER PEN | 390
30438 | 1924310000 | HOLDER | 570
30439 | 1924330000 | PLOTTER CLEANER | 1023
30440 | 1924340000 | INK | 852
30441 | 1924350000 | HOOD | 1354
30442 | 1924360000 | HOLDER | 570
30443 | 1924370000 | HOLDER | 570
30444 | 1924460000 | DOUBLE-TIER TERMINAL TENSION-CLAMP CONNECTION 2.5 MM² 800 V 24 A DARK | 10
30445 | 1924480000 | DOUBLE-TIER TERMINAL TENSION-CLAMP CONNECTION 2.5 MM² 800 V 24 A | 10
30446 | 1924490000 | DOUBLE-TIER TERMINAL TENSION-CLAMP CONNECTION 2.5 MM² 800 V 24 A DARK | 10
30447 | 1924500000 | DOUBLE-TIER TERMINAL TENSION-CLAMP CONNECTION 2.5 MM² 800 V 24 A | 10
30448 | 1924510000 | DOUBLE-TIER TERMINAL TENSION-CLAMP CONNECTION 2.5 MM² 800 V 24 A DARK | 10
30449 | 1925720000 | PRINTED CIRCUIT BOARD TERMINALS 15.00 MM N OF POLES: 7 90° SOLDER PIN LENGTH (L): 4.5 MM TINNED PEBBLE GREY CLAMPING YOKE CONNECTION CLAMPING RANGE MAX. : 25 MM² BOX | 1
30450 | 1926350000 | PRINTED CIRCUIT BOARD TERMINALS 9.52 MM N OF POLES: 4 90° SOLDER PIN LENGTH (L): 5 MM TINNED ORANGE CLAMPING YOKE CONNECTION CLAMPING RANGE MAX. : 6 MM² BOX | 1
30451 | 1926360000 | PRINTED CIRCUIT BOARD TERMINALS 9.52 MM N OF POLES: 8 90° SOLDER PIN LENGTH (L): 5 MM TINNED ORANGE CLAMPING YOKE CONNECTION CLAMPING RANGE MAX. : 6 MM² BOX | 1
30452 | 1926370000 | PRINTED CIRCUIT BOARD TERMINALS 9.52 MM N OF POLES: 12 90° SOLDER PIN LENGTH (L): 5 MM TINNED ORANGE CLAMPING YOKE CONNECTION CLAMPING RANGE MAX. : 6 MM² BOX | 1
30453 | 1926380000 | PRINTED CIRCUIT BOARD TERMINALS 9.52 MM N OF POLES: 16 90° SOLDER PIN LENGTH (L): 5 MM TINNED ORANGE CLAMPING YOKE CONNECTION CLAMPING RANGE MAX. : 6 MM² BOX | 1
30454 | 1926390000 | PRINTED CIRCUIT BOARD TERMINALS 9.52 MM N OF POLES: 20 90° SOLDER PIN LENGTH (L): 5 MM TINNED ORANGE CLAMPING YOKE CONNECTION CLAMPING RANGE MAX. : 6 MM² BOX | 1
30455 | 1926400000 | PRINTED CIRCUIT BOARD TERMINALS 9.52 MM N OF POLES: 24 90° SOLDER PIN LENGTH (L): 5 MM TINNED ORANGE CLAMPING YOKE CONNECTION CLAMPING RANGE MAX. : 6 MM² BOX | 1
30456 | 1932620000 | SERVICE PACK | 866
30457 | 1934410000 | CLIPCARD DEVICE MARKERS 30 X 60 MM HOLDER CC-H 30/60 TO CUSTOMER SPECIFICATION | 117
30458 | 1935130000 | INLAY FOR MC PLOTTER | 1088
30459 | 1954070000 | THM DEVICE MARKERS 8 X 8 MM | 774
30460 | 1961750000 | TEST-DISCONNECT TERMINAL SCREW CONNECTION 2.5 MM² 500 V 1 A PIVOTING DARK | 36
30461 | 1962810000 | FEED-THROUGH TERMINAL TENSION-CLAMP CONNECTION 2.5 MM² 800 V 24 A DARK | 10
30462 | 1964810000 | TEST-DISCONNECT TERMINAL SCREW CONNECTION 2.5 MM² 500 V 1 A PIVOTING DARK | 36
30463 | 7904180000 | FEED-THROUGH TERMINAL TENSION-CLAMP CONNECTION 4 MM² 800 V 32 A DARK | 10
30464 | 7904190000 | FEED-THROUGH TERMINAL TENSION-CLAMP CONNECTION 4 MM² 800 V 32 A | 10
30465 | 7904290000 | FEED-THROUGH TERMINAL TENSION-CLAMP CONNECTION 4 MM² 800 V 32 A DARK | 10
30466 | 7904300000 | FEED-THROUGH TERMINAL TENSION-CLAMP CONNECTION 4 MM² 800 V 32 A | 10
30467 | 7906040000 | MULTIPIN TERMINAL STRIP SINGLE- AND MULTI-POLE TERMINAL STRIP RATED CROSS-SECTION: 4 MM² SCREW CONNECTION DIRECT MOUNTING | 18
30468 | 7906060000 | MULTIPIN TERMINAL STRIP SINGLE- AND MULTI-POLE TERMINAL STRIP RATED CROSS-SECTION: 4 MM² SCREW CONNECTION DIRECT MOUNTING | 18
30469 | 7906080000 | MULTIPIN TERMINAL STRIP SINGLE- AND MULTI-POLE TERMINAL STRIP RATED CROSS-SECTION: 4 MM² SCREW CONNECTION DIRECT MOUNTING | 18
30470 | 7906090000 | MULTIPIN TERMINAL STRIP SINGLE- AND MULTI-POLE TERMINAL STRIP RATED CROSS-SECTION: 4 MM² SCREW CONNECTION DIRECT MOUNTING | 18
30471 | 7906100000 | MULTIPIN TERMINAL STRIP SINGLE- AND MULTI-POLE TERMINAL STRIP RATED CROSS-SECTION: 4 MM² SCREW CONNECTION DIRECT MOUNTING | 18
30472 | 7907410000 | FEED-THROUGH TERMINAL TENSION-CLAMP CONNECTION 6 MM² 800 V 41 A DARK | 10
30473 | 7907420000 | FEED-THROUGH TERMINAL TENSION-CLAMP CONNECTION 6 MM² 800 V 41 A | 10
30474 | 7920340000 | ACCESSORIES END BRACKET | 234
30475 | 7940007732 | RIDERSERIES RRD RELAY N OF CONTACTS: 3 CO CONTACT WITH TEST BUTTON AGNI RATED CONTROL VOLTAGE: 24 V DC CONTINUOUS CURRENT: 10 A PLUG-IN CONNECTION TEST BUTTON AVAILABLE: YES | 3
30476 | 8014670000 | W-SERIES COMPONENT TERMINAL RATED CROSS-SECTION: 2.5 MM² SCREW CONNECTION | 7
30477 | 8023630000 | W-SERIES FEED-THROUGH TERMINAL DOUBLE-TIER TERMINAL RATED CROSS-SECTION: 2.5 MM² SCREW CONNECTION | 7
30478 | 8025610000 | W-SERIES COMPONENT TERMINAL RATED CROSS-SECTION: 2.5 MM² SCREW CONNECTION | 7
30479 | 8218440000 | FUNCTION COMPONENT OR GATE | 707
30480 | 8227350000 | LIMIT VALUE MONITORING INPUT : 0-20 MA OUTPUT 2 X TRANSISTOR | 821
30481 | 8248320000 | FUNCTION COMPONENT NAND GATE | 712
30482 | 8248330000 | FUNCTION COMPONENT NOR GATE | 707
30483 | 8260280000 | LIMIT VALUE MONITORING INPUT : 0-10 V OUTPUT 2 X TRANSISTOR | 821
30484 | 8286410000 | MCZ SERIES PULSE STRETCHER N OF CONTACTS: 1 NO CONTACT RATED CONTROL VOLTAGE: 24 V DC ±10 % CONTINUOUS CURRENT: 20 MA TENSION-CLAMP CONNECTION | 3
30485 | 8324590000 | MCZ SERIES PULSE STRETCHER N OF CONTACTS: 1 NO CONTACT RATED CONTROL VOLTAGE: 24 V DC ±10 % CONTINUOUS CURRENT: 20 MA TENSION-CLAMP CONNECTION | 3
30486 | 8425720000 | 2-/3-WIRE CONNECTION TECHNOLOGY OUTPUT CURRENT LOOP POWE TENSION-CLAMP CONNECTION OUTPUT : 4-20 MA | 341
30487 | 8473000000 | 2-/3-WIRE CONNECTION TECHNOLOGY OUTPUT CURRENT LOOP POWE TENSION-CLAMP CONNECTION OUTPUT : 4-20 MA | 341
30488 | 8473010000 | 2-/3-WIRE CONNECTION TECHNOLOGY OUTPUT CURRENT LOOP POWE TENSION-CLAMP CONNECTION OUTPUT : 4-20 MA | 341
30489 | 8473020000 | 2-/3-WIRE CONNECTION TECHNOLOGY OUTPUT CURRENT LOOP POWE TENSION-CLAMP CONNECTION OUTPUT : 4-20 MA | 341
30490 | 8483680000 | 2-/3-WIRE CONNECTION TECHNOLOGY OUTPUT CURRENT LOOP POWE TENSION-CLAMP CONNECTION OUTPUT : 4-20 MA | 341
30491 | 8604420000 | 2-/3-WIRE CONNECTION TECHNOLOGY OUTPUT CURRENT LOOP POWE TENSION-CLAMP CONNECTION OUTPUT : 4-20 MA | 341
30492 | 8604430000 | 2-/3-WIRE CONNECTION TECHNOLOGY OUTPUT CURRENT LOOP POWE TENSION-CLAMP CONNECTION OUTPUT : 4-20 MA | 341
30493 | 8647680000 | BT-SERIES MULTIFUNCTION TIMING RELAY N OF CONTACTS: 1 CO CONTACT AGNI 90/10 RATED CONTROL VOLTAGE: 24...230 V AC 24...48 V DC CONTINUOUS CURRENT: 5 A SCREW CONNECTION | 3
30494 | 8647690000 | BT-SERIES MULTIFUNCTION TIMING RELAY N OF CONTACTS: 1 CO CONTACT AGNI 90/10 RATED CONTROL VOLTAGE: 24...230 V AC 24...48 V DC CONTINUOUS CURRENT: 5 A TENSION-CLAMP CONNECTION | 3
30495 | 8647700000 | BT-SERIES MULTIFUNCTION TIMING RELAY WITH SEPARATE CONTROL INPUT N OF CONTACTS: 1 CO CONTACT AGNI 90/10 RATED CONTROL VOLTAGE: 24...230 V AC 24...48 V DC CONTINUOUS CURRENT: 5 A SCREW CONNECTION | 3
30496 | 8647710000 | BT-SERIES MULTIFUNCTION TIMING RELAY WITH SEPARATE CONTROL INPUT N OF CONTACTS: 1 CO CONTACT AGNI 90/10 RATED CONTROL VOLTAGE: 24...230 V AC 24...48 V DC CONTINUOUS CURRENT: 5 A TENSION-CLAMP CONNECTION | 3
30497 | 8647720000 | BT-SERIES ON-DELAY TIMING RELAY N OF CONTACTS: 1 CO CONTACT AGNI 90/10 RATED CONTROL VOLTAGE: 24...230 V AC 24...48 V DC CONTINUOUS CURRENT: 5 A SCREW CONNECTION | 3
30498 | 8647730000 | BT-SERIES ON-DELAY TIMING RELAY N OF CONTACTS: 1 CO CONTACT AGNI 90/10 RATED CONTROL VOLTAGE: 24...230 V AC 24...48 V DC CONTINUOUS CURRENT: 5 A TENSION-CLAMP CONNECTION | 3
30499 | 8647740000 | BT-SERIES CLOCK GENERATOR N OF CONTACTS: 1 CO CONTACT AGNI 90/10 RATED CONTROL VOLTAGE: 24...230 V AC 24...48 V DC CONTINUOUS CURRENT: 5 A SCREW CONNECTION | 3
30500 | 8705990000 | 2-/3-WIRE CONNECTION TECHNOLOGY OUTPUT CURRENT LOOP POWE TENSION-CLAMP CONNECTION OUTPUT : 4-20 MA | 341
30501 | 8797610000 | RIDERSERIES RRD RELAY N OF CONTACTS: 3 CO CONTACT WITH TEST BUTTON AGNI RATED CONTROL VOLTAGE: 220 V DC CONTINUOUS CURRENT: 10 A PLUG-IN CONNECTION TEST BUTTON AVAILABLE: YES | 3
30502 | 8797640000 | RIDERSERIES RRD RELAY N OF CONTACTS: 3 CO CONTACT WITH TEST BUTTON AGNI RATED CONTROL VOLTAGE: 110 V DC CONTINUOUS CURRENT: 10 A PLUG-IN CONNECTION TEST BUTTON AVAILABLE: YES | 3
30503 | 8797650000 | RIDERSERIES RRD RELAY N OF CONTACTS: 3 CO CONTACT WITH TEST BUTTON AGNI RATED CONTROL VOLTAGE: 24 V DC CONTINUOUS CURRENT: 10 A PLUG-IN CONNECTION TEST BUTTON AVAILABLE: YES | 3
30504 | 8817790000 | ELECTRONICS HOUSINGS GREY END PLATE WIDTH: 21.5 MM | 529
30505 | 8829400000 | RIDERSERIES RRD RELAY N OF CONTACTS: 3 CO CONTACT WITH TEST BUTTON AGNI RATED CONTROL VOLTAGE: 220 V DC CONTINUOUS CURRENT: 10 A PLUG-IN CONNECTION TEST BUTTON AVAILABLE: YES | 3
30506 | 9001280000 | TOOLS STRIPPING AND CUTTING TOOL | 141
30507 | 9003700000 | TOOLS STRIPPING AND CUTTING TOOL | 141
30508 | 9003710000 | TOOLS STRIPPING AND CUTTING TOOL | 141
30509 | 9003720000 | TOOLS STRIPPING AND CUTTING TOOL | 141
30510 | 9003730000 | TOOLS STRIPPING AND CUTTING TOOL | 141
30511 | 9003740000 | TOOLS STRIPPING AND CUTTING TOOL | 141
30512 | 9003750000 | TOOLS STRIPPING AND CUTTING TOOL | 141
30513 | 9005700000 | TOOLS SHEATHING STRIPPERS | 332
30514 | 9006320000 | PRESSING TOOL CRIMPING TOOL FOR CONTACTS HEXAGONAL CRIMP | 312
30515 | 9006370000 | PRESSING TOOL CRIMPING TOOL FOR CONTACTS HEXAGONAL CRIMP | 312
30516 | 9006380000 | PRESSING TOOL CRIMPING TOOL FOR CONTACTS HEXAGONAL CRIMP | 312
30517 | 9010950000 | CRIMPING TOOL FOR CONTACTS 1MM² 1MM² FODERBCRIMP | 954
30518 | 9011360000 | PRESSING TOOL CRIMPING TOOL FOR CONTACTS HEXAGONAL CRIMP ROUND CRIMP | 312
30519 | 9011990000 | PRESSING TOOL CRIMPING TOOL FOR CONTACTS HEXAGONAL CRIMP | 312
30520 | 9012020000 | PRESSING TOOL CRIMPING TOOL FOR CONTACTS HEXAGONAL CRIMP | 312
30521 | 9012400000 | PRESSING TOOL CRIMPING TOOL FOR CONTACTS HEXAGONAL CRIMP | 312
30522 | 9012410000 | PRESSING TOOL CRIMPING TOOL FOR CONTACTS HEXAGONAL CRIMP | 312
30523 | 9012600000 | PRESSING TOOL CRIMPING TOOL FOR WIRE-END FERRULES 6MM² 16MM² INDENT CRIMP | 164
30524 | 9013600000 | PRESSING TOOL CRIMPING TOOL FOR WIRE-END FERRULES 6MM² 16MM² INDENT CRIMP | 164
30525 | 9013610000 | CRIMPING TOOL FOR WIRE-END FERRULES 6MM² 16MM² INDENT CRIMP | 164
30526 | 9013690000 | PRESSING TOOL CRIMPING TOOL FOR CONTACTS 0.14MM² 4MM² W CRIMP | 134
30527 | 9017330000 | TOOLS STRIPPING AND CUTTING TOOL | 141
30528 | 9017340000 | CRIMPING TOOL FOR WIRE-END FERRULES 6MM² 16MM² INDENT CRIMP | 164
30529 | 9018480000 | PRESSING TOOL CRIMPING TOOL FOR CONTACTS 4MM² 10MM² W CRIMP | 134
30530 | 9018490000 | PRESSING TOOL CRIMPING TOOL FOR CONTACTS 0.14MM² 4MM² W CRIMP | 134
30531 | 9030500000 | TOOLS SHEATHING STRIPPERS | 332
30532 | 9205210000 | PLIERS | 155
30533 | 9205320000 | PRESSING TOOL | 171
30534 | 9205330000 | PRESSING TOOL | 171
30535 | 9205340000 | PRESSING TOOL | 171
30536 | 9205350000 | PRESSING TOOL | 171
30537 | 9406121001 | RS-SERIES RELAY MODULE N OF CONTACTS: 2 CO CONTACT AGNI 90/10 RATED CONTROL VOLTAGE: 24 V DC ±10 % CONTINUOUS CURRENT: 4 A SCREW CONNECTION TEST BUTTON AVAILABLE: NO | 3
30538 | 9406221001 | RS-SERIES RELAY MODULE N OF CONTACTS: 2 CO CONTACT AGNI 90/10 RATED CONTROL VOLTAGE: 24 V UC ±10 % CONTINUOUS CURRENT: 4 A SCREW CONNECTION TEST BUTTON AVAILABLE: NO | 3
30539 | 9406621001 | RS-SERIES RELAY MODULE N OF CONTACTS: 2 CO CONTACT AGNI 90/10 RATED CONTROL VOLTAGE: 115 V UC +5 % / -15 % CONTINUOUS CURRENT: 4 A SCREW CONNECTION TEST BUTTON AVAILABLE: NO | 3
30540 | 9406721001 | RS-SERIES RELAY MODULE N OF CONTACTS: 2 CO CONTACT AGNI 90/10 RATED CONTROL VOLTAGE: 230 V UC +5 % / -15 % CONTINUOUS CURRENT: 4 A SCREW CONNECTION TEST BUTTON AVAILABLE: NO | 3
30541 | 9443100000 | RS-SERIES SOLID-STATE RELAY 1 NO CONTACT (BIPOLAR TRANSISTOR) RATED CONTROL VOLTAGE: 5...24 V DC ±20 % RATED SWITCHING VOLTAGE: 2...60 V DC CONTINUOUS CURRENT: 3 A SCREW CONNECTION | 3
30542 | 9443110000 | RS-SERIES SOLID-STATE RELAY 1 NO CONTACT (TRIAC (ZERO-CROSS SWITCH)) RATED CONTROL VOLTAGE: 5...24 V DC ±20 % RATED SWITCHING VOLTAGE: 24...250 V AC CONTINUOUS CURRENT: 3 A SCREW CONNECTION | 3
30543 | 9443120000 | RS-SERIES SOLID-STATE RELAY RATED CONTROL VOLTAGE: 5...24 V DC ±20 % RATED SWITCHING VOLTAGE: 2...60 V DC CONTINUOUS CURRENT: 3 A | 3
30544 | 9503350000 | SAK SERIES FUSE TERMINAL RATED CROSS-SECTION: 4 MM² SCREW CONNECTION DIRECT MOUNTING | 7
30545 | 9509570000 | SAK SERIES FUSE TERMINAL RATED CROSS-SECTION: 10 MM² SCREW CONNECTION WEMID DARK DIRECT MOUNTING | 7
30546 | 9509580000 | SAK SERIES FUSE TERMINAL RATED CROSS-SECTION: 10 MM² SCREW CONNECTION WEMID DARK DIRECT MOUNTING | 7
30547 | 9509600000 | SAK SERIES FUSE TERMINAL RATED CROSS-SECTION: 10 MM² SCREW CONNECTION WEMID DARK DIRECT MOUNTING | 7
30548 | 9509620000 | SAK SERIES FUSE TERMINAL RATED CROSS-SECTION: 10 MM² SCREW CONNECTION WEMID DARK DIRECT MOUNTING | 7
30549 | 9509640000 | SAK SERIES FUSE TERMINAL RATED CROSS-SECTION: 4 MM² SCREW CONNECTION DIRECT MOUNTING | 7
30550 | 9512200000 | PE TERMINAL SCREW CONNECTION 70 MM² 8400 A (70 MM²) GREEN/ | 616
30551 | 9512210000 | NEUTRAL CONDUCTOR DISCONNECT TERMINAL BUSBAR CONNECTION 70 MM² 400 V 140 A SLIDING | 313
30552 | 9537110000 | SAK SERIES FEED-THROUGH TERMINAL RATED CROSS-SECTION: 4 MM² SCREW CONNECTION | 7
30553 | 9918860000 | TESTING TOOLS 2-POLE VOLTAGE TESTER TYPE 1156 | 564
30554 | 9918870000 | TESTING TOOLS 2-POLE VOLTAGE TESTER TYPE 1152 | 564
30555 | 9918880000 | TESTING TOOLS 2-POLE VOLTAGE TESTER TYPE 1157 | 564
30556 | 9918950000 | TESTING TOOLS 2-POLE VOLTAGE TESTER | 842
30557 | 9918970000 | TESTING TOOLS 2-POLE VOLTAGE TESTER | 842
30558 | 259800000 | ACCESSORIES BUSBAR | 335
30559 | 59160000 | PCB PLUG-IN CONNECTOR FEMALE PLUG 3.50 MM N OF POLES: 13 180° PUSH IN WITH ACTUATOR TENSION-CLAMP CONNECTION CLAMPING RANGE MAX. : 1.5 MM² BOX | 1
30560 | 104060000 | EG-SERIES FUNCTION COMPONENT CO CONTACT SWITCHING SCREW CONNECTION | 676
30561 | 104260000 | EG-SERIES FUNCTION COMPONENT CO CONTACT OFF POSITION IN THE MIDDLE SENSING ON BOTH SIDES SCREW CONNECTION | 710
30562 | 104360000 | EG-SERIES FUNCTION COMPONENT CO CONTACT OFF POSITION IN THE MIDDLE SENSING ON ONE SIDE SWITCHING ON ONE SIDE SCREW CONNECTION | 710
30563 | 105260000 | SAK SERIES FUSE TERMINAL RATED CROSS-SECTION: 4 MM² SCREW CONNECTION DIRECT MOUNTING | 7
30564 | 114660000 | EG-SERIES FUNCTION COMPONENT CO CONTACT SENSING SCREW CONNECTION | 676
30565 | 119760000 | ELECTRONICS HOUSINGS RS 70 ORANGE INTERMEDIATE PART WIDTH: 5 MM | 536
30566 | 119860000 | ELECTRONICS HOUSINGS RS 70 ORANGE WIDTH: 15 MM | 1123
30567 | 119960000 | ELECTRONICS HOUSINGS RS 70 ORANGE INTERMEDIATE PART WIDTH: 30 MM | 536
30568 | 120060000 | ELECTRONICS HOUSINGS RS 70 ORANGE INTERMEDIATE PART WIDTH: 45 MM | 536
30569 | 126160000 | ELECTRONICS HOUSINGS RS 70 ORANGE INTERMEDIATE PART WIDTH: 25 MM | 536
30570 | 126360000 | EG-SERIES FUNCTION COMPONENT CIRCUIT BREAKER SCREW CONNECTION | 909
30571 | 138900000 | DEVICE MARKERS ACCESSORIES X 17 MM PVC COLOUR: | 683
30572 | 139200000 | TERMINAL MARKERS PROTECTIVE CAP 500 X 12.5 MM TRANSPARENT | 462
30573 | 190160000 | SAK SERIES PE TERMINAL RATED CROSS-SECTION: 16 MM² SCREW CONNECTION GREEN/ | 7
30574 | 310000000 | PCB PLUG-IN CONNECTOR ACCESSORIES TEST PLUG N OF POLES: 1 | 27
30575 | 322860000 | SAK SERIES FEED-THROUGH TERMINAL RATED CROSS-SECTION: 2.5 MM² SCREW CONNECTION DIRECT MOUNTING | 7
30576 | 324560000 | SAK SERIES FEED-THROUGH TERMINAL RATED CROSS-SECTION: 2.5 MM² FLAT-BLADE CONNECTION | 7
30577 | 329761001 | ASSEMBLY MODUL N OF SIGNALS: 5 | 834
30578 | 329860000 | ASSEMBLY MODUL N OF SIGNALS: 5 | 834
30579 | 335900000 | CABLELINE SORTING BOX 250 X 185 MM TRANSPARENT | 1208
30580 | 337400000 | DEVICE MARKERS ACCESSORIES X 8 MM PVC COLOUR: | 683
30581 | 346460000 | SAK SERIES FEED-THROUGH TERMINAL RATED CROSS-SECTION: 1.5 MM² SOLDER CONNECTION | 7
30582 | 352180000 | SURGE VOLTAGE ARRESTER LOW VOLTAGE WITHOUT TELECOMM. CONTACT TN-C-S TN-S | 24
30583 | 352780000 | SURGE VOLTAGE ARRESTER LOW VOLTAGE WITH REMOTE CONTACT TN-C-S TN-S | 24
30584 | 354560000 | SAK SERIES PE TERMINAL RATED CROSS-SECTION: 4 MM² SCREW CONNECTION GREEN/ DIRECT MOUNTING | 7
30585 | 354660000 | SAK SERIES PE TERMINAL RATED CROSS-SECTION: 10 MM² SCREW CONNECTION GREEN/ | 7
30586 | 354760000 | SAK SERIES PE TERMINAL RATED CROSS-SECTION: 35 MM² SCREW CONNECTION GREEN/ DIRECT MOUNTING | 7
30587 | 359560000 | SAK SERIES FEED-THROUGH TERMINAL RATED CROSS-SECTION: 4 MM² SCREW CONNECTION | 7
30588 | 359660000 | SAK SERIES FEED-THROUGH TERMINAL RATED CROSS-SECTION: 4 MM² SCREW CONNECTION | 7
30589 | 374660000 | SAK SERIES PE TERMINAL RATED CROSS-SECTION: 16 MM² SCREW CONNECTION GREEN/ DIRECT MOUNTING | 7
30590 | 376860000 | SAK SERIES FUSE TERMINAL RATED CROSS-SECTION: 4 MM² SCREW CONNECTION DIRECT MOUNTING | 7
30591 | 380260000 | SAK SERIES PE TERMINAL RATED CROSS-SECTION: 4 MM² SCREW CONNECTION DIRECT MOUNTING | 7
30592 | 396960000 | SAK SERIES COMPONENT TERMINAL RATED CROSS-SECTION: 4 MM² SCREW CONNECTION | 7
30593 | 412760000 | SAK SERIES TEST-DISCONNECT TERMINAL RATED CROSS-SECTION: 4 MM² SCREW CONNECTION DIRECT MOUNTING | 7
30594 | 412860000 | SAK SERIES TEST-DISCONNECT TERMINAL RATED CROSS-SECTION: 4 MM² SCREW CONNECTION DIRECT MOUNTING | 7
30595 | 456360000 | SAK SERIES FUSE TERMINAL RATED CROSS-SECTION: 4 MM² SCREW CONNECTION DIRECT MOUNTING | 7
30596 | 471780000 | SAK SERIES NEUTRAL CONDUCTOR MODULAR TERMINAL RATED CROSS-SECTION: 2.5 MM² SCREW CONNECTION DIRECT MOUNTING | 7
30597 | 471880000 | SAK SERIES NEUTRAL CONDUCTOR MODULAR TERMINAL RATED CROSS-SECTION: 10 MM² SCREW CONNECTION DIRECT MOUNTING | 7
30598 | 474360000 | SAK SERIES PE TERMINAL RATED CROSS-SECTION: 2.5 MM² SCREW CONNECTION GREEN/ DIRECT MOUNTING | 7
30599 | 474560000 | SAK SERIES FUSE TERMINAL RATED CROSS-SECTION: 4 MM² SCREW CONNECTION | 7
30600 | 474580000 | SAK SERIES FUSE TERMINAL RATED CROSS-SECTION: 4 MM² SCREW CONNECTION | 7
30601 | 489560000 | CONDUCTOR AND CABLE MARKERS 2.1 - 6.4 MM | 43
30602 | 499280000 | SAK SERIES NEUTRAL CONDUCTOR MODULAR TERMINAL RATED CROSS-SECTION: 16 MM² SCREW CONNECTION DIRECT MOUNTING | 7
30603 | 499560000 | SAK SERIES FEED-THROUGH TERMINAL RATED CROSS-SECTION: 2.5 MM² SCREW CONNECTION | 7
30604 | 508401694 | FIBRE PEN | 1317
30605 | 546160000 | RECTIFIER CIRCUIT | 865
30606 | 546260000 | RECTIFIER CIRCUIT SURGE PROTECTION WITH VARISTOR | 949
30607 | 567300000 | PRESSING TOOL CRIMPING TOOL FOR WIRE-END FERRULES 0.5MM² 6MM² SQUARE CRIMP | 164
30608 | 597960000 | PRINTED CIRCUIT BOARD TERMINALS 5.08 MM N OF POLES: 12 180° SOLDER PIN LENGTH (L): 4.5 MM TINNED ORANGE TOP CONNECTION CLAMPING RANGE MAX. : 2.5 MM² BOX | 1
30609 | 661060000 | SAK SERIES PE TERMINAL RATED CROSS-SECTION: 2.5 MM² SCREW CONNECTION GREEN/ DIRECT MOUNTING | 7
30610 | 661160000 | SAK SERIES PE TERMINAL RATED CROSS-SECTION: 4 MM² SCREW CONNECTION GREEN/ DIRECT MOUNTING | 7
30611 | 661260000 | SAK SERIES PE TERMINAL RATED CROSS-SECTION: 6 MM² SCREW CONNECTION GREEN/ | 7
30612 | 661360000 | SAK SERIES PE TERMINAL RATED CROSS-SECTION: 10 MM² SCREW CONNECTION GREEN/ | 7
30613 | 661460000 | SAK SERIES PE TERMINAL RATED CROSS-SECTION: 35 MM² SCREW CONNECTION GREEN/ | 7
30614 | 1002820000 | HEAVY-DUTY CONNECTORS ACCESSORIES SHIELD CLIP | 107
30615 | 1011590000 | ELECTRONICS HOUSINGS ORANGE END PLATE WIDTH: 8 MM | 529
30616 | 1011600000 | ELECTRONICS HOUSINGS ORANGE END PLATE WIDTH: 8 MM | 529
30617 | 1015560000 | TEST-DISCONNECT TERMINAL SCREW CONNECTION 1.5 MM² 250 V 10 A PIVOTING / | 36
30618 | 1015800000 | TEST-DISCONNECT TERMINAL SCREW CONNECTION 1.5 MM² 250 V 10 A PIVOTING DARK | 36
30619 | 1015900000 | TEST-DISCONNECT TERMINAL SCREW CONNECTION 1.5 MM² 250 V 10 A PIVOTING DARK | 36
30620 | 1016000000 | TEST-DISCONNECT TERMINAL SCREW CONNECTION 1.5 MM² 250 V 10 A PIVOTING DARK | 36
30621 | 1020510000 | FEED-THROUGH TERMINAL SCREW CONNECTION 35 MM² 1000 V 125 A | 10
30622 | 1045530000 | HEAVY-DUTY CONNECTORS ACCESSORIES CABLE GLANDS POLYCARBONATE | 370
30623 | 1045540000 | HEAVY-DUTY CONNECTORS ACCESSORIES CABLE GLANDS POLYCARBONATE | 370
30624 | 1046410000 | SMALL HOUSING OMNIMATE HOUSING - TERMINALBOX END PLATE WIDTH: 1.5 MM | 301
30625 | 1203600000 | HEAVY-DUTY CONNECTORS ACCESSORIES LOCK BOLTS | 910
30626 | 1296000000 | MISCELLANEOUS TOOLS | 614
30627 | 1302800000 | PCB PLUG-IN CONNECTOR ACCESSORIES CROSS-CONNECTOR N OF POLES: 1 | 890
30628 | 1303360000 | SAK SERIES PE TERMINAL RATED CROSS-SECTION: 2.5 MM² SCREW CONNECTION DIRECT MOUNTING | 7
30629 | 1337600000 | PCB PLUG-IN CONNECTOR ACCESSORIES CODING ELEMENT N OF POLES: 1 | 27
30630 | 1338760000 | PCB PLUG-IN CONNECTOR ACCESSORIES LATCHES ORANGE N OF POLES: 1 | 27
30631 | 1338860000 | PCB PLUG-IN CONNECTOR ACCESSORIES LATCHES ORANGE N OF POLES: 1 | 27
30632 | 1598700000 | PCB PLUG-IN CONNECTOR MALE HEADER DOVETAILS FOR FIXING BLOCKS THT SOLDER CONNECTION 5.08 MM N OF POLES: 2 180° SOLDER PIN LENGTH (L): 3.2 MM ORANGE BOX | 0
30633 | 1603290000 | CLIPCARD ACCESSORIES 90 X 58 MM | 438
30634 | 1607730000 | TERMINAL MARKERS INSERT MARKERS 24.5 X 5 MM | 167
30635 | 1608670000 | PE TERMINAL TENSION-CLAMP CONNECTION 6 MM² 720 A (6 MM²) GREEN/ | 145
30636 | 1613800000 | PCB PLUG-IN CONNECTOR ACCESSORIES CODING ELEMENT | 572
30637 | 1613870000 | PCB PLUG-IN CONNECTOR ACCESSORIES STRAIN RELIEF N OF POLES: 3 | 27
30638 | 1613890000 | PCB PLUG-IN CONNECTOR ACCESSORIES STRAIN RELIEF N OF POLES: 5 | 27
30639 | 1613900000 | PCB PLUG-IN CONNECTOR ACCESSORIES STRAIN RELIEF N OF POLES: 6 | 27
30640 | 1613910000 | PCB PLUG-IN CONNECTOR ACCESSORIES STRAIN RELIEF N OF POLES: 7 | 27
30641 | 1613920000 | PCB PLUG-IN CONNECTOR ACCESSORIES STRAIN RELIEF N OF POLES: 8 | 27
30642 | 1616410000 | Z-SERIES FUSE TERMINAL RATED CROSS-SECTION: 2.5 MM² TENSION-CLAMP CONNECTION DARK DIRECT MOUNTING | 7
30643 | 1616420000 | Z-SERIES FUSE TERMINAL RATED CROSS-SECTION: 2.5 MM² TENSION-CLAMP CONNECTION DARK DIRECT MOUNTING | 7
30644 | 1616430000 | Z-SERIES FUSE TERMINAL RATED CROSS-SECTION: 2.5 MM² TENSION-CLAMP CONNECTION DARK DIRECT MOUNTING | 7
30645 | 1616440000 | Z-SERIES FUSE TERMINAL RATED CROSS-SECTION: 2.5 MM² TENSION-CLAMP CONNECTION DARK DIRECT MOUNTING | 7
30646 | 1616470000 | Z-SERIES FUSE TERMINAL RATED CROSS-SECTION: 2.5 MM² TENSION-CLAMP CONNECTION DARK DIRECT MOUNTING | 7
30647 | 1616490000 | Z-SERIES FUSE TERMINAL RATED CROSS-SECTION: 2.5 MM² TENSION-CLAMP CONNECTION DARK DIRECT MOUNTING | 7
30648 | 1616500000 | Z-SERIES FUSE TERMINAL RATED CROSS-SECTION: 2.5 MM² TENSION-CLAMP CONNECTION DARK DIRECT MOUNTING | 7
30649 | 1629900000 | KSW TERMINAL MARKER 2.5 X 50 MM PITCH IN MM (P): 2.50 WEIDMUELLER | 13
30650 | 1629910000 | KSW TERMINAL MARKER 4 X 50 MM PITCH IN MM (P): 50.00 WEIDMUELLER | 13
30651 | 1629920000 | KSW TERMINAL MARKER 2.5 X 100 MM PITCH IN MM (P): 2.50 WEIDMUELLER | 13
30652 | 1629930000 | KSW TERMINAL MARKER 4 X 100 MM PITCH IN MM (P): 100.00 WEIDMUELLER | 13
30653 | 1629940000 | KSW TERMINAL MARKER 2.5 X 150 MM PITCH IN MM (P): 2.50 WEIDMUELLER | 13
30654 | 1629950000 | KSW TERMINAL MARKER 4 X 150 MM PITCH IN MM (P): 150.00 WEIDMUELLER | 13
30655 | 1649300000 | PLUG-IN CONNECTOR TENSION-CLAMP CONNECTION 1.5 MM² DISTRIBUTION STRIP DARK | 317
30656 | 1650360000 | PLUG-IN CONNECTOR TENSION-CLAMP CONNECTION 1.5 MM² DISTRIBUTION STRIP | 317
30657 | 1650370000 | PLUG-IN CONNECTOR TENSION-CLAMP CONNECTION 1.5 MM² DISTRIBUTION STRIP BROWN | 317
30658 | 1651970000 | PLUG-IN CONNECTOR TENSION-CLAMP CONNECTION 1.5 MM² DISTRIBUTION STRIP DARK GREEN | 317
30659 | 1652040000 | PCB PLUG-IN CONNECTOR ACCESSORIES STRAIN RELIEF ORANGE N OF POLES: 8 | 27
30660 | 1652060000 | PCB PLUG-IN CONNECTOR ACCESSORIES STRAIN RELIEF N OF POLES: 8 | 27
30661 | 1652100000 | PCB PLUG-IN CONNECTOR ACCESSORIES STRAIN RELIEF ORANGE N OF POLES: 4 | 27
30662 | 1652140000 | PCB PLUG-IN CONNECTOR ACCESSORIES STRAIN RELIEF ORANGE N OF POLES: 3 | 27
30663 | 1670390000 | TERMINAL MARKERS INSERT MARKERS 27 X 6.3 MM | 167
30664 | 1676630000 | POTENTIAL DISTRIBUTOR MISCELLANEOUS 1.5 MM² FLANGE-MOUNTED HOUSING POTENTIAL DISTRIBUTOR | 1230
30665 | 1678850000 | PCB PLUG-IN CONNECTOR MALE HEADER OPEN SIDE THT SOLDER CONNECTION 3.50 MM N OF POLES: 8 90° SOLDER PIN LENGTH (L): 3.2 MM TINNED BOX | 0
30666 | 1697820000 | PLUG-IN CONNECTOR TENSION-CLAMP CONNECTION 1.5 MM² DISTRIBUTION STRIP GREEN | 317
30667 | 1698120000 | HEAVY-DUTY CONNECTORS CRIMP CONTACT CM 3 PIN CONDUCTOR CROSS-SECTION MAX.: 1.5 TURNED ALLOY | 48
30668 | 1698130000 | HEAVY-DUTY CONNECTORS CRIMP CONTACT CM 3 FEMALE CONDUCTOR CROSS-SECTION MAX.: 1.5 TURNED ALLOY | 48
30669 | 1698140000 | HEAVY-DUTY CONNECTORS CRIMP CONTACT CM 3 PIN CONDUCTOR CROSS-SECTION MAX.: 2.5 TURNED ALLOY | 48
30670 | 1698250000 | SKMU PA (PLASTIC LOCKNUT) LOCKNUT PG 42 8 MM POLYAMID 6 (PA6 - GF30) | 108
30671 | 1706090000 | Z-SERIES PE TERMINAL RATED CROSS-SECTION: 2.5 MM² TENSION-CLAMP CONNECTION GREEN/ | 7
30672 | 1706100000 | Z-SERIES PE TERMINAL RATED CROSS-SECTION: 2.5 MM² TENSION-CLAMP CONNECTION GREEN/ | 7
30673 | 1711930000 | PLUG-IN CONNECTOR TENSION-CLAMP CONNECTION 1.5 MM² DISTRIBUTION STRIP DARK | 317
30674 | 1712810000 | Z-SERIES PE TERMINAL RATED CROSS-SECTION: 2.5 MM² TENSION-CLAMP CONNECTION GREEN/ | 7
30675 | 1719200000 | SKMU MS ( LOCKNUT) LOCKNUT PG 21 3.5 MM NICKEL-PLATED | 111
30676 | 1720950000 | Z-SERIES PE TERMINAL RATED CROSS-SECTION: 2.5 MM² TENSION-CLAMP CONNECTION GREEN/ | 7
30677 | 1724680000 | PRINTED CIRCUIT BOARD TERMINALS 9.52 MM N OF POLES: 2 90° SOLDER PIN LENGTH (L): 5 MM TINNED ORANGE CLAMPING YOKE CONNECTION CLAMPING RANGE MAX. : 6 MM² BOX | 1
30678 | 1724690000 | PRINTED CIRCUIT BOARD TERMINALS 9.52 MM N OF POLES: 3 90° SOLDER PIN LENGTH (L): 5 MM TINNED ORANGE CLAMPING YOKE CONNECTION CLAMPING RANGE MAX. : 6 MM² BOX | 1
30679 | 1724700000 | PRINTED CIRCUIT BOARD TERMINALS 9.52 MM N OF POLES: 2 90° SOLDER PIN LENGTH (L): 5 MM TINNED CLAMPING YOKE CONNECTION CLAMPING RANGE MAX. : 6 MM² BOX | 1
30680 | 1724710000 | PRINTED CIRCUIT BOARD TERMINALS 9.52 MM N OF POLES: 3 90° SOLDER PIN LENGTH (L): 5 MM TINNED CLAMPING YOKE CONNECTION CLAMPING RANGE MAX. : 6 MM² BOX | 1
30681 | 1724720000 | PRINTED CIRCUIT BOARD TERMINALS 9.52 MM N OF POLES: 2 90° SOLDER PIN LENGTH (L): 5 MM TINNED PALE GREEN CLAMPING YOKE CONNECTION CLAMPING RANGE MAX. : 6 MM² BOX | 1
30682 | 1739650000 | PE TERMINAL TENSION-CLAMP CONNECTION 35 MM² 4200 A (35 MM²) GREEN/ | 145
30683 | 1746770000 | PE TERMINAL TENSION-CLAMP CONNECTION 10 MM² 1200 A (10 MM²) GREEN/ | 414
30684 | 1750470000 | SAK SERIES FUSE TERMINAL RATED CROSS-SECTION: 4 MM² SCREW CONNECTION | 7
30685 | 1770380000 | Z-SERIES PE TERMINAL RATED CROSS-SECTION: 4 MM² TENSION-CLAMP CONNECTION GREEN/ | 7
30686 | 1770390000 | Z-SERIES PE TERMINAL RATED CROSS-SECTION: 4 MM² TENSION-CLAMP CONNECTION GREEN | 7
30687 | 1771360000 | Z-SERIES PE TERMINAL RATED CROSS-SECTION: 6 MM² TENSION-CLAMP CONNECTION GREEN/ | 7
30688 | 1771370000 | Z-SERIES PE TERMINAL RATED CROSS-SECTION: 6 MM² TENSION-CLAMP CONNECTION GREEN/ | 7
30689 | 1771800000 | TEST-DISCONNECT TERMINAL TENSION-CLAMP CONNECTION 6 MM² 400 41 A SLIDING DARK | 36
30690 | 1771810000 | FEED-THROUGH TERMINAL TENSION-CLAMP CONNECTION 6 MM² 800 V 41 A WITHOUT DARK | 10
30691 | 1771950000 | TEST-DISCONNECT TERMINAL TENSION-CLAMP CONNECTION 6 MM² 400 41 A SLIDING DARK | 36
30692 | 1771960000 | FEED-THROUGH TERMINAL TENSION-CLAMP CONNECTION 6 MM² 800 V 41 A WITHOUT DARK | 10
30693 | 1772090000 | Z-SERIES PE TERMINAL RATED CROSS-SECTION: 2.5 MM² TENSION-CLAMP CONNECTION GREEN/ | 7
30694 | 1772200000 | VG MS (SDARD CABLE GLAND) CABLE GLANDS M 12 6 MM OD MIN. 3 - OD MAX. 6.5 MM IP54 IP66 IP67 IP68 - 5 BAR (30 MIN.) IP69K NICKEL-PLATED | 8
30695 | 1772960000 | Z-SERIES PE TERMINAL RATED CROSS-SECTION: 16 MM² TENSION-CLAMP CONNECTION GREEN/ | 7
30696 | 1774470000 | STAINLESS STEEL MARKERS CONDUCTOR AND CABLE MARKERS 180 X 275 MM | 72
30697 | 1774480000 | STAINLESS STEEL MARKERS CONDUCTOR AND CABLE MARKERS 210 X 220 MM | 72
30698 | 1775510000 | PE TERMINAL TENSION-CLAMP CONNECTION 1.5 MM² 180 A (1.5 MM²) GREEN/ | 145
30699 | 1775560000 | PE TERMINAL TENSION-CLAMP CONNECTION 1.5 MM² 180 A (1.5 MM²) GREEN/ | 145
30700 | 1775620000 | PE TERMINAL TENSION-CLAMP CONNECTION 1.5 MM² 180 A (1.5 MM²) GREEN/ | 145
30701 | 1794850000 | PROTECTED COMPONENT ASSEMBLIES PROTECTIVE CAP | 156
30702 | 1802750000 | PROTECTED COMPONENT ASSEMBLIES PROTECTIVE CAP | 156
30703 | 1802760000 | PROTECTED COMPONENT ASSEMBLIES PROTECTIVE CAP | 156
30704 | 1802810000 | W-SERIES ADDITIONAL CONNECTION | 272
30705 | 1808210000 | Z-SERIES PE TERMINAL RATED CROSS-SECTION: 2.5 MM² TENSION-CLAMP CONNECTION GREEN | 7
30706 | 1861900000 | HEAVY-DUTY CONNECTORS HDC INSERT CONCEPT MODULE | 63
30707 | 1861920000 | HEAVY-DUTY CONNECTORS HDC INSERT CONCEPT MODULE | 63
30708 | 1868550000 | DAE (VENTILATION ELEMENT) COMPENSATING ELEMENT M 12 10 MM IP66 IP68 IP69K STAINLESS STEEL 1.4305 (303) | 545
30709 | 1891670000 | STAINLESS STEEL MARKERS CONDUCTOR AND CABLE MARKERS 93 X 10 MM | 72
30710 | 1891680000 | STAINLESS STEEL MARKERS CONDUCTOR AND CABLE MARKERS 74 X 10 MM | 72
30711 | 1908510000 | HEAVY-DUTY CONNECTORS HDC INSERT CONCEPT MODULE | 63
30712 | 1912140000 | STAINLESS STEEL MARKERS CONDUCTOR AND CABLE MARKERS 112 X 10 MM | 72
30713 | 1912150000 | STAINLESS STEEL MARKERS CONDUCTOR AND CABLE MARKERS 131 X 10 MM | 72
30714 | 1912160000 | STAINLESS STEEL MARKERS CONDUCTOR AND CABLE MARKERS 150 X 10 MM | 72
30715 | 1912170000 | STAINLESS STEEL MARKERS CONDUCTOR AND CABLE MARKERS 53.5 X 10 MM | 72
30716 | 1912970000 | PRINTED CIRCUIT BOARD TERMINALS 9.52 MM N OF POLES: 2 90° SOLDER PIN LENGTH (L): 5 MM TINNED PEBBLE GREY CLAMPING YOKE CONNECTION CLAMPING RANGE MAX. : 6 MM² BOX | 1
30717 | 1912980000 | PRINTED CIRCUIT BOARD TERMINALS 9.52 MM N OF POLES: 3 90° SOLDER PIN LENGTH (L): 5 MM TINNED PEBBLE GREY CLAMPING YOKE CONNECTION CLAMPING RANGE MAX. : 6 MM² BOX | 1
30718 | 1915260000 | PROTECTED COMPONENT ASSEMBLIES PROTECTIVE CAP | 156
30719 | 1924930000 | STAINLESS STEEL MARKERS CONDUCTOR AND CABLE MARKERS 330 X 174 MM | 72
30720 | 1925070000 | W-SERIES SHORT-CIRCUIT PLUG N OF POLES: 2 | 1090
30721 | 1925740000 | SMALL HOUSING OMNIMATE HOUSING - MICROBOX PEBBLE GREY WIDTH: 6.1 MM | 807
30722 | 1925760000 | SMALL HOUSING OMNIMATE HOUSING - MICROBOX PEBBLE GREY WIDTH: 6.1 MM | 807
30723 | 4286330000 | PCB PLUG-IN CONNECTOR FEMALE HEADER CLOSED SIDE THT SOLDER CONNECTION 3.50 MM N OF POLES: 9 180° SOLDER PIN LENGTH (L): 3.2 MM TINNED T | 0
30724 | 4286340000 | PCB PLUG-IN CONNECTOR FEMALE HEADER CLOSED SIDE THT SOLDER CONNECTION 3.50 MM N OF POLES: 12 180° SOLDER PIN LENGTH (L): 3.2 MM TINNED T | 0
30725 | 4309590000 | PCB PLUG-IN CONNECTOR FEMALE HEADER CLOSED SIDE THT SOLDER CONNECTION 3.50 MM N OF POLES: 6 180° SOLDER PIN LENGTH (L): 3.2 MM TINNED T | 0
30726 | 4342530000 | PCB PLUG-IN CONNECTOR FEMALE HEADER CLOSED SIDE THT SOLDER CONNECTION 3.50 MM N OF POLES: 10 180° SOLDER PIN LENGTH (L): 3.2 MM TINNED T | 0
30727 | 4349490000 | PCB PLUG-IN CONNECTOR FEMALE HEADER CLOSED SIDE THT SOLDER CONNECTION 3.50 MM N OF POLES: 8 180° SOLDER PIN LENGTH (L): 3.2 MM TINNED T | 0
30728 | 7904280000 | PE TERMINAL TENSION-CLAMP CONNECTION 4 MM² 480 A (4 MM²) GREEN/ | 346
30729 | 7907400000 | PE TERMINAL TENSION-CLAMP CONNECTION 6 MM² 720 A (6 MM²) GREEN/ | 145
30730 | 8002290000 | EG-SERIES FUNCTION COMPONENT 1 NC CONTACT 1 NO CONTACTS SCREW CONNECTION | 875
30731 | 8006320000 | W-SERIES FEED-THROUGH TERMINAL DOUBLE-TIER TERMINAL RATED CROSS-SECTION: 2.5 MM² SCREW CONNECTION | 7
30732 | 8010040000 | W-SERIES FEED-THROUGH TERMINAL DOUBLE-TIER TERMINAL RATED CROSS-SECTION: 2.5 MM² SCREW CONNECTION | 7
30733 | 8013140000 | W-SERIES FEED-THROUGH TERMINAL DOUBLE-TIER TERMINAL RATED CROSS-SECTION: 2.5 MM² SCREW CONNECTION | 7
30734 | 8013840000 | W-SERIES FEED-THROUGH TERMINAL DOUBLE-TIER TERMINAL RATED CROSS-SECTION: 2.5 MM² SCREW CONNECTION | 7
30735 | 8014720000 | SAK SERIES COMPONENT TERMINAL RATED CROSS-SECTION: 4 MM² SCREW CONNECTION | 7
30736 | 8023610000 | W-SERIES FEED-THROUGH TERMINAL DOUBLE-TIER TERMINAL RATED CROSS-SECTION: 2.5 MM² SCREW CONNECTION | 7
30737 | 8140860000 | ELECTRONICS HOUSINGS RS 45 PEBBLE GREY END PLATE WIDTH: 8 MM | 529
30738 | 8140870000 | END PLATE RS 45 PEBBLE GREY END PLATE WIDTH: 8 MM | 566
30739 | 8143900000 | END PLATE RS 45 PEBBLE GREY END PLATE WIDTH: 8 MM | 566
30740 | 8143910000 | ELECTRONICS HOUSINGS RS 45 PEBBLE GREY END PLATE WIDTH: 8 MM | 529
30741 | 8156200000 | END PLATE RS 80 PEBBLE GREY END PLATE WIDTH: 9 MM | 566
30742 | 8156210000 | END PLATE RS 80 PEBBLE GREY END PLATE WIDTH: 9 MM | 566
30743 | 8184040000 | FUNCTION COMPONENT AND GATE | 712
30744 | 8242040000 | DC/F TRANSFORMER INPUT : 0-10 V OUTPUT : FREQUENCY 0...1/ 4/ 8/ 16 KHZ | 537
30745 | 8283810001 | FREQUENCY SIGNAL CONVERTER INPUT : FREQUENCY 0...50/ 100/ 500 HZ; 0...1/ 5/ 10/ 16 KHZ OUTPUT : 0-10 V | 1181
30746 | 8320300000 | END PLATE END PLATE WIDTH: 12.3 MM | 1289
30747 | 8389030000 | SMALL HOUSING OMNIMATE HOUSING - TERMINALBOX GREY- END PLATE WIDTH: 1.5 MM | 301
30748 | 8397760000 | SMALL HOUSING OMNIMATE HOUSING - TERMINALBOX GREY- FLANGE-MOUNTED HOUSING WIDTH: 6 MM | 301
30749 | 8426620000 | OMNIMATE SIGNAL - SERIES BL/SL 5.08 PCB PLUG-IN CONNECTOR | 459
30750 | 8426630000 | OMNIMATE SIGNAL - SERIES BL/SL 5.08 PCB PLUG-IN CONNECTOR | 459
30751 | 8427390000 | OMNIMATE SIGNAL - SERIES BL/SL 5.08 PCB PLUG-IN CONNECTOR | 459
30752 | 8427400000 | OMNIMATE SIGNAL - SERIES BL/SL 5.08 PCB PLUG-IN CONNECTOR | 459
30753 | 8429370000 | SMALL HOUSING OMNIMATE HOUSING - TERMINALBOX END PLATE WIDTH: 1.5 MM | 301
30754 | 8461470000 | DC/F TRANSFORMER INPUT : 0-10 V OUTPUT FREQUENCY: 0...1/ 4/ 8/ 16 KHZ | 537
30755 | 8461480000 | DC/F TRANSFORMER INPUT : 0-20 MA OUTPUT FREQUENCY: 0...1/ 4/ 8/ 16 KHZ | 537
30756 | 8461490000 | DC/F TRANSFORMER INPUT : 4-20 MA OUTPUT FREQUENCY: 0...1/ 4/ 8/ 16 KHZ | 537
30757 | 8472880000 | SURGE PROTECTION FOR INSTRUMENTATION AND CONTROL SURGE PROTECTION FOR MEASUREMENT AND CONTROL | 37
30758 | 8508570000 | OMNIMATE SIGNAL - SERIES BL/SL 5.08 PCB PLUG-IN CONNECTOR | 459
30759 | 8607480000 | RS-SERIES RELAY MODULE N OF CONTACTS: 2 CO CONTACT AGNI 90/10 RATED CONTROL VOLTAGE: 24 V DC ±10 % CONTINUOUS CURRENT: 4 A SCREW CONNECTION | 3
30760 | 8611320000 | INTERFACE RS RJ45 RJ45 PLUG-IN CONNECTORS 8-POLE SCREW CONNECTION | 936
30761 | 8630740000 | Z-SERIES END BRACKET | 412
30762 | 8670520000 | Z-SERIES COMPONENT TERMINAL DOUBLE-TIER TERMINAL RATED CROSS-SECTION: 4 MM² TENSION-CLAMP CONNECTION DARK | 7
30763 | 8670750000 | FEED-THROUGH TERMINAL DOUBLE-TIER TERMINAL TENSION-CLAMP CONNECTION 4 MM² 800 V 32 A DARK | 10
30764 | 8670850000 | FEED-THROUGH TERMINAL DOUBLE-TIER TERMINAL TENSION-CLAMP CONNECTION 4 MM² 800 V 32 A | 10
30765 | 8671050000 | Z-SERIES PE TERMINAL RATED CROSS-SECTION: 4 MM² TENSION-CLAMP CONNECTION GREEN | 7
30766 | 8671080000 | FEED-THROUGH TERMINAL DOUBLE-TIER TERMINAL TENSION-CLAMP CONNECTION 4 MM² 800 V 32 A DARK | 10
30767 | 8671120000 | FEED-THROUGH TERMINAL DOUBLE-TIER TERMINAL TENSION-CLAMP CONNECTION 4 MM² 800 V 32 A DARK | 10
30768 | 8704240000 | SURGE PROTECTION FOR INSTRUMENTATION AND CONTROL SURGE PROTECTION FOR MEASUREMENT AND CONTROL | 37
30769 | 8709760000 | FEED-THROUGH TERMINAL DOUBLE-TIER TERMINAL TENSION-CLAMP CONNECTION 4 MM² 800 V 32 A DARK | 10
30770 | 8728450000 | TEST-DISCONNECT TERMINAL TENSION-CLAMP CONNECTION 2.5 MM² 500 V 20 A PIVOTING DARK | 36
30771 | 8731680000 | TEST-DISCONNECT TERMINAL TENSION-CLAMP CONNECTION 2.5 MM² 500 V 20 A PIVOTING ORANGE | 36
30772 | 8731690000 | TEST-DISCONNECT TERMINAL TENSION-CLAMP CONNECTION 2.5 MM² 500 V 20 A PIVOTING ORANGE | 36
30773 | 8731720000 | TEST-DISCONNECT TERMINAL TENSION-CLAMP CONNECTION 2.5 MM² 500 V 20 A PIVOTING DARK | 36
30774 | 8731730000 | TEST-DISCONNECT TERMINAL TENSION-CLAMP CONNECTION 2.5 MM² 500 V 20 A PIVOTING | 36
30775 | 8734580000 | ELECTRICAL-CABINET SOCKET OUTLET TS 35 | 916
30776 | 8742610000 | CURRENT MONITORING 0.5...2.5 A DC SCREW CONNECTION | 582
30777 | 8742620000 | CURRENT MONITORING 2...5.0 A DC SCREW CONNECTION | 582
30778 | 8742630000 | CURRENT MONITORING 4.5...10 A DC SCREW CONNECTION | 582
30779 | 8805550000 | SURGE PROTECTION FOR INSTRUMENTATION AND CONTROL RJ45 PLUG-IN CONNECTOR SURGE PROTECTION FOR MEASUREMENT AND CONTROL | 37
30780 | 8817930000 | TEST-DISCONNECT TERMINAL TENSION-CLAMP CONNECTION 6 MM² 230 V 20 A PIVOTING DARK | 36
30781 | 8823280000 | SURGE PROTECTION FOR INSTRUMENTATION AND CONTROL SURGE PROTECTION FOR MEASUREMENT AND CONTROL | 37
30782 | 8857560000 | SMALL HOUSING OMNIMATE HOUSING - TERMINALBOX GREY- FLANGE-MOUNTED HOUSING WIDTH: 6 MM | 301
30783 | 8872160000 | RS-SERIES RELAY MODULE N OF CONTACTS: 2 CO CONTACT AGNI 90/10 RATED CONTROL VOLTAGE: 24 V DC ±10 % CONTINUOUS CURRENT: 4 A SCREW CONNECTION TEST BUTTON AVAILABLE: NO | 3
30784 | 8948600000 | SURGE PROTECTION FOR INSTRUMENTATION AND CONTROL SURGE PROTECTION FOR MEASUREMENT AND CONTROL | 37
30785 | 8948610000 | SURGE PROTECTION FOR INSTRUMENTATION AND CONTROL SURGE PROTECTION FOR MEASUREMENT AND CONTROL | 37
30786 | 8948620000 | SURGE PROTECTION FOR INSTRUMENTATION AND CONTROL SURGE PROTECTION FOR MEASUREMENT AND CONTROL | 37
30787 | 9001080000 | TOOLS SHEATHING STRIPPERS | 332
30788 | 9001540000 | TOOLS SHEATHING STRIPPERS | 332
30789 | 9002170000 | CUTTING TOOL FOR ONE-HAND OPERATION | 275
30790 | 9002650000 | CUTTING TOOLS CUTTING TOOL FOR ONE-HAND OPERATION | 275
30791 | 9002660000 | CUTTING TOOLS CUTTING TOOL FOR ONE-HAND OPERATION | 275
30792 | 9004500000 | MISCELLANEOUS TOOLS | 614
30793 | 9004510000 | MISCELLANEOUS TOOLS | 614
30794 | 9005610000 | TOOLS STRIPPING AND CUTTING TOOL | 141
30795 | 9005990000 | PRESSING TOOL CRIMPING TOOL FOR WIRE-END FERRULES 0.14MM² 1.5MM² TRAPEZOIDAL CRIMP | 164
30796 | 9006020000 | CUTTING TOOL FOR ONE-HAND OPERATION | 275
30797 | 9006060000 | CUTTING AND SCREWING-TOOL CUTTING TOOL FOR ONE-HAND OPERATION | 275
30798 | 9006120000 | PRESSING TOOL CRIMPING TOOL FOR CONTACTS 0.5MM² 6MM² OVAL CRIMPING DOUBLE CRIMP | 134
30799 | 9006220000 | PRESSING TOOL CRIMPING TOOL FOR CONTACTS 10MM² 25MM² INDENT CRIMP | 134
30800 | 9006230000 | PRESSING TOOL CRIMPING TOOL FOR CONTACTS 10MM² 25MM² HEXAGONAL CRIMP | 134
30801 | 9006450000 | PRESSING TOOL CRIMPING TOOL FOR WIRE-END FERRULES 25MM² 50MM² INDENT CRIMP | 164
30802 | 9006890000 | TESTING TOOLS VOLTAGE TESTERS | 1274
30803 | 9007440000 | DMS 3 MAINS-OPERATED TORQUE SCREWDRIVER | 635
30804 | 9007450000 | DMS 3 BATTERY | 1277
30805 | 9007460000 | DMS 3 90 % BEI 3X 500 V AC / > 91 % BEI 3 X 400 V AC | 1151
30806 | 9007470000 | DMS 3 MAINS-OPERATED TORQUE SCREWDRIVER | 635
30807 | 9007480000 | DMS 3 MAINS-OPERATED TORQUE SCREWDRIVER | 635
30808 | 9009940000 | TOOLS STRIPPING AND CUTTING TOOL | 141
30809 | 9009950000 | TOOLS STRIPPING AND CUTTING TOOL | 141
30810 | 9011460000 | PRESSING TOOL CRIMPING TOOL FOR WIRE-END FERRULES 0.25MM² 6MM² TRAPEZOIDAL INDENTATION CRIMP | 164
30811 | 9011980000 | CUTTING STRIPPING AND CRIMPING TOOL CRIMPING TOOL FOR WIRE-END FERRULES 0.5MM² 2.5MM² TRAPEZOIDAL CRIMP | 164
30812 | 9012500000 | PRESSING TOOL CRIMPING TOOL FOR WIRE-END FERRULES 0.5MM² 4MM² TRAPEZOIDAL CRIMP | 164
30813 | 9013970000 | ACCESSORIES CRIMPING TOOL FOR CONTACTS | 883
30814 | 9014100000 | PRESSING TOOL CRIMPING TOOL FOR CONTACTS 0.5MM² 6MM² INDENT CRIMP | 134
30815 | 9014350000 | PRESSING TOOL CRIMPING TOOL FOR WIRE-END FERRULES 0.14MM² 6MM² TRAPEZOIDAL CRIMP | 164
30816 | 9014400000 | PRESSING TOOL TOOL FOR INSULATED CABLE CONNECTORS 0.5MM² 2.5MM² DOUBLE CRIMP | 747
30817 | 9014610000 | PRESSING TOOL CRIMPING TOOL FOR CONTACTS 0.5MM² 6MM² INDENT CRIMP | 134
30818 | 9015900000 | CABLE GLAND TOOL | 725
30819 | 9015980000 | CABLE GLAND TOOL | 725
30820 | 9017170000 | PRESSING TOOL CRIMPING TOOL FOR CONTACTS 0.5MM² 6MM² INDENT CRIMP | 134
30821 | 9017240000 | PRESSING TOOL CRIMPING TOOL FOR CONTACTS 0.5MM² 2.5MM² B-CRIMP | 134
30822 | 9017260000 | PRESSING TOOL CRIMPING TOOL FOR CONTACTS 0.5MM² 2.5MM² B-CRIMP | 134
30823 | 9017290000 | PRESSING TOOL CRIMPING TOOL FOR CONTACTS 0.5MM² 6MM² DOUBLE CRIMP | 134
30824 | 9017300000 | CRIMPING TOOL FOR WIRE-END FERRULES 0.5MM² 4MM² TRAPEZOIDAL CRIMP | 164
30825 | 9017310000 | CRIMPING TOOL FOR WIRE-END FERRULES 0.14MM² 1.5MM² TRAPEZOIDAL CRIMP | 164
30826 | 9017350000 | PRESSING TOOL CRIMPING TOOL FOR CONTACTS 10MM² 25MM² INDENT CRIMP | 134
30827 | 9017360000 | CRIMPING TOOL FOR WIRE-END FERRULES 0.5MM² 6MM² SQUARE CRIMP | 164
30828 | 9017380000 | PRESSING TOOL CRIMPING TOOL FOR CONTACTS 0.5MM² 6MM² INDENT CRIMP | 134
30829 | 9017400000 | CRIMPING TOOL FOR WIRE-END FERRULES 25MM² 50MM² INDENT CRIMP | 164
30830 | 9017430000 | PRESSING TOOL TOOL FOR INSULATED CABLE CONNECTORS 0.5MM² 2.5MM² DOUBLE CRIMP | 747
30831 | 9017440000 | CRIMPING TOOL FOR WIRE-END FERRULES 0.14MM² 6MM² TRAPEZOIDAL CRIMP | 164
30832 | 9017900000 | CRIMPING TOOL FOR WIRE-END FERRULES 0.25MM² 6MM² TRAPEZOIDAL INDENTATION CRIMP | 164
30833 | 9020000000 | CUTTING STRIPPING AND CRIMPING TOOL CRIMPING TOOL FOR WIRE-END FERRULES 0.5MM² 2.5MM² TRAPEZOIDAL CRIMP | 164
30834 | 9020360000 | TOOLS SHEATHING STRIPPERS | 332
30835 | 9020390000 | TOOLS POLISHING WHEEL | 1306
30836 | 9020400000 | TOOLS POLISHING SHEET | 1288
30837 | 9023100000 | CUTTING MACHINE | 672
30838 | 9025300000 | AUTOMATIC STRIPPER AND CRIMPER | 318
30839 | 9027270000 | TOOLS AUTOMATIC STRIPPER | 461
30840 | 9027290000 | TOOLS AUTOMATIC STRIPPER | 461
30841 | 9027310000 | AUTOMATIC STRIPPER AND CRIMPER | 318
30842 | 9028480000 | TOOLS AUTOMATIC STRIPPER | 461
30843 | 9028500000 | AUTOMATIC STRIPPER AND CRIMPER | 318
30844 | 9028510000 | TOOLS AUTOMATIC STRIPPER | 461
30845 | 9028530000 | AUTOMATIC STRIPPER AND CRIMPER | 318
30846 | 9028540000 | AUTOMATIC STRIPPER AND CRIMPER | 318
30847 | 9030060000 | TOOLS SHEATHING STRIPPERS | 332
30848 | 9538090000 | W-SERIES FEED-THROUGH TERMINAL RATED CROSS-SECTION: 6 MM² SCREW CONNECTION | 7
30849 | 9538100000 | W-SERIES FEED-THROUGH TERMINAL RATED CROSS-SECTION: 6 MM² SCREW CONNECTION | 7
30850 | 9918180000 | TOOLS STRIPPING AND CUTTING TOOL | 141
30851 | 1869999999 | CABLELINE CONDUCTOR AND CABLE MARKERS 1.3 - 3 MM 6 X 3.4 MM TO CUSTOMER SPECIFICATION | 33
30852 | 1899290000 | CABLELINE CONDUCTOR AND CABLE MARKERS 1.3 - 3 MM 9 X 3.4 MM TO CUSTOMER SPECIFICATION | 33
30853 | 1568259999 | CABLELINE CONDUCTOR AND CABLE MARKERS 2.5 - 5 MM 3 X 4.2 MM TO CUSTOMER SPECIFICATION | 33
30854 | 1568269999 | CABLELINE CONDUCTOR AND CABLE MARKERS 4 - 10 MM 4 X 6.9 MM TO CUSTOMER SPECIFICATION | 33
30855 | 2791890000 | PHOTOVOLTAICS COMBINER BOX 1000 V 4 MPPT?S 2 INPUTS / 1 OUTPUT PER MPPT SURGE PROTECTION II CABLE GLAND | 60
30856 | 1185240000 | E1XZ (KLIPPON DOUBLE SEAL SWB/STA ARMO EX E/D CABLE GLAND) CABLE GLANDS 1 1/2" NPT 18.4 MM BRAIDED ARMOURING METAL FOIL ARMOURING 1.6 - 2 MM OD MIN. 30.5 - OD MAX. 40.5 MM ID MIN. 25.50 - ID MAX. 32.20 MM NICKEL-PLATED | 8
30857 | 2791860000 | PHOTOVOLTAICS COMBINER BOX 1000 V 2 MPPT'S 2 INPUTS / 1 OUTPUT PER MPPT SURGE PROTECTION II WM4C | 60
30858 | 2791880000 | PHOTOVOLTAICS COMBINER BOX 1000 V 4 MPPT?S 2 INPUTS / 1 OUTPUT PER MPPT SURGE PROTECTION II WM4C | 60
30859 | 2791870000 | PHOTOVOLTAICS COMBINER BOX 1000 V 2 MPPT'S 2 INPUTS / 1 OUTPUT PER MPPT SURGE PROTECTION II CABLE GLAND | 60
30860 | 1187090000 | A2L (KLIPPON UNARMO EX E/D CABLE GLAND) CABLE GLANDS 2 1/2" NPT 28.9 MM OD MIN. 49.5 - OD MAX. 56 MM NICKEL-PLATED | 17
30861 | 1968650000 | PCB PLUG-IN CONNECTOR FEMALE HEADER CLOSED SIDE THT SOLDER CONNECTION 5.08 MM N OF POLES: 6 90° SOLDER PIN LENGTH (L): 3.2 MM TINNED BOX | 0
30862 | 7760056016 | D-SERIES LED MODULE WITH FREEWHEEL DIODE RATED CONTROL VOLTAGE: 24?60 V DC PLUG-IN CONNECTION | 95
30863 | 1187140000 | A2L (KLIPPON UNARMO EX E/D CABLE GLAND) CABLE GLANDS 1 1/4" NPT 18 MM OD MIN. 19.5 - OD MAX. 26.3 MM NICKEL-PLATED | 17
30864 | 1185220000 | E1XZ (KLIPPON DOUBLE SEAL SWB/STA ARMO EX E/D CABLE GLAND) CABLE GLANDS 1" NPT 17.3 MM BRAIDED ARMOURING METAL FOIL ARMOURING 1.25 - 1.6 MM OD MIN. 20 - OD MAX. 27.5 MM ID MIN. 13.50 - ID MAX. 20.00 MM NICKEL-PLATED | 8
30865 | 1205570000 | A2LC (KLIPPON UNARMO WITH CONDUIT CONNECTION THREAD EX E/D CABLE GLAND) CABLE GLANDS M 63 X 1.5 19 MM OD MIN. 49.5 - OD MAX. 56 MM NICKEL-PLATED | 17
30866 | 1205630000 | A2LC (KLIPPON UNARMO WITH CONDUIT CONNECTION THREAD EX E/D CABLE GLAND) CABLE GLANDS 2 1/2" NPT 28.9 MM OD MIN. 49.5 - OD MAX. 56 MM NICKEL-PLATED | 17
30867 | 1205160000 | A2LC (KLIPPON UNARMO WITH CONDUIT CONNECTION THREAD EX E/D CABLE GLAND) CABLE GLANDS M 50 X 1.5 16 MM OD MIN. 37.5 - OD MAX. 44.1 MM NICKEL-PLATED | 17
30868 | 1315240000 | REMOTE I/O MODULE IP20 DIGITAL SIGNALS OUTPUT 8-CHANNEL | 79
30869 | 1315250000 | REMOTE I/O MODULE IP20 DIGITAL SIGNALS OUTPUT 16-CHANNEL | 79
30870 | 2007430000 | REMOTE I/O MODULE IP20 IP20-IP67 COMMUNICATION PUSH IN CONNECTION | 1043
30871 | 2007420000 | REMOTE I/O MODULE IP20 6-CHANNEL INPUT POWER MEASUREMENT PUSH IN CONNECTION | 1137
30872 | 2464570000 | REMOTE I/O MODULE IP20 SAFETY DIGITAL SIGNALS 4-CHANNEL | 79
30873 | 2464590000 | REMOTE I/O MODULE IP20 SAFETY DIGITAL SIGNALS 8-CHANNEL | 79
30874 | 2540690000 | BOLT-TYPE SCREW TERMINALS FEED-THROUGH TERMINAL SCREW CONNECTION | 7
30875 | 1186940000 | A2L (KLIPPON UNARMO EX E/D CABLE GLAND) CABLE GLANDS M 50 X 1.5 16 MM OD MIN. 31.5 - OD MAX. 38.2 MM NICKEL-PLATED | 8
30876 | 1186910000 | A2L (KLIPPON UNARMO EX E/D CABLE GLAND) CABLE GLANDS M 25 X 1.5 16 MM OD MIN. 13.5 - OD MAX. 20 MM NICKEL-PLATED | 8
30877 | 7789625030 | PRE-ASSEMBLED CABLE PAC CABLE LIYY 0.25 MM² | 2
30878 | 1185170000 | E1XZ (KLIPPON DOUBLE SEAL SWB/STA ARMO EX E/D CABLE GLAND) CABLE GLANDS 2" NPT 19.2 MM BRAIDED ARMOURING METAL FOIL ARMOURING 2.5 - 2.5 MM OD MIN. 51.5 - OD MAX. 59.5 MM ID MIN. 43.50 - ID MAX. 50.10 MM NICKEL-PLATED | 8
30879 | 7789625015 | PRE-ASSEMBLED CABLE PAC CABLE LIYY 0.25 MM² | 2
30880 | 1184870000 | E1W (KLIPPON DOUBLE SEAL SWA ARMO EX E/D CABLE GLAND) CABLE GLANDS 2 1/2" NPT 28.9 MM SINGLE-WIRE ARMOURING 2.5 - 2.5 MM OD MIN. 58 - OD MAX. 66 MM ID MIN. 49.50 - ID MAX. 56.00 MM NICKEL-PLATED | 8
30881 | 1206270000 | A2LC (KLIPPON UNARMO WITH CONDUIT CONNECTION THREAD EX E/D CABLE GLAND) CABLE GLANDS 1 1/4" NPT 18 MM OD MIN. 25.5 - OD MAX. 32.2 MM NICKEL-PLATED | 17
30882 | 1185050000 | E1XZ (KLIPPON DOUBLE SEAL SWB/STA ARMO EX E/D CABLE GLAND) CABLE GLANDS M 63 X 1.5 19 MM BRAIDED ARMOURING METAL FOIL ARMOURING 2.5 - 2.5 MM OD MIN. 51.5 - OD MAX. 59.5 MM ID MIN. 43.50 - ID MAX. 50.10 MM NICKEL-PLATED | 8
30883 | 1205090000 | A2LC (KLIPPON UNARMO WITH CONDUIT CONNECTION THREAD EX E/D CABLE GLAND) CABLE GLANDS M 20 X 1.5 16 MM OD MIN. 8 - OD MAX. 11.7 MM NICKEL-PLATED | 17
30884 | 9008340000 | SCREWDRIVER SCREWDRIVER | 151
30885 | 1205620000 | A2LC (KLIPPON UNARMO WITH CONDUIT CONNECTION THREAD EX E/D CABLE GLAND) CABLE GLANDS 1 1/2" NPT 18.4 MM OD MIN. 31.5 - OD MAX. 38.2 MM NICKEL-PLATED | 17
30886 | 1205510000 | A2LC (KLIPPON UNARMO WITH CONDUIT CONNECTION THREAD EX E/D CABLE GLAND) CABLE GLANDS 1" NPT 17.3 MM OD MIN. 13.5 - OD MAX. 20 MM NICKEL-PLATED | 17
30887 | 1206370000 | A2LC (KLIPPON UNARMO WITH CONDUIT CONNECTION THREAD EX E/D CABLE GLAND) CABLE GLANDS 2" NPT 19.2 MM OD MIN. 43.5 - OD MAX. 50.1 MM NICKEL-PLATED | 17
30888 | 1206680000 | A2LC (KLIPPON UNARMO WITH CONDUIT CONNECTION THREAD EX E/D CABLE GLAND) CABLE GLANDS 3/4" NPT 13.9 MM OD MIN. 4.5 - OD MAX. 8.7 MM NICKEL-PLATED | 17
30889 | 1205590000 | A2LC (KLIPPON UNARMO WITH CONDUIT CONNECTION THREAD EX E/D CABLE GLAND) CABLE GLANDS M 63 X 1.5 19 MM OD MIN. 43.5 - OD MAX. 50.1 MM NICKEL-PLATED | 17
30890 | 1206650000 | A2LC (KLIPPON UNARMO WITH CONDUIT CONNECTION THREAD EX E/D CABLE GLAND) CABLE GLANDS 2 1/2" NPT 19.2 MM OD MIN. 43.5 - OD MAX. 50.1 MM NICKEL-PLATED | 17
30891 | 1185140000 | E1XZ (KLIPPON DOUBLE SEAL SWB/STA ARMO EX E/D CABLE GLAND) CABLE GLANDS 1 1/2" NPT 18.4 MM BRAIDED ARMOURING METAL FOIL ARMOURING 2 - 2.5 MM OD MIN. 38.5 - OD MAX. 46.5 MM ID MIN. 31.50 - ID MAX. 38.20 MM NICKEL-PLATED | 8
30892 | 1184950000 | E1W (KLIPPON DOUBLE SEAL SWA ARMO EX E/D CABLE GLAND) CABLE GLANDS 2 1/2" NPT 28.9 MM SINGLE-WIRE ARMOURING 2.5 - 2.5 MM OD MIN. 51.5 - OD MAX. 59.5 MM ID MIN. 43.50 - ID MAX. 50.10 MM NICKEL-PLATED | 8
30893 | 1185180000 | E1XZ (KLIPPON DOUBLE SEAL SWB/STA ARMO EX E/D CABLE GLAND) CABLE GLANDS 2 1/2" NPT 28.9 MM BRAIDED ARMOURING METAL FOIL ARMOURING 2.5 - 2.5 MM OD MIN. 58 - OD MAX. 66 MM ID MIN. 49.50 - ID MAX. 56.00 MM NICKEL-PLATED | 8
30894 | 1424110000 | ADAP (KLIPPON EX ADAPTOR) ADAPTER 1" NPT | 845
30895 | 1206390000 | A2LC (KLIPPON UNARMO WITH CONDUIT CONNECTION THREAD EX E/D CABLE GLAND) CABLE GLANDS 1 1/4" NPT 18 MM OD MIN. 19.5 - OD MAX. 26.3 MM NICKEL-PLATED | 17
30896 | 1205610000 | A2LC (KLIPPON UNARMO WITH CONDUIT CONNECTION THREAD EX E/D CABLE GLAND) CABLE GLANDS 1 1/4" NPT 18 MM OD MIN. 25.5 - OD MAX. 32.2 MM NICKEL-PLATED | 17
30897 | 1205350000 | A2LC (KLIPPON UNARMO WITH CONDUIT CONNECTION THREAD EX E/D CABLE GLAND) CABLE GLANDS 1/2" NPT 13.6 MM OD MIN. 10 - OD MAX. 14 MM NICKEL-PLATED | 17
30898 | 1185230000 | E1XZ (KLIPPON DOUBLE SEAL SWB/STA ARMO EX E/D CABLE GLAND) CABLE GLANDS 1 1/4" NPT 18 MM BRAIDED ARMOURING METAL FOIL ARMOURING 1.6 - 2 MM OD MIN. 26 - OD MAX. 34 MM ID MIN. 19.50 - ID MAX. 26.30 MM NICKEL-PLATED | 8
30899 | 1206670000 | A2LC (KLIPPON UNARMO WITH CONDUIT CONNECTION THREAD EX E/D CABLE GLAND) CABLE GLANDS 3/4" NPT 13.9 MM OD MIN. 8 - OD MAX. 11.7 MM NICKEL-PLATED | 17
30900 | 1187080000 | A2L (KLIPPON UNARMO EX E/D CABLE GLAND) CABLE GLANDS 2" NPT 19.2 MM OD MIN. 43.5 - OD MAX. 50.1 MM NICKEL-PLATED | 17
30901 | 1187020000 | A2L (KLIPPON UNARMO EX E/D CABLE GLAND) CABLE GLANDS 3/4" NPT 13.9 MM OD MIN. 13.5 - OD MAX. 20 MM NICKEL-PLATED | 17
30902 | 1315690000 | REMOTE I/O MODULE IP20 4-CHANNEL ANALOG SIGNALS INPUT CURRENT/VOLTAGE 16 BIT | 79
30903 | 1205130000 | A2LC (KLIPPON UNARMO WITH CONDUIT CONNECTION THREAD EX E/D CABLE GLAND) CABLE GLANDS M 32 X 1.5 16 MM OD MIN. 19.5 - OD MAX. 26.3 MM NICKEL-PLATED | 17
30904 | 1185080000 | E1XZ (KLIPPON DOUBLE SEAL SWB/STA ARMO EX E/D CABLE GLAND) CABLE GLANDS 1/2" NPT 13.6 MM BRAIDED ARMOURING METAL FOIL ARMOURING 0.9 - 0.9 MM OD MIN. 8 - OD MAX. 13.5 MM ID MIN. 4.50 - ID MAX. 8.70 MM NICKEL-PLATED | 8
30905 | 1187120000 | A2L (KLIPPON UNARMO EX E/D CABLE GLAND) CABLE GLANDS 3/4" NPT 13.9 MM OD MIN. 10 - OD MAX. 14 MM NICKEL-PLATED | 17
30906 | 1187010000 | A2L (KLIPPON UNARMO EX E/D CABLE GLAND) CABLE GLANDS 1/2" NPT 13.6 MM OD MIN. 10 - OD MAX. 14 MM NICKEL-PLATED | 17
30907 | 1185130000 | E1XZ (KLIPPON DOUBLE SEAL SWB/STA ARMO EX E/D CABLE GLAND) CABLE GLANDS 1 1/4" NPT 18 MM BRAIDED ARMOURING METAL FOIL ARMOURING 1.6 - 2 MM OD MIN. 30.5 - OD MAX. 40.5 MM ID MIN. 25.50 - ID MAX. 32.20 MM NICKEL-PLATED | 8
30908 | 1186980000 | A2L (KLIPPON UNARMO EX E/D CABLE GLAND) CABLE GLANDS M 63 X 1.5 19 MM OD MIN. 49.5 - OD MAX. 56 MM NICKEL-PLATED | 8
30909 | 1185250000 | E1XZ (KLIPPON DOUBLE SEAL SWB/STA ARMO EX E/D CABLE GLAND) CABLE GLANDS 2" NPT 19.2 MM BRAIDED ARMOURING METAL FOIL ARMOURING 2 - 2.5 MM OD MIN. 38.5 - OD MAX. 46.5 MM ID MIN. 31.50 - ID MAX. 38.20 MM NICKEL-PLATED | 8
30910 | 2743890000 | WALLBOX MAX. CHARGING CAPACITY OF 3.7 KW @ 1-PHASE (230 V) RESP. 11 KW @ 3-PHASE (400 V) GRID CONNECTION MAX. CURRENT 16 A WITH ATTACHED 5 M CABLE AND TYPE 2 PLUG NFC RFID MID COMPLIANT MODBUS TCP | 256
30911 | 1205520000 | A2LC (KLIPPON UNARMO WITH CONDUIT CONNECTION THREAD EX E/D CABLE GLAND) CABLE GLANDS 1" NPT 17.3 MM OD MIN. 13.5 - OD MAX. 20 MM NICKEL-PLATED | 17
30912 | 1206550000 | A2LC (KLIPPON UNARMO WITH CONDUIT CONNECTION THREAD EX E/D CABLE GLAND) CABLE GLANDS 3/4" NPT 13.9 MM OD MIN. 8 - OD MAX. 11.7 MM NICKEL-PLATED | 17
30913 | 1165940005 | PATCH CABLE RJ45 IP 20 RJ45 IP 20 CAT.6A / CLASS EA (ISO/IEC 11801 2010) LSZH 0.5 M | 14
30914 | 1165940020 | PATCH CABLE RJ45 IP 20 RJ45 IP 20 CAT.6A / CLASS EA (ISO/IEC 11801 2010) LSZH 2 M | 14
30915 | 1165940030 | PATCH CABLE RJ45 IP 20 RJ45 IP 20 CAT.6A / CLASS EA (ISO/IEC 11801 2010) LSZH 3 M | 14
30916 | 1165940002 | PATCH CABLE RJ45 IP 20 RJ45 IP 20 CAT.6A / CLASS EA (ISO/IEC 11801 2010) LSZH 0.2 M | 14
30917 | 1205340000 | A2LC (KLIPPON UNARMO WITH CONDUIT CONNECTION THREAD EX E/D CABLE GLAND) CABLE GLANDS 1/2" NPT 13.6 MM OD MIN. 8 - OD MAX. 11.7 MM NICKEL-PLATED | 17
30918 | 1187070000 | A2L (KLIPPON UNARMO EX E/D CABLE GLAND) CABLE GLANDS 2" NPT 19.2 MM OD MIN. 37.5 - OD MAX. 44.1 MM NICKEL-PLATED | 17
30919 | 1233160005 | PATCH CABLE RJ45 IP 20 ANGLED 270° RJ45 IP 20 CAT.6A / CLASS EA (ISO/IEC 11801 2010) LSZH 0.5 M | 14
30920 | 1165940015 | PATCH CABLE RJ45 IP 20 RJ45 IP 20 CAT.6A / CLASS EA (ISO/IEC 11801 2010) LSZH 1.5 M | 14
30921 | 1205120000 | A2LC (KLIPPON UNARMO WITH CONDUIT CONNECTION THREAD EX E/D CABLE GLAND) CABLE GLANDS M 25 X 1.5 16 MM OD MIN. 13.5 - OD MAX. 20 MM NICKEL-PLATED | 17
30922 | 1248280005 | PATCH CABLE RJ45 IP 20 ANGLED 90° RJ45 IP 20 CAT.6A / CLASS EA (ISO/IEC 11801 2010) LSZH 0.5 M | 14
30923 | 1248280010 | PATCH CABLE RJ45 IP 20 ANGLED 90° RJ45 IP 20 CAT.6A / CLASS EA (ISO/IEC 11801 2010) LSZH 1 M | 14
30924 | 1205470000 | A2LC (KLIPPON UNARMO WITH CONDUIT CONNECTION THREAD EX E/D CABLE GLAND) CABLE GLANDS 3/4" NPT 13.9 MM OD MIN. 10 - OD MAX. 14 MM NICKEL-PLATED | 17
30925 | 1206710000 | A2LC (KLIPPON UNARMO WITH CONDUIT CONNECTION THREAD EX E/D CABLE GLAND) CABLE GLANDS 1 1/2" NPT 18.4 MM OD MIN. 25.5 - OD MAX. 32.2 MM NICKEL-PLATED | 17
30926 | 1206310000 | A2LC (KLIPPON UNARMO WITH CONDUIT CONNECTION THREAD EX E/D CABLE GLAND) CABLE GLANDS 1/2" NPT 13.6 MM OD MIN. 4.5 - OD MAX. 8.7 MM NICKEL-PLATED | 17
30927 | 1205430000 | A2LC (KLIPPON UNARMO WITH CONDUIT CONNECTION THREAD EX E/D CABLE GLAND) CABLE GLANDS 2" NPT 19.2 MM OD MIN. 43.5 - OD MAX. 50.1 MM NICKEL-PLATED | 17
30928 | 1206320000 | A2LC (KLIPPON UNARMO WITH CONDUIT CONNECTION THREAD EX E/D CABLE GLAND) CABLE GLANDS 1/2" NPT 13.6 MM OD MIN. 10 - OD MAX. 14 MM NICKEL-PLATED | 17
30929 | 1205410000 | A2LC (KLIPPON UNARMO WITH CONDUIT CONNECTION THREAD EX E/D CABLE GLAND) CABLE GLANDS 1" NPT 17.3 MM OD MIN. 19.5 - OD MAX. 26.3 MM NICKEL-PLATED | 17
30930 | 1205310000 | A2LC (KLIPPON UNARMO WITH CONDUIT CONNECTION THREAD EX E/D CABLE GLAND) CABLE GLANDS M 25 X 1.5 16 MM OD MIN. 13.5 - OD MAX. 20 MM NICKEL-PLATED | 17
30931 | 1187050000 | A2L (KLIPPON UNARMO EX E/D CABLE GLAND) CABLE GLANDS 1 1/2" NPT 18.4 MM OD MIN. 31.5 - OD MAX. 38.2 MM NICKEL-PLATED | 17
30932 | 1205280000 | A2LC (KLIPPON UNARMO WITH CONDUIT CONNECTION THREAD EX E/D CABLE GLAND) CABLE GLANDS M 20 X 1.5 16 MM OD MIN. 8 - OD MAX. 11.7 MM NICKEL-PLATED | 17
30933 | 2080360000 | ELECTRONIC LOAD MONITORING 6 A 24 V DC | 152
30934 | 1185700000 | SKMU SS (STAINLESS STEEL LOCKNUT) LOCKNUT STAINLESS STEEL 1.4404 | 381
30935 | 1205640000 | A2LC (KLIPPON UNARMO WITH CONDUIT CONNECTION THREAD EX E/D CABLE GLAND) CABLE GLANDS 1/2" NPT 13.6 MM OD MIN. 4.5 - OD MAX. 8.7 MM NICKEL-PLATED | 17
30936 | 1205420000 | A2LC (KLIPPON UNARMO WITH CONDUIT CONNECTION THREAD EX E/D CABLE GLAND) CABLE GLANDS 2" NPT 19.2 MM OD MIN. 37.5 - OD MAX. 44.1 MM NICKEL-PLATED | 17
30937 | 1184740000 | E1W (KLIPPON DOUBLE SEAL SWA ARMO EX E/D CABLE GLAND) CABLE GLANDS M 63 X 1.5 19 MM SINGLE-WIRE ARMOURING 2.5 - 2.5 MM OD MIN. 51.5 - OD MAX. 59.5 MM ID MIN. 43.50 - ID MAX. 50.10 MM NICKEL-PLATED | 8
30938 | 1205330000 | A2LC (KLIPPON UNARMO WITH CONDUIT CONNECTION THREAD EX E/D CABLE GLAND) CABLE GLANDS 1/2" NPT 13.6 MM OD MIN. 4.5 - OD MAX. 8.7 MM NICKEL-PLATED | 17
30939 | 1206690000 | A2LC (KLIPPON UNARMO WITH CONDUIT CONNECTION THREAD EX E/D CABLE GLAND) CABLE GLANDS 2 1/2" NPT 28.9 MM OD MIN. 43.5 - OD MAX. 50.1 MM NICKEL-PLATED | 17
30940 | 1186950000 | A2L (KLIPPON UNARMO EX E/D CABLE GLAND) CABLE GLANDS M 50 X 1.5 16 MM OD MIN. 37.5 - OD MAX. 44.1 MM NICKEL-PLATED | 8
30941 | 1186920000 | A2L (KLIPPON UNARMO EX E/D CABLE GLAND) CABLE GLANDS M 32 X 1.5 16 MM OD MIN. 19.5 - OD MAX. 26.3 MM NICKEL-PLATED | 8
30942 | 1205370000 | A2LC (KLIPPON UNARMO WITH CONDUIT CONNECTION THREAD EX E/D CABLE GLAND) CABLE GLANDS 1" NPT 17.3 MM OD MIN. 19.5 - OD MAX. 26.3 MM NICKEL-PLATED | 17
30943 | 1187160000 | A2L (KLIPPON UNARMO EX E/D CABLE GLAND) CABLE GLANDS 2" NPT 19.2 MM OD MIN. 31.5 - OD MAX. 38.2 MM NICKEL-PLATED | 17
30944 | 1205380000 | A2LC (KLIPPON UNARMO WITH CONDUIT CONNECTION THREAD EX E/D CABLE GLAND) CABLE GLANDS 2" NPT 19.2 MM OD MIN. 37.5 - OD MAX. 44.1 MM NICKEL-PLATED | 17
30945 | 1205460000 | A2LC (KLIPPON UNARMO WITH CONDUIT CONNECTION THREAD EX E/D CABLE GLAND) CABLE GLANDS 3/4" NPT 13.9 MM OD MIN. 8 - OD MAX. 11.7 MM NICKEL-PLATED | 17
30946 | 1185120000 | E1XZ (KLIPPON DOUBLE SEAL SWB/STA ARMO EX E/D CABLE GLAND) CABLE GLANDS 1" NPT 17.3 MM BRAIDED ARMOURING METAL FOIL ARMOURING 1.6 - 2 MM OD MIN. 26 - OD MAX. 34 MM ID MIN. 19.50 - ID MAX. 26.30 MM NICKEL-PLATED | 8
30947 | 1205660000 | A2LC (KLIPPON UNARMO WITH CONDUIT CONNECTION THREAD EX E/D CABLE GLAND) CABLE GLANDS 1/2" NPT 13.6 MM OD MIN. 8 - OD MAX. 11.7 MM NICKEL-PLATED | 17
30948 | 1205210000 | A2LC (KLIPPON UNARMO WITH CONDUIT CONNECTION THREAD EX E/D CABLE GLAND) CABLE GLANDS M 20 X 1.5 16 MM OD MIN. 8 - OD MAX. 11.7 MM NICKEL-PLATED | 17
30949 | 1185680000 | SKMU SS (STAINLESS STEEL LOCKNUT) LOCKNUT STAINLESS STEEL 1.4404 | 381
30950 | 1184880000 | E1W (KLIPPON DOUBLE SEAL SWA ARMO EX E/D CABLE GLAND) CABLE GLANDS 3/4" NPT 13.9 MM SINGLE-WIRE ARMOURING 0.9 - 0.9 MM OD MIN. 8 - OD MAX. 13.5 MM ID MIN. 4.50 - ID MAX. 8.70 MM NICKEL-PLATED | 8
30951 | 1205140000 | A2LC (KLIPPON UNARMO WITH CONDUIT CONNECTION THREAD EX E/D CABLE GLAND) CABLE GLANDS M 40 X 1.5 16 MM OD MIN. 25.5 - OD MAX. 32.2 MM NICKEL-PLATED | 17
30952 | 1205070000 | A2LC (KLIPPON UNARMO WITH CONDUIT CONNECTION THREAD EX E/D CABLE GLAND) CABLE GLANDS M 40 X 1.5 16 MM OD MIN. 25.5 - OD MAX. 32.2 MM NICKEL-PLATED | 17
30953 | 1206280000 | A2LC (KLIPPON UNARMO WITH CONDUIT CONNECTION THREAD EX E/D CABLE GLAND) CABLE GLANDS 1 1/2" NPT 18.4 MM OD MIN. 31.5 - OD MAX. 38.2 MM NICKEL-PLATED | 17
30954 | 2080410000 | ELECTRONIC LOAD MONITORING 12 A 24 V DC | 152
30955 | 1315390000 | REMOTE I/O MODULE IP20 DIGITAL SIGNALS INPUT 16-CHANNEL | 79
30956 | 1315680000 | REMOTE I/O MODULE IP20 ANALOG SIGNALS OUTPUT 4-CHANNEL CURRENT/VOLTAGE | 79
30957 | 1334910000 | REMOTE I/O FIELDBUS COUPLER IP20 ETHERNET ETHERCAT | 543
30958 | 1990070000 | REMOTE I/O MODULE IP20 ANALOG SIGNALS INPUT PUSH IN CONNECTION | 415
30959 | 2566380000 | REMOTE I/O FIELDBUS COUPLER IP20 ETHERNET PROFINET IRT | 543
30960 | 1315550000 | REMOTE I/O MODULE IP20 DIGITAL SIGNALS OUTPUT RELAY | 1217
30961 | 1069710000 | PCB PLUG-IN CONNECTOR CONNECTION ELEMENT RIGHT MALE HEADER OPEN SIDE THT/THR SOLDER CONNECTION 5.00 MM N OF POLES: 4 90° SOLDER PIN LENGTH (L): 5.9 MM TINNED BOX | 0
30962 | 1069770000 | PCB PLUG-IN CONNECTOR CONNECTION ELEMENT LEFT MALE HEADER OPEN SIDE THT/THR SOLDER CONNECTION 5.00 MM N OF POLES: 4 90° SOLDER PIN LENGTH (L): 5.9 MM TINNED BOX | 0
30963 | 1334740000 | REMOTE I/O MODULE IP20 POWER SUPPLY UNIT 24 VDC-OUTPUT | 805
30964 | 1315750000 | REMOTE I/O MODULE IP20 1-CHANNEL RS232/RS485/RS422 COMMUNICATION PUSH IN CONNECTION | 1047
30965 | 1315440000 | REMOTE I/O MODULE IP20 DIGITAL SIGNALS OUTPUT 16-CHANNEL | 79
30966 | 1315700000 | REMOTE I/O MODULE IP20 ANALOG SIGNALS TEMPERATURE RTD | 551
30967 | 1315710000 | REMOTE I/O MODULE IP20 ANALOG SIGNALS TEMPERATURE TC | 551
30968 | 2476450000 | REMOTE I/O FIELDBUS COUPLER IP20 ETHERNET MODBUS/TCP | 1145
30969 | 2625010000 | REMOTE I/O FIELDBUS COUPLER IP20 CC-LINK | 717
30970 | 9009730000 | SCREWDRIVER | 151
30971 | 9008390000 | SCREWDRIVER SCREWDRIVER | 151
30972 | 9008370000 | SCREWDRIVER SCREWDRIVER | 151
30973 | 9008330000 | SCREWDRIVER SCREWDRIVER | 151
30974 | 1274660000 | SCREWDRIVER MOUNTING TOOL | 524
30975 | 1334920000 | REMOTE I/O FIELDBUS COUPLER IP20 ETHERNET ETHERNET/IP | 543
30976 | 1334710000 | REMOTE I/O MODULE IP20 POWER SUPPLY UNIT 24 VDC-INPUT | 805
30977 | 2781350000 | WALLBOX MAX. CHARGING CAPACITY OF 11 KW @ 3-PHASE (400 V) GRID CONNECTION MAX. CURRENT 16 A WITH ATTACHED 5 M CABLE AND TYPE 2 PLUG MODBUS RTU | 256
30978 | 2781360000 | WALLBOX MAX. CHARGING CAPACITY OF 11 KW @ 3-PHASE (400 V) GRID CONNECTION MAX. CURRENT 16 A TYPE 2 SOCKET OUTLET MODBUS RTU | 256
30979 | 1469340000 | CONNECTING PLUG | 880
30980 | 1187110000 | A2L (KLIPPON UNARMO EX E/D CABLE GLAND) CABLE GLANDS 3/4" NPT 13.9 MM OD MIN. 8 - OD MAX. 11.7 MM NICKEL-PLATED | 17
30981 | 1206580000 | A2LC (KLIPPON UNARMO WITH CONDUIT CONNECTION THREAD EX E/D CABLE GLAND) CABLE GLANDS 2" NPT 19.2 MM OD MIN. 31.5 - OD MAX. 38.2 MM NICKEL-PLATED | 17
30982 | 1184770000 | E1W (KLIPPON DOUBLE SEAL SWA ARMO EX E/D CABLE GLAND) CABLE GLANDS 1/2" NPT 13.6 MM SINGLE-WIRE ARMOURING 0.9 - 0.9 MM OD MIN. 8 - OD MAX. 13.5 MM ID MIN. 4.50 - ID MAX. 8.70 MM NICKEL-PLATED | 8
30983 | 1186900000 | A2L (KLIPPON UNARMO EX E/D CABLE GLAND) CABLE GLANDS M 20 X 1.5 16 MM OD MIN. 10 - OD MAX. 14 MM NICKEL-PLATED | 8
30984 | 1186880000 | A2L (KLIPPON UNARMO EX E/D CABLE GLAND) CABLE GLANDS M 16 X 1.5 16 MM OD MIN. 4.5 - OD MAX. 8.7 MM NICKEL-PLATED | 8
30985 | 1205680000 | A2LC (KLIPPON UNARMO WITH CONDUIT CONNECTION THREAD EX E/D CABLE GLAND) CABLE GLANDS 3/4" NPT 13.9 MM OD MIN. 13.5 - OD MAX. 20 MM NICKEL-PLATED | 17
30986 | 1184750000 | E1W (KLIPPON DOUBLE SEAL SWA ARMO EX E/D CABLE GLAND) CABLE GLANDS M 63 X 1.5 19 MM SINGLE-WIRE ARMOURING 2.5 - 2.5 MM OD MIN. 58 - OD MAX. 66 MM ID MIN. 49.50 - ID MAX. 56.00 MM NICKEL-PLATED | 8
30987 | 1424090000 | ADAP (KLIPPON EX ADAPTOR) ADAPTER 3/4" NPT | 845
30988 | 1139070000 | WIRE-END FERRULE TWIN WIRE-END FERRULE 11 MM 8 MM | 42
30989 | 1413770000 | MODULAR HOUSING OMNIMATE HOUSING - SERIES CH20M GRAPHITE GREY WIDTH: 45 MM | 26
30990 | 1472800000 | MODULAR HOUSING OMNIMATE HOUSING - SERIES CH20M AGATE GREY WIDTH: 22.5 MM | 26
30991 | 1472810000 | MODULAR HOUSING OMNIMATE HOUSING - SERIES CH20M AGATE GREY WIDTH: 22.5 MM | 26
30992 | 1472820000 | MODULAR HOUSING OMNIMATE HOUSING - SERIES CH20M AGATE GREY WIDTH: 22.5 MM | 26
30993 | 1472830000 | HOOD OMNIMATE HOUSING - SERIES CH20M AGATE GREY WIDTH: 22.5 MM | 26
30994 | 2015630000 | PCB PLUG-IN CONNECTOR FEMALE PLUG 5.08 MM N OF POLES: 23 225° CLAMPING YOKE CONNECTION CLAMPING RANGE MAX. : 4 MM² BOX | 1
30995 | 2015650000 | PCB PLUG-IN CONNECTOR FEMALE PLUG 5.08 MM N OF POLES: 15 225° CLAMPING YOKE CONNECTION CLAMPING RANGE MAX. : 4 MM² BOX | 1
30996 | 2015660000 | PCB PLUG-IN CONNECTOR FEMALE PLUG 5.08 MM N OF POLES: 18 225° CLAMPING YOKE CONNECTION CLAMPING RANGE MAX. : 4 MM² BOX | 1
30997 | 2015680000 | PCB PLUG-IN CONNECTOR FEMALE PLUG 5.08 MM N OF POLES: 22 225° CLAMPING YOKE CONNECTION CLAMPING RANGE MAX. : 4 MM² BOX | 1
30998 | 2015710000 | PCB PLUG-IN CONNECTOR FEMALE PLUG 5.08 MM N OF POLES: 3 225° CLAMPING YOKE CONNECTION CLAMPING RANGE MAX. : 4 MM² BOX | 1
30999 | 2015720000 | PCB PLUG-IN CONNECTOR FEMALE PLUG 5.08 MM N OF POLES: 6 225° CLAMPING YOKE CONNECTION CLAMPING RANGE MAX. : 4 MM² BOX | 1
31000 | 2015740000 | PCB PLUG-IN CONNECTOR FEMALE PLUG 5.08 MM N OF POLES: 12 225° CLAMPING YOKE CONNECTION CLAMPING RANGE MAX. : 4 MM² BOX | 1
31001 | 2067800000 | PCB PLUG-IN CONNECTOR FEMALE HEADER INVERTED FLANGE THT SOLDER CONNECTION 5.08 MM N OF POLES: 6 90° SOLDER PIN LENGTH (L): 3.2 MM BOX | 0
31002 | 2443950000 | PCB PLUG-IN CONNECTOR FEMALE PLUG 5.08 MM N OF POLES: 18 180° PUSH IN WITH ACTUATOR TENSION-CLAMP CONNECTION CLAMPING RANGE MAX. : 3.31 MM² BOX | 1
31003 | 2593040000 | PCB PLUG-IN CONNECTOR MALE HEADER SOLDER FLANGE THT/THR SOLDER CONNECTION 3.50 MM N OF POLES: 34 90° SOLDER PIN LENGTH (L): 3.2 MM TINNED TRAY | 0
31004 | 2599710000 | PRINTED CIRCUIT BOARD TERMINALS 5.08 MM N OF POLES: 6 180° SOLDER PIN LENGTH (L): 3.5 MM PUSH IN WITH ACTUATOR CLAMPING RANGE MAX. : 1.5 MM² | 1
31005 | 2599720000 | PRINTED CIRCUIT BOARD TERMINALS 5.08 MM N OF POLES: 6 180° SOLDER PIN LENGTH (L): 3.5 MM PUSH IN WITH ACTUATOR CLAMPING RANGE MAX. : 1.5 MM² | 1
31006 | 2599730000 | PRINTED CIRCUIT BOARD TERMINALS 5.08 MM N OF POLES: 6 180° SOLDER PIN LENGTH (L): 3.5 MM PUSH IN WITH ACTUATOR CLAMPING RANGE MAX. : 1.5 MM² | 1
31007 | 2599740000 | PRINTED CIRCUIT BOARD TERMINALS 5.08 MM N OF POLES: 6 180° SOLDER PIN LENGTH (L): 3.5 MM PUSH IN WITH ACTUATOR CLAMPING RANGE MAX. : 1.5 MM² | 1
31008 | 2625210000 | PCB PLUG-IN CONNECTOR FEMALE PLUG 5.08 MM N OF POLES: 5 180° CLAMPING YOKE CONNECTION CLAMPING RANGE MAX. : 4 MM² BOX | 1
31009 | 2625220000 | PCB PLUG-IN CONNECTOR FEMALE PLUG 5.08 MM N OF POLES: 5 180° CLAMPING YOKE CONNECTION CLAMPING RANGE MAX. : 4 MM² BOX | 1
31010 | 930640001 | SKMU MS ( LOCKNUT) LOCKNUT M 16 4 MM | 409
31011 | 930640002 | SKMU MS ( LOCKNUT) LOCKNUT M 20 4 MM | 409
31012 | 1073360000 | MODULAR HOUSING OMNIMATE HOUSING - SERIES CH20M GRAPHITE GREY WIDTH: 22.5 MM | 26
31013 | 1073410000 | MODULAR HOUSING OMNIMATE HOUSING - SERIES CH20M TRANSPARENT TILT COVER WIDTH: 6.1 MM | 26
31014 | 1073420000 | MODULAR HOUSING OMNIMATE HOUSING - SERIES CH20M TRANSPARENT WIDTH: 22.5 MM | 26
31015 | 1076980000 | WIRE-END FERRULE SDARD 14 MM 12 MM ORANGE | 16
31016 | 1076990000 | WIRE-END FERRULE SDARD 14 MM 12 MM | 16
31017 | 1100000000 | PCB PLUG-IN CONNECTOR MALE HEADER DOVETAILS FOR FIXING BLOCKS THT SOLDER CONNECTION 7.62 MM N OF POLES: 5 180° SOLDER PIN LENGTH (L): 3.2 MM TINNED PALE GREEN BOX | 0
31018 | 1102250000 | PCB PLUG-IN CONNECTOR MALE HEADER DOVETAILS FOR FIXING BLOCKS THT SOLDER CONNECTION 7.62 MM N OF POLES: 5 180° SOLDER PIN LENGTH (L): 3.2 MM TINNED PALE GREEN BOX | 0
31019 | 1102270000 | PCB PLUG-IN CONNECTOR MALE HEADER DOVETAILS FOR FIXING BLOCKS THT SOLDER CONNECTION 7.62 MM N OF POLES: 7 180° SOLDER PIN LENGTH (L): 3.2 MM TINNED PALE GREEN BOX | 0
31020 | 1111490000 | PCB PLUG-IN CONNECTOR MALE HEADER OPEN SIDE THT SOLDER CONNECTION 5.00 MM N OF POLES: 5 180° SOLDER PIN LENGTH (L): 3.2 MM TINNED BOX | 0
31021 | 1111500000 | PCB PLUG-IN CONNECTOR MALE HEADER OPEN SIDE THT SOLDER CONNECTION 5.00 MM N OF POLES: 6 180° SOLDER PIN LENGTH (L): 3.2 MM TINNED BOX | 0
31022 | 1135040000 | Z-SERIES END PLATE | 115
31023 | 1162600000 | W-SERIES END BRACKET | 288
31024 | 1164680000 | MODULAR HOUSING OMNIMATE HOUSING - SERIES CH20M LIGHT GREY WIDTH: 22.5 MM | 26
31025 | 1170140000 | SENSOR/ACTUATOR PLUG-IN CONNECTOR CRIMP CONTACT | 186
31026 | 1170150000 | SENSOR/ACTUATOR PLUG-IN CONNECTOR CRIMP CONTACT | 186
31027 | 1170170000 | SENSOR/ACTUATOR PLUG-IN CONNECTOR CRIMP CONTACT | 186
31028 | 1170180000 | SENSOR/ACTUATOR PLUG-IN CONNECTOR CRIMP CONTACT | 186
31029 | 1170210000 | SENSOR/ACTUATOR PLUG-IN CONNECTOR CRIMP CONTACT | 186
31030 | 1170220000 | SENSOR/ACTUATOR PLUG-IN CONNECTOR CRIMP CONTACT | 186
31031 | 1170230000 | SENSOR/ACTUATOR PLUG-IN CONNECTOR CRIMP CONTACT | 186
31032 | 1170240000 | SENSOR/ACTUATOR PLUG-IN CONNECTOR CRIMP CONTACT | 186
31033 | 1170250000 | SENSOR/ACTUATOR PLUG-IN CONNECTOR CRIMP CONTACT | 186
31034 | 1170260000 | SENSOR/ACTUATOR PLUG-IN CONNECTOR CRIMP CONTACT | 186
31035 | 1170390000 | SENSOR/ACTUATOR PLUG-IN CONNECTOR CRIMP CONTACT | 186
31036 | 1170400000 | SENSOR/ACTUATOR PLUG-IN CONNECTOR CRIMP CONTACT | 186
31037 | 1170410000 | SENSOR/ACTUATOR PLUG-IN CONNECTOR CRIMP CONTACT | 186
31038 | 1170420000 | SENSOR/ACTUATOR PLUG-IN CONNECTOR CRIMP CONTACT | 186
31039 | 1190330000 | SAK SERIES PARTITION PLATE 2 MM | 304
31040 | 1206880000 | MODULAR HOUSING OMNIMATE HOUSING - SERIES CH20M WIDTH: 22.5 MM | 26
31041 | 1209360000 | MODULAR HOUSING OMNIMATE HOUSING - SERIES CH20M GRAPHITE GREY WIDTH: 22.5 MM | 26
31042 | 1209370000 | MODULAR HOUSING OMNIMATE HOUSING - SERIES CH20M LIGHT GREY WIDTH: 22.5 MM | 26
31043 | 1209380000 | MODULAR HOUSING OMNIMATE HOUSING - SERIES CH20M WIDTH: 22.5 MM | 26
31044 | 1227890000 | W-SERIES END BRACKET | 288
31045 | 1248810000 | SLIMFIX X CONDUCTOR AND CABLE MARKERS 7 - 40 MM 60 X 13.62 MM | 12
31046 | 1248820000 | SLIMFIX X CONDUCTOR AND CABLE MARKERS 7 - 40 MM 60 X 13.62 MM | 12
31047 | 1248830000 | SLIMFIX X CONDUCTOR AND CABLE MARKERS 7 - 40 MM 60 X 13.62 MM | 12
31048 | 1248840000 | SLIMFIX X CONDUCTOR AND CABLE MARKERS 7 - 40 MM 60 X 13.62 MM | 12
31049 | 1250080000 | MULTIFIT TERMINAL MARKER 5 X 12 MM PITCH IN MM (P): 4.00 PHOENIX TO CUSTOMER SPECIFICATION | 49
31050 | 1288600000 | OMNIMATE POWER - SERIES PGK END PLATE | 1302
31051 | 1327780000 | METALLICARD CONDUCTOR AND CABLE MARKERS 7 - 40 MM 60 X 11 MM | 1013
31052 | 1327790000 | METALLICARD CONDUCTOR AND CABLE MARKERS 7 - 40 MM 60 X 11 MM | 1013
31053 | 1341630000 | DEKAFIX TERMINAL MARKER 5 X 8 MM PITCH IN MM (P): 8.00 WEIDMUELLER | 13
31054 | 1349290000 | ACCESSORIES END PLATE PARTITION PLATE | 1069
31055 | 1356830000 | PRINTED CIRCUIT BOARD TERMINALS 6.35 MM N OF POLES: 2 90° SOLDER PIN LENGTH (L): 5 MM TINNED CLAMPING YOKE CONNECTION CLAMPING RANGE MAX. : 6 MM² BOX | 1
31056 | 1356840000 | PRINTED CIRCUIT BOARD TERMINALS 6.35 MM N OF POLES: 3 90° SOLDER PIN LENGTH (L): 5 MM TINNED CLAMPING YOKE CONNECTION CLAMPING RANGE MAX. : 6 MM² BOX | 1
31057 | 1356850000 | PRINTED CIRCUIT BOARD TERMINALS 6.35 MM N OF POLES: 4 90° SOLDER PIN LENGTH (L): 5 MM TINNED CLAMPING YOKE CONNECTION CLAMPING RANGE MAX. : 6 MM² BOX | 1
31058 | 1356870000 | PRINTED CIRCUIT BOARD TERMINALS 6.35 MM N OF POLES: 5 90° SOLDER PIN LENGTH (L): 5 MM TINNED CLAMPING YOKE CONNECTION CLAMPING RANGE MAX. : 6 MM² BOX | 1
31059 | 1356880000 | PRINTED CIRCUIT BOARD TERMINALS 6.35 MM N OF POLES: 6 90° SOLDER PIN LENGTH (L): 5 MM TINNED CLAMPING YOKE CONNECTION CLAMPING RANGE MAX. : 6 MM² BOX | 1
31060 | 1356890000 | PRINTED CIRCUIT BOARD TERMINALS 6.35 MM N OF POLES: 7 90° SOLDER PIN LENGTH (L): 5 MM TINNED CLAMPING YOKE CONNECTION CLAMPING RANGE MAX. : 6 MM² BOX | 1
31061 | 1356900000 | PRINTED CIRCUIT BOARD TERMINALS 6.35 MM N OF POLES: 8 90° SOLDER PIN LENGTH (L): 5 MM TINNED CLAMPING YOKE CONNECTION CLAMPING RANGE MAX. : 6 MM² BOX | 1
31062 | 1356920000 | PRINTED CIRCUIT BOARD TERMINALS 6.35 MM N OF POLES: 9 90° SOLDER PIN LENGTH (L): 5 MM TINNED CLAMPING YOKE CONNECTION CLAMPING RANGE MAX. : 6 MM² BOX | 1
31063 | 1356930000 | PRINTED CIRCUIT BOARD TERMINALS 6.35 MM N OF POLES: 10 90° SOLDER PIN LENGTH (L): 5 MM TINNED CLAMPING YOKE CONNECTION CLAMPING RANGE MAX. : 6 MM² BOX | 1
31064 | 1356940000 | PRINTED CIRCUIT BOARD TERMINALS 6.35 MM N OF POLES: 11 90° SOLDER PIN LENGTH (L): 5 MM TINNED CLAMPING YOKE CONNECTION CLAMPING RANGE MAX. : 6 MM² BOX | 1
31065 | 1356950000 | PRINTED CIRCUIT BOARD TERMINALS 6.35 MM N OF POLES: 12 90° SOLDER PIN LENGTH (L): 5 MM TINNED CLAMPING YOKE CONNECTION CLAMPING RANGE MAX. : 6 MM² BOX | 1
31066 | 1369480000 | DEKAFIX TERMINAL MARKER 5 X 3.5 MM PITCH IN MM (P): 3.50 WEIDMUELLER | 13
31067 | 1401650000 | PCB PLUG-IN CONNECTOR MALE HEADER OPEN SIDE THT SOLDER CONNECTION 5.08 MM N OF POLES: 5 90° SOLDER PIN LENGTH (L): 3.2 MM TINNED PALE GREEN BOX | 0
31068 | 1401670000 | PCB PLUG-IN CONNECTOR MALE HEADER OPEN SIDE THT SOLDER CONNECTION 5.08 MM N OF POLES: 6 90° SOLDER PIN LENGTH (L): 3.2 MM TINNED PALE GREEN BOX | 0
31069 | 1401680000 | PCB PLUG-IN CONNECTOR MALE HEADER OPEN SIDE THT SOLDER CONNECTION 5.08 MM N OF POLES: 7 90° SOLDER PIN LENGTH (L): 3.2 MM TINNED PALE GREEN BOX | 0
31070 | 1401690000 | PCB PLUG-IN CONNECTOR MALE HEADER OPEN SIDE THT SOLDER CONNECTION 5.08 MM N OF POLES: 8 90° SOLDER PIN LENGTH (L): 3.2 MM TINNED PALE GREEN BOX | 0
31071 | 1401700000 | PCB PLUG-IN CONNECTOR MALE HEADER OPEN SIDE THT SOLDER CONNECTION 5.08 MM N OF POLES: 9 90° SOLDER PIN LENGTH (L): 3.2 MM TINNED PALE GREEN BOX | 0
31072 | 1401710000 | PCB PLUG-IN CONNECTOR MALE HEADER OPEN SIDE THT SOLDER CONNECTION 5.08 MM N OF POLES: 10 90° SOLDER PIN LENGTH (L): 3.2 MM TINNED PALE GREEN BOX | 0
31073 | 1401820000 | PCB PLUG-IN CONNECTOR MALE HEADER OPEN SIDE THT SOLDER CONNECTION 5.08 MM N OF POLES: 5 180° SOLDER PIN LENGTH (L): 3.2 MM TINNED PALE GREEN BOX | 0
31074 | 1401830000 | PCB PLUG-IN CONNECTOR MALE HEADER OPEN SIDE THT SOLDER CONNECTION 5.08 MM N OF POLES: 6 180° SOLDER PIN LENGTH (L): 3.2 MM TINNED PALE GREEN BOX | 0
31075 | 1401840000 | PCB PLUG-IN CONNECTOR MALE HEADER OPEN SIDE THT SOLDER CONNECTION 5.08 MM N OF POLES: 7 180° SOLDER PIN LENGTH (L): 3.2 MM TINNED PALE GREEN BOX | 0
31076 | 1401850000 | PCB PLUG-IN CONNECTOR MALE HEADER OPEN SIDE THT SOLDER CONNECTION 5.08 MM N OF POLES: 8 180° SOLDER PIN LENGTH (L): 3.2 MM TINNED PALE GREEN BOX | 0
31077 | 1401880000 | PCB PLUG-IN CONNECTOR MALE HEADER OPEN SIDE THT SOLDER CONNECTION 5.08 MM N OF POLES: 10 180° SOLDER PIN LENGTH (L): 3.2 MM TINNED PALE GREEN BOX | 0
31078 | 1401920000 | PCB PLUG-IN CONNECTOR MALE HEADER FLANGE THT SOLDER CONNECTION 5.08 MM N OF POLES: 5 180° SOLDER PIN LENGTH (L): 3.2 MM TINNED PALE GREEN BOX | 0
31079 | 1409290000 | PCB PLUG-IN CONNECTOR MALE HEADER DOVETAILS FOR FIXING BLOCKS THT SOLDER CONNECTION 5.08 MM N OF POLES: 5 90° SOLDER PIN LENGTH (L): 3.2 MM TINNED PALE GREEN BOX | 0
31080 | 1409310000 | PCB PLUG-IN CONNECTOR MALE HEADER DOVETAILS FOR FIXING BLOCKS THT SOLDER CONNECTION 5.08 MM N OF POLES: 6 90° SOLDER PIN LENGTH (L): 3.2 MM TINNED PALE GREEN BOX | 0
31081 | 1409320000 | PCB PLUG-IN CONNECTOR MALE HEADER DOVETAILS FOR FIXING BLOCKS THT SOLDER CONNECTION 5.08 MM N OF POLES: 7 90° SOLDER PIN LENGTH (L): 3.2 MM TINNED PALE GREEN BOX | 0
31082 | 1409330000 | PCB PLUG-IN CONNECTOR MALE HEADER DOVETAILS FOR FIXING BLOCKS THT SOLDER CONNECTION 5.08 MM N OF POLES: 8 90° SOLDER PIN LENGTH (L): 3.2 MM TINNED PALE GREEN BOX | 0
31083 | 1409340000 | PCB PLUG-IN CONNECTOR MALE HEADER DOVETAILS FOR FIXING BLOCKS THT SOLDER CONNECTION 5.08 MM N OF POLES: 9 90° SOLDER PIN LENGTH (L): 3.2 MM TINNED PALE GREEN BOX | 0
31084 | 1409350000 | PCB PLUG-IN CONNECTOR MALE HEADER DOVETAILS FOR FIXING BLOCKS THT SOLDER CONNECTION 5.08 MM N OF POLES: 10 90° SOLDER PIN LENGTH (L): 3.2 MM TINNED PALE GREEN BOX | 0
31085 | 1409390000 | PCB PLUG-IN CONNECTOR MALE HEADER DOVETAILS FOR FIXING BLOCKS THT SOLDER CONNECTION 5.08 MM N OF POLES: 5 180° SOLDER PIN LENGTH (L): 3.2 MM TINNED PALE GREEN BOX | 0
31086 | 1409410000 | PCB PLUG-IN CONNECTOR MALE HEADER DOVETAILS FOR FIXING BLOCKS THT SOLDER CONNECTION 5.08 MM N OF POLES: 6 180° SOLDER PIN LENGTH (L): 3.2 MM TINNED PALE GREEN BOX | 0
31087 | 1409430000 | PCB PLUG-IN CONNECTOR MALE HEADER DOVETAILS FOR FIXING BLOCKS THT SOLDER CONNECTION 5.08 MM N OF POLES: 8 180° SOLDER PIN LENGTH (L): 3.2 MM TINNED PALE GREEN BOX | 0
31088 | 1409450000 | PCB PLUG-IN CONNECTOR MALE HEADER DOVETAILS FOR FIXING BLOCKS THT SOLDER CONNECTION 5.08 MM N OF POLES: 10 180° SOLDER PIN LENGTH (L): 3.2 MM TINNED PALE GREEN BOX | 0
31089 | 1410340000 | PCB PLUG-IN CONNECTOR MALE HEADER OPEN SIDE THT SOLDER CONNECTION 5.00 MM N OF POLES: 14 180° SOLDER PIN LENGTH (L): 3.2 MM TINNED PALE GREEN BOX | 0
31090 | 1422560000 | METALLICARD CONDUCTOR AND CABLE MARKERS 7 - 40 MM 60 X 11 MM | 1013
31091 | 1422570000 | METALLICARD CONDUCTOR AND CABLE MARKERS 7 - 40 MM 60 X 11 MM | 1013
31092 | 1437910000 | PRINTED CIRCUIT BOARD TERMINALS 5.08 MM N OF POLES: 4 135° SOLDER PIN LENGTH (L): 3.5 MM TENSION-CLAMP CONNECTION CLAMPING RANGE MAX. : 2.5 MM² BOX | 1
31093 | 1437930000 | PRINTED CIRCUIT BOARD TERMINALS 5.08 MM N OF POLES: 8 135° SOLDER PIN LENGTH (L): 3.5 MM TENSION-CLAMP CONNECTION CLAMPING RANGE MAX. : 2.5 MM² BOX | 1
31094 | 1538030000 | PRINTED CIRCUIT BOARD TERMINALS 10.16 MM N OF POLES: 2 90° TINNED CLAMPING YOKE CONNECTION CLAMPING RANGE MAX. : 16 MM² BOX | 1
31095 | 1538040000 | PRINTED CIRCUIT BOARD TERMINALS 10.16 MM N OF POLES: 3 90° TINNED CLAMPING YOKE CONNECTION CLAMPING RANGE MAX. : 16 MM² BOX | 1
31096 | 1538050000 | PRINTED CIRCUIT BOARD TERMINALS 10.16 MM N OF POLES: 5 90° TINNED CLAMPING YOKE CONNECTION CLAMPING RANGE MAX. : 16 MM² BOX | 1
31097 | 1561170000 | PRINTED CIRCUIT BOARD TERMINALS 3.50 MM N OF POLES: 8 90° SOLDER PIN LENGTH (L): 3.2 MM TINNED CLAMPING YOKE CONNECTION CLAMPING RANGE MAX. : 2.08 MM² BOX | 1
31098 | 1991670000 | THM DEVICE MARKERS 108.8 X 22.9 MM SIEMENS | 226
31099 | 1991680000 | THM DEVICE MARKERS 108.8 X 22.9 MM SIEMENS | 226
31100 | 1993930000 | PCB PLUG-IN CONNECTOR MALE HEADER OPEN SIDE THT/THR SOLDER CONNECTION 5.08 MM N OF POLES: 4 90° SOLDER PIN LENGTH (L): 3.2 MM TINNED BOX | 0
31101 | 1993950000 | PCB PLUG-IN CONNECTOR MALE HEADER OPEN SIDE THT/THR SOLDER CONNECTION 5.08 MM N OF POLES: 16 90° SOLDER PIN LENGTH (L): 3.2 MM TINNED BOX | 0
31102 | 2091010000 | WIRE-END FERRULE SDARD 12 MM 10 MM GREY | 16
31103 | 2092480000 | WIRE-END FERRULE SDARD 12 MM 10 MM | 16
31104 | 2092490000 | WIRE-END FERRULE SDARD 12 MM 10 MM | 16
31105 | 2441050000 | PCB PLUG-IN CONNECTOR MALE HEADER OPEN SIDE THT/THR SOLDER CONNECTION 5.00 MM N OF POLES: 2 180° SOLDER PIN LENGTH (L): 3.2 MM TINNED TAPE | 0
31106 | 2441070000 | PCB PLUG-IN CONNECTOR MALE HEADER OPEN SIDE THT/THR SOLDER CONNECTION 5.00 MM N OF POLES: 4 180° SOLDER PIN LENGTH (L): 3.2 MM TINNED TAPE | 0
31107 | 2441080000 | PCB PLUG-IN CONNECTOR MALE HEADER OPEN SIDE THT/THR SOLDER CONNECTION 5.00 MM N OF POLES: 3 180° SOLDER PIN LENGTH (L): 3.2 MM TINNED TAPE | 0
31108 | 2445180000 | PCB PLUG-IN CONNECTOR MALE HEADER DOVETAILS FOR FIXING BLOCKS THT SOLDER CONNECTION 5.08 MM N OF POLES: 2 180° SOLDER PIN LENGTH (L): 4.5 MM TINNED ORANGE BOX | 0
31109 | 2445190000 | PCB PLUG-IN CONNECTOR MALE HEADER DOVETAILS FOR FIXING BLOCKS THT SOLDER CONNECTION 5.08 MM N OF POLES: 8 180° SOLDER PIN LENGTH (L): 4.5 MM TINNED ORANGE BOX | 0
31110 | 2455370000 | PCB PLUG-IN CONNECTOR MALE HEADER DOVETAILS FOR FIXING BLOCKS THT SOLDER CONNECTION 5.08 MM N OF POLES: 6 180° SOLDER PIN LENGTH (L): 4.5 MM TINNED ORANGE BOX | 0
31111 | 2471390000 | PCB PLUG-IN CONNECTOR FEMALE PLUG 3.50 MM N OF POLES: 10 180° PUSH IN WITH ACTUATOR TENSION-CLAMP CONNECTION CLAMPING RANGE MAX. : 1.5 MM² BOX | 1
31112 | 2488190000 | PCB PLUG-IN CONNECTOR MALE HEADER DOVETAILS FOR FIXING BLOCKS THT SOLDER CONNECTION 5.08 MM N OF POLES: 16 180° SOLDER PIN LENGTH (L): 3.2 MM TINNED ORANGE BOX | 0
31113 | 2545120000 | IT TIMER MULTIFUNCTION TIMING RELAY WITH SEPARATE CONTROL INPUT N OF CONTACTS: 1 CO CONTACT AGNI CONTINUOUS CURRENT: 5 A SCREW CONNECTION | 58
31114 | 2554020000 | CABLE DUCT BINDER | 439
31115 | 2554030000 | CABLE DUCT BINDER | 439
31116 | 2562770000 | FLEXIBLE WIRING DUCT 12.5 MM X 12.5 MM 5.00 MM X 7.50 MM 500 MM | 1224
31117 | 2562780000 | FLEXIBLE WIRING DUCT 20 MM X 20 MM 5.00 MM X 7.50 MM 500 MM | 642
31118 | 2562790000 | FLEXIBLE WIRING DUCT 30 MM X 30 MM 5.00 MM X 7.50 MM 500 MM | 642
31119 | 2562800000 | FLEXIBLE WIRING DUCT 40 MM X 40 MM 5.00 MM X 7.50 MM 500 MM | 642
31120 | 2567190000 | PRINTED CIRCUIT BOARD TERMINALS 5.08 MM N OF POLES: 11 90° SOLDER PIN LENGTH (L): 3.2 MM TINNED CLAMPING YOKE CONNECTION CLAMPING RANGE MAX. : 6 MM² BOX | 1
31121 | 2567210000 | PRINTED CIRCUIT BOARD TERMINALS 5.08 MM N OF POLES: 12 90° SOLDER PIN LENGTH (L): 3.2 MM TINNED PEBBLE GREY CLAMPING YOKE CONNECTION CLAMPING RANGE MAX. : 6 MM² BOX | 1
31122 | 2583350000 | SEALING ELEMENT CABTITE (CABLE ENTRY SYSTEM) TPE LIGHT GREY HEIGHT: 20.3 MM WIDTH: 20.3 MM DEPTH: 17.7 MM -40 °C?90 °C IP66 | 28
31123 | 2583400000 | SEALING ELEMENT CABTITE (CABLE ENTRY SYSTEM) TPE LIGHT GREY HEIGHT: 20.3 MM WIDTH: 20.3 MM DEPTH: 17.7 MM -40 °C?90 °C IP66 | 28
31124 | 2583440000 | SEALING ELEMENT CABTITE (CABLE ENTRY SYSTEM) TPE LIGHT GREY HEIGHT: 20.3 MM WIDTH: 20.3 MM DEPTH: 17.7 MM -40 °C?90 °C IP66 | 28
31125 | 2583460000 | SEALING ELEMENT CABTITE (CABLE ENTRY SYSTEM) TPE LIGHT GREY HEIGHT: 20.3 MM WIDTH: 20.3 MM DEPTH: 17.7 MM -40 °C?90 °C IP66 | 28
31126 | 2583550000 | SEALING ELEMENT CABTITE (CABLE ENTRY SYSTEM) TPE DEEP HEIGHT: 20.3 MM WIDTH: 20.3 MM DEPTH: 17.7 MM -40 °C?120 °C IP66 | 28
31127 | 2583560000 | SEALING ELEMENT CABTITE (CABLE ENTRY SYSTEM) TPE DEEP HEIGHT: 20.3 MM WIDTH: 20.3 MM DEPTH: 17.7 MM -40 °C?120 °C IP66 | 28
31128 | 2584000000 | SEALING ELEMENT CABTITE (CABLE ENTRY SYSTEM) TPE DEEP HEIGHT: 20.3 MM WIDTH: 20.3 MM DEPTH: 17.7 MM -40 °C?120 °C IP66 | 28
31129 | 2584040000 | SEALING ELEMENT CABTITE (CABLE ENTRY SYSTEM) TPE DEEP HEIGHT: 20.3 MM WIDTH: 20.3 MM DEPTH: 17.7 MM -40 °C?120 °C IP66 | 28
31130 | 2584160000 | SEPARABLE CABLE GLAND CABTITE (CABLE ENTRY SYSTEM) POLYAMIDE GLASS FIBRE-REINFORCED DEEP HEIGHT: 23.7 MM M 32 -40 °C?120 °C IP66 | 28
31131 | 2584180000 | SEPARABLE CABLE GLAND CABTITE (CABLE ENTRY SYSTEM) POLYAMIDE GLASS FIBRE-REINFORCED DEEP HEIGHT: 23.7 MM M 25 -40 °C?120 °C IP66 | 28
31132 | 2584490000 | SEALING ELEMENT CABTITE (CABLE ENTRY SYSTEM) TPE LIGHT GREY HEIGHT: 42.8 MM WIDTH: 42.8 MM DEPTH: 17.7 MM -40 °C?90 °C IP66 | 28
31133 | 2584550000 | SEALING ELEMENT CABTITE (CABLE ENTRY SYSTEM) TPE LIGHT GREY HEIGHT: 20.3 MM WIDTH: 20.3 MM DEPTH: 17.7 MM -40 °C?90 °C IP66 | 28
31134 | 2584560000 | SEALING ELEMENT CABTITE (CABLE ENTRY SYSTEM) TPE LIGHT GREY HEIGHT: 20.3 MM WIDTH: 20.3 MM DEPTH: 17.7 MM -40 °C?90 °C IP66 | 28
31135 | 2584570000 | SEALING ELEMENT CABTITE (CABLE ENTRY SYSTEM) TPE LIGHT GREY HEIGHT: 20.3 MM WIDTH: 20.3 MM DEPTH: 17.7 MM -40 °C?90 °C IP66 | 28
31136 | 2584590000 | SEALING ELEMENT CABTITE (CABLE ENTRY SYSTEM) TPE LIGHT GREY HEIGHT: 20.3 MM WIDTH: 20.3 MM DEPTH: 17.7 MM -40 °C?90 °C IP66 | 28
31137 | 2584600000 | SEALING ELEMENT CABTITE (CABLE ENTRY SYSTEM) TPE LIGHT GREY HEIGHT: 20.3 MM WIDTH: 20.3 MM DEPTH: 17.7 MM -40 °C?90 °C IP66 | 28
31138 | 2584610000 | SEALING ELEMENT CABTITE (CABLE ENTRY SYSTEM) TPE LIGHT GREY HEIGHT: 20.3 MM WIDTH: 20.3 MM DEPTH: 17.7 MM -40 °C?90 °C IP66 | 28
31139 | 2584630000 | SEALING ELEMENT CABTITE (CABLE ENTRY SYSTEM) TPE LIGHT GREY HEIGHT: 20.3 MM WIDTH: 20.3 MM DEPTH: 17.7 MM -40 °C?90 °C IP66 | 28
31140 | 2584650000 | SEALING ELEMENT CABTITE (CABLE ENTRY SYSTEM) TPE LIGHT GREY HEIGHT: 20.3 MM WIDTH: 20.3 MM DEPTH: 17.7 MM -40 °C?90 °C IP66 | 28
31141 | 2584660000 | SEALING ELEMENT CABTITE (CABLE ENTRY SYSTEM) TPE LIGHT GREY HEIGHT: 20.3 MM WIDTH: 20.3 MM DEPTH: 17.7 MM -40 °C?90 °C IP66 | 28
31142 | 2584830000 | SEALING ELEMENT CABTITE (CABLE ENTRY SYSTEM) TPE LIGHT GREY HEIGHT: 20.3 MM WIDTH: 20.3 MM DEPTH: 17.7 MM -40 °C?90 °C IP66 | 28
31143 | 2584840000 | SEALING ELEMENT CABTITE (CABLE ENTRY SYSTEM) TPE LIGHT GREY HEIGHT: 20.3 MM WIDTH: 20.3 MM DEPTH: 17.7 MM -40 °C?90 °C IP66 | 28
31144 | 2584890000 | SEALING ELEMENT CABTITE (CABLE ENTRY SYSTEM) TPE LIGHT GREY HEIGHT: 20.3 MM WIDTH: 20.3 MM DEPTH: 17.7 MM -40 °C?90 °C IP66 | 28
31145 | 2584900000 | SEALING ELEMENT CABTITE (CABLE ENTRY SYSTEM) TPE LIGHT GREY HEIGHT: 20.3 MM WIDTH: 20.3 MM DEPTH: 17.7 MM -40 °C?90 °C IP66 | 28
31146 | 2588480000 | PROTECTIVE CABLE HOSE | 491
31147 | 2588590000 | PROTECTIVE CABLE HOSE COIL | 210
31148 | 2588690000 | PROTECTIVE CABLE HOSE COIL | 210
31149 | 2588830000 | PROTECTIVE CABLE HOSE COIL | 210
31150 | 2588860000 | FABRIC OF PROTECTIVE CABLE HOSE | 442
31151 | 2595720000 | PRINTED CIRCUIT BOARD TERMINALS 5.08 MM N OF POLES: 4 90° SOLDER PIN LENGTH (L): 3.2 MM TINNED ORANGE CLAMPING YOKE CONNECTION CLAMPING RANGE MAX. : 6 MM² BOX | 1
31152 | 2596030000 | PRINTED CIRCUIT BOARD TERMINALS 5.08 MM N OF POLES: 16 90° SOLDER PIN LENGTH (L): 3.2 MM TINNED ORANGE CLAMPING YOKE CONNECTION CLAMPING RANGE MAX. : 6 MM² BOX | 1
31153 | 2596040000 | PRINTED CIRCUIT BOARD TERMINALS 5.08 MM N OF POLES: 2 90° SOLDER PIN LENGTH (L): 3.2 MM TINNED ORANGE CLAMPING YOKE CONNECTION CLAMPING RANGE MAX. : 6 MM² BOX | 1
31154 | 2596050000 | PRINTED CIRCUIT BOARD TERMINALS 5.08 MM N OF POLES: 14 90° SOLDER PIN LENGTH (L): 3.2 MM TINNED ORANGE CLAMPING YOKE CONNECTION CLAMPING RANGE MAX. : 6 MM² BOX | 1
31155 | 2596060000 | PRINTED CIRCUIT BOARD TERMINALS 5.08 MM N OF POLES: 18 90° SOLDER PIN LENGTH (L): 3.2 MM TINNED ORANGE CLAMPING YOKE CONNECTION CLAMPING RANGE MAX. : 6 MM² BOX | 1
31156 | 2599450000 | PCB PLUG-IN CONNECTOR FEMALE PLUG 3.50 MM N OF POLES: 10 180° TENSION-CLAMP CONNECTION CLAMPING RANGE MAX. : 1.5 MM² BOX | 1
31157 | 2599490000 | PCB PLUG-IN CONNECTOR FEMALE PLUG 3.81 MM N OF POLES: 2 180° CLAMPING YOKE CONNECTION CLAMPING RANGE MAX. : 1.5 MM² BOX | 1
31158 | 2599510000 | PCB PLUG-IN CONNECTOR FEMALE PLUG 3.81 MM N OF POLES: 5 180° CLAMPING YOKE CONNECTION CLAMPING RANGE MAX. : 1.5 MM² BOX | 1
31159 | 2599520000 | PCB PLUG-IN CONNECTOR FEMALE PLUG 3.81 MM N OF POLES: 6 180° CLAMPING YOKE CONNECTION CLAMPING RANGE MAX. : 1.5 MM² BOX | 1
31160 | 2599530000 | PCB PLUG-IN CONNECTOR FEMALE PLUG 3.81 MM N OF POLES: 6 180° CLAMPING YOKE CONNECTION CLAMPING RANGE MAX. : 1.5 MM² BOX | 1
31161 | 2599540000 | PCB PLUG-IN CONNECTOR FEMALE PLUG 3.81 MM N OF POLES: 5 180° CLAMPING YOKE CONNECTION CLAMPING RANGE MAX. : 1.5 MM² BOX | 1
31162 | 2613220000 | PCB PLUG-IN CONNECTOR FEMALE PLUG 3.81 MM N OF POLES: 3 180° CLAMPING YOKE CONNECTION CLAMPING RANGE MAX. : 1.5 MM² BOX | 1
31163 | 2617590000 | PRINTED CIRCUIT BOARD TERMINALS 5.08 MM N OF POLES: 36 90° SOLDER PIN LENGTH (L): 3.5 MM TINNED ORANGE CLAMPING YOKE CONNECTION CLAMPING RANGE MAX. : 2.5 MM² BOX | 1
31164 | 1472470000 | PCB PLUG-IN CONNECTOR MALE HEADER SOLDER FLANGE THT SOLDER CONNECTION 7.62 MM N OF POLES: 12 270° SOLDER PIN LENGTH (L): 3.2 MM BOX | 0
31165 | 1472460000 | PCB PLUG-IN CONNECTOR MALE HEADER SOLDER FLANGE THT SOLDER CONNECTION 7.62 MM N OF POLES: 11 270° SOLDER PIN LENGTH (L): 3.2 MM BOX | 0
31166 | 1472450000 | PCB PLUG-IN CONNECTOR MALE HEADER SOLDER FLANGE THT SOLDER CONNECTION 7.62 MM N OF POLES: 10 270° SOLDER PIN LENGTH (L): 3.2 MM BOX | 0
31167 | 1472440000 | PCB PLUG-IN CONNECTOR MALE HEADER SOLDER FLANGE THT SOLDER CONNECTION 7.62 MM N OF POLES: 9 270° SOLDER PIN LENGTH (L): 3.2 MM BOX | 0
31168 | 1472430000 | PCB PLUG-IN CONNECTOR MALE HEADER SOLDER FLANGE THT SOLDER CONNECTION 7.62 MM N OF POLES: 8 270° SOLDER PIN LENGTH (L): 3.2 MM BOX | 0
31169 | 1472420000 | PCB PLUG-IN CONNECTOR MALE HEADER SOLDER FLANGE THT SOLDER CONNECTION 7.62 MM N OF POLES: 7 270° SOLDER PIN LENGTH (L): 3.2 MM BOX | 0
31170 | 1472410000 | PCB PLUG-IN CONNECTOR MALE HEADER SOLDER FLANGE THT SOLDER CONNECTION 7.62 MM N OF POLES: 6 270° SOLDER PIN LENGTH (L): 3.2 MM BOX | 0
31171 | 1472390000 | PCB PLUG-IN CONNECTOR MALE HEADER SOLDER FLANGE THT SOLDER CONNECTION 7.62 MM N OF POLES: 5 270° SOLDER PIN LENGTH (L): 3.2 MM BOX | 0
31172 | 1472350000 | PCB PLUG-IN CONNECTOR MALE HEADER CLOSED SIDE THT SOLDER CONNECTION 7.62 MM N OF POLES: 12 270° SOLDER PIN LENGTH (L): 3.2 MM BOX | 0
31173 | 1472340000 | PCB PLUG-IN CONNECTOR MALE HEADER CLOSED SIDE THT SOLDER CONNECTION 7.62 MM N OF POLES: 11 270° SOLDER PIN LENGTH (L): 3.2 MM BOX | 0
31174 | 1472330000 | PCB PLUG-IN CONNECTOR MALE HEADER CLOSED SIDE THT SOLDER CONNECTION 7.62 MM N OF POLES: 10 270° SOLDER PIN LENGTH (L): 3.2 MM BOX | 0
31175 | 1472320000 | PCB PLUG-IN CONNECTOR MALE HEADER CLOSED SIDE THT SOLDER CONNECTION 7.62 MM N OF POLES: 9 270° SOLDER PIN LENGTH (L): 3.2 MM BOX | 0
31176 | 1472310000 | PCB PLUG-IN CONNECTOR MALE HEADER CLOSED SIDE THT SOLDER CONNECTION 7.62 MM N OF POLES: 8 270° SOLDER PIN LENGTH (L): 3.2 MM BOX | 0
31177 | 1472290000 | PCB PLUG-IN CONNECTOR MALE HEADER CLOSED SIDE THT SOLDER CONNECTION 7.62 MM N OF POLES: 7 270° SOLDER PIN LENGTH (L): 3.2 MM BOX | 0
31178 | 1472280000 | PCB PLUG-IN CONNECTOR MALE HEADER CLOSED SIDE THT SOLDER CONNECTION 7.62 MM N OF POLES: 6 270° SOLDER PIN LENGTH (L): 3.2 MM BOX | 0
31179 | 1472270000 | PCB PLUG-IN CONNECTOR MALE HEADER CLOSED SIDE THT SOLDER CONNECTION 7.62 MM N OF POLES: 5 270° SOLDER PIN LENGTH (L): 3.2 MM BOX | 0
31180 | 1124810000 | PCB PLUG-IN CONNECTOR MALE PLUG 7.62 MM N OF POLES: 2 180° PUSH IN WITHOUT ACTUATOR TENSION-CLAMP CONNECTION CLAMPING RANGE MAX. : 10 MM² BOX | 1
31181 | 1124750000 | PCB PLUG-IN CONNECTOR MALE PLUG 7.62 MM N OF POLES: 2 180° PUSH IN WITHOUT ACTUATOR TENSION-CLAMP CONNECTION CLAMPING RANGE MAX. : 10 MM² BOX | 1
31182 | 2594970000 | PCB PLUG-IN CONNECTOR COVER PLATE | 903
31183 | 2444210000 | PCB PLUG-IN CONNECTOR MALE PLUG 3.81 MM N OF POLES: 4 180° CLAMPING YOKE CONNECTION CLAMPING RANGE MAX. : 1.5 MM² BOX | 1
31184 | 2444190000 | PCB PLUG-IN CONNECTOR MALE PLUG 3.81 MM N OF POLES: 4 180° CLAMPING YOKE CONNECTION CLAMPING RANGE MAX. : 1.5 MM² BOX | 1
31185 | 2444180000 | PCB PLUG-IN CONNECTOR MALE PLUG 3.81 MM N OF POLES: 3 180° CLAMPING YOKE CONNECTION CLAMPING RANGE MAX. : 1.5 MM² BOX | 1
31186 | 1155730000 | PCB PLUG-IN CONNECTOR MALE HEADER DOVETAILS FOR FIXING BLOCKS THT SOLDER CONNECTION 5.08 MM N OF POLES: 16 90° SOLDER PIN LENGTH (L): 3.2 MM TINNED BOX | 0
31187 | 1155720000 | PCB PLUG-IN CONNECTOR MALE HEADER DOVETAILS FOR FIXING BLOCKS THT SOLDER CONNECTION 5.08 MM N OF POLES: 15 90° SOLDER PIN LENGTH (L): 3.2 MM TINNED BOX | 0
31188 | 1155710000 | PCB PLUG-IN CONNECTOR MALE HEADER DOVETAILS FOR FIXING BLOCKS THT SOLDER CONNECTION 5.08 MM N OF POLES: 14 90° SOLDER PIN LENGTH (L): 3.2 MM TINNED BOX | 0
31189 | 1155700000 | PCB PLUG-IN CONNECTOR MALE HEADER DOVETAILS FOR FIXING BLOCKS THT SOLDER CONNECTION 5.08 MM N OF POLES: 13 90° SOLDER PIN LENGTH (L): 3.2 MM TINNED BOX | 0
31190 | 1155680000 | PCB PLUG-IN CONNECTOR MALE HEADER DOVETAILS FOR FIXING BLOCKS THT SOLDER CONNECTION 5.08 MM N OF POLES: 11 90° SOLDER PIN LENGTH (L): 3.2 MM TINNED BOX | 0
31191 | 1155670000 | PCB PLUG-IN CONNECTOR MALE HEADER DOVETAILS FOR FIXING BLOCKS THT SOLDER CONNECTION 5.08 MM N OF POLES: 10 90° SOLDER PIN LENGTH (L): 3.2 MM TINNED BOX | 0
31192 | 1155650000 | PCB PLUG-IN CONNECTOR MALE HEADER DOVETAILS FOR FIXING BLOCKS THT SOLDER CONNECTION 5.08 MM N OF POLES: 9 90° SOLDER PIN LENGTH (L): 3.2 MM TINNED BOX | 0
31193 | 1155630000 | PCB PLUG-IN CONNECTOR MALE HEADER DOVETAILS FOR FIXING BLOCKS THT SOLDER CONNECTION 5.08 MM N OF POLES: 7 90° SOLDER PIN LENGTH (L): 3.2 MM TINNED BOX | 0
31194 | 1155610000 | PCB PLUG-IN CONNECTOR MALE HEADER DOVETAILS FOR FIXING BLOCKS THT SOLDER CONNECTION 5.08 MM N OF POLES: 5 90° SOLDER PIN LENGTH (L): 3.2 MM TINNED BOX | 0
31195 | 1155480000 | PCB PLUG-IN CONNECTOR MALE HEADER CLOSED SIDE THT SOLDER CONNECTION 5.08 MM N OF POLES: 16 90° SOLDER PIN LENGTH (L): 3.2 MM TINNED BOX | 0
31196 | 1155470000 | PCB PLUG-IN CONNECTOR MALE HEADER CLOSED SIDE THT SOLDER CONNECTION 5.08 MM N OF POLES: 15 90° SOLDER PIN LENGTH (L): 3.2 MM TINNED BOX | 0
31197 | 1155450000 | PCB PLUG-IN CONNECTOR MALE HEADER CLOSED SIDE THT SOLDER CONNECTION 5.08 MM N OF POLES: 14 90° SOLDER PIN LENGTH (L): 3.2 MM TINNED BOX | 0
31198 | 1155440000 | PCB PLUG-IN CONNECTOR MALE HEADER CLOSED SIDE THT SOLDER CONNECTION 5.08 MM N OF POLES: 13 90° SOLDER PIN LENGTH (L): 3.2 MM TINNED BOX | 0
31199 | 1155420000 | PCB PLUG-IN CONNECTOR MALE HEADER CLOSED SIDE THT SOLDER CONNECTION 5.08 MM N OF POLES: 11 90° SOLDER PIN LENGTH (L): 3.2 MM TINNED BOX | 0
31200 | 1155410000 | PCB PLUG-IN CONNECTOR MALE HEADER CLOSED SIDE THT SOLDER CONNECTION 5.08 MM N OF POLES: 10 90° SOLDER PIN LENGTH (L): 3.2 MM TINNED BOX | 0
31201 | 1155390000 | PCB PLUG-IN CONNECTOR MALE HEADER CLOSED SIDE THT SOLDER CONNECTION 5.08 MM N OF POLES: 8 90° SOLDER PIN LENGTH (L): 3.2 MM TINNED BOX | 0
31202 | 1155380000 | PCB PLUG-IN CONNECTOR MALE HEADER CLOSED SIDE THT SOLDER CONNECTION 5.08 MM N OF POLES: 7 90° SOLDER PIN LENGTH (L): 3.2 MM TINNED BOX | 0
31203 | 1155200000 | PCB PLUG-IN CONNECTOR MALE HEADER OPEN SIDE THT SOLDER CONNECTION 5.08 MM N OF POLES: 16 90° SOLDER PIN LENGTH (L): 3.2 MM TINNED BOX | 0
31204 | 1155190000 | PCB PLUG-IN CONNECTOR MALE HEADER OPEN SIDE THT SOLDER CONNECTION 5.08 MM N OF POLES: 15 90° SOLDER PIN LENGTH (L): 3.2 MM TINNED BOX | 0
31205 | 1155180000 | PCB PLUG-IN CONNECTOR MALE HEADER OPEN SIDE THT SOLDER CONNECTION 5.08 MM N OF POLES: 14 90° SOLDER PIN LENGTH (L): 3.2 MM TINNED BOX | 0
31206 | 1155170000 | PCB PLUG-IN CONNECTOR MALE HEADER OPEN SIDE THT SOLDER CONNECTION 5.08 MM N OF POLES: 13 90° SOLDER PIN LENGTH (L): 3.2 MM TINNED BOX | 0
31207 | 1155150000 | PCB PLUG-IN CONNECTOR MALE HEADER OPEN SIDE THT SOLDER CONNECTION 5.08 MM N OF POLES: 12 90° SOLDER PIN LENGTH (L): 3.2 MM TINNED BOX | 0
31208 | 1155140000 | PCB PLUG-IN CONNECTOR MALE HEADER OPEN SIDE THT SOLDER CONNECTION 5.08 MM N OF POLES: 11 90° SOLDER PIN LENGTH (L): 3.2 MM TINNED BOX | 0
31209 | 1155130000 | PCB PLUG-IN CONNECTOR MALE HEADER OPEN SIDE THT SOLDER CONNECTION 5.08 MM N OF POLES: 10 90° SOLDER PIN LENGTH (L): 3.2 MM TINNED BOX | 0
31210 | 1155100000 | PCB PLUG-IN CONNECTOR MALE HEADER OPEN SIDE THT SOLDER CONNECTION 5.08 MM N OF POLES: 9 90° SOLDER PIN LENGTH (L): 3.2 MM TINNED BOX | 0
31211 | 1155090000 | PCB PLUG-IN CONNECTOR MALE HEADER OPEN SIDE THT SOLDER CONNECTION 5.08 MM N OF POLES: 8 90° SOLDER PIN LENGTH (L): 3.2 MM TINNED BOX | 0
31212 | 1155070000 | PCB PLUG-IN CONNECTOR MALE HEADER OPEN SIDE THT SOLDER CONNECTION 5.08 MM N OF POLES: 6 90° SOLDER PIN LENGTH (L): 3.2 MM TINNED BOX | 0
31213 | 1155060000 | PCB PLUG-IN CONNECTOR MALE HEADER OPEN SIDE THT SOLDER CONNECTION 5.08 MM N OF POLES: 5 90° SOLDER PIN LENGTH (L): 3.2 MM TINNED BOX | 0
31214 | 1149870000 | PCB PLUG-IN CONNECTOR MALE HEADER DOVETAILS FOR FIXING BLOCKS THT SOLDER CONNECTION 5.08 MM N OF POLES: 16 180° SOLDER PIN LENGTH (L): 3.2 MM TINNED BOX | 0
31215 | 1149830000 | PCB PLUG-IN CONNECTOR MALE HEADER DOVETAILS FOR FIXING BLOCKS THT SOLDER CONNECTION 5.08 MM N OF POLES: 15 180° SOLDER PIN LENGTH (L): 3.2 MM TINNED BOX | 0
31216 | 1149800000 | PCB PLUG-IN CONNECTOR MALE HEADER DOVETAILS FOR FIXING BLOCKS THT SOLDER CONNECTION 5.08 MM N OF POLES: 14 180° SOLDER PIN LENGTH (L): 3.2 MM TINNED BOX | 0
31217 | 1149770000 | PCB PLUG-IN CONNECTOR MALE HEADER DOVETAILS FOR FIXING BLOCKS THT SOLDER CONNECTION 5.08 MM N OF POLES: 13 180° SOLDER PIN LENGTH (L): 3.2 MM TINNED BOX | 0
31218 | 1149730000 | PCB PLUG-IN CONNECTOR MALE HEADER DOVETAILS FOR FIXING BLOCKS THT SOLDER CONNECTION 5.08 MM N OF POLES: 12 180° SOLDER PIN LENGTH (L): 3.2 MM TINNED BOX | 0
31219 | 1149700000 | PCB PLUG-IN CONNECTOR MALE HEADER DOVETAILS FOR FIXING BLOCKS THT SOLDER CONNECTION 5.08 MM N OF POLES: 11 180° SOLDER PIN LENGTH (L): 3.2 MM TINNED BOX | 0
31220 | 1149670000 | PCB PLUG-IN CONNECTOR MALE HEADER DOVETAILS FOR FIXING BLOCKS THT SOLDER CONNECTION 5.08 MM N OF POLES: 10 180° SOLDER PIN LENGTH (L): 3.2 MM TINNED BOX | 0
31221 | 1149100000 | PCB PLUG-IN CONNECTOR MALE HEADER CLOSED SIDE THT SOLDER CONNECTION 5.08 MM N OF POLES: 16 180° SOLDER PIN LENGTH (L): 3.2 MM TINNED BOX | 0
31222 | 1149070000 | PCB PLUG-IN CONNECTOR MALE HEADER CLOSED SIDE THT SOLDER CONNECTION 5.08 MM N OF POLES: 15 180° SOLDER PIN LENGTH (L): 3.2 MM TINNED BOX | 0
31223 | 1149030000 | PCB PLUG-IN CONNECTOR MALE HEADER CLOSED SIDE THT SOLDER CONNECTION 5.08 MM N OF POLES: 14 180° SOLDER PIN LENGTH (L): 3.2 MM TINNED BOX | 0
31224 | 1149000000 | PCB PLUG-IN CONNECTOR MALE HEADER CLOSED SIDE THT SOLDER CONNECTION 5.08 MM N OF POLES: 13 180° SOLDER PIN LENGTH (L): 3.2 MM TINNED BOX | 0
31225 | 1148970000 | PCB PLUG-IN CONNECTOR MALE HEADER CLOSED SIDE THT SOLDER CONNECTION 5.08 MM N OF POLES: 12 180° SOLDER PIN LENGTH (L): 3.2 MM TINNED BOX | 0
31226 | 1148930000 | PCB PLUG-IN CONNECTOR MALE HEADER CLOSED SIDE THT SOLDER CONNECTION 5.08 MM N OF POLES: 11 180° SOLDER PIN LENGTH (L): 3.2 MM TINNED BOX | 0
31227 | 1148900000 | PCB PLUG-IN CONNECTOR MALE HEADER CLOSED SIDE THT SOLDER CONNECTION 5.08 MM N OF POLES: 10 180° SOLDER PIN LENGTH (L): 3.2 MM TINNED BOX | 0
31228 | 1148870000 | PCB PLUG-IN CONNECTOR MALE HEADER CLOSED SIDE THT SOLDER CONNECTION 5.08 MM N OF POLES: 9 180° SOLDER PIN LENGTH (L): 3.2 MM TINNED BOX | 0
31229 | 1148830000 | PCB PLUG-IN CONNECTOR MALE HEADER CLOSED SIDE THT SOLDER CONNECTION 5.08 MM N OF POLES: 8 180° SOLDER PIN LENGTH (L): 3.2 MM TINNED BOX | 0
31230 | 1148800000 | PCB PLUG-IN CONNECTOR MALE HEADER CLOSED SIDE THT SOLDER CONNECTION 5.08 MM N OF POLES: 7 180° SOLDER PIN LENGTH (L): 3.2 MM TINNED BOX | 0
31231 | 1148390000 | PCB PLUG-IN CONNECTOR MALE HEADER OPEN SIDE THT SOLDER CONNECTION 5.08 MM N OF POLES: 15 180° SOLDER PIN LENGTH (L): 3.2 MM TINNED BOX | 0
31232 | 1148370000 | PCB PLUG-IN CONNECTOR MALE HEADER OPEN SIDE THT SOLDER CONNECTION 5.08 MM N OF POLES: 14 180° SOLDER PIN LENGTH (L): 3.2 MM TINNED BOX | 0
31233 | 1148330000 | PCB PLUG-IN CONNECTOR MALE HEADER OPEN SIDE THT SOLDER CONNECTION 5.08 MM N OF POLES: 12 180° SOLDER PIN LENGTH (L): 3.2 MM TINNED BOX | 0
31234 | 1148310000 | PCB PLUG-IN CONNECTOR MALE HEADER OPEN SIDE THT SOLDER CONNECTION 5.08 MM N OF POLES: 11 180° SOLDER PIN LENGTH (L): 3.2 MM TINNED BOX | 0
31235 | 1148290000 | PCB PLUG-IN CONNECTOR MALE HEADER OPEN SIDE THT SOLDER CONNECTION 5.08 MM N OF POLES: 10 180° SOLDER PIN LENGTH (L): 3.2 MM TINNED BOX | 0
31236 | 1148270000 | PCB PLUG-IN CONNECTOR MALE HEADER OPEN SIDE THT SOLDER CONNECTION 5.08 MM N OF POLES: 9 180° SOLDER PIN LENGTH (L): 3.2 MM TINNED BOX | 0
31237 | 1148250000 | PCB PLUG-IN CONNECTOR MALE HEADER OPEN SIDE THT SOLDER CONNECTION 5.08 MM N OF POLES: 8 180° SOLDER PIN LENGTH (L): 3.2 MM TINNED BOX | 0
31238 | 1148230000 | PCB PLUG-IN CONNECTOR MALE HEADER OPEN SIDE THT SOLDER CONNECTION 5.08 MM N OF POLES: 7 180° SOLDER PIN LENGTH (L): 3.2 MM TINNED BOX | 0
31239 | 1148210000 | PCB PLUG-IN CONNECTOR MALE HEADER OPEN SIDE THT SOLDER CONNECTION 5.08 MM N OF POLES: 6 180° SOLDER PIN LENGTH (L): 3.2 MM TINNED BOX | 0
31240 | 1148180000 | PCB PLUG-IN CONNECTOR MALE HEADER OPEN SIDE THT SOLDER CONNECTION 5.08 MM N OF POLES: 5 180° SOLDER PIN LENGTH (L): 3.2 MM TINNED BOX | 0
31241 | 1156440000 | PCB PLUG-IN CONNECTOR FEMALE PLUG 7.62 MM N OF POLES: 2 180° PUSH IN WITH ACTUATOR PUSH IN WITHOUT ACTUATOR CLAMPING RANGE MAX. : 10 MM² BOX | 1
31242 | 1081930000 | PCB PLUG-IN CONNECTOR FEMALE PLUG 7.62 MM N OF POLES: 2 180° PUSH IN WITH ACTUATOR PUSH IN WITHOUT ACTUATOR CLAMPING RANGE MAX. : 10 MM² BOX | 1
31243 | 1081610000 | PCB PLUG-IN CONNECTOR FEMALE PLUG 7.62 MM N OF POLES: 2 180° PUSH IN WITH ACTUATOR PUSH IN WITHOUT ACTUATOR CLAMPING RANGE MAX. : 10 MM² BOX | 1
31244 | 1080490000 | PCB PLUG-IN CONNECTOR FEMALE PLUG 7.62 MM N OF POLES: 3 180° PUSH IN WITH ACTUATOR PUSH IN WITHOUT ACTUATOR CLAMPING RANGE MAX. : 10 MM² BOX | 1
31245 | 2442900000 | PCB PLUG-IN CONNECTOR FEMALE PLUG 3.81 MM N OF POLES: 20 180° PUSH IN WITH ACTUATOR TENSION-CLAMP CONNECTION CLAMPING RANGE MAX. : 1.5 MM² BOX | 1
31246 | 2442890000 | PCB PLUG-IN CONNECTOR FEMALE PLUG 3.81 MM N OF POLES: 18 180° PUSH IN WITH ACTUATOR TENSION-CLAMP CONNECTION CLAMPING RANGE MAX. : 1.5 MM² BOX | 1
31247 | 2442870000 | PCB PLUG-IN CONNECTOR FEMALE PLUG 3.81 MM N OF POLES: 15 180° PUSH IN WITH ACTUATOR TENSION-CLAMP CONNECTION CLAMPING RANGE MAX. : 1.5 MM² BOX | 1
31248 | 2442590000 | PCB PLUG-IN CONNECTOR FEMALE PLUG 3.81 MM N OF POLES: 2 180° CLAMPING YOKE CONNECTION CLAMPING RANGE MAX. : 1.5 MM² BOX | 1
31249 | 2442580000 | PCB PLUG-IN CONNECTOR FEMALE PLUG 3.81 MM N OF POLES: 16 180° CLAMPING YOKE CONNECTION CLAMPING RANGE MAX. : 1.5 MM² BOX | 1
31250 | 2442570000 | PCB PLUG-IN CONNECTOR FEMALE PLUG 3.81 MM N OF POLES: 14 180° CLAMPING YOKE CONNECTION CLAMPING RANGE MAX. : 1.5 MM² BOX | 1
31251 | 2442550000 | PCB PLUG-IN CONNECTOR FEMALE PLUG 3.81 MM N OF POLES: 10 180° CLAMPING YOKE CONNECTION CLAMPING RANGE MAX. : 1.5 MM² BOX | 1
31252 | 2442540000 | PCB PLUG-IN CONNECTOR FEMALE PLUG 3.81 MM N OF POLES: 8 180° CLAMPING YOKE CONNECTION CLAMPING RANGE MAX. : 1.5 MM² BOX | 1
31253 | 2442530000 | PCB PLUG-IN CONNECTOR FEMALE PLUG 3.81 MM N OF POLES: 5 180° CLAMPING YOKE CONNECTION CLAMPING RANGE MAX. : 1.5 MM² BOX | 1
31254 | 2442520000 | PCB PLUG-IN CONNECTOR FEMALE PLUG 3.81 MM N OF POLES: 4 180° CLAMPING YOKE CONNECTION CLAMPING RANGE MAX. : 1.5 MM² BOX | 1
31255 | 2442490000 | PCB PLUG-IN CONNECTOR FEMALE PLUG 3.81 MM N OF POLES: 6 180° CLAMPING YOKE CONNECTION CLAMPING RANGE MAX. : 1.5 MM² BOX | 1
31256 | 2442480000 | PCB PLUG-IN CONNECTOR FEMALE PLUG 3.81 MM N OF POLES: 3 180° CLAMPING YOKE CONNECTION CLAMPING RANGE MAX. : 1.5 MM² BOX | 1
31257 | 1231470000 | PCB PLUG-IN CONNECTOR FEMALE PLUG 3.81 MM N OF POLES: 16 180° PUSH IN WITH ACTUATOR TENSION-CLAMP CONNECTION CLAMPING RANGE MAX. : 1.5 MM² BOX | 1
31258 | 2460200000 | DISTRIBUTION TERMINAL WITH FUSE PUSH IN 4 MM² 70 V 6.3 A DARK | 87
31259 | 2460190000 | DISTRIBUTION TERMINAL WITH FUSE PUSH IN 4 MM² 150 V 6.3 A DARK | 87
31260 | 2460180000 | DISTRIBUTION TERMINAL WITH FUSE PUSH IN 4 MM² 250 V 6.3 A DARK | 87
31261 | 2460140000 | DISTRIBUTION TERMINAL WITH FUSE PUSH IN 4 MM² 70 V 6.3 A DARK | 87
31262 | 2460130000 | DISTRIBUTION TERMINAL WITH FUSE PUSH IN 4 MM² 150 V 6.3 A DARK | 87
31263 | 2460120000 | DISTRIBUTION TERMINAL WITH FUSE PUSH IN 4 MM² 250 V 6.3 A DARK | 87
31264 | 2459010000 | DISTRIBUTION TERMINAL WITH FUSE PUSH IN 4 MM² 36 V 6.3 A DARK | 87
31265 | 2458990000 | DISTRIBUTION TERMINAL WITH FUSE PUSH IN 4 MM² 36 V 6.3 A DARK | 87
31266 | 2443040000 | PCB PLUG-IN CONNECTOR FEMALE PLUG 3.81 MM N OF POLES: 6 180° PUSH IN WITH ACTUATOR TENSION-CLAMP CONNECTION CLAMPING RANGE MAX. : 1.5 MM² BOX | 1
31267 | 2443000000 | PCB PLUG-IN CONNECTOR FEMALE PLUG 3.81 MM N OF POLES: 8 180° PUSH IN WITH ACTUATOR TENSION-CLAMP CONNECTION CLAMPING RANGE MAX. : 1.5 MM² BOX | 1
31268 | 2442850000 | PCB PLUG-IN CONNECTOR FEMALE PLUG 3.81 MM N OF POLES: 12 180° PUSH IN WITH ACTUATOR TENSION-CLAMP CONNECTION CLAMPING RANGE MAX. : 1.5 MM² BOX | 1
31269 | 2442840000 | PCB PLUG-IN CONNECTOR FEMALE PLUG 3.81 MM N OF POLES: 10 180° PUSH IN WITH ACTUATOR TENSION-CLAMP CONNECTION CLAMPING RANGE MAX. : 1.5 MM² BOX | 1
31270 | 2442830000 | PCB PLUG-IN CONNECTOR FEMALE PLUG 3.81 MM N OF POLES: 9 180° PUSH IN WITH ACTUATOR TENSION-CLAMP CONNECTION CLAMPING RANGE MAX. : 1.5 MM² BOX | 1
31271 | 2442820000 | PCB PLUG-IN CONNECTOR FEMALE PLUG 3.81 MM N OF POLES: 8 180° PUSH IN WITH ACTUATOR TENSION-CLAMP CONNECTION CLAMPING RANGE MAX. : 1.5 MM² BOX | 1
31272 | 2442800000 | PCB PLUG-IN CONNECTOR FEMALE PLUG 3.81 MM N OF POLES: 5 180° PUSH IN WITH ACTUATOR TENSION-CLAMP CONNECTION CLAMPING RANGE MAX. : 1.5 MM² BOX | 1
31273 | 2442790000 | PCB PLUG-IN CONNECTOR FEMALE PLUG 3.81 MM N OF POLES: 4 180° PUSH IN WITH ACTUATOR TENSION-CLAMP CONNECTION CLAMPING RANGE MAX. : 1.5 MM² BOX | 1
31274 | 2442780000 | PCB PLUG-IN CONNECTOR FEMALE PLUG 3.81 MM N OF POLES: 3 180° PUSH IN WITH ACTUATOR TENSION-CLAMP CONNECTION CLAMPING RANGE MAX. : 1.5 MM² BOX | 1
31275 | 2442770000 | PCB PLUG-IN CONNECTOR FEMALE PLUG 3.81 MM N OF POLES: 2 180° PUSH IN WITH ACTUATOR TENSION-CLAMP CONNECTION CLAMPING RANGE MAX. : 1.5 MM² BOX | 1
31276 | 2434380000 | FUSE TERMINAL PUSH IN 4 MM² 150 V 6.3 A | 244
31277 | 2434350000 | FUSE TERMINAL PUSH IN 4 MM² 70 V 6.3 A | 244
31278 | 2429870000 | FUSE TERMINAL PUSH IN 4 MM² 36 V 6.3 A | 244
31279 | 1231760000 | PCB PLUG-IN CONNECTOR FEMALE PLUG 3.81 MM N OF POLES: 12 180° PUSH IN WITH ACTUATOR TENSION-CLAMP CONNECTION CLAMPING RANGE MAX. : 1.5 MM² BOX | 1
31280 | 1231430000 | PCB PLUG-IN CONNECTOR FEMALE PLUG 3.81 MM N OF POLES: 12 180° PUSH IN WITH ACTUATOR TENSION-CLAMP CONNECTION CLAMPING RANGE MAX. : 1.5 MM² BOX | 1
31281 | 1231380000 | PCB PLUG-IN CONNECTOR FEMALE PLUG 3.81 MM N OF POLES: 8 180° PUSH IN WITH ACTUATOR TENSION-CLAMP CONNECTION CLAMPING RANGE MAX. : 1.5 MM² BOX | 1
31282 | 1231360000 | PCB PLUG-IN CONNECTOR FEMALE PLUG 3.81 MM N OF POLES: 6 180° PUSH IN WITH ACTUATOR TENSION-CLAMP CONNECTION CLAMPING RANGE MAX. : 1.5 MM² BOX | 1
31283 | 2000980000 | PRINTED CIRCUIT BOARD TERMINALS 3.50 MM N OF POLES: 12 90° SOLDER PIN LENGTH (L): 3.5 MM ORANGE PUSH IN WITH ACTUATOR CLAMPING RANGE MAX. : 1.5 MM² BOX | 1
31284 | 2000990000 | PRINTED CIRCUIT BOARD TERMINALS 3.50 MM N OF POLES: 14 90° SOLDER PIN LENGTH (L): 3.5 MM ORANGE PUSH IN WITH ACTUATOR CLAMPING RANGE MAX. : 1.5 MM² BOX | 1
31285 | 2001000000 | PRINTED CIRCUIT BOARD TERMINALS 3.50 MM N OF POLES: 16 90° SOLDER PIN LENGTH (L): 3.5 MM ORANGE PUSH IN WITH ACTUATOR CLAMPING RANGE MAX. : 1.5 MM² BOX | 1
31286 | 2001010000 | PRINTED CIRCUIT BOARD TERMINALS 3.50 MM N OF POLES: 18 90° SOLDER PIN LENGTH (L): 3.5 MM ORANGE PUSH IN WITH ACTUATOR CLAMPING RANGE MAX. : 1.5 MM² BOX | 1
31287 | 2001020000 | PRINTED CIRCUIT BOARD TERMINALS 3.50 MM N OF POLES: 20 90° SOLDER PIN LENGTH (L): 3.5 MM ORANGE PUSH IN WITH ACTUATOR CLAMPING RANGE MAX. : 1.5 MM² BOX | 1
31288 | 2442560000 | PCB PLUG-IN CONNECTOR FEMALE PLUG 3.81 MM N OF POLES: 12 180° CLAMPING YOKE CONNECTION CLAMPING RANGE MAX. : 1.5 MM² BOX | 1
31289 | 2442810000 | PCB PLUG-IN CONNECTOR FEMALE PLUG 3.81 MM N OF POLES: 6 180° PUSH IN WITH ACTUATOR TENSION-CLAMP CONNECTION CLAMPING RANGE MAX. : 1.5 MM² BOX | 1
31290 | 2442860000 | PCB PLUG-IN CONNECTOR FEMALE PLUG 3.81 MM N OF POLES: 14 180° PUSH IN WITH ACTUATOR TENSION-CLAMP CONNECTION CLAMPING RANGE MAX. : 1.5 MM² BOX | 1
31291 | 2442880000 | PCB PLUG-IN CONNECTOR FEMALE PLUG 3.81 MM N OF POLES: 16 180° PUSH IN WITH ACTUATOR TENSION-CLAMP CONNECTION CLAMPING RANGE MAX. : 1.5 MM² BOX | 1
31292 | 1254110000 | HOOD OMNIMATE HOUSING - SERIES CH20M WIDTH: 17.5 MM | 26
31293 | 1221310000 | HOOD OMNIMATE HOUSING - SERIES CH20M WIDTH: 22.5 MM | 26
31294 | 1209350000 | MODULAR HOUSING OMNIMATE HOUSING - SERIES CH20M WIDTH: 22.5 MM | 26
31295 | 1155620000 | PCB PLUG-IN CONNECTOR MALE HEADER DOVETAILS FOR FIXING BLOCKS THT SOLDER CONNECTION 5.08 MM N OF POLES: 6 90° SOLDER PIN LENGTH (L): 3.2 MM TINNED BOX | 0
31296 | 1155640000 | PCB PLUG-IN CONNECTOR MALE HEADER DOVETAILS FOR FIXING BLOCKS THT SOLDER CONNECTION 5.08 MM N OF POLES: 8 90° SOLDER PIN LENGTH (L): 3.2 MM TINNED BOX | 0
31297 | 1155690000 | PCB PLUG-IN CONNECTOR MALE HEADER DOVETAILS FOR FIXING BLOCKS THT SOLDER CONNECTION 5.08 MM N OF POLES: 12 90° SOLDER PIN LENGTH (L): 3.2 MM TINNED BOX | 0
31298 | 1155350000 | PCB PLUG-IN CONNECTOR MALE HEADER CLOSED SIDE THT SOLDER CONNECTION 5.08 MM N OF POLES: 5 90° SOLDER PIN LENGTH (L): 3.2 MM TINNED BOX | 0
31299 | 1155370000 | PCB PLUG-IN CONNECTOR MALE HEADER CLOSED SIDE THT SOLDER CONNECTION 5.08 MM N OF POLES: 6 90° SOLDER PIN LENGTH (L): 3.2 MM TINNED BOX | 0
31300 | 1155400000 | PCB PLUG-IN CONNECTOR MALE HEADER CLOSED SIDE THT SOLDER CONNECTION 5.08 MM N OF POLES: 9 90° SOLDER PIN LENGTH (L): 3.2 MM TINNED BOX | 0
31301 | 1155430000 | PCB PLUG-IN CONNECTOR MALE HEADER CLOSED SIDE THT SOLDER CONNECTION 5.08 MM N OF POLES: 12 90° SOLDER PIN LENGTH (L): 3.2 MM TINNED BOX | 0
31302 | 1155080000 | PCB PLUG-IN CONNECTOR MALE HEADER OPEN SIDE THT SOLDER CONNECTION 5.08 MM N OF POLES: 7 90° SOLDER PIN LENGTH (L): 3.2 MM TINNED BOX | 0
31303 | 1149500000 | PCB PLUG-IN CONNECTOR MALE HEADER DOVETAILS FOR FIXING BLOCKS THT SOLDER CONNECTION 5.08 MM N OF POLES: 5 180° SOLDER PIN LENGTH (L): 3.2 MM TINNED BOX | 0
31304 | 1149530000 | PCB PLUG-IN CONNECTOR MALE HEADER DOVETAILS FOR FIXING BLOCKS THT SOLDER CONNECTION 5.08 MM N OF POLES: 6 180° SOLDER PIN LENGTH (L): 3.2 MM TINNED BOX | 0
31305 | 1149570000 | PCB PLUG-IN CONNECTOR MALE HEADER DOVETAILS FOR FIXING BLOCKS THT SOLDER CONNECTION 5.08 MM N OF POLES: 7 180° SOLDER PIN LENGTH (L): 3.2 MM TINNED BOX | 0
31306 | 1149600000 | PCB PLUG-IN CONNECTOR MALE HEADER DOVETAILS FOR FIXING BLOCKS THT SOLDER CONNECTION 5.08 MM N OF POLES: 8 180° SOLDER PIN LENGTH (L): 3.2 MM TINNED BOX | 0
31307 | 1149630000 | PCB PLUG-IN CONNECTOR MALE HEADER DOVETAILS FOR FIXING BLOCKS THT SOLDER CONNECTION 5.08 MM N OF POLES: 9 180° SOLDER PIN LENGTH (L): 3.2 MM TINNED BOX | 0
31308 | 1148350000 | PCB PLUG-IN CONNECTOR MALE HEADER OPEN SIDE THT SOLDER CONNECTION 5.08 MM N OF POLES: 13 180° SOLDER PIN LENGTH (L): 3.2 MM TINNED BOX | 0
31309 | 1148410000 | PCB PLUG-IN CONNECTOR MALE HEADER OPEN SIDE THT SOLDER CONNECTION 5.08 MM N OF POLES: 16 180° SOLDER PIN LENGTH (L): 3.2 MM TINNED BOX | 0
31310 | 1148730000 | PCB PLUG-IN CONNECTOR MALE HEADER CLOSED SIDE THT SOLDER CONNECTION 5.08 MM N OF POLES: 5 180° SOLDER PIN LENGTH (L): 3.2 MM TINNED BOX | 0
31311 | 1148770000 | PCB PLUG-IN CONNECTOR MALE HEADER CLOSED SIDE THT SOLDER CONNECTION 5.08 MM N OF POLES: 6 180° SOLDER PIN LENGTH (L): 3.2 MM TINNED BOX | 0
31312 | 1254140000 | MODULAR HOUSING OMNIMATE HOUSING - SERIES CH20M WIDTH: 17.5 MM | 26
31313 | 2475310000 | A-SERIES END BRACKET | 321
31314 | 2548140000 | FUSE TERMINAL PUSH IN 4 MM² 250 V 6.3 A | 244
31315 | 1478990000 | W-SERIES END BRACKET | 288
31316 | 2429860000 | FUSE TERMINAL PUSH IN 4 MM² 250 V 6.3 A | 244
31317 | 2429010000 | DISTRIBUTION TERMINAL WITH FUSE PUSH IN 4 MM² 250 V 6.3 A DARK | 87
31318 | 2428950000 | DISTRIBUTION TERMINAL WITH FUSE PUSH IN 4 MM² 250 V 6.3 A DARK | 87
31319 | 2434390000 | FUSE TERMINAL PUSH IN 4 MM² 250 V 6.3 A | 244
31320 | 1231680000 | PCB PLUG-IN CONNECTOR FEMALE PLUG 3.81 MM N OF POLES: 5 180° PUSH IN WITH ACTUATOR TENSION-CLAMP CONNECTION CLAMPING RANGE MAX. : 1.5 MM² BOX | 1
31321 | 1231690000 | PCB PLUG-IN CONNECTOR FEMALE PLUG 3.81 MM N OF POLES: 6 180° PUSH IN WITH ACTUATOR TENSION-CLAMP CONNECTION CLAMPING RANGE MAX. : 1.5 MM² BOX | 1
31322 | 1231710000 | PCB PLUG-IN CONNECTOR FEMALE PLUG 3.81 MM N OF POLES: 7 180° PUSH IN WITH ACTUATOR TENSION-CLAMP CONNECTION CLAMPING RANGE MAX. : 1.5 MM² BOX | 1
31323 | 1231720000 | PCB PLUG-IN CONNECTOR FEMALE PLUG 3.81 MM N OF POLES: 8 180° PUSH IN WITH ACTUATOR TENSION-CLAMP CONNECTION CLAMPING RANGE MAX. : 1.5 MM² BOX | 1
31324 | 1231730000 | PCB PLUG-IN CONNECTOR FEMALE PLUG 3.81 MM N OF POLES: 9 180° PUSH IN WITH ACTUATOR TENSION-CLAMP CONNECTION CLAMPING RANGE MAX. : 1.5 MM² BOX | 1
31325 | 930001211 | KDSU (KLIPPON DOUBLE SEAL UNIVERSAL EX CABLE GLAND) CABLE GLANDS M 20 16 MM SINGLE-WIRE ARMOURING METAL FOIL ARMOURING BRAIDED ARMOURING 0.1 - 1.25 MM OD MIN. 6.7 - OD MAX. 10.3 MM ID MIN. 3.40 - ID MAX. 8.40 MM IP66 IP68 - 2.5 BAR | 8
31326 | 930001212 | KDSU (KLIPPON DOUBLE SEAL UNIVERSAL EX CABLE GLAND) CABLE GLANDS M 20 16 MM SINGLE-WIRE ARMOURING METAL FOIL ARMOURING BRAIDED ARMOURING 0.1 - 1.25 MM OD MIN. 9 - OD MAX. 13.5 MM ID MIN. 3.40 - ID MAX. 8.40 MM IP66 IP68 - 2.5 BAR | 8
31327 | 930001221 | KDSU (KLIPPON DOUBLE SEAL UNIVERSAL EX CABLE GLAND) CABLE GLANDS M 20 16 MM SINGLE-WIRE ARMOURING METAL FOIL ARMOURING BRAIDED ARMOURING 0.1 - 1.25 MM OD MIN. 6.7 - OD MAX. 10.3 MM ID MIN. 3.40 - ID MAX. 8.40 MM IP66 IP68 - 2.5 BAR NICKEL-PLATED | 8
31328 | 930001222 | KDSU (KLIPPON DOUBLE SEAL UNIVERSAL EX CABLE GLAND) CABLE GLANDS M 20 16 MM SINGLE-WIRE ARMOURING METAL FOIL ARMOURING BRAIDED ARMOURING 0.1 - 1.25 MM OD MIN. 9 - OD MAX. 13.5 MM ID MIN. 3.40 - ID MAX. 8.40 MM IP66 IP68 - 2.5 BAR NICKEL-PLATED | 8
31329 | 930011213 | KDSU (KLIPPON DOUBLE SEAL UNIVERSAL EX CABLE GLAND) CABLE GLANDS M 20 16 MM SINGLE-WIRE ARMOURING METAL FOIL ARMOURING BRAIDED ARMOURING 0.1 - 1.25 MM OD MIN. 9.4 - OD MAX. 12.5 MM ID MIN. 7.20 - ID MAX. 11.70 MM IP66 IP68 - 2.5 BAR | 8
31330 | 930011214 | KDSU (KLIPPON DOUBLE SEAL UNIVERSAL EX CABLE GLAND) CABLE GLANDS M 20 16 MM SINGLE-WIRE ARMOURING METAL FOIL ARMOURING BRAIDED ARMOURING 0.1 - 1.25 MM OD MIN. 11.5 - OD MAX. 16 MM ID MIN. 7.20 - ID MAX. 11.70 MM IP66 IP68 - 2.5 BAR | 8
31331 | 930011223 | KDSU (KLIPPON DOUBLE SEAL UNIVERSAL EX CABLE GLAND) CABLE GLANDS M 20 16 MM SINGLE-WIRE ARMOURING METAL FOIL ARMOURING BRAIDED ARMOURING 0.1 - 1.25 MM OD MIN. 9.4 - OD MAX. 12.5 MM ID MIN. 7.20 - ID MAX. 11.70 MM IP66 IP68 - 2.5 BAR NICKEL-PLATED | 8
31332 | 930011224 | KDSU (KLIPPON DOUBLE SEAL UNIVERSAL EX CABLE GLAND) CABLE GLANDS M 20 16 MM SINGLE-WIRE ARMOURING METAL FOIL ARMOURING BRAIDED ARMOURING 0.1 - 1.25 MM OD MIN. 11.5 - OD MAX. 16 MM ID MIN. 7.20 - ID MAX. 11.70 MM IP66 IP68 - 2.5 BAR NICKEL-PLATED | 8
31333 | 930021211 | KDSU (KLIPPON DOUBLE SEAL UNIVERSAL EX CABLE GLAND) CABLE GLANDS M 20 16 MM SINGLE-WIRE ARMOURING METAL FOIL ARMOURING BRAIDED ARMOURING 0.1 - 1.25 MM OD MIN. 12 - OD MAX. 17.6 MM ID MIN. 9.40 - ID MAX. 14.00 MM IP66 IP68 - 2.5 BAR | 8
31334 | 930021212 | KDSU (KLIPPON DOUBLE SEAL UNIVERSAL EX CABLE GLAND) CABLE GLANDS M 20 16 MM SINGLE-WIRE ARMOURING METAL FOIL ARMOURING BRAIDED ARMOURING 0.1 - 1.25 MM OD MIN. 15.5 - OD MAX. 21.1 MM ID MIN. 9.40 - ID MAX. 14.00 MM IP66 IP68 - 2.5 BAR | 8
31335 | 930021221 | KDSU (KLIPPON DOUBLE SEAL UNIVERSAL EX CABLE GLAND) CABLE GLANDS M 20 16 MM SINGLE-WIRE ARMOURING METAL FOIL ARMOURING BRAIDED ARMOURING 0.1 - 1.25 MM OD MIN. 12 - OD MAX. 17.6 MM ID MIN. 9.40 - ID MAX. 14.00 MM IP66 IP68 - 2.5 BAR NICKEL-PLATED | 8
31336 | 930021222 | KDSU (KLIPPON DOUBLE SEAL UNIVERSAL EX CABLE GLAND) CABLE GLANDS M 20 16 MM SINGLE-WIRE ARMOURING METAL FOIL ARMOURING BRAIDED ARMOURING 0.1 - 1.25 MM OD MIN. 15.5 - OD MAX. 21.1 MM ID MIN. 9.40 - ID MAX. 14.00 MM IP66 IP68 - 2.5 BAR NICKEL-PLATED | 8
31337 | 930031211 | KDSU (KLIPPON DOUBLE SEAL UNIVERSAL EX CABLE GLAND) CABLE GLANDS M 25 16 MM SINGLE-WIRE ARMOURING METAL FOIL ARMOURING BRAIDED ARMOURING 0.1 - 1.6 MM OD MIN. 16.8 - OD MAX. 23.9 MM ID MIN. 13.50 - ID MAX. 20.00 MM IP66 IP68 - 2.5 BAR | 8
31338 | 930031212 | KDSU (KLIPPON DOUBLE SEAL UNIVERSAL EX CABLE GLAND) CABLE GLANDS M 25 16 MM SINGLE-WIRE ARMOURING METAL FOIL ARMOURING BRAIDED ARMOURING 0.1 - 1.6 MM OD MIN. 20.3 - OD MAX. 27.4 MM ID MIN. 13.50 - ID MAX. 20.00 MM IP66 IP68 - 2.5 BAR | 8
31339 | 930031221 | KDSU (KLIPPON DOUBLE SEAL UNIVERSAL EX CABLE GLAND) CABLE GLANDS M 25 16 MM SINGLE-WIRE ARMOURING METAL FOIL ARMOURING BRAIDED ARMOURING 0.1 - 1.6 MM OD MIN. 16.8 - OD MAX. 23.9 MM ID MIN. 13.50 - ID MAX. 20.00 MM IP66 IP68 - 2.5 BAR NICKEL-PLATED | 8
31340 | 930041211 | KDSU (KLIPPON DOUBLE SEAL UNIVERSAL EX CABLE GLAND) CABLE GLANDS M 32 16 MM SINGLE-WIRE ARMOURING METAL FOIL ARMOURING BRAIDED ARMOURING 0.1 - 2 MM OD MIN. 23.2 - OD MAX. 30.5 MM ID MIN. 19.50 - ID MAX. 26.30 MM IP66 IP68 - 2.5 BAR | 8
31341 | 930041212 | KDSU (KLIPPON DOUBLE SEAL UNIVERSAL EX CABLE GLAND) CABLE GLANDS M 32 16 MM SINGLE-WIRE ARMOURING METAL FOIL ARMOURING BRAIDED ARMOURING 0.1 - 2 MM OD MIN. 26.7 - OD MAX. 34 MM ID MIN. 19.50 - ID MAX. 26.30 MM IP66 IP68 - 2.5 BAR | 8
31342 | 930041221 | KDSU (KLIPPON DOUBLE SEAL UNIVERSAL EX CABLE GLAND) CABLE GLANDS M 32 16 MM SINGLE-WIRE ARMOURING METAL FOIL ARMOURING BRAIDED ARMOURING 0.1 - 2 MM OD MIN. 23.2 - OD MAX. 30.5 MM ID MIN. 19.50 - ID MAX. 26.30 MM IP66 IP68 - 2.5 BAR NICKEL-PLATED | 8
31343 | 930041222 | KDSU (KLIPPON DOUBLE SEAL UNIVERSAL EX CABLE GLAND) CABLE GLANDS M 32 16 MM SINGLE-WIRE ARMOURING METAL FOIL ARMOURING BRAIDED ARMOURING 0.1 - 2 MM OD MIN. 26.7 - OD MAX. 34 MM ID MIN. 19.50 - ID MAX. 26.30 MM IP66 IP68 - 2.5 BAR NICKEL-PLATED | 8
31344 | 930051212 | KDSU (KLIPPON DOUBLE SEAL UNIVERSAL EX CABLE GLAND) CABLE GLANDS M 40 16 MM SINGLE-WIRE ARMOURING METAL FOIL ARMOURING BRAIDED ARMOURING 0.1 - 2 MM OD MIN. 33 - OD MAX. 40.6 MM ID MIN. 23.00 - ID MAX. 32.20 MM IP66 IP68 - 2.5 BAR | 8
31345 | 930051222 | KDSU (KLIPPON DOUBLE SEAL UNIVERSAL EX CABLE GLAND) CABLE GLANDS M 40 16 MM SINGLE-WIRE ARMOURING METAL FOIL ARMOURING BRAIDED ARMOURING 0.1 - 2 MM OD MIN. 33 - OD MAX. 40.6 MM ID MIN. 23.00 - ID MAX. 32.20 MM IP66 IP68 - 2.5 BAR NICKEL-PLATED | 8
31346 | 930481212 | KSG (KLIPPON SDARD EX CABLE GLAND) CABLE GLANDS M 20 16 MM OD MIN. 4 - OD MAX. 8.4 MM IP66 IP68 - 2.5 BAR | 8
31347 | 930481222 | KSG (KLIPPON SDARD EX CABLE GLAND) CABLE GLANDS M 20 16 MM OD MIN. 4 - OD MAX. 8.4 MM IP66 IP68 - 2.5 BAR NICKEL-PLATED | 8
31348 | 930491224 | KSG (KLIPPON SDARD EX CABLE GLAND) CABLE GLANDS M 20 16 MM OD MIN. 7.2 - OD MAX. 11.7 MM IP66 IP68 - 2.5 BAR NICKEL-PLATED | 8
31349 | 930501212 | KSG (KLIPPON SDARD EX CABLE GLAND) CABLE GLANDS M 20 16 MM OD MIN. 9.6 - OD MAX. 14 MM IP66 IP68 - 2.5 BAR | 8
31350 | 930501222 | KSG (KLIPPON SDARD EX CABLE GLAND) CABLE GLANDS M 20 16 MM OD MIN. 9.6 - OD MAX. 14 MM IP66 IP68 - 2.5 BAR NICKEL-PLATED | 8
31351 | 930511212 | KSG (KLIPPON SDARD EX CABLE GLAND) CABLE GLANDS M 25 16 MM OD MIN. 13.5 - OD MAX. 20 MM IP66 IP68 - 2.5 BAR | 8
31352 | 930511222 | KSG (KLIPPON SDARD EX CABLE GLAND) CABLE GLANDS M 25 16 MM OD MIN. 13.5 - OD MAX. 20 MM IP66 IP68 - 2.5 BAR NICKEL-PLATED | 8
31353 | 930521212 | KSG (KLIPPON SDARD EX CABLE GLAND) CABLE GLANDS M 32 16 MM OD MIN. 19.5 - OD MAX. 26.3 MM IP66 IP68 - 2.5 BAR | 8
31354 | 930521222 | KSG (KLIPPON SDARD EX CABLE GLAND) CABLE GLANDS M 32 16 MM OD MIN. 19.5 - OD MAX. 26.3 MM IP66 IP68 - 2.5 BAR NICKEL-PLATED | 8
31355 | 930531212 | KSG (KLIPPON SDARD EX CABLE GLAND) CABLE GLANDS M 40 16 MM OD MIN. 23 - OD MAX. 32.2 MM IP66 IP68 - 2.5 BAR | 8
31356 | 930531222 | KSG (KLIPPON SDARD EX CABLE GLAND) CABLE GLANDS M 40 16 MM OD MIN. 23 - OD MAX. 32.2 MM IP66 IP68 - 2.5 BAR NICKEL-PLATED | 8
31357 | 930640004 | SKMU MS ( LOCKNUT) LOCKNUT M 32 4 MM | 409
31358 | 930640005 | SKMU MS ( LOCKNUT) LOCKNUT M 40 4.8 MM | 409
31359 | 930700001 | KSP (KLIPPON SHROUD) PROTECTIVE CAP SILICONE | 285
31360 | 930700002 | KSP (KLIPPON SHROUD) PROTECTIVE CAP SILICONE | 285
31361 | 930700003 | KSP (KLIPPON SHROUD) PROTECTIVE CAP SILICONE | 285
31362 | 930700004 | KSP (KLIPPON SHROUD) PROTECTIVE CAP SILICONE | 285
31363 | 930700005 | KSP (KLIPPON SHROUD) PROTECTIVE CAP SILICONE | 285
31364 | 930700006 | KSP (KLIPPON SHROUD) PROTECTIVE CAP SILICONE | 285
31365 | 930700007 | KSP (KLIPPON SHROUD) PROTECTIVE CAP SILICONE | 285
31366 | 930700008 | KSP (KLIPPON SHROUD) PROTECTIVE CAP SILICONE | 285
31367 | 930710001 | EA (EARTHING RINGS) EARTHING RING M 16 | 362
31368 | 930710002 | EA (EARTHING RINGS) EARTHING RING M 20 | 362
31369 | 930710003 | EA (EARTHING RINGS) EARTHING RING M 25 | 362
31370 | 930710004 | EA (EARTHING RINGS) EARTHING RING M 32 | 362
31371 | 930710005 | EA (EARTHING RINGS) EARTHING RING M 40 | 362
31372 | 930710006 | EA (EARTHING RINGS) EARTHING RING M 50 | 362
31373 | 930710007 | EA (EARTHING RINGS) EARTHING RING M 63 | 362
31374 | 930710008 | EA (EARTHING RINGS) EARTHING RING M 75 | 362
31375 | 1068890000 | FIELDPOWER® ENCLOSURES IP65 WITH CORRESPONDING HOUSING POLYCARBONATE GF 10 | 350
31376 | 1068990000 | INSERT FOR PLUG INSERT HYBRID | 1262
31377 | 1069010000 | FLANGE INSERT FOR FLANGE INSERT HYBRID | 1304
31378 | 1070620000 | MODULAR HOUSING OMNIMATE HOUSING - SERIES CH20M WIDTH: 22.5 MM | 26
31379 | 1072670000 | CLIPCARD DEVICE MARKERS 30 X 60 MM HOLDER CC-H 30/60 GREY | 445
31380 | 1072680000 | CLIPCARD DEVICE MARKERS 30 X 60 MM GREY | 445
31381 | 1073350000 | MODULAR HOUSING OMNIMATE HOUSING - SERIES CH20M GRAPHITE GREY WIDTH: 22.5 MM | 26
31382 | 1073370000 | MODULAR HOUSING OMNIMATE HOUSING - SERIES CH20M GRAPHITE GREY WIDTH: 22.5 MM | 26
31383 | 1074480000 | KDSW (KLIPPON DOUBLE SEAL SWA EX CABLE GLAND) CABLE GLANDS M 20 16 MM SINGLE-WIRE ARMOURING 0.9 - OD MIN. 4.9 - OD MAX. 10.3 MM ID MIN. 3.50 - ID MAX. 8.40 MM IP66 IP68 - 2.5 BAR | 8
31384 | 1074490000 | KDSW (KLIPPON DOUBLE SEAL SWA EX CABLE GLAND) CABLE GLANDS M 20 16 MM SINGLE-WIRE ARMOURING 0.9 - OD MIN. 8.4 - OD MAX. 13.5 MM ID MIN. 3.50 - ID MAX. 8.40 MM IP66 IP68 - 2.5 BAR | 8
31385 | 1074510000 | KDSW (KLIPPON DOUBLE SEAL SWA EX CABLE GLAND) CABLE GLANDS M 20 16 MM SINGLE-WIRE ARMOURING 0.9 - 1.25 MM OD MIN. 11.5 - OD MAX. 16 MM ID MIN. 8.00 - ID MAX. 11.70 MM IP66 IP68 - 2.5 BAR | 8
31386 | 1074520000 | KDSW (KLIPPON DOUBLE SEAL SWA EX CABLE GLAND) CABLE GLANDS M 20 16 MM SINGLE-WIRE ARMOURING 0.9 - 1.25 MM OD MIN. 12 - OD MAX. 17.6 MM ID MIN. 6.70 - ID MAX. 14.00 MM IP66 IP68 - 2.5 BAR | 8
31387 | 1074530000 | KDSW (KLIPPON DOUBLE SEAL SWA EX CABLE GLAND) CABLE GLANDS M 20 16 MM SINGLE-WIRE ARMOURING 0.9 - 1.25 MM OD MIN. 15.5 - OD MAX. 21.1 MM ID MIN. 6.70 - ID MAX. 14.00 MM IP66 IP68 - 2.5 BAR | 8
31388 | 1074540000 | KDSW (KLIPPON DOUBLE SEAL SWA EX CABLE GLAND) CABLE GLANDS M 25 16 MM SINGLE-WIRE ARMOURING 1.25 - 1.6 MM OD MIN. 16.8 - OD MAX. 23.9 MM ID MIN. 13.00 - ID MAX. 20.00 MM IP66 IP68 - 2.5 BAR | 8
31389 | 1074550000 | KDSW (KLIPPON DOUBLE SEAL SWA EX CABLE GLAND) CABLE GLANDS M 25 16 MM SINGLE-WIRE ARMOURING 1.25 - 1.6 MM OD MIN. 20.3 - OD MAX. 27.4 MM ID MIN. 13.00 - ID MAX. 20.00 MM IP66 IP68 - 2.5 BAR | 8
31390 | 1074570000 | KDSW (KLIPPON DOUBLE SEAL SWA EX CABLE GLAND) CABLE GLANDS M 32 16 MM SINGLE-WIRE ARMOURING 1.6 - 2 MM OD MIN. 23.2 - OD MAX. 30.5 MM ID MIN. 19.00 - ID MAX. 26.30 MM IP66 IP68 - 2.5 BAR | 8
31391 | 1074580000 | KDSW (KLIPPON DOUBLE SEAL SWA EX CABLE GLAND) CABLE GLANDS M 32 16 MM SINGLE-WIRE ARMOURING 1.6 - 2 MM OD MIN. 26.7 - OD MAX. 34 MM ID MIN. 19.00 - ID MAX. 26.30 MM IP66 IP68 - 2.5 BAR | 8
31392 | 1074590000 | KDSW (KLIPPON DOUBLE SEAL SWA EX CABLE GLAND) CABLE GLANDS M 40 16 MM SINGLE-WIRE ARMOURING 1.6 - 2 MM OD MIN. 28.6 - OD MAX. 36.2 MM ID MIN. 25.00 - ID MAX. 32.20 MM IP66 IP68 - 2.5 BAR | 8
31393 | 1074610000 | KDSW (KLIPPON DOUBLE SEAL SWA EX CABLE GLAND) CABLE GLANDS M 40 16 MM SINGLE-WIRE ARMOURING 1.6 - 2 MM OD MIN. 33 - OD MAX. 40.6 MM ID MIN. 25.00 - ID MAX. 32.20 MM IP66 IP68 - 2.5 BAR | 8
31394 | 1074660000 | KDSW (KLIPPON DOUBLE SEAL SWA EX CABLE GLAND) CABLE GLANDS M 20 16 MM SINGLE-WIRE ARMOURING LEAD SHEATH ARMOURING 0.9 - OD MIN. 4.9 - OD MAX. 10.3 MM ID MIN. 3.50 - ID MAX. 8.40 MM IP66 IP68 - 2.5 BAR NICKEL-PLATED | 8
31395 | 1074690000 | KDSW (KLIPPON DOUBLE SEAL SWA EX CABLE GLAND) CABLE GLANDS M 20 16 MM SINGLE-WIRE ARMOURING LEAD SHEATH ARMOURING 0.9 - OD MIN. 8.4 - OD MAX. 13.5 MM ID MIN. 3.50 - ID MAX. 8.40 MM IP66 IP68 - 2.5 BAR NICKEL-PLATED | 8
31396 | 1074720000 | KDSW (KLIPPON DOUBLE SEAL SWA EX CABLE GLAND) CABLE GLANDS M 20 16 MM SINGLE-WIRE ARMOURING LEAD SHEATH ARMOURING 0.9 - 1.25 MM OD MIN. 9.4 - OD MAX. 12.5 MM ID MIN. 8.00 - ID MAX. 11.70 MM IP66 IP68 - 2.5 BAR NICKEL-PLATED | 8
31397 | 1074740000 | KDSW (KLIPPON DOUBLE SEAL SWA EX CABLE GLAND) CABLE GLANDS M 20 16 MM SINGLE-WIRE ARMOURING LEAD SHEATH ARMOURING 0.9 - 1.25 MM OD MIN. 11.5 - OD MAX. 16 MM ID MIN. 8.00 - ID MAX. 11.70 MM IP66 IP68 - 2.5 BAR NICKEL-PLATED | 8
31398 | 1074760000 | KDSW (KLIPPON DOUBLE SEAL SWA EX CABLE GLAND) CABLE GLANDS M 20 16 MM SINGLE-WIRE ARMOURING LEAD SHEATH ARMOURING 0.9 - 1.25 MM OD MIN. 12 - OD MAX. 17.6 MM ID MIN. 6.70 - ID MAX. 14.00 MM IP66 IP68 - 2.5 BAR NICKEL-PLATED | 8
31399 | 1074780000 | KDSW (KLIPPON DOUBLE SEAL SWA EX CABLE GLAND) CABLE GLANDS M 20 16 MM SINGLE-WIRE ARMOURING LEAD SHEATH ARMOURING 0.9 - 1.25 MM OD MIN. 15.5 - OD MAX. 21.1 MM ID MIN. 6.70 - ID MAX. 14.00 MM IP66 IP68 - 2.5 BAR NICKEL-PLATED | 8
31400 | 1074810000 | KDSW (KLIPPON DOUBLE SEAL SWA EX CABLE GLAND) CABLE GLANDS M 25 16 MM SINGLE-WIRE ARMOURING LEAD SHEATH ARMOURING 1.25 - 1.6 MM OD MIN. 16.8 - OD MAX. 23.9 MM ID MIN. 13.00 - ID MAX. 20.00 MM IP66 IP68 - 2.5 BAR NICKEL-PLATED | 8
31401 | 1074830000 | KDSW (KLIPPON DOUBLE SEAL SWA EX CABLE GLAND) CABLE GLANDS M 25 16 MM SINGLE-WIRE ARMOURING LEAD SHEATH ARMOURING 1.25 - 1.6 MM OD MIN. 20.3 - OD MAX. 27.4 MM ID MIN. 13.00 - ID MAX. 20.00 MM IP66 IP68 - 2.5 BAR NICKEL-PLATED | 8
31402 | 1074850000 | KDSW (KLIPPON DOUBLE SEAL SWA EX CABLE GLAND) CABLE GLANDS M 32 16 MM SINGLE-WIRE ARMOURING LEAD SHEATH ARMOURING 1.6 - 2 MM OD MIN. 23.2 - OD MAX. 30.5 MM ID MIN. 19.00 - ID MAX. 26.30 MM IP66 IP68 - 2.5 BAR NICKEL-PLATED | 8
31403 | 1074860000 | KDSW (KLIPPON DOUBLE SEAL SWA EX CABLE GLAND) CABLE GLANDS M 32 16 MM SINGLE-WIRE ARMOURING LEAD SHEATH ARMOURING 1.6 - 2 MM OD MIN. 26.7 - OD MAX. 34 MM ID MIN. 19.00 - ID MAX. 26.30 MM IP66 IP68 - 2.5 BAR NICKEL-PLATED | 8
31404 | 1074870000 | KDSW (KLIPPON DOUBLE SEAL SWA EX CABLE GLAND) CABLE GLANDS M 40 16 MM SINGLE-WIRE ARMOURING LEAD SHEATH ARMOURING 1.6 - 2 MM OD MIN. 28.6 - OD MAX. 36.2 MM ID MIN. 25.00 - ID MAX. 32.20 MM IP66 IP68 - 2.5 BAR NICKEL-PLATED | 8
31405 | 1074880000 | KDSW (KLIPPON DOUBLE SEAL SWA EX CABLE GLAND) CABLE GLANDS M 40 16 MM SINGLE-WIRE ARMOURING LEAD SHEATH ARMOURING 1.6 - 2 MM OD MIN. 33 - OD MAX. 40.6 MM ID MIN. 25.00 - ID MAX. 32.20 MM IP66 IP68 - 2.5 BAR NICKEL-PLATED | 8
31406 | 1075030000 | KDSW (KLIPPON DOUBLE SEAL SWA EX CABLE GLAND) CABLE GLANDS M 20 16 MM SINGLE-WIRE ARMOURING 0.9 - OD MIN. 4.9 - OD MAX. 10.3 MM ID MIN. 3.50 - ID MAX. 8.40 MM IP66 IP68 - 2.5 BAR NICKEL-PLATED | 8
31407 | 1075040000 | KDSW (KLIPPON DOUBLE SEAL SWA EX CABLE GLAND) CABLE GLANDS M 20 16 MM SINGLE-WIRE ARMOURING 0.9 - OD MIN. 8.4 - OD MAX. 13.5 MM ID MIN. 3.50 - ID MAX. 8.40 MM IP66 IP68 - 2.5 BAR NICKEL-PLATED | 8
31408 | 1075050000 | KDSW (KLIPPON DOUBLE SEAL SWA EX CABLE GLAND) CABLE GLANDS M 20 16 MM SINGLE-WIRE ARMOURING 0.9 - 1.25 MM OD MIN. 9.4 - OD MAX. 12.5 MM ID MIN. 8.00 - ID MAX. 11.70 MM IP66 IP68 - 2.5 BAR NICKEL-PLATED | 8
31409 | 1075060000 | KDSW (KLIPPON DOUBLE SEAL SWA EX CABLE GLAND) CABLE GLANDS M 20 16 MM SINGLE-WIRE ARMOURING 0.9 - 1.25 MM OD MIN. 11.5 - OD MAX. 16 MM ID MIN. 8.00 - ID MAX. 11.70 MM IP66 IP68 - 2.5 BAR NICKEL-PLATED | 8
31410 | 1075070000 | KDSW (KLIPPON DOUBLE SEAL SWA EX CABLE GLAND) CABLE GLANDS M 20 16 MM SINGLE-WIRE ARMOURING 0.9 - 1.25 MM OD MIN. 12 - OD MAX. 17.6 MM ID MIN. 6.70 - ID MAX. 14.00 MM IP66 IP68 - 2.5 BAR NICKEL-PLATED | 8
31411 | 1075080000 | KDSW (KLIPPON DOUBLE SEAL SWA EX CABLE GLAND) CABLE GLANDS M 20 16 MM SINGLE-WIRE ARMOURING 0.9 - 1.25 MM OD MIN. 15.5 - OD MAX. 21.1 MM ID MIN. 6.70 - ID MAX. 14.00 MM IP66 IP68 - 2.5 BAR NICKEL-PLATED | 8
31412 | 1075090000 | KDSW (KLIPPON DOUBLE SEAL SWA EX CABLE GLAND) CABLE GLANDS M 25 16 MM SINGLE-WIRE ARMOURING 1.25 - 1.6 MM OD MIN. 16.8 - OD MAX. 23.9 MM ID MIN. 13.00 - ID MAX. 20.00 MM IP66 IP68 - 2.5 BAR NICKEL-PLATED | 8
31413 | 1075110000 | KDSW (KLIPPON DOUBLE SEAL SWA EX CABLE GLAND) CABLE GLANDS M 25 16 MM SINGLE-WIRE ARMOURING 1.25 - 1.6 MM OD MIN. 20.3 - OD MAX. 27.4 MM ID MIN. 13.00 - ID MAX. 20.00 MM IP66 IP68 - 2.5 BAR NICKEL-PLATED | 8
31414 | 1075120000 | KDSW (KLIPPON DOUBLE SEAL SWA EX CABLE GLAND) CABLE GLANDS M 32 16 MM SINGLE-WIRE ARMOURING 1.6 - 2 MM OD MIN. 23.2 - OD MAX. 30.5 MM ID MIN. 19.00 - ID MAX. 26.30 MM IP66 IP68 - 2.5 BAR NICKEL-PLATED | 8
31415 | 1075130000 | KDSW (KLIPPON DOUBLE SEAL SWA EX CABLE GLAND) CABLE GLANDS M 32 16 MM SINGLE-WIRE ARMOURING 1.6 - 2 MM OD MIN. 26.7 - OD MAX. 34 MM ID MIN. 19.00 - ID MAX. 26.30 MM IP66 IP68 - 2.5 BAR NICKEL-PLATED | 8
31416 | 1075140000 | KDSW (KLIPPON DOUBLE SEAL SWA EX CABLE GLAND) CABLE GLANDS M 40 16 MM SINGLE-WIRE ARMOURING 1.6 - 2 MM OD MIN. 28.6 - OD MAX. 36.2 MM ID MIN. 25.00 - ID MAX. 32.20 MM IP66 IP68 - 2.5 BAR NICKEL-PLATED | 8
31417 | 1075150000 | KDSW (KLIPPON DOUBLE SEAL SWA EX CABLE GLAND) CABLE GLANDS M 40 16 MM SINGLE-WIRE ARMOURING 1.6 - 2 MM OD MIN. 33 - OD MAX. 40.6 MM ID MIN. 25.00 - ID MAX. 32.20 MM IP66 IP68 - 2.5 BAR NICKEL-PLATED | 8
31418 | 1076120000 | KDSU (KLIPPON DOUBLE SEAL UNIVERSAL EX CABLE GLAND) CABLE GLANDS M 20 16 MM SINGLE-WIRE ARMOURING METAL FOIL ARMOURING BRAIDED ARMOURING 0.1 - 1.25 MM OD MIN. 6.7 - OD MAX. 10.3 MM ID MIN. 3.40 - ID MAX. 8.40 MM IP66 IP68 - 2.5 BAR | 8
31419 | 1076130000 | KDSU (KLIPPON DOUBLE SEAL UNIVERSAL EX CABLE GLAND) CABLE GLANDS M 20 16 MM SINGLE-WIRE ARMOURING METAL FOIL ARMOURING BRAIDED ARMOURING 0.1 - 1.25 MM OD MIN. 9.4 - OD MAX. 12.5 MM ID MIN. 7.20 - ID MAX. 11.70 MM IP66 IP68 - 2.5 BAR | 8
31420 | 1076140000 | KDSU (KLIPPON DOUBLE SEAL UNIVERSAL EX CABLE GLAND) CABLE GLANDS M 20 16 MM SINGLE-WIRE ARMOURING METAL FOIL ARMOURING BRAIDED ARMOURING 0.1 - 1.25 MM OD MIN. 12 - OD MAX. 17.6 MM ID MIN. 9.40 - ID MAX. 14.00 MM IP66 IP68 - 2.5 BAR | 8
31421 | 1076150000 | KDSU (KLIPPON DOUBLE SEAL UNIVERSAL EX CABLE GLAND) CABLE GLANDS M 25 16 MM SINGLE-WIRE ARMOURING METAL FOIL ARMOURING BRAIDED ARMOURING 0.1 - 1.6 MM OD MIN. 16.8 - OD MAX. 23.9 MM ID MIN. 13.50 - ID MAX. 20.00 MM IP66 IP68 - 2.5 BAR | 8
31422 | 1076160000 | KDSU (KLIPPON DOUBLE SEAL UNIVERSAL EX CABLE GLAND) CABLE GLANDS M 32 16 MM SINGLE-WIRE ARMOURING METAL FOIL ARMOURING BRAIDED ARMOURING 0.1 - 2 MM OD MIN. 23.2 - OD MAX. 30.5 MM ID MIN. 19.50 - ID MAX. 26.30 MM IP66 IP68 - 2.5 BAR | 8
31423 | 1076170000 | KDSU (KLIPPON DOUBLE SEAL UNIVERSAL EX CABLE GLAND) CABLE GLANDS M 40 16 MM SINGLE-WIRE ARMOURING METAL FOIL ARMOURING BRAIDED ARMOURING 0.1 - 2 MM OD MIN. 28.6 - OD MAX. 36.2 MM ID MIN. 23.00 - ID MAX. 32.20 MM IP66 IP68 - 2.5 BAR | 8
31424 | 1076250000 | KDSW (KLIPPON DOUBLE SEAL SWA EX CABLE GLAND) CABLE GLANDS M 20 16 MM SINGLE-WIRE ARMOURING LEAD SHEATH ARMOURING 0.9 - OD MIN. 4.9 - OD MAX. 10.3 MM ID MIN. 3.50 - ID MAX. 8.40 MM IP66 IP68 - 2.5 BAR | 8
31425 | 1076270000 | KDSW (KLIPPON DOUBLE SEAL SWA EX CABLE GLAND) CABLE GLANDS M 20 16 MM SINGLE-WIRE ARMOURING LEAD SHEATH ARMOURING 0.9 - OD MIN. 8.4 - OD MAX. 13.5 MM ID MIN. 3.50 - ID MAX. 8.40 MM IP66 IP68 - 2.5 BAR | 8
31426 | 1076280000 | KDSW (KLIPPON DOUBLE SEAL SWA EX CABLE GLAND) CABLE GLANDS M 20 16 MM SINGLE-WIRE ARMOURING LEAD SHEATH ARMOURING 0.9 - 1.25 MM OD MIN. 9.4 - OD MAX. 12.5 MM ID MIN. 8.00 - ID MAX. 11.70 MM IP66 IP68 - 2.5 BAR | 8
31427 | 1076290000 | KDSW (KLIPPON DOUBLE SEAL SWA EX CABLE GLAND) CABLE GLANDS M 20 16 MM SINGLE-WIRE ARMOURING LEAD SHEATH ARMOURING 0.9 - 1.25 MM OD MIN. 11.5 - OD MAX. 16 MM ID MIN. 8.00 - ID MAX. 11.70 MM IP66 IP68 - 2.5 BAR | 8
31428 | 1076300000 | KDSW (KLIPPON DOUBLE SEAL SWA EX CABLE GLAND) CABLE GLANDS M 20 16 MM SINGLE-WIRE ARMOURING LEAD SHEATH ARMOURING 0.9 - 1.25 MM OD MIN. 12 - OD MAX. 17.6 MM ID MIN. 6.70 - ID MAX. 14.00 MM IP66 IP68 - 2.5 BAR | 8
31429 | 1076310000 | KDSW (KLIPPON DOUBLE SEAL SWA EX CABLE GLAND) CABLE GLANDS M 20 16 MM SINGLE-WIRE ARMOURING LEAD SHEATH ARMOURING 0.9 - 1.25 MM OD MIN. 15.5 - OD MAX. 21.1 MM ID MIN. 6.70 - ID MAX. 14.00 MM IP66 IP68 - 2.5 BAR | 8
31430 | 1076320000 | KDSW (KLIPPON DOUBLE SEAL SWA EX CABLE GLAND) CABLE GLANDS M 25 16 MM SINGLE-WIRE ARMOURING LEAD SHEATH ARMOURING 1.25 - 1.6 MM OD MIN. 16.8 - OD MAX. 23.9 MM ID MIN. 13.00 - ID MAX. 20.00 MM IP66 IP68 - 2.5 BAR | 8
31431 | 1076330000 | KDSW (KLIPPON DOUBLE SEAL SWA EX CABLE GLAND) CABLE GLANDS M 25 16 MM SINGLE-WIRE ARMOURING LEAD SHEATH ARMOURING 1.25 - 1.6 MM OD MIN. 20.3 - OD MAX. 27.4 MM ID MIN. 13.00 - ID MAX. 20.00 MM IP66 IP68 - 2.5 BAR | 8
31432 | 1076340000 | KDSW (KLIPPON DOUBLE SEAL SWA EX CABLE GLAND) CABLE GLANDS M 32 16 MM SINGLE-WIRE ARMOURING LEAD SHEATH ARMOURING 1.6 - 2 MM OD MIN. 23.2 - OD MAX. 30.5 MM ID MIN. 19.00 - ID MAX. 26.30 MM IP66 IP68 - 2.5 BAR | 8
31433 | 1076350000 | KDSW (KLIPPON DOUBLE SEAL SWA EX CABLE GLAND) CABLE GLANDS M 32 16 MM SINGLE-WIRE ARMOURING LEAD SHEATH ARMOURING 1.6 - 2 MM OD MIN. 26.7 - OD MAX. 34 MM ID MIN. 19.00 - ID MAX. 26.30 MM IP66 IP68 - 2.5 BAR | 8
31434 | 1076360000 | KDSW (KLIPPON DOUBLE SEAL SWA EX CABLE GLAND) CABLE GLANDS M 40 16 MM SINGLE-WIRE ARMOURING LEAD SHEATH ARMOURING 1.6 - 2 MM OD MIN. 28.6 - OD MAX. 36.2 MM ID MIN. 25.00 - ID MAX. 32.20 MM IP66 IP68 - 2.5 BAR | 8
31435 | 1076370000 | KDSW (KLIPPON DOUBLE SEAL SWA EX CABLE GLAND) CABLE GLANDS M 40 16 MM SINGLE-WIRE ARMOURING LEAD SHEATH ARMOURING 1.6 - 2 MM OD MIN. 33 - OD MAX. 40.6 MM ID MIN. 25.00 - ID MAX. 32.20 MM IP66 IP68 - 2.5 BAR | 8
31436 | 1076750000 | KSP (KLIPPON SHROUD) PROTECTIVE CAP PVC | 212
31437 | 1076760000 | KSP (KLIPPON SHROUD) PROTECTIVE CAP PVC | 212
31438 | 1076770000 | KSP (KLIPPON SHROUD) PROTECTIVE CAP PVC | 212
31439 | 1076780000 | KSP (KLIPPON SHROUD) PROTECTIVE CAP PVC | 212
31440 | 1076790000 | KSP (KLIPPON SHROUD) PROTECTIVE CAP PVC | 212
31441 | 1078320000 | CLIPCARD DEVICE MARKERS 30 X 60 MM | 445
31442 | 1083150000 | CLIPCARD DEVICE MARKERS 30 X 60 MM WITH HOLE | 190
31443 | 1083160000 | CLIPCARD DEVICE MARKERS 30 X 60 MM WITH HOLE | 190
31444 | 1083170000 | CLIPCARD DEVICE MARKERS 30 X 60 MM WITH HOLE GREY | 190
31445 | 1083230000 | SLIMFIX X CONDUCTOR AND CABLE MARKERS 7 - 40 MM 60 X 30 MM | 12
31446 | 1083240000 | SLIMFIX X CONDUCTOR AND CABLE MARKERS 7 - 40 MM 60 X 30 MM | 12
31447 | 1083250000 | SLIMFIX X CONDUCTOR AND CABLE MARKERS 7 - 40 MM 60 X 30 MM GREY | 12
31448 | 1083280000 | KDSU (KLIPPON DOUBLE SEAL UNIVERSAL EX CABLE GLAND) CABLE GLANDS M 20 16 MM SINGLE-WIRE ARMOURING METAL FOIL ARMOURING BRAIDED ARMOURING 0.1 - 1.25 MM OD MIN. 6.7 - OD MAX. 10.3 MM ID MIN. 3.40 - ID MAX. 8.40 MM IP66 IP68 - 2.5 BAR NICKEL-PLATED | 8
31449 | 1083290000 | KDSU (KLIPPON DOUBLE SEAL UNIVERSAL EX CABLE GLAND) CABLE GLANDS M 20 16 MM SINGLE-WIRE ARMOURING METAL FOIL ARMOURING BRAIDED ARMOURING 0.1 - 1.25 MM OD MIN. 9.4 - OD MAX. 12.5 MM ID MIN. 7.20 - ID MAX. 11.70 MM IP66 IP68 - 2.5 BAR NICKEL-PLATED | 8
31450 | 1083320000 | KDSU (KLIPPON DOUBLE SEAL UNIVERSAL EX CABLE GLAND) CABLE GLANDS M 20 16 MM SINGLE-WIRE ARMOURING METAL FOIL ARMOURING BRAIDED ARMOURING 0.1 - 1.25 MM OD MIN. 12 - OD MAX. 17.6 MM ID MIN. 9.40 - ID MAX. 14.00 MM IP66 IP68 - 2.5 BAR NICKEL-PLATED | 8
31451 | 1083330000 | KDSU (KLIPPON DOUBLE SEAL UNIVERSAL EX CABLE GLAND) CABLE GLANDS M 25 16 MM SINGLE-WIRE ARMOURING METAL FOIL ARMOURING BRAIDED ARMOURING 0.1 - 1.6 MM OD MIN. 16.8 - OD MAX. 23.9 MM ID MIN. 13.50 - ID MAX. 20.00 MM IP66 IP68 - 2.5 BAR NICKEL-PLATED | 8
31452 | 1083340000 | KDSU (KLIPPON DOUBLE SEAL UNIVERSAL EX CABLE GLAND) CABLE GLANDS M 32 16 MM SINGLE-WIRE ARMOURING METAL FOIL ARMOURING BRAIDED ARMOURING 0.1 - 2 MM OD MIN. 23.2 - OD MAX. 30.5 MM ID MIN. 19.50 - ID MAX. 26.30 MM IP66 IP68 - 2.5 BAR NICKEL-PLATED | 8
31453 | 1083350000 | KDSU (KLIPPON DOUBLE SEAL UNIVERSAL EX CABLE GLAND) CABLE GLANDS M 40 16 MM SINGLE-WIRE ARMOURING METAL FOIL ARMOURING BRAIDED ARMOURING 0.1 - 2 MM OD MIN. 28.6 - OD MAX. 36.2 MM ID MIN. 23.00 - ID MAX. 32.20 MM IP66 IP68 - 2.5 BAR NICKEL-PLATED | 8
31454 | 1085430000 | CLIPCARD DEVICE MARKERS 30 X 60 MM | 445
31455 | 1095100000 | KUB (KLIPPON UNIVERSAL DIE-CAST EX CABLE GLAND) CABLE GLANDS M 20 16 MM SINGLE-WIRE ARMOURING METAL FOIL ARMOURING BRAIDED ARMOURING 0.1 - 1.25 MM OD MIN. 6.7 - OD MAX. 10.3 MM ID MAX. 11.70 MM IP68 - 10 BAR NICKEL-PLATED | 8
31456 | 1095110000 | KUB (KLIPPON UNIVERSAL DIE-CAST EX CABLE GLAND) CABLE GLANDS M 20 16 MM SINGLE-WIRE ARMOURING METAL FOIL ARMOURING BRAIDED ARMOURING 0.1 - 1.25 MM OD MIN. 8.4 - OD MAX. 13.5 MM ID MAX. 11.70 MM IP68 - 10 BAR NICKEL-PLATED | 8
31457 | 1095120000 | KUB (KLIPPON UNIVERSAL DIE-CAST EX CABLE GLAND) CABLE GLANDS M 20 16 MM SINGLE-WIRE ARMOURING METAL FOIL ARMOURING BRAIDED ARMOURING 0.1 - 1.25 MM OD MIN. 9.4 - OD MAX. 12.5 MM ID MAX. 11.70 MM IP68 - 10 BAR NICKEL-PLATED | 8
31458 | 1095130000 | KUB (KLIPPON UNIVERSAL DIE-CAST EX CABLE GLAND) CABLE GLANDS M 20 16 MM SINGLE-WIRE ARMOURING METAL FOIL ARMOURING BRAIDED ARMOURING 0.1 - 1.25 MM OD MIN. 11.5 - OD MAX. 16 MM ID MAX. 11.70 MM IP68 - 10 BAR NICKEL-PLATED | 8
31459 | 1095140000 | KUB (KLIPPON UNIVERSAL DIE-CAST EX CABLE GLAND) CABLE GLANDS M 20 16 MM SINGLE-WIRE ARMOURING METAL FOIL ARMOURING BRAIDED ARMOURING 0.1 - 1.25 MM OD MIN. 12 - OD MAX. 17.6 MM ID MAX. 14.00 MM IP68 - 10 BAR NICKEL-PLATED | 8
31460 | 1095150000 | KUB (KLIPPON UNIVERSAL DIE-CAST EX CABLE GLAND) CABLE GLANDS M 20 16 MM SINGLE-WIRE ARMOURING METAL FOIL ARMOURING BRAIDED ARMOURING 0.1 - 1.25 MM OD MIN. 15.5 - OD MAX. 21.1 MM ID MAX. 14.00 MM IP68 - 10 BAR NICKEL-PLATED | 8
31461 | 1095160000 | KUB (KLIPPON UNIVERSAL DIE-CAST EX CABLE GLAND) CABLE GLANDS M 25 16 MM SINGLE-WIRE ARMOURING METAL FOIL ARMOURING BRAIDED ARMOURING 0.1 - 1.6 MM OD MIN. 16.8 - OD MAX. 23.9 MM ID MAX. 20.00 MM IP68 - 10 BAR NICKEL-PLATED | 8
31462 | 1095170000 | KUB (KLIPPON UNIVERSAL DIE-CAST EX CABLE GLAND) CABLE GLANDS M 25 16 MM SINGLE-WIRE ARMOURING METAL FOIL ARMOURING BRAIDED ARMOURING 0.1 - 1.6 MM OD MIN. 20.3 - OD MAX. 27.4 MM ID MAX. 20.00 MM IP68 - 10 BAR NICKEL-PLATED | 8
31463 | 1095180000 | KUB (KLIPPON UNIVERSAL DIE-CAST EX CABLE GLAND) CABLE GLANDS M 32 16 MM SINGLE-WIRE ARMOURING METAL FOIL ARMOURING BRAIDED ARMOURING 0.1 - 2 MM OD MIN. 23.2 - OD MAX. 30.5 MM ID MAX. 26.30 MM IP68 - 10 BAR NICKEL-PLATED | 8
31464 | 1095190000 | KUB (KLIPPON UNIVERSAL DIE-CAST EX CABLE GLAND) CABLE GLANDS M 32 16 MM SINGLE-WIRE ARMOURING METAL FOIL ARMOURING BRAIDED ARMOURING 0.1 - 2 MM OD MIN. 26.7 - OD MAX. 34 MM ID MAX. 26.30 MM IP68 - 10 BAR NICKEL-PLATED | 8
31465 | 1095200000 | KUB (KLIPPON UNIVERSAL DIE-CAST EX CABLE GLAND) CABLE GLANDS M 40 16 MM SINGLE-WIRE ARMOURING METAL FOIL ARMOURING BRAIDED ARMOURING 0.1 - 2 MM OD MIN. 28.6 - OD MAX. 36.2 MM ID MAX. 32.20 MM IP68 - 10 BAR NICKEL-PLATED | 8
31466 | 1095210000 | KUB (KLIPPON UNIVERSAL DIE-CAST EX CABLE GLAND) CABLE GLANDS M 40 16 MM SINGLE-WIRE ARMOURING METAL FOIL ARMOURING BRAIDED ARMOURING 0.1 - 2 MM OD MIN. 33 - OD MAX. 40.6 MM ID MAX. 32.20 MM IP68 - 10 BAR NICKEL-PLATED | 8
31467 | 1095340000 | KUB (KLIPPON UNIVERSAL DIE-CAST EX CABLE GLAND) CABLE GLANDS M 20 16 MM SINGLE-WIRE ARMOURING METAL FOIL ARMOURING BRAIDED ARMOURING 0.1 - 1.25 MM OD MIN. 6.7 - OD MAX. 10.3 MM ID MAX. 11.70 MM IP68 - 10 BAR | 8
31468 | 1095350000 | KUB (KLIPPON UNIVERSAL DIE-CAST EX CABLE GLAND) CABLE GLANDS M 20 16 MM SINGLE-WIRE ARMOURING METAL FOIL ARMOURING BRAIDED ARMOURING 0.1 - 1.25 MM OD MIN. 8.4 - OD MAX. 13.5 MM ID MAX. 11.70 MM IP68 - 10 BAR | 8
31469 | 1095360000 | KUB (KLIPPON UNIVERSAL DIE-CAST EX CABLE GLAND) CABLE GLANDS M 20 16 MM SINGLE-WIRE ARMOURING METAL FOIL ARMOURING BRAIDED ARMOURING 0.1 - 1.25 MM OD MIN. 6.7 - OD MAX. 10.3 MM ID MAX. 11.70 MM IP68 - 10 BAR | 8
31470 | 1095370000 | KUB (KLIPPON UNIVERSAL DIE-CAST EX CABLE GLAND) CABLE GLANDS M 20 16 MM SINGLE-WIRE ARMOURING METAL FOIL ARMOURING BRAIDED ARMOURING 0.1 - 1.25 MM OD MIN. 11.5 - OD MAX. 16 MM ID MAX. 11.70 MM IP68 - 10 BAR | 8
31471 | 1095380000 | KUB (KLIPPON UNIVERSAL DIE-CAST EX CABLE GLAND) CABLE GLANDS M 20 16 MM SINGLE-WIRE ARMOURING METAL FOIL ARMOURING BRAIDED ARMOURING 0.1 - 1.25 MM OD MIN. 12 - OD MAX. 17.6 MM ID MAX. 14.00 MM IP68 - 10 BAR | 8
31472 | 1095390000 | KUB (KLIPPON UNIVERSAL DIE-CAST EX CABLE GLAND) CABLE GLANDS M 20 16 MM SINGLE-WIRE ARMOURING METAL FOIL ARMOURING BRAIDED ARMOURING 0.1 - 1.25 MM OD MIN. 15.5 - OD MAX. 21.1 MM ID MAX. 14.00 MM IP68 - 10 BAR | 8
31473 | 1095400000 | KUB (KLIPPON UNIVERSAL DIE-CAST EX CABLE GLAND) CABLE GLANDS M 25 16 MM SINGLE-WIRE ARMOURING METAL FOIL ARMOURING BRAIDED ARMOURING 0.1 - 1.6 MM OD MIN. 16.8 - OD MAX. 23.9 MM ID MAX. 20.00 MM IP68 - 10 BAR | 8
31474 | 1095410000 | KUB (KLIPPON UNIVERSAL DIE-CAST EX CABLE GLAND) CABLE GLANDS M 25 16 MM SINGLE-WIRE ARMOURING METAL FOIL ARMOURING BRAIDED ARMOURING 0.1 - 1.6 MM OD MIN. 20.3 - OD MAX. 27.4 MM ID MAX. 20.00 MM IP68 - 10 BAR | 8
31475 | 1095420000 | KUB (KLIPPON UNIVERSAL DIE-CAST EX CABLE GLAND) CABLE GLANDS M 32 16 MM SINGLE-WIRE ARMOURING METAL FOIL ARMOURING BRAIDED ARMOURING 0.1 - 2 MM OD MIN. 23.2 - OD MAX. 30.5 MM ID MAX. 26.30 MM IP68 - 10 BAR | 8
31476 | 1095430000 | KUB (KLIPPON UNIVERSAL DIE-CAST EX CABLE GLAND) CABLE GLANDS M 32 16 MM SINGLE-WIRE ARMOURING METAL FOIL ARMOURING BRAIDED ARMOURING 0.1 - 2 MM OD MIN. 26.7 - OD MAX. 34 MM ID MAX. 26.30 MM IP68 - 10 BAR | 8
31477 | 1095440000 | KUB (KLIPPON UNIVERSAL DIE-CAST EX CABLE GLAND) CABLE GLANDS M 40 16 MM SINGLE-WIRE ARMOURING METAL FOIL ARMOURING BRAIDED ARMOURING 0.1 - 2 MM OD MIN. 28.6 - OD MAX. 36.2 MM ID MAX. 32.20 MM IP68 - 10 BAR | 8
31478 | 1095450000 | KUB (KLIPPON UNIVERSAL DIE-CAST EX CABLE GLAND) CABLE GLANDS M 40 16 MM SINGLE-WIRE ARMOURING METAL FOIL ARMOURING BRAIDED ARMOURING 0.1 - 2 MM OD MIN. 33 - OD MAX. 40.6 MM ID MAX. 32.20 MM IP68 - 10 BAR | 8
31479 | 1104430000 | MODULAR HOUSING OMNIMATE HOUSING - SERIES CH20M TRANSPARENT WIDTH: 45 MM | 26
31480 | 1104440000 | MODULAR HOUSING OMNIMATE HOUSING - SERIES CH20M TRANSPARENT WIDTH: 45 MM | 26
31481 | 1120140000 | ACCESSORIES SCREW CONNECTION SIZE: 550 | 675
31482 | 1135650000 | KDSX (KLIPPON DOUBLE SEALING SWB/STA EX CABLE GLAND) CABLE GLANDS M 20 16 MM BRAIDED ARMOURING 0.15 - 0.35 MM OD MIN. 4.9 - OD MAX. 10.3 MM ID MIN. 3.50 - ID MAX. 8.40 MM IP66 IP68 - 2.5 BAR | 8
31483 | 1135660000 | KDSX (KLIPPON DOUBLE SEALING SWB/STA EX CABLE GLAND) CABLE GLANDS M 20 16 MM BRAIDED ARMOURING 0.15 - 0.35 MM OD MIN. 8.4 - OD MAX. 13.5 MM ID MIN. 3.50 - ID MAX. 8.40 MM IP66 IP68 - 2.5 BAR | 8
31484 | 1135670000 | KDSX (KLIPPON DOUBLE SEALING SWB/STA EX CABLE GLAND) CABLE GLANDS M 20 16 MM BRAIDED ARMOURING 0.15 - 0.35 MM OD MIN. 9.4 - OD MAX. 12.5 MM ID MIN. 8.00 - ID MAX. 11.70 MM IP66 IP68 - 2.5 BAR | 8
31485 | 1135680000 | KDSX (KLIPPON DOUBLE SEALING SWB/STA EX CABLE GLAND) CABLE GLANDS M 20 16 MM BRAIDED ARMOURING 0.15 - 0.35 MM OD MIN. 11.5 - OD MAX. 16 MM ID MIN. 8.00 - ID MAX. 11.70 MM IP66 IP68 - 2.5 BAR | 8
31486 | 1135690000 | KDSX (KLIPPON DOUBLE SEALING SWB/STA EX CABLE GLAND) CABLE GLANDS M 20 16 MM BRAIDED ARMOURING 0.15 - 0.5 MM OD MIN. 12 - OD MAX. 17.6 MM ID MIN. 9.30 - ID MAX. 14.00 MM IP66 IP68 - 2.5 BAR | 8
31487 | 1135710000 | KDSX (KLIPPON DOUBLE SEALING SWB/STA EX CABLE GLAND) CABLE GLANDS M 20 16 MM BRAIDED ARMOURING 0.15 - 0.5 MM OD MIN. 15.5 - OD MAX. 21.1 MM ID MIN. 9.30 - ID MAX. 14.00 MM IP66 IP68 - 2.5 BAR | 8
31488 | 1135720000 | KDSX (KLIPPON DOUBLE SEALING SWB/STA EX CABLE GLAND) CABLE GLANDS M 25 16 MM BRAIDED ARMOURING 0.15 - 0.5 MM OD MIN. 16.8 - OD MAX. 23.9 MM ID MIN. 13.00 - ID MAX. 20.00 MM IP66 IP68 - 2.5 BAR | 8
31489 | 1135730000 | KDSX (KLIPPON DOUBLE SEALING SWB/STA EX CABLE GLAND) CABLE GLANDS M 25 16 MM BRAIDED ARMOURING 0.15 - 0.5 MM OD MIN. 20.3 - OD MAX. 27.4 MM ID MIN. 13.00 - ID MAX. 20.00 MM IP66 IP68 - 2.5 BAR | 8
31490 | 1135740000 | KDSX (KLIPPON DOUBLE SEALING SWB/STA EX CABLE GLAND) CABLE GLANDS M 32 16 MM BRAIDED ARMOURING 0.15 - 0.55 MM OD MIN. 23.2 - OD MAX. 30.5 MM ID MIN. 19.00 - ID MAX. 26.30 MM IP66 IP68 - 2.5 BAR | 8
31491 | 1135750000 | KDSX (KLIPPON DOUBLE SEALING SWB/STA EX CABLE GLAND) CABLE GLANDS M 32 16 MM BRAIDED ARMOURING 0.15 - 0.55 MM OD MIN. 26.7 - OD MAX. 34 MM ID MIN. 19.00 - ID MAX. 26.30 MM IP66 IP68 - 2.5 BAR | 8
31492 | 1135760000 | KDSX (KLIPPON DOUBLE SEALING SWB/STA EX CABLE GLAND) CABLE GLANDS M 40 16 MM BRAIDED ARMOURING 0.2 - 0.6 MM OD MIN. 28.6 - OD MAX. 36.2 MM ID MIN. 25.00 - ID MAX. 32.20 MM IP66 IP68 - 2.5 BAR | 8
31493 | 1135770000 | KDSX (KLIPPON DOUBLE SEALING SWB/STA EX CABLE GLAND) CABLE GLANDS M 40 16 MM BRAIDED ARMOURING 0.2 - 0.6 MM OD MIN. 33 - OD MAX. 40.6 MM ID MIN. 25.00 - ID MAX. 32.20 MM IP66 IP68 - 2.5 BAR | 8
31494 | 1135920000 | KDSX (KLIPPON DOUBLE SEALING SWB/STA EX CABLE GLAND) CABLE GLANDS M 20 16 MM BRAIDED ARMOURING 0.15 - 0.35 MM OD MIN. 8.4 - OD MAX. 13.5 MM ID MIN. 3.50 - ID MAX. 8.40 MM IP66 IP68 - 2.5 BAR NICKEL-PLATED | 8
31495 | 1135930000 | KDSX (KLIPPON DOUBLE SEALING SWB/STA EX CABLE GLAND) CABLE GLANDS M 20 16 MM BRAIDED ARMOURING 0.15 - 0.35 MM OD MIN. 9.4 - OD MAX. 12.5 MM ID MIN. 8.00 - ID MAX. 11.70 MM IP66 IP68 - 2.5 BAR NICKEL-PLATED | 8
31496 | 1135940000 | KDSX (KLIPPON DOUBLE SEALING SWB/STA EX CABLE GLAND) CABLE GLANDS M 20 16 MM BRAIDED ARMOURING 0.15 - 0.35 MM OD MIN. 11.5 - OD MAX. 16 MM ID MIN. 8.00 - ID MAX. 11.70 MM IP66 IP68 - 2.5 BAR NICKEL-PLATED | 8
31497 | 1135950000 | KDSX (KLIPPON DOUBLE SEALING SWB/STA EX CABLE GLAND) CABLE GLANDS M 20 16 MM BRAIDED ARMOURING 0.15 - 0.5 MM OD MIN. 12 - OD MAX. 17.6 MM ID MIN. 9.30 - ID MAX. 14.00 MM IP66 IP68 - 2.5 BAR NICKEL-PLATED | 8
31498 | 1135960000 | KDSX (KLIPPON DOUBLE SEALING SWB/STA EX CABLE GLAND) CABLE GLANDS M 20 16 MM BRAIDED ARMOURING 0.15 - 0.5 MM OD MIN. 15.5 - OD MAX. 21.1 MM ID MIN. 9.30 - ID MAX. 14.00 MM IP66 IP68 - 2.5 BAR NICKEL-PLATED | 8
31499 | 1135970000 | KDSX (KLIPPON DOUBLE SEALING SWB/STA EX CABLE GLAND) CABLE GLANDS M 25 16 MM BRAIDED ARMOURING 0.15 - 0.5 MM OD MIN. 16.8 - OD MAX. 23.9 MM ID MIN. 13.00 - ID MAX. 20.00 MM IP66 IP68 - 2.5 BAR NICKEL-PLATED | 8
31500 | 1135980000 | KDSX (KLIPPON DOUBLE SEALING SWB/STA EX CABLE GLAND) CABLE GLANDS M 25 16 MM BRAIDED ARMOURING 0.15 - 0.5 MM OD MIN. 20.3 - OD MAX. 27.4 MM ID MIN. 13.00 - ID MAX. 20.00 MM IP66 IP68 - 2.5 BAR NICKEL-PLATED | 8
31501 | 1135990000 | KDSX (KLIPPON DOUBLE SEALING SWB/STA EX CABLE GLAND) CABLE GLANDS M 32 16 MM BRAIDED ARMOURING 0.15 - 0.55 MM OD MIN. 23.2 - OD MAX. 30.5 MM ID MIN. 19.00 - ID MAX. 26.30 MM IP66 IP68 - 2.5 BAR NICKEL-PLATED | 8
31502 | 1136000000 | KDSX (KLIPPON DOUBLE SEALING SWB/STA EX CABLE GLAND) CABLE GLANDS M 32 16 MM BRAIDED ARMOURING 0.15 - 0.55 MM OD MIN. 26.7 - OD MAX. 34 MM ID MIN. 19.00 - ID MAX. 26.30 MM IP66 IP68 - 2.5 BAR NICKEL-PLATED | 8
31503 | 1136010000 | KDSX (KLIPPON DOUBLE SEALING SWB/STA EX CABLE GLAND) CABLE GLANDS M 40 16 MM BRAIDED ARMOURING 0.2 - 0.6 MM OD MIN. 28.6 - OD MAX. 36.2 MM ID MIN. 25.00 - ID MAX. 32.20 MM IP66 IP68 - 2.5 BAR NICKEL-PLATED | 8
31504 | 1136020000 | KDSX (KLIPPON DOUBLE SEALING SWB/STA EX CABLE GLAND) CABLE GLANDS M 40 16 MM BRAIDED ARMOURING 0.2 - 0.6 MM OD MIN. 33 - OD MAX. 40.6 MM ID MIN. 25.00 - ID MAX. 32.20 MM IP66 IP68 - 2.5 BAR NICKEL-PLATED | 8
31505 | 1136160000 | KDSW (KLIPPON DOUBLE SEAL SWA EX CABLE GLAND) CABLE GLANDS M 20 16 MM SINGLE-WIRE ARMOURING 0.9 - OD MIN. 4.9 - OD MAX. 10.3 MM ID MIN. 3.50 - ID MAX. 8.40 MM IP66 IP68 - 2.5 BAR | 8
31506 | 1136170000 | KDSW (KLIPPON DOUBLE SEAL SWA EX CABLE GLAND) CABLE GLANDS M 20 16 MM SINGLE-WIRE ARMOURING 0.9 - OD MIN. 8.4 - OD MAX. 13.5 MM ID MIN. 3.50 - ID MAX. 8.40 MM IP66 IP68 - 2.5 BAR | 8
31507 | 1136180000 | KDSW (KLIPPON DOUBLE SEAL SWA EX CABLE GLAND) CABLE GLANDS M 20 16 MM SINGLE-WIRE ARMOURING 0.9 - 1.25 MM OD MIN. 9.4 - OD MAX. 12.5 MM ID MIN. 8.00 - ID MAX. 11.70 MM IP66 IP68 - 2.5 BAR | 8
31508 | 1136190000 | KDSW (KLIPPON DOUBLE SEAL SWA EX CABLE GLAND) CABLE GLANDS M 20 16 MM SINGLE-WIRE ARMOURING 0.9 - 1.25 MM OD MIN. 11.5 - OD MAX. 16 MM ID MIN. 8.00 - ID MAX. 11.70 MM IP66 IP68 - 2.5 BAR | 8
31509 | 1136200000 | KDSW (KLIPPON DOUBLE SEAL SWA EX CABLE GLAND) CABLE GLANDS M 20 16 MM SINGLE-WIRE ARMOURING 0.9 - 1.25 MM OD MIN. 12 - OD MAX. 17.6 MM ID MIN. 9.30 - ID MAX. 14.00 MM IP66 IP68 - 2.5 BAR | 8
31510 | 1136210000 | KDSW (KLIPPON DOUBLE SEAL SWA EX CABLE GLAND) CABLE GLANDS M 20 16 MM SINGLE-WIRE ARMOURING 0.9 - 1.25 MM OD MIN. 15.5 - OD MAX. 21.1 MM ID MIN. 9.30 - ID MAX. 14.00 MM IP66 IP68 - 2.5 BAR | 8
31511 | 1136220000 | KDSW (KLIPPON DOUBLE SEAL SWA EX CABLE GLAND) CABLE GLANDS M 25 16 MM SINGLE-WIRE ARMOURING 1.25 - 1.6 MM OD MIN. 16.8 - OD MAX. 23.9 MM ID MIN. 13.00 - ID MAX. 20.00 MM IP66 IP68 - 2.5 BAR | 8
31512 | 1136230000 | KDSW (KLIPPON DOUBLE SEAL SWA EX CABLE GLAND) CABLE GLANDS M 25 16 MM SINGLE-WIRE ARMOURING 1.25 - 1.6 MM OD MIN. 20.3 - OD MAX. 27.4 MM ID MIN. 13.00 - ID MAX. 20.00 MM IP66 IP68 - 2.5 BAR | 8
31513 | 1136240000 | KDSW (KLIPPON DOUBLE SEAL SWA EX CABLE GLAND) CABLE GLANDS M 32 16 MM SINGLE-WIRE ARMOURING 1.6 - 2 MM OD MIN. 23.2 - OD MAX. 30.5 MM ID MIN. 19.00 - ID MAX. 26.30 MM IP66 IP68 - 2.5 BAR | 8
31514 | 1136250000 | KDSW (KLIPPON DOUBLE SEAL SWA EX CABLE GLAND) CABLE GLANDS M 32 16 MM SINGLE-WIRE ARMOURING 1.6 - 2 MM OD MIN. 26.7 - OD MAX. 34 MM ID MIN. 19.00 - ID MAX. 26.30 MM IP66 IP68 - 2.5 BAR | 8
31515 | 1136260000 | KDSW (KLIPPON DOUBLE SEAL SWA EX CABLE GLAND) CABLE GLANDS M 40 16 MM SINGLE-WIRE ARMOURING 1.6 - 2 MM OD MIN. 28.6 - OD MAX. 36.2 MM ID MIN. 25.00 - ID MAX. 32.20 MM IP66 IP68 - 2.5 BAR | 8
31516 | 1136270000 | KDSW (KLIPPON DOUBLE SEAL SWA EX CABLE GLAND) CABLE GLANDS M 40 16 MM SINGLE-WIRE ARMOURING 1.6 - 2 MM OD MIN. 33 - OD MAX. 40.6 MM ID MIN. 25.00 - ID MAX. 32.20 MM IP66 IP68 - 2.5 BAR | 8
31517 | 1136410000 | KDSW (KLIPPON DOUBLE SEAL SWA EX CABLE GLAND) CABLE GLANDS M 20 16 MM SINGLE-WIRE ARMOURING 0.9 - OD MIN. 4.9 - OD MAX. 10.3 MM ID MIN. 3.50 - ID MAX. 8.40 MM IP66 IP68 - 2.5 BAR NICKEL-PLATED | 8
31518 | 1136420000 | KDSW (KLIPPON DOUBLE SEAL SWA EX CABLE GLAND) CABLE GLANDS M 20 16 MM SINGLE-WIRE ARMOURING 0.9 - OD MIN. 8.4 - OD MAX. 13.5 MM ID MIN. 3.50 - ID MAX. 8.40 MM IP66 IP68 - 2.5 BAR NICKEL-PLATED | 8
31519 | 1136430000 | KDSW (KLIPPON DOUBLE SEAL SWA EX CABLE GLAND) CABLE GLANDS M 20 16 MM SINGLE-WIRE ARMOURING 0.9 - 1.25 MM OD MIN. 9.4 - OD MAX. 12.5 MM ID MIN. 8.00 - ID MAX. 11.70 MM IP66 IP68 - 2.5 BAR NICKEL-PLATED | 8
31520 | 1136440000 | KDSW (KLIPPON DOUBLE SEAL SWA EX CABLE GLAND) CABLE GLANDS M 20 16 MM SINGLE-WIRE ARMOURING 0.9 - 1.25 MM OD MIN. 11.5 - OD MAX. 16 MM ID MIN. 8.00 - ID MAX. 11.70 MM IP66 IP68 - 2.5 BAR NICKEL-PLATED | 8
31521 | 1136450000 | KDSW (KLIPPON DOUBLE SEAL SWA EX CABLE GLAND) CABLE GLANDS M 20 16 MM SINGLE-WIRE ARMOURING 0.9 - 1.25 MM OD MIN. 12 - OD MAX. 17.6 MM ID MIN. 9.30 - ID MAX. 14.00 MM IP66 IP68 - 2.5 BAR NICKEL-PLATED | 8
31522 | 1136460000 | KDSW (KLIPPON DOUBLE SEAL SWA EX CABLE GLAND) CABLE GLANDS M 20 16 MM SINGLE-WIRE ARMOURING 0.9 - 1.25 MM OD MIN. 15.5 - OD MAX. 21.1 MM ID MIN. 9.30 - ID MAX. 14.00 MM IP66 IP68 - 2.5 BAR NICKEL-PLATED | 8
31523 | 1136470000 | KDSW (KLIPPON DOUBLE SEAL SWA EX CABLE GLAND) CABLE GLANDS M 25 16 MM SINGLE-WIRE ARMOURING 1.25 - 1.6 MM OD MIN. 16.8 - OD MAX. 23.9 MM ID MIN. 13.00 - ID MAX. 20.00 MM IP66 IP68 - 2.5 BAR NICKEL-PLATED | 8
31524 | 1136480000 | KDSW (KLIPPON DOUBLE SEAL SWA EX CABLE GLAND) CABLE GLANDS M 25 16 MM SINGLE-WIRE ARMOURING 1.25 - 1.6 MM OD MIN. 20.3 - OD MAX. 27.4 MM ID MIN. 13.00 - ID MAX. 20.00 MM IP66 IP68 - 2.5 BAR NICKEL-PLATED | 8
31525 | 1136490000 | KDSW (KLIPPON DOUBLE SEAL SWA EX CABLE GLAND) CABLE GLANDS M 32 16 MM SINGLE-WIRE ARMOURING 1.6 - 2 MM OD MIN. 23.2 - OD MAX. 30.5 MM ID MIN. 19.00 - ID MAX. 26.30 MM IP66 IP68 - 2.5 BAR NICKEL-PLATED | 8
31526 | 1136510000 | KDSW (KLIPPON DOUBLE SEAL SWA EX CABLE GLAND) CABLE GLANDS M 32 16 MM SINGLE-WIRE ARMOURING 1.6 - 2 MM OD MIN. 26.7 - OD MAX. 34 MM ID MIN. 19.00 - ID MAX. 26.30 MM IP66 IP68 - 2.5 BAR NICKEL-PLATED | 8
31527 | 1136520000 | KDSW (KLIPPON DOUBLE SEAL SWA EX CABLE GLAND) CABLE GLANDS M 40 16 MM SINGLE-WIRE ARMOURING 1.6 - 2 MM OD MIN. 28.6 - OD MAX. 36.2 MM ID MIN. 25.00 - ID MAX. 32.20 MM IP66 IP68 - 2.5 BAR NICKEL-PLATED | 8
31528 | 1136530000 | KDSW (KLIPPON DOUBLE SEAL SWA EX CABLE GLAND) CABLE GLANDS M 40 16 MM SINGLE-WIRE ARMOURING 1.6 - 2 MM OD MIN. 33 - OD MAX. 40.6 MM ID MIN. 25.00 - ID MAX. 32.20 MM IP66 IP68 - 2.5 BAR NICKEL-PLATED | 8
31529 | 1136720000 | KSG (KLIPPON SDARD EX CABLE GLAND) CABLE GLANDS M 20 16 MM OD MIN. 7.2 - OD MAX. 11.7 MM IP66 IP68 - 2.5 BAR | 8
31530 | 1136870000 | KDSU (KLIPPON DOUBLE SEAL UNIVERSAL EX CABLE GLAND) CABLE GLANDS M 40 16 MM SINGLE-WIRE ARMOURING METAL FOIL ARMOURING BRAIDED ARMOURING 0.1 - 2 MM OD MIN. 28.6 - OD MAX. 36.2 MM ID MIN. 23.00 - ID MAX. 32.20 MM IP66 IP68 - 2.5 BAR | 8
31531 | 1136990000 | KDSU (KLIPPON DOUBLE SEAL UNIVERSAL EX CABLE GLAND) CABLE GLANDS M 40 16 MM SINGLE-WIRE ARMOURING METAL FOIL ARMOURING BRAIDED ARMOURING 0.1 - 2 MM OD MIN. 28.6 - OD MAX. 36.2 MM ID MIN. 23.00 - ID MAX. 32.20 MM IP66 IP68 - 2.5 BAR NICKEL-PLATED | 8
31532 | 1138400000 | CLIPCARD DEVICE MARKERS 54 X 85 MM HOLDER LOGIMARK-H | 612
31533 | 1138410000 | CLIPCARD DEVICE MARKERS 54 X 85 MM HOLDER LOGIMARK-H | 612
31534 | 1138420000 | CLIPCARD DEVICE MARKERS 54 X 85 MM HOLDER LOGIMARK-H GREY | 612
31535 | 1138430000 | CLIPCARD DEVICE MARKERS 54 X 85 MM | 64
31536 | 1138440000 | CLIPCARD DEVICE MARKERS 54 X 85 MM | 64
31537 | 1138450000 | CLIPCARD DEVICE MARKERS 54 X 85 MM GREY | 64
31538 | 1138460000 | CLIPCARD DEVICE MARKERS 54 X 85 MM HOLDER LOGIMARK-H TO CUSTOMER SPECIFICATION | 117
31539 | 1138470000 | CLIPCARD DEVICE MARKERS 54 X 85 MM TO CUSTOMER SPECIFICATION | 117
31540 | 1139570000 | PE TERMINAL PUSH IN 16 MM² 1920 A (16 MM²) GREEN/ | 561
31541 | 1149970000 | PCB PLUG-IN CONNECTOR MALE HEADER DOVETAILS FOR FIXING BLOCKS THT SOLDER CONNECTION 5.08 MM N OF POLES: 19 180° SOLDER PIN LENGTH (L): 3.2 MM TINNED BOX | 0
31542 | 1150010000 | PCB PLUG-IN CONNECTOR MALE HEADER DOVETAILS FOR FIXING BLOCKS THT SOLDER CONNECTION 5.08 MM N OF POLES: 21 180° SOLDER PIN LENGTH (L): 3.2 MM TINNED BOX | 0
31543 | 1150030000 | PCB PLUG-IN CONNECTOR MALE HEADER DOVETAILS FOR FIXING BLOCKS THT SOLDER CONNECTION 5.08 MM N OF POLES: 22 180° SOLDER PIN LENGTH (L): 3.2 MM TINNED BOX | 0
31544 | 1150050000 | PCB PLUG-IN CONNECTOR MALE HEADER DOVETAILS FOR FIXING BLOCKS THT SOLDER CONNECTION 5.08 MM N OF POLES: 23 180° SOLDER PIN LENGTH (L): 3.2 MM TINNED BOX | 0
31545 | 1150080000 | PCB PLUG-IN CONNECTOR MALE HEADER DOVETAILS FOR FIXING BLOCKS THT SOLDER CONNECTION 5.08 MM N OF POLES: 24 180° SOLDER PIN LENGTH (L): 3.2 MM TINNED BOX | 0
31546 | 1158820000 | CLIPCARD DEVICE MARKERS 30 X 60 MM WITH HOLE GREEN | 190
31547 | 1158830000 | CLIPCARD DEVICE MARKERS 30 X 60 MM WITH HOLE | 190
31548 | 1158840000 | CLIPCARD DEVICE MARKERS 30 X 60 MM WITH HOLE | 190
31549 | 1164670000 | MODULAR HOUSING OMNIMATE HOUSING - SERIES CH20M LIGHT GREY WIDTH: 22.5 MM | 26
31550 | 1164690000 | MODULAR HOUSING OMNIMATE HOUSING - SERIES CH20M LIGHT GREY WIDTH: 22.5 MM | 26
31551 | 1164720000 | MODULAR HOUSING OMNIMATE HOUSING - SERIES CH20M GRAPHITE GREY WIDTH: 45 MM | 26
31552 | 1164730000 | MODULAR HOUSING OMNIMATE HOUSING - SERIES CH20M GRAPHITE GREY WIDTH: 45 MM | 26
31553 | 1164770000 | MODULAR HOUSING OMNIMATE HOUSING - SERIES CH20M LIGHT GREY WIDTH: 45 MM | 26
31554 | 1164780000 | MODULAR HOUSING OMNIMATE HOUSING - SERIES CH20M LIGHT GREY WIDTH: 45 MM | 26
31555 | 1177000000 | MODULAR HOUSING OMNIMATE HOUSING - SERIES CH20M WIDTH: 22.5 MM | 26
31556 | 1192790000 | KSP (KLIPPON SHROUD) PROTECTIVE CAP SILICONE | 285
31557 | 1193940000 | KSP (KLIPPON SHROUD) PROTECTIVE CAP SILICONE | 285
31558 | 1206870000 | MODULAR HOUSING OMNIMATE HOUSING - SERIES CH20M WIDTH: 22.5 MM | 26
31559 | 1206890000 | MODULAR HOUSING OMNIMATE HOUSING - SERIES CH20M WIDTH: 22.5 MM | 26
31560 | 1206920000 | MODULAR HOUSING OMNIMATE HOUSING - SERIES CH20M WIDTH: 45 MM | 26
31561 | 1208950000 | CABLELINE MOUNTING MANDREL | 32
31562 | 1209390000 | MODULAR HOUSING OMNIMATE HOUSING - SERIES CH20M WIDTH: 45 MM | 26
31563 | 1224880000 | ACCESSORIES FUSE | 397
31564 | 1224890000 | ACCESSORIES FUSE | 397
31565 | 1224910000 | ACCESSORIES FUSE | 397
31566 | 1224920000 | ACCESSORIES FUSE | 397
31567 | 1224930000 | ACCESSORIES FUSE | 397
31568 | 1224950000 | ACCESSORIES FUSE | 397
31569 | 1248150000 | OMNIMATE HOUSING - SERIES CH20M LENGTH: 250 MM WIDTH: 25.1 MM | 202
31570 | 1248160000 | OMNIMATE HOUSING - SERIES CH20M LENGTH: 500 MM WIDTH: 25.1 MM | 202
31571 | 1248220000 | OMNIMATE HOUSING - SERIES CH20M LENGTH: 250 MM WIDTH: 21.8 MM | 202
31572 | 1248230000 | OMNIMATE HOUSING - SERIES CH20M LENGTH: 500 MM WIDTH: 21.8 MM | 202
31573 | 1248250000 | OMNIMATE HOUSING - SERIES CH20M LENGTH: 250 MM WIDTH: 39.5 MM | 202
31574 | 1248260000 | OMNIMATE HOUSING - SERIES CH20M LENGTH: 500 MM WIDTH: 39.5 MM | 202
31575 | 1248480000 | CLIPCARD DEVICE MARKERS 54 X 85 MM WITH HOLE | 190
31576 | 1248490000 | CLIPCARD DEVICE MARKERS 54 X 85 MM WITH HOLE | 190
31577 | 1248510000 | CLIPCARD DEVICE MARKERS 54 X 85 MM WITH HOLE GREY | 612
31578 | 1248650000 | SWITCHMARK DEVICE MARKERS 45 X 45 MM FOR CAM SWITCHES EATON MOELLER | 610
31579 | 1248660000 | SWITCHMARK DEVICE MARKERS 45 X 45 MM FOR CAM SWITCHES EATON MOELLER | 610
31580 | 1248670000 | SWITCHMARK DEVICE MARKERS 45 X 45 MM FOR CAM SWITCHES EATON MOELLER GREY | 610
31581 | 1248750000 | SLIMFIX X CONDUCTOR AND CABLE MARKERS 7 - 40 MM 60 X 13.62 MM TO CUSTOMER SPECIFICATION | 33
31582 | 1252060000 | Z-SERIES COMPONENT TERMINAL FEED-THROUGH TERMINAL RATED CROSS-SECTION: 2.5 MM² TENSION-CLAMP CONNECTION | 7
31583 | 1252070000 | Z-SERIES COMPONENT TERMINAL FEED-THROUGH TERMINAL RATED CROSS-SECTION: 2.5 MM² TENSION-CLAMP CONNECTION | 7
31584 | 1267320000 | PCB PLUG-IN CONNECTOR MALE HEADER OPEN SIDE THT SOLDER CONNECTION 5.08 MM N OF POLES: 14 90° SOLDER PIN LENGTH (L): 3.2 MM BOX | 0
31585 | 1276590000 | MODULAR HOUSING OMNIMATE HOUSING - SERIES CH20M WIDTH: 22.5 MM | 26
31586 | 1292570000 | RELAY MODULE PUSH IN | 1237
31587 | 1296430000 | MODULAR HOUSING OMNIMATE HOUSING - SERIES CH20M WIDTH: 22.5 MM | 26
31588 | 1296440000 | MODULAR HOUSING OMNIMATE HOUSING - SERIES CH20M LIGHT GREY WIDTH: 22.5 MM | 26
31589 | 1323500000 | SWITCHMARK DEVICE MARKERS 46 X 46 MM FOR CAM SWITCHES TYPE S0 KRAUS & NAIMER | 374
31590 | 1323510000 | SWITCHMARK DEVICE MARKERS 46 X 46 MM FOR CAM SWITCHES TYPE S0 KRAUS & NAIMER | 374
31591 | 1323520000 | SWITCHMARK DEVICE MARKERS 46 X 46 MM FOR CAM SWITCHES TYPE S0 KRAUS & NAIMER GREY | 374
31592 | 1323530000 | SWITCHMARK DEVICE MARKERS 42 X 42 MM FOR CAM SWITCHES TYPE T0 | 374
31593 | 1323550000 | SWITCHMARK DEVICE MARKERS 42 X 42 MM FOR CAM SWITCHES TYPE T0 GREY | 374
31594 | 1323570000 | SWITCHMARK DEVICE MARKERS 44 X 44 MM FOR CAM SWITCHES ABB TYPE ON AND OL40 | 514
31595 | 1323580000 | SWITCHMARK DEVICE MARKERS 44 X 44 MM FOR CAM SWITCHES ABB TYPE ON AND OL40 | 514
31596 | 1323600000 | SWITCHMARK DEVICE MARKERS 44 X 44 MM FOR CAM SWITCHES ABB TYPE ON AND OL40 GREY | 514
31597 | 1323750000 | SWITCHMARK DEVICE MARKERS 60 X 60 MM Ø 60 - 22 MM SIEMENS 3 SB EATON MOELLER M22-PV | 1202
31598 | 1324010000 | PCB PLUG-IN CONNECTOR M12 SOLDER CONNECTION CAT.6A / CLASS EA (ISO/IEC 11801 2010) IP67 WHEN SCREWED IN REFLOW COMPATIBLE 1-PART | 372
31599 | 1324760000 | PCB PLUG-IN CONNECTOR FEMALE PLUG 5.08 MM N OF POLES: 10 180° TOP CONNECTION CLAMPING RANGE MAX. : 2.5 MM² BOX | 1
31600 | 1330250000 | PRINTED CIRCUIT BOARD TERMINALS 5.00 MM N OF POLES: 9 180° SOLDER PIN LENGTH (L): 3.5 MM TINNED ORANGE PUSH IN WITH ACTUATOR CLAMPING RANGE MAX. : 2.5 MM² BOX | 1
31601 | 1330270000 | PRINTED CIRCUIT BOARD TERMINALS 5.00 MM N OF POLES: 10 180° SOLDER PIN LENGTH (L): 3.5 MM TINNED ORANGE PUSH IN WITH ACTUATOR CLAMPING RANGE MAX. : 2.5 MM² BOX | 1
31602 | 1330300000 | PRINTED CIRCUIT BOARD TERMINALS 5.00 MM N OF POLES: 13 180° SOLDER PIN LENGTH (L): 3.5 MM TINNED ORANGE PUSH IN WITH ACTUATOR CLAMPING RANGE MAX. : 2.5 MM² BOX | 1
31603 | 1330310000 | PRINTED CIRCUIT BOARD TERMINALS 5.00 MM N OF POLES: 14 180° SOLDER PIN LENGTH (L): 3.5 MM TINNED ORANGE PUSH IN WITH ACTUATOR CLAMPING RANGE MAX. : 2.5 MM² BOX | 1
31604 | 1330320000 | PRINTED CIRCUIT BOARD TERMINALS 5.00 MM N OF POLES: 15 180° SOLDER PIN LENGTH (L): 3.5 MM TINNED ORANGE PUSH IN WITH ACTUATOR CLAMPING RANGE MAX. : 2.5 MM² BOX | 1
31605 | 1330390000 | PRINTED CIRCUIT BOARD TERMINALS 5.00 MM N OF POLES: 21 180° SOLDER PIN LENGTH (L): 3.5 MM TINNED ORANGE PUSH IN WITH ACTUATOR CLAMPING RANGE MAX. : 2.5 MM² BOX | 1
31606 | 1330400000 | PRINTED CIRCUIT BOARD TERMINALS 5.00 MM N OF POLES: 22 180° SOLDER PIN LENGTH (L): 3.5 MM TINNED ORANGE PUSH IN WITH ACTUATOR CLAMPING RANGE MAX. : 2.5 MM² BOX | 1
31607 | 1330410000 | PRINTED CIRCUIT BOARD TERMINALS 5.00 MM N OF POLES: 23 180° SOLDER PIN LENGTH (L): 3.5 MM TINNED ORANGE PUSH IN WITH ACTUATOR CLAMPING RANGE MAX. : 2.5 MM² BOX | 1
31608 | 1330420000 | PRINTED CIRCUIT BOARD TERMINALS 5.00 MM N OF POLES: 24 180° SOLDER PIN LENGTH (L): 3.5 MM TINNED ORANGE PUSH IN WITH ACTUATOR CLAMPING RANGE MAX. : 2.5 MM² BOX | 1
31609 | 1330520000 | PRINTED CIRCUIT BOARD TERMINALS 5.00 MM N OF POLES: 9 180° SOLDER PIN LENGTH (L): 3.5 MM TINNED ORANGE PUSH IN WITHOUT ACTUATOR CLAMPING RANGE MAX. : 2.5 MM² BOX | 1
31610 | 1330530000 | PRINTED CIRCUIT BOARD TERMINALS 5.00 MM N OF POLES: 10 180° SOLDER PIN LENGTH (L): 3.5 MM TINNED ORANGE PUSH IN WITHOUT ACTUATOR CLAMPING RANGE MAX. : 2.5 MM² BOX | 1
31611 | 1330570000 | PRINTED CIRCUIT BOARD TERMINALS 5.00 MM N OF POLES: 13 180° SOLDER PIN LENGTH (L): 3.5 MM TINNED ORANGE PUSH IN WITHOUT ACTUATOR CLAMPING RANGE MAX. : 2.5 MM² BOX | 1
31612 | 1330580000 | PRINTED CIRCUIT BOARD TERMINALS 5.00 MM N OF POLES: 14 180° SOLDER PIN LENGTH (L): 3.5 MM TINNED ORANGE PUSH IN WITHOUT ACTUATOR CLAMPING RANGE MAX. : 2.5 MM² BOX | 1
31613 | 1330590000 | PRINTED CIRCUIT BOARD TERMINALS 5.00 MM N OF POLES: 15 180° SOLDER PIN LENGTH (L): 3.5 MM TINNED ORANGE PUSH IN WITHOUT ACTUATOR CLAMPING RANGE MAX. : 2.5 MM² BOX | 1
31614 | 1330790000 | PRINTED CIRCUIT BOARD TERMINALS 5.08 MM N OF POLES: 9 90° SOLDER PIN LENGTH (L): 3.5 MM TINNED ORANGE PUSH IN WITH ACTUATOR CLAMPING RANGE MAX. : 2.5 MM² BOX | 1
31615 | 1330820000 | PRINTED CIRCUIT BOARD TERMINALS 5.08 MM N OF POLES: 12 90° SOLDER PIN LENGTH (L): 3.5 MM TINNED ORANGE PUSH IN WITH ACTUATOR CLAMPING RANGE MAX. : 2.5 MM² BOX | 1
31616 | 1330830000 | PRINTED CIRCUIT BOARD TERMINALS 5.08 MM N OF POLES: 13 90° SOLDER PIN LENGTH (L): 3.5 MM TINNED ORANGE PUSH IN WITH ACTUATOR CLAMPING RANGE MAX. : 2.5 MM² BOX | 1
31617 | 1330840000 | PRINTED CIRCUIT BOARD TERMINALS 5.08 MM N OF POLES: 14 90° SOLDER PIN LENGTH (L): 3.5 MM TINNED ORANGE PUSH IN WITH ACTUATOR CLAMPING RANGE MAX. : 2.5 MM² BOX | 1
31618 | 1330920000 | PRINTED CIRCUIT BOARD TERMINALS 5.08 MM N OF POLES: 21 90° SOLDER PIN LENGTH (L): 3.5 MM TINNED ORANGE PUSH IN WITH ACTUATOR CLAMPING RANGE MAX. : 2.5 MM² BOX | 1
31619 | 1330930000 | PRINTED CIRCUIT BOARD TERMINALS 5.08 MM N OF POLES: 22 90° SOLDER PIN LENGTH (L): 3.5 MM TINNED ORANGE PUSH IN WITH ACTUATOR CLAMPING RANGE MAX. : 2.5 MM² BOX | 1
31620 | 1330940000 | PRINTED CIRCUIT BOARD TERMINALS 5.08 MM N OF POLES: 23 90° SOLDER PIN LENGTH (L): 3.5 MM TINNED ORANGE PUSH IN WITH ACTUATOR CLAMPING RANGE MAX. : 2.5 MM² BOX | 1
31621 | 1330950000 | PRINTED CIRCUIT BOARD TERMINALS 5.08 MM N OF POLES: 24 90° SOLDER PIN LENGTH (L): 3.5 MM TINNED ORANGE PUSH IN WITH ACTUATOR CLAMPING RANGE MAX. : 2.5 MM² BOX | 1
31622 | 1331030000 | PRINTED CIRCUIT BOARD TERMINALS 5.08 MM N OF POLES: 9 90° SOLDER PIN LENGTH (L): 3.5 MM TINNED ORANGE PUSH IN WITHOUT ACTUATOR CLAMPING RANGE MAX. : 2.5 MM² BOX | 1
31623 | 1331060000 | PRINTED CIRCUIT BOARD TERMINALS 5.08 MM N OF POLES: 12 90° SOLDER PIN LENGTH (L): 3.5 MM TINNED ORANGE PUSH IN WITHOUT ACTUATOR CLAMPING RANGE MAX. : 2.5 MM² BOX | 1
31624 | 1331070000 | PRINTED CIRCUIT BOARD TERMINALS 5.08 MM N OF POLES: 13 90° SOLDER PIN LENGTH (L): 3.5 MM TINNED ORANGE PUSH IN WITHOUT ACTUATOR CLAMPING RANGE MAX. : 2.5 MM² BOX | 1
31625 | 1331090000 | PRINTED CIRCUIT BOARD TERMINALS 5.08 MM N OF POLES: 14 90° SOLDER PIN LENGTH (L): 3.5 MM TINNED ORANGE PUSH IN WITHOUT ACTUATOR CLAMPING RANGE MAX. : 2.5 MM² BOX | 1
31626 | 1331220000 | PRINTED CIRCUIT BOARD TERMINALS 5.08 MM N OF POLES: 9 180° SOLDER PIN LENGTH (L): 3.5 MM TINNED ORANGE PUSH IN WITH ACTUATOR CLAMPING RANGE MAX. : 2.5 MM² BOX | 1
31627 | 1331280000 | PRINTED CIRCUIT BOARD TERMINALS 5.08 MM N OF POLES: 12 180° SOLDER PIN LENGTH (L): 3.5 MM TINNED ORANGE PUSH IN WITH ACTUATOR CLAMPING RANGE MAX. : 2.5 MM² BOX | 1
31628 | 1331300000 | PRINTED CIRCUIT BOARD TERMINALS 5.08 MM N OF POLES: 13 180° SOLDER PIN LENGTH (L): 3.5 MM TINNED ORANGE PUSH IN WITH ACTUATOR CLAMPING RANGE MAX. : 2.5 MM² BOX | 1
31629 | 1331310000 | PRINTED CIRCUIT BOARD TERMINALS 5.08 MM N OF POLES: 14 180° SOLDER PIN LENGTH (L): 3.5 MM TINNED ORANGE PUSH IN WITH ACTUATOR CLAMPING RANGE MAX. : 2.5 MM² BOX | 1
31630 | 1331390000 | PRINTED CIRCUIT BOARD TERMINALS 5.08 MM N OF POLES: 21 180° SOLDER PIN LENGTH (L): 3.5 MM TINNED ORANGE PUSH IN WITH ACTUATOR CLAMPING RANGE MAX. : 2.5 MM² BOX | 1
31631 | 1331400000 | PRINTED CIRCUIT BOARD TERMINALS 5.08 MM N OF POLES: 22 180° SOLDER PIN LENGTH (L): 3.5 MM TINNED ORANGE PUSH IN WITH ACTUATOR CLAMPING RANGE MAX. : 2.5 MM² BOX | 1
31632 | 1331410000 | PRINTED CIRCUIT BOARD TERMINALS 5.08 MM N OF POLES: 23 180° SOLDER PIN LENGTH (L): 3.5 MM TINNED ORANGE PUSH IN WITH ACTUATOR CLAMPING RANGE MAX. : 2.5 MM² BOX | 1
31633 | 1331420000 | PRINTED CIRCUIT BOARD TERMINALS 5.08 MM N OF POLES: 24 180° SOLDER PIN LENGTH (L): 3.5 MM TINNED ORANGE PUSH IN WITH ACTUATOR CLAMPING RANGE MAX. : 2.5 MM² BOX | 1
31634 | 1331510000 | PRINTED CIRCUIT BOARD TERMINALS 5.08 MM N OF POLES: 9 180° SOLDER PIN LENGTH (L): 3.5 MM TINNED ORANGE PUSH IN WITHOUT ACTUATOR CLAMPING RANGE MAX. : 2.5 MM² BOX | 1
31635 | 1331540000 | PRINTED CIRCUIT BOARD TERMINALS 5.08 MM N OF POLES: 12 180° SOLDER PIN LENGTH (L): 3.5 MM TINNED ORANGE PUSH IN WITHOUT ACTUATOR CLAMPING RANGE MAX. : 2.5 MM² BOX | 1
31636 | 1331550000 | PRINTED CIRCUIT BOARD TERMINALS 5.08 MM N OF POLES: 13 180° SOLDER PIN LENGTH (L): 3.5 MM TINNED ORANGE PUSH IN WITHOUT ACTUATOR CLAMPING RANGE MAX. : 2.5 MM² BOX | 1
31637 | 1331570000 | PRINTED CIRCUIT BOARD TERMINALS 5.08 MM N OF POLES: 14 180° SOLDER PIN LENGTH (L): 3.5 MM TINNED ORANGE PUSH IN WITHOUT ACTUATOR CLAMPING RANGE MAX. : 2.5 MM² BOX | 1
31638 | 1331780000 | PRINTED CIRCUIT BOARD TERMINALS 5.00 MM N OF POLES: 9 90° SOLDER PIN LENGTH (L): 3.5 MM TINNED ORANGE PUSH IN WITH ACTUATOR CLAMPING RANGE MAX. : 2.5 MM² BOX | 1
31639 | 1331820000 | PRINTED CIRCUIT BOARD TERMINALS 5.00 MM N OF POLES: 13 90° SOLDER PIN LENGTH (L): 3.5 MM TINNED ORANGE PUSH IN WITH ACTUATOR CLAMPING RANGE MAX. : 2.5 MM² BOX | 1
31640 | 1331830000 | PRINTED CIRCUIT BOARD TERMINALS 5.00 MM N OF POLES: 14 90° SOLDER PIN LENGTH (L): 3.5 MM TINNED ORANGE PUSH IN WITH ACTUATOR CLAMPING RANGE MAX. : 2.5 MM² BOX | 1
31641 | 1331840000 | PRINTED CIRCUIT BOARD TERMINALS 5.00 MM N OF POLES: 15 90° SOLDER PIN LENGTH (L): 3.5 MM TINNED ORANGE PUSH IN WITH ACTUATOR CLAMPING RANGE MAX. : 2.5 MM² BOX | 1
31642 | 1331920000 | PRINTED CIRCUIT BOARD TERMINALS 5.00 MM N OF POLES: 21 90° SOLDER PIN LENGTH (L): 3.5 MM TINNED ORANGE PUSH IN WITH ACTUATOR CLAMPING RANGE MAX. : 2.5 MM² BOX | 1
31643 | 1331930000 | PRINTED CIRCUIT BOARD TERMINALS 5.00 MM N OF POLES: 22 90° SOLDER PIN LENGTH (L): 3.5 MM TINNED ORANGE PUSH IN WITH ACTUATOR CLAMPING RANGE MAX. : 2.5 MM² BOX | 1
31644 | 1331940000 | PRINTED CIRCUIT BOARD TERMINALS 5.00 MM N OF POLES: 23 90° SOLDER PIN LENGTH (L): 3.5 MM TINNED ORANGE PUSH IN WITH ACTUATOR CLAMPING RANGE MAX. : 2.5 MM² BOX | 1
31645 | 1331950000 | PRINTED CIRCUIT BOARD TERMINALS 5.00 MM N OF POLES: 24 90° SOLDER PIN LENGTH (L): 3.5 MM TINNED ORANGE PUSH IN WITH ACTUATOR CLAMPING RANGE MAX. : 2.5 MM² BOX | 1
31646 | 1332040000 | PRINTED CIRCUIT BOARD TERMINALS 5.00 MM N OF POLES: 9 90° SOLDER PIN LENGTH (L): 3.5 MM TINNED ORANGE PUSH IN WITHOUT ACTUATOR CLAMPING RANGE MAX. : 2.5 MM² BOX | 1
31647 | 1332080000 | PRINTED CIRCUIT BOARD TERMINALS 5.00 MM N OF POLES: 13 90° SOLDER PIN LENGTH (L): 3.5 MM TINNED ORANGE PUSH IN WITHOUT ACTUATOR CLAMPING RANGE MAX. : 2.5 MM² BOX | 1
31648 | 1332090000 | PRINTED CIRCUIT BOARD TERMINALS 5.00 MM N OF POLES: 14 90° SOLDER PIN LENGTH (L): 3.5 MM TINNED ORANGE PUSH IN WITHOUT ACTUATOR CLAMPING RANGE MAX. : 2.5 MM² BOX | 1
31649 | 1332110000 | PRINTED CIRCUIT BOARD TERMINALS 5.00 MM N OF POLES: 15 90° SOLDER PIN LENGTH (L): 3.5 MM TINNED ORANGE PUSH IN WITHOUT ACTUATOR CLAMPING RANGE MAX. : 2.5 MM² BOX | 1
31650 | 1335420000 | PCB PLUG-IN CONNECTOR MALE PLUG 5.08 MM N OF POLES: 11 180° PUSH IN WITH ACTUATOR TENSION-CLAMP CONNECTION CLAMPING RANGE MAX. : 3.31 MM² BOX | 1
31651 | 1335430000 | PCB PLUG-IN CONNECTOR MALE PLUG 5.08 MM N OF POLES: 12 180° PUSH IN WITH ACTUATOR TENSION-CLAMP CONNECTION CLAMPING RANGE MAX. : 3.31 MM² BOX | 1
31652 | 1335530000 | PCB PLUG-IN CONNECTOR MALE PLUG 5.08 MM N OF POLES: 10 180° PUSH IN WITH ACTUATOR TENSION-CLAMP CONNECTION CLAMPING RANGE MAX. : 3.31 MM² BOX | 1
31653 | 1335540000 | PCB PLUG-IN CONNECTOR MALE PLUG 5.08 MM N OF POLES: 11 180° PUSH IN WITH ACTUATOR TENSION-CLAMP CONNECTION CLAMPING RANGE MAX. : 3.31 MM² BOX | 1
31654 | 1335730000 | PCB PLUG-IN CONNECTOR MALE PLUG 5.08 MM N OF POLES: 11 180° PUSH IN WITH ACTUATOR TENSION-CLAMP CONNECTION CLAMPING RANGE MAX. : 3.31 MM² BOX | 1
31655 | 1335740000 | PCB PLUG-IN CONNECTOR MALE PLUG 5.08 MM N OF POLES: 9 180° PUSH IN WITH ACTUATOR TENSION-CLAMP CONNECTION CLAMPING RANGE MAX. : 3.31 MM² BOX | 1
31656 | 1335750000 | PCB PLUG-IN CONNECTOR MALE PLUG 5.08 MM N OF POLES: 12 180° PUSH IN WITH ACTUATOR TENSION-CLAMP CONNECTION CLAMPING RANGE MAX. : 3.31 MM² BOX | 1
31657 | 1335760000 | PCB PLUG-IN CONNECTOR MALE PLUG 5.08 MM N OF POLES: 10 180° PUSH IN WITH ACTUATOR TENSION-CLAMP CONNECTION CLAMPING RANGE MAX. : 3.31 MM² BOX | 1
31658 | 1335940000 | PCB PLUG-IN CONNECTOR MALE PLUG 5.08 MM N OF POLES: 10 180° PUSH IN WITH ACTUATOR TENSION-CLAMP CONNECTION CLAMPING RANGE MAX. : 3.31 MM² BOX | 1
31659 | 1335970000 | PCB PLUG-IN CONNECTOR MALE PLUG 5.08 MM N OF POLES: 11 180° PUSH IN WITH ACTUATOR TENSION-CLAMP CONNECTION CLAMPING RANGE MAX. : 3.31 MM² BOX | 1
31660 | 1336120000 | PCB PLUG-IN CONNECTOR MALE PLUG 5.08 MM N OF POLES: 9 180° PUSH IN WITH ACTUATOR TENSION-CLAMP CONNECTION CLAMPING RANGE MAX. : 3.31 MM² BOX | 1
31661 | 1336130000 | PCB PLUG-IN CONNECTOR MALE PLUG 5.08 MM N OF POLES: 10 180° PUSH IN WITH ACTUATOR TENSION-CLAMP CONNECTION CLAMPING RANGE MAX. : 3.31 MM² BOX | 1
31662 | 1336240000 | PCB PLUG-IN CONNECTOR MALE PLUG 5.08 MM N OF POLES: 9 180° PUSH IN WITH ACTUATOR TENSION-CLAMP CONNECTION CLAMPING RANGE MAX. : 3.31 MM² BOX | 1
31663 | 1336250000 | PCB PLUG-IN CONNECTOR MALE PLUG 5.08 MM N OF POLES: 10 180° PUSH IN WITH ACTUATOR TENSION-CLAMP CONNECTION CLAMPING RANGE MAX. : 3.31 MM² BOX | 1
31664 | 1336480000 | PCB PLUG-IN CONNECTOR MALE PLUG 5.08 MM N OF POLES: 9 180° PUSH IN WITH ACTUATOR TENSION-CLAMP CONNECTION CLAMPING RANGE MAX. : 3.31 MM² BOX | 1
31665 | 1336490000 | PCB PLUG-IN CONNECTOR MALE PLUG 5.08 MM N OF POLES: 10 180° PUSH IN WITH ACTUATOR TENSION-CLAMP CONNECTION CLAMPING RANGE MAX. : 3.31 MM² BOX | 1
31666 | 1337640000 | MODULAR HOUSING OMNIMATE HOUSING - SERIES CH20M TRAFFIC WIDTH: 45 MM | 26
31667 | 1340870000 | ACCESSORIES RAIL SUPPORT STEEL GALVANIZED | 1091
31668 | 1350540000 | P-SERIES PARTITION PLATE GREY 2 MM PRINTED ++++ HORIZONTALLY | 1292
31669 | 1350550000 | P-SERIES PARTITION PLATE GREY 2 MM PRINTED +++----- HORIZONTALLY | 1294
31670 | 1357200000 | PCB PLUG-IN CONNECTOR FEMALE PLUG 5.08 MM N OF POLES: 10 225° CLAMPING YOKE CONNECTION CLAMPING RANGE MAX. : 4 MM² BOX | 1
31671 | 1368890000 | PCB PLUG-IN CONNECTOR FEMALE PLUG 5.08 MM N OF POLES: 10 180° PUSH IN WITH ACTUATOR TENSION-CLAMP CONNECTION CLAMPING RANGE MAX. : 3.31 MM² BOX | 1
31672 | 1369540000 | SLIMFIX X CONDUCTOR AND CABLE MARKERS 7 - 40 MM 60 X 30 MM | 12
31673 | 1369550000 | SLIMFIX X CONDUCTOR AND CABLE MARKERS 7 - 40 MM 60 X 30 MM | 12
31674 | 1384030000 | MODULAR HOUSING OMNIMATE HOUSING - SERIES CH20M WIDTH: 22.5 MM | 26
31675 | 1393080000 | PCB PLUG-IN CONNECTOR M12 SOLDER CONNECTION CAT.6A / CLASS EA (ISO/IEC 11801 2010) IP67 WHEN SCREWED IN REFLOW COMPATIBLE 2-PART | 372
31676 | 1401610000 | PCB PLUG-IN CONNECTOR FEMALE PLUG 5.08 MM N OF POLES: 10 180° PUSH IN WITH ACTUATOR TENSION-CLAMP CONNECTION CLAMPING RANGE MAX. : 3.31 MM² BOX | 1
31677 | 1401770000 | PCB PLUG-IN CONNECTOR MALE HEADER FLANGE THT SOLDER CONNECTION 5.08 MM N OF POLES: 9 90° SOLDER PIN LENGTH (L): 3.2 MM TINNED PALE GREEN BOX | 0
31678 | 1401970000 | PCB PLUG-IN CONNECTOR MALE HEADER FLANGE THT SOLDER CONNECTION 5.08 MM N OF POLES: 9 180° SOLDER PIN LENGTH (L): 3.2 MM TINNED PALE GREEN BOX | 0
31679 | 1410370000 | PCB PLUG-IN CONNECTOR MALE HEADER OPEN SIDE THT SOLDER CONNECTION 5.08 MM N OF POLES: 36 180° SOLDER PIN LENGTH (L): 3.2 MM PALE GREEN BOX | 0
31680 | 1411200000 | P-SERIES END PLATE DARK 1.5 MM | 209
31681 | 1427230000 | PCB PLUG-IN CONNECTOR MALE PLUG 7.62 MM N OF POLES: 3 180° PUSH IN WITHOUT ACTUATOR TENSION-CLAMP CONNECTION CLAMPING RANGE MAX. : 10 MM² BOX | 1
31682 | 1427240000 | PCB PLUG-IN CONNECTOR MALE PLUG 7.62 MM N OF POLES: 3 180° PUSH IN WITHOUT ACTUATOR TENSION-CLAMP CONNECTION CLAMPING RANGE MAX. : 10 MM² BOX | 1
31683 | 1427670000 | PCB PLUG-IN CONNECTOR M12 SOLDER CONNECTION CAT.6A / CLASS EA (ISO/IEC 11801 2010) IP67 WHEN SCREWED IN REFLOW COMPATIBLE BACK PANEL MOUNTING 1-PART | 372
31684 | 1428190000 | SWITCHMARK DEVICE MARKERS 56 X 36 MM | 241
31685 | 1428200000 | SWITCHMARK DEVICE MARKERS 56 X 36 MM GREY | 241
31686 | 1429930000 | PCB PLUG-IN CONNECTOR MALE PLUG 7.62 MM N OF POLES: 3 180° PUSH IN WITHOUT ACTUATOR TENSION-CLAMP CONNECTION CLAMPING RANGE MAX. : 10 MM² BOX | 1
31687 | 1429940000 | PCB PLUG-IN CONNECTOR MALE PLUG 7.62 MM N OF POLES: 3 180° PUSH IN WITHOUT ACTUATOR TENSION-CLAMP CONNECTION CLAMPING RANGE MAX. : 10 MM² BOX | 1
31688 | 1437940000 | PRINTED CIRCUIT BOARD TERMINALS 5.08 MM N OF POLES: 16 135° SOLDER PIN LENGTH (L): 3.5 MM TENSION-CLAMP CONNECTION CLAMPING RANGE MAX. : 2.5 MM² BOX | 1
31689 | 1444650000 | PCB PLUG-IN CONNECTOR M12 SOLDER CONNECTION CAT.6A / CLASS EA (ISO/IEC 11801 2010) IP67 WHEN SCREWED IN REFLOW COMPATIBLE BACK PANEL MOUNTING 2-PART | 372
31690 | 1460580000 | ACCESSORIES FUSE 0.5 A | 939
31691 | 1460590000 | ACCESSORIES FUSE 1 A | 689
31692 | 1460600000 | ACCESSORIES FUSE 2 A | 921
31693 | 1460610000 | ACCESSORIES FUSE 3 A | 923
31694 | 1460620000 | ACCESSORIES FUSE 5 A | 922
31695 | 1460630000 | ACCESSORIES FUSE 7 A | 924
31696 | 1460640000 | ACCESSORIES FUSE 10 A | 689
31697 | 1460650000 | ACCESSORIES FUSE 12.5 A | 946
31698 | 1461730000 | SCHT TERMINAL MARKER 44.5 X 9.5 MM PITCH IN MM (P): 5.00 GREY | 465
31699 | 1490710000 | SLIMFIX X CONDUCTOR AND CABLE MARKERS 7 - 40 MM 60 X 30 MM ORANGE | 12
31700 | 1506050000 | PCB PLUG-IN CONNECTOR MALE HEADER FLANGE THT/THR SOLDER CONNECTION 5.08 MM N OF POLES: 32 180° SOLDER PIN LENGTH (L): 4.5 MM BOX | 0
31701 | 2553910000 | PROTECTIVE CABLE HOSE TOOL | 503
31702 | 2553930000 | PROTECTIVE CABLE HOSE TOOL | 503
31703 | 2553950000 | CABLE DUCT SEPARATOR 40 MM X | 451
31704 | 2553970000 | CABLE DUCT SEPARATOR 40 MM X | 451
31705 | 2554120000 | CABLE DUCT TAG RAIL KIT 30 MM X | 1033
31706 | 2583360000 | SEALING ELEMENT CABTITE (CABLE ENTRY SYSTEM) TPE LIGHT GREY HEIGHT: 20.3 MM WIDTH: 20.3 MM DEPTH: 17.7 MM -40 °C?90 °C IP66 | 28
31707 | 2583370000 | SEALING ELEMENT CABTITE (CABLE ENTRY SYSTEM) TPE LIGHT GREY HEIGHT: 20.3 MM WIDTH: 20.3 MM DEPTH: 17.7 MM -40 °C?90 °C IP66 | 28
31708 | 2583380000 | SEALING ELEMENT CABTITE (CABLE ENTRY SYSTEM) TPE LIGHT GREY HEIGHT: 20.3 MM WIDTH: 20.3 MM DEPTH: 17.7 MM -40 °C?90 °C IP66 | 28
31709 | 2583390000 | SEALING ELEMENT CABTITE (CABLE ENTRY SYSTEM) TPE LIGHT GREY HEIGHT: 20.3 MM WIDTH: 20.3 MM DEPTH: 17.7 MM -40 °C?90 °C IP66 | 28
31710 | 2583410000 | SEALING ELEMENT CABTITE (CABLE ENTRY SYSTEM) TPE LIGHT GREY HEIGHT: 20.3 MM WIDTH: 20.3 MM DEPTH: 17.7 MM -40 °C?90 °C IP54 IP65 IP66 | 28
31711 | 2583450000 | SEALING ELEMENT CABTITE (CABLE ENTRY SYSTEM) TPE LIGHT GREY HEIGHT: 20.3 MM WIDTH: 20.3 MM DEPTH: 17.7 MM -40 °C?90 °C IP66 | 28
31712 | 2583500000 | SEALING ELEMENT CABTITE (CABLE ENTRY SYSTEM) TPE DEEP HEIGHT: 42.8 MM WIDTH: 42.8 MM DEPTH: 63 MM -40 °C?120 °C IP66 | 28
31713 | 2583510000 | SEALING ELEMENT CABTITE (CABLE ENTRY SYSTEM) TPE DEEP HEIGHT: 20.3 MM WIDTH: 20.3 MM DEPTH: 43 MM -40 °C?120 °C IP66 | 28
31714 | 2583520000 | SEALING ELEMENT CABTITE (CABLE ENTRY SYSTEM) TPE DEEP HEIGHT: 20.3 MM WIDTH: 20.3 MM DEPTH: 17.7 MM -40 °C?120 °C IP66 | 28
31715 | 2583530000 | SEALING ELEMENT CABTITE (CABLE ENTRY SYSTEM) TPE DEEP HEIGHT: 20.3 MM WIDTH: 20.3 MM DEPTH: 17.7 MM -40 °C?120 °C IP66 | 28
31716 | 2583540000 | SEALING ELEMENT CABTITE (CABLE ENTRY SYSTEM) TPE DEEP HEIGHT: 20.3 MM WIDTH: 20.3 MM DEPTH: 17.7 MM -40 °C?120 °C IP66 | 28
31717 | 2583570000 | SEALING ELEMENT CABTITE (CABLE ENTRY SYSTEM) TPE DEEP HEIGHT: 20.3 MM WIDTH: 20.3 MM DEPTH: 17.7 MM -40 °C?120 °C IP66 | 28
31718 | 2583580000 | SEALING ELEMENT CABTITE (CABLE ENTRY SYSTEM) TPE DEEP HEIGHT: 20.3 MM WIDTH: 20.3 MM DEPTH: 17.7 MM -40 °C?120 °C IP66 | 28
31719 | 2583590000 | SEALING ELEMENT CABTITE (CABLE ENTRY SYSTEM) TPE DEEP HEIGHT: 20.3 MM WIDTH: 20.3 MM DEPTH: 17.7 MM -40 °C?120 °C IP66 | 28
31720 | 2583600000 | SEALING ELEMENT CABTITE (CABLE ENTRY SYSTEM) TPE DEEP HEIGHT: 20.3 MM WIDTH: 20.3 MM DEPTH: 17.7 MM -40 °C?120 °C IP66 | 28
31721 | 2583610000 | SEALING ELEMENT CABTITE (CABLE ENTRY SYSTEM) TPE DEEP HEIGHT: 20.3 MM WIDTH: 20.3 MM DEPTH: 17.7 MM -40 °C?120 °C IP66 | 28
31722 | 2583620000 | SEALING ELEMENT CABTITE (CABLE ENTRY SYSTEM) TPE DEEP HEIGHT: 20.3 MM WIDTH: 20.3 MM DEPTH: 17.7 MM -40 °C?120 °C IP66 | 28
31723 | 2583630000 | SEALING ELEMENT CABTITE (CABLE ENTRY SYSTEM) TPE DEEP HEIGHT: 42.8 MM WIDTH: 42.8 MM DEPTH: 17.7 MM -40 °C?120 °C IP66 | 28
31724 | 2583640000 | SEALING ELEMENT CABTITE (CABLE ENTRY SYSTEM) TPE DEEP HEIGHT: 42.8 MM WIDTH: 42.8 MM DEPTH: 17.7 MM -40 °C?120 °C IP66 | 28
31725 | 2583650000 | SEALING ELEMENT CABTITE (CABLE ENTRY SYSTEM) TPE DEEP HEIGHT: 42.8 MM WIDTH: 42.8 MM DEPTH: 17.7 MM -40 °C?120 °C IP66 | 28
31726 | 2583660000 | SEALING ELEMENT CABTITE (CABLE ENTRY SYSTEM) TPE DEEP HEIGHT: 42.8 MM WIDTH: 42.8 MM DEPTH: 17.7 MM -40 °C?120 °C IP66 | 28
31727 | 2583670000 | SEALING ELEMENT CABTITE (CABLE ENTRY SYSTEM) TPE DEEP HEIGHT: 42.8 MM WIDTH: 42.8 MM DEPTH: 17.7 MM -40 °C?120 °C IP66 | 28
31728 | 2583680000 | SEALING ELEMENT CABTITE (CABLE ENTRY SYSTEM) TPE DEEP HEIGHT: 42.8 MM WIDTH: 42.8 MM DEPTH: 17.7 MM -40 °C?120 °C IP66 | 28
31729 | 2583690000 | SEALING ELEMENT CABTITE (CABLE ENTRY SYSTEM) TPE DEEP HEIGHT: 42.8 MM WIDTH: 42.8 MM DEPTH: 17.7 MM -40 °C?120 °C IP66 | 28
31730 | 2583700000 | SEALING ELEMENT CABTITE (CABLE ENTRY SYSTEM) TPE DEEP HEIGHT: 42.8 MM WIDTH: 42.8 MM DEPTH: 17.7 MM -40 °C?120 °C IP66 | 28
31731 | 2583710000 | SEALING ELEMENT CABTITE (CABLE ENTRY SYSTEM) TPE DEEP HEIGHT: 42.8 MM WIDTH: 42.8 MM DEPTH: 17.7 MM -40 °C?120 °C IP66 | 28
31732 | 2583730000 | SEALING ELEMENT CABTITE (CABLE ENTRY SYSTEM) TPE DEEP HEIGHT: 42.8 MM WIDTH: 42.8 MM DEPTH: 17.7 MM -40 °C?120 °C IP66 | 28
31733 | 2583750000 | SEALING ELEMENT CABTITE (CABLE ENTRY SYSTEM) TPE DEEP HEIGHT: 42.8 MM WIDTH: 42.8 MM DEPTH: 17.7 MM -40 °C?120 °C IP66 | 28
31734 | 2583770000 | SEALING ELEMENT CABTITE (CABLE ENTRY SYSTEM) TPE DEEP HEIGHT: 42.8 MM WIDTH: 42.8 MM DEPTH: 17.7 MM -40 °C?120 °C IP66 | 28
31735 | 2583790000 | SEALING ELEMENT CABTITE (CABLE ENTRY SYSTEM) TPE DEEP HEIGHT: 42.8 MM WIDTH: 42.8 MM DEPTH: 17.7 MM -40 °C?120 °C IP66 | 28
31736 | 2583810000 | SEALING ELEMENT CABTITE (CABLE ENTRY SYSTEM) TPE DEEP HEIGHT: 42.8 MM WIDTH: 42.8 MM DEPTH: 17.7 MM -40 °C?120 °C IP66 | 28
31737 | 2583830000 | SEALING ELEMENT CABTITE (CABLE ENTRY SYSTEM) TPE DEEP HEIGHT: 42.8 MM WIDTH: 42.8 MM DEPTH: 17.7 MM -40 °C?120 °C IP66 | 28
31738 | 2583840000 | SEALING ELEMENT CABTITE (CABLE ENTRY SYSTEM) TPE DEEP HEIGHT: 42.8 MM WIDTH: 42.8 MM DEPTH: 17.7 MM -40 °C?120 °C IP66 | 28
31739 | 2583850000 | SEALING ELEMENT CABTITE (CABLE ENTRY SYSTEM) TPE DEEP HEIGHT: 42.8 MM WIDTH: 42.8 MM DEPTH: 17.7 MM -40 °C?120 °C IP66 | 28
31740 | 2583860000 | SEALING ELEMENT CABTITE (CABLE ENTRY SYSTEM) TPE DEEP HEIGHT: 42.8 MM WIDTH: 42.8 MM DEPTH: 17.7 MM -40 °C?120 °C IP66 | 28
31741 | 2583880000 | SEALING ELEMENT CABTITE (CABLE ENTRY SYSTEM) TPE DEEP HEIGHT: 42.8 MM WIDTH: 42.8 MM DEPTH: 17.7 MM -40 °C?120 °C IP66 | 28
31742 | 2583900000 | SEALING ELEMENT CABTITE (CABLE ENTRY SYSTEM) TPE DEEP HEIGHT: 42.8 MM WIDTH: 42.8 MM DEPTH: 17.7 MM -40 °C?120 °C IP66 | 28
31743 | 2583960000 | SEALING ELEMENT CABTITE (CABLE ENTRY SYSTEM) TPE DEEP HEIGHT: 20.3 MM WIDTH: 20.3 MM DEPTH: 17.7 MM -40 °C?120 °C IP66 | 28
31744 | 2583980000 | SEALING ELEMENT CABTITE (CABLE ENTRY SYSTEM) TPE DEEP HEIGHT: 20.3 MM WIDTH: 20.3 MM DEPTH: 17.7 MM -40 °C?120 °C IP66 | 28
31745 | 2584020000 | SEALING ELEMENT CABTITE (CABLE ENTRY SYSTEM) TPE DEEP HEIGHT: 20.3 MM WIDTH: 20.3 MM DEPTH: 17.7 MM -40 °C?120 °C IP66 | 28
31746 | 2584030000 | SEPARABLE LOCKNUT CABTITE (CABLE ENTRY SYSTEM) POLYAMIDE GLASS FIBRE-REINFORCED DEEP HEIGHT: 58 MM WIDTH: 58 MM DEPTH: 7 MM -40 °C?120 °C | 28
31747 | 2584060000 | SEALING ELEMENT CABTITE (CABLE ENTRY SYSTEM) TPE DEEP HEIGHT: 20.3 MM WIDTH: 20.3 MM DEPTH: 17.7 MM -40 °C?120 °C IP66 | 28
31748 | 2584070000 | SEPARABLE LOCKNUT CABTITE (CABLE ENTRY SYSTEM) POLYAMIDE GLASS FIBRE-REINFORCED DEEP HEIGHT: 40 MM WIDTH: 40 MM DEPTH: 7 MM -40 °C?120 °C | 28
31749 | 2584080000 | SEALING ELEMENT CABTITE (CABLE ENTRY SYSTEM) TPE DEEP HEIGHT: 20.3 MM WIDTH: 20.3 MM DEPTH: 17.7 MM -40 °C?120 °C IP66 | 28
31750 | 2584090000 | SEPARABLE LOCKNUT CABTITE (CABLE ENTRY SYSTEM) POLYAMIDE GLASS FIBRE-REINFORCED DEEP HEIGHT: 33 MM WIDTH: 33 MM DEPTH: 7 MM -40 °C?120 °C | 28
31751 | 2584110000 | SEPARABLE LOCKNUT CABTITE (CABLE ENTRY SYSTEM) POLYAMIDE GLASS FIBRE-REINFORCED DEEP HEIGHT: 28 MM WIDTH: 28 MM DEPTH: 7 MM -40 °C?120 °C | 28
31752 | 2584130000 | SEPARABLE CABLE GLAND CABTITE (CABLE ENTRY SYSTEM) POLYAMIDE GLASS FIBRE-REINFORCED DEEP HEIGHT: 24.7 MM M 50 -40 °C?120 °C IP66 | 28
31753 | 2584200000 | SEPARABLE CABLE GLAND CABTITE (CABLE ENTRY SYSTEM) POLYAMIDE GLASS FIBRE-REINFORCED DEEP HEIGHT: 23.7 MM M 20 -40 °C?120 °C IP66 | 28
31754 | 2584210000 | LOCKING FRAME CABTITE (CABLE ENTRY SYSTEM) POLYAMIDE GLASS FIBRE-REINFORCED DEEP HEIGHT: 68.8 MM WIDTH: 152 MM DEPTH: 11.3 MM -40 °C?120 °C IP66 | 28
31755 | 2584220000 | LOCKING FRAME CABTITE (CABLE ENTRY SYSTEM) POLYAMIDE GLASS FIBRE-REINFORCED DEEP HEIGHT: 68.8 MM WIDTH: 125 MM DEPTH: 11.3 MM -40 °C?120 °C IP66 | 28
31756 | 2584240000 | LOCKING FRAME CABTITE (CABLE ENTRY SYSTEM) POLYAMIDE GLASS FIBRE-REINFORCED DEEP HEIGHT: 68.8 MM WIDTH: 105 MM DEPTH: 11.3 MM -40 °C?120 °C IP66 | 28
31757 | 2584260000 | LOCKING FRAME CABTITE (CABLE ENTRY SYSTEM) POLYAMIDE GLASS FIBRE-REINFORCED DEEP HEIGHT: 68.8 MM WIDTH: 80 MM DEPTH: 11.3 MM -40 °C?120 °C IP66 | 28
31758 | 2584330000 | SEALING ELEMENT CABTITE (CABLE ENTRY SYSTEM) TPE DEEP HEIGHT: 20.3 MM WIDTH: 20.3 MM DEPTH: 17.7 MM -40 °C?120 °C IP66 | 28
31759 | 2584340000 | SEALING ELEMENT CABTITE (CABLE ENTRY SYSTEM) TPE LIGHT GREY HEIGHT: 42.8 MM WIDTH: 42.8 MM DEPTH: 17.7 MM -40 °C?90 °C IP66 | 28
31760 | 2584360000 | SEALING ELEMENT CABTITE (CABLE ENTRY SYSTEM) TPE LIGHT GREY HEIGHT: 42.8 MM WIDTH: 42.8 MM DEPTH: 17.7 MM -40 °C?90 °C IP66 | 28
31761 | 2584370000 | SEALING ELEMENT CABTITE (CABLE ENTRY SYSTEM) TPE LIGHT GREY HEIGHT: 42.8 MM WIDTH: 42.8 MM DEPTH: 17.7 MM -40 °C?90 °C IP66 | 28
31762 | 2584390000 | SEALING ELEMENT CABTITE (CABLE ENTRY SYSTEM) TPE LIGHT GREY HEIGHT: 42.8 MM WIDTH: 42.8 MM DEPTH: 17.7 MM -40 °C?90 °C IP66 | 28
31763 | 2584400000 | SEALING ELEMENT CABTITE (CABLE ENTRY SYSTEM) TPE LIGHT GREY HEIGHT: 42.8 MM WIDTH: 42.8 MM DEPTH: 17.7 MM -40 °C?90 °C IP66 | 28
31764 | 2584410000 | SEALING ELEMENT CABTITE (CABLE ENTRY SYSTEM) TPE LIGHT GREY HEIGHT: 42.8 MM WIDTH: 42.8 MM DEPTH: 17.7 MM -40 °C?90 °C IP66 | 28
31765 | 2584420000 | SEALING ELEMENT CABTITE (CABLE ENTRY SYSTEM) TPE LIGHT GREY HEIGHT: 42.8 MM WIDTH: 42.8 MM DEPTH: 17.7 MM -40 °C?90 °C IP66 | 28
31766 | 2584430000 | SEALING ELEMENT CABTITE (CABLE ENTRY SYSTEM) TPE LIGHT GREY HEIGHT: 42.8 MM WIDTH: 42.8 MM DEPTH: 17.7 MM -40 °C?90 °C IP66 | 28
31767 | 2584440000 | SEALING ELEMENT CABTITE (CABLE ENTRY SYSTEM) TPE LIGHT GREY HEIGHT: 42.8 MM WIDTH: 42.8 MM DEPTH: 17.7 MM -40 °C?90 °C IP66 | 28
31768 | 2584450000 | SEALING ELEMENT CABTITE (CABLE ENTRY SYSTEM) TPE LIGHT GREY HEIGHT: 42.8 MM WIDTH: 42.8 MM DEPTH: 17.7 MM -40 °C?90 °C IP66 | 28
31769 | 2584460000 | SEALING ELEMENT CABTITE (CABLE ENTRY SYSTEM) TPE LIGHT GREY HEIGHT: 42.8 MM WIDTH: 42.8 MM DEPTH: 17.7 MM -40 °C?90 °C IP66 | 28
31770 | 2584470000 | SEALING ELEMENT CABTITE (CABLE ENTRY SYSTEM) TPE LIGHT GREY HEIGHT: 42.8 MM WIDTH: 42.8 MM DEPTH: 17.7 MM -40 °C?90 °C IP66 | 28
31771 | 2584480000 | SEALING ELEMENT CABTITE (CABLE ENTRY SYSTEM) TPE LIGHT GREY HEIGHT: 42.8 MM WIDTH: 42.8 MM DEPTH: 17.7 MM -40 °C?90 °C IP66 | 28
31772 | 2584500000 | SEALING ELEMENT CABTITE (CABLE ENTRY SYSTEM) TPE LIGHT GREY HEIGHT: 42.8 MM WIDTH: 42.8 MM DEPTH: 17.7 MM -40 °C?90 °C IP66 | 28
31773 | 2584510000 | SEALING ELEMENT CABTITE (CABLE ENTRY SYSTEM) TPE LIGHT GREY HEIGHT: 42.8 MM WIDTH: 42.8 MM DEPTH: 17.7 MM -40 °C?90 °C IP66 | 28
31774 | 2584520000 | SEALING ELEMENT CABTITE (CABLE ENTRY SYSTEM) TPE LIGHT GREY HEIGHT: 42.8 MM WIDTH: 42.8 MM DEPTH: 17.7 MM -40 °C?90 °C IP66 | 28
31775 | 2584670000 | SEALING ELEMENT CABTITE (CABLE ENTRY SYSTEM) TPE DEEP HEIGHT: 20.3 MM WIDTH: 20.3 MM DEPTH: 17.7 MM -40 °C?120 °C IP66 | 28
31776 | 2584680000 | SEALING ELEMENT CABTITE (CABLE ENTRY SYSTEM) TPE DEEP HEIGHT: 20.3 MM WIDTH: 20.3 MM DEPTH: 17.7 MM -40 °C?120 °C IP66 | 28
31777 | 2584690000 | SEALING ELEMENT CABTITE (CABLE ENTRY SYSTEM) TPE DEEP HEIGHT: 20.3 MM WIDTH: 20.3 MM DEPTH: 17.7 MM -40 °C?120 °C IP66 | 28
31778 | 2584710000 | SEALING ELEMENT CABTITE (CABLE ENTRY SYSTEM) TPE DEEP HEIGHT: 20.3 MM WIDTH: 20.3 MM DEPTH: 17.7 MM -40 °C?120 °C IP66 | 28
31779 | 2584720000 | SEALING ELEMENT CABTITE (CABLE ENTRY SYSTEM) TPE DEEP HEIGHT: 20.3 MM WIDTH: 20.3 MM DEPTH: 17.7 MM -40 °C?120 °C IP66 | 28
31780 | 2584730000 | SEALING ELEMENT CABTITE (CABLE ENTRY SYSTEM) TPE DEEP HEIGHT: 20.3 MM WIDTH: 20.3 MM DEPTH: 17.7 MM -40 °C?120 °C IP66 | 28
31781 | 2584750000 | SEALING ELEMENT CABTITE (CABLE ENTRY SYSTEM) TPE DEEP HEIGHT: 20.3 MM WIDTH: 20.3 MM DEPTH: 17.7 MM -40 °C?120 °C IP66 | 28
31782 | 2584760000 | SEALING ELEMENT CABTITE (CABLE ENTRY SYSTEM) TPE DEEP HEIGHT: 20.3 MM WIDTH: 20.3 MM DEPTH: 17.7 MM -40 °C?120 °C IP66 | 28
31783 | 2584770000 | SEALING ELEMENT CABTITE (CABLE ENTRY SYSTEM) TPE DEEP HEIGHT: 20.3 MM WIDTH: 20.3 MM DEPTH: 17.7 MM -40 °C?120 °C IP66 | 28
31784 | 2584780000 | SEALING ELEMENT CABTITE (CABLE ENTRY SYSTEM) TPE DEEP HEIGHT: 20.3 MM WIDTH: 20.3 MM DEPTH: 17.7 MM -40 °C?120 °C IP66 | 28
31785 | 2584790000 | SEALING ELEMENT CABTITE (CABLE ENTRY SYSTEM) TPE DEEP HEIGHT: 20.3 MM WIDTH: 20.3 MM DEPTH: 17.7 MM -40 °C?120 °C IP66 | 28
31786 | 2584800000 | SEALING ELEMENT CABTITE (CABLE ENTRY SYSTEM) TPE LIGHT GREY HEIGHT: 20.3 MM WIDTH: 20.3 MM DEPTH: 17.7 MM -40 °C?90 °C IP66 | 28
31787 | 2584810000 | SEALING ELEMENT CABTITE (CABLE ENTRY SYSTEM) TPE LIGHT GREY HEIGHT: 20.3 MM WIDTH: 20.3 MM DEPTH: 17.7 MM -40 °C?90 °C IP66 | 28
31788 | 2584820000 | SEALING ELEMENT CABTITE (CABLE ENTRY SYSTEM) TPE LIGHT GREY HEIGHT: 20.3 MM WIDTH: 20.3 MM DEPTH: 17.7 MM -40 °C?90 °C IP66 | 28
31789 | 2584850000 | SEALING ELEMENT CABTITE (CABLE ENTRY SYSTEM) TPE LIGHT GREY HEIGHT: 20.3 MM WIDTH: 20.3 MM DEPTH: 17.7 MM -40 °C?90 °C IP66 | 28
31790 | 2584860000 | SEALING ELEMENT CABTITE (CABLE ENTRY SYSTEM) TPE LIGHT GREY HEIGHT: 20.3 MM WIDTH: 20.3 MM DEPTH: 17.7 MM -40 °C?90 °C IP66 | 28
31791 | 2584870000 | SEALING ELEMENT CABTITE (CABLE ENTRY SYSTEM) TPE LIGHT GREY HEIGHT: 20.3 MM WIDTH: 20.3 MM DEPTH: 17.7 MM -40 °C?90 °C IP66 | 28
31792 | 2584880000 | SEALING ELEMENT CABTITE (CABLE ENTRY SYSTEM) TPE LIGHT GREY HEIGHT: 20.3 MM WIDTH: 20.3 MM DEPTH: 17.7 MM -40 °C?90 °C IP66 | 28
31793 | 2584920000 | SEALING ELEMENT CABTITE (CABLE ENTRY SYSTEM) TPE LIGHT GREY HEIGHT: 42.8 MM WIDTH: 42.8 MM DEPTH: 17.7 MM -40 °C?90 °C IP66 | 28
31794 | 2588470000 | PROTECTIVE CABLE HOSE | 491
31795 | 2588710000 | PROTECTIVE CABLE HOSE COIL | 210
31796 | 2588820000 | CABLE DUCT 60 MM X 100 MM 8.00 MM X 12.00 MM 2000 MM | 73
31797 | 2588890000 | CABLE DUCT 40 MM X 120 MM 8.00 MM X 12.00 MM 2000 MM | 73
31798 | 2589420000 | CABLE DUCT 60 MM X 100 MM 4.00 MM X 6.00 MM 2000 MM | 73
31799 | 2589430000 | PROTECTIVE CABLE HOSE | 491
31800 | 2589530000 | CABLE DUCT FLOOR DUCT 60 MM X 100 MM 4.00 MM X 6.00 MM 2000 MM | 163
31801 | 2589760000 | CABLE DUCT FLOOR DUCT 60 MM X 100 MM 8.00 MM X 12.00 MM 2000 MM | 163
31802 | 7940007736 | RIDERSERIES RCM RELAY N OF CONTACTS: 4 CO CONTACT WITH TEST BUTTON AGNI RATED CONTROL VOLTAGE: 125 V DC CONTINUOUS CURRENT: 6 A PLUG-IN CONNECTION TEST BUTTON AVAILABLE: YES | 3
31803 | 2597350000 | PCB PLUG-IN CONNECTOR MALE HEADER THT SOLDER CONNECTION 10.16 MM N OF POLES: 5 270° SOLDER PIN LENGTH (L): 3.5 MM BOX | 0
31804 | 2597330000 | PCB PLUG-IN CONNECTOR MALE HEADER THT SOLDER CONNECTION 10.16 MM N OF POLES: 5 270° SOLDER PIN LENGTH (L): 3.5 MM BOX | 0
31805 | 2597310000 | PCB PLUG-IN CONNECTOR MALE HEADER THT SOLDER CONNECTION 10.16 MM N OF POLES: 5 270° SOLDER PIN LENGTH (L): 3.5 MM BOX | 0
31806 | 2597290000 | PCB PLUG-IN CONNECTOR MALE HEADER THT SOLDER CONNECTION 10.16 MM N OF POLES: 5 270° SOLDER PIN LENGTH (L): 3.5 MM BOX | 0
31807 | 2597260000 | PCB PLUG-IN CONNECTOR MALE HEADER CLOSED SIDE MIDDLE FLANGE THT SOLDER CONNECTION 10.16 MM N OF POLES: 5 90° SOLDER PIN LENGTH (L): 3.5 MM BOX | 0
31808 | 2597240000 | PCB PLUG-IN CONNECTOR MALE HEADER CLOSED SIDE MIDDLE FLANGE THT SOLDER CONNECTION 10.16 MM N OF POLES: 5 90° SOLDER PIN LENGTH (L): 3.5 MM BOX | 0
31809 | 2597220000 | PCB PLUG-IN CONNECTOR MALE HEADER CLOSED SIDE MIDDLE FLANGE THT SOLDER CONNECTION 10.16 MM N OF POLES: 5 90° SOLDER PIN LENGTH (L): 3.5 MM BOX | 0
31810 | 2597200000 | PCB PLUG-IN CONNECTOR MALE HEADER CLOSED SIDE MIDDLE FLANGE THT SOLDER CONNECTION 10.16 MM N OF POLES: 5 90° SOLDER PIN LENGTH (L): 3.5 MM BOX | 0
31811 | 2431570000 | PCB PLUG-IN CONNECTOR MALE HEADER CLOSED SIDE THT SOLDER CONNECTION 7.62 MM N OF POLES: 8 270° SOLDER PIN LENGTH (L): 4.5 MM TINNED BOX | 0
31812 | 1543320000 | PCB PLUG-IN CONNECTOR MALE HEADER CLOSED SIDE THT SOLDER CONNECTION 7.62 MM N OF POLES: 8 270° SOLDER PIN LENGTH (L): 3.2 MM TINNED BOX | 0
31813 | 1543280000 | PCB PLUG-IN CONNECTOR MALE HEADER CLOSED SIDE MIDDLE FLANGE THT SOLDER CONNECTION 7.62 MM N OF POLES: 6 270° SOLDER PIN LENGTH (L): 3.5 MM BOX | 0
31814 | 1543270000 | PCB PLUG-IN CONNECTOR MALE HEADER CLOSED SIDE MIDDLE FLANGE THT SOLDER CONNECTION 7.62 MM N OF POLES: 6 270° SOLDER PIN LENGTH (L): 3.5 MM BOX | 0
31815 | 1543260000 | PCB PLUG-IN CONNECTOR MALE HEADER CLOSED SIDE MIDDLE FLANGE THT SOLDER CONNECTION 7.62 MM N OF POLES: 6 270° SOLDER PIN LENGTH (L): 3.5 MM BOX | 0
31816 | 1543250000 | PCB PLUG-IN CONNECTOR MALE HEADER CLOSED SIDE MIDDLE FLANGE THT SOLDER CONNECTION 7.62 MM N OF POLES: 6 270° SOLDER PIN LENGTH (L): 3.5 MM BOX | 0
31817 | 1543230000 | PCB PLUG-IN CONNECTOR MALE HEADER CLOSED SIDE MIDDLE FLANGE THT SOLDER CONNECTION 7.62 MM N OF POLES: 6 180° SOLDER PIN LENGTH (L): 3.5 MM BOX | 0
31818 | 1543220000 | PCB PLUG-IN CONNECTOR MALE HEADER CLOSED SIDE MIDDLE FLANGE THT SOLDER CONNECTION 7.62 MM N OF POLES: 6 180° SOLDER PIN LENGTH (L): 3.5 MM BOX | 0
31819 | 1543210000 | PCB PLUG-IN CONNECTOR MALE HEADER CLOSED SIDE MIDDLE FLANGE THT SOLDER CONNECTION 7.62 MM N OF POLES: 6 180° SOLDER PIN LENGTH (L): 3.5 MM BOX | 0
31820 | 1543190000 | PCB PLUG-IN CONNECTOR MALE HEADER CLOSED SIDE MIDDLE FLANGE THT SOLDER CONNECTION 7.62 MM N OF POLES: 6 180° SOLDER PIN LENGTH (L): 3.5 MM BOX | 0
31821 | 1543160000 | PCB PLUG-IN CONNECTOR MALE HEADER CLOSED SIDE MIDDLE FLANGE THT SOLDER CONNECTION 7.62 MM N OF POLES: 6 90° SOLDER PIN LENGTH (L): 3.5 MM BOX | 0
31822 | 1543140000 | PCB PLUG-IN CONNECTOR MALE HEADER CLOSED SIDE MIDDLE FLANGE THT SOLDER CONNECTION 7.62 MM N OF POLES: 6 90° SOLDER PIN LENGTH (L): 3.5 MM BOX | 0
31823 | 1543120000 | PCB PLUG-IN CONNECTOR MALE HEADER CLOSED SIDE MIDDLE FLANGE THT SOLDER CONNECTION 7.62 MM N OF POLES: 6 90° SOLDER PIN LENGTH (L): 3.5 MM BOX | 0
31824 | 1543090000 | PCB PLUG-IN CONNECTOR MALE HEADER CLOSED SIDE MIDDLE FLANGE THT SOLDER CONNECTION 7.62 MM N OF POLES: 6 90° SOLDER PIN LENGTH (L): 3.5 MM BOX | 0
31825 | 1430070000 | PCB PLUG-IN CONNECTOR MALE PLUG 7.62 MM N OF POLES: 5 180° PUSH IN WITHOUT ACTUATOR TENSION-CLAMP CONNECTION CLAMPING RANGE MAX. : 10 MM² BOX | 1
31826 | 1430020000 | PCB PLUG-IN CONNECTOR MALE PLUG 7.62 MM N OF POLES: 5 180° PUSH IN WITHOUT ACTUATOR TENSION-CLAMP CONNECTION CLAMPING RANGE MAX. : 10 MM² BOX | 1
31827 | 1157080000 | PCB PLUG-IN CONNECTOR MALE HEADER CLOSED SIDE THT SOLDER CONNECTION 7.62 MM N OF POLES: 5 90° SOLDER PIN LENGTH (L): 3.5 MM TINNED BOX | 0
31828 | 1157030000 | PCB PLUG-IN CONNECTOR MALE HEADER CLOSED SIDE MIDDLE SCREW FLANGE THT SOLDER CONNECTION 7.62 MM N OF POLES: 5 90° SOLDER PIN LENGTH (L): 3.5 MM TINNED BOX | 0
31829 | 1157020000 | PCB PLUG-IN CONNECTOR MALE HEADER CLOSED SIDE MIDDLE SCREW FLANGE THT SOLDER CONNECTION 7.62 MM N OF POLES: 5 90° SOLDER PIN LENGTH (L): 3.5 MM TINNED BOX | 0
31830 | 1157010000 | PCB PLUG-IN CONNECTOR MALE HEADER CLOSED SIDE MIDDLE SCREW FLANGE THT SOLDER CONNECTION 7.62 MM N OF POLES: 5 90° SOLDER PIN LENGTH (L): 3.5 MM TINNED BOX | 0
31831 | 1157000000 | PCB PLUG-IN CONNECTOR MALE HEADER CLOSED SIDE MIDDLE SCREW FLANGE THT SOLDER CONNECTION 7.62 MM N OF POLES: 5 90° SOLDER PIN LENGTH (L): 3.5 MM TINNED BOX | 0
31832 | 1156990000 | PCB PLUG-IN CONNECTOR MALE HEADER CLOSED SIDE THT SOLDER CONNECTION 7.62 MM N OF POLES: 5 270° SOLDER PIN LENGTH (L): 3.5 MM TINNED BOX | 0
31833 | 1156980000 | PCB PLUG-IN CONNECTOR MALE HEADER CLOSED SIDE MIDDLE FLANGE THT SOLDER CONNECTION 7.62 MM N OF POLES: 5 90° SOLDER PIN LENGTH (L): 3.5 MM TINNED BOX | 0
31834 | 1156950000 | PCB PLUG-IN CONNECTOR MALE HEADER CLOSED SIDE MIDDLE FLANGE THT SOLDER CONNECTION 7.62 MM N OF POLES: 5 90° SOLDER PIN LENGTH (L): 3.5 MM TINNED BOX | 0
31835 | 1156930000 | PCB PLUG-IN CONNECTOR MALE HEADER CLOSED SIDE MIDDLE FLANGE THT SOLDER CONNECTION 7.62 MM N OF POLES: 5 90° SOLDER PIN LENGTH (L): 3.5 MM TINNED BOX | 0
31836 | 1156910000 | PCB PLUG-IN CONNECTOR MALE HEADER CLOSED SIDE MIDDLE FLANGE THT SOLDER CONNECTION 7.62 MM N OF POLES: 5 90° SOLDER PIN LENGTH (L): 3.5 MM TINNED BOX | 0
31837 | 1156900000 | PCB PLUG-IN CONNECTOR MALE HEADER CLOSED SIDE MIDDLE SCREW FLANGE THT SOLDER CONNECTION 7.62 MM N OF POLES: 4 90° SOLDER PIN LENGTH (L): 3.5 MM TINNED BOX | 0
31838 | 1156890000 | PCB PLUG-IN CONNECTOR MALE HEADER CLOSED SIDE MIDDLE FLANGE THT SOLDER CONNECTION 7.62 MM N OF POLES: 4 90° SOLDER PIN LENGTH (L): 3.5 MM TINNED BOX | 0
31839 | 1156430000 | PCB PLUG-IN CONNECTOR MALE HEADER CLOSED SIDE MIDDLE SCREW FLANGE THT SOLDER CONNECTION 7.62 MM N OF POLES: 5 270° SOLDER PIN LENGTH (L): 3.5 MM TINNED BOX | 0
31840 | 1156410000 | PCB PLUG-IN CONNECTOR MALE HEADER CLOSED SIDE MIDDLE SCREW FLANGE THT SOLDER CONNECTION 7.62 MM N OF POLES: 5 270° SOLDER PIN LENGTH (L): 3.5 MM TINNED BOX | 0
31841 | 1156390000 | PCB PLUG-IN CONNECTOR MALE HEADER CLOSED SIDE MIDDLE SCREW FLANGE THT SOLDER CONNECTION 7.62 MM N OF POLES: 5 270° SOLDER PIN LENGTH (L): 3.5 MM TINNED BOX | 0
31842 | 1156370000 | PCB PLUG-IN CONNECTOR MALE HEADER CLOSED SIDE MIDDLE SCREW FLANGE THT SOLDER CONNECTION 7.62 MM N OF POLES: 5 270° SOLDER PIN LENGTH (L): 3.5 MM TINNED BOX | 0
31843 | 1156340000 | PCB PLUG-IN CONNECTOR MALE HEADER CLOSED SIDE MIDDLE FLANGE THT SOLDER CONNECTION 7.62 MM N OF POLES: 5 270° SOLDER PIN LENGTH (L): 3.5 MM TINNED BOX | 0
31844 | 1156320000 | PCB PLUG-IN CONNECTOR MALE HEADER CLOSED SIDE MIDDLE FLANGE THT SOLDER CONNECTION 7.62 MM N OF POLES: 5 270° SOLDER PIN LENGTH (L): 3.5 MM TINNED BOX | 0
31845 | 1156310000 | PCB PLUG-IN CONNECTOR MALE HEADER CLOSED SIDE MIDDLE FLANGE THT SOLDER CONNECTION 7.62 MM N OF POLES: 5 270° SOLDER PIN LENGTH (L): 3.5 MM TINNED BOX | 0
31846 | 1156300000 | PCB PLUG-IN CONNECTOR MALE HEADER CLOSED SIDE MIDDLE FLANGE THT SOLDER CONNECTION 7.62 MM N OF POLES: 5 270° SOLDER PIN LENGTH (L): 3.5 MM TINNED BOX | 0
31847 | 1156290000 | PCB PLUG-IN CONNECTOR MALE HEADER CLOSED SIDE MIDDLE SCREW FLANGE THT SOLDER CONNECTION 7.62 MM N OF POLES: 4 270° SOLDER PIN LENGTH (L): 3.5 MM TINNED BOX | 0
31848 | 1156280000 | PCB PLUG-IN CONNECTOR MALE HEADER CLOSED SIDE MIDDLE FLANGE THT SOLDER CONNECTION 7.62 MM N OF POLES: 4 270° SOLDER PIN LENGTH (L): 3.5 MM TINNED BOX | 0
31849 | 1155820000 | PCB PLUG-IN CONNECTOR MALE HEADER DOVETAILS FOR FIXING BLOCKS THT SOLDER CONNECTION 5.08 MM N OF POLES: 24 90° SOLDER PIN LENGTH (L): 3.2 MM TINNED BOX | 0
31850 | 1155570000 | PCB PLUG-IN CONNECTOR MALE HEADER CLOSED SIDE THT SOLDER CONNECTION 5.08 MM N OF POLES: 24 90° SOLDER PIN LENGTH (L): 3.2 MM TINNED BOX | 0
31851 | 1155310000 | PCB PLUG-IN CONNECTOR MALE HEADER OPEN SIDE THT SOLDER CONNECTION 5.08 MM N OF POLES: 24 90° SOLDER PIN LENGTH (L): 3.2 MM TINNED BOX | 0
31852 | 1149370000 | PCB PLUG-IN CONNECTOR MALE HEADER CLOSED SIDE THT SOLDER CONNECTION 5.08 MM N OF POLES: 24 180° SOLDER PIN LENGTH (L): 3.2 MM TINNED BOX | 0
31853 | 1148600000 | PCB PLUG-IN CONNECTOR MALE HEADER OPEN SIDE THT SOLDER CONNECTION 5.08 MM N OF POLES: 24 180° SOLDER PIN LENGTH (L): 3.2 MM TINNED BOX | 0
31854 | 1124830000 | PCB PLUG-IN CONNECTOR MALE PLUG 7.62 MM N OF POLES: 4 180° PUSH IN WITHOUT ACTUATOR TENSION-CLAMP CONNECTION CLAMPING RANGE MAX. : 10 MM² BOX | 1
31855 | 1090900000 | PCB PLUG-IN CONNECTOR MALE HEADER CLOSED SIDE MIDDLE SCREW FLANGE THT SOLDER CONNECTION 7.62 MM N OF POLES: 5 90° SOLDER PIN LENGTH (L): 3.5 MM TINNED BOX | 0
31856 | 1090830000 | PCB PLUG-IN CONNECTOR MALE HEADER CLOSED SIDE MIDDLE SCREW FLANGE THT SOLDER CONNECTION 7.62 MM N OF POLES: 5 90° SOLDER PIN LENGTH (L): 3.5 MM TINNED BOX | 0
31857 | 1090670000 | PCB PLUG-IN CONNECTOR MALE HEADER CLOSED SIDE MIDDLE FLANGE THT SOLDER CONNECTION 7.62 MM N OF POLES: 5 90° SOLDER PIN LENGTH (L): 3.5 MM TINNED BOX | 0
31858 | 1090610000 | PCB PLUG-IN CONNECTOR MALE HEADER CLOSED SIDE MIDDLE SCREW FLANGE THT SOLDER CONNECTION 7.62 MM N OF POLES: 5 270° SOLDER PIN LENGTH (L): 3.5 MM TINNED BOX | 0
31859 | 1090600000 | PCB PLUG-IN CONNECTOR MALE HEADER CLOSED SIDE MIDDLE FLANGE THT SOLDER CONNECTION 7.62 MM N OF POLES: 5 90° SOLDER PIN LENGTH (L): 3.5 MM TINNED BOX | 0
31860 | 1090540000 | PCB PLUG-IN CONNECTOR MALE HEADER CLOSED SIDE MIDDLE SCREW FLANGE THT SOLDER CONNECTION 7.62 MM N OF POLES: 5 270° SOLDER PIN LENGTH (L): 3.5 MM TINNED BOX | 0
31861 | 1090380000 | PCB PLUG-IN CONNECTOR MALE HEADER CLOSED SIDE MIDDLE FLANGE THT SOLDER CONNECTION 7.62 MM N OF POLES: 5 270° SOLDER PIN LENGTH (L): 3.5 MM TINNED BOX | 0
31862 | 1090300000 | PCB PLUG-IN CONNECTOR MALE HEADER CLOSED SIDE MIDDLE FLANGE THT SOLDER CONNECTION 7.62 MM N OF POLES: 5 270° SOLDER PIN LENGTH (L): 3.5 MM TINNED BOX | 0
31863 | 2595540000 | PCB PLUG-IN CONNECTOR BOX | 580
31864 | 2595180000 | PCB PLUG-IN CONNECTOR N OF POLES: 2 BOX | 976
31865 | 2594960000 | PCB PLUG-IN CONNECTOR BOX | 580
31866 | 2594720000 | PCB PLUG-IN CONNECTOR FEMALE HEADER CABLE GLAND PITCH IN MM (P): 42.50 MM N OF POLES: 2 90° BOX | 1
31867 | 2001160000 | PRINTED CIRCUIT BOARD TERMINALS 3.50 MM N OF POLES: 48 90° SOLDER PIN LENGTH (L): 3.5 MM ORANGE PUSH IN WITH ACTUATOR CLAMPING RANGE MAX. : 1.5 MM² BOX | 1
31868 | 2001150000 | PRINTED CIRCUIT BOARD TERMINALS 3.50 MM N OF POLES: 46 90° SOLDER PIN LENGTH (L): 3.5 MM ORANGE PUSH IN WITH ACTUATOR CLAMPING RANGE MAX. : 1.5 MM² BOX | 1
31869 | 2001140000 | PRINTED CIRCUIT BOARD TERMINALS 3.50 MM N OF POLES: 44 90° SOLDER PIN LENGTH (L): 3.5 MM ORANGE PUSH IN WITH ACTUATOR CLAMPING RANGE MAX. : 1.5 MM² BOX | 1
31870 | 2001130000 | PRINTED CIRCUIT BOARD TERMINALS 3.50 MM N OF POLES: 42 90° SOLDER PIN LENGTH (L): 3.5 MM ORANGE PUSH IN WITH ACTUATOR CLAMPING RANGE MAX. : 1.5 MM² BOX | 1
31871 | 2001120000 | PRINTED CIRCUIT BOARD TERMINALS 3.50 MM N OF POLES: 40 90° SOLDER PIN LENGTH (L): 3.5 MM ORANGE PUSH IN WITH ACTUATOR CLAMPING RANGE MAX. : 1.5 MM² BOX | 1
31872 | 2001110000 | PRINTED CIRCUIT BOARD TERMINALS 3.50 MM N OF POLES: 38 90° SOLDER PIN LENGTH (L): 3.5 MM ORANGE PUSH IN WITH ACTUATOR CLAMPING RANGE MAX. : 1.5 MM² BOX | 1
31873 | 2001100000 | PRINTED CIRCUIT BOARD TERMINALS 3.50 MM N OF POLES: 36 90° SOLDER PIN LENGTH (L): 3.5 MM ORANGE PUSH IN WITH ACTUATOR CLAMPING RANGE MAX. : 1.5 MM² BOX | 1
31874 | 2001090000 | PRINTED CIRCUIT BOARD TERMINALS 3.50 MM N OF POLES: 34 90° SOLDER PIN LENGTH (L): 3.5 MM ORANGE PUSH IN WITH ACTUATOR CLAMPING RANGE MAX. : 1.5 MM² BOX | 1
31875 | 2001080000 | PRINTED CIRCUIT BOARD TERMINALS 3.50 MM N OF POLES: 32 90° SOLDER PIN LENGTH (L): 3.5 MM ORANGE PUSH IN WITH ACTUATOR CLAMPING RANGE MAX. : 1.5 MM² BOX | 1
31876 | 2001070000 | PRINTED CIRCUIT BOARD TERMINALS 3.50 MM N OF POLES: 30 90° SOLDER PIN LENGTH (L): 3.5 MM ORANGE PUSH IN WITH ACTUATOR CLAMPING RANGE MAX. : 1.5 MM² BOX | 1
31877 | 2001060000 | PRINTED CIRCUIT BOARD TERMINALS 3.50 MM N OF POLES: 28 90° SOLDER PIN LENGTH (L): 3.5 MM ORANGE PUSH IN WITH ACTUATOR CLAMPING RANGE MAX. : 1.5 MM² BOX | 1
31878 | 2001050000 | PRINTED CIRCUIT BOARD TERMINALS 3.50 MM N OF POLES: 26 90° SOLDER PIN LENGTH (L): 3.5 MM ORANGE PUSH IN WITH ACTUATOR CLAMPING RANGE MAX. : 1.5 MM² BOX | 1
31879 | 1155810000 | PCB PLUG-IN CONNECTOR MALE HEADER DOVETAILS FOR FIXING BLOCKS THT SOLDER CONNECTION 5.08 MM N OF POLES: 23 90° SOLDER PIN LENGTH (L): 3.2 MM TINNED BOX | 0
31880 | 1155800000 | PCB PLUG-IN CONNECTOR MALE HEADER DOVETAILS FOR FIXING BLOCKS THT SOLDER CONNECTION 5.08 MM N OF POLES: 22 90° SOLDER PIN LENGTH (L): 3.2 MM TINNED BOX | 0
31881 | 1155790000 | PCB PLUG-IN CONNECTOR MALE HEADER DOVETAILS FOR FIXING BLOCKS THT SOLDER CONNECTION 5.08 MM N OF POLES: 21 90° SOLDER PIN LENGTH (L): 3.2 MM TINNED BOX | 0
31882 | 1155780000 | PCB PLUG-IN CONNECTOR MALE HEADER DOVETAILS FOR FIXING BLOCKS THT SOLDER CONNECTION 5.08 MM N OF POLES: 20 90° SOLDER PIN LENGTH (L): 3.2 MM TINNED BOX | 0
31883 | 1155770000 | PCB PLUG-IN CONNECTOR MALE HEADER DOVETAILS FOR FIXING BLOCKS THT SOLDER CONNECTION 5.08 MM N OF POLES: 19 90° SOLDER PIN LENGTH (L): 3.2 MM TINNED BOX | 0
31884 | 1155750000 | PCB PLUG-IN CONNECTOR MALE HEADER DOVETAILS FOR FIXING BLOCKS THT SOLDER CONNECTION 5.08 MM N OF POLES: 18 90° SOLDER PIN LENGTH (L): 3.2 MM TINNED BOX | 0
31885 | 1155740000 | PCB PLUG-IN CONNECTOR MALE HEADER DOVETAILS FOR FIXING BLOCKS THT SOLDER CONNECTION 5.08 MM N OF POLES: 17 90° SOLDER PIN LENGTH (L): 3.2 MM TINNED BOX | 0
31886 | 1155550000 | PCB PLUG-IN CONNECTOR MALE HEADER CLOSED SIDE THT SOLDER CONNECTION 5.08 MM N OF POLES: 23 90° SOLDER PIN LENGTH (L): 3.2 MM TINNED BOX | 0
31887 | 1155540000 | PCB PLUG-IN CONNECTOR MALE HEADER CLOSED SIDE THT SOLDER CONNECTION 5.08 MM N OF POLES: 22 90° SOLDER PIN LENGTH (L): 3.2 MM TINNED BOX | 0
31888 | 1155530000 | PCB PLUG-IN CONNECTOR MALE HEADER CLOSED SIDE THT SOLDER CONNECTION 5.08 MM N OF POLES: 21 90° SOLDER PIN LENGTH (L): 3.2 MM TINNED BOX | 0
31889 | 1155510000 | PCB PLUG-IN CONNECTOR MALE HEADER CLOSED SIDE THT SOLDER CONNECTION 5.08 MM N OF POLES: 19 90° SOLDER PIN LENGTH (L): 3.2 MM TINNED BOX | 0
31890 | 1155500000 | PCB PLUG-IN CONNECTOR MALE HEADER CLOSED SIDE THT SOLDER CONNECTION 5.08 MM N OF POLES: 18 90° SOLDER PIN LENGTH (L): 3.2 MM TINNED BOX | 0
31891 | 1155490000 | PCB PLUG-IN CONNECTOR MALE HEADER CLOSED SIDE THT SOLDER CONNECTION 5.08 MM N OF POLES: 17 90° SOLDER PIN LENGTH (L): 3.2 MM TINNED BOX | 0
31892 | 1155300000 | PCB PLUG-IN CONNECTOR MALE HEADER OPEN SIDE THT SOLDER CONNECTION 5.08 MM N OF POLES: 23 90° SOLDER PIN LENGTH (L): 3.2 MM TINNED BOX | 0
31893 | 1155290000 | PCB PLUG-IN CONNECTOR MALE HEADER OPEN SIDE THT SOLDER CONNECTION 5.08 MM N OF POLES: 22 90° SOLDER PIN LENGTH (L): 3.2 MM TINNED BOX | 0
31894 | 1155280000 | PCB PLUG-IN CONNECTOR MALE HEADER OPEN SIDE THT SOLDER CONNECTION 5.08 MM N OF POLES: 21 90° SOLDER PIN LENGTH (L): 3.2 MM TINNED BOX | 0
31895 | 1155270000 | PCB PLUG-IN CONNECTOR MALE HEADER OPEN SIDE THT SOLDER CONNECTION 5.08 MM N OF POLES: 20 90° SOLDER PIN LENGTH (L): 3.2 MM TINNED BOX | 0
31896 | 1155250000 | PCB PLUG-IN CONNECTOR MALE HEADER OPEN SIDE THT SOLDER CONNECTION 5.08 MM N OF POLES: 19 90° SOLDER PIN LENGTH (L): 3.2 MM TINNED BOX | 0
31897 | 1155240000 | PCB PLUG-IN CONNECTOR MALE HEADER OPEN SIDE THT SOLDER CONNECTION 5.08 MM N OF POLES: 18 90° SOLDER PIN LENGTH (L): 3.2 MM TINNED BOX | 0
31898 | 1155230000 | PCB PLUG-IN CONNECTOR MALE HEADER OPEN SIDE THT SOLDER CONNECTION 5.08 MM N OF POLES: 17 90° SOLDER PIN LENGTH (L): 3.2 MM TINNED BOX | 0
31899 | 1150430000 | PCB PLUG-IN CONNECTOR MALE HEADER SOLDER FLANGE THT SOLDER CONNECTION 5.08 MM N OF POLES: 10 90° SOLDER PIN LENGTH (L): 3.2 MM TINNED BOX | 0
31900 | 1150420000 | PCB PLUG-IN CONNECTOR MALE HEADER SOLDER FLANGE THT SOLDER CONNECTION 5.08 MM N OF POLES: 9 90° SOLDER PIN LENGTH (L): 3.2 MM TINNED BOX | 0
31901 | 1150180000 | PCB PLUG-IN CONNECTOR MALE HEADER FLANGE THT SOLDER CONNECTION 5.08 MM N OF POLES: 10 90° SOLDER PIN LENGTH (L): 3.2 MM TINNED BOX | 0
31902 | 1150170000 | PCB PLUG-IN CONNECTOR MALE HEADER FLANGE THT SOLDER CONNECTION 5.08 MM N OF POLES: 9 90° SOLDER PIN LENGTH (L): 3.2 MM TINNED BOX | 0
31903 | 1149990000 | PCB PLUG-IN CONNECTOR MALE HEADER DOVETAILS FOR FIXING BLOCKS THT SOLDER CONNECTION 5.08 MM N OF POLES: 20 180° SOLDER PIN LENGTH (L): 3.2 MM TINNED BOX | 0
31904 | 1149930000 | PCB PLUG-IN CONNECTOR MALE HEADER DOVETAILS FOR FIXING BLOCKS THT SOLDER CONNECTION 5.08 MM N OF POLES: 18 180° SOLDER PIN LENGTH (L): 3.2 MM TINNED BOX | 0
31905 | 1149900000 | PCB PLUG-IN CONNECTOR MALE HEADER DOVETAILS FOR FIXING BLOCKS THT SOLDER CONNECTION 5.08 MM N OF POLES: 17 180° SOLDER PIN LENGTH (L): 3.2 MM TINNED BOX | 0
31906 | 1149490000 | PCB PLUG-IN CONNECTOR MALE HEADER SOLDER FLANGE THT SOLDER CONNECTION 5.08 MM N OF POLES: 10 180° SOLDER PIN LENGTH (L): 3.2 MM TINNED BOX | 0
31907 | 1149450000 | PCB PLUG-IN CONNECTOR MALE HEADER SOLDER FLANGE THT SOLDER CONNECTION 5.08 MM N OF POLES: 9 180° SOLDER PIN LENGTH (L): 3.2 MM TINNED BOX | 0
31908 | 1149330000 | PCB PLUG-IN CONNECTOR MALE HEADER CLOSED SIDE THT SOLDER CONNECTION 5.08 MM N OF POLES: 23 180° SOLDER PIN LENGTH (L): 3.2 MM TINNED BOX | 0
31909 | 1149300000 | PCB PLUG-IN CONNECTOR MALE HEADER CLOSED SIDE THT SOLDER CONNECTION 5.08 MM N OF POLES: 22 180° SOLDER PIN LENGTH (L): 3.2 MM TINNED BOX | 0
31910 | 1149270000 | PCB PLUG-IN CONNECTOR MALE HEADER CLOSED SIDE THT SOLDER CONNECTION 5.08 MM N OF POLES: 21 180° SOLDER PIN LENGTH (L): 3.2 MM TINNED BOX | 0
31911 | 1149230000 | PCB PLUG-IN CONNECTOR MALE HEADER CLOSED SIDE THT SOLDER CONNECTION 5.08 MM N OF POLES: 20 180° SOLDER PIN LENGTH (L): 3.2 MM TINNED BOX | 0
31912 | 1149200000 | PCB PLUG-IN CONNECTOR MALE HEADER CLOSED SIDE THT SOLDER CONNECTION 5.08 MM N OF POLES: 19 180° SOLDER PIN LENGTH (L): 3.2 MM TINNED BOX | 0
31913 | 1149170000 | PCB PLUG-IN CONNECTOR MALE HEADER CLOSED SIDE THT SOLDER CONNECTION 5.08 MM N OF POLES: 18 180° SOLDER PIN LENGTH (L): 3.2 MM TINNED BOX | 0
31914 | 1149130000 | PCB PLUG-IN CONNECTOR MALE HEADER CLOSED SIDE THT SOLDER CONNECTION 5.08 MM N OF POLES: 17 180° SOLDER PIN LENGTH (L): 3.2 MM TINNED BOX | 0
31915 | 1148580000 | PCB PLUG-IN CONNECTOR MALE HEADER OPEN SIDE THT SOLDER CONNECTION 5.08 MM N OF POLES: 23 180° SOLDER PIN LENGTH (L): 3.2 MM TINNED BOX | 0
31916 | 1148550000 | PCB PLUG-IN CONNECTOR MALE HEADER OPEN SIDE THT SOLDER CONNECTION 5.08 MM N OF POLES: 22 180° SOLDER PIN LENGTH (L): 3.2 MM TINNED BOX | 0
31917 | 1148530000 | PCB PLUG-IN CONNECTOR MALE HEADER OPEN SIDE THT SOLDER CONNECTION 5.08 MM N OF POLES: 21 180° SOLDER PIN LENGTH (L): 3.2 MM TINNED BOX | 0
31918 | 1148510000 | PCB PLUG-IN CONNECTOR MALE HEADER OPEN SIDE THT SOLDER CONNECTION 5.08 MM N OF POLES: 20 180° SOLDER PIN LENGTH (L): 3.2 MM TINNED BOX | 0
31919 | 1148480000 | PCB PLUG-IN CONNECTOR MALE HEADER OPEN SIDE THT SOLDER CONNECTION 5.08 MM N OF POLES: 19 180° SOLDER PIN LENGTH (L): 3.2 MM TINNED BOX | 0
31920 | 1148450000 | PCB PLUG-IN CONNECTOR MALE HEADER OPEN SIDE THT SOLDER CONNECTION 5.08 MM N OF POLES: 18 180° SOLDER PIN LENGTH (L): 3.2 MM TINNED BOX | 0
31921 | 1148430000 | PCB PLUG-IN CONNECTOR MALE HEADER OPEN SIDE THT SOLDER CONNECTION 5.08 MM N OF POLES: 17 180° SOLDER PIN LENGTH (L): 3.2 MM TINNED BOX | 0
31922 | 2555100000 | MODULAR HOUSING OMNIMATE HOUSING - SERIES CH20M WIDTH: 22.5 MM | 26
31923 | 2004700000 | MODULAR HOUSING OMNIMATE HOUSING - SERIES CH20M WIDTH: 22.5 MM | 26
31924 | 1543170000 | PCB PLUG-IN CONNECTOR FEMALE PLUG 7.62 MM N OF POLES: 6 180° CLAMPING YOKE CONNECTION CLAMPING RANGE MAX. : 10 MM² BOX | 1
31925 | 1543150000 | PCB PLUG-IN CONNECTOR FEMALE PLUG 7.62 MM N OF POLES: 6 180° CLAMPING YOKE CONNECTION CLAMPING RANGE MAX. : 10 MM² BOX | 1
31926 | 1543130000 | PCB PLUG-IN CONNECTOR FEMALE PLUG 7.62 MM N OF POLES: 6 180° CLAMPING YOKE CONNECTION CLAMPING RANGE MAX. : 10 MM² BOX | 1
31927 | 1543110000 | PCB PLUG-IN CONNECTOR FEMALE PLUG 7.62 MM N OF POLES: 6 180° CLAMPING YOKE CONNECTION CLAMPING RANGE MAX. : 10 MM² BOX | 1
31928 | 1543080000 | PCB PLUG-IN CONNECTOR FEMALE PLUG 7.62 MM N OF POLES: 6 180° CLAMPING YOKE CONNECTION CLAMPING RANGE MAX. : 10 MM² BOX | 1
31929 | 2627950000 | PCB PLUG-IN CONNECTOR FEMALE PLUG 10.16 MM N OF POLES: 4 180° PUSH IN WITH ACTUATOR CLAMPING RANGE MAX. : 16 MM² | 1
31930 | 2627940000 | PCB PLUG-IN CONNECTOR FEMALE PLUG 10.16 MM N OF POLES: 4 180° PUSH IN WITH ACTUATOR CLAMPING RANGE MAX. : 16 MM² | 1
31931 | 2627930000 | PCB PLUG-IN CONNECTOR FEMALE PLUG 10.16 MM N OF POLES: 3 180° PUSH IN WITH ACTUATOR CLAMPING RANGE MAX. : 16 MM² | 1
31932 | 2627920000 | PCB PLUG-IN CONNECTOR FEMALE PLUG 10.16 MM N OF POLES: 4 180° PUSH IN WITH ACTUATOR CLAMPING RANGE MAX. : 16 MM² | 1
31933 | 2627910000 | PCB PLUG-IN CONNECTOR FEMALE PLUG 10.16 MM N OF POLES: 3 180° PUSH IN WITH ACTUATOR CLAMPING RANGE MAX. : 16 MM² | 1
31934 | 2627900000 | PCB PLUG-IN CONNECTOR FEMALE PLUG 10.16 MM N OF POLES: 4 180° PUSH IN WITH ACTUATOR CLAMPING RANGE MAX. : 16 MM² | 1
31935 | 2627890000 | PCB PLUG-IN CONNECTOR FEMALE PLUG 10.16 MM N OF POLES: 4 180° PUSH IN WITH ACTUATOR CLAMPING RANGE MAX. : 16 MM² | 1
31936 | 2627880000 | PCB PLUG-IN CONNECTOR FEMALE PLUG 10.16 MM N OF POLES: 3 180° PUSH IN WITH ACTUATOR CLAMPING RANGE MAX. : 16 MM² | 1
31937 | 2627870000 | PCB PLUG-IN CONNECTOR FEMALE PLUG 10.16 MM N OF POLES: 4 180° PUSH IN WITH ACTUATOR CLAMPING RANGE MAX. : 16 MM² | 1
31938 | 2627860000 | PCB PLUG-IN CONNECTOR FEMALE PLUG 10.16 MM N OF POLES: 3 180° PUSH IN WITH ACTUATOR CLAMPING RANGE MAX. : 16 MM² | 1
31939 | 2627850000 | PCB PLUG-IN CONNECTOR FEMALE PLUG 10.16 MM N OF POLES: 4 180° PUSH IN WITH ACTUATOR CLAMPING RANGE MAX. : 16 MM² | 1
31940 | 2627840000 | PCB PLUG-IN CONNECTOR FEMALE PLUG 10.16 MM N OF POLES: 4 180° PUSH IN WITH ACTUATOR CLAMPING RANGE MAX. : 16 MM² | 1
31941 | 2627830000 | PCB PLUG-IN CONNECTOR FEMALE PLUG 10.16 MM N OF POLES: 3 180° PUSH IN WITH ACTUATOR CLAMPING RANGE MAX. : 16 MM² | 1
31942 | 2627820000 | PCB PLUG-IN CONNECTOR FEMALE PLUG 10.16 MM N OF POLES: 4 180° PUSH IN WITH ACTUATOR CLAMPING RANGE MAX. : 16 MM² | 1
31943 | 2627810000 | PCB PLUG-IN CONNECTOR FEMALE PLUG 10.16 MM N OF POLES: 3 180° PUSH IN WITH ACTUATOR CLAMPING RANGE MAX. : 16 MM² | 1
31944 | 2627800000 | PCB PLUG-IN CONNECTOR FEMALE PLUG 10.16 MM N OF POLES: 4 180° PUSH IN WITH ACTUATOR CLAMPING RANGE MAX. : 16 MM² | 1
31945 | 2627790000 | PCB PLUG-IN CONNECTOR FEMALE PLUG 10.16 MM N OF POLES: 4 180° PUSH IN WITH ACTUATOR CLAMPING RANGE MAX. : 16 MM² | 1
31946 | 2627780000 | PCB PLUG-IN CONNECTOR FEMALE PLUG 10.16 MM N OF POLES: 3 180° PUSH IN WITH ACTUATOR CLAMPING RANGE MAX. : 16 MM² | 1
31947 | 2627770000 | PCB PLUG-IN CONNECTOR FEMALE PLUG 10.16 MM N OF POLES: 4 180° PUSH IN WITH ACTUATOR CLAMPING RANGE MAX. : 16 MM² | 1
31948 | 2627760000 | PCB PLUG-IN CONNECTOR FEMALE PLUG 10.16 MM N OF POLES: 3 180° PUSH IN WITH ACTUATOR CLAMPING RANGE MAX. : 16 MM² | 1
31949 | 2627750000 | PCB PLUG-IN CONNECTOR FEMALE PLUG 10.16 MM N OF POLES: 4 180° PUSH IN WITH ACTUATOR CLAMPING RANGE MAX. : 16 MM² | 1
31950 | 2627740000 | PCB PLUG-IN CONNECTOR FEMALE PLUG 10.16 MM N OF POLES: 4 180° PUSH IN WITH ACTUATOR CLAMPING RANGE MAX. : 16 MM² | 1
31951 | 2627730000 | PCB PLUG-IN CONNECTOR FEMALE PLUG 10.16 MM N OF POLES: 3 180° PUSH IN WITH ACTUATOR CLAMPING RANGE MAX. : 16 MM² | 1
31952 | 2627720000 | PCB PLUG-IN CONNECTOR FEMALE PLUG 10.16 MM N OF POLES: 4 180° PUSH IN WITH ACTUATOR CLAMPING RANGE MAX. : 16 MM² | 1
31953 | 2627710000 | PCB PLUG-IN CONNECTOR FEMALE PLUG 10.16 MM N OF POLES: 3 180° PUSH IN WITH ACTUATOR CLAMPING RANGE MAX. : 16 MM² | 1
31954 | 2627700000 | PCB PLUG-IN CONNECTOR FEMALE PLUG 10.16 MM N OF POLES: 4 180° PUSH IN WITH ACTUATOR CLAMPING RANGE MAX. : 16 MM² | 1
31955 | 2627690000 | PCB PLUG-IN CONNECTOR FEMALE PLUG 10.16 MM N OF POLES: 3 180° PUSH IN WITH ACTUATOR CLAMPING RANGE MAX. : 16 MM² | 1
31956 | 2627680000 | PCB PLUG-IN CONNECTOR FEMALE PLUG 10.16 MM N OF POLES: 4 180° PUSH IN WITH ACTUATOR CLAMPING RANGE MAX. : 16 MM² | 1
31957 | 2627260000 | PCB PLUG-IN CONNECTOR FEMALE PLUG 10.16 MM N OF POLES: 3 180° PUSH IN WITH ACTUATOR CLAMPING RANGE MAX. : 16 MM² | 1
31958 | 2585830000 | PCB PLUG-IN CONNECTOR FEMALE PLUG 10.16 MM N OF POLES: 2 180° CLAMPING YOKE CONNECTION CLAMPING RANGE MAX. : 16 MM² BOX | 1
31959 | 2493360000 | PCB PLUG-IN CONNECTOR FEMALE PLUG 10.16 MM N OF POLES: 4 180° PUSH IN WITH ACTUATOR CLAMPING RANGE MAX. : 16 MM² BOX | 1
31960 | 2493320000 | PCB PLUG-IN CONNECTOR FEMALE PLUG 10.16 MM N OF POLES: 4 180° PUSH IN WITH ACTUATOR CLAMPING RANGE MAX. : 16 MM² BOX | 1
31961 | 1430130000 | PCB PLUG-IN CONNECTOR FEMALE PLUG 7.62 MM N OF POLES: 5 180° PUSH IN WITHOUT ACTUATOR TENSION-CLAMP CONNECTION CLAMPING RANGE MAX. : 10 MM² BOX | 1
31962 | 1430100000 | PCB PLUG-IN CONNECTOR FEMALE PLUG 7.62 MM N OF POLES: 5 180° PUSH IN WITHOUT ACTUATOR TENSION-CLAMP CONNECTION CLAMPING RANGE MAX. : 10 MM² BOX | 1
31963 | 1190580000 | PCB PLUG-IN CONNECTOR FEMALE PLUG 7.62 MM N OF POLES: 7 180° PUSH IN WITHOUT ACTUATOR TENSION-CLAMP CONNECTION CLAMPING RANGE MAX. : 10 MM² BOX | 1
31964 | 1157470000 | PCB PLUG-IN CONNECTOR FEMALE PLUG 7.62 MM N OF POLES: 3 180° PUSH IN WITH ACTUATOR PUSH IN WITHOUT ACTUATOR CLAMPING RANGE MAX. : 10 MM² BOX | 1
31965 | 1157190000 | PCB PLUG-IN CONNECTOR FEMALE PLUG 7.62 MM N OF POLES: 3 180° PUSH IN WITH ACTUATOR PUSH IN WITHOUT ACTUATOR CLAMPING RANGE MAX. : 10 MM² BOX | 1
31966 | 1157170000 | PCB PLUG-IN CONNECTOR FEMALE PLUG 7.62 MM N OF POLES: 3 180° PUSH IN WITH ACTUATOR PUSH IN WITHOUT ACTUATOR CLAMPING RANGE MAX. : 10 MM² BOX | 1
31967 | 1157130000 | PCB PLUG-IN CONNECTOR FEMALE PLUG 7.62 MM N OF POLES: 3 180° PUSH IN WITH ACTUATOR PUSH IN WITHOUT ACTUATOR CLAMPING RANGE MAX. : 10 MM² BOX | 1
31968 | 1156470000 | PCB PLUG-IN CONNECTOR FEMALE PLUG 7.62 MM N OF POLES: 4 180° PUSH IN WITH ACTUATOR PUSH IN WITHOUT ACTUATOR CLAMPING RANGE MAX. : 10 MM² BOX | 1
31969 | 1082020000 | PCB PLUG-IN CONNECTOR FEMALE PLUG 7.62 MM N OF POLES: 4 180° PUSH IN WITH ACTUATOR PUSH IN WITHOUT ACTUATOR CLAMPING RANGE MAX. : 10 MM² BOX | 1
31970 | 1081750000 | PCB PLUG-IN CONNECTOR FEMALE PLUG 7.62 MM N OF POLES: 4 180° PUSH IN WITH ACTUATOR PUSH IN WITHOUT ACTUATOR CLAMPING RANGE MAX. : 10 MM² BOX | 1
31971 | 1081660000 | PCB PLUG-IN CONNECTOR FEMALE PLUG 7.62 MM N OF POLES: 4 180° PUSH IN WITH ACTUATOR PUSH IN WITHOUT ACTUATOR CLAMPING RANGE MAX. : 10 MM² BOX | 1
31972 | 1080610000 | PCB PLUG-IN CONNECTOR FEMALE PLUG 7.62 MM N OF POLES: 5 180° PUSH IN WITH ACTUATOR PUSH IN WITHOUT ACTUATOR CLAMPING RANGE MAX. : 10 MM² BOX | 1
31973 | 1080530000 | PCB PLUG-IN CONNECTOR FEMALE PLUG 7.62 MM N OF POLES: 5 180° PUSH IN WITH ACTUATOR PUSH IN WITHOUT ACTUATOR CLAMPING RANGE MAX. : 10 MM² BOX | 1
31974 | 2538220000 | PCB PLUG-IN CONNECTOR FEMALE PLUG 3.50 MM N OF POLES: 15 180° PUSH IN WITH ACTUATOR TENSION-CLAMP CONNECTION CLAMPING RANGE MAX. : 1.5 MM² BOX | 1
31975 | 2538210000 | PCB PLUG-IN CONNECTOR FEMALE PLUG 3.50 MM N OF POLES: 14 180° PUSH IN WITH ACTUATOR TENSION-CLAMP CONNECTION CLAMPING RANGE MAX. : 1.5 MM² BOX | 1
31976 | 2538200000 | PCB PLUG-IN CONNECTOR FEMALE PLUG 3.50 MM N OF POLES: 13 180° PUSH IN WITH ACTUATOR TENSION-CLAMP CONNECTION CLAMPING RANGE MAX. : 1.5 MM² BOX | 1
31977 | 2538140000 | PCB PLUG-IN CONNECTOR FEMALE PLUG 3.50 MM N OF POLES: 15 180° PUSH IN WITH ACTUATOR TENSION-CLAMP CONNECTION CLAMPING RANGE MAX. : 1.5 MM² BOX | 1
31978 | 2538130000 | PCB PLUG-IN CONNECTOR FEMALE PLUG 3.50 MM N OF POLES: 14 180° PUSH IN WITH ACTUATOR TENSION-CLAMP CONNECTION CLAMPING RANGE MAX. : 1.5 MM² BOX | 1
31979 | 2538120000 | PCB PLUG-IN CONNECTOR FEMALE PLUG 3.50 MM N OF POLES: 13 180° PUSH IN WITH ACTUATOR TENSION-CLAMP CONNECTION CLAMPING RANGE MAX. : 1.5 MM² BOX | 1
31980 | 2537960000 | PCB PLUG-IN CONNECTOR FEMALE PLUG 3.50 MM N OF POLES: 15 180° PUSH IN WITH ACTUATOR TENSION-CLAMP CONNECTION CLAMPING RANGE MAX. : 1.5 MM² BOX | 1
31981 | 2537950000 | PCB PLUG-IN CONNECTOR FEMALE PLUG 3.50 MM N OF POLES: 14 180° PUSH IN WITH ACTUATOR TENSION-CLAMP CONNECTION CLAMPING RANGE MAX. : 1.5 MM² BOX | 1
31982 | 2537870000 | PCB PLUG-IN CONNECTOR FEMALE PLUG 3.50 MM N OF POLES: 13 180° PUSH IN WITH ACTUATOR TENSION-CLAMP CONNECTION CLAMPING RANGE MAX. : 1.5 MM² BOX | 1
31983 | 2460080000 | PCB PLUG-IN CONNECTOR FEMALE PLUG 3.50 MM N OF POLES: 15 180° PUSH IN WITH ACTUATOR TENSION-CLAMP CONNECTION CLAMPING RANGE MAX. : 1.5 MM² BOX | 1
31984 | 2460070000 | PCB PLUG-IN CONNECTOR FEMALE PLUG 3.50 MM N OF POLES: 14 180° PUSH IN WITH ACTUATOR TENSION-CLAMP CONNECTION CLAMPING RANGE MAX. : 1.5 MM² BOX | 1
31985 | 2460060000 | PCB PLUG-IN CONNECTOR FEMALE PLUG 3.50 MM N OF POLES: 13 180° PUSH IN WITH ACTUATOR TENSION-CLAMP CONNECTION CLAMPING RANGE MAX. : 1.5 MM² BOX | 1
31986 | 2459810000 | PCB PLUG-IN CONNECTOR FEMALE PLUG 3.50 MM N OF POLES: 15 180° PUSH IN WITH ACTUATOR TENSION-CLAMP CONNECTION CLAMPING RANGE MAX. : 1.5 MM² BOX | 1
31987 | 2459800000 | PCB PLUG-IN CONNECTOR FEMALE PLUG 3.50 MM N OF POLES: 14 180° PUSH IN WITH ACTUATOR TENSION-CLAMP CONNECTION CLAMPING RANGE MAX. : 1.5 MM² BOX | 1
31988 | 2459790000 | PCB PLUG-IN CONNECTOR FEMALE PLUG 3.50 MM N OF POLES: 13 180° PUSH IN WITH ACTUATOR TENSION-CLAMP CONNECTION CLAMPING RANGE MAX. : 1.5 MM² BOX | 1
31989 | 2459520000 | PCB PLUG-IN CONNECTOR FEMALE PLUG 3.50 MM N OF POLES: 15 180° PUSH IN WITH ACTUATOR TENSION-CLAMP CONNECTION CLAMPING RANGE MAX. : 1.5 MM² BOX | 1
31990 | 2459510000 | PCB PLUG-IN CONNECTOR FEMALE PLUG 3.50 MM N OF POLES: 14 180° PUSH IN WITH ACTUATOR TENSION-CLAMP CONNECTION CLAMPING RANGE MAX. : 1.5 MM² BOX | 1
31991 | 2459500000 | PCB PLUG-IN CONNECTOR FEMALE PLUG 3.50 MM N OF POLES: 13 180° PUSH IN WITH ACTUATOR TENSION-CLAMP CONNECTION CLAMPING RANGE MAX. : 1.5 MM² BOX | 1
31992 | 2459200000 | PCB PLUG-IN CONNECTOR FEMALE PLUG 3.50 MM N OF POLES: 17 180° PUSH IN WITH ACTUATOR TENSION-CLAMP CONNECTION CLAMPING RANGE MAX. : 1.5 MM² BOX | 1
31993 | 2459190000 | PCB PLUG-IN CONNECTOR FEMALE PLUG 3.50 MM N OF POLES: 16 180° PUSH IN WITH ACTUATOR TENSION-CLAMP CONNECTION CLAMPING RANGE MAX. : 1.5 MM² BOX | 1
31994 | 2459180000 | PCB PLUG-IN CONNECTOR FEMALE PLUG 3.50 MM N OF POLES: 15 180° PUSH IN WITH ACTUATOR TENSION-CLAMP CONNECTION CLAMPING RANGE MAX. : 1.5 MM² BOX | 1
31995 | 2054700000 | PCB PLUG-IN CONNECTOR FEMALE PLUG 3.50 MM N OF POLES: 32 180° PUSH IN WITH ACTUATOR TENSION-CLAMP CONNECTION CLAMPING RANGE MAX. : 1.5 MM² BOX | 1
31996 | 1376030000 | PCB PLUG-IN CONNECTOR FEMALE PLUG 3.50 MM N OF POLES: 32 180° PUSH IN WITH ACTUATOR TENSION-CLAMP CONNECTION CLAMPING RANGE MAX. : 1.5 MM² BOX | 1
31997 | 1376020000 | PCB PLUG-IN CONNECTOR FEMALE PLUG 3.50 MM N OF POLES: 30 180° PUSH IN WITH ACTUATOR TENSION-CLAMP CONNECTION CLAMPING RANGE MAX. : 1.5 MM² BOX | 1
31998 | 1376010000 | PCB PLUG-IN CONNECTOR FEMALE PLUG 3.50 MM N OF POLES: 28 180° PUSH IN WITH ACTUATOR TENSION-CLAMP CONNECTION CLAMPING RANGE MAX. : 1.5 MM² BOX | 1
31999 | 1375840000 | PCB PLUG-IN CONNECTOR FEMALE PLUG 3.50 MM N OF POLES: 30 180° PUSH IN WITH ACTUATOR TENSION-CLAMP CONNECTION CLAMPING RANGE MAX. : 1.5 MM² BOX | 1
32000 | 1375830000 | PCB PLUG-IN CONNECTOR FEMALE PLUG 3.50 MM N OF POLES: 28 180° PUSH IN WITH ACTUATOR TENSION-CLAMP CONNECTION CLAMPING RANGE MAX. : 1.5 MM² BOX | 1
32001 | 1278370000 | PCB PLUG-IN CONNECTOR FEMALE PLUG 3.50 MM N OF POLES: 28 180° PUSH IN WITH ACTUATOR TENSION-CLAMP CONNECTION CLAMPING RANGE MAX. : 1.5 MM² BOX | 1
32002 | 1278180000 | PCB PLUG-IN CONNECTOR FEMALE PLUG 3.50 MM N OF POLES: 30 180° PUSH IN WITH ACTUATOR TENSION-CLAMP CONNECTION CLAMPING RANGE MAX. : 1.5 MM² BOX | 1
32003 | 1278170000 | PCB PLUG-IN CONNECTOR FEMALE PLUG 3.50 MM N OF POLES: 28 180° PUSH IN WITH ACTUATOR TENSION-CLAMP CONNECTION CLAMPING RANGE MAX. : 1.5 MM² BOX | 1
32004 | 1277980000 | PCB PLUG-IN CONNECTOR FEMALE PLUG 3.50 MM N OF POLES: 26 180° PUSH IN WITH ACTUATOR TENSION-CLAMP CONNECTION CLAMPING RANGE MAX. : 1.5 MM² BOX | 1
32005 | 1277820000 | PCB PLUG-IN CONNECTOR FEMALE PLUG 3.50 MM N OF POLES: 30 180° PUSH IN WITH ACTUATOR TENSION-CLAMP CONNECTION CLAMPING RANGE MAX. : 1.5 MM² BOX | 1
32006 | 1277810000 | PCB PLUG-IN CONNECTOR FEMALE PLUG 3.50 MM N OF POLES: 28 180° PUSH IN WITH ACTUATOR TENSION-CLAMP CONNECTION CLAMPING RANGE MAX. : 1.5 MM² BOX | 1
32007 | 1277790000 | PCB PLUG-IN CONNECTOR FEMALE PLUG 3.50 MM N OF POLES: 26 180° PUSH IN WITH ACTUATOR TENSION-CLAMP CONNECTION CLAMPING RANGE MAX. : 1.5 MM² BOX | 1
32008 | 1277630000 | PCB PLUG-IN CONNECTOR FEMALE PLUG 3.50 MM N OF POLES: 34 180° PUSH IN WITH ACTUATOR TENSION-CLAMP CONNECTION CLAMPING RANGE MAX. : 1.5 MM² BOX | 1
32009 | 1277440000 | PCB PLUG-IN CONNECTOR FEMALE PLUG 3.50 MM N OF POLES: 34 180° PUSH IN WITH ACTUATOR TENSION-CLAMP CONNECTION CLAMPING RANGE MAX. : 1.5 MM² BOX | 1
32010 | 1277430000 | PCB PLUG-IN CONNECTOR FEMALE PLUG 3.50 MM N OF POLES: 32 180° PUSH IN WITH ACTUATOR TENSION-CLAMP CONNECTION CLAMPING RANGE MAX. : 1.5 MM² BOX | 1
32011 | 1277420000 | PCB PLUG-IN CONNECTOR FEMALE PLUG 3.50 MM N OF POLES: 30 180° PUSH IN WITH ACTUATOR TENSION-CLAMP CONNECTION CLAMPING RANGE MAX. : 1.5 MM² BOX | 1
32012 | 2001030000 | PRINTED CIRCUIT BOARD TERMINALS 3.50 MM N OF POLES: 22 90° SOLDER PIN LENGTH (L): 3.5 MM ORANGE PUSH IN WITH ACTUATOR CLAMPING RANGE MAX. : 1.5 MM² BOX | 1
32013 | 2001040000 | PRINTED CIRCUIT BOARD TERMINALS 3.50 MM N OF POLES: 24 90° SOLDER PIN LENGTH (L): 3.5 MM ORANGE PUSH IN WITH ACTUATOR CLAMPING RANGE MAX. : 1.5 MM² BOX | 1
32014 | 2594950000 | PCB PLUG-IN CONNECTOR BOX | 580
32015 | 1164800000 | MODULAR HOUSING OMNIMATE HOUSING - SERIES CH20M WIDTH: 45 MM | 26
32016 | 1104450000 | MODULAR HOUSING OMNIMATE HOUSING - SERIES CH20M WIDTH: 22.5 MM | 26
32017 | 1156600000 | PCB PLUG-IN CONNECTOR FEMALE PLUG 10.16 MM N OF POLES: 2 180° CLAMPING YOKE CONNECTION CLAMPING RANGE MAX. : 16 MM² BOX | 1
32018 | 1080630000 | MODULAR HOUSING OMNIMATE HOUSING - SERIES CH20M WIDTH: 22.5 MM | 26
32019 | 1124770000 | PCB PLUG-IN CONNECTOR MALE PLUG 7.62 MM N OF POLES: 4 180° PUSH IN WITHOUT ACTUATOR TENSION-CLAMP CONNECTION CLAMPING RANGE MAX. : 10 MM² BOX | 1
32020 | 1155520000 | PCB PLUG-IN CONNECTOR MALE HEADER CLOSED SIDE THT SOLDER CONNECTION 5.08 MM N OF POLES: 20 90° SOLDER PIN LENGTH (L): 3.2 MM TINNED BOX | 0
32021 | 1148690000 | PCB PLUG-IN CONNECTOR MALE HEADER FLANGE THT SOLDER CONNECTION 5.08 MM N OF POLES: 9 180° SOLDER PIN LENGTH (L): 3.2 MM TINNED BOX | 0
32022 | 1148720000 | PCB PLUG-IN CONNECTOR MALE HEADER FLANGE THT SOLDER CONNECTION 5.08 MM N OF POLES: 10 180° SOLDER PIN LENGTH (L): 3.2 MM TINNED BOX | 0
32023 | 1081150000 | PCB PLUG-IN CONNECTOR FEMALE PLUG 7.62 MM N OF POLES: 4 180° PUSH IN WITH ACTUATOR PUSH IN WITHOUT ACTUATOR CLAMPING RANGE MAX. : 10 MM² BOX | 1
32024 | 1104420000 | MODULAR HOUSING OMNIMATE HOUSING - SERIES CH20M WIDTH: 45 MM | 26
32025 | 1190590000 | PCB PLUG-IN CONNECTOR FEMALE PLUG 7.62 MM N OF POLES: 7 180° PUSH IN WITHOUT ACTUATOR TENSION-CLAMP CONNECTION CLAMPING RANGE MAX. : 10 MM² BOX | 1
32026 | 1177010000 | MODULAR HOUSING OMNIMATE HOUSING - SERIES CH20M WIDTH: 22.5 MM | 26
32027 | 1243030000 | MODULAR HOUSING OMNIMATE HOUSING - SERIES CH20M WIDTH: 22.5 MM | 26
32028 | 1139790000 | MODULAR HOUSING OMNIMATE HOUSING - SERIES CH20M WIDTH: 22.5 MM | 26
32029 | 1278190000 | PCB PLUG-IN CONNECTOR FEMALE PLUG 3.50 MM N OF POLES: 32 180° PUSH IN WITH ACTUATOR TENSION-CLAMP CONNECTION CLAMPING RANGE MAX. : 1.5 MM² BOX | 1
32030 | 1278380000 | PCB PLUG-IN CONNECTOR FEMALE PLUG 3.50 MM N OF POLES: 30 180° PUSH IN WITH ACTUATOR TENSION-CLAMP CONNECTION CLAMPING RANGE MAX. : 1.5 MM² BOX | 1
32031 | 1278390000 | PCB PLUG-IN CONNECTOR FEMALE PLUG 3.50 MM N OF POLES: 32 180° PUSH IN WITH ACTUATOR TENSION-CLAMP CONNECTION CLAMPING RANGE MAX. : 1.5 MM² BOX | 1
32032 | 1277610000 | PCB PLUG-IN CONNECTOR FEMALE PLUG 3.50 MM N OF POLES: 30 180° PUSH IN WITH ACTUATOR TENSION-CLAMP CONNECTION CLAMPING RANGE MAX. : 1.5 MM² BOX | 1
32033 | 1277620000 | PCB PLUG-IN CONNECTOR FEMALE PLUG 3.50 MM N OF POLES: 32 180° PUSH IN WITH ACTUATOR TENSION-CLAMP CONNECTION CLAMPING RANGE MAX. : 1.5 MM² BOX | 1
32034 | 1277990000 | PCB PLUG-IN CONNECTOR FEMALE PLUG 3.50 MM N OF POLES: 28 180° PUSH IN WITH ACTUATOR TENSION-CLAMP CONNECTION CLAMPING RANGE MAX. : 1.5 MM² BOX | 1
32035 | 1278000000 | PCB PLUG-IN CONNECTOR FEMALE PLUG 3.50 MM N OF POLES: 30 180° PUSH IN WITH ACTUATOR TENSION-CLAMP CONNECTION CLAMPING RANGE MAX. : 1.5 MM² BOX | 1
32036 | 1375850000 | PCB PLUG-IN CONNECTOR FEMALE PLUG 3.50 MM N OF POLES: 32 180° PUSH IN WITH ACTUATOR TENSION-CLAMP CONNECTION CLAMPING RANGE MAX. : 1.5 MM² BOX | 1
32037 | 1000890000 | PCB PLUG-IN CONNECTOR FEMALE PLUG 5.08 MM N OF POLES: 5 180° PUSH IN WITH ACTUATOR TENSION-CLAMP CONNECTION CLAMPING RANGE MAX. : 3.31 MM² BOX | 1
32038 | 1000950000 | PCB PLUG-IN CONNECTOR FEMALE PLUG 5.08 MM N OF POLES: 3 180° PUSH IN WITH ACTUATOR TENSION-CLAMP CONNECTION CLAMPING RANGE MAX. : 3.31 MM² BOX | 1
32039 | 1000990000 | PCB PLUG-IN CONNECTOR FEMALE PLUG 5.08 MM N OF POLES: 7 180° PUSH IN WITH ACTUATOR TENSION-CLAMP CONNECTION CLAMPING RANGE MAX. : 3.31 MM² BOX | 1
32040 | 1001000000 | PCB PLUG-IN CONNECTOR FEMALE PLUG 5.08 MM N OF POLES: 8 180° PUSH IN WITH ACTUATOR TENSION-CLAMP CONNECTION CLAMPING RANGE MAX. : 3.31 MM² BOX | 1
32041 | 1001020000 | PCB PLUG-IN CONNECTOR FEMALE PLUG 5.08 MM N OF POLES: 3 180° PUSH IN WITH ACTUATOR TENSION-CLAMP CONNECTION CLAMPING RANGE MAX. : 3.31 MM² BOX | 1
32042 | 1001060000 | PCB PLUG-IN CONNECTOR FEMALE PLUG 5.08 MM N OF POLES: 7 180° PUSH IN WITH ACTUATOR TENSION-CLAMP CONNECTION CLAMPING RANGE MAX. : 3.31 MM² BOX | 1
32043 | 1001070000 | PCB PLUG-IN CONNECTOR FEMALE PLUG 5.08 MM N OF POLES: 8 180° PUSH IN WITH ACTUATOR TENSION-CLAMP CONNECTION CLAMPING RANGE MAX. : 3.31 MM² BOX | 1
32044 | 1001140000 | PCB PLUG-IN CONNECTOR FEMALE PLUG 5.08 MM N OF POLES: 8 180° PUSH IN WITH ACTUATOR TENSION-CLAMP CONNECTION CLAMPING RANGE MAX. : 3.31 MM² BOX | 1
32045 | 1001180000 | PCB PLUG-IN CONNECTOR FEMALE PLUG 5.08 MM N OF POLES: 5 180° PUSH IN WITH ACTUATOR TENSION-CLAMP CONNECTION CLAMPING RANGE MAX. : 3.31 MM² BOX | 1
32046 | 1012060000 | PCB PLUG-IN CONNECTOR FEMALE PLUG 5.08 MM N OF POLES: 3 180° PUSH IN WITH ACTUATOR TENSION-CLAMP CONNECTION CLAMPING RANGE MAX. : 3.31 MM² BOX | 1
32047 | 1065110000 | PCB PLUG-IN CONNECTOR FEMALE PLUG 5.08 MM N OF POLES: 7 180° PUSH IN WITH ACTUATOR TENSION-CLAMP CONNECTION CLAMPING RANGE MAX. : 3.31 MM² BOX | 1
32048 | 1065120000 | PCB PLUG-IN CONNECTOR FEMALE PLUG 5.08 MM N OF POLES: 8 180° PUSH IN WITH ACTUATOR TENSION-CLAMP CONNECTION CLAMPING RANGE MAX. : 3.31 MM² BOX | 1
32049 | 1065140000 | PCB PLUG-IN CONNECTOR FEMALE PLUG 5.08 MM N OF POLES: 3 180° PUSH IN WITH ACTUATOR TENSION-CLAMP CONNECTION CLAMPING RANGE MAX. : 3.31 MM² BOX | 1
32050 | 1065180000 | PCB PLUG-IN CONNECTOR FEMALE PLUG 5.08 MM N OF POLES: 7 180° PUSH IN WITH ACTUATOR TENSION-CLAMP CONNECTION CLAMPING RANGE MAX. : 3.31 MM² BOX | 1
32051 | 1065190000 | PCB PLUG-IN CONNECTOR FEMALE PLUG 5.08 MM N OF POLES: 8 180° PUSH IN WITH ACTUATOR TENSION-CLAMP CONNECTION CLAMPING RANGE MAX. : 3.31 MM² BOX | 1
32052 | 1065270000 | PCB PLUG-IN CONNECTOR FEMALE PLUG 5.08 MM N OF POLES: 8 180° PUSH IN WITH ACTUATOR TENSION-CLAMP CONNECTION CLAMPING RANGE MAX. : 3.31 MM² BOX | 1
32053 | 1069080000 | WS TERMINAL MARKER 10 X 6 MM PITCH IN MM (P): 6.00 WEIDMUELLER ALLEN-BRADLEY | 13
32054 | 1070160000 | PCB PLUG-IN CONNECTOR MALE HEADER OPEN SIDE THT SOLDER CONNECTION 5.00 MM N OF POLES: 18 90° SOLDER PIN LENGTH (L): 3.2 MM TINNED GREY BOX | 0
32055 | 1083260000 | SLIMFIX X CONDUCTOR AND CABLE MARKERS 7 - 40 MM 60 X 30 MM TO CUSTOMER SPECIFICATION | 33
32056 | 1111480000 | PCB PLUG-IN CONNECTOR MALE HEADER OPEN SIDE THT SOLDER CONNECTION 5.00 MM N OF POLES: 4 180° SOLDER PIN LENGTH (L): 3.2 MM TINNED BOX | 0
32057 | 1112910000 | GROUP MARKERS COVER 33.3 X 5 MM PITCH IN MM (P): 5.00 | 421
32058 | 1112920000 | GROUP MARKERS COVER 33.3 X 5 MM PITCH IN MM (P): 5.00 | 421
32059 | 1112940000 | GROUP MARKERS COVER 33.3 X 8 MM PITCH IN MM (P): 8.00 | 421
32060 | 1115640000 | PCB PLUG-IN CONNECTOR MALE HEADER CLOSED SIDE THT/THR SOLDER CONNECTION 3.50 MM N OF POLES: 9 180° SOLDER PIN LENGTH (L): 3.2 MM TINNED TRAY | 0
32061 | 1119700000 | FEED-THROUGH TERMINAL DOUBLE-TIER TERMINAL TENSION-CLAMP CONNECTION 4 MM² 800 V 32 A DARK | 10
32062 | 1120450000 | GROUP MARKERS COVER 33.3 X 5 MM PITCH IN MM (P): 5.00 | 421
32063 | 1120470000 | GROUP MARKERS COVER 33.3 X 8 MM PITCH IN MM (P): 8.00 | 421
32064 | 1137350000 | PCB PLUG-IN CONNECTOR FEMALE PLUG 5.08 MM N OF POLES: 10 180° CLAMPING YOKE CONNECTION CLAMPING RANGE MAX. : 4 MM² BOX | 1
32065 | 1142560000 | Z-SERIES PLUG-IN CONNECTOR DIRECT MOUNTING | 18
32066 | 1216230000 | CABLE LUG TERMINAL ENDINSULATED CABLE CONNECTOR4 MM² - 6 MM² | 19
32067 | 1232620000 | BUS LINE N OF POLES: 2 SHIELDED: YES LED: NO SHEATH MATERIAL: PUR HALOGEN: NO | 0
32068 | 1232630000 | BUS LINE N OF POLES: 2 SHIELDED: YES LED: NO SHEATH MATERIAL: PVC HALOGEN: YES | 54
32069 | 1232640000 | BUS LINE N OF POLES: 2 SHIELDED: YES LED: NO SHEATH MATERIAL: PVC HALOGEN: YES | 54
32070 | 1233340000 | CABLE LUG TERMINAL ENDINSULATED CABLE CONNECTOR0.5 MM² - 1.5 MM² | 19
32071 | 1254870000 | PHOTOVOLTAICS | 255
32072 | 1271690000 | CABLELINE CONDUCTOR AND CABLE MARKERS 2.5 - 5 MM 6 X 4.2 MM | 5
32073 | 1271700000 | CABLELINE CONDUCTOR AND CABLE MARKERS 2.5 - 5 MM 6 X 4.2 MM | 5
32074 | 1283480000 | ACCESSORIES COVER CAP END PLATE POLYPROPYLENE | 694
32075 | 1288590000 | OMNIMATE POWER - SERIES PGK FEED-THROUGH TERMINAL RATED CROSS-SECTION: 4 MM² WEMID (PA) DIRECT MOUNTING FEED-THROUGH (BUSHING) | 29
32076 | 1312440000 | CABLE LUG TERMINAL ENDINSULATED CABLE CONNECTOR0.5 MM² - 1.5 MM² | 19
32077 | 1312450000 | CABLE LUG TERMINAL ENDINSULATED CABLE CONNECTOR1.5 MM² - 2.5 MM² | 19
32078 | 1323490000 | SLIMFIX X CONDUCTOR AND CABLE MARKERS 7 - 40 MM 24 X 13.62 MM TO CUSTOMER SPECIFICATION | 33
32079 | 1323720000 | TM-I INSERT MARKERS 30 X 4 MM TO CUSTOMER SPECIFICATION | 286
32080 | 1324790000 | PCB PLUG-IN CONNECTOR MALE HEADER FLANGE THT SOLDER CONNECTION 5.08 MM N OF POLES: 12 90° SOLDER PIN LENGTH (L): 3.2 MM PALE GREEN BOX | 0
32081 | 1324850000 | PCB PLUG-IN CONNECTOR FEMALE PLUG 5.08 MM N OF POLES: 12 180° TOP CONNECTION CLAMPING RANGE MAX. : 2.5 MM² BOX | 1
32082 | 1327680000 | METALLICARD DEVICE MARKERS 30 X 60 MM | 65
32083 | 1327690000 | METALLICARD DEVICE MARKERS 30 X 60 MM | 65
32084 | 1327850000 | METALLICARD DEVICE MARKERS 30 X 60 MM | 65
32085 | 1327870000 | METALLICARD DEVICE MARKERS 30 X 60 MM | 65
32086 | 1335400000 | PCB PLUG-IN CONNECTOR MALE PLUG 5.08 MM N OF POLES: 9 180° PUSH IN WITH ACTUATOR TENSION-CLAMP CONNECTION CLAMPING RANGE MAX. : 3.31 MM² BOX | 1
32087 | 1335490000 | PCB PLUG-IN CONNECTOR MALE PLUG 5.08 MM N OF POLES: 7 180° PUSH IN WITH ACTUATOR TENSION-CLAMP CONNECTION CLAMPING RANGE MAX. : 3.31 MM² BOX | 1
32088 | 1335520000 | PCB PLUG-IN CONNECTOR MALE PLUG 5.08 MM N OF POLES: 9 180° PUSH IN WITH ACTUATOR TENSION-CLAMP CONNECTION CLAMPING RANGE MAX. : 3.31 MM² BOX | 1
32089 | 1335550000 | PCB PLUG-IN CONNECTOR MALE PLUG 5.08 MM N OF POLES: 12 180° PUSH IN WITH ACTUATOR TENSION-CLAMP CONNECTION CLAMPING RANGE MAX. : 3.31 MM² BOX | 1
32090 | 1335650000 | PCB PLUG-IN CONNECTOR MALE PLUG 5.08 MM N OF POLES: 7 180° PUSH IN WITH ACTUATOR TENSION-CLAMP CONNECTION CLAMPING RANGE MAX. : 3.31 MM² BOX | 1
32091 | 1335690000 | PCB PLUG-IN CONNECTOR MALE PLUG 5.08 MM N OF POLES: 9 180° PUSH IN WITH ACTUATOR TENSION-CLAMP CONNECTION CLAMPING RANGE MAX. : 3.31 MM² BOX | 1
32092 | 1335710000 | PCB PLUG-IN CONNECTOR MALE PLUG 5.08 MM N OF POLES: 10 180° PUSH IN WITH ACTUATOR TENSION-CLAMP CONNECTION CLAMPING RANGE MAX. : 3.31 MM² BOX | 1
32093 | 1335720000 | PCB PLUG-IN CONNECTOR MALE PLUG 5.08 MM N OF POLES: 8 180° PUSH IN WITH ACTUATOR TENSION-CLAMP CONNECTION CLAMPING RANGE MAX. : 3.31 MM² BOX | 1
32094 | 1335780000 | PCB PLUG-IN CONNECTOR MALE PLUG 5.08 MM N OF POLES: 11 180° PUSH IN WITH ACTUATOR TENSION-CLAMP CONNECTION CLAMPING RANGE MAX. : 3.31 MM² BOX | 1
32095 | 1335800000 | PCB PLUG-IN CONNECTOR MALE PLUG 5.08 MM N OF POLES: 12 180° PUSH IN WITH ACTUATOR TENSION-CLAMP CONNECTION CLAMPING RANGE MAX. : 3.31 MM² BOX | 1
32096 | 1335880000 | PCB PLUG-IN CONNECTOR MALE PLUG 5.08 MM N OF POLES: 7 180° PUSH IN WITH ACTUATOR TENSION-CLAMP CONNECTION CLAMPING RANGE MAX. : 3.31 MM² BOX | 1
32097 | 1335920000 | PCB PLUG-IN CONNECTOR MALE PLUG 5.08 MM N OF POLES: 9 180° PUSH IN WITH ACTUATOR TENSION-CLAMP CONNECTION CLAMPING RANGE MAX. : 3.31 MM² BOX | 1
32098 | 1335990000 | PCB PLUG-IN CONNECTOR MALE PLUG 5.08 MM N OF POLES: 12 180° PUSH IN WITH ACTUATOR TENSION-CLAMP CONNECTION CLAMPING RANGE MAX. : 3.31 MM² BOX | 1
32099 | 1336110000 | PCB PLUG-IN CONNECTOR MALE PLUG 5.08 MM N OF POLES: 8 180° PUSH IN WITH ACTUATOR TENSION-CLAMP CONNECTION CLAMPING RANGE MAX. : 3.31 MM² BOX | 1
32100 | 1336140000 | PCB PLUG-IN CONNECTOR MALE PLUG 5.08 MM N OF POLES: 11 180° PUSH IN WITH ACTUATOR TENSION-CLAMP CONNECTION CLAMPING RANGE MAX. : 3.31 MM² BOX | 1
32101 | 1336150000 | PCB PLUG-IN CONNECTOR MALE PLUG 5.08 MM N OF POLES: 12 180° PUSH IN WITH ACTUATOR TENSION-CLAMP CONNECTION CLAMPING RANGE MAX. : 3.31 MM² BOX | 1
32102 | 1336230000 | PCB PLUG-IN CONNECTOR MALE PLUG 5.08 MM N OF POLES: 8 180° PUSH IN WITH ACTUATOR TENSION-CLAMP CONNECTION CLAMPING RANGE MAX. : 3.31 MM² BOX | 1
32103 | 1336270000 | PCB PLUG-IN CONNECTOR MALE PLUG 5.08 MM N OF POLES: 11 180° PUSH IN WITH ACTUATOR TENSION-CLAMP CONNECTION CLAMPING RANGE MAX. : 3.31 MM² BOX | 1
32104 | 1336280000 | PCB PLUG-IN CONNECTOR MALE PLUG 5.08 MM N OF POLES: 12 180° PUSH IN WITH ACTUATOR TENSION-CLAMP CONNECTION CLAMPING RANGE MAX. : 3.31 MM² BOX | 1
32105 | 1336470000 | PCB PLUG-IN CONNECTOR MALE PLUG 5.08 MM N OF POLES: 8 180° PUSH IN WITH ACTUATOR TENSION-CLAMP CONNECTION CLAMPING RANGE MAX. : 3.31 MM² BOX | 1
32106 | 1336500000 | PCB PLUG-IN CONNECTOR MALE PLUG 5.08 MM N OF POLES: 11 180° PUSH IN WITH ACTUATOR TENSION-CLAMP CONNECTION CLAMPING RANGE MAX. : 3.31 MM² BOX | 1
32107 | 1336510000 | PCB PLUG-IN CONNECTOR MALE PLUG 5.08 MM N OF POLES: 12 180° PUSH IN WITH ACTUATOR TENSION-CLAMP CONNECTION CLAMPING RANGE MAX. : 3.31 MM² BOX | 1
32108 | 1345530000 | SENSOR/ACTUATOR LINE N OF POLES : 4 SHIELDED: NO SHEATH MATERIAL: PUR HALOGEN: NO | 0
32109 | 1353670000 | PCB PLUG-IN CONNECTOR MALE PLUG 5.08 MM N OF POLES: 9 180° PUSH IN WITH ACTUATOR TENSION-CLAMP CONNECTION CLAMPING RANGE MAX. : 3.31 MM² BOX | 1
32110 | 1357220000 | PCB PLUG-IN CONNECTOR FEMALE PLUG 5.08 MM N OF POLES: 12 225° CLAMPING YOKE CONNECTION CLAMPING RANGE MAX. : 4 MM² BOX | 1
32111 | 1357320000 | SENSOR/ACTUATOR LINE N OF POLES : 3 SHIELDED: YES LED: NO SHEATH MATERIAL: PUR HALOGEN: NO | 0
32112 | 1368860000 | PCB PLUG-IN CONNECTOR FEMALE PLUG 5.08 MM N OF POLES: 7 180° PUSH IN WITH ACTUATOR TENSION-CLAMP CONNECTION CLAMPING RANGE MAX. : 3.31 MM² BOX | 1
32113 | 1368880000 | PCB PLUG-IN CONNECTOR FEMALE PLUG 5.08 MM N OF POLES: 9 180° PUSH IN WITH ACTUATOR TENSION-CLAMP CONNECTION CLAMPING RANGE MAX. : 3.31 MM² BOX | 1
32114 | 1391370000 | PCB PLUG-IN CONNECTOR MALE HEADER SOLDER FLANGE THT/THR SOLDER CONNECTION 3.50 MM N OF POLES: 36 90° SOLDER PIN LENGTH (L): 1.5 MM TINNED TRAY | 0
32115 | 1400100000 | PCB PLUG-IN CONNECTOR MALE HEADER FLANGE THT SOLDER CONNECTION 5.08 MM N OF POLES: 5 90° SOLDER PIN LENGTH (L): 3.2 MM TINNED PALE GREEN BOX | 0
32116 | 1401620000 | PCB PLUG-IN CONNECTOR MALE HEADER OPEN SIDE THT SOLDER CONNECTION 5.08 MM N OF POLES: 2 90° SOLDER PIN LENGTH (L): 3.2 MM TINNED PALE GREEN BOX | 0
32117 | 1401630000 | PCB PLUG-IN CONNECTOR MALE HEADER OPEN SIDE THT SOLDER CONNECTION 5.08 MM N OF POLES: 3 90° SOLDER PIN LENGTH (L): 3.2 MM TINNED PALE GREEN BOX | 0
32118 | 1401640000 | PCB PLUG-IN CONNECTOR MALE HEADER OPEN SIDE THT SOLDER CONNECTION 5.08 MM N OF POLES: 4 90° SOLDER PIN LENGTH (L): 3.2 MM TINNED PALE GREEN BOX | 0
32119 | 1401780000 | PCB PLUG-IN CONNECTOR MALE HEADER OPEN SIDE THT SOLDER CONNECTION 5.08 MM N OF POLES: 2 180° SOLDER PIN LENGTH (L): 3.2 MM TINNED PALE GREEN BOX | 0
32120 | 1401790000 | PCB PLUG-IN CONNECTOR MALE HEADER OPEN SIDE THT SOLDER CONNECTION 5.08 MM N OF POLES: 3 180° SOLDER PIN LENGTH (L): 3.2 MM TINNED PALE GREEN BOX | 0
32121 | 1401810000 | PCB PLUG-IN CONNECTOR MALE HEADER OPEN SIDE THT SOLDER CONNECTION 5.08 MM N OF POLES: 4 180° SOLDER PIN LENGTH (L): 3.2 MM TINNED PALE GREEN BOX | 0
32122 | 1409270000 | PCB PLUG-IN CONNECTOR MALE HEADER DOVETAILS FOR FIXING BLOCKS THT SOLDER CONNECTION 5.08 MM N OF POLES: 3 90° SOLDER PIN LENGTH (L): 3.2 MM TINNED PALE GREEN BOX | 0
32123 | 1409280000 | PCB PLUG-IN CONNECTOR MALE HEADER DOVETAILS FOR FIXING BLOCKS THT SOLDER CONNECTION 5.08 MM N OF POLES: 4 90° SOLDER PIN LENGTH (L): 3.2 MM TINNED PALE GREEN BOX | 0
32124 | 1409370000 | PCB PLUG-IN CONNECTOR MALE HEADER DOVETAILS FOR FIXING BLOCKS THT SOLDER CONNECTION 5.08 MM N OF POLES: 3 180° SOLDER PIN LENGTH (L): 3.2 MM TINNED PALE GREEN BOX | 0
32125 | 1409380000 | PCB PLUG-IN CONNECTOR MALE HEADER DOVETAILS FOR FIXING BLOCKS THT SOLDER CONNECTION 5.08 MM N OF POLES: 4 180° SOLDER PIN LENGTH (L): 3.2 MM TINNED PALE GREEN BOX | 0
32126 | 1410310000 | PCB PLUG-IN CONNECTOR FEMALE PLUG 5.00 MM N OF POLES: 14 180° CLAMPING YOKE CONNECTION CLAMPING RANGE MAX. : 4 MM² BOX | 1
32127 | 1412620000 | SENSOR/ACTUATOR LINE N OF POLES : 4 SHIELDED: NO SHEATH MATERIAL: PVC HALOGEN: YES | 54
32128 | 1415670000 | METALLICARD DEVICE MARKERS 58 X 34.8 MM | 65
32129 | 1415710000 | METALLICARD DEVICE MARKERS 58 X 34.8 MM | 65
32130 | 1415730000 | METALLICARD DEVICE MARKERS 58 X 34.8 MM | 65
32131 | 1415750000 | METALLICARD DEVICE MARKERS 58 X 34.8 MM | 65
32132 | 1427930000 | PCB PLUG-IN CONNECTOR MALE HEADER SOLDER FLANGE THT/THR SOLDER CONNECTION 3.50 MM N OF POLES: 32 90° SOLDER PIN LENGTH (L): 3.2 MM TINNED TRAY | 0
32133 | 1488240000 | PCB PLUG-IN CONNECTOR MALE HEADER OPEN SIDE THT SOLDER CONNECTION 5.00 MM N OF POLES: 4 90° SOLDER PIN LENGTH (L): 3.2 MM TINNED BOX | 0
32134 | 1506070000 | PCB PLUG-IN CONNECTOR MALE HEADER FLANGE THT SOLDER CONNECTION 5.08 MM N OF POLES: 12 180° SOLDER PIN LENGTH (L): 3.2 MM TINNED PALE GREEN BOX | 0
32135 | 1507350000 | PCB PLUG-IN CONNECTOR MALE HEADER DOVETAILS FOR FIXING BLOCKS THT SOLDER CONNECTION 5.08 MM N OF POLES: 2 135° SOLDER PIN LENGTH (L): 3.2 MM BOX | 0
32136 | 1507730000 | PCB PLUG-IN CONNECTOR MALE HEADER DOVETAILS FOR FIXING BLOCKS THT SOLDER CONNECTION 5.08 MM N OF POLES: 3 135° SOLDER PIN LENGTH (L): 3.2 MM BOX | 0
32137 | 1507740000 | PCB PLUG-IN CONNECTOR MALE HEADER DOVETAILS FOR FIXING BLOCKS THT SOLDER CONNECTION 5.08 MM N OF POLES: 4 135° SOLDER PIN LENGTH (L): 3.2 MM BOX | 0
32138 | 1509170000 | PCB PLUG-IN CONNECTOR MALE HEADER CLOSED SIDE THT SOLDER CONNECTION 5.08 MM N OF POLES: 2 90° SOLDER PIN LENGTH (L): 3.2 MM TINNED GREEN BOX | 0
32139 | 1526330000 | PCB PLUG-IN CONNECTOR FEMALE PLUG 5.08 MM N OF POLES: 16 180° CLAMPING YOKE CONNECTION CLAMPING RANGE MAX. : 4 MM² BOX | 1
32140 | 2067240000 | PCB PLUG-IN CONNECTOR FEMALE PLUG 5.08 MM N OF POLES: 5 180° CLAMPING YOKE CONNECTION CLAMPING RANGE MAX. : 4 MM² BOX | 1
32141 | 2485370000 | PCB PLUG-IN CONNECTOR RJ45 JACKS TRANSFORMER 1000 MBPS THT/THR SOLDER CONNECTION 90° LATCH OPTION: BOTTOM SHIELD TABS: NONE 30...80 Μ" NI / ? 30 Μ" AU LED: YES GREEN/ GREEN/ N OF POLES: 8 TAPE | 51
32142 | 2553920000 | PROTECTIVE CABLE HOSE TOOL | 503
32143 | 2554010000 | CABLE DUCT CABLE TIE HOLDER 19.6 MM X 10.8 MM | 1020
32144 | 2554080000 | CABLE DUCT BINDER ARM | 930
32145 | 2574570000 | PCB PLUG-IN CONNECTOR MALE HEADER 5.08 MM N OF POLES: 12 180° FLAT-BLADE CONNECTION SOLDER CONNECTION BOX | 0
32146 | 2577810000 | CRIMPING TOOL INSERT | 261
32147 | 2577820000 | CRIMPING TOOL INSERT | 261
32148 | 2577830000 | CRIMPING TOOL INSERT | 261
32149 | 2577850000 | CRIMPING TOOL INSERT | 261
32150 | 2577870000 | CRIMPING TOOL INSERT | 261
32151 | 2577880000 | CRIMPING TOOL INSERT | 261
32152 | 2577900000 | CRIMPING TOOL INSERT | 261
32153 | 2577930000 | CRIMPING TOOL INSERT | 261
32154 | 2577940000 | CRIMPING TOOL INSERT | 261
32155 | 2580000000 | AUTOMATIC STRIPPER AND CRIMPER | 318
32156 | 2580010000 | CUTTING MACHINE | 672
32157 | 2583470000 | FRAME CABTITE (CABLE ENTRY SYSTEM) POLYAMIDE GLASS FIBRE-REINFORCED DEEP HEIGHT: 70 MM WIDTH: 126 MM DEPTH: 19.6 MM -40 °C?120 °C IP66 | 28
32158 | 2583480000 | FRAME CABTITE (CABLE ENTRY SYSTEM) POLYAMIDE GLASS FIBRE-REINFORCED DEEP HEIGHT: 70 MM WIDTH: 106 MM DEPTH: 19.6 MM -40 °C?120 °C IP66 | 28
32159 | 2583490000 | FRAME CABTITE (CABLE ENTRY SYSTEM) POLYAMIDE GLASS FIBRE-REINFORCED DEEP HEIGHT: 70 MM WIDTH: 81 MM DEPTH: 19.6 MM -40 °C?120 °C IP66 | 28
32160 | 2583720000 | FRAME CABTITE (CABLE ENTRY SYSTEM) POLYAMIDE GLASS FIBRE-REINFORCED DEEP HEIGHT: 70 MM WIDTH: 153 MM DEPTH: 19.6 MM -40 °C?120 °C IP66 | 28
32161 | 2583740000 | FRAME CABTITE (CABLE ENTRY SYSTEM) POLYAMIDE GLASS FIBRE-REINFORCED DEEP HEIGHT: 70 MM WIDTH: 126 MM DEPTH: 19.6 MM -40 °C?120 °C IP66 | 28
32162 | 2583760000 | FRAME CABTITE (CABLE ENTRY SYSTEM) POLYAMIDE GLASS FIBRE-REINFORCED DEEP HEIGHT: 70 MM WIDTH: 106 MM DEPTH: 19.6 MM -40 °C?120 °C IP66 | 28
32163 | 2583780000 | FRAME CABTITE (CABLE ENTRY SYSTEM) POLYAMIDE GLASS FIBRE-REINFORCED DEEP HEIGHT: 70 MM WIDTH: 81 MM DEPTH: 19.6 MM -40 °C?120 °C IP66 | 28
32164 | 2583800000 | FRAME CABTITE (CABLE ENTRY SYSTEM) POLYAMIDE GLASS FIBRE-REINFORCED DEEP HEIGHT: 70 MM WIDTH: 153 MM DEPTH: 19.6 MM -40 °C?120 °C IP66 | 28
32165 | 2583870000 | SAMPLE SET CABTITE (CABLE ENTRY SYSTEM) | 1081
32166 | 2583890000 | SHIELD CONNECTION RAIL CABTITE (CABLE ENTRY SYSTEM) STEEL GALVANIZED HEIGHT: 35.23 MM WIDTH: 140 MM DEPTH: 16 MM | 531
32167 | 2583910000 | SHIELD CONNECTION RAIL CABTITE (CABLE ENTRY SYSTEM) STEEL GALVANIZED HEIGHT: 35.23 MM WIDTH: 113 MM DEPTH: 16 MM | 531
32168 | 2583930000 | SHIELD CONNECTION RAIL CABTITE (CABLE ENTRY SYSTEM) STEEL GALVANIZED HEIGHT: 35.23 MM WIDTH: 93 MM DEPTH: 16 MM | 531
32169 | 2583950000 | SHIELD CONNECTION RAIL CABTITE (CABLE ENTRY SYSTEM) STEEL GALVANIZED HEIGHT: 35.23 MM WIDTH: 68 MM DEPTH: 16 MM | 531
32170 | 2584350000 | SEALING ELEMENT CABTITE (CABLE ENTRY SYSTEM) TPE LIGHT GREY HEIGHT: 42.8 MM WIDTH: 42.8 MM DEPTH: 17.7 MM -40 °C?90 °C IP66 | 28
32171 | 2584380000 | SEALING ELEMENT CABTITE (CABLE ENTRY SYSTEM) TPE LIGHT GREY HEIGHT: 42.8 MM WIDTH: 42.8 MM DEPTH: 17.7 MM -40 °C?90 °C IP66 | 28
32172 | 2584910000 | SEALING ELEMENT CABTITE (CABLE ENTRY SYSTEM) TPE LIGHT GREY HEIGHT: 42.8 MM WIDTH: 42.8 MM DEPTH: 17.7 MM -40 °C?90 °C IP66 | 28
32173 | 2588490000 | PROTECTIVE CABLE HOSE | 491
32174 | 2588540000 | CABLE DUCT 100 MM X 25 MM 8.00 MM X 12.00 MM 2000 MM | 73
32175 | 2588560000 | CABLE DUCT 30 MM X 40 MM 8.00 MM X 12.00 MM 2000 MM | 73
32176 | 2588600000 | CABLE DUCT 60 MM X 40 MM 8.00 MM X 12.00 MM 2000 MM | 73
32177 | 2588610000 | CABLE DUCT 80 MM X 40 MM 8.00 MM X 12.00 MM 2000 MM | 73
32178 | 2588660000 | CABLE DUCT 40 MM X 60 MM 8.00 MM X 12.00 MM 2000 MM | 73
32179 | 2588680000 | CABLE DUCT 60 MM X 60 MM 8.00 MM X 12.00 MM 2000 MM | 73
32180 | 2588700000 | CABLE DUCT 80 MM X 60 MM 8.00 MM X 12.00 MM 2000 MM | 73
32181 | 2588730000 | CABLE DUCT 40 MM X 80 MM 8.00 MM X 12.00 MM 2000 MM | 73
32182 | 2588750000 | CABLE DUCT 60 MM X 80 MM 8.00 MM X 12.00 MM 2000 MM | 73
32183 | 2588770000 | CABLE DUCT 80 MM X 80 MM 8.00 MM X 12.00 MM 2000 MM | 73
32184 | 2588880000 | FABRIC OF PROTECTIVE CABLE HOSE | 442
32185 | 2588900000 | FABRIC OF PROTECTIVE CABLE HOSE | 442
32186 | 2589190000 | CABLE DUCT 100 MM X 25 MM 4.00 MM X 6.00 MM 2000 MM | 73
32187 | 2589230000 | CABLE DUCT 60 MM X 40 MM 4.00 MM X 6.00 MM 2000 MM | 73
32188 | 2589240000 | CABLE DUCT 80 MM X 40 MM 4.00 MM X 6.00 MM 2000 MM | 73
32189 | 2589280000 | CABLE DUCT 40 MM X 60 MM 4.00 MM X 6.00 MM 2000 MM | 73
32190 | 2589300000 | CABLE DUCT 60 MM X 60 MM 4.00 MM X 6.00 MM 2000 MM | 73
32191 | 2589310000 | CABLE DUCT 80 MM X 60 MM 4.00 MM X 6.00 MM 2000 MM | 73
32192 | 2589350000 | CABLE DUCT 40 MM X 80 MM 4.00 MM X 6.00 MM 2000 MM | 73
32193 | 2589360000 | HALOGEN-FREE CABLE DUCT 50 MM X 75 MM 5.00 MM X 7.50 MM 2000 MM | 97
32194 | 2589370000 | CABLE DUCT 60 MM X 80 MM 4.00 MM X 6.00 MM 2000 MM | 73
32195 | 2589380000 | CABLE DUCT 80 MM X 80 MM 4.00 MM X 6.00 MM 2000 MM | 73
32196 | 2589390000 | HALOGEN-FREE CABLE DUCT 75 MM X 50 MM 5.00 MM X 7.50 MM 2000 MM | 97
32197 | 2589410000 | HALOGEN-FREE CABLE DUCT 50 MM X 50 MM 5.00 MM X 7.50 MM 2000 MM | 97
32198 | 2589550000 | CABLE DUCT FLOOR DUCT 80 MM X 80 MM 4.00 MM X 6.00 MM 2000 MM | 163
32199 | 2589570000 | CABLE DUCT FLOOR DUCT 60 MM X 80 MM 4.00 MM X 6.00 MM 2000 MM | 163
32200 | 2589590000 | CABLE DUCT 37.5 MM X 37.5 MM 5.00 MM X 7.50 MM 2000 MM | 223
32201 | 2589600000 | CABLE DUCT FLOOR DUCT 40 MM X 80 MM 4.00 MM X 6.00 MM 2000 MM | 163
32202 | 2589620000 | CABLE DUCT FLOOR DUCT 80 MM X 60 MM 4.00 MM X 6.00 MM 2000 MM | 163
32203 | 2589640000 | CABLE DUCT FLOOR DUCT 60 MM X 60 MM 4.00 MM X 6.00 MM 2000 MM | 163
32204 | 2589670000 | CABLE DUCT FLOOR DUCT 40 MM X 60 MM 4.00 MM X 6.00 MM 2000 MM | 163
32205 | 2589690000 | CABLE DUCT FLOOR DUCT 80 MM X 40 MM 4.00 MM X 6.00 MM 2000 MM | 163
32206 | 2589710000 | CABLE DUCT FLOOR DUCT 60 MM X 40 MM 4.00 MM X 6.00 MM 2000 MM | 163
32207 | 2589720000 | HALOGEN-FREE CABLE DUCT 37.5 MM X 37.5 MM 5.00 MM X 7.50 MM 2000 MM | 97
32208 | 2589770000 | HALOGEN-FREE CABLE DUCT 50 MM X 50 MM 5.00 MM X 7.50 MM 2000 MM | 97
32209 | 2589780000 | HALOGEN-FREE CABLE DUCT 75 MM X 50 MM 5.00 MM X 7.50 MM 2000 MM | 97
32210 | 2589790000 | CABLE DUCT FLOOR DUCT 80 MM X 80 MM 8.00 MM X 12.00 MM 2000 MM | 163
32211 | 2589800000 | CABLE DUCT FLOOR DUCT 60 MM X 80 MM 8.00 MM X 12.00 MM 2000 MM | 163
32212 | 2589810000 | HALOGEN-FREE CABLE DUCT 50 MM X 75 MM 5.00 MM X 7.50 MM 2000 MM | 97
32213 | 2589820000 | CABLE DUCT FLOOR DUCT 40 MM X 80 MM 8.00 MM X 12.00 MM 2000 MM | 163
32214 | 2589840000 | CABLE DUCT FLOOR DUCT 80 MM X 60 MM 8.00 MM X 12.00 MM 2000 MM | 163
32215 | 2589850000 | CABLE DUCT FLOOR DUCT 60 MM X 60 MM 8.00 MM X 12.00 MM 2000 MM | 163
32216 | 2589890000 | CABLE DUCT FLOOR DUCT 40 MM X 60 MM 8.00 MM X 12.00 MM 2000 MM | 163
32217 | 2589910000 | CABLE DUCT FLOOR DUCT 80 MM X 40 MM 8.00 MM X 12.00 MM 2000 MM | 163
32218 | 2589920000 | CABLE DUCT FLOOR DUCT 60 MM X 40 MM 8.00 MM X 12.00 MM 2000 MM | 163
32219 | 2590040000 | HALOGEN-FREE CABLE DUCT 37.5 MM X 37.5 MM 5.00 MM X 7.50 MM 2000 MM | 97
32220 | 2590120000 | CABLE DUCT 50 MM X 50 MM 5.00 MM X 7.50 MM 2000 MM | 223
32221 | 2590150000 | CABLE DUCT 75 MM X 50 MM 5.00 MM X 7.50 MM 2000 MM | 223
32222 | 2590170000 | CABLE DUCT 50 MM X 75 MM 5.00 MM X 7.50 MM 2000 MM | 223
32223 | 2590900000 | SOCKETS PREFABRICATED TO CUSTOMER SPEC. M12 FEMALE SOCKET STRAIGHT | 35
32224 | 2595510000 | SEALING ELEMENT CABTITE (CABLE ENTRY SYSTEM) TPE DEEP HEIGHT: 42.8 MM WIDTH: 42.8 MM DEPTH: 17.7 MM -40 °C?120 °C IP66 | 28
32225 | 2595520000 | SEALING ELEMENT CABTITE (CABLE ENTRY SYSTEM) TPE DEEP HEIGHT: 42.8 MM WIDTH: 42.8 MM DEPTH: 17.7 MM -40 °C?120 °C IP66 | 28
32226 | 2595530000 | SEALING ELEMENT CABTITE (CABLE ENTRY SYSTEM) TPE LIGHT GREY HEIGHT: 42.8 MM WIDTH: 42.8 MM DEPTH: 17.7 MM -40 °C?90 °C IP66 | 28
32227 | 2619260000 | SURGE VOLTAGE ARRESTER LOW VOLTAGE SURGE PROTECTION WITH REMOTE CONTACT TN-C-S TN-S TT IT WITH N IT WITHOUT N | 68
32228 | 2593360000 | ROGOWSKI COIL DIAMETER: 175 MM CABLE LENGTH: 4.5 M | 420
32229 | 2593390000 | ROGOWSKI COIL DIAMETER: 175 MM CABLE LENGTH: 1.5 M | 420
32230 | 2593380000 | ROGOWSKI COIL DIAMETER: 125 MM CABLE LENGTH: 1.5 M | 420
32231 | 2593370000 | ROGOWSKI COIL DIAMETER: 70 MM CABLE LENGTH: 1.5 M | 420
32232 | 2593350000 | ROGOWSKI COIL DIAMETER: 125 MM CABLE LENGTH: 4.5 M | 420
32233 | 2593340000 | ROGOWSKI COIL DIAMETER: 70 MM CABLE LENGTH: 4.5 M | 420
32234 | 2593410000 | MEASURING TRANSDUCER EVERY ROGOWSKI COIL 100?5000 A OUTPUT : ANALOGUE V / MA | 776
32235 | 2593400000 | MEASURING TRANSDUCER EVERY ROGOWSKI COIL 100?5000 A OUTPUT : 0?1 A AC | 776
32236 | 2614380000 | REMOTE I/O FIELDBUS COUPLER IP20 PROFIBUS DP-V1 | 1209
32237 | 2597370000 | PCB PLUG-IN CONNECTOR MALE HEADER THT SOLDER CONNECTION 10.16 MM N OF POLES: 6 270° SOLDER PIN LENGTH (L): 3.5 MM BOX | 0
32238 | 2597360000 | PCB PLUG-IN CONNECTOR MALE HEADER THT SOLDER CONNECTION 10.16 MM N OF POLES: 6 270° SOLDER PIN LENGTH (L): 3.5 MM BOX | 0
32239 | 2597340000 | PCB PLUG-IN CONNECTOR MALE HEADER THT SOLDER CONNECTION 10.16 MM N OF POLES: 6 270° SOLDER PIN LENGTH (L): 3.5 MM BOX | 0
32240 | 2597320000 | PCB PLUG-IN CONNECTOR MALE HEADER THT SOLDER CONNECTION 10.16 MM N OF POLES: 6 270° SOLDER PIN LENGTH (L): 3.5 MM BOX | 0
32241 | 2597300000 | PCB PLUG-IN CONNECTOR MALE HEADER THT SOLDER CONNECTION 10.16 MM N OF POLES: 6 270° SOLDER PIN LENGTH (L): 3.5 MM BOX | 0
32242 | 2597280000 | PCB PLUG-IN CONNECTOR MALE HEADER CLOSED SIDE MIDDLE FLANGE THT SOLDER CONNECTION 10.16 MM N OF POLES: 6 90° SOLDER PIN LENGTH (L): 3.5 MM BOX | 0
32243 | 2597270000 | PCB PLUG-IN CONNECTOR MALE HEADER CLOSED SIDE MIDDLE FLANGE THT SOLDER CONNECTION 10.16 MM N OF POLES: 6 90° SOLDER PIN LENGTH (L): 3.5 MM BOX | 0
32244 | 2597250000 | PCB PLUG-IN CONNECTOR MALE HEADER CLOSED SIDE MIDDLE FLANGE THT SOLDER CONNECTION 10.16 MM N OF POLES: 6 90° SOLDER PIN LENGTH (L): 3.5 MM BOX | 0
32245 | 2597230000 | PCB PLUG-IN CONNECTOR MALE HEADER CLOSED SIDE MIDDLE FLANGE THT SOLDER CONNECTION 10.16 MM N OF POLES: 6 90° SOLDER PIN LENGTH (L): 3.5 MM BOX | 0
32246 | 2597210000 | PCB PLUG-IN CONNECTOR MALE HEADER CLOSED SIDE MIDDLE FLANGE THT SOLDER CONNECTION 10.16 MM N OF POLES: 6 90° SOLDER PIN LENGTH (L): 3.5 MM BOX | 0
32247 | 2580880000 | PCB PLUG-IN CONNECTOR MALE HEADER THT SOLDER CONNECTION 10.16 MM N OF POLES: 4 270° SOLDER PIN LENGTH (L): 3.5 MM BOX | 0
32248 | 2580870000 | PCB PLUG-IN CONNECTOR MALE HEADER THT SOLDER CONNECTION 10.16 MM N OF POLES: 4 270° SOLDER PIN LENGTH (L): 3.5 MM BOX | 0
32249 | 2580860000 | PCB PLUG-IN CONNECTOR MALE HEADER THT SOLDER CONNECTION 10.16 MM N OF POLES: 4 270° SOLDER PIN LENGTH (L): 3.5 MM BOX | 0
32250 | 2580430000 | PCB PLUG-IN CONNECTOR MALE HEADER CLOSED SIDE MIDDLE FLANGE THT SOLDER CONNECTION 10.16 MM N OF POLES: 4 90° SOLDER PIN LENGTH (L): 3.5 MM BOX | 0
32251 | 2580420000 | PCB PLUG-IN CONNECTOR MALE HEADER CLOSED SIDE MIDDLE FLANGE THT SOLDER CONNECTION 10.16 MM N OF POLES: 4 90° SOLDER PIN LENGTH (L): 3.5 MM BOX | 0
32252 | 2580410000 | PCB PLUG-IN CONNECTOR MALE HEADER CLOSED SIDE MIDDLE FLANGE THT SOLDER CONNECTION 10.16 MM N OF POLES: 4 90° SOLDER PIN LENGTH (L): 3.5 MM BOX | 0
32253 | 2431560000 | PCB PLUG-IN CONNECTOR MALE HEADER CLOSED SIDE THT SOLDER CONNECTION 7.62 MM N OF POLES: 10 270° SOLDER PIN LENGTH (L): 4.5 MM TINNED BOX | 0
32254 | 2000440000 | PCB PLUG-IN CONNECTOR MALE HEADER CLOSED SIDE MIDDLE FLANGE THT SOLDER CONNECTION 10.16 MM N OF POLES: 4 90° SOLDER PIN LENGTH (L): 3.5 MM BOX | 0
32255 | 1547580000 | PCB PLUG-IN CONNECTOR MALE PLUG 7.62 MM N OF POLES: 4 180° PUSH IN WITH ACTUATOR CLAMPING RANGE MAX. : 6 MM² BOX | 1
32256 | 1547550000 | PCB PLUG-IN CONNECTOR MALE PLUG 7.62 MM N OF POLES: 4 180° PUSH IN WITH ACTUATOR CLAMPING RANGE MAX. : 6 MM² BOX | 1
32257 | 1543330000 | PCB PLUG-IN CONNECTOR MALE HEADER CLOSED SIDE THT SOLDER CONNECTION 7.62 MM N OF POLES: 10 270° SOLDER PIN LENGTH (L): 3.2 MM TINNED BOX | 0
32258 | 1543240000 | PCB PLUG-IN CONNECTOR MALE HEADER CLOSED SIDE MIDDLE FLANGE THT SOLDER CONNECTION 7.62 MM N OF POLES: 5 270° SOLDER PIN LENGTH (L): 3.5 MM BOX | 0
32259 | 1543180000 | PCB PLUG-IN CONNECTOR MALE HEADER CLOSED SIDE MIDDLE FLANGE THT SOLDER CONNECTION 7.62 MM N OF POLES: 5 180° SOLDER PIN LENGTH (L): 3.5 MM BOX | 0
32260 | 1543070000 | PCB PLUG-IN CONNECTOR MALE HEADER CLOSED SIDE MIDDLE FLANGE THT SOLDER CONNECTION 7.62 MM N OF POLES: 5 90° SOLDER PIN LENGTH (L): 3.5 MM BOX | 0
32261 | 1523950000 | PCB PLUG-IN CONNECTOR MALE HEADER FLANGE THT SOLDER CONNECTION 7.62 MM N OF POLES: 6 270° SOLDER PIN LENGTH (L): 3.2 MM TINNED BOX | 0
32262 | 1472380000 | PCB PLUG-IN CONNECTOR MALE HEADER SOLDER FLANGE THT SOLDER CONNECTION 7.62 MM N OF POLES: 4 270° SOLDER PIN LENGTH (L): 3.2 MM BOX | 0
32263 | 1472370000 | PCB PLUG-IN CONNECTOR MALE HEADER SOLDER FLANGE THT SOLDER CONNECTION 7.62 MM N OF POLES: 3 270° SOLDER PIN LENGTH (L): 3.2 MM BOX | 0
32264 | 1472360000 | PCB PLUG-IN CONNECTOR MALE HEADER SOLDER FLANGE THT SOLDER CONNECTION 7.62 MM N OF POLES: 2 270° SOLDER PIN LENGTH (L): 3.2 MM BOX | 0
32265 | 1472260000 | PCB PLUG-IN CONNECTOR MALE HEADER CLOSED SIDE THT SOLDER CONNECTION 7.62 MM N OF POLES: 4 270° SOLDER PIN LENGTH (L): 3.2 MM BOX | 0
32266 | 1472250000 | PCB PLUG-IN CONNECTOR MALE HEADER CLOSED SIDE THT SOLDER CONNECTION 7.62 MM N OF POLES: 3 270° SOLDER PIN LENGTH (L): 3.2 MM BOX | 0
32267 | 1472240000 | PCB PLUG-IN CONNECTOR MALE HEADER CLOSED SIDE THT SOLDER CONNECTION 7.62 MM N OF POLES: 2 270° SOLDER PIN LENGTH (L): 3.2 MM BOX | 0
32268 | 1464350000 | PCB PLUG-IN CONNECTOR MALE HEADER CLOSED SIDE MIDDLE FLANGE THT SOLDER CONNECTION 7.62 MM N OF POLES: 5 270° SOLDER PIN LENGTH (L): 3.5 MM TINNED BOX | 0
32269 | 1464340000 | PCB PLUG-IN CONNECTOR MALE HEADER CLOSED SIDE MIDDLE FLANGE THT SOLDER CONNECTION 7.62 MM N OF POLES: 4 270° SOLDER PIN LENGTH (L): 3.5 MM TINNED BOX | 0
32270 | 1464330000 | PCB PLUG-IN CONNECTOR MALE HEADER CLOSED SIDE MIDDLE FLANGE THT SOLDER CONNECTION 7.62 MM N OF POLES: 4 180° SOLDER PIN LENGTH (L): 3.5 MM TINNED BOX | 0
32271 | 1464320000 | PCB PLUG-IN CONNECTOR MALE HEADER CLOSED SIDE MIDDLE FLANGE THT SOLDER CONNECTION 7.62 MM N OF POLES: 5 180° SOLDER PIN LENGTH (L): 3.5 MM TINNED BOX | 0
32272 | 1464310000 | PCB PLUG-IN CONNECTOR MALE HEADER CLOSED SIDE MIDDLE FLANGE THT SOLDER CONNECTION 7.62 MM N OF POLES: 4 180° SOLDER PIN LENGTH (L): 3.5 MM TINNED BOX | 0
32273 | 1464290000 | PCB PLUG-IN CONNECTOR MALE HEADER CLOSED SIDE MIDDLE FLANGE THT SOLDER CONNECTION 7.62 MM N OF POLES: 4 90° SOLDER PIN LENGTH (L): 3.5 MM TINNED BOX | 0
32274 | 1464280000 | PCB PLUG-IN CONNECTOR MALE HEADER CLOSED SIDE MIDDLE FLANGE THT SOLDER CONNECTION 7.62 MM N OF POLES: 5 90° SOLDER PIN LENGTH (L): 3.5 MM TINNED BOX | 0
32275 | 1464270000 | PCB PLUG-IN CONNECTOR MALE HEADER CLOSED SIDE MIDDLE FLANGE THT SOLDER CONNECTION 7.62 MM N OF POLES: 4 90° SOLDER PIN LENGTH (L): 3.5 MM TINNED BOX | 0
32276 | 1157380000 | PCB PLUG-IN CONNECTOR MALE HEADER CLOSED SIDE THT SOLDER CONNECTION 7.62 MM N OF POLES: 4 90° SOLDER PIN LENGTH (L): 3.5 MM TINNED BOX | 0
32277 | 1157350000 | PCB PLUG-IN CONNECTOR MALE HEADER CLOSED SIDE MIDDLE FLANGE THT SOLDER CONNECTION 10.16 MM N OF POLES: 4 270° SOLDER PIN LENGTH (L): 3.5 MM -PLATED BOX | 0
32278 | 1157340000 | PCB PLUG-IN CONNECTOR MALE HEADER CLOSED SIDE MIDDLE FLANGE THT SOLDER CONNECTION 10.16 MM N OF POLES: 4 270° SOLDER PIN LENGTH (L): 3.5 MM -PLATED BOX | 0
32279 | 1157050000 | PCB PLUG-IN CONNECTOR MALE HEADER CLOSED SIDE THT SOLDER CONNECTION 7.62 MM N OF POLES: 3 90° SOLDER PIN LENGTH (L): 3.5 MM TINNED BOX | 0
32280 | 1156970000 | PCB PLUG-IN CONNECTOR MALE HEADER CLOSED SIDE THT SOLDER CONNECTION 7.62 MM N OF POLES: 4 270° SOLDER PIN LENGTH (L): 3.5 MM TINNED BOX | 0
32281 | 1156940000 | PCB PLUG-IN CONNECTOR MALE HEADER CLOSED SIDE THT SOLDER CONNECTION 7.62 MM N OF POLES: 3 270° SOLDER PIN LENGTH (L): 3.5 MM TINNED BOX | 0
32282 | 1156880000 | PCB PLUG-IN CONNECTOR MALE HEADER CLOSED SIDE MIDDLE SCREW FLANGE THT SOLDER CONNECTION 7.62 MM N OF POLES: 3 90° SOLDER PIN LENGTH (L): 3.5 MM TINNED BOX | 0
32283 | 1156870000 | PCB PLUG-IN CONNECTOR MALE HEADER CLOSED SIDE MIDDLE SCREW FLANGE THT SOLDER CONNECTION 7.62 MM N OF POLES: 3 90° SOLDER PIN LENGTH (L): 3.5 MM TINNED BOX | 0
32284 | 1156850000 | PCB PLUG-IN CONNECTOR MALE HEADER CLOSED SIDE MIDDLE FLANGE THT SOLDER CONNECTION 7.62 MM N OF POLES: 3 90° SOLDER PIN LENGTH (L): 3.5 MM TINNED BOX | 0
32285 | 1156840000 | PCB PLUG-IN CONNECTOR MALE HEADER CLOSED SIDE MIDDLE FLANGE THT SOLDER CONNECTION 7.62 MM N OF POLES: 3 90° SOLDER PIN LENGTH (L): 3.5 MM TINNED BOX | 0
32286 | 1156830000 | PCB PLUG-IN CONNECTOR MALE HEADER CLOSED SIDE MIDDLE SCREW FLANGE THT SOLDER CONNECTION 7.62 MM N OF POLES: 2 90° SOLDER PIN LENGTH (L): 3.5 MM TINNED BOX | 0
32287 | 1156820000 | PCB PLUG-IN CONNECTOR MALE HEADER CLOSED SIDE MIDDLE FLANGE THT SOLDER CONNECTION 7.62 MM N OF POLES: 2 90° SOLDER PIN LENGTH (L): 3.5 MM TINNED BOX | 0
32288 | 1156700000 | PCB PLUG-IN CONNECTOR MALE HEADER CLOSED SIDE MIDDLE FLANGE THT SOLDER CONNECTION 10.16 MM N OF POLES: 4 90° SOLDER PIN LENGTH (L): 3.5 MM -PLATED BOX | 0
32289 | 1156690000 | PCB PLUG-IN CONNECTOR MALE HEADER CLOSED SIDE MIDDLE FLANGE THT SOLDER CONNECTION 10.16 MM N OF POLES: 4 90° SOLDER PIN LENGTH (L): 3.5 MM -PLATED BOX | 0
32290 | 1156590000 | PCB PLUG-IN CONNECTOR MALE HEADER CLOSED SIDE MIDDLE FLANGE THT SOLDER CONNECTION 7.62 MM N OF POLES: 4 90° SOLDER PIN LENGTH (L): 3.5 MM TINNED BOX | 0
32291 | 1156580000 | PCB PLUG-IN CONNECTOR MALE HEADER CLOSED SIDE MIDDLE FLANGE THT SOLDER CONNECTION 7.62 MM N OF POLES: 4 90° SOLDER PIN LENGTH (L): 3.5 MM TINNED BOX | 0
32292 | 1156530000 | PCB PLUG-IN CONNECTOR MALE HEADER CLOSED SIDE MIDDLE FLANGE THT SOLDER CONNECTION 7.62 MM N OF POLES: 4 270° SOLDER PIN LENGTH (L): 3.5 MM TINNED BOX | 0
32293 | 1156520000 | PCB PLUG-IN CONNECTOR MALE HEADER CLOSED SIDE MIDDLE FLANGE THT SOLDER CONNECTION 7.62 MM N OF POLES: 4 270° SOLDER PIN LENGTH (L): 3.5 MM TINNED BOX | 0
32294 | 1156250000 | PCB PLUG-IN CONNECTOR MALE HEADER CLOSED SIDE MIDDLE SCREW FLANGE THT SOLDER CONNECTION 7.62 MM N OF POLES: 3 90° SOLDER PIN LENGTH (L): 3.5 MM TINNED BOX | 0
32295 | 1156230000 | PCB PLUG-IN CONNECTOR MALE HEADER CLOSED SIDE MIDDLE FLANGE THT SOLDER CONNECTION 7.62 MM N OF POLES: 3 90° SOLDER PIN LENGTH (L): 3.5 MM TINNED BOX | 0
32296 | 1156220000 | PCB PLUG-IN CONNECTOR MALE HEADER CLOSED SIDE MIDDLE SCREW FLANGE THT SOLDER CONNECTION 7.62 MM N OF POLES: 3 270° SOLDER PIN LENGTH (L): 3.5 MM TINNED BOX | 0
32297 | 1156210000 | PCB PLUG-IN CONNECTOR MALE HEADER CLOSED SIDE MIDDLE SCREW FLANGE THT SOLDER CONNECTION 7.62 MM N OF POLES: 3 270° SOLDER PIN LENGTH (L): 3.5 MM TINNED BOX | 0
32298 | 1156190000 | PCB PLUG-IN CONNECTOR MALE HEADER CLOSED SIDE MIDDLE SCREW FLANGE THT SOLDER CONNECTION 7.62 MM N OF POLES: 3 270° SOLDER PIN LENGTH (L): 3.5 MM TINNED BOX | 0
32299 | 1156180000 | PCB PLUG-IN CONNECTOR MALE HEADER CLOSED SIDE MIDDLE FLANGE THT SOLDER CONNECTION 7.62 MM N OF POLES: 3 270° SOLDER PIN LENGTH (L): 3.5 MM TINNED BOX | 0
32300 | 1156170000 | PCB PLUG-IN CONNECTOR MALE HEADER CLOSED SIDE MIDDLE FLANGE THT SOLDER CONNECTION 7.62 MM N OF POLES: 3 270° SOLDER PIN LENGTH (L): 3.5 MM TINNED BOX | 0
32301 | 1156140000 | PCB PLUG-IN CONNECTOR MALE HEADER CLOSED SIDE MIDDLE FLANGE THT SOLDER CONNECTION 7.62 MM N OF POLES: 3 270° SOLDER PIN LENGTH (L): 3.5 MM TINNED BOX | 0
32302 | 1156130000 | PCB PLUG-IN CONNECTOR MALE HEADER CLOSED SIDE MIDDLE SCREW FLANGE THT SOLDER CONNECTION 7.62 MM N OF POLES: 2 270° SOLDER PIN LENGTH (L): 3.5 MM TINNED BOX | 0
32303 | 1156120000 | PCB PLUG-IN CONNECTOR MALE HEADER CLOSED SIDE MIDDLE FLANGE THT SOLDER CONNECTION 7.62 MM N OF POLES: 2 270° SOLDER PIN LENGTH (L): 3.5 MM TINNED BOX | 0
32304 | 1101000000 | PCB PLUG-IN CONNECTOR MALE HEADER CLOSED SIDE MIDDLE SCREW FLANGE THT SOLDER CONNECTION 7.62 MM N OF POLES: 4 90° SOLDER PIN LENGTH (L): 3.5 MM BOX | 0
32305 | 1091260000 | PCB PLUG-IN CONNECTOR MALE HEADER CLOSED SIDE THT SOLDER CONNECTION 7.62 MM N OF POLES: 5 270° SOLDER PIN LENGTH (L): 3.5 MM TINNED BOX | 0
32306 | 1091240000 | PCB PLUG-IN CONNECTOR MALE HEADER CLOSED SIDE THT SOLDER CONNECTION 7.62 MM N OF POLES: 5 270° SOLDER PIN LENGTH (L): 3.5 MM TINNED BOX | 0
32307 | 1091120000 | PCB PLUG-IN CONNECTOR MALE HEADER CLOSED SIDE THT SOLDER CONNECTION 7.62 MM N OF POLES: 4 270° SOLDER PIN LENGTH (L): 3.5 MM TINNED BOX | 0
32308 | 1091010000 | PCB PLUG-IN CONNECTOR MALE HEADER CLOSED SIDE THT SOLDER CONNECTION 7.62 MM N OF POLES: 3 270° SOLDER PIN LENGTH (L): 3.5 MM TINNED BOX | 0
32309 | 1090590000 | PCB PLUG-IN CONNECTOR MALE HEADER CLOSED SIDE THT SOLDER CONNECTION 7.62 MM N OF POLES: 5 90° SOLDER PIN LENGTH (L): 3.5 MM TINNED BOX | 0
32310 | 1090520000 | PCB PLUG-IN CONNECTOR MALE HEADER CLOSED SIDE THT SOLDER CONNECTION 7.62 MM N OF POLES: 5 90° SOLDER PIN LENGTH (L): 3.5 MM TINNED BOX | 0
32311 | 1090450000 | PCB PLUG-IN CONNECTOR MALE HEADER CLOSED SIDE MIDDLE SCREW FLANGE THT SOLDER CONNECTION 7.62 MM N OF POLES: 4 90° SOLDER PIN LENGTH (L): 3.5 MM TINNED BOX | 0
32312 | 1090210000 | PCB PLUG-IN CONNECTOR MALE HEADER CLOSED SIDE MIDDLE FLANGE THT SOLDER CONNECTION 7.62 MM N OF POLES: 4 90° SOLDER PIN LENGTH (L): 3.5 MM TINNED BOX | 0
32313 | 1090140000 | PCB PLUG-IN CONNECTOR MALE HEADER CLOSED SIDE MIDDLE SCREW FLANGE THT SOLDER CONNECTION 7.62 MM N OF POLES: 4 270° SOLDER PIN LENGTH (L): 3.5 MM TINNED BOX | 0
32314 | 1090130000 | PCB PLUG-IN CONNECTOR MALE HEADER CLOSED SIDE MIDDLE FLANGE THT SOLDER CONNECTION 7.62 MM N OF POLES: 4 90° SOLDER PIN LENGTH (L): 3.5 MM TINNED BOX | 0
32315 | 1090120000 | PCB PLUG-IN CONNECTOR MALE HEADER CLOSED SIDE THT SOLDER CONNECTION 7.62 MM N OF POLES: 3 90° SOLDER PIN LENGTH (L): 3.5 MM TINNED BOX | 0
32316 | 1089910000 | PCB PLUG-IN CONNECTOR MALE HEADER CLOSED SIDE MIDDLE FLANGE THT SOLDER CONNECTION 7.62 MM N OF POLES: 4 270° SOLDER PIN LENGTH (L): 3.5 MM TINNED BOX | 0
32317 | 1089890000 | PCB PLUG-IN CONNECTOR MALE HEADER CLOSED SIDE MIDDLE SCREW FLANGE THT SOLDER CONNECTION 7.62 MM N OF POLES: 3 90° SOLDER PIN LENGTH (L): 3.5 MM TINNED BOX | 0
32318 | 1089820000 | PCB PLUG-IN CONNECTOR MALE HEADER CLOSED SIDE MIDDLE FLANGE THT SOLDER CONNECTION 7.62 MM N OF POLES: 4 270° SOLDER PIN LENGTH (L): 3.5 MM TINNED BOX | 0
32319 | 1089660000 | PCB PLUG-IN CONNECTOR MALE HEADER CLOSED SIDE MIDDLE FLANGE THT SOLDER CONNECTION 7.62 MM N OF POLES: 3 90° SOLDER PIN LENGTH (L): 3.5 MM TINNED BOX | 0
32320 | 1089610000 | PCB PLUG-IN CONNECTOR MALE HEADER CLOSED SIDE MIDDLE SCREW FLANGE THT SOLDER CONNECTION 7.62 MM N OF POLES: 3 270° SOLDER PIN LENGTH (L): 3.5 MM TINNED BOX | 0
32321 | 1089570000 | PCB PLUG-IN CONNECTOR MALE HEADER CLOSED SIDE MIDDLE SCREW FLANGE THT SOLDER CONNECTION 7.62 MM N OF POLES: 2 90° SOLDER PIN LENGTH (L): 3.5 MM TINNED BOX | 0
32322 | 1089440000 | PCB PLUG-IN CONNECTOR MALE HEADER CLOSED SIDE MIDDLE FLANGE THT SOLDER CONNECTION 7.62 MM N OF POLES: 3 270° SOLDER PIN LENGTH (L): 3.5 MM TINNED BOX | 0
32323 | 1089410000 | PCB PLUG-IN CONNECTOR MALE HEADER CLOSED SIDE MIDDLE FLANGE THT SOLDER CONNECTION 7.62 MM N OF POLES: 2 90° SOLDER PIN LENGTH (L): 3.5 MM TINNED BOX | 0
32324 | 1089380000 | PCB PLUG-IN CONNECTOR MALE HEADER CLOSED SIDE MIDDLE SCREW FLANGE THT SOLDER CONNECTION 7.62 MM N OF POLES: 2 270° SOLDER PIN LENGTH (L): 3.5 MM TINNED BOX | 0
32325 | 1089280000 | PCB PLUG-IN CONNECTOR MALE HEADER CLOSED SIDE MIDDLE FLANGE THT SOLDER CONNECTION 7.62 MM N OF POLES: 2 270° SOLDER PIN LENGTH (L): 3.5 MM TINNED BOX | 0
32326 | 2555590000 | PCB PLUG-IN CONNECTOR MALE HEADER DOVETAILS FOR FIXING BLOCKS THT SOLDER CONNECTION 5.08 MM N OF POLES: 4 180° SOLDER PIN LENGTH (L): 4.5 MM TINNED BOX | 0
32327 | 2551440000 | PCB PLUG-IN CONNECTOR MALE HEADER DOVETAILS FOR FIXING BLOCKS THT SOLDER CONNECTION 5.08 MM N OF POLES: 2 180° SOLDER PIN LENGTH (L): 4.5 MM TINNED BOX | 0
32328 | 2551410000 | PCB PLUG-IN CONNECTOR MALE HEADER DOVETAILS FOR FIXING BLOCKS THT SOLDER CONNECTION 5.08 MM N OF POLES: 3 180° SOLDER PIN LENGTH (L): 4.5 MM TINNED BOX | 0
32329 | 1549110000 | PCB PLUG-IN CONNECTOR MALE HEADER OPEN SIDE THT SOLDER CONNECTION 5.08 MM N OF POLES: 3 180° SOLDER PIN LENGTH (L): 4.5 MM TINNED BOX | 0
32330 | 1155050000 | PCB PLUG-IN CONNECTOR MALE HEADER OPEN SIDE THT SOLDER CONNECTION 5.08 MM N OF POLES: 4 90° SOLDER PIN LENGTH (L): 3.2 MM TINNED BOX | 0
32331 | 1150470000 | PCB PLUG-IN CONNECTOR MALE HEADER SOLDER FLANGE THT SOLDER CONNECTION 5.08 MM N OF POLES: 13 90° SOLDER PIN LENGTH (L): 3.2 MM TINNED BOX | 0
32332 | 1150450000 | PCB PLUG-IN CONNECTOR MALE HEADER SOLDER FLANGE THT SOLDER CONNECTION 5.08 MM N OF POLES: 12 90° SOLDER PIN LENGTH (L): 3.2 MM TINNED BOX | 0
32333 | 1150440000 | PCB PLUG-IN CONNECTOR MALE HEADER SOLDER FLANGE THT SOLDER CONNECTION 5.08 MM N OF POLES: 11 90° SOLDER PIN LENGTH (L): 3.2 MM TINNED BOX | 0
32334 | 1150410000 | PCB PLUG-IN CONNECTOR MALE HEADER SOLDER FLANGE THT SOLDER CONNECTION 5.08 MM N OF POLES: 8 90° SOLDER PIN LENGTH (L): 3.2 MM TINNED BOX | 0
32335 | 1150400000 | PCB PLUG-IN CONNECTOR MALE HEADER SOLDER FLANGE THT SOLDER CONNECTION 5.08 MM N OF POLES: 7 90° SOLDER PIN LENGTH (L): 3.2 MM TINNED BOX | 0
32336 | 1150380000 | PCB PLUG-IN CONNECTOR MALE HEADER SOLDER FLANGE THT SOLDER CONNECTION 5.08 MM N OF POLES: 5 90° SOLDER PIN LENGTH (L): 3.2 MM TINNED BOX | 0
32337 | 1150210000 | PCB PLUG-IN CONNECTOR MALE HEADER FLANGE THT SOLDER CONNECTION 5.08 MM N OF POLES: 13 90° SOLDER PIN LENGTH (L): 3.2 MM TINNED BOX | 0
32338 | 1150200000 | PCB PLUG-IN CONNECTOR MALE HEADER FLANGE THT SOLDER CONNECTION 5.08 MM N OF POLES: 12 90° SOLDER PIN LENGTH (L): 3.2 MM TINNED BOX | 0
32339 | 1150190000 | PCB PLUG-IN CONNECTOR MALE HEADER FLANGE THT SOLDER CONNECTION 5.08 MM N OF POLES: 11 90° SOLDER PIN LENGTH (L): 3.2 MM TINNED BOX | 0
32340 | 1150150000 | PCB PLUG-IN CONNECTOR MALE HEADER FLANGE THT SOLDER CONNECTION 5.08 MM N OF POLES: 8 90° SOLDER PIN LENGTH (L): 3.2 MM TINNED BOX | 0
32341 | 1150120000 | PCB PLUG-IN CONNECTOR MALE HEADER FLANGE THT SOLDER CONNECTION 5.08 MM N OF POLES: 5 90° SOLDER PIN LENGTH (L): 3.2 MM TINNED BOX | 0
32342 | 1149590000 | PCB PLUG-IN CONNECTOR MALE HEADER SOLDER FLANGE THT SOLDER CONNECTION 5.08 MM N OF POLES: 13 180° SOLDER PIN LENGTH (L): 3.2 MM TINNED BOX | 0
32343 | 1149550000 | PCB PLUG-IN CONNECTOR MALE HEADER SOLDER FLANGE THT SOLDER CONNECTION 5.08 MM N OF POLES: 12 180° SOLDER PIN LENGTH (L): 3.2 MM TINNED BOX | 0
32344 | 1149520000 | PCB PLUG-IN CONNECTOR MALE HEADER SOLDER FLANGE THT SOLDER CONNECTION 5.08 MM N OF POLES: 11 180° SOLDER PIN LENGTH (L): 3.2 MM TINNED BOX | 0
32345 | 1149470000 | PCB PLUG-IN CONNECTOR MALE HEADER DOVETAILS FOR FIXING BLOCKS THT SOLDER CONNECTION 5.08 MM N OF POLES: 4 180° SOLDER PIN LENGTH (L): 3.2 MM TINNED BOX | 0
32346 | 1149430000 | PCB PLUG-IN CONNECTOR MALE HEADER DOVETAILS FOR FIXING BLOCKS THT SOLDER CONNECTION 5.08 MM N OF POLES: 3 180° SOLDER PIN LENGTH (L): 3.2 MM TINNED BOX | 0
32347 | 1149420000 | PCB PLUG-IN CONNECTOR MALE HEADER SOLDER FLANGE THT SOLDER CONNECTION 5.08 MM N OF POLES: 8 180° SOLDER PIN LENGTH (L): 3.2 MM TINNED BOX | 0
32348 | 1149390000 | PCB PLUG-IN CONNECTOR MALE HEADER SOLDER FLANGE THT SOLDER CONNECTION 5.08 MM N OF POLES: 7 180° SOLDER PIN LENGTH (L): 3.2 MM TINNED BOX | 0
32349 | 1149320000 | PCB PLUG-IN CONNECTOR MALE HEADER SOLDER FLANGE THT SOLDER CONNECTION 5.08 MM N OF POLES: 5 180° SOLDER PIN LENGTH (L): 3.2 MM TINNED BOX | 0
32350 | 1148820000 | PCB PLUG-IN CONNECTOR MALE HEADER FLANGE THT SOLDER CONNECTION 5.08 MM N OF POLES: 13 180° SOLDER PIN LENGTH (L): 3.2 MM TINNED BOX | 0
32351 | 1148790000 | PCB PLUG-IN CONNECTOR MALE HEADER FLANGE THT SOLDER CONNECTION 5.08 MM N OF POLES: 12 180° SOLDER PIN LENGTH (L): 3.2 MM TINNED BOX | 0
32352 | 1148750000 | PCB PLUG-IN CONNECTOR MALE HEADER FLANGE THT SOLDER CONNECTION 5.08 MM N OF POLES: 11 180° SOLDER PIN LENGTH (L): 3.2 MM TINNED BOX | 0
32353 | 1148670000 | PCB PLUG-IN CONNECTOR MALE HEADER CLOSED SIDE THT SOLDER CONNECTION 5.08 MM N OF POLES: 3 180° SOLDER PIN LENGTH (L): 3.2 MM TINNED BOX | 0
32354 | 1148620000 | PCB PLUG-IN CONNECTOR MALE HEADER FLANGE THT SOLDER CONNECTION 5.08 MM N OF POLES: 7 180° SOLDER PIN LENGTH (L): 3.2 MM TINNED BOX | 0
32355 | 1148570000 | PCB PLUG-IN CONNECTOR MALE HEADER FLANGE THT SOLDER CONNECTION 5.08 MM N OF POLES: 5 180° SOLDER PIN LENGTH (L): 3.2 MM TINNED BOX | 0
32356 | 1148110000 | PCB PLUG-IN CONNECTOR MALE HEADER OPEN SIDE THT SOLDER CONNECTION 5.08 MM N OF POLES: 3 180° SOLDER PIN LENGTH (L): 3.2 MM TINNED BOX | 0
32357 | 1148080000 | PCB PLUG-IN CONNECTOR MALE HEADER OPEN SIDE THT SOLDER CONNECTION 5.08 MM N OF POLES: 2 180° SOLDER PIN LENGTH (L): 3.2 MM TINNED BOX | 0
32358 | 2000930000 | PRINTED CIRCUIT BOARD TERMINALS 3.50 MM N OF POLES: 2 90° SOLDER PIN LENGTH (L): 3.5 MM ORANGE PUSH IN WITH ACTUATOR CLAMPING RANGE MAX. : 1.5 MM² BOX | 1
32359 | 1543060000 | PCB PLUG-IN CONNECTOR FEMALE PLUG 7.62 MM N OF POLES: 5 180° CLAMPING YOKE CONNECTION CLAMPING RANGE MAX. : 10 MM² BOX | 1
32360 | 1543050000 | PCB PLUG-IN CONNECTOR FEMALE PLUG 7.62 MM N OF POLES: 5 180° CLAMPING YOKE CONNECTION CLAMPING RANGE MAX. : 10 MM² BOX | 1
32361 | 1543040000 | PCB PLUG-IN CONNECTOR FEMALE PLUG 7.62 MM N OF POLES: 5 180° CLAMPING YOKE CONNECTION CLAMPING RANGE MAX. : 10 MM² BOX | 1
32362 | 1543030000 | PCB PLUG-IN CONNECTOR FEMALE PLUG 7.62 MM N OF POLES: 5 180° CLAMPING YOKE CONNECTION CLAMPING RANGE MAX. : 10 MM² BOX | 1
32363 | 1519430000 | ELECTRONICS HOUSING SAMPLE OMNIMATE HOUSING - SERIES CH20M WIDTH: 45 MM | 522
32364 | 1519340000 | ELECTRONICS HOUSING SAMPLE OMNIMATE HOUSING - SERIES CH20M SAMPLE KIT FOR DEVELOPERS CONSISTING OF INDIVIDUAL PARTS INCL. FEMALE PLUG WIDTH: 22.5 MM | 380
32365 | 1519320000 | ELECTRONICS HOUSING SAMPLE OMNIMATE HOUSING - SERIES CH20M SAMPLE KIT FOR DEVELOPERS CONSISTING OF INDIVIDUAL PARTS INCL. FEMALE PLUG WIDTH: 22.5 MM | 380
32366 | 1519300000 | ELECTRONICS HOUSING SAMPLE OMNIMATE HOUSING - SERIES CH20M SAMPLE KIT FOR DEVELOPERS CONSISTING OF INDIVIDUAL PARTS INCL. FEMALE PLUG WIDTH: 22.5 MM | 380
32367 | 1519270000 | ELECTRONICS HOUSING SAMPLE OMNIMATE HOUSING - SERIES CH20M SAMPLE KIT FOR DEVELOPERS CONSISTING OF INDIVIDUAL PARTS INCL. FEMALE PLUG WIDTH: 12.5 MM | 380
32368 | 1519230000 | ELECTRONICS HOUSING SAMPLE OMNIMATE HOUSING - SERIES CH20M SAMPLE KIT FOR DEVELOPERS CONSISTING OF INDIVIDUAL PARTS INCL. FEMALE PLUG WIDTH: 12.5 MM | 380
32369 | 1483050000 | PCB PLUG-IN CONNECTOR ACCESSORIES CODING ELEMENT ORANGE | 572
32370 | 1222870000 | PHOTOVOLTAICS CRIMPING TOOL FOR PHOTOVOLTAIC CONTACTS | 934
32371 | 2633400000 | PCB PLUG-IN CONNECTOR FEMALE PLUG 7.62 MM N OF POLES: 4 180° PUSH IN WITH ACTUATOR CLAMPING RANGE MAX. : 6 MM² BOX | 1
32372 | 2633390000 | PCB PLUG-IN CONNECTOR FEMALE PLUG 7.62 MM N OF POLES: 4 180° PUSH IN WITH ACTUATOR CLAMPING RANGE MAX. : 6 MM² BOX | 1
32373 | 2623150000 | PCB PLUG-IN CONNECTOR FEMALE PLUG 7.62 MM N OF POLES: 4 180° PUSH IN WITH ACTUATOR CLAMPING RANGE MAX. : 6 MM² BOX | 1
32374 | 2614040000 | PCB PLUG-IN CONNECTOR FEMALE PLUG 7.62 MM N OF POLES: 4 180° PUSH IN WITH ACTUATOR PUSH IN WITHOUT ACTUATOR CLAMPING RANGE MAX. : 10 MM² BOX | 1
32375 | 2549350000 | PCB PLUG-IN CONNECTOR FEMALE PLUG 7.62 MM N OF POLES: 5 180° PUSH IN WITH ACTUATOR CLAMPING RANGE MAX. : 6 MM² BOX | 1
32376 | 2549340000 | PCB PLUG-IN CONNECTOR FEMALE PLUG 7.62 MM N OF POLES: 3 180° PUSH IN WITH ACTUATOR CLAMPING RANGE MAX. : 6 MM² BOX | 1
32377 | 2544950000 | PCB PLUG-IN CONNECTOR FEMALE PLUG 10.16 MM N OF POLES: 4 180° PUSH IN WITH ACTUATOR CLAMPING RANGE MAX. : 16 MM² BOX | 1
32378 | 2493420000 | PCB PLUG-IN CONNECTOR FEMALE PLUG 10.16 MM N OF POLES: 5 180° PUSH IN WITH ACTUATOR CLAMPING RANGE MAX. : 16 MM² BOX | 1
32379 | 2493400000 | PCB PLUG-IN CONNECTOR FEMALE PLUG 10.16 MM N OF POLES: 3 180° PUSH IN WITH ACTUATOR CLAMPING RANGE MAX. : 16 MM² BOX | 1
32380 | 2493350000 | PCB PLUG-IN CONNECTOR FEMALE PLUG 10.16 MM N OF POLES: 3 180° PUSH IN WITH ACTUATOR CLAMPING RANGE MAX. : 16 MM² BOX | 1
32381 | 2493310000 | PCB PLUG-IN CONNECTOR FEMALE PLUG 10.16 MM N OF POLES: 3 180° PUSH IN WITH ACTUATOR CLAMPING RANGE MAX. : 16 MM² BOX | 1
32382 | 2493280000 | PCB PLUG-IN CONNECTOR FEMALE PLUG 10.16 MM N OF POLES: 4 180° PUSH IN WITH ACTUATOR CLAMPING RANGE MAX. : 16 MM² BOX | 1
32383 | 2493270000 | PCB PLUG-IN CONNECTOR FEMALE PLUG 10.16 MM N OF POLES: 4 180° PUSH IN WITH ACTUATOR CLAMPING RANGE MAX. : 16 MM² BOX | 1
32384 | 2493260000 | PCB PLUG-IN CONNECTOR FEMALE PLUG 10.16 MM N OF POLES: 4 180° PUSH IN WITH ACTUATOR CLAMPING RANGE MAX. : 16 MM² BOX | 1
32385 | 2493210000 | PCB PLUG-IN CONNECTOR FEMALE PLUG 10.16 MM N OF POLES: 4 180° PUSH IN WITH ACTUATOR CLAMPING RANGE MAX. : 16 MM² BOX | 1
32386 | 2493200000 | PCB PLUG-IN CONNECTOR FEMALE PLUG 10.16 MM N OF POLES: 4 180° PUSH IN WITH ACTUATOR CLAMPING RANGE MAX. : 16 MM² BOX | 1
32387 | 2493160000 | PCB PLUG-IN CONNECTOR FEMALE PLUG 10.16 MM N OF POLES: 2 180° PUSH IN WITH ACTUATOR CLAMPING RANGE MAX. : 16 MM² BOX | 1
32388 | 1547540000 | PCB PLUG-IN CONNECTOR FEMALE PLUG 7.62 MM N OF POLES: 4 180° PUSH IN WITH ACTUATOR CLAMPING RANGE MAX. : 6 MM² BOX | 1
32389 | 1134120000 | PCB PLUG-IN CONNECTOR FEMALE HEADER SOLDER FLANGE THT SOLDER CONNECTION 7.62 MM N OF POLES: 5 180° SOLDER PIN LENGTH (L): 3.2 MM TINNED BOX | 0
32390 | 1122100000 | PCB PLUG-IN CONNECTOR FEMALE HEADER CLOSED SIDE THT SOLDER CONNECTION 7.62 MM N OF POLES: 5 180° SOLDER PIN LENGTH (L): 3.2 MM TINNED BOX | 0
32391 | 1095670000 | PCB PLUG-IN CONNECTOR FEMALE HEADER SOLDER FLANGE THT SOLDER CONNECTION 7.62 MM N OF POLES: 5 90° SOLDER PIN LENGTH (L): 3.2 MM TINNED BOX | 0
32392 | 2538270000 | PCB PLUG-IN CONNECTOR FEMALE PLUG 3.50 MM N OF POLES: 18 180° PUSH IN WITH ACTUATOR TENSION-CLAMP CONNECTION CLAMPING RANGE MAX. : 1.5 MM² BOX | 1
32393 | 2538260000 | PCB PLUG-IN CONNECTOR FEMALE PLUG 3.50 MM N OF POLES: 17 180° PUSH IN WITH ACTUATOR TENSION-CLAMP CONNECTION CLAMPING RANGE MAX. : 1.5 MM² BOX | 1
32394 | 2538250000 | PCB PLUG-IN CONNECTOR FEMALE PLUG 3.50 MM N OF POLES: 18 180° PUSH IN WITH ACTUATOR TENSION-CLAMP CONNECTION CLAMPING RANGE MAX. : 1.5 MM² BOX | 1
32395 | 2538240000 | PCB PLUG-IN CONNECTOR FEMALE PLUG 3.50 MM N OF POLES: 17 180° PUSH IN WITH ACTUATOR TENSION-CLAMP CONNECTION CLAMPING RANGE MAX. : 1.5 MM² BOX | 1
32396 | 2538230000 | PCB PLUG-IN CONNECTOR FEMALE PLUG 3.50 MM N OF POLES: 16 180° PUSH IN WITH ACTUATOR TENSION-CLAMP CONNECTION CLAMPING RANGE MAX. : 1.5 MM² BOX | 1
32397 | 2538170000 | PCB PLUG-IN CONNECTOR FEMALE PLUG 3.50 MM N OF POLES: 18 180° PUSH IN WITH ACTUATOR TENSION-CLAMP CONNECTION CLAMPING RANGE MAX. : 1.5 MM² BOX | 1
32398 | 2538160000 | PCB PLUG-IN CONNECTOR FEMALE PLUG 3.50 MM N OF POLES: 17 180° PUSH IN WITH ACTUATOR TENSION-CLAMP CONNECTION CLAMPING RANGE MAX. : 1.5 MM² BOX | 1
32399 | 2538150000 | PCB PLUG-IN CONNECTOR FEMALE PLUG 3.50 MM N OF POLES: 16 180° PUSH IN WITH ACTUATOR TENSION-CLAMP CONNECTION CLAMPING RANGE MAX. : 1.5 MM² BOX | 1
32400 | 2538110000 | PCB PLUG-IN CONNECTOR FEMALE PLUG 3.50 MM N OF POLES: 12 180° PUSH IN WITH ACTUATOR TENSION-CLAMP CONNECTION CLAMPING RANGE MAX. : 1.5 MM² BOX | 1
32401 | 2538100000 | PCB PLUG-IN CONNECTOR FEMALE PLUG 3.50 MM N OF POLES: 11 180° PUSH IN WITH ACTUATOR TENSION-CLAMP CONNECTION CLAMPING RANGE MAX. : 1.5 MM² BOX | 1
32402 | 2538080000 | PCB PLUG-IN CONNECTOR FEMALE PLUG 3.50 MM N OF POLES: 9 180° PUSH IN WITH ACTUATOR TENSION-CLAMP CONNECTION CLAMPING RANGE MAX. : 1.5 MM² BOX | 1
32403 | 2538070000 | PCB PLUG-IN CONNECTOR FEMALE PLUG 3.50 MM N OF POLES: 8 180° PUSH IN WITH ACTUATOR TENSION-CLAMP CONNECTION CLAMPING RANGE MAX. : 1.5 MM² BOX | 1
32404 | 2537990000 | PCB PLUG-IN CONNECTOR FEMALE PLUG 3.50 MM N OF POLES: 18 180° PUSH IN WITH ACTUATOR TENSION-CLAMP CONNECTION CLAMPING RANGE MAX. : 1.5 MM² BOX | 1
32405 | 2537980000 | PCB PLUG-IN CONNECTOR FEMALE PLUG 3.50 MM N OF POLES: 17 180° PUSH IN WITH ACTUATOR TENSION-CLAMP CONNECTION CLAMPING RANGE MAX. : 1.5 MM² BOX | 1
32406 | 2537970000 | PCB PLUG-IN CONNECTOR FEMALE PLUG 3.50 MM N OF POLES: 16 180° PUSH IN WITH ACTUATOR TENSION-CLAMP CONNECTION CLAMPING RANGE MAX. : 1.5 MM² BOX | 1
32407 | 2537830000 | PCB PLUG-IN CONNECTOR FEMALE PLUG 3.50 MM N OF POLES: 13 180° PUSH IN WITH ACTUATOR TENSION-CLAMP CONNECTION CLAMPING RANGE MAX. : 1.5 MM² BOX | 1
32408 | 2460110000 | PCB PLUG-IN CONNECTOR FEMALE PLUG 3.50 MM N OF POLES: 18 180° PUSH IN WITH ACTUATOR TENSION-CLAMP CONNECTION CLAMPING RANGE MAX. : 1.5 MM² BOX | 1
32409 | 2460100000 | PCB PLUG-IN CONNECTOR FEMALE PLUG 3.50 MM N OF POLES: 17 180° PUSH IN WITH ACTUATOR TENSION-CLAMP CONNECTION CLAMPING RANGE MAX. : 1.5 MM² BOX | 1
32410 | 2460090000 | PCB PLUG-IN CONNECTOR FEMALE PLUG 3.50 MM N OF POLES: 16 180° PUSH IN WITH ACTUATOR TENSION-CLAMP CONNECTION CLAMPING RANGE MAX. : 1.5 MM² BOX | 1
32411 | 2460050000 | PCB PLUG-IN CONNECTOR FEMALE PLUG 3.50 MM N OF POLES: 12 180° PUSH IN WITH ACTUATOR TENSION-CLAMP CONNECTION CLAMPING RANGE MAX. : 1.5 MM² BOX | 1
32412 | 2460040000 | PCB PLUG-IN CONNECTOR FEMALE PLUG 3.50 MM N OF POLES: 11 180° PUSH IN WITH ACTUATOR TENSION-CLAMP CONNECTION CLAMPING RANGE MAX. : 1.5 MM² BOX | 1
32413 | 2460020000 | PCB PLUG-IN CONNECTOR FEMALE PLUG 3.50 MM N OF POLES: 9 180° PUSH IN WITH ACTUATOR TENSION-CLAMP CONNECTION CLAMPING RANGE MAX. : 1.5 MM² BOX | 1
32414 | 2460010000 | PCB PLUG-IN CONNECTOR FEMALE PLUG 3.50 MM N OF POLES: 8 180° PUSH IN WITH ACTUATOR TENSION-CLAMP CONNECTION CLAMPING RANGE MAX. : 1.5 MM² BOX | 1
32415 | 2459940000 | PCB PLUG-IN CONNECTOR FEMALE PLUG 3.50 MM N OF POLES: 12 180° PUSH IN WITH ACTUATOR TENSION-CLAMP CONNECTION CLAMPING RANGE MAX. : 1.5 MM² BOX | 1
32416 | 2459930000 | PCB PLUG-IN CONNECTOR FEMALE PLUG 3.50 MM N OF POLES: 11 180° PUSH IN WITH ACTUATOR TENSION-CLAMP CONNECTION CLAMPING RANGE MAX. : 1.5 MM² BOX | 1
32417 | 2459910000 | PCB PLUG-IN CONNECTOR FEMALE PLUG 3.50 MM N OF POLES: 9 180° PUSH IN WITH ACTUATOR TENSION-CLAMP CONNECTION CLAMPING RANGE MAX. : 1.5 MM² BOX | 1
32418 | 2459820000 | PCB PLUG-IN CONNECTOR FEMALE PLUG 3.50 MM N OF POLES: 16 180° PUSH IN WITH ACTUATOR TENSION-CLAMP CONNECTION CLAMPING RANGE MAX. : 1.5 MM² BOX | 1
32419 | 2459780000 | PCB PLUG-IN CONNECTOR FEMALE PLUG 3.50 MM N OF POLES: 12 180° PUSH IN WITH ACTUATOR TENSION-CLAMP CONNECTION CLAMPING RANGE MAX. : 1.5 MM² BOX | 1
32420 | 2459770000 | PCB PLUG-IN CONNECTOR FEMALE PLUG 3.50 MM N OF POLES: 11 180° PUSH IN WITH ACTUATOR TENSION-CLAMP CONNECTION CLAMPING RANGE MAX. : 1.5 MM² BOX | 1
32421 | 2459750000 | PCB PLUG-IN CONNECTOR FEMALE PLUG 3.50 MM N OF POLES: 9 180° PUSH IN WITH ACTUATOR TENSION-CLAMP CONNECTION CLAMPING RANGE MAX. : 1.5 MM² BOX | 1
32422 | 2459740000 | PCB PLUG-IN CONNECTOR FEMALE PLUG 3.50 MM N OF POLES: 8 180° PUSH IN WITH ACTUATOR TENSION-CLAMP CONNECTION CLAMPING RANGE MAX. : 1.5 MM² BOX | 1
32423 | 2459660000 | PCB PLUG-IN CONNECTOR FEMALE PLUG 3.50 MM N OF POLES: 11 180° PUSH IN WITH ACTUATOR TENSION-CLAMP CONNECTION CLAMPING RANGE MAX. : 1.5 MM² BOX | 1
32424 | 2459550000 | PCB PLUG-IN CONNECTOR FEMALE PLUG 3.50 MM N OF POLES: 18 180° PUSH IN WITH ACTUATOR TENSION-CLAMP CONNECTION CLAMPING RANGE MAX. : 1.5 MM² BOX | 1
32425 | 2459540000 | PCB PLUG-IN CONNECTOR FEMALE PLUG 3.50 MM N OF POLES: 17 180° PUSH IN WITH ACTUATOR TENSION-CLAMP CONNECTION CLAMPING RANGE MAX. : 1.5 MM² BOX | 1
32426 | 2459490000 | PCB PLUG-IN CONNECTOR FEMALE PLUG 3.50 MM N OF POLES: 12 180° PUSH IN WITH ACTUATOR TENSION-CLAMP CONNECTION CLAMPING RANGE MAX. : 1.5 MM² BOX | 1
32427 | 2459480000 | PCB PLUG-IN CONNECTOR FEMALE PLUG 3.50 MM N OF POLES: 11 180° PUSH IN WITH ACTUATOR TENSION-CLAMP CONNECTION CLAMPING RANGE MAX. : 1.5 MM² BOX | 1
32428 | 2459460000 | PCB PLUG-IN CONNECTOR FEMALE PLUG 3.50 MM N OF POLES: 9 180° PUSH IN WITH ACTUATOR TENSION-CLAMP CONNECTION CLAMPING RANGE MAX. : 1.5 MM² BOX | 1
32429 | 2459370000 | PCB PLUG-IN CONNECTOR FEMALE PLUG 3.50 MM N OF POLES: 11 180° PUSH IN WITH ACTUATOR TENSION-CLAMP CONNECTION CLAMPING RANGE MAX. : 1.5 MM² BOX | 1
32430 | 2459250000 | PCB PLUG-IN CONNECTOR FEMALE PLUG 3.50 MM N OF POLES: 22 180° PUSH IN WITH ACTUATOR TENSION-CLAMP CONNECTION CLAMPING RANGE MAX. : 1.5 MM² BOX | 1
32431 | 2459240000 | PCB PLUG-IN CONNECTOR FEMALE PLUG 3.50 MM N OF POLES: 21 180° PUSH IN WITH ACTUATOR TENSION-CLAMP CONNECTION CLAMPING RANGE MAX. : 1.5 MM² BOX | 1
32432 | 2459230000 | PCB PLUG-IN CONNECTOR FEMALE PLUG 3.50 MM N OF POLES: 20 180° PUSH IN WITH ACTUATOR TENSION-CLAMP CONNECTION CLAMPING RANGE MAX. : 1.5 MM² BOX | 1
32433 | 2459220000 | PCB PLUG-IN CONNECTOR FEMALE PLUG 3.50 MM N OF POLES: 19 180° PUSH IN WITH ACTUATOR TENSION-CLAMP CONNECTION CLAMPING RANGE MAX. : 1.5 MM² BOX | 1
32434 | 2459210000 | PCB PLUG-IN CONNECTOR FEMALE PLUG 3.50 MM N OF POLES: 18 180° PUSH IN WITH ACTUATOR TENSION-CLAMP CONNECTION CLAMPING RANGE MAX. : 1.5 MM² BOX | 1
32435 | 2459160000 | PCB PLUG-IN CONNECTOR FEMALE PLUG 3.50 MM N OF POLES: 13 180° PUSH IN WITH ACTUATOR TENSION-CLAMP CONNECTION CLAMPING RANGE MAX. : 1.5 MM² BOX | 1
32436 | 2558610000 | PCB PLUG-IN CONNECTOR FEMALE PLUG 3.50 MM N OF POLES: 38 180° PUSH IN WITH ACTUATOR TENSION-CLAMP CONNECTION CLAMPING RANGE MAX. : 1.5 MM² BOX | 1
32437 | 2558520000 | PCB PLUG-IN CONNECTOR FEMALE PLUG 3.50 MM N OF POLES: 40 180° PUSH IN WITH ACTUATOR TENSION-CLAMP CONNECTION CLAMPING RANGE MAX. : 1.5 MM² BOX | 1
32438 | 2558510000 | PCB PLUG-IN CONNECTOR FEMALE PLUG 3.50 MM N OF POLES: 38 180° PUSH IN WITH ACTUATOR TENSION-CLAMP CONNECTION CLAMPING RANGE MAX. : 1.5 MM² BOX | 1
32439 | 2054750000 | PCB PLUG-IN CONNECTOR FEMALE PLUG 3.50 MM N OF POLES: 36 180° PUSH IN WITH ACTUATOR TENSION-CLAMP CONNECTION CLAMPING RANGE MAX. : 1.5 MM² | 1
32440 | 2054720000 | PCB PLUG-IN CONNECTOR FEMALE PLUG 3.50 MM N OF POLES: 36 180° PUSH IN WITH ACTUATOR TENSION-CLAMP CONNECTION CLAMPING RANGE MAX. : 1.5 MM² BOX | 1
32441 | 2054710000 | PCB PLUG-IN CONNECTOR FEMALE PLUG 3.50 MM N OF POLES: 36 180° PUSH IN WITH ACTUATOR TENSION-CLAMP CONNECTION CLAMPING RANGE MAX. : 1.5 MM² BOX | 1
32442 | 2054620000 | PCB PLUG-IN CONNECTOR FEMALE PLUG 3.50 MM N OF POLES: 24 180° PUSH IN WITH ACTUATOR TENSION-CLAMP CONNECTION CLAMPING RANGE MAX. : 1.5 MM² BOX | 1
32443 | 2054550000 | PCB PLUG-IN CONNECTOR FEMALE PLUG 3.50 MM N OF POLES: 18 180° PUSH IN WITH ACTUATOR TENSION-CLAMP CONNECTION CLAMPING RANGE MAX. : 1.5 MM² BOX | 1
32444 | 1376050000 | PCB PLUG-IN CONNECTOR FEMALE PLUG 3.50 MM N OF POLES: 36 180° PUSH IN WITH ACTUATOR TENSION-CLAMP CONNECTION CLAMPING RANGE MAX. : 1.5 MM² BOX | 1
32445 | 1376040000 | PCB PLUG-IN CONNECTOR FEMALE PLUG 3.50 MM N OF POLES: 34 180° PUSH IN WITH ACTUATOR TENSION-CLAMP CONNECTION CLAMPING RANGE MAX. : 1.5 MM² BOX | 1
32446 | 1376000000 | PCB PLUG-IN CONNECTOR FEMALE PLUG 3.50 MM N OF POLES: 26 180° PUSH IN WITH ACTUATOR TENSION-CLAMP CONNECTION CLAMPING RANGE MAX. : 1.5 MM² BOX | 1
32447 | 1375970000 | PCB PLUG-IN CONNECTOR FEMALE PLUG 3.50 MM N OF POLES: 18 180° PUSH IN WITH ACTUATOR TENSION-CLAMP CONNECTION CLAMPING RANGE MAX. : 1.5 MM² BOX | 1
32448 | 1375870000 | PCB PLUG-IN CONNECTOR FEMALE PLUG 3.50 MM N OF POLES: 34 180° PUSH IN WITH ACTUATOR TENSION-CLAMP CONNECTION CLAMPING RANGE MAX. : 1.5 MM² BOX | 1
32449 | 1375790000 | PCB PLUG-IN CONNECTOR FEMALE PLUG 3.50 MM N OF POLES: 18 180° PUSH IN WITH ACTUATOR TENSION-CLAMP CONNECTION CLAMPING RANGE MAX. : 1.5 MM² BOX | 1
32450 | 1365820000 | PCB PLUG-IN CONNECTOR FEMALE PLUG 3.50 MM N OF POLES: 24 180° PUSH IN WITH ACTUATOR TENSION-CLAMP CONNECTION CLAMPING RANGE MAX. : 1.5 MM² BOX | 1
32451 | 1278400000 | PCB PLUG-IN CONNECTOR FEMALE PLUG 3.50 MM N OF POLES: 34 180° PUSH IN WITH ACTUATOR TENSION-CLAMP CONNECTION CLAMPING RANGE MAX. : 1.5 MM² BOX | 1
32452 | 1278340000 | PCB PLUG-IN CONNECTOR FEMALE PLUG 3.50 MM N OF POLES: 24 180° PUSH IN WITH ACTUATOR TENSION-CLAMP CONNECTION CLAMPING RANGE MAX. : 1.5 MM² BOX | 1
32453 | 1278300000 | PCB PLUG-IN CONNECTOR FEMALE PLUG 3.50 MM N OF POLES: 18 180° PUSH IN WITH ACTUATOR TENSION-CLAMP CONNECTION CLAMPING RANGE MAX. : 1.5 MM² BOX | 1
32454 | 1278210000 | PCB PLUG-IN CONNECTOR FEMALE PLUG 3.50 MM N OF POLES: 36 180° PUSH IN WITH ACTUATOR TENSION-CLAMP CONNECTION CLAMPING RANGE MAX. : 1.5 MM² BOX | 1
32455 | 1278200000 | PCB PLUG-IN CONNECTOR FEMALE PLUG 3.50 MM N OF POLES: 34 180° PUSH IN WITH ACTUATOR TENSION-CLAMP CONNECTION CLAMPING RANGE MAX. : 1.5 MM² BOX | 1
32456 | 1278150000 | PCB PLUG-IN CONNECTOR FEMALE PLUG 3.50 MM N OF POLES: 26 180° PUSH IN WITH ACTUATOR TENSION-CLAMP CONNECTION CLAMPING RANGE MAX. : 1.5 MM² BOX | 1
32457 | 1277950000 | PCB PLUG-IN CONNECTOR FEMALE PLUG 3.50 MM N OF POLES: 22 180° PUSH IN WITH ACTUATOR TENSION-CLAMP CONNECTION CLAMPING RANGE MAX. : 1.5 MM² BOX | 1
32458 | 1277850000 | PCB PLUG-IN CONNECTOR FEMALE PLUG 3.50 MM N OF POLES: 36 180° PUSH IN WITH ACTUATOR TENSION-CLAMP CONNECTION CLAMPING RANGE MAX. : 1.5 MM² BOX | 1
32459 | 1277840000 | PCB PLUG-IN CONNECTOR FEMALE PLUG 3.50 MM N OF POLES: 34 180° PUSH IN WITH ACTUATOR TENSION-CLAMP CONNECTION CLAMPING RANGE MAX. : 1.5 MM² BOX | 1
32460 | 1277780000 | PCB PLUG-IN CONNECTOR FEMALE PLUG 3.50 MM N OF POLES: 24 180° PUSH IN WITH ACTUATOR TENSION-CLAMP CONNECTION CLAMPING RANGE MAX. : 1.5 MM² BOX | 1
32461 | 1277770000 | PCB PLUG-IN CONNECTOR FEMALE PLUG 3.50 MM N OF POLES: 22 180° PUSH IN WITH ACTUATOR TENSION-CLAMP CONNECTION CLAMPING RANGE MAX. : 1.5 MM² BOX | 1
32462 | 1277640000 | PCB PLUG-IN CONNECTOR FEMALE PLUG 3.50 MM N OF POLES: 36 180° PUSH IN WITH ACTUATOR TENSION-CLAMP CONNECTION CLAMPING RANGE MAX. : 1.5 MM² BOX | 1
32463 | 1277560000 | PCB PLUG-IN CONNECTOR FEMALE PLUG 3.50 MM N OF POLES: 22 180° PUSH IN WITH ACTUATOR TENSION-CLAMP CONNECTION CLAMPING RANGE MAX. : 1.5 MM² BOX | 1
32464 | 1277450000 | PCB PLUG-IN CONNECTOR FEMALE PLUG 3.50 MM N OF POLES: 36 180° PUSH IN WITH ACTUATOR TENSION-CLAMP CONNECTION CLAMPING RANGE MAX. : 1.5 MM² BOX | 1
32465 | 1277410000 | PCB PLUG-IN CONNECTOR FEMALE PLUG 3.50 MM N OF POLES: 28 180° PUSH IN WITH ACTUATOR TENSION-CLAMP CONNECTION CLAMPING RANGE MAX. : 1.5 MM² BOX | 1
32466 | 1277390000 | PCB PLUG-IN CONNECTOR FEMALE PLUG 3.50 MM N OF POLES: 26 180° PUSH IN WITH ACTUATOR TENSION-CLAMP CONNECTION CLAMPING RANGE MAX. : 1.5 MM² BOX | 1
32467 | 1277370000 | PCB PLUG-IN CONNECTOR FEMALE PLUG 3.50 MM N OF POLES: 22 180° PUSH IN WITH ACTUATOR TENSION-CLAMP CONNECTION CLAMPING RANGE MAX. : 1.5 MM² BOX | 1
32468 | 2000940000 | PRINTED CIRCUIT BOARD TERMINALS 3.50 MM N OF POLES: 4 90° SOLDER PIN LENGTH (L): 3.5 MM ORANGE PUSH IN WITH ACTUATOR CLAMPING RANGE MAX. : 1.5 MM² BOX | 1
32469 | 2000970000 | PRINTED CIRCUIT BOARD TERMINALS 3.50 MM N OF POLES: 10 90° SOLDER PIN LENGTH (L): 3.5 MM ORANGE PUSH IN WITH ACTUATOR CLAMPING RANGE MAX. : 1.5 MM² BOX | 1
32470 | 1519370000 | ELECTRONICS HOUSING SAMPLE OMNIMATE HOUSING - SERIES CH20M SAMPLE KIT FOR DEVELOPERS CONSISTING OF INDIVIDUAL PARTS INCL. FEMALE PLUG WIDTH: 22.5 MM | 380
32471 | 1519330000 | ELECTRONICS HOUSING SAMPLE OMNIMATE HOUSING - SERIES CH20M SAMPLE KIT FOR DEVELOPERS CONSISTING OF INDIVIDUAL PARTS INCL. FEMALE PLUG WIDTH: 22.5 MM | 380
32472 | 1519520000 | ELECTRONICS HOUSING SAMPLE OMNIMATE HOUSING - SERIES CH20M WIDTH: 45 MM | 522
32473 | 1519470000 | ELECTRONICS HOUSING SAMPLE OMNIMATE HOUSING - SERIES CH20M WIDTH: 45 MM | 522
32474 | 1479000000 | W-SERIES END BRACKET | 288
32475 | 1122140000 | PCB PLUG-IN CONNECTOR FEMALE HEADER FLANGE THT SOLDER CONNECTION 7.62 MM N OF POLES: 5 180° SOLDER PIN LENGTH (L): 3.2 MM TINNED BOX | 0
32476 | 2551400000 | PCB PLUG-IN CONNECTOR MALE HEADER DOVETAILS FOR FIXING BLOCKS THT SOLDER CONNECTION 5.08 MM N OF POLES: 3 90° SOLDER PIN LENGTH (L): 4.5 MM TINNED BOX | 0
32477 | 1155580000 | PCB PLUG-IN CONNECTOR MALE HEADER DOVETAILS FOR FIXING BLOCKS THT SOLDER CONNECTION 5.08 MM N OF POLES: 2 90° SOLDER PIN LENGTH (L): 3.2 MM TINNED BOX | 0
32478 | 1155590000 | PCB PLUG-IN CONNECTOR MALE HEADER DOVETAILS FOR FIXING BLOCKS THT SOLDER CONNECTION 5.08 MM N OF POLES: 3 90° SOLDER PIN LENGTH (L): 3.2 MM TINNED BOX | 0
32479 | 1155600000 | PCB PLUG-IN CONNECTOR MALE HEADER DOVETAILS FOR FIXING BLOCKS THT SOLDER CONNECTION 5.08 MM N OF POLES: 4 90° SOLDER PIN LENGTH (L): 3.2 MM TINNED BOX | 0
32480 | 1155320000 | PCB PLUG-IN CONNECTOR MALE HEADER CLOSED SIDE THT SOLDER CONNECTION 5.08 MM N OF POLES: 2 90° SOLDER PIN LENGTH (L): 3.2 MM TINNED BOX | 0
32481 | 1155330000 | PCB PLUG-IN CONNECTOR MALE HEADER CLOSED SIDE THT SOLDER CONNECTION 5.08 MM N OF POLES: 3 90° SOLDER PIN LENGTH (L): 3.2 MM TINNED BOX | 0
32482 | 1155340000 | PCB PLUG-IN CONNECTOR MALE HEADER CLOSED SIDE THT SOLDER CONNECTION 5.08 MM N OF POLES: 4 90° SOLDER PIN LENGTH (L): 3.2 MM TINNED BOX | 0
32483 | 1155030000 | PCB PLUG-IN CONNECTOR MALE HEADER OPEN SIDE THT SOLDER CONNECTION 5.08 MM N OF POLES: 2 90° SOLDER PIN LENGTH (L): 3.2 MM TINNED BOX | 0
32484 | 1155040000 | PCB PLUG-IN CONNECTOR MALE HEADER OPEN SIDE THT SOLDER CONNECTION 5.08 MM N OF POLES: 3 90° SOLDER PIN LENGTH (L): 3.2 MM TINNED BOX | 0
32485 | 1149400000 | PCB PLUG-IN CONNECTOR MALE HEADER DOVETAILS FOR FIXING BLOCKS THT SOLDER CONNECTION 5.08 MM N OF POLES: 2 180° SOLDER PIN LENGTH (L): 3.2 MM TINNED BOX | 0
32486 | 1150140000 | PCB PLUG-IN CONNECTOR MALE HEADER FLANGE THT SOLDER CONNECTION 5.08 MM N OF POLES: 7 90° SOLDER PIN LENGTH (L): 3.2 MM TINNED BOX | 0
32487 | 1148140000 | PCB PLUG-IN CONNECTOR MALE HEADER OPEN SIDE THT SOLDER CONNECTION 5.08 MM N OF POLES: 4 180° SOLDER PIN LENGTH (L): 3.2 MM TINNED BOX | 0
32488 | 1148630000 | PCB PLUG-IN CONNECTOR MALE HEADER CLOSED SIDE THT SOLDER CONNECTION 5.08 MM N OF POLES: 2 180° SOLDER PIN LENGTH (L): 3.2 MM TINNED BOX | 0
32489 | 1148650000 | PCB PLUG-IN CONNECTOR MALE HEADER FLANGE THT SOLDER CONNECTION 5.08 MM N OF POLES: 8 180° SOLDER PIN LENGTH (L): 3.2 MM TINNED BOX | 0
32490 | 1148700000 | PCB PLUG-IN CONNECTOR MALE HEADER CLOSED SIDE THT SOLDER CONNECTION 5.08 MM N OF POLES: 4 180° SOLDER PIN LENGTH (L): 3.2 MM TINNED BOX | 0
32491 | 1283220000 | PCB PLUG-IN CONNECTOR MALE HEADER CLOSED SIDE MIDDLE FLANGE THT SOLDER CONNECTION 10.16 MM N OF POLES: 4 90° SOLDER PIN LENGTH (L): 3.5 MM -PLATED BOX | 0
32492 | 2000960000 | PRINTED CIRCUIT BOARD TERMINALS 3.50 MM N OF POLES: 8 90° SOLDER PIN LENGTH (L): 3.5 MM ORANGE PUSH IN WITH ACTUATOR CLAMPING RANGE MAX. : 1.5 MM² BOX | 1
32493 | 2000950000 | PRINTED CIRCUIT BOARD TERMINALS 3.50 MM N OF POLES: 6 90° SOLDER PIN LENGTH (L): 3.5 MM ORANGE PUSH IN WITH ACTUATOR CLAMPING RANGE MAX. : 1.5 MM² BOX | 1
32494 | 2558620000 | PCB PLUG-IN CONNECTOR FEMALE PLUG 3.50 MM N OF POLES: 40 180° PUSH IN WITH ACTUATOR TENSION-CLAMP CONNECTION CLAMPING RANGE MAX. : 1.5 MM² BOX | 1
32495 | 2493230000 | PCB PLUG-IN CONNECTOR FEMALE PLUG 10.16 MM N OF POLES: 2 180° PUSH IN WITH ACTUATOR CLAMPING RANGE MAX. : 16 MM² BOX | 1
32496 | 1372870000 | PCB PLUG-IN CONNECTOR FEMALE PLUG 3.50 MM N OF POLES: 24 180° PUSH IN WITH ACTUATOR TENSION-CLAMP CONNECTION CLAMPING RANGE MAX. : 1.5 MM² BOX | 1
32497 | 1278140000 | PCB PLUG-IN CONNECTOR FEMALE PLUG 3.50 MM N OF POLES: 24 180° PUSH IN WITH ACTUATOR TENSION-CLAMP CONNECTION CLAMPING RANGE MAX. : 1.5 MM² BOX | 1
32498 | 2459900000 | PCB PLUG-IN CONNECTOR FEMALE PLUG 3.50 MM N OF POLES: 8 180° PUSH IN WITH ACTUATOR TENSION-CLAMP CONNECTION CLAMPING RANGE MAX. : 1.5 MM² BOX | 1
32499 | 1278030000 | PCB PLUG-IN CONNECTOR FEMALE PLUG 3.50 MM N OF POLES: 36 180° PUSH IN WITH ACTUATOR TENSION-CLAMP CONNECTION CLAMPING RANGE MAX. : 1.5 MM² BOX | 1
32500 | 1278110000 | PCB PLUG-IN CONNECTOR FEMALE PLUG 3.50 MM N OF POLES: 18 180° PUSH IN WITH ACTUATOR TENSION-CLAMP CONNECTION CLAMPING RANGE MAX. : 1.5 MM² BOX | 1
32501 | 1278410000 | PCB PLUG-IN CONNECTOR FEMALE PLUG 3.50 MM N OF POLES: 36 180° PUSH IN WITH ACTUATOR TENSION-CLAMP CONNECTION CLAMPING RANGE MAX. : 1.5 MM² BOX | 1
32502 | 1278350000 | PCB PLUG-IN CONNECTOR FEMALE PLUG 3.50 MM N OF POLES: 26 180° PUSH IN WITH ACTUATOR TENSION-CLAMP CONNECTION CLAMPING RANGE MAX. : 1.5 MM² BOX | 1
32503 | 1464360000 | PCB PLUG-IN CONNECTOR MALE HEADER CLOSED SIDE MIDDLE FLANGE THT SOLDER CONNECTION 7.62 MM N OF POLES: 4 270° SOLDER PIN LENGTH (L): 3.5 MM TINNED BOX | 0
32504 | 1277740000 | PCB PLUG-IN CONNECTOR FEMALE PLUG 3.50 MM N OF POLES: 16 180° PUSH IN WITH ACTUATOR TENSION-CLAMP CONNECTION CLAMPING RANGE MAX. : 1.5 MM² BOX | 1
32505 | 1277750000 | PCB PLUG-IN CONNECTOR FEMALE PLUG 3.50 MM N OF POLES: 18 180° PUSH IN WITH ACTUATOR TENSION-CLAMP CONNECTION CLAMPING RANGE MAX. : 1.5 MM² BOX | 1
32506 | 1277550000 | PCB PLUG-IN CONNECTOR FEMALE PLUG 3.50 MM N OF POLES: 20 180° PUSH IN WITH ACTUATOR TENSION-CLAMP CONNECTION CLAMPING RANGE MAX. : 1.5 MM² BOX | 1
32507 | 1277580000 | PCB PLUG-IN CONNECTOR FEMALE PLUG 3.50 MM N OF POLES: 26 180° PUSH IN WITH ACTUATOR TENSION-CLAMP CONNECTION CLAMPING RANGE MAX. : 1.5 MM² BOX | 1
32508 | 1277590000 | PCB PLUG-IN CONNECTOR FEMALE PLUG 3.50 MM N OF POLES: 28 180° PUSH IN WITH ACTUATOR TENSION-CLAMP CONNECTION CLAMPING RANGE MAX. : 1.5 MM² BOX | 1
32509 | 1277970000 | PCB PLUG-IN CONNECTOR FEMALE PLUG 3.50 MM N OF POLES: 24 180° PUSH IN WITH ACTUATOR TENSION-CLAMP CONNECTION CLAMPING RANGE MAX. : 1.5 MM² BOX | 1
32510 | 1278010000 | PCB PLUG-IN CONNECTOR FEMALE PLUG 3.50 MM N OF POLES: 32 180° PUSH IN WITH ACTUATOR TENSION-CLAMP CONNECTION CLAMPING RANGE MAX. : 1.5 MM² BOX | 1
32511 | 1278020000 | PCB PLUG-IN CONNECTOR FEMALE PLUG 3.50 MM N OF POLES: 34 180° PUSH IN WITH ACTUATOR TENSION-CLAMP CONNECTION CLAMPING RANGE MAX. : 1.5 MM² BOX | 1
32512 | 1277830000 | PCB PLUG-IN CONNECTOR FEMALE PLUG 3.50 MM N OF POLES: 32 180° PUSH IN WITH ACTUATOR TENSION-CLAMP CONNECTION CLAMPING RANGE MAX. : 1.5 MM² BOX | 1
32513 | 1277920000 | PCB PLUG-IN CONNECTOR FEMALE PLUG 3.50 MM N OF POLES: 16 180° PUSH IN WITH ACTUATOR TENSION-CLAMP CONNECTION CLAMPING RANGE MAX. : 1.5 MM² BOX | 1
32514 | 1277930000 | PCB PLUG-IN CONNECTOR FEMALE PLUG 3.50 MM N OF POLES: 18 180° PUSH IN WITH ACTUATOR TENSION-CLAMP CONNECTION CLAMPING RANGE MAX. : 1.5 MM² BOX | 1
32515 | 1277360000 | PCB PLUG-IN CONNECTOR FEMALE PLUG 3.50 MM N OF POLES: 20 180° PUSH IN WITH ACTUATOR TENSION-CLAMP CONNECTION CLAMPING RANGE MAX. : 1.5 MM² BOX | 1
32516 | 1090060000 | PCB PLUG-IN CONNECTOR MALE HEADER CLOSED SIDE MIDDLE SCREW FLANGE THT SOLDER CONNECTION 7.62 MM N OF POLES: 4 270° SOLDER PIN LENGTH (L): 3.5 MM TINNED BOX | 0
32517 | 1090280000 | PCB PLUG-IN CONNECTOR MALE HEADER CLOSED SIDE THT SOLDER CONNECTION 7.62 MM N OF POLES: 4 90° SOLDER PIN LENGTH (L): 3.5 MM TINNED BOX | 0
32518 | 1090370000 | PCB PLUG-IN CONNECTOR MALE HEADER CLOSED SIDE MIDDLE SCREW FLANGE THT SOLDER CONNECTION 7.62 MM N OF POLES: 4 90° SOLDER PIN LENGTH (L): 3.5 MM TINNED BOX | 0
32519 | 2459450000 | PCB PLUG-IN CONNECTOR FEMALE PLUG 3.50 MM N OF POLES: 8 180° PUSH IN WITH ACTUATOR TENSION-CLAMP CONNECTION CLAMPING RANGE MAX. : 1.5 MM² BOX | 1
32520 | 2459360000 | PCB PLUG-IN CONNECTOR FEMALE PLUG 3.50 MM N OF POLES: 10 180° PUSH IN WITH ACTUATOR TENSION-CLAMP CONNECTION CLAMPING RANGE MAX. : 1.5 MM² BOX | 1
32521 | 2459630000 | PCB PLUG-IN CONNECTOR FEMALE PLUG 3.50 MM N OF POLES: 8 180° PUSH IN WITH ACTUATOR TENSION-CLAMP CONNECTION CLAMPING RANGE MAX. : 1.5 MM² BOX | 1
32522 | 2459640000 | PCB PLUG-IN CONNECTOR FEMALE PLUG 3.50 MM N OF POLES: 9 180° PUSH IN WITH ACTUATOR TENSION-CLAMP CONNECTION CLAMPING RANGE MAX. : 1.5 MM² BOX | 1
32523 | 2459170000 | PCB PLUG-IN CONNECTOR FEMALE PLUG 3.50 MM N OF POLES: 14 180° PUSH IN WITH ACTUATOR TENSION-CLAMP CONNECTION CLAMPING RANGE MAX. : 1.5 MM² BOX | 1
32524 | 2459130000 | PCB PLUG-IN CONNECTOR FEMALE PLUG 3.50 MM N OF POLES: 10 180° PUSH IN WITH ACTUATOR TENSION-CLAMP CONNECTION CLAMPING RANGE MAX. : 1.5 MM² BOX | 1
32525 | 2459140000 | PCB PLUG-IN CONNECTOR FEMALE PLUG 3.50 MM N OF POLES: 11 180° PUSH IN WITH ACTUATOR TENSION-CLAMP CONNECTION CLAMPING RANGE MAX. : 1.5 MM² BOX | 1
32526 | 1375820000 | PCB PLUG-IN CONNECTOR FEMALE PLUG 3.50 MM N OF POLES: 26 180° PUSH IN WITH ACTUATOR TENSION-CLAMP CONNECTION CLAMPING RANGE MAX. : 1.5 MM² BOX | 1
32527 | 1375880000 | PCB PLUG-IN CONNECTOR FEMALE PLUG 3.50 MM N OF POLES: 36 180° PUSH IN WITH ACTUATOR TENSION-CLAMP CONNECTION CLAMPING RANGE MAX. : 1.5 MM² BOX | 1
32528 | 2431490000 | PCB PLUG-IN CONNECTOR MALE HEADER FLANGE THT SOLDER CONNECTION 7.62 MM N OF POLES: 6 270° SOLDER PIN LENGTH (L): 4.5 MM TINNED BOX | 0
32529 | 2459530000 | PCB PLUG-IN CONNECTOR FEMALE PLUG 3.50 MM N OF POLES: 16 180° PUSH IN WITH ACTUATOR TENSION-CLAMP CONNECTION CLAMPING RANGE MAX. : 1.5 MM² BOX | 1
32530 | 2459670000 | PCB PLUG-IN CONNECTOR FEMALE PLUG 3.50 MM N OF POLES: 12 180° PUSH IN WITH ACTUATOR TENSION-CLAMP CONNECTION CLAMPING RANGE MAX. : 1.5 MM² BOX | 1
32531 | 2474130000 | PCB PLUG-IN CONNECTOR MALE HEADER CLOSED SIDE MIDDLE SCREW FLANGE THT SOLDER CONNECTION 7.62 MM N OF POLES: 8 180° SOLDER PIN LENGTH (L): 3.5 MM | 0
32532 | 899750000 | KSWF (FLAT GASKET - VULCANISED FIBRE) SEALING RING M 20 VULCANIZED FIBRE | 353
32533 | 899770000 | KSWF (FLAT GASKET - VULCANISED FIBRE) SEALING RING M 25 VULCANIZED FIBRE | 353
32534 | 899780000 | KSWN (FLAT GASKET - NYLON) SEALING RING M 40 NYLON 6 | 364
32535 | 900660000 | KSWN (FLAT GASKET - NYLON) SEALING RING M 50 NYLON 6 | 364
32536 | 930640003 | SKMU MS ( LOCKNUT) LOCKNUT M 25 4 MM | 409
32537 | 930640006 | SKMU MS ( LOCKNUT) LOCKNUT M 50 5 MM | 409
32538 | 930640007 | SKMU MS ( LOCKNUT) LOCKNUT M 63 6.4 MM | 409
32539 | 930640008 | SKMU MS ( LOCKNUT) LOCKNUT M 75 7 MM | 1066
32540 | 930730002 | KSWN (FLAT GASKET - NYLON) SEALING RING M 20 NYLON 6 | 364
32541 | 1000880000 | PCB PLUG-IN CONNECTOR FEMALE PLUG 5.08 MM N OF POLES: 4 180° PUSH IN WITH ACTUATOR TENSION-CLAMP CONNECTION CLAMPING RANGE MAX. : 3.31 MM² BOX | 1
32542 | 1000900000 | PCB PLUG-IN CONNECTOR FEMALE PLUG 5.08 MM N OF POLES: 6 180° PUSH IN WITH ACTUATOR TENSION-CLAMP CONNECTION CLAMPING RANGE MAX. : 3.31 MM² BOX | 1
32543 | 1000930000 | PCB PLUG-IN CONNECTOR FEMALE PLUG 5.08 MM N OF POLES: 2 180° PUSH IN WITH ACTUATOR TENSION-CLAMP CONNECTION CLAMPING RANGE MAX. : 3.31 MM² BOX | 1
32544 | 1000960000 | PCB PLUG-IN CONNECTOR FEMALE PLUG 5.08 MM N OF POLES: 4 180° PUSH IN WITH ACTUATOR TENSION-CLAMP CONNECTION CLAMPING RANGE MAX. : 3.31 MM² BOX | 1
32545 | 1001010000 | PCB PLUG-IN CONNECTOR FEMALE PLUG 5.08 MM N OF POLES: 2 180° PUSH IN WITH ACTUATOR TENSION-CLAMP CONNECTION CLAMPING RANGE MAX. : 3.31 MM² BOX | 1
32546 | 1001030000 | PCB PLUG-IN CONNECTOR FEMALE PLUG 5.08 MM N OF POLES: 4 180° PUSH IN WITH ACTUATOR TENSION-CLAMP CONNECTION CLAMPING RANGE MAX. : 3.31 MM² BOX | 1
32547 | 1001100000 | PCB PLUG-IN CONNECTOR FEMALE PLUG 5.08 MM N OF POLES: 4 180° PUSH IN WITH ACTUATOR TENSION-CLAMP CONNECTION CLAMPING RANGE MAX. : 3.31 MM² BOX | 1
32548 | 1001170000 | PCB PLUG-IN CONNECTOR FEMALE PLUG 5.08 MM N OF POLES: 4 180° PUSH IN WITH ACTUATOR TENSION-CLAMP CONNECTION CLAMPING RANGE MAX. : 3.31 MM² BOX | 1
32549 | 1001220000 | PCB PLUG-IN CONNECTOR FEMALE PLUG 5.08 MM N OF POLES: 2 180° PUSH IN WITH ACTUATOR TENSION-CLAMP CONNECTION CLAMPING RANGE MAX. : 3.31 MM² BOX | 1
32550 | 1059420000 | PCB PLUG-IN CONNECTOR FEMALE PLUG 5.08 MM N OF POLES: 4 180° PUSH IN WITH ACTUATOR TENSION-CLAMP CONNECTION CLAMPING RANGE MAX. : 3.31 MM² BOX | 1
32551 | 1065130000 | PCB PLUG-IN CONNECTOR FEMALE PLUG 5.08 MM N OF POLES: 2 180° PUSH IN WITH ACTUATOR TENSION-CLAMP CONNECTION CLAMPING RANGE MAX. : 3.31 MM² BOX | 1
32552 | 1065150000 | PCB PLUG-IN CONNECTOR FEMALE PLUG 5.08 MM N OF POLES: 4 180° PUSH IN WITH ACTUATOR TENSION-CLAMP CONNECTION CLAMPING RANGE MAX. : 3.31 MM² BOX | 1
32553 | 1065230000 | PCB PLUG-IN CONNECTOR FEMALE PLUG 5.08 MM N OF POLES: 4 180° PUSH IN WITH ACTUATOR TENSION-CLAMP CONNECTION CLAMPING RANGE MAX. : 3.31 MM² BOX | 1
32554 | 1072640000 | CLIPCARD DEVICE MARKERS 15 X 60 MM HOLDER CC-H 15/60 GREY | 492
32555 | 1072650000 | CLIPCARD DEVICE MARKERS 15 X 60 MM GREY | 64
32556 | 1076630000 | KSWN (FLAT GASKET - NYLON) SEALING RING M 16 NYLON 6 | 364
32557 | 1076640000 | KSWN (FLAT GASKET - NYLON) SEALING RING M 25 NYLON 6 | 364
32558 | 1076650000 | KSWN (FLAT GASKET - NYLON) SEALING RING M 32 NYLON 6 | 364
32559 | 1076660000 | KSWN (FLAT GASKET - NYLON) SEALING RING M 63 NYLON 6 | 364
32560 | 1076670000 | KSWN (FLAT GASKET - NYLON) SEALING RING M 75 NYLON 6 | 364
32561 | 1076680000 | KSWF (FLAT GASKET - VULCANISED FIBRE) SEALING RING M 16 VULCANIZED FIBRE | 353
32562 | 1076690000 | KSWF (FLAT GASKET - VULCANISED FIBRE) SEALING RING M 32 VULCANIZED FIBRE | 353
32563 | 1076710000 | KSWF (FLAT GASKET - VULCANISED FIBRE) SEALING RING M 40 VULCANIZED FIBRE | 353
32564 | 1076730000 | KSWF (FLAT GASKET - VULCANISED FIBRE) SEALING RING M 63 VULCANIZED FIBRE | 353
32565 | 1076740000 | KSWF (FLAT GASKET - VULCANISED FIBRE) SEALING RING M 75 VULCANIZED FIBRE | 353
32566 | 1076890000 | SLIMFIX X CONDUCTOR AND CABLE MARKERS 7 - 40 MM 60 X 11 MM | 12
32567 | 1076970000 | CLIPCARD DEVICE MARKERS 15 X 49 MM HOLDER CC-H 15/49 | 493
32568 | 1079570000 | CLIPCARD DEVICE MARKERS 15 X 49 MM HOLDER CC-H 15/49 GREY | 493
32569 | 1079580000 | CLIPCARD DEVICE MARKERS 15 X 49 MM GREY | 64
32570 | 1082490000 | ESG DEVICE MARKERS X 11 MM PA 66 COLOUR: | 177
32571 | 1082540000 | ESG DEVICE MARKERS X 20 MM PA 66 COLOUR: | 177
32572 | 1097340000 | PCB PLUG-IN CONNECTOR MALE HEADER CLOSED SIDE THT/THR SOLDER CONNECTION 3.50 MM N OF POLES: 24 180° SOLDER PIN LENGTH (L): 1.5 MM TINNED TAPE | 0
32573 | 1106320000 | Z-SERIES PLUG-IN CONNECTOR DIRECT MOUNTING | 18
32574 | 1106330000 | Z-SERIES PLUG-IN CONNECTOR DIRECT MOUNTING | 18
32575 | 1111210000 | CLIPCARD DEVICE MARKERS 15 X 45 MM RAIL | 64
32576 | 1111230000 | CLIPCARD DEVICE MARKERS 15 X 45 MM RAIL | 64
32577 | 1111240000 | CLIPCARD DEVICE MARKERS 15 X 45 MM RAIL GREY | 64
32578 | 1111250000 | CLIPCARD DEVICE MARKERS 15 X 45 MM | 64
32579 | 1111260000 | CLIPCARD DEVICE MARKERS 15 X 45 MM | 64
32580 | 1111270000 | CLIPCARD DEVICE MARKERS 15 X 45 MM GREY | 64
32581 | 1115650000 | PCB PLUG-IN CONNECTOR MALE HEADER CLOSED SIDE THT/THR SOLDER CONNECTION 3.50 MM N OF POLES: 10 180° SOLDER PIN LENGTH (L): 3.2 MM TINNED TRAY | 0
32582 | 1131800000 | SWITCHMARK DEVICE MARKERS 27 X 27 MM | 44
32583 | 1131880000 | CLIPCARD DEVICE MARKERS 15 X 60 MM WITH HOLE | 190
32584 | 1131890000 | CLIPCARD DEVICE MARKERS 15 X 60 MM | 64
32585 | 1131960000 | CLIPCARD DEVICE MARKERS 15 X 60 MM HOLDER CC-H 15/60 | 492
32586 | 1131970000 | CLIPCARD DEVICE MARKERS 15 X 49 MM | 64
32587 | 1136810000 | ESG DEVICE MARKERS X 15 MM PA 66 COLOUR: PLUGGABLE | 109
32588 | 1137340000 | PCB PLUG-IN CONNECTOR FEMALE PLUG 5.08 MM N OF POLES: 8 180° CLAMPING YOKE CONNECTION CLAMPING RANGE MAX. : 4 MM² BOX | 1
32589 | 1137410000 | PCB PLUG-IN CONNECTOR FEMALE PLUG 5.08 MM N OF POLES: 6 225° CLAMPING YOKE CONNECTION CLAMPING RANGE MAX. : 4 MM² BOX | 1
32590 | 1139110000 | PCB PLUG-IN CONNECTOR FEMALE PLUG 5.08 MM N OF POLES: 6 180° CLAMPING YOKE CONNECTION CLAMPING RANGE MAX. : 4 MM² BOX | 1
32591 | 1139580000 | FEED-THROUGH TERMINAL PUSH IN 16 MM² 800 V 76 A DARK | 15
32592 | 1155890000 | PCB PLUG-IN CONNECTOR BUS-CONTACT BLOCK FOR CH20M12-67 SOLDER FLANGE THT/THR SOLDER CONNECTION N OF POLES: 5 180° SOLDER PIN LENGTH (L): 1.5 MM GOLD-PLATED | 0
32593 | 1155940000 | ELECTRONICS HOUSINGS ORANGE EXTRUDED PROFILE WIDTH: 127 MM | 277
32594 | 1192770000 | TM SOCKET X 28 MM POLYETHYLENE LD COLOUR: TRANSPARENT CONDUCTOR O.D.: 20 - 30 MM | 159
32595 | 1192780000 | TM SOCKET X 34 MM POLYETHYLENE LD COLOUR: TRANSPARENT CONDUCTOR O.D.: 30 - 35 MM | 159
32596 | 1208960000 | ESG DEVICE MARKERS X 17 MM PA 66 COLOUR: SELF-ADHESIVE | 325
32597 | 1248170000 | OMNIMATE HOUSING - SERIES CH20M LENGTH: 750 MM WIDTH: 25.1 MM | 202
32598 | 1248180000 | OMNIMATE HOUSING - SERIES CH20M LENGTH: 250 MM WIDTH: 25.1 MM | 202
32599 | 1248190000 | OMNIMATE HOUSING - SERIES CH20M LENGTH: 500 MM WIDTH: 25.1 MM | 202
32600 | 1248210000 | OMNIMATE HOUSING - SERIES CH20M LENGTH: 750 MM WIDTH: 25.1 MM | 202
32601 | 1248240000 | OMNIMATE HOUSING - SERIES CH20M LENGTH: 750 MM WIDTH: 21.8 MM | 202
32602 | 1248270000 | OMNIMATE HOUSING - SERIES CH20M LENGTH: 750 MM WIDTH: 39.5 MM | 202
32603 | 1248520000 | CLIPCARD DEVICE MARKERS 30 X 30 MM WITH HOLE | 190
32604 | 1248530000 | CLIPCARD DEVICE MARKERS 30 X 30 MM WITH HOLE | 190
32605 | 1248540000 | CLIPCARD DEVICE MARKERS 30 X 30 MM WITH HOLE GREY | 190
32606 | 1248550000 | SWITCHMARK DEVICE MARKERS 9.5 X 18 MM TO CUSTOMER SPECIFICATION | 117
32607 | 1248580000 | SWITCHMARK DEVICE MARKERS 9.5 X 18 MM | 44
32608 | 1248590000 | SWITCHMARK DEVICE MARKERS 9.5 X 18 MM SIEMENS 3 SB | 1144
32609 | 1248610000 | SWITCHMARK DEVICE MARKERS 9.5 X 18 MM GREY | 44
32610 | 1248620000 | SWITCHMARK DEVICE MARKERS 19 X 42 MM | 44
32611 | 1248630000 | SWITCHMARK DEVICE MARKERS 19 X 42 MM | 44
32612 | 1248640000 | SWITCHMARK DEVICE MARKERS 19 X 42 MM GREY | 44
32613 | 1249860000 | DEKAFIX TERMINAL MARKER 5 X 5 MM PITCH IN MM (P): 5.00 WEIDMUELLER | 13
32614 | 1266120000 | CLIPCARD DEVICE MARKERS 30 X 30 MM WITH HOLE | 190
32615 | 1266130000 | CLIPCARD DEVICE MARKERS 30 X 30 MM WITH HOLE | 190
32616 | 1266140000 | CLIPCARD DEVICE MARKERS 30 X 30 MM WITH HOLE GREY | 190
32617 | 1269070000 | ACCESSORIES ACCESSORIES HOLDER | 881
32618 | 1278730000 | ACCESSORIES CIRCUIT BREAKER 3 A | 124
32619 | 1278740000 | ACCESSORIES CIRCUIT BREAKER 4 A | 124
32620 | 1278750000 | ACCESSORIES CIRCUIT BREAKER 5 A | 124
32621 | 1278760000 | ACCESSORIES CIRCUIT BREAKER 6 A | 124
32622 | 1278770000 | ACCESSORIES CIRCUIT BREAKER 7.5 A | 124
32623 | 1278780000 | ACCESSORIES CIRCUIT BREAKER 8 A | 124
32624 | 1278790000 | ACCESSORIES CIRCUIT BREAKER 10 A | 124
32625 | 1278810000 | ACCESSORIES CIRCUIT BREAKER 15 A | 124
32626 | 1278820000 | ACCESSORIES CIRCUIT BREAKER 20 A | 124
32627 | 1278830000 | ACCESSORIES CIRCUIT BREAKER 25 A | 124
32628 | 1278840000 | ACCESSORIES CIRCUIT BREAKER 0.1 A | 124
32629 | 1278850000 | ACCESSORIES CIRCUIT BREAKER 0.2 A | 124
32630 | 1278860000 | ACCESSORIES CIRCUIT BREAKER 0.25 A | 124
32631 | 1278870000 | ACCESSORIES CIRCUIT BREAKER 0.3 A | 124
32632 | 1278880000 | ACCESSORIES CIRCUIT BREAKER 0.4 A | 124
32633 | 1278910000 | ACCESSORIES CIRCUIT BREAKER 0.5 A | 124
32634 | 1278920000 | ACCESSORIES CIRCUIT BREAKER 0.6 A | 124
32635 | 1278930000 | ACCESSORIES CIRCUIT BREAKER 0.7 A | 124
32636 | 1278940000 | ACCESSORIES CIRCUIT BREAKER 0.8 A | 124
32637 | 1278950000 | ACCESSORIES CIRCUIT BREAKER 1 A | 124
32638 | 1278960000 | ACCESSORIES CIRCUIT BREAKER 1.5 A | 124
32639 | 1278970000 | ACCESSORIES CIRCUIT BREAKER 2 A | 124
32640 | 1278980000 | ACCESSORIES CIRCUIT BREAKER 2.5 A | 124
32641 | 1278990000 | ACCESSORIES CIRCUIT BREAKER 3 A | 124
32642 | 1279010000 | ACCESSORIES CIRCUIT BREAKER 3.5 A | 124
32643 | 1279020000 | ACCESSORIES CIRCUIT BREAKER 4 A | 124
32644 | 1279030000 | ACCESSORIES CIRCUIT BREAKER 5 A | 124
32645 | 1279040000 | ACCESSORIES CIRCUIT BREAKER 6 A | 124
32646 | 1279050000 | ACCESSORIES CIRCUIT BREAKER 7 A | 124
32647 | 1279060000 | ACCESSORIES CIRCUIT BREAKER 8 A | 124
32648 | 1279070000 | ACCESSORIES CIRCUIT BREAKER 10 A | 124
32649 | 1303470000 | PHOTOVOLTAICS PLUG-IN CONNECTOR PUSH IN CONNECTION SOCKET CONNECTOR | 253
32650 | 1303510000 | PHOTOVOLTAICS PLUG-IN CONNECTOR PUSH IN CONNECTION PIN | 253
32651 | 1304060000 | CLIPCARD DEVICE MARKERS 15 X 60 MM WITH HOLE GREY | 190
32652 | 1311320000 | ACCESSORIES BUSBAR STEEL | 497
32653 | 1319050000 | BOLT-TYPE SCREW TERMINALS FEED-THROUGH TERMINAL RATED CROSS-SECTION: 35 MM² THREADED STUD CONNECTION | 7
32654 | 1319060000 | BOLT-TYPE SCREW TERMINALS FEED-THROUGH TERMINAL RATED CROSS-SECTION: 50 MM² THREADED STUD CONNECTION | 7
32655 | 1319070000 | BOLT-TYPE SCREW TERMINALS FEED-THROUGH TERMINAL RATED CROSS-SECTION: 120 MM² THREADED STUD CONNECTION | 7
32656 | 1323740000 | SWITCHMARK DEVICE MARKERS 60 X 60 MM Ø 60 - 22 MM SIEMENS 3 SB EATON MOELLER M22-PV TO CUSTOMER SPECIFICATION | 1110
32657 | 1324780000 | PCB PLUG-IN CONNECTOR MALE HEADER FLANGE THT SOLDER CONNECTION 5.08 MM N OF POLES: 10 90° SOLDER PIN LENGTH (L): 3.2 MM GREEN BOX | 0
32658 | 1327600000 | METALLICARD DEVICE MARKERS 54 X 85 MM | 65
32659 | 1327620000 | METALLICARD DEVICE MARKERS 54 X 85 MM | 65
32660 | 1327630000 | METALLICARD DEVICE MARKERS 26.8 X 18 MM | 65
32661 | 1327640000 | METALLICARD DEVICE MARKERS 26.8 X 18 MM | 65
32662 | 1327700000 | METALLICARD DEVICE MARKERS 15 X 60 MM | 65
32663 | 1327720000 | METALLICARD DEVICE MARKERS 15 X 60 MM | 65
32664 | 1327730000 | METALLICARD DEVICE MARKERS 15 X 45 MM | 65
32665 | 1327740000 | METALLICARD DEVICE MARKERS 15 X 45 MM | 65
32666 | 1327750000 | METALLICARD DEVICE MARKERS | 505
32667 | 1327770000 | METALLICARD DEVICE MARKERS | 505
32668 | 1327800000 | METALLICARD DEVICE MARKERS 54 X 85 MM | 65
32669 | 1327820000 | METALLICARD DEVICE MARKERS 54 X 85 MM | 65
32670 | 1327880000 | METALLICARD DEVICE MARKERS 15 X 60 MM | 65
32671 | 1327890000 | METALLICARD DEVICE MARKERS 15 X 60 MM | 65
32672 | 1327900000 | METALLICARD DEVICE MARKERS 15 X 45 MM | 65
32673 | 1327920000 | METALLICARD DEVICE MARKERS 15 X 45 MM | 65
32674 | 1330230000 | PRINTED CIRCUIT BOARD TERMINALS 5.00 MM N OF POLES: 7 180° SOLDER PIN LENGTH (L): 3.5 MM TINNED ORANGE PUSH IN WITH ACTUATOR CLAMPING RANGE MAX. : 2.5 MM² BOX | 1
32675 | 1330280000 | PRINTED CIRCUIT BOARD TERMINALS 5.00 MM N OF POLES: 11 180° SOLDER PIN LENGTH (L): 3.5 MM TINNED ORANGE PUSH IN WITH ACTUATOR CLAMPING RANGE MAX. : 2.5 MM² BOX | 1
32676 | 1330290000 | PRINTED CIRCUIT BOARD TERMINALS 5.00 MM N OF POLES: 12 180° SOLDER PIN LENGTH (L): 3.5 MM TINNED ORANGE PUSH IN WITH ACTUATOR CLAMPING RANGE MAX. : 2.5 MM² BOX | 1
32677 | 1330330000 | PRINTED CIRCUIT BOARD TERMINALS 5.00 MM N OF POLES: 16 180° SOLDER PIN LENGTH (L): 3.5 MM TINNED ORANGE PUSH IN WITH ACTUATOR CLAMPING RANGE MAX. : 2.5 MM² BOX | 1
32678 | 1330340000 | PRINTED CIRCUIT BOARD TERMINALS 5.00 MM N OF POLES: 17 180° SOLDER PIN LENGTH (L): 3.5 MM TINNED ORANGE PUSH IN WITH ACTUATOR CLAMPING RANGE MAX. : 2.5 MM² BOX | 1
32679 | 1330350000 | PRINTED CIRCUIT BOARD TERMINALS 5.00 MM N OF POLES: 18 180° SOLDER PIN LENGTH (L): 3.5 MM TINNED ORANGE PUSH IN WITH ACTUATOR CLAMPING RANGE MAX. : 2.5 MM² BOX | 1
32680 | 1330370000 | PRINTED CIRCUIT BOARD TERMINALS 5.00 MM N OF POLES: 19 180° SOLDER PIN LENGTH (L): 3.5 MM TINNED ORANGE PUSH IN WITH ACTUATOR CLAMPING RANGE MAX. : 2.5 MM² BOX | 1
32681 | 1330380000 | PRINTED CIRCUIT BOARD TERMINALS 5.00 MM N OF POLES: 20 180° SOLDER PIN LENGTH (L): 3.5 MM TINNED ORANGE PUSH IN WITH ACTUATOR CLAMPING RANGE MAX. : 2.5 MM² BOX | 1
32682 | 1330500000 | PRINTED CIRCUIT BOARD TERMINALS 5.00 MM N OF POLES: 7 180° SOLDER PIN LENGTH (L): 3.5 MM TINNED ORANGE PUSH IN WITHOUT ACTUATOR CLAMPING RANGE MAX. : 2.5 MM² BOX | 1
32683 | 1330540000 | PRINTED CIRCUIT BOARD TERMINALS 5.00 MM N OF POLES: 11 180° SOLDER PIN LENGTH (L): 3.5 MM TINNED ORANGE PUSH IN WITHOUT ACTUATOR CLAMPING RANGE MAX. : 2.5 MM² BOX | 1
32684 | 1330550000 | PRINTED CIRCUIT BOARD TERMINALS 5.00 MM N OF POLES: 12 180° SOLDER PIN LENGTH (L): 3.5 MM TINNED ORANGE PUSH IN WITHOUT ACTUATOR CLAMPING RANGE MAX. : 2.5 MM² BOX | 1
32685 | 1330610000 | PRINTED CIRCUIT BOARD TERMINALS 5.00 MM N OF POLES: 16 180° SOLDER PIN LENGTH (L): 3.5 MM TINNED ORANGE PUSH IN WITHOUT ACTUATOR CLAMPING RANGE MAX. : 2.5 MM² BOX | 1
32686 | 1330620000 | PRINTED CIRCUIT BOARD TERMINALS 5.00 MM N OF POLES: 17 180° SOLDER PIN LENGTH (L): 3.5 MM TINNED ORANGE PUSH IN WITHOUT ACTUATOR CLAMPING RANGE MAX. : 2.5 MM² BOX | 1
32687 | 1330630000 | PRINTED CIRCUIT BOARD TERMINALS 5.00 MM N OF POLES: 18 180° SOLDER PIN LENGTH (L): 3.5 MM TINNED ORANGE PUSH IN WITHOUT ACTUATOR CLAMPING RANGE MAX. : 2.5 MM² BOX | 1
32688 | 1330770000 | PRINTED CIRCUIT BOARD TERMINALS 5.08 MM N OF POLES: 7 90° SOLDER PIN LENGTH (L): 3.5 MM TINNED ORANGE PUSH IN WITH ACTUATOR CLAMPING RANGE MAX. : 2.5 MM² BOX | 1
32689 | 1330800000 | PRINTED CIRCUIT BOARD TERMINALS 5.08 MM N OF POLES: 10 90° SOLDER PIN LENGTH (L): 3.5 MM TINNED ORANGE PUSH IN WITH ACTUATOR CLAMPING RANGE MAX. : 2.5 MM² BOX | 1
32690 | 1330810000 | PRINTED CIRCUIT BOARD TERMINALS 5.08 MM N OF POLES: 11 90° SOLDER PIN LENGTH (L): 3.5 MM TINNED ORANGE PUSH IN WITH ACTUATOR CLAMPING RANGE MAX. : 2.5 MM² BOX | 1
32691 | 1330850000 | PRINTED CIRCUIT BOARD TERMINALS 5.08 MM N OF POLES: 15 90° SOLDER PIN LENGTH (L): 3.5 MM TINNED ORANGE PUSH IN WITH ACTUATOR CLAMPING RANGE MAX. : 2.5 MM² BOX | 1
32692 | 1330870000 | PRINTED CIRCUIT BOARD TERMINALS 5.08 MM N OF POLES: 16 90° SOLDER PIN LENGTH (L): 3.5 MM TINNED ORANGE PUSH IN WITH ACTUATOR CLAMPING RANGE MAX. : 2.5 MM² BOX | 1
32693 | 1330880000 | PRINTED CIRCUIT BOARD TERMINALS 5.08 MM N OF POLES: 17 90° SOLDER PIN LENGTH (L): 3.5 MM TINNED ORANGE PUSH IN WITH ACTUATOR CLAMPING RANGE MAX. : 2.5 MM² BOX | 1
32694 | 1330890000 | PRINTED CIRCUIT BOARD TERMINALS 5.08 MM N OF POLES: 18 90° SOLDER PIN LENGTH (L): 3.5 MM TINNED ORANGE PUSH IN WITH ACTUATOR CLAMPING RANGE MAX. : 2.5 MM² BOX | 1
32695 | 1330900000 | PRINTED CIRCUIT BOARD TERMINALS 5.08 MM N OF POLES: 19 90° SOLDER PIN LENGTH (L): 3.5 MM TINNED ORANGE PUSH IN WITH ACTUATOR CLAMPING RANGE MAX. : 2.5 MM² BOX | 1
32696 | 1330910000 | PRINTED CIRCUIT BOARD TERMINALS 5.08 MM N OF POLES: 20 90° SOLDER PIN LENGTH (L): 3.5 MM TINNED ORANGE PUSH IN WITH ACTUATOR CLAMPING RANGE MAX. : 2.5 MM² BOX | 1
32697 | 1331010000 | PRINTED CIRCUIT BOARD TERMINALS 5.08 MM N OF POLES: 7 90° SOLDER PIN LENGTH (L): 3.5 MM TINNED ORANGE PUSH IN WITHOUT ACTUATOR CLAMPING RANGE MAX. : 2.5 MM² BOX | 1
32698 | 1331040000 | PRINTED CIRCUIT BOARD TERMINALS 5.08 MM N OF POLES: 10 90° SOLDER PIN LENGTH (L): 3.5 MM TINNED ORANGE PUSH IN WITHOUT ACTUATOR CLAMPING RANGE MAX. : 2.5 MM² BOX | 1
32699 | 1331050000 | PRINTED CIRCUIT BOARD TERMINALS 5.08 MM N OF POLES: 11 90° SOLDER PIN LENGTH (L): 3.5 MM TINNED ORANGE PUSH IN WITHOUT ACTUATOR CLAMPING RANGE MAX. : 2.5 MM² BOX | 1
32700 | 1331110000 | PRINTED CIRCUIT BOARD TERMINALS 5.08 MM N OF POLES: 15 90° SOLDER PIN LENGTH (L): 3.5 MM TINNED ORANGE PUSH IN WITHOUT ACTUATOR CLAMPING RANGE MAX. : 2.5 MM² BOX | 1
32701 | 1331130000 | PRINTED CIRCUIT BOARD TERMINALS 5.08 MM N OF POLES: 16 90° SOLDER PIN LENGTH (L): 3.5 MM TINNED ORANGE PUSH IN WITHOUT ACTUATOR CLAMPING RANGE MAX. : 2.5 MM² BOX | 1
32702 | 1331150000 | PRINTED CIRCUIT BOARD TERMINALS 5.08 MM N OF POLES: 17 90° SOLDER PIN LENGTH (L): 3.5 MM TINNED ORANGE PUSH IN WITHOUT ACTUATOR CLAMPING RANGE MAX. : 2.5 MM² BOX | 1
32703 | 1331170000 | PRINTED CIRCUIT BOARD TERMINALS 5.08 MM N OF POLES: 18 90° SOLDER PIN LENGTH (L): 3.5 MM TINNED ORANGE PUSH IN WITHOUT ACTUATOR CLAMPING RANGE MAX. : 2.5 MM² BOX | 1
32704 | 1331180000 | PRINTED CIRCUIT BOARD TERMINALS 5.08 MM N OF POLES: 7 180° SOLDER PIN LENGTH (L): 3.5 MM TINNED ORANGE PUSH IN WITH ACTUATOR CLAMPING RANGE MAX. : 2.5 MM² BOX | 1
32705 | 1331240000 | PRINTED CIRCUIT BOARD TERMINALS 5.08 MM N OF POLES: 10 180° SOLDER PIN LENGTH (L): 3.5 MM TINNED ORANGE PUSH IN WITH ACTUATOR CLAMPING RANGE MAX. : 2.5 MM² BOX | 1
32706 | 1331260000 | PRINTED CIRCUIT BOARD TERMINALS 5.08 MM N OF POLES: 11 180° SOLDER PIN LENGTH (L): 3.5 MM TINNED ORANGE PUSH IN WITH ACTUATOR CLAMPING RANGE MAX. : 2.5 MM² BOX | 1
32707 | 1331320000 | PRINTED CIRCUIT BOARD TERMINALS 5.08 MM N OF POLES: 15 180° SOLDER PIN LENGTH (L): 3.5 MM TINNED ORANGE PUSH IN WITH ACTUATOR CLAMPING RANGE MAX. : 2.5 MM² BOX | 1
32708 | 1331330000 | PRINTED CIRCUIT BOARD TERMINALS 5.08 MM N OF POLES: 16 180° SOLDER PIN LENGTH (L): 3.5 MM TINNED ORANGE PUSH IN WITH ACTUATOR CLAMPING RANGE MAX. : 2.5 MM² BOX | 1
32709 | 1331340000 | PRINTED CIRCUIT BOARD TERMINALS 5.08 MM N OF POLES: 17 180° SOLDER PIN LENGTH (L): 3.5 MM TINNED ORANGE PUSH IN WITH ACTUATOR CLAMPING RANGE MAX. : 2.5 MM² BOX | 1
32710 | 1331350000 | PRINTED CIRCUIT BOARD TERMINALS 5.08 MM N OF POLES: 18 180° SOLDER PIN LENGTH (L): 3.5 MM TINNED ORANGE PUSH IN WITH ACTUATOR CLAMPING RANGE MAX. : 2.5 MM² BOX | 1
32711 | 1331370000 | PRINTED CIRCUIT BOARD TERMINALS 5.08 MM N OF POLES: 19 180° SOLDER PIN LENGTH (L): 3.5 MM TINNED ORANGE PUSH IN WITH ACTUATOR CLAMPING RANGE MAX. : 2.5 MM² BOX | 1
32712 | 1331380000 | PRINTED CIRCUIT BOARD TERMINALS 5.08 MM N OF POLES: 20 180° SOLDER PIN LENGTH (L): 3.5 MM TINNED ORANGE PUSH IN WITH ACTUATOR CLAMPING RANGE MAX. : 2.5 MM² BOX | 1
32713 | 1331490000 | PRINTED CIRCUIT BOARD TERMINALS 5.08 MM N OF POLES: 7 180° SOLDER PIN LENGTH (L): 3.5 MM TINNED ORANGE PUSH IN WITHOUT ACTUATOR CLAMPING RANGE MAX. : 2.5 MM² BOX | 1
32714 | 1331520000 | PRINTED CIRCUIT BOARD TERMINALS 5.08 MM N OF POLES: 10 180° SOLDER PIN LENGTH (L): 3.5 MM TINNED ORANGE PUSH IN WITHOUT ACTUATOR CLAMPING RANGE MAX. : 2.5 MM² BOX | 1
32715 | 1331530000 | PRINTED CIRCUIT BOARD TERMINALS 5.08 MM N OF POLES: 11 180° SOLDER PIN LENGTH (L): 3.5 MM TINNED ORANGE PUSH IN WITHOUT ACTUATOR CLAMPING RANGE MAX. : 2.5 MM² BOX | 1
32716 | 1331580000 | PRINTED CIRCUIT BOARD TERMINALS 5.08 MM N OF POLES: 15 180° SOLDER PIN LENGTH (L): 3.5 MM TINNED ORANGE PUSH IN WITHOUT ACTUATOR CLAMPING RANGE MAX. : 2.5 MM² BOX | 1
32717 | 1331590000 | PRINTED CIRCUIT BOARD TERMINALS 5.08 MM N OF POLES: 16 180° SOLDER PIN LENGTH (L): 3.5 MM TINNED ORANGE PUSH IN WITHOUT ACTUATOR CLAMPING RANGE MAX. : 2.5 MM² BOX | 1
32718 | 1331610000 | PRINTED CIRCUIT BOARD TERMINALS 5.08 MM N OF POLES: 17 180° SOLDER PIN LENGTH (L): 3.5 MM TINNED ORANGE PUSH IN WITHOUT ACTUATOR CLAMPING RANGE MAX. : 2.5 MM² BOX | 1
32719 | 1331620000 | PRINTED CIRCUIT BOARD TERMINALS 5.08 MM N OF POLES: 18 180° SOLDER PIN LENGTH (L): 3.5 MM TINNED ORANGE PUSH IN WITHOUT ACTUATOR CLAMPING RANGE MAX. : 2.5 MM² BOX | 1
32720 | 1331750000 | PRINTED CIRCUIT BOARD TERMINALS 5.00 MM N OF POLES: 7 90° SOLDER PIN LENGTH (L): 3.5 MM TINNED ORANGE PUSH IN WITH ACTUATOR CLAMPING RANGE MAX. : 2.5 MM² BOX | 1
32721 | 1331790000 | PRINTED CIRCUIT BOARD TERMINALS 5.00 MM N OF POLES: 10 90° SOLDER PIN LENGTH (L): 3.5 MM TINNED ORANGE PUSH IN WITH ACTUATOR CLAMPING RANGE MAX. : 2.5 MM² BOX | 1
32722 | 1331800000 | PRINTED CIRCUIT BOARD TERMINALS 5.00 MM N OF POLES: 11 90° SOLDER PIN LENGTH (L): 3.5 MM TINNED ORANGE PUSH IN WITH ACTUATOR CLAMPING RANGE MAX. : 2.5 MM² BOX | 1
32723 | 1331810000 | PRINTED CIRCUIT BOARD TERMINALS 5.00 MM N OF POLES: 12 90° SOLDER PIN LENGTH (L): 3.5 MM TINNED ORANGE PUSH IN WITH ACTUATOR CLAMPING RANGE MAX. : 2.5 MM² BOX | 1
32724 | 1331850000 | PRINTED CIRCUIT BOARD TERMINALS 5.00 MM N OF POLES: 16 90° SOLDER PIN LENGTH (L): 3.5 MM TINNED ORANGE PUSH IN WITH ACTUATOR CLAMPING RANGE MAX. : 2.5 MM² BOX | 1
32725 | 1331870000 | PRINTED CIRCUIT BOARD TERMINALS 5.00 MM N OF POLES: 17 90° SOLDER PIN LENGTH (L): 3.5 MM TINNED ORANGE PUSH IN WITH ACTUATOR CLAMPING RANGE MAX. : 2.5 MM² BOX | 1
32726 | 1331880000 | PRINTED CIRCUIT BOARD TERMINALS 5.00 MM N OF POLES: 18 90° SOLDER PIN LENGTH (L): 3.5 MM TINNED ORANGE PUSH IN WITH ACTUATOR CLAMPING RANGE MAX. : 2.5 MM² BOX | 1
32727 | 1331890000 | PRINTED CIRCUIT BOARD TERMINALS 5.00 MM N OF POLES: 19 90° SOLDER PIN LENGTH (L): 3.5 MM TINNED ORANGE PUSH IN WITH ACTUATOR CLAMPING RANGE MAX. : 2.5 MM² BOX | 1
32728 | 1331910000 | PRINTED CIRCUIT BOARD TERMINALS 5.00 MM N OF POLES: 20 90° SOLDER PIN LENGTH (L): 3.5 MM TINNED ORANGE PUSH IN WITH ACTUATOR CLAMPING RANGE MAX. : 2.5 MM² BOX | 1
32729 | 1332020000 | PRINTED CIRCUIT BOARD TERMINALS 5.00 MM N OF POLES: 7 90° SOLDER PIN LENGTH (L): 3.5 MM TINNED ORANGE PUSH IN WITHOUT ACTUATOR CLAMPING RANGE MAX. : 2.5 MM² BOX | 1
32730 | 1332050000 | PRINTED CIRCUIT BOARD TERMINALS 5.00 MM N OF POLES: 10 90° SOLDER PIN LENGTH (L): 3.5 MM TINNED ORANGE PUSH IN WITHOUT ACTUATOR CLAMPING RANGE MAX. : 2.5 MM² BOX | 1
32731 | 1332060000 | PRINTED CIRCUIT BOARD TERMINALS 5.00 MM N OF POLES: 11 90° SOLDER PIN LENGTH (L): 3.5 MM TINNED ORANGE PUSH IN WITHOUT ACTUATOR CLAMPING RANGE MAX. : 2.5 MM² BOX | 1
32732 | 1332070000 | PRINTED CIRCUIT BOARD TERMINALS 5.00 MM N OF POLES: 12 90° SOLDER PIN LENGTH (L): 3.5 MM TINNED ORANGE PUSH IN WITHOUT ACTUATOR CLAMPING RANGE MAX. : 2.5 MM² BOX | 1
32733 | 1332120000 | PRINTED CIRCUIT BOARD TERMINALS 5.00 MM N OF POLES: 16 90° SOLDER PIN LENGTH (L): 3.5 MM TINNED ORANGE PUSH IN WITHOUT ACTUATOR CLAMPING RANGE MAX. : 2.5 MM² BOX | 1
32734 | 1332130000 | PRINTED CIRCUIT BOARD TERMINALS 5.00 MM N OF POLES: 17 90° SOLDER PIN LENGTH (L): 3.5 MM TINNED ORANGE PUSH IN WITHOUT ACTUATOR CLAMPING RANGE MAX. : 2.5 MM² BOX | 1
32735 | 1332140000 | PRINTED CIRCUIT BOARD TERMINALS 5.00 MM N OF POLES: 18 90° SOLDER PIN LENGTH (L): 3.5 MM TINNED ORANGE PUSH IN WITHOUT ACTUATOR CLAMPING RANGE MAX. : 2.5 MM² BOX | 1
32736 | 1335370000 | PCB PLUG-IN CONNECTOR MALE PLUG 5.08 MM N OF POLES: 6 180° PUSH IN WITH ACTUATOR TENSION-CLAMP CONNECTION CLAMPING RANGE MAX. : 3.31 MM² BOX | 1
32737 | 1335440000 | PCB PLUG-IN CONNECTOR MALE PLUG 5.08 MM N OF POLES: 2 180° PUSH IN WITH ACTUATOR TENSION-CLAMP CONNECTION CLAMPING RANGE MAX. : 3.31 MM² BOX | 1
32738 | 1335460000 | PCB PLUG-IN CONNECTOR MALE PLUG 5.08 MM N OF POLES: 4 180° PUSH IN WITH ACTUATOR TENSION-CLAMP CONNECTION CLAMPING RANGE MAX. : 3.31 MM² BOX | 1
32739 | 1335510000 | PCB PLUG-IN CONNECTOR MALE PLUG 5.08 MM N OF POLES: 8 180° PUSH IN WITH ACTUATOR TENSION-CLAMP CONNECTION CLAMPING RANGE MAX. : 3.31 MM² BOX | 1
32740 | 1335630000 | PCB PLUG-IN CONNECTOR MALE PLUG 5.08 MM N OF POLES: 6 180° PUSH IN WITH ACTUATOR TENSION-CLAMP CONNECTION CLAMPING RANGE MAX. : 3.31 MM² BOX | 1
32741 | 1335640000 | PCB PLUG-IN CONNECTOR MALE PLUG 5.08 MM N OF POLES: 4 180° PUSH IN WITH ACTUATOR TENSION-CLAMP CONNECTION CLAMPING RANGE MAX. : 3.31 MM² BOX | 1
32742 | 1335670000 | PCB PLUG-IN CONNECTOR MALE PLUG 5.08 MM N OF POLES: 8 180° PUSH IN WITH ACTUATOR TENSION-CLAMP CONNECTION CLAMPING RANGE MAX. : 3.31 MM² BOX | 1
32743 | 1335680000 | PCB PLUG-IN CONNECTOR MALE PLUG 5.08 MM N OF POLES: 6 180° PUSH IN WITH ACTUATOR TENSION-CLAMP CONNECTION CLAMPING RANGE MAX. : 3.31 MM² BOX | 1
32744 | 1335700000 | PCB PLUG-IN CONNECTOR MALE PLUG 5.08 MM N OF POLES: 7 180° PUSH IN WITH ACTUATOR TENSION-CLAMP CONNECTION CLAMPING RANGE MAX. : 3.31 MM² BOX | 1
32745 | 1335770000 | PCB PLUG-IN CONNECTOR MALE PLUG 5.08 MM N OF POLES: 2 180° PUSH IN WITH ACTUATOR TENSION-CLAMP CONNECTION CLAMPING RANGE MAX. : 3.31 MM² BOX | 1
32746 | 1335810000 | PCB PLUG-IN CONNECTOR MALE PLUG 5.08 MM N OF POLES: 4 180° PUSH IN WITH ACTUATOR TENSION-CLAMP CONNECTION CLAMPING RANGE MAX. : 3.31 MM² BOX | 1
32747 | 1335900000 | PCB PLUG-IN CONNECTOR MALE PLUG 5.08 MM N OF POLES: 8 180° PUSH IN WITH ACTUATOR TENSION-CLAMP CONNECTION CLAMPING RANGE MAX. : 3.31 MM² BOX | 1
32748 | 1336070000 | PCB PLUG-IN CONNECTOR MALE PLUG 5.08 MM N OF POLES: 4 180° PUSH IN WITH ACTUATOR TENSION-CLAMP CONNECTION CLAMPING RANGE MAX. : 3.31 MM² BOX | 1
32749 | 1336090000 | PCB PLUG-IN CONNECTOR MALE PLUG 5.08 MM N OF POLES: 6 180° PUSH IN WITH ACTUATOR TENSION-CLAMP CONNECTION CLAMPING RANGE MAX. : 3.31 MM² BOX | 1
32750 | 1336100000 | PCB PLUG-IN CONNECTOR MALE PLUG 5.08 MM N OF POLES: 7 180° PUSH IN WITH ACTUATOR TENSION-CLAMP CONNECTION CLAMPING RANGE MAX. : 3.31 MM² BOX | 1
32751 | 1336190000 | PCB PLUG-IN CONNECTOR MALE PLUG 5.08 MM N OF POLES: 4 180° PUSH IN WITH ACTUATOR TENSION-CLAMP CONNECTION CLAMPING RANGE MAX. : 3.31 MM² BOX | 1
32752 | 1336210000 | PCB PLUG-IN CONNECTOR MALE PLUG 5.08 MM N OF POLES: 6 180° PUSH IN WITH ACTUATOR TENSION-CLAMP CONNECTION CLAMPING RANGE MAX. : 3.31 MM² BOX | 1
32753 | 1336220000 | PCB PLUG-IN CONNECTOR MALE PLUG 5.08 MM N OF POLES: 7 180° PUSH IN WITH ACTUATOR TENSION-CLAMP CONNECTION CLAMPING RANGE MAX. : 3.31 MM² BOX | 1
32754 | 1336420000 | PCB PLUG-IN CONNECTOR MALE PLUG 5.08 MM N OF POLES: 4 180° PUSH IN WITH ACTUATOR TENSION-CLAMP CONNECTION CLAMPING RANGE MAX. : 3.31 MM² BOX | 1
32755 | 1336440000 | PCB PLUG-IN CONNECTOR MALE PLUG 5.08 MM N OF POLES: 6 180° PUSH IN WITH ACTUATOR TENSION-CLAMP CONNECTION CLAMPING RANGE MAX. : 3.31 MM² BOX | 1
32756 | 1336450000 | PCB PLUG-IN CONNECTOR MALE PLUG 5.08 MM N OF POLES: 7 180° PUSH IN WITH ACTUATOR TENSION-CLAMP CONNECTION CLAMPING RANGE MAX. : 3.31 MM² BOX | 1
32757 | 1336710000 | SWITCHMARK DEVICE MARKERS 17 X 37.5 MM | 44
32758 | 1336720000 | SWITCHMARK DEVICE MARKERS 17 X 37.5 MM GREY | 44
32759 | 1357190000 | PCB PLUG-IN CONNECTOR FEMALE PLUG 5.08 MM N OF POLES: 8 225° CLAMPING YOKE CONNECTION CLAMPING RANGE MAX. : 4 MM² BOX | 1
32760 | 1362450000 | PCB PLUG-IN CONNECTOR FEMALE PLUG 5.08 MM N OF POLES: 6 90° CLAMPING YOKE CONNECTION CLAMPING RANGE MAX. : 4 MM² BOX | 1
32761 | 1368810000 | PCB PLUG-IN CONNECTOR FEMALE PLUG 5.08 MM N OF POLES: 2 180° PUSH IN WITH ACTUATOR TENSION-CLAMP CONNECTION CLAMPING RANGE MAX. : 3.31 MM² BOX | 1
32762 | 1368830000 | PCB PLUG-IN CONNECTOR FEMALE PLUG 5.08 MM N OF POLES: 4 180° PUSH IN WITH ACTUATOR TENSION-CLAMP CONNECTION CLAMPING RANGE MAX. : 3.31 MM² BOX | 1
32763 | 1368870000 | PCB PLUG-IN CONNECTOR FEMALE PLUG 5.08 MM N OF POLES: 8 180° PUSH IN WITH ACTUATOR TENSION-CLAMP CONNECTION CLAMPING RANGE MAX. : 3.31 MM² BOX | 1
32764 | 1378710000 | ESG DEVICE MARKERS X 15 MM PA 66 COLOUR: | 177
32765 | 1388530000 | DEKAFIX TERMINAL MARKER 5 X 5 MM PITCH IN MM (P): 5.00 WEIDMUELLER | 13
32766 | 1395680000 | CABLELINE CONDUCTOR AND CABLE MARKERS 10 - 317 MM 4 X 11.4 MM | 5
32767 | 1401930000 | PCB PLUG-IN CONNECTOR MALE HEADER FLANGE THT SOLDER CONNECTION 5.08 MM N OF POLES: 6 180° SOLDER PIN LENGTH (L): 3.2 MM TINNED PALE GREEN BOX | 0
32768 | 1411330000 | INSTALLATION MULTI-TIER TERMINAL PUSH IN 6 MM² 400 41 A DARK | 182
32769 | 1411800000 | ELS INSERT MARKERS 40 X 16 MM | 233
32770 | 1413810000 | MODULAR HOUSING OMNIMATE HOUSING - SERIES CH20M GRAPHITE GREY WIDTH: 67.5 MM | 26
32771 | 1415680000 | METALLICARD DEVICE MARKERS 70 X 48 MM | 65
32772 | 1415720000 | METALLICARD DEVICE MARKERS 70 X 48 MM | 65
32773 | 1415740000 | METALLICARD DEVICE MARKERS 70 X 48 MM | 65
32774 | 1415770000 | METALLICARD DEVICE MARKERS 70 X 48 MM | 65
32775 | 1427250000 | PCB PLUG-IN CONNECTOR MALE PLUG 7.62 MM N OF POLES: 4 180° PUSH IN WITHOUT ACTUATOR TENSION-CLAMP CONNECTION CLAMPING RANGE MAX. : 10 MM² BOX | 1
32776 | 1427260000 | PCB PLUG-IN CONNECTOR MALE PLUG 7.62 MM N OF POLES: 4 180° PUSH IN WITHOUT ACTUATOR TENSION-CLAMP CONNECTION CLAMPING RANGE MAX. : 10 MM² BOX | 1
32777 | 1427270000 | PCB PLUG-IN CONNECTOR MALE PLUG 7.62 MM N OF POLES: 4 180° PUSH IN WITHOUT ACTUATOR TENSION-CLAMP CONNECTION CLAMPING RANGE MAX. : 10 MM² BOX | 1
32778 | 1428170000 | SWITCHMARK DEVICE MARKERS 53.75 X 27 MM | 44
32779 | 1428180000 | SWITCHMARK DEVICE MARKERS 53.75 X 27 MM GREY | 44
32780 | 1429920000 | PCB PLUG-IN CONNECTOR MALE PLUG 7.62 MM N OF POLES: 2 180° PUSH IN WITHOUT ACTUATOR TENSION-CLAMP CONNECTION CLAMPING RANGE MAX. : 10 MM² BOX | 1
32781 | 1429950000 | PCB PLUG-IN CONNECTOR MALE PLUG 7.62 MM N OF POLES: 4 180° PUSH IN WITHOUT ACTUATOR TENSION-CLAMP CONNECTION CLAMPING RANGE MAX. : 10 MM² BOX | 1
32782 | 1429960000 | PCB PLUG-IN CONNECTOR MALE PLUG 7.62 MM N OF POLES: 4 180° PUSH IN WITHOUT ACTUATOR TENSION-CLAMP CONNECTION CLAMPING RANGE MAX. : 10 MM² BOX | 1
32783 | 1429970000 | PCB PLUG-IN CONNECTOR MALE PLUG 7.62 MM N OF POLES: 4 180° PUSH IN WITHOUT ACTUATOR TENSION-CLAMP CONNECTION CLAMPING RANGE MAX. : 10 MM² BOX | 1
32784 | 1430010000 | PCB PLUG-IN CONNECTOR MALE PLUG 7.62 MM N OF POLES: 4 180° PUSH IN WITHOUT ACTUATOR TENSION-CLAMP CONNECTION CLAMPING RANGE MAX. : 10 MM² BOX | 1
32785 | 1430060000 | PCB PLUG-IN CONNECTOR MALE PLUG 7.62 MM N OF POLES: 4 180° PUSH IN WITHOUT ACTUATOR TENSION-CLAMP CONNECTION CLAMPING RANGE MAX. : 10 MM² BOX | 1
32786 | 1430080000 | PCB PLUG-IN CONNECTOR MALE PLUG 7.62 MM N OF POLES: 4 180° PUSH IN WITHOUT ACTUATOR TENSION-CLAMP CONNECTION CLAMPING RANGE MAX. : 10 MM² BOX | 1
32787 | 1430090000 | PCB PLUG-IN CONNECTOR FEMALE PLUG 7.62 MM N OF POLES: 4 180° PUSH IN WITHOUT ACTUATOR TENSION-CLAMP CONNECTION CLAMPING RANGE MAX. : 10 MM² BOX | 1
32788 | 1430110000 | PCB PLUG-IN CONNECTOR FEMALE PLUG 7.62 MM N OF POLES: 4 180° PUSH IN WITHOUT ACTUATOR TENSION-CLAMP CONNECTION CLAMPING RANGE MAX. : 10 MM² BOX | 1
32789 | 1430120000 | PCB PLUG-IN CONNECTOR FEMALE PLUG 7.62 MM N OF POLES: 4 180° PUSH IN WITHOUT ACTUATOR TENSION-CLAMP CONNECTION CLAMPING RANGE MAX. : 10 MM² BOX | 1
32790 | 1432750000 | SLIMFIX X CONDUCTOR AND CABLE MARKERS 7 - 40 MM 60 X 11 MM | 12
32791 | 1434110000 | CLIPCARD DEVICE MARKERS 30 X 30 MM WITH HOLE | 190
32792 | 1455220000 | PCB PLUG-IN CONNECTOR RJ45 JACKS CAT. 5E SMD SOLDER CONNECTION 90° LATCH OPTION: TOP SHIELD TABS: NONE 30...80 Μ" NI / ? 30 Μ" AU LED: NO N OF POLES: 8 TAPE | 51
32793 | 1457550000 | DEKAFIX TERMINAL MARKER 5 X 5 MM PITCH IN MM (P): 5.00 WEIDMUELLER | 13
32794 | 1475920000 | PCB PLUG-IN CONNECTOR MALE HEADER SOLDER FLANGE THT/THR SOLDER CONNECTION 3.50 MM N OF POLES: 24 180° SOLDER PIN LENGTH (L): 1.5 MM TINNED TAPE | 0
32795 | 1475930000 | PCB PLUG-IN CONNECTOR MALE HEADER SOLDER FLANGE THT/THR SOLDER CONNECTION 3.50 MM N OF POLES: 22 180° SOLDER PIN LENGTH (L): 1.5 MM TINNED TAPE | 0
32796 | 1490750000 | ESG DEVICE MARKERS X 17 MM PA 66 COLOUR: ORANGE SELF-ADHESIVE | 325
32797 | 1505140000 | METALLICARD DEVICE MARKERS 10 X 30 MM | 65
32798 | 1507100000 | TM SOCKET X 14 MM PVC COLOUR: TRANSPARENT CONDUCTOR O.D.: 10 - 14 MM | 71
32799 | 2494550000 | HEAVY-DUTY CONNECTORS CRIMP CONTACT PIN CONDUCTOR CROSS-SECTION MAX.: 10 TURNED ALLOY | 48
32800 | 2494560000 | HEAVY-DUTY CONNECTORS CRIMP CONTACT FEMALE CONDUCTOR CROSS-SECTION MAX.: 10 TURNED ALLOY | 48
32801 | 2553940000 | PROTECTIVE CABLE HOSE TOOL | 503
32802 | 2553960000 | CABLE DUCT SEPARATOR 60 MM X | 451
32803 | 2554000000 | CABLE DUCT SCREW COVER | 864
32804 | 2554070000 | CABLE DUCT BINDER | 439
32805 | 2554090000 | CABLE DUCT T-FORM BINDER | 697
32806 | 2554100000 | CABLE DUCT T-FORM BINDER | 697
32807 | 2562150000 | PCB PLUG-IN CONNECTOR RJ45 JACKS TRANSFORMER 10/100 MBIT/S THT/THR SOLDER CONNECTION 180° SHIELD TABS: NONE 30...80 Μ" NI / ? 30 Μ" AU LED: YES GREEN/ GREEN/ N OF POLES: 8 TAPE | 51
32808 | 2562680000 | CABLE DUCT TAG RAIL 15 MM X | 984
32809 | 2562690000 | EXPANDING RIVET 32 MM X | 1309
32810 | 2562700000 | EXPANDING RIVET 27.5 MM X | 1311
32811 | 2562820000 | PCB PLUG-IN CONNECTOR RJ45 JACKS CAT. 5 THT SOLDER CONNECTION 90° LATCH OPTION: BOTTOM SHIELD TABS: 6 TABS 30...80 Μ" NI / ? 30 Μ" AU LED: YES GREEN N OF POLES: 12 TRAY (MANUAL ASSEMBLY) | 51
32812 | 2562850000 | CABLE DUCT TAG RAIL HOLDER 30 MM X | 1050
32813 | 2562900000 | PCB PLUG-IN CONNECTOR RJ45 JACKS CAT. 5 THT SOLDER CONNECTION 90° LATCH OPTION: BOTTOM SHIELD TABS: 6 TABS 30...80 Μ" NI / ? 30 Μ" AU LED: NO N OF POLES: 8 TRAY (MANUAL ASSEMBLY) | 51
32814 | 2562930000 | PCB PLUG-IN CONNECTOR RJ45 JACKS CAT. 5 THT/THR SOLDER CONNECTION 90° LATCH OPTION: BOTTOM SHIELD TABS: 6 TABS 30...80 Μ" NI / ? 30 Μ" AU LED: NO N OF POLES: 8 TAPE | 51
32815 | 2562960000 | PCB PLUG-IN CONNECTOR RJ45 JACKS CAT. 5 THT SOLDER CONNECTION 180° SHIELD TABS: NONE 30...80 Μ" NI / ? 30 Μ" AU LED: YES GREEN N OF POLES: 12 TRAY (MANUAL ASSEMBLY) | 51
32816 | 2584010000 | SEPARABLE LOCKNUT CABTITE (CABLE ENTRY SYSTEM) POLYAMIDE GLASS FIBRE-REINFORCED DEEP HEIGHT: 72 MM WIDTH: 72 MM DEPTH: 7 MM -40 °C?120 °C | 28
32817 | 2584050000 | SEPARABLE LOCKNUT CABTITE (CABLE ENTRY SYSTEM) POLYAMIDE GLASS FIBRE-REINFORCED DEEP HEIGHT: 48 MM WIDTH: 48 MM DEPTH: 7 MM -40 °C?120 °C | 28
32818 | 2584120000 | SEPARABLE CABLE GLAND CABTITE (CABLE ENTRY SYSTEM) POLYAMIDE GLASS FIBRE-REINFORCED DEEP HEIGHT: 24.7 MM M 63 -40 °C?120 °C IP66 | 28
32819 | 2584150000 | SEPARABLE CABLE GLAND CABTITE (CABLE ENTRY SYSTEM) POLYAMIDE GLASS FIBRE-REINFORCED DEEP HEIGHT: 24.7 MM M 40 -40 °C?120 °C IP66 | 28
32820 | 2584270000 | INLAY CABTITE (CABLE ENTRY SYSTEM) POLYAMIDE GLASS FIBRE-REINFORCED DEEP HEIGHT: 44 MM WIDTH: 67 MM DEPTH: 17.5 MM -40 °C?120 °C IP66 | 28
32821 | 2584300000 | INLAY CABTITE (CABLE ENTRY SYSTEM) POLYAMIDE GLASS FIBRE-REINFORCED DEEP HEIGHT: 25 MM WIDTH: 44 MM DEPTH: 17.5 MM -40 °C?120 °C IP66 | 28
32822 | 2584320000 | INLAY CABTITE (CABLE ENTRY SYSTEM) POLYAMIDE GLASS FIBRE-REINFORCED DEEP HEIGHT: 5 MM WIDTH: 44 MM DEPTH: 17.5 MM -40 °C?120 °C IP66 | 28
32823 | 2588460000 | CABLE DUCT 40 MM X 25 MM 8.00 MM X 12.00 MM 2000 MM | 73
32824 | 2588500000 | PROTECTIVE CABLE HOSE COIL | 210
32825 | 2588510000 | CABLE DUCT 60 MM X 25 MM 8.00 MM X 12.00 MM 2000 MM | 73
32826 | 2588520000 | PROTECTIVE CABLE HOSE COIL | 210
32827 | 2588550000 | PROTECTIVE CABLE HOSE COIL | 210
32828 | 2588570000 | PROTECTIVE CABLE HOSE COIL | 210
32829 | 2588580000 | CABLE DUCT 40 MM X 40 MM 8.00 MM X 12.00 MM 2000 MM | 73
32830 | 2588620000 | PROTECTIVE CABLE HOSE COIL | 210
32831 | 2588640000 | PROTECTIVE CABLE HOSE COIL | 210
32832 | 2588670000 | PROTECTIVE CABLE HOSE COIL | 210
32833 | 2588740000 | PROTECTIVE CABLE HOSE COIL | 210
32834 | 2588760000 | PROTECTIVE CABLE HOSE COIL | 210
32835 | 2588780000 | PROTECTIVE CABLE HOSE COIL | 210
32836 | 2588810000 | PROTECTIVE CABLE HOSE COIL | 210
32837 | 2588930000 | FABRIC OF PROTECTIVE CABLE HOSE | 442
32838 | 2588950000 | FABRIC OF PROTECTIVE CABLE HOSE | 442
32839 | 2588960000 | CABLE DUCT 60 MM X 150 MM 8.00 MM X 12.00 MM 2000 MM | 73
32840 | 2588970000 | CABLE DUCT 80 MM X 150 MM 8.00 MM X 12.00 MM 2000 MM | 73
32841 | 2588980000 | CABLE DUCT COVER 125 MM | 250
32842 | 2589000000 | CABLE DUCT COVER 100 MM | 577
32843 | 2589020000 | CABLE DUCT COVER 75 MM | 574
32844 | 2589050000 | CABLE DUCT COVER 50 MM | 250
32845 | 2589070000 | CABLE DUCT COVER 37.5 MM | 578
32846 | 2589090000 | CABLE DUCT COVER 25 MM | 250
32847 | 2589120000 | CABLE DUCT COVER 125 MM | 250
32848 | 2589130000 | CABLE DUCT 40 MM X 25 MM 4.00 MM X 6.00 MM 2000 MM | 73
32849 | 2589140000 | CABLE DUCT COVER 100 MM | 577
32850 | 2589150000 | CABLE DUCT 60 MM X 25 MM 4.00 MM X 6.00 MM 2000 MM | 73
32851 | 2589170000 | CABLE DUCT COVER 75 MM | 574
32852 | 2589200000 | CABLE DUCT COVER 50 MM | 250
32853 | 2589210000 | CABLE DUCT 40 MM X 40 MM 4.00 MM X 6.00 MM 2000 MM | 73
32854 | 2589220000 | CABLE DUCT COVER 37.5 MM | 578
32855 | 2589250000 | CABLE DUCT COVER 25 MM | 250
32856 | 2589270000 | HALOGEN-FREE CABLE DUCT 75 MM X 125 MM 5.00 MM X 7.50 MM 2000 MM | 97
32857 | 2589900000 | HALOGEN-FREE CABLE DUCT 75 MM X 125 MM 5.00 MM X 7.50 MM 2000 MM | 97
32858 | 2589940000 | CABLE DUCT COVER 200 MM | 885
32859 | 2589950000 | CABLE DUCT COVER 150 MM | 250
32860 | 2589970000 | CABLE DUCT COVER 125 MM | 250
32861 | 2589990000 | CABLE DUCT COVER 120 MM | 250
32862 | 2590000000 | CABLE DUCT COVER 100 MM | 577
32863 | 2590020000 | CABLE DUCT COVER 80 MM | 876
32864 | 2590030000 | CABLE DUCT COVER 75 MM | 574
32865 | 2590050000 | CABLE DUCT COVER 60 MM | 877
32866 | 2590070000 | CABLE DUCT COVER 50 MM | 250
32867 | 2590080000 | CABLE DUCT COVER 40 MM | 878
32868 | 2590100000 | CABLE DUCT COVER 37.5 MM | 578
32869 | 2590110000 | CABLE DUCT COVER 25 MM | 250
32870 | 2590130000 | CABLE DUCT COVER 15 MM | 250
32871 | 2590160000 | CABLE DUCT 75 MM X 125 MM 5.00 MM X 7.50 MM 2000 MM | 223
32872 | 2584290000 | INLAY CABTITE (CABLE ENTRY SYSTEM) POLYAMIDE GLASS FIBRE-REINFORCED DEEP HEIGHT: 44 MM WIDTH: 44 MM DEPTH: 17.5 MM -40 °C?120 °C IP66 | 28
32873 | 2580850000 | PCB PLUG-IN CONNECTOR MALE HEADER THT SOLDER CONNECTION 10.16 MM N OF POLES: 3 270° SOLDER PIN LENGTH (L): 3.5 MM BOX | 0
32874 | 2580830000 | PCB PLUG-IN CONNECTOR MALE HEADER THT SOLDER CONNECTION 10.16 MM N OF POLES: 3 270° SOLDER PIN LENGTH (L): 3.5 MM BOX | 0
32875 | 2580400000 | PCB PLUG-IN CONNECTOR MALE HEADER CLOSED SIDE MIDDLE FLANGE THT SOLDER CONNECTION 10.16 MM N OF POLES: 3 90° SOLDER PIN LENGTH (L): 3.5 MM BOX | 0
32876 | 2580390000 | PCB PLUG-IN CONNECTOR MALE HEADER CLOSED SIDE MIDDLE FLANGE THT SOLDER CONNECTION 10.16 MM N OF POLES: 3 90° SOLDER PIN LENGTH (L): 3.5 MM BOX | 0
32877 | 2580350000 | PCB PLUG-IN CONNECTOR MALE HEADER THT SOLDER CONNECTION 10.16 MM N OF POLES: 2 270° SOLDER PIN LENGTH (L): 3.5 MM BOX | 0
32878 | 2580340000 | PCB PLUG-IN CONNECTOR MALE HEADER CLOSED SIDE MIDDLE FLANGE THT SOLDER CONNECTION 10.16 MM N OF POLES: 2 90° SOLDER PIN LENGTH (L): 3.5 MM BOX | 0
32879 | 2560700000 | PCB PLUG-IN CONNECTOR MALE HEADER THT SOLDER CONNECTION 7.62 MM N OF POLES: 3 90° BOX | 0
32880 | 2431540000 | PCB PLUG-IN CONNECTOR MALE HEADER CLOSED SIDE THT SOLDER CONNECTION 7.62 MM N OF POLES: 6 270° SOLDER PIN LENGTH (L): 4.5 MM TINNED BOX | 0
32881 | 2431520000 | PCB PLUG-IN CONNECTOR MALE HEADER FLANGE THT SOLDER CONNECTION 7.62 MM N OF POLES: 12 270° SOLDER PIN LENGTH (L): 4.5 MM TINNED BOX | 0
32882 | 2431410000 | PCB PLUG-IN CONNECTOR MALE HEADER CLOSED SIDE THT SOLDER CONNECTION 7.62 MM N OF POLES: 4 270° SOLDER PIN LENGTH (L): 4.5 MM TINNED BOX | 0
32883 | 1547570000 | PCB PLUG-IN CONNECTOR MALE PLUG 7.62 MM N OF POLES: 4 180° PUSH IN WITH ACTUATOR CLAMPING RANGE MAX. : 6 MM² BOX | 1
32884 | 1543310000 | PCB PLUG-IN CONNECTOR MALE HEADER CLOSED SIDE THT SOLDER CONNECTION 7.62 MM N OF POLES: 6 270° SOLDER PIN LENGTH (L): 3.2 MM TINNED BOX | 0
32885 | 1543290000 | PCB PLUG-IN CONNECTOR MALE HEADER CLOSED SIDE THT SOLDER CONNECTION 7.62 MM N OF POLES: 4 270° SOLDER PIN LENGTH (L): 3.2 MM TINNED BOX | 0
32886 | 1523990000 | PCB PLUG-IN CONNECTOR MALE HEADER FLANGE THT SOLDER CONNECTION 7.62 MM N OF POLES: 12 270° SOLDER PIN LENGTH (L): 3.2 MM TINNED BOX | 0
32887 | 1430030000 | PCB PLUG-IN CONNECTOR MALE PLUG 7.62 MM N OF POLES: 4 180° PUSH IN WITHOUT ACTUATOR TENSION-CLAMP CONNECTION CLAMPING RANGE MAX. : 10 MM² BOX | 1
32888 | 1157330000 | PCB PLUG-IN CONNECTOR MALE HEADER CLOSED SIDE MIDDLE FLANGE THT SOLDER CONNECTION 10.16 MM N OF POLES: 3 270° SOLDER PIN LENGTH (L): 3.5 MM -PLATED BOX | 0
32889 | 1157040000 | PCB PLUG-IN CONNECTOR MALE HEADER CLOSED SIDE THT SOLDER CONNECTION 7.62 MM N OF POLES: 2 90° SOLDER PIN LENGTH (L): 3.5 MM TINNED BOX | 0
32890 | 1156920000 | PCB PLUG-IN CONNECTOR MALE HEADER CLOSED SIDE THT SOLDER CONNECTION 7.62 MM N OF POLES: 2 270° SOLDER PIN LENGTH (L): 3.5 MM TINNED BOX | 0
32891 | 1156680000 | PCB PLUG-IN CONNECTOR MALE HEADER CLOSED SIDE MIDDLE FLANGE THT SOLDER CONNECTION 10.16 MM N OF POLES: 3 90° SOLDER PIN LENGTH (L): 3.5 MM -PLATED BOX | 0
32892 | 1156670000 | PCB PLUG-IN CONNECTOR MALE HEADER CLOSED SIDE MIDDLE FLANGE THT SOLDER CONNECTION 10.16 MM N OF POLES: 3 90° SOLDER PIN LENGTH (L): 3.5 MM -PLATED BOX | 0
32893 | 1156570000 | PCB PLUG-IN CONNECTOR MALE HEADER CLOSED SIDE MIDDLE FLANGE THT SOLDER CONNECTION 7.62 MM N OF POLES: 3 90° SOLDER PIN LENGTH (L): 3.5 MM TINNED BOX | 0
32894 | 1156550000 | PCB PLUG-IN CONNECTOR MALE HEADER CLOSED SIDE MIDDLE FLANGE THT SOLDER CONNECTION 7.62 MM N OF POLES: 3 90° SOLDER PIN LENGTH (L): 3.5 MM TINNED BOX | 0
32895 | 1156510000 | PCB PLUG-IN CONNECTOR MALE HEADER CLOSED SIDE MIDDLE FLANGE THT SOLDER CONNECTION 7.62 MM N OF POLES: 3 270° SOLDER PIN LENGTH (L): 3.5 MM TINNED BOX | 0
32896 | 1156500000 | PCB PLUG-IN CONNECTOR MALE HEADER CLOSED SIDE MIDDLE FLANGE THT SOLDER CONNECTION 7.62 MM N OF POLES: 3 270° SOLDER PIN LENGTH (L): 3.5 MM TINNED BOX | 0
32897 | 1156270000 | PCB PLUG-IN CONNECTOR MALE HEADER CLOSED SIDE MIDDLE SCREW FLANGE THT SOLDER CONNECTION 7.62 MM N OF POLES: 3 90° SOLDER PIN LENGTH (L): 3.5 MM TINNED BOX | 0
32898 | 1156240000 | PCB PLUG-IN CONNECTOR MALE HEADER CLOSED SIDE MIDDLE FLANGE THT SOLDER CONNECTION 7.62 MM N OF POLES: 3 90° SOLDER PIN LENGTH (L): 3.5 MM TINNED BOX | 0
32899 | 1156200000 | PCB PLUG-IN CONNECTOR MALE HEADER CLOSED SIDE MIDDLE SCREW FLANGE THT SOLDER CONNECTION 7.62 MM N OF POLES: 3 270° SOLDER PIN LENGTH (L): 3.5 MM TINNED BOX | 0
32900 | 1156150000 | PCB PLUG-IN CONNECTOR MALE HEADER CLOSED SIDE MIDDLE FLANGE THT SOLDER CONNECTION 7.62 MM N OF POLES: 3 270° SOLDER PIN LENGTH (L): 3.5 MM TINNED BOX | 0
32901 | 1149950000 | PCB PLUG-IN CONNECTOR MALE HEADER SOLDER FLANGE THT SOLDER CONNECTION 5.08 MM N OF POLES: 24 180° SOLDER PIN LENGTH (L): 3.2 MM TINNED BOX | 0
32902 | 1124850000 | PCB PLUG-IN CONNECTOR MALE PLUG 7.62 MM N OF POLES: 6 180° PUSH IN WITHOUT ACTUATOR TENSION-CLAMP CONNECTION CLAMPING RANGE MAX. : 10 MM² BOX | 1
32903 | 1124840000 | PCB PLUG-IN CONNECTOR MALE PLUG 7.62 MM N OF POLES: 5 180° PUSH IN WITHOUT ACTUATOR TENSION-CLAMP CONNECTION CLAMPING RANGE MAX. : 10 MM² BOX | 1
32904 | 1124820000 | PCB PLUG-IN CONNECTOR MALE PLUG 7.62 MM N OF POLES: 3 180° PUSH IN WITHOUT ACTUATOR TENSION-CLAMP CONNECTION CLAMPING RANGE MAX. : 10 MM² BOX | 1
32905 | 1124790000 | PCB PLUG-IN CONNECTOR MALE PLUG 7.62 MM N OF POLES: 6 180° PUSH IN WITHOUT ACTUATOR TENSION-CLAMP CONNECTION CLAMPING RANGE MAX. : 10 MM² BOX | 1
32906 | 1124780000 | PCB PLUG-IN CONNECTOR MALE PLUG 7.62 MM N OF POLES: 5 180° PUSH IN WITHOUT ACTUATOR TENSION-CLAMP CONNECTION CLAMPING RANGE MAX. : 10 MM² BOX | 1
32907 | 1124760000 | PCB PLUG-IN CONNECTOR MALE PLUG 7.62 MM N OF POLES: 3 180° PUSH IN WITHOUT ACTUATOR TENSION-CLAMP CONNECTION CLAMPING RANGE MAX. : 10 MM² BOX | 1
32908 | 1091160000 | PCB PLUG-IN CONNECTOR MALE HEADER CLOSED SIDE THT SOLDER CONNECTION 7.62 MM N OF POLES: 4 270° SOLDER PIN LENGTH (L): 3.5 MM TINNED BOX | 0
32909 | 1090950000 | PCB PLUG-IN CONNECTOR MALE HEADER CLOSED SIDE THT SOLDER CONNECTION 7.62 MM N OF POLES: 3 270° SOLDER PIN LENGTH (L): 3.5 MM TINNED BOX | 0
32910 | 1090770000 | PCB PLUG-IN CONNECTOR MALE HEADER CLOSED SIDE THT SOLDER CONNECTION 7.62 MM N OF POLES: 2 270° SOLDER PIN LENGTH (L): 3.5 MM TINNED BOX | 0
32911 | 1090360000 | PCB PLUG-IN CONNECTOR MALE HEADER CLOSED SIDE THT SOLDER CONNECTION 7.62 MM N OF POLES: 4 90° SOLDER PIN LENGTH (L): 3.5 MM TINNED BOX | 0
32912 | 1090040000 | PCB PLUG-IN CONNECTOR MALE HEADER CLOSED SIDE THT SOLDER CONNECTION 7.62 MM N OF POLES: 3 90° SOLDER PIN LENGTH (L): 3.5 MM TINNED BOX | 0
32913 | 1089970000 | PCB PLUG-IN CONNECTOR MALE HEADER CLOSED SIDE MIDDLE SCREW FLANGE THT SOLDER CONNECTION 7.62 MM N OF POLES: 3 90° SOLDER PIN LENGTH (L): 3.5 MM TINNED BOX | 0
32914 | 1089840000 | PCB PLUG-IN CONNECTOR MALE HEADER CLOSED SIDE THT SOLDER CONNECTION 7.62 MM N OF POLES: 2 90° SOLDER PIN LENGTH (L): 3.5 MM TINNED BOX | 0
32915 | 1089730000 | PCB PLUG-IN CONNECTOR MALE HEADER CLOSED SIDE MIDDLE FLANGE THT SOLDER CONNECTION 7.62 MM N OF POLES: 3 90° SOLDER PIN LENGTH (L): 3.5 MM TINNED BOX | 0
32916 | 1089670000 | PCB PLUG-IN CONNECTOR MALE HEADER CLOSED SIDE MIDDLE SCREW FLANGE THT SOLDER CONNECTION 7.62 MM N OF POLES: 3 270° SOLDER PIN LENGTH (L): 3.5 MM TINNED BOX | 0
32917 | 1089510000 | PCB PLUG-IN CONNECTOR MALE HEADER CLOSED SIDE MIDDLE SCREW FLANGE THT SOLDER CONNECTION 7.62 MM N OF POLES: 2 90° SOLDER PIN LENGTH (L): 3.5 MM TINNED BOX | 0
32918 | 1089490000 | PCB PLUG-IN CONNECTOR MALE HEADER CLOSED SIDE MIDDLE FLANGE THT SOLDER CONNECTION 7.62 MM N OF POLES: 3 270° SOLDER PIN LENGTH (L): 3.5 MM TINNED BOX | 0
32919 | 1089370000 | PCB PLUG-IN CONNECTOR MALE HEADER CLOSED SIDE MIDDLE FLANGE THT SOLDER CONNECTION 7.62 MM N OF POLES: 2 90° SOLDER PIN LENGTH (L): 3.5 MM TINNED BOX | 0
32920 | 1089340000 | PCB PLUG-IN CONNECTOR MALE HEADER CLOSED SIDE MIDDLE SCREW FLANGE THT SOLDER CONNECTION 7.62 MM N OF POLES: 2 270° SOLDER PIN LENGTH (L): 3.5 MM TINNED BOX | 0
32921 | 1150570000 | PCB PLUG-IN CONNECTOR MALE HEADER SOLDER FLANGE THT SOLDER CONNECTION 5.08 MM N OF POLES: 22 90° SOLDER PIN LENGTH (L): 3.2 MM TINNED BOX | 0
32922 | 1150550000 | PCB PLUG-IN CONNECTOR MALE HEADER SOLDER FLANGE THT SOLDER CONNECTION 5.08 MM N OF POLES: 21 90° SOLDER PIN LENGTH (L): 3.2 MM TINNED BOX | 0
32923 | 1150540000 | PCB PLUG-IN CONNECTOR MALE HEADER SOLDER FLANGE THT SOLDER CONNECTION 5.08 MM N OF POLES: 20 90° SOLDER PIN LENGTH (L): 3.2 MM TINNED BOX | 0
32924 | 1150530000 | PCB PLUG-IN CONNECTOR MALE HEADER SOLDER FLANGE THT SOLDER CONNECTION 5.08 MM N OF POLES: 19 90° SOLDER PIN LENGTH (L): 3.2 MM TINNED BOX | 0
32925 | 1150390000 | PCB PLUG-IN CONNECTOR MALE HEADER SOLDER FLANGE THT SOLDER CONNECTION 5.08 MM N OF POLES: 6 90° SOLDER PIN LENGTH (L): 3.2 MM TINNED BOX | 0
32926 | 1150320000 | PCB PLUG-IN CONNECTOR MALE HEADER FLANGE THT SOLDER CONNECTION 5.08 MM N OF POLES: 23 90° SOLDER PIN LENGTH (L): 3.2 MM TINNED BOX | 0
32927 | 1150300000 | PCB PLUG-IN CONNECTOR MALE HEADER FLANGE THT SOLDER CONNECTION 5.08 MM N OF POLES: 21 90° SOLDER PIN LENGTH (L): 3.2 MM TINNED BOX | 0
32928 | 1150280000 | PCB PLUG-IN CONNECTOR MALE HEADER FLANGE THT SOLDER CONNECTION 5.08 MM N OF POLES: 19 90° SOLDER PIN LENGTH (L): 3.2 MM TINNED BOX | 0
32929 | 1149890000 | PCB PLUG-IN CONNECTOR MALE HEADER SOLDER FLANGE THT SOLDER CONNECTION 5.08 MM N OF POLES: 22 180° SOLDER PIN LENGTH (L): 3.2 MM TINNED BOX | 0
32930 | 1149790000 | PCB PLUG-IN CONNECTOR MALE HEADER SOLDER FLANGE THT SOLDER CONNECTION 5.08 MM N OF POLES: 19 180° SOLDER PIN LENGTH (L): 3.2 MM TINNED BOX | 0
32931 | 1149350000 | PCB PLUG-IN CONNECTOR MALE HEADER SOLDER FLANGE THT SOLDER CONNECTION 5.08 MM N OF POLES: 6 180° SOLDER PIN LENGTH (L): 3.2 MM TINNED BOX | 0
32932 | 1149150000 | PCB PLUG-IN CONNECTOR MALE HEADER FLANGE THT SOLDER CONNECTION 5.08 MM N OF POLES: 23 180° SOLDER PIN LENGTH (L): 3.2 MM TINNED BOX | 0
32933 | 1149090000 | PCB PLUG-IN CONNECTOR MALE HEADER FLANGE THT SOLDER CONNECTION 5.08 MM N OF POLES: 21 180° SOLDER PIN LENGTH (L): 3.2 MM TINNED BOX | 0
32934 | 1149050000 | PCB PLUG-IN CONNECTOR MALE HEADER FLANGE THT SOLDER CONNECTION 5.08 MM N OF POLES: 20 180° SOLDER PIN LENGTH (L): 3.2 MM TINNED BOX | 0
32935 | 1148540000 | PCB PLUG-IN CONNECTOR MALE HEADER FLANGE THT SOLDER CONNECTION 5.08 MM N OF POLES: 4 180° SOLDER PIN LENGTH (L): 3.2 MM TINNED BOX | 0
32936 | 1542980000 | PCB PLUG-IN CONNECTOR FEMALE PLUG 7.62 MM N OF POLES: 3 180° CLAMPING YOKE CONNECTION CLAMPING RANGE MAX. : 10 MM² BOX | 1
32937 | 1542970000 | PCB PLUG-IN CONNECTOR FEMALE PLUG 7.62 MM N OF POLES: 3 180° CLAMPING YOKE CONNECTION CLAMPING RANGE MAX. : 10 MM² BOX | 1
32938 | 1156730000 | PCB PLUG-IN CONNECTOR FEMALE PLUG 7.62 MM N OF POLES: 3 180° CLAMPING YOKE CONNECTION CLAMPING RANGE MAX. : 10 MM² BOX | 1
32939 | 1156720000 | PCB PLUG-IN CONNECTOR FEMALE PLUG 7.62 MM N OF POLES: 3 180° CLAMPING YOKE CONNECTION CLAMPING RANGE MAX. : 10 MM² BOX | 1
32940 | 2623230000 | PCB PLUG-IN CONNECTOR FEMALE PLUG 7.62 MM N OF POLES: 3 180° PUSH IN WITH ACTUATOR CLAMPING RANGE MAX. : 6 MM² BOX | 1
32941 | 2549390000 | PCB PLUG-IN CONNECTOR FEMALE PLUG 7.62 MM N OF POLES: 5 180° PUSH IN WITH ACTUATOR CLAMPING RANGE MAX. : 6 MM² BOX | 1
32942 | 2549380000 | PCB PLUG-IN CONNECTOR FEMALE PLUG 7.62 MM N OF POLES: 5 180° PUSH IN WITH ACTUATOR CLAMPING RANGE MAX. : 6 MM² BOX | 1
32943 | 2549370000 | PCB PLUG-IN CONNECTOR FEMALE PLUG 7.62 MM N OF POLES: 3 180° PUSH IN WITH ACTUATOR CLAMPING RANGE MAX. : 6 MM² BOX | 1
32944 | 2549360000 | PCB PLUG-IN CONNECTOR FEMALE PLUG 7.62 MM N OF POLES: 3 180° PUSH IN WITH ACTUATOR CLAMPING RANGE MAX. : 6 MM² BOX | 1
32945 | 2548890000 | PCB PLUG-IN CONNECTOR FEMALE PLUG 7.62 MM N OF POLES: 5 180° PUSH IN WITH ACTUATOR CLAMPING RANGE MAX. : 6 MM² BOX | 1
32946 | 1547530000 | PCB PLUG-IN CONNECTOR FEMALE PLUG 7.62 MM N OF POLES: 4 180° PUSH IN WITH ACTUATOR CLAMPING RANGE MAX. : 6 MM² BOX | 1
32947 | 1547520000 | PCB PLUG-IN CONNECTOR FEMALE PLUG 7.62 MM N OF POLES: 4 180° PUSH IN WITH ACTUATOR CLAMPING RANGE MAX. : 6 MM² BOX | 1
32948 | 1190570000 | PCB PLUG-IN CONNECTOR FEMALE PLUG 7.62 MM N OF POLES: 7 180° PUSH IN WITHOUT ACTUATOR TENSION-CLAMP CONNECTION CLAMPING RANGE MAX. : 10 MM² BOX | 1
32949 | 1157440000 | PCB PLUG-IN CONNECTOR FEMALE PLUG 7.62 MM N OF POLES: 3 180° PUSH IN WITH ACTUATOR PUSH IN WITHOUT ACTUATOR CLAMPING RANGE MAX. : 10 MM² BOX | 1
32950 | 1157300000 | PCB PLUG-IN CONNECTOR FEMALE PLUG 7.62 MM N OF POLES: 5 180° PUSH IN WITH ACTUATOR PUSH IN WITHOUT ACTUATOR CLAMPING RANGE MAX. : 10 MM² BOX | 1
32951 | 1157290000 | PCB PLUG-IN CONNECTOR FEMALE PLUG 7.62 MM N OF POLES: 5 180° PUSH IN WITH ACTUATOR PUSH IN WITHOUT ACTUATOR CLAMPING RANGE MAX. : 10 MM² BOX | 1
32952 | 1157280000 | PCB PLUG-IN CONNECTOR FEMALE PLUG 7.62 MM N OF POLES: 5 180° PUSH IN WITH ACTUATOR PUSH IN WITHOUT ACTUATOR CLAMPING RANGE MAX. : 10 MM² BOX | 1
32953 | 1157270000 | PCB PLUG-IN CONNECTOR FEMALE PLUG 7.62 MM N OF POLES: 5 180° PUSH IN WITH ACTUATOR PUSH IN WITHOUT ACTUATOR CLAMPING RANGE MAX. : 10 MM² BOX | 1
32954 | 1157250000 | PCB PLUG-IN CONNECTOR FEMALE PLUG 7.62 MM N OF POLES: 5 180° PUSH IN WITH ACTUATOR PUSH IN WITHOUT ACTUATOR CLAMPING RANGE MAX. : 10 MM² BOX | 1
32955 | 1157240000 | PCB PLUG-IN CONNECTOR FEMALE PLUG 7.62 MM N OF POLES: 5 180° PUSH IN WITH ACTUATOR PUSH IN WITHOUT ACTUATOR CLAMPING RANGE MAX. : 10 MM² BOX | 1
32956 | 1157230000 | PCB PLUG-IN CONNECTOR FEMALE PLUG 7.62 MM N OF POLES: 5 180° PUSH IN WITH ACTUATOR PUSH IN WITHOUT ACTUATOR CLAMPING RANGE MAX. : 10 MM² BOX | 1
32957 | 1157220000 | PCB PLUG-IN CONNECTOR FEMALE PLUG 7.62 MM N OF POLES: 5 180° PUSH IN WITH ACTUATOR PUSH IN WITHOUT ACTUATOR CLAMPING RANGE MAX. : 10 MM² BOX | 1
32958 | 1157210000 | PCB PLUG-IN CONNECTOR FEMALE PLUG 7.62 MM N OF POLES: 4 180° PUSH IN WITH ACTUATOR PUSH IN WITHOUT ACTUATOR CLAMPING RANGE MAX. : 10 MM² BOX | 1
32959 | 1157200000 | PCB PLUG-IN CONNECTOR FEMALE PLUG 7.62 MM N OF POLES: 4 180° PUSH IN WITH ACTUATOR PUSH IN WITHOUT ACTUATOR CLAMPING RANGE MAX. : 10 MM² BOX | 1
32960 | 1157110000 | PCB PLUG-IN CONNECTOR FEMALE PLUG 7.62 MM N OF POLES: 3 180° PUSH IN WITH ACTUATOR PUSH IN WITHOUT ACTUATOR CLAMPING RANGE MAX. : 10 MM² BOX | 1
32961 | 1157100000 | PCB PLUG-IN CONNECTOR FEMALE PLUG 7.62 MM N OF POLES: 2 180° PUSH IN WITH ACTUATOR PUSH IN WITHOUT ACTUATOR CLAMPING RANGE MAX. : 10 MM² BOX | 1
32962 | 1157090000 | PCB PLUG-IN CONNECTOR FEMALE PLUG 7.62 MM N OF POLES: 2 180° PUSH IN WITH ACTUATOR PUSH IN WITHOUT ACTUATOR CLAMPING RANGE MAX. : 10 MM² BOX | 1
32963 | 1156480000 | PCB PLUG-IN CONNECTOR FEMALE PLUG 7.62 MM N OF POLES: 5 180° PUSH IN WITH ACTUATOR PUSH IN WITHOUT ACTUATOR CLAMPING RANGE MAX. : 10 MM² BOX | 1
32964 | 1156450000 | PCB PLUG-IN CONNECTOR FEMALE PLUG 7.62 MM N OF POLES: 3 180° PUSH IN WITH ACTUATOR PUSH IN WITHOUT ACTUATOR CLAMPING RANGE MAX. : 10 MM² BOX | 1
32965 | 1134110000 | PCB PLUG-IN CONNECTOR FEMALE HEADER SOLDER FLANGE THT SOLDER CONNECTION 7.62 MM N OF POLES: 4 180° SOLDER PIN LENGTH (L): 3.2 MM TINNED BOX | 0
32966 | 1122130000 | PCB PLUG-IN CONNECTOR FEMALE HEADER FLANGE THT SOLDER CONNECTION 7.62 MM N OF POLES: 4 180° SOLDER PIN LENGTH (L): 3.2 MM TINNED BOX | 0
32967 | 1122090000 | PCB PLUG-IN CONNECTOR FEMALE HEADER CLOSED SIDE THT SOLDER CONNECTION 7.62 MM N OF POLES: 4 180° SOLDER PIN LENGTH (L): 3.2 MM TINNED BOX | 0
32968 | 1118490000 | PCB PLUG-IN CONNECTOR ACCESSORIES | 572
32969 | 1118480000 | PCB PLUG-IN CONNECTOR ACCESSORIES | 572
32970 | 1118470000 | PCB PLUG-IN CONNECTOR ACCESSORIES | 572
32971 | 1095660000 | PCB PLUG-IN CONNECTOR FEMALE HEADER SOLDER FLANGE THT SOLDER CONNECTION 7.62 MM N OF POLES: 4 90° SOLDER PIN LENGTH (L): 3.2 MM TINNED BOX | 0
32972 | 1082140000 | PCB PLUG-IN CONNECTOR FEMALE PLUG 7.62 MM N OF POLES: 5 180° PUSH IN WITH ACTUATOR PUSH IN WITHOUT ACTUATOR CLAMPING RANGE MAX. : 10 MM² BOX | 1
32973 | 1082110000 | PCB PLUG-IN CONNECTOR FEMALE PLUG 7.62 MM N OF POLES: 3 180° PUSH IN WITH ACTUATOR PUSH IN WITHOUT ACTUATOR CLAMPING RANGE MAX. : 10 MM² BOX | 1
32974 | 1081760000 | PCB PLUG-IN CONNECTOR FEMALE PLUG 7.62 MM N OF POLES: 5 180° PUSH IN WITH ACTUATOR PUSH IN WITHOUT ACTUATOR CLAMPING RANGE MAX. : 10 MM² BOX | 1
32975 | 1081630000 | PCB PLUG-IN CONNECTOR FEMALE PLUG 7.62 MM N OF POLES: 3 180° PUSH IN WITH ACTUATOR PUSH IN WITHOUT ACTUATOR CLAMPING RANGE MAX. : 10 MM² BOX | 1
32976 | 1080940000 | PCB PLUG-IN CONNECTOR FEMALE PLUG 7.62 MM N OF POLES: 5 180° PUSH IN WITH ACTUATOR PUSH IN WITHOUT ACTUATOR CLAMPING RANGE MAX. : 10 MM² BOX | 1
32977 | 1080720000 | PCB PLUG-IN CONNECTOR FEMALE PLUG 7.62 MM N OF POLES: 5 180° PUSH IN WITH ACTUATOR PUSH IN WITHOUT ACTUATOR CLAMPING RANGE MAX. : 10 MM² BOX | 1
32978 | 1080510000 | PCB PLUG-IN CONNECTOR FEMALE PLUG 7.62 MM N OF POLES: 4 180° PUSH IN WITH ACTUATOR PUSH IN WITHOUT ACTUATOR CLAMPING RANGE MAX. : 10 MM² BOX | 1
32979 | 2538090000 | PCB PLUG-IN CONNECTOR FEMALE PLUG 3.50 MM N OF POLES: 10 180° PUSH IN WITH ACTUATOR TENSION-CLAMP CONNECTION CLAMPING RANGE MAX. : 1.5 MM² BOX | 1
32980 | 2459920000 | PCB PLUG-IN CONNECTOR FEMALE PLUG 3.50 MM N OF POLES: 10 180° PUSH IN WITH ACTUATOR TENSION-CLAMP CONNECTION CLAMPING RANGE MAX. : 1.5 MM² BOX | 1
32981 | 2459760000 | PCB PLUG-IN CONNECTOR FEMALE PLUG 3.50 MM N OF POLES: 10 180° PUSH IN WITH ACTUATOR TENSION-CLAMP CONNECTION CLAMPING RANGE MAX. : 1.5 MM² BOX | 1
32982 | 2459380000 | PCB PLUG-IN CONNECTOR FEMALE PLUG 3.50 MM N OF POLES: 12 180° PUSH IN WITH ACTUATOR TENSION-CLAMP CONNECTION CLAMPING RANGE MAX. : 1.5 MM² BOX | 1
32983 | 1989220000 | PCB PLUG-IN CONNECTOR FEMALE PLUG 5.00 MM N OF POLES: 2 180° PUSH IN WITH ACTUATOR TENSION-CLAMP CONNECTION BOX | 1
32984 | 1988380000 | PCB PLUG-IN CONNECTOR FEMALE PLUG 5.00 MM N OF POLES: 2 180° PUSH IN WITH ACTUATOR TENSION-CLAMP CONNECTION BOX | 1
32985 | 1497740000 | PCB PLUG-IN CONNECTOR FEMALE PLUG 5.00 MM N OF POLES: 2 180° PUSH IN WITH ACTUATOR TENSION-CLAMP CONNECTION BOX | 1
32986 | 1421750000 | PCB PLUG-IN CONNECTOR BHZ 5.00/04/90LH SN BK/GGY BX | 733
32987 | 1069380000 | PCB PLUG-IN CONNECTOR RELEASE LEVER BHZ 5.00/04/90LH SN BK/BL BX | 290
32988 | 1069360000 | PCB PLUG-IN CONNECTOR RELEASE LEVER BHZ 5.00/02/90LH SN BK/BL BX | 290
32989 | 2054600000 | PCB PLUG-IN CONNECTOR FEMALE PLUG 3.50 MM N OF POLES: 20 180° PUSH IN WITH ACTUATOR TENSION-CLAMP CONNECTION CLAMPING RANGE MAX. : 1.5 MM² BOX | 1
32990 | 1375990000 | PCB PLUG-IN CONNECTOR FEMALE PLUG 3.50 MM N OF POLES: 22 180° PUSH IN WITH ACTUATOR TENSION-CLAMP CONNECTION CLAMPING RANGE MAX. : 1.5 MM² BOX | 1
32991 | 1375980000 | PCB PLUG-IN CONNECTOR FEMALE PLUG 3.50 MM N OF POLES: 20 180° PUSH IN WITH ACTUATOR TENSION-CLAMP CONNECTION CLAMPING RANGE MAX. : 1.5 MM² BOX | 1
32992 | 1375940000 | PCB PLUG-IN CONNECTOR FEMALE PLUG 3.50 MM N OF POLES: 14 180° PUSH IN WITH ACTUATOR TENSION-CLAMP CONNECTION CLAMPING RANGE MAX. : 1.5 MM² BOX | 1
32993 | 1375920000 | PCB PLUG-IN CONNECTOR FEMALE PLUG 3.50 MM N OF POLES: 10 180° PUSH IN WITH ACTUATOR TENSION-CLAMP CONNECTION CLAMPING RANGE MAX. : 1.5 MM² BOX | 1
32994 | 1375810000 | PCB PLUG-IN CONNECTOR FEMALE PLUG 3.50 MM N OF POLES: 22 180° PUSH IN WITH ACTUATOR TENSION-CLAMP CONNECTION CLAMPING RANGE MAX. : 1.5 MM² BOX | 1
32995 | 1375800000 | PCB PLUG-IN CONNECTOR FEMALE PLUG 3.50 MM N OF POLES: 20 180° PUSH IN WITH ACTUATOR TENSION-CLAMP CONNECTION CLAMPING RANGE MAX. : 1.5 MM² BOX | 1
32996 | 1375740000 | PCB PLUG-IN CONNECTOR FEMALE PLUG 3.50 MM N OF POLES: 10 180° PUSH IN WITH ACTUATOR TENSION-CLAMP CONNECTION CLAMPING RANGE MAX. : 1.5 MM² BOX | 1
32997 | 1278320000 | PCB PLUG-IN CONNECTOR FEMALE PLUG 3.50 MM N OF POLES: 22 180° PUSH IN WITH ACTUATOR TENSION-CLAMP CONNECTION CLAMPING RANGE MAX. : 1.5 MM² BOX | 1
32998 | 1278280000 | PCB PLUG-IN CONNECTOR FEMALE PLUG 3.50 MM N OF POLES: 14 180° PUSH IN WITH ACTUATOR TENSION-CLAMP CONNECTION CLAMPING RANGE MAX. : 1.5 MM² BOX | 1
32999 | 1278130000 | PCB PLUG-IN CONNECTOR FEMALE PLUG 3.50 MM N OF POLES: 22 180° PUSH IN WITH ACTUATOR TENSION-CLAMP CONNECTION CLAMPING RANGE MAX. : 1.5 MM² BOX | 1
33000 | 1277380000 | PCB PLUG-IN CONNECTOR FEMALE PLUG 3.50 MM N OF POLES: 24 180° PUSH IN WITH ACTUATOR TENSION-CLAMP CONNECTION CLAMPING RANGE MAX. : 1.5 MM² BOX | 1
33001 | 1372580000 | PCB PLUG-IN CONNECTOR RELEASE LEVER BHZ 5.00/04/90LH SN GGY/BL BX | 290
33002 | 1372520000 | PCB PLUG-IN CONNECTOR BHZ 5.00/04/90LH SN GGY/GGY BX | 733
33003 | 1427220000 | PCB PLUG-IN CONNECTOR MALE PLUG 7.62 MM N OF POLES: 2 180° PUSH IN WITHOUT ACTUATOR TENSION-CLAMP CONNECTION CLAMPING RANGE MAX. : 10 MM² BOX | 1
33004 | 1150370000 | PCB PLUG-IN CONNECTOR MALE HEADER SOLDER FLANGE THT SOLDER CONNECTION 5.08 MM N OF POLES: 4 90° SOLDER PIN LENGTH (L): 3.2 MM TINNED BOX | 0
33005 | 1149290000 | PCB PLUG-IN CONNECTOR MALE HEADER SOLDER FLANGE THT SOLDER CONNECTION 5.08 MM N OF POLES: 4 180° SOLDER PIN LENGTH (L): 3.2 MM TINNED BOX | 0
33006 | 1150110000 | PCB PLUG-IN CONNECTOR MALE HEADER FLANGE THT SOLDER CONNECTION 5.08 MM N OF POLES: 4 90° SOLDER PIN LENGTH (L): 3.2 MM TINNED BOX | 0
33007 | 1150130000 | PCB PLUG-IN CONNECTOR MALE HEADER FLANGE THT SOLDER CONNECTION 5.08 MM N OF POLES: 6 90° SOLDER PIN LENGTH (L): 3.2 MM TINNED BOX | 0
33008 | 1148590000 | PCB PLUG-IN CONNECTOR MALE HEADER FLANGE THT SOLDER CONNECTION 5.08 MM N OF POLES: 6 180° SOLDER PIN LENGTH (L): 3.2 MM TINNED BOX | 0
33009 | 1235310000 | MODULAR HOUSING OMNIMATE HOUSING - SERIES CH20M WIDTH: 67.5 MM | 26
33010 | 1430140000 | PCB PLUG-IN CONNECTOR FEMALE PLUG 7.62 MM N OF POLES: 4 180° PUSH IN WITHOUT ACTUATOR TENSION-CLAMP CONNECTION CLAMPING RANGE MAX. : 10 MM² BOX | 1
33011 | 1157320000 | PCB PLUG-IN CONNECTOR MALE HEADER CLOSED SIDE MIDDLE FLANGE THT SOLDER CONNECTION 10.16 MM N OF POLES: 3 270° SOLDER PIN LENGTH (L): 3.5 MM -PLATED BOX | 0
33012 | 1278120000 | PCB PLUG-IN CONNECTOR FEMALE PLUG 3.50 MM N OF POLES: 20 180° PUSH IN WITH ACTUATOR TENSION-CLAMP CONNECTION CLAMPING RANGE MAX. : 1.5 MM² BOX | 1
33013 | 1277940000 | PCB PLUG-IN CONNECTOR FEMALE PLUG 3.50 MM N OF POLES: 20 180° PUSH IN WITH ACTUATOR TENSION-CLAMP CONNECTION CLAMPING RANGE MAX. : 1.5 MM² BOX | 1
33014 | 1278310000 | PCB PLUG-IN CONNECTOR FEMALE PLUG 3.50 MM N OF POLES: 20 180° PUSH IN WITH ACTUATOR TENSION-CLAMP CONNECTION CLAMPING RANGE MAX. : 1.5 MM² BOX | 1
33015 | 2555620000 | PCB PLUG-IN CONNECTOR FEMALE PLUG 5.00 MM N OF POLES: 4 180° PUSH IN WITH ACTUATOR TENSION-CLAMP CONNECTION BOX | 1
33016 | 1278090000 | PCB PLUG-IN CONNECTOR FEMALE PLUG 3.50 MM N OF POLES: 14 180° PUSH IN WITH ACTUATOR TENSION-CLAMP CONNECTION CLAMPING RANGE MAX. : 1.5 MM² BOX | 1
33017 | 1278260000 | PCB PLUG-IN CONNECTOR FEMALE PLUG 3.50 MM N OF POLES: 10 180° PUSH IN WITH ACTUATOR TENSION-CLAMP CONNECTION CLAMPING RANGE MAX. : 1.5 MM² BOX | 1
33018 | 1989190000 | PCB PLUG-IN CONNECTOR FEMALE PLUG 5.00 MM N OF POLES: 4 180° PUSH IN WITH ACTUATOR TENSION-CLAMP CONNECTION BOX | 1
33019 | 1989090000 | PCB PLUG-IN CONNECTOR FEMALE PLUG 5.00 MM N OF POLES: 4 180° PUSH IN WITH ACTUATOR TENSION-CLAMP CONNECTION BOX | 1
33020 | 1497500000 | PCB PLUG-IN CONNECTOR FEMALE PLUG 5.00 MM N OF POLES: 4 180° PUSH IN WITH ACTUATOR TENSION-CLAMP CONNECTION BOX | 1
33021 | 1277760000 | PCB PLUG-IN CONNECTOR FEMALE PLUG 3.50 MM N OF POLES: 20 180° PUSH IN WITH ACTUATOR TENSION-CLAMP CONNECTION CLAMPING RANGE MAX. : 1.5 MM² BOX | 1
33022 | 1277570000 | PCB PLUG-IN CONNECTOR FEMALE PLUG 3.50 MM N OF POLES: 24 180° PUSH IN WITH ACTUATOR TENSION-CLAMP CONNECTION CLAMPING RANGE MAX. : 1.5 MM² BOX | 1
33023 | 1278070000 | PCB PLUG-IN CONNECTOR FEMALE PLUG 3.50 MM N OF POLES: 10 180° PUSH IN WITH ACTUATOR TENSION-CLAMP CONNECTION CLAMPING RANGE MAX. : 1.5 MM² BOX | 1
33024 | 2459470000 | PCB PLUG-IN CONNECTOR FEMALE PLUG 3.50 MM N OF POLES: 10 180° PUSH IN WITH ACTUATOR TENSION-CLAMP CONNECTION CLAMPING RANGE MAX. : 1.5 MM² BOX | 1
33025 | 2459650000 | PCB PLUG-IN CONNECTOR FEMALE PLUG 3.50 MM N OF POLES: 10 180° PUSH IN WITH ACTUATOR TENSION-CLAMP CONNECTION CLAMPING RANGE MAX. : 1.5 MM² BOX | 1
33026 | 2459150000 | PCB PLUG-IN CONNECTOR FEMALE PLUG 3.50 MM N OF POLES: 12 180° PUSH IN WITH ACTUATOR TENSION-CLAMP CONNECTION CLAMPING RANGE MAX. : 1.5 MM² BOX | 1
33027 | 2460030000 | PCB PLUG-IN CONNECTOR FEMALE PLUG 3.50 MM N OF POLES: 10 180° PUSH IN WITH ACTUATOR TENSION-CLAMP CONNECTION CLAMPING RANGE MAX. : 1.5 MM² BOX | 1
33028 | 1375770000 | PCB PLUG-IN CONNECTOR FEMALE PLUG 3.50 MM N OF POLES: 14 180° PUSH IN WITH ACTUATOR TENSION-CLAMP CONNECTION CLAMPING RANGE MAX. : 1.5 MM² BOX | 1
33029 | 1089260000 | PCB PLUG-IN CONNECTOR MALE HEADER CLOSED SIDE MIDDLE FLANGE THT SOLDER CONNECTION 7.62 MM N OF POLES: 2 270° SOLDER PIN LENGTH (L): 3.5 MM TINNED BOX | 0
33030 | 1000870000 | PCB PLUG-IN CONNECTOR FEMALE PLUG 5.08 MM N OF POLES: 3 180° PUSH IN WITH ACTUATOR TENSION-CLAMP CONNECTION CLAMPING RANGE MAX. : 3.31 MM² BOX | 1
33031 | 1000910000 | PCB PLUG-IN CONNECTOR FEMALE PLUG 5.08 MM N OF POLES: 7 180° PUSH IN WITH ACTUATOR TENSION-CLAMP CONNECTION CLAMPING RANGE MAX. : 3.31 MM² BOX | 1
33032 | 1000920000 | PCB PLUG-IN CONNECTOR FEMALE PLUG 5.08 MM N OF POLES: 8 180° PUSH IN WITH ACTUATOR TENSION-CLAMP CONNECTION CLAMPING RANGE MAX. : 3.31 MM² BOX | 1
33033 | 1000970000 | PCB PLUG-IN CONNECTOR FEMALE PLUG 5.08 MM N OF POLES: 5 180° PUSH IN WITH ACTUATOR TENSION-CLAMP CONNECTION CLAMPING RANGE MAX. : 3.31 MM² BOX | 1
33034 | 1000980000 | PCB PLUG-IN CONNECTOR FEMALE PLUG 5.08 MM N OF POLES: 6 180° PUSH IN WITH ACTUATOR TENSION-CLAMP CONNECTION CLAMPING RANGE MAX. : 3.31 MM² BOX | 1
33035 | 1001040000 | PCB PLUG-IN CONNECTOR FEMALE PLUG 5.08 MM N OF POLES: 5 180° PUSH IN WITH ACTUATOR TENSION-CLAMP CONNECTION CLAMPING RANGE MAX. : 3.31 MM² BOX | 1
33036 | 1001050000 | PCB PLUG-IN CONNECTOR FEMALE PLUG 5.08 MM N OF POLES: 6 180° PUSH IN WITH ACTUATOR TENSION-CLAMP CONNECTION CLAMPING RANGE MAX. : 3.31 MM² BOX | 1
33037 | 1001120000 | PCB PLUG-IN CONNECTOR FEMALE PLUG 5.08 MM N OF POLES: 6 180° PUSH IN WITH ACTUATOR TENSION-CLAMP CONNECTION CLAMPING RANGE MAX. : 3.31 MM² BOX | 1
33038 | 1001150000 | PCB PLUG-IN CONNECTOR FEMALE PLUG 5.08 MM N OF POLES: 2 180° PUSH IN WITH ACTUATOR TENSION-CLAMP CONNECTION CLAMPING RANGE MAX. : 3.31 MM² BOX | 1
33039 | 1001160000 | PCB PLUG-IN CONNECTOR FEMALE PLUG 5.08 MM N OF POLES: 3 180° PUSH IN WITH ACTUATOR TENSION-CLAMP CONNECTION CLAMPING RANGE MAX. : 3.31 MM² BOX | 1
33040 | 1001200000 | PCB PLUG-IN CONNECTOR FEMALE PLUG 5.08 MM N OF POLES: 7 180° PUSH IN WITH ACTUATOR TENSION-CLAMP CONNECTION CLAMPING RANGE MAX. : 3.31 MM² BOX | 1
33041 | 1001210000 | PCB PLUG-IN CONNECTOR FEMALE PLUG 5.08 MM N OF POLES: 8 180° PUSH IN WITH ACTUATOR TENSION-CLAMP CONNECTION CLAMPING RANGE MAX. : 3.31 MM² BOX | 1
33042 | 1065080000 | PCB PLUG-IN CONNECTOR FEMALE PLUG 5.08 MM N OF POLES: 5 180° PUSH IN WITH ACTUATOR TENSION-CLAMP CONNECTION CLAMPING RANGE MAX. : 3.31 MM² BOX | 1
33043 | 1065090000 | PCB PLUG-IN CONNECTOR FEMALE PLUG 5.08 MM N OF POLES: 6 180° PUSH IN WITH ACTUATOR TENSION-CLAMP CONNECTION CLAMPING RANGE MAX. : 3.31 MM² BOX | 1
33044 | 1065160000 | PCB PLUG-IN CONNECTOR FEMALE PLUG 5.08 MM N OF POLES: 5 180° PUSH IN WITH ACTUATOR TENSION-CLAMP CONNECTION CLAMPING RANGE MAX. : 3.31 MM² BOX | 1
33045 | 1065170000 | PCB PLUG-IN CONNECTOR FEMALE PLUG 5.08 MM N OF POLES: 6 180° PUSH IN WITH ACTUATOR TENSION-CLAMP CONNECTION CLAMPING RANGE MAX. : 3.31 MM² BOX | 1
33046 | 1065250000 | PCB PLUG-IN CONNECTOR FEMALE PLUG 5.08 MM N OF POLES: 6 180° PUSH IN WITH ACTUATOR TENSION-CLAMP CONNECTION CLAMPING RANGE MAX. : 3.31 MM² BOX | 1
33047 | 1065750000 | PCB PLUG-IN CONNECTOR MALE HEADER OPEN SIDE THT SOLDER CONNECTION 3.50 MM N OF POLES: 4 90° SOLDER PIN LENGTH (L): 3.2 MM TINNED TRAFFIC GREY (RAL) BOX | 0
33048 | 1065770000 | PCB PLUG-IN CONNECTOR MALE HEADER OPEN SIDE THT SOLDER CONNECTION 5.00 MM N OF POLES: 3 90° SOLDER PIN LENGTH (L): 3.2 MM TINNED GREY BOX | 0
33049 | 1073340000 | SWITCHMARK DEVICE MARKERS 18 X 27 MM GREY | 44
33050 | 1079530000 | CLIPCARD DEVICE MARKERS 15 X 17 MM HOLDER CC-H 15/17 GREY | 339
33051 | 1079540000 | CLIPCARD DEVICE MARKERS 15 X 17 MM GREY | 64
33052 | 1079550000 | CLIPCARD DEVICE MARKERS 15 X 27 MM HOLDER CC-H 15/27 GREY | 339
33053 | 1079560000 | CLIPCARD DEVICE MARKERS 15 X 27 MM GREY | 64
33054 | 1083190000 | CLIPCARD DEVICE MARKERS 30 X 60 MM WITH HOLE TO CUSTOMER SPECIFICATION | 117
33055 | 1104220000 | MODULAR HOUSING OMNIMATE HOUSING - SERIES CH20M WIDTH: 12.5 MM | 26
33056 | 1104230000 | MODULAR HOUSING OMNIMATE HOUSING - SERIES CH20M WIDTH: 12.5 MM | 26
33057 | 1104240000 | MODULAR HOUSING OMNIMATE HOUSING - SERIES CH20M TRANSPARENT WIDTH: 12.5 MM | 26
33058 | 1104250000 | MODULAR HOUSING OMNIMATE HOUSING - SERIES CH20M TRANSPARENT WIDTH: 12.5 MM | 26
33059 | 1111190000 | CLIPCARD DEVICE MARKERS 15 X 45 MM RAIL TO CUSTOMER SPECIFICATION | 117
33060 | 1111200000 | CLIPCARD DEVICE MARKERS 15 X 45 MM TO CUSTOMER SPECIFICATION | 117
33061 | 1112970000 | GROUP MARKERS COVER 33.3 X 8 MM PITCH IN MM (P): 8.00 TO CUSTOMER SPECIFICATION | 722
33062 | 1113390000 | PCB PLUG-IN CONNECTOR FEMALE PLUG 5.08 MM N OF POLES: 5 180° TOP CONNECTION CLAMPING RANGE MAX. : 2.5 MM² BOX | 1
33063 | 1131810000 | SWITCHMARK DEVICE MARKERS 12.5 X 27 MM | 44
33064 | 1131820000 | SWITCHMARK DEVICE MARKERS 8 X 27 MM | 44
33065 | 1131830000 | SWITCHMARK DEVICE MARKERS 22 X 22 MM | 287
33066 | 1131850000 | SWITCHMARK DEVICE MARKERS 18 X 27 MM SWITCHMARK HOLDER | 44
33067 | 1131860000 | SWITCHMARK DEVICE MARKERS 12.5 X 27 MM SWITCHMARK HOLDER | 44
33068 | 1131870000 | SWITCHMARK DEVICE MARKERS 8 X 27 MM | 44
33069 | 1131910000 | CLIPCARD DEVICE MARKERS 15 X 27 MM | 64
33070 | 1131920000 | CLIPCARD DEVICE MARKERS 15 X 17 MM | 64
33071 | 1131930000 | CLIPCARD DEVICE MARKERS 15 X 17 MM HOLDER CC-H 15/17 | 339
33072 | 1131940000 | CLIPCARD DEVICE MARKERS 15 X 27 MM HOLDER CC-H 15/27 | 339
33073 | 1137290000 | PCB PLUG-IN CONNECTOR FEMALE PLUG 5.08 MM N OF POLES: 2 180° CLAMPING YOKE CONNECTION CLAMPING RANGE MAX. : 4 MM² BOX | 1
33074 | 1137310000 | PCB PLUG-IN CONNECTOR FEMALE PLUG 5.08 MM N OF POLES: 3 180° CLAMPING YOKE CONNECTION CLAMPING RANGE MAX. : 4 MM² BOX | 1
33075 | 1137320000 | PCB PLUG-IN CONNECTOR FEMALE PLUG 5.08 MM N OF POLES: 4 180° CLAMPING YOKE CONNECTION CLAMPING RANGE MAX. : 4 MM² BOX | 1
33076 | 1137330000 | PCB PLUG-IN CONNECTOR FEMALE PLUG 5.08 MM N OF POLES: 5 180° CLAMPING YOKE CONNECTION CLAMPING RANGE MAX. : 4 MM² BOX | 1
33077 | 1137400000 | PCB PLUG-IN CONNECTOR FEMALE PLUG 5.08 MM N OF POLES: 2 225° CLAMPING YOKE CONNECTION CLAMPING RANGE MAX. : 4 MM² BOX | 1
33078 | 1164710000 | MODULAR HOUSING OMNIMATE HOUSING - SERIES CH20M GRAPHITE GREY WIDTH: 45 MM | 26
33079 | 1164740000 | MODULAR HOUSING OMNIMATE HOUSING - SERIES CH20M GRAPHITE GREY WIDTH: 45 MM | 26
33080 | 1164790000 | MODULAR HOUSING OMNIMATE HOUSING - SERIES CH20M LIGHT GREY WIDTH: 45 MM | 26
33081 | 1176980000 | MODULAR HOUSING OMNIMATE HOUSING - SERIES CH20M WIDTH: 12 MM | 26
33082 | 1176990000 | MODULAR HOUSING OMNIMATE HOUSING - SERIES CH20M WIDTH: 12 MM | 26
33083 | 1177030000 | MODULAR HOUSING OMNIMATE HOUSING - SERIES CH20M WIDTH: 45 MM | 26
33084 | 1191390000 | ELS INSERT MARKERS 30 X 6 MM | 233
33085 | 1206910000 | MODULAR HOUSING OMNIMATE HOUSING - SERIES CH20M WIDTH: 45 MM | 26
33086 | 1206930000 | MODULAR HOUSING OMNIMATE HOUSING - SERIES CH20M WIDTH: 45 MM | 26
33087 | 1221520000 | ESG DEVICE MARKERS X 20 MM PA 66 COLOUR: TO CUSTOMER SPECIFICATION | 92
33088 | 1235250000 | MODULAR HOUSING OMNIMATE HOUSING - SERIES CH20M WIDTH: 67.5 MM | 26
33089 | 1247240000 | MODULAR HOUSING OMNIMATE HOUSING - SERIES CH20M WIDTH: 67.5 MM | 26
33090 | 1248470000 | CLIPCARD DEVICE MARKERS 30 X 30 MM WITH HOLE TO CUSTOMER SPECIFICATION | 117
33091 | 1248560000 | SWITCHMARK DEVICE MARKERS 19 X 42 MM TO CUSTOMER SPECIFICATION | 117
33092 | 1248570000 | SWITCHMARK DEVICE MARKERS 42 X 42 MM FOR CAM SWITCHES EATON MOELLER TO CUSTOMER SPECIFICATION | 117
33093 | 1248740000 | SLIMFIX X CONDUCTOR AND CABLE MARKERS 7 - 40 MM 40 X 13.62 MM TO CUSTOMER SPECIFICATION | 33
33094 | 1248760000 | SLIMFIX X CONDUCTOR AND CABLE MARKERS 7 - 40 MM 40 X 13.62 MM | 12
33095 | 1248770000 | SLIMFIX X CONDUCTOR AND CABLE MARKERS 7 - 40 MM 40 X 13.62 MM | 12
33096 | 1248780000 | SLIMFIX X CONDUCTOR AND CABLE MARKERS 7 - 40 MM 40 X 13.62 MM | 12
33097 | 1248790000 | SLIMFIX X CONDUCTOR AND CABLE MARKERS 7 - 40 MM 40 X 13.62 MM | 12
33098 | 1250370000 | PRINTED CIRCUIT BOARD TERMINALS 3.50 MM N OF POLES: 3 180° PUSH IN WITH ACTUATOR CLAMPING RANGE MAX. : 1.5 MM² TAPE | 256
33099 | 1250380000 | PRINTED CIRCUIT BOARD TERMINALS 3.50 MM N OF POLES: 4 180° PUSH IN WITH ACTUATOR CLAMPING RANGE MAX. : 1.5 MM² TAPE | 256
33100 | 1250390000 | PRINTED CIRCUIT BOARD TERMINALS 3.50 MM N OF POLES: 5 180° PUSH IN WITH ACTUATOR CLAMPING RANGE MAX. : 1.5 MM² TAPE | 49
33101 | 1250410000 | PRINTED CIRCUIT BOARD TERMINALS 3.50 MM N OF POLES: 6 180° PUSH IN WITH ACTUATOR CLAMPING RANGE MAX. : 1.5 MM² TAPE | 49
33102 | 1250420000 | PRINTED CIRCUIT BOARD TERMINALS 3.50 MM N OF POLES: 7 180° PUSH IN WITH ACTUATOR CLAMPING RANGE MAX. : 1.5 MM² TAPE | 49
33103 | 1250430000 | PRINTED CIRCUIT BOARD TERMINALS 3.50 MM N OF POLES: 8 180° PUSH IN WITH ACTUATOR CLAMPING RANGE MAX. : 1.5 MM² TAPE | 49
33104 | 1250440000 | PRINTED CIRCUIT BOARD TERMINALS 3.50 MM N OF POLES: 9 180° PUSH IN WITH ACTUATOR CLAMPING RANGE MAX. : 1.5 MM² TAPE | 49
33105 | 1250450000 | PRINTED CIRCUIT BOARD TERMINALS 3.50 MM N OF POLES: 10 180° PUSH IN WITH ACTUATOR CLAMPING RANGE MAX. : 1.5 MM² TAPE | 49
33106 | 1250460000 | PRINTED CIRCUIT BOARD TERMINALS 3.50 MM N OF POLES: 11 180° PUSH IN WITH ACTUATOR CLAMPING RANGE MAX. : 1.5 MM² TAPE | 256
33107 | 1250470000 | PRINTED CIRCUIT BOARD TERMINALS 3.50 MM N OF POLES: 12 180° PUSH IN WITH ACTUATOR CLAMPING RANGE MAX. : 1.5 MM² TAPE | 256
33108 | 1254150000 | MODULAR HOUSING OMNIMATE HOUSING - SERIES CH20M WIDTH: 17.5 MM | 26
33109 | 1254160000 | MODULAR HOUSING OMNIMATE HOUSING - SERIES CH20M TRANSPARENT WIDTH: 17.5 MM | 26
33110 | 1254180000 | MODULAR HOUSING OMNIMATE HOUSING - SERIES CH20M WIDTH: 17.5 MM | 26
33111 | 1254190000 | MODULAR HOUSING OMNIMATE HOUSING - SERIES CH20M WIDTH: 17.5 MM | 26
33112 | 1270640000 | WS TERMINAL MARKER 7.8 X 9.2 MM PITCH IN MM (P): 9.20 WEIDMUELLER TO CUSTOMER SPECIFICATION | 49
33113 | 1294310000 | MODULAR HOUSING OMNIMATE HOUSING - SERIES CH20M LIGHT GREY WIDTH: 12 MM | 26
33114 | 1294320000 | MODULAR HOUSING OMNIMATE HOUSING - SERIES CH20M LIGHT GREY WIDTH: 12.5 MM | 26
33115 | 1294330000 | MODULAR HOUSING OMNIMATE HOUSING - SERIES CH20M LIGHT GREY WIDTH: 12.5 MM | 26
33116 | 1294340000 | MODULAR HOUSING OMNIMATE HOUSING - SERIES CH20M WIDTH: 12.5 MM | 26
33117 | 1294350000 | MODULAR HOUSING OMNIMATE HOUSING - SERIES CH20M LIGHT GREY WIDTH: 12.5 MM | 26
33118 | 1310520000 | MODULAR HOUSING OMNIMATE HOUSING - SERIES CH20M LIGHT GREY WIDTH: 12 MM | 26
33119 | 1312720000 | PCB PLUG-IN CONNECTOR FEMALE PLUG 7.62 MM N OF POLES: 4 180° CLAMPING YOKE CONNECTION CLAMPING RANGE MAX. : 10 MM² BOX | 1
33120 | 1318640000 | SLIMFIX R CONDUCTOR AND CABLE MARKERS 1.7 - 2.1 MM 12 X 5.8 MM | 12
33121 | 1318650000 | SLIMFIX R CONDUCTOR AND CABLE MARKERS 1.7 - 2.1 MM 12 X 5.8 MM | 12
33122 | 1318660000 | SLIMFIX R CONDUCTOR AND CABLE MARKERS 2.2 - 2.9 MM 12 X 5.8 MM | 12
33123 | 1318670000 | SLIMFIX R CONDUCTOR AND CABLE MARKERS 2.2 - 2.9 MM 12 X 5.8 MM | 12
33124 | 1318710000 | SLIMFIX R CONDUCTOR AND CABLE MARKERS 1.7 - 2.1 MM 21 X 5.8 MM | 12
33125 | 1318720000 | SLIMFIX R CONDUCTOR AND CABLE MARKERS 1.7 - 2.1 MM 21 X 5.8 MM | 12
33126 | 1318730000 | SLIMFIX R CONDUCTOR AND CABLE MARKERS 2.2 - 2.9 MM 21 X 5.8 MM | 12
33127 | 1318740000 | SLIMFIX R CONDUCTOR AND CABLE MARKERS 2.2 - 2.9 MM 21 X 5.8 MM | 12
33128 | 1318770000 | SLIMFIX R CONDUCTOR AND CABLE MARKERS 1.7 - 2.1 MM 12 X 5.8 MM TO CUSTOMER SPECIFICATION | 33
33129 | 1318780000 | SLIMFIX R CONDUCTOR AND CABLE MARKERS 2.2 - 2.9 MM 12 X 5.8 MM TO CUSTOMER SPECIFICATION | 33
33130 | 1318810000 | SLIMFIX R CONDUCTOR AND CABLE MARKERS 1.7 - 2.1 MM 21 X 5.8 MM TO CUSTOMER SPECIFICATION | 33
33131 | 1318820000 | SLIMFIX R CONDUCTOR AND CABLE MARKERS 2.2 - 2.9 MM 21 X 5.8 MM TO CUSTOMER SPECIFICATION | 33
33132 | 1323440000 | SLIMFIX X CONDUCTOR AND CABLE MARKERS 7 - 40 MM 24 X 13.62 MM | 12
33133 | 1323450000 | SLIMFIX X CONDUCTOR AND CABLE MARKERS 7 - 40 MM 24 X 13.62 MM | 12
33134 | 1323470000 | SLIMFIX X CONDUCTOR AND CABLE MARKERS 7 - 40 MM 24 X 13.62 MM | 12
33135 | 1323480000 | SLIMFIX X CONDUCTOR AND CABLE MARKERS 7 - 40 MM 24 X 13.62 MM | 12
33136 | 1323610000 | SWITCHMARK DEVICE MARKERS 46 X 46 MM FOR CAM SWITCHES TYPE S0 KRAUS & NAIMER TO CUSTOMER SPECIFICATION | 374
33137 | 1323620000 | SWITCHMARK DEVICE MARKERS 42 X 42 MM FOR CAM SWITCHES TYPE T0 TO CUSTOMER SPECIFICATION | 117
33138 | 1323640000 | SWITCHMARK DEVICE MARKERS 44 X 44 MM FOR CAM SWITCHES ABB TYPE ON AND OL40 TO CUSTOMER SPECIFICATION | 514
33139 | 1324800000 | PCB PLUG-IN CONNECTOR MALE HEADER FLANGE THT SOLDER CONNECTION 5.08 MM N OF POLES: 14 90° SOLDER PIN LENGTH (L): 3.2 MM PALE GREEN BOX | 0
33140 | 1324810000 | PCB PLUG-IN CONNECTOR MALE HEADER FLANGE THT SOLDER CONNECTION 5.08 MM N OF POLES: 16 90° SOLDER PIN LENGTH (L): 3.2 MM PALE GREEN BOX | 0
33141 | 1324830000 | PCB PLUG-IN CONNECTOR MALE HEADER FLANGE THT SOLDER CONNECTION 5.08 MM N OF POLES: 18 90° SOLDER PIN LENGTH (L): 3.2 MM PALE GREEN BOX | 0
33142 | 1324870000 | PCB PLUG-IN CONNECTOR FEMALE PLUG 5.08 MM N OF POLES: 14 180° TOP CONNECTION CLAMPING RANGE MAX. : 2.5 MM² BOX | 1
33143 | 1324890000 | PCB PLUG-IN CONNECTOR FEMALE PLUG 5.08 MM N OF POLES: 18 180° TOP CONNECTION CLAMPING RANGE MAX. : 2.5 MM² BOX | 1
33144 | 1327650000 | METALLICARD DEVICE MARKERS 27 X 85 MM | 65
33145 | 1327670000 | METALLICARD DEVICE MARKERS 27 X 85 MM | 65
33146 | 1327830000 | METALLICARD DEVICE MARKERS 27 X 85 MM | 65
33147 | 1327840000 | METALLICARD DEVICE MARKERS 27 X 85 MM | 65
33148 | 1330190000 | PRINTED CIRCUIT BOARD TERMINALS 5.00 MM N OF POLES: 3 180° SOLDER PIN LENGTH (L): 3.5 MM TINNED ORANGE PUSH IN WITH ACTUATOR CLAMPING RANGE MAX. : 2.5 MM² BOX | 1
33149 | 1330200000 | PRINTED CIRCUIT BOARD TERMINALS 5.00 MM N OF POLES: 4 180° SOLDER PIN LENGTH (L): 3.5 MM TINNED ORANGE PUSH IN WITH ACTUATOR CLAMPING RANGE MAX. : 2.5 MM² BOX | 1
33150 | 1330440000 | PRINTED CIRCUIT BOARD TERMINALS 5.00 MM N OF POLES: 3 180° SOLDER PIN LENGTH (L): 3.5 MM TINNED ORANGE PUSH IN WITHOUT ACTUATOR CLAMPING RANGE MAX. : 2.5 MM² BOX | 1
33151 | 1330450000 | PRINTED CIRCUIT BOARD TERMINALS 5.00 MM N OF POLES: 4 180° SOLDER PIN LENGTH (L): 3.5 MM TINNED ORANGE PUSH IN WITHOUT ACTUATOR CLAMPING RANGE MAX. : 2.5 MM² BOX | 1
33152 | 1330720000 | PRINTED CIRCUIT BOARD TERMINALS 5.08 MM N OF POLES: 3 90° SOLDER PIN LENGTH (L): 3.5 MM TINNED ORANGE PUSH IN WITH ACTUATOR CLAMPING RANGE MAX. : 2.5 MM² BOX | 1
33153 | 1330730000 | PRINTED CIRCUIT BOARD TERMINALS 5.08 MM N OF POLES: 4 90° SOLDER PIN LENGTH (L): 3.5 MM TINNED ORANGE PUSH IN WITH ACTUATOR CLAMPING RANGE MAX. : 2.5 MM² BOX | 1
33154 | 1330970000 | PRINTED CIRCUIT BOARD TERMINALS 5.08 MM N OF POLES: 3 90° SOLDER PIN LENGTH (L): 3.5 MM TINNED ORANGE PUSH IN WITHOUT ACTUATOR CLAMPING RANGE MAX. : 2.5 MM² BOX | 1
33155 | 1330980000 | PRINTED CIRCUIT BOARD TERMINALS 5.08 MM N OF POLES: 4 90° SOLDER PIN LENGTH (L): 3.5 MM TINNED ORANGE PUSH IN WITHOUT ACTUATOR CLAMPING RANGE MAX. : 2.5 MM² BOX | 1
33156 | 1331100000 | PRINTED CIRCUIT BOARD TERMINALS 5.08 MM N OF POLES: 3 180° SOLDER PIN LENGTH (L): 3.5 MM TINNED ORANGE PUSH IN WITH ACTUATOR CLAMPING RANGE MAX. : 2.5 MM² BOX | 1
33157 | 1331120000 | PRINTED CIRCUIT BOARD TERMINALS 5.08 MM N OF POLES: 4 180° SOLDER PIN LENGTH (L): 3.5 MM TINNED ORANGE PUSH IN WITH ACTUATOR CLAMPING RANGE MAX. : 2.5 MM² BOX | 1
33158 | 1331440000 | PRINTED CIRCUIT BOARD TERMINALS 5.08 MM N OF POLES: 3 180° SOLDER PIN LENGTH (L): 3.5 MM TINNED ORANGE PUSH IN WITHOUT ACTUATOR CLAMPING RANGE MAX. : 2.5 MM² BOX | 1
33159 | 1331450000 | PRINTED CIRCUIT BOARD TERMINALS 5.08 MM N OF POLES: 4 180° SOLDER PIN LENGTH (L): 3.5 MM TINNED ORANGE PUSH IN WITHOUT ACTUATOR CLAMPING RANGE MAX. : 2.5 MM² BOX | 1
33160 | 1331710000 | PRINTED CIRCUIT BOARD TERMINALS 5.00 MM N OF POLES: 3 90° SOLDER PIN LENGTH (L): 3.5 MM TINNED ORANGE PUSH IN WITH ACTUATOR CLAMPING RANGE MAX. : 2.5 MM² BOX | 1
33161 | 1331720000 | PRINTED CIRCUIT BOARD TERMINALS 5.00 MM N OF POLES: 4 90° SOLDER PIN LENGTH (L): 3.5 MM TINNED ORANGE PUSH IN WITH ACTUATOR CLAMPING RANGE MAX. : 2.5 MM² BOX | 1
33162 | 1331970000 | PRINTED CIRCUIT BOARD TERMINALS 5.00 MM N OF POLES: 3 90° SOLDER PIN LENGTH (L): 3.5 MM TINNED ORANGE PUSH IN WITHOUT ACTUATOR CLAMPING RANGE MAX. : 2.5 MM² BOX | 1
33163 | 1331980000 | PRINTED CIRCUIT BOARD TERMINALS 5.00 MM N OF POLES: 4 90° SOLDER PIN LENGTH (L): 3.5 MM TINNED ORANGE PUSH IN WITHOUT ACTUATOR CLAMPING RANGE MAX. : 2.5 MM² BOX | 1
33164 | 1335330000 | PCB PLUG-IN CONNECTOR MALE PLUG 5.08 MM N OF POLES: 2 180° PUSH IN WITH ACTUATOR TENSION-CLAMP CONNECTION CLAMPING RANGE MAX. : 3.31 MM² BOX | 1
33165 | 1335340000 | PCB PLUG-IN CONNECTOR MALE PLUG 5.08 MM N OF POLES: 3 180° PUSH IN WITH ACTUATOR TENSION-CLAMP CONNECTION CLAMPING RANGE MAX. : 3.31 MM² BOX | 1
33166 | 1335350000 | PCB PLUG-IN CONNECTOR MALE PLUG 5.08 MM N OF POLES: 4 180° PUSH IN WITH ACTUATOR TENSION-CLAMP CONNECTION CLAMPING RANGE MAX. : 3.31 MM² BOX | 1
33167 | 1335450000 | PCB PLUG-IN CONNECTOR MALE PLUG 5.08 MM N OF POLES: 3 180° PUSH IN WITH ACTUATOR TENSION-CLAMP CONNECTION CLAMPING RANGE MAX. : 3.31 MM² BOX | 1
33168 | 1335480000 | PCB PLUG-IN CONNECTOR MALE PLUG 5.08 MM N OF POLES: 6 180° PUSH IN WITH ACTUATOR TENSION-CLAMP CONNECTION CLAMPING RANGE MAX. : 3.31 MM² BOX | 1
33169 | 1335560000 | PCB PLUG-IN CONNECTOR MALE PLUG 5.08 MM N OF POLES: 2 180° PUSH IN WITH ACTUATOR TENSION-CLAMP CONNECTION CLAMPING RANGE MAX. : 3.31 MM² BOX | 1
33170 | 1335570000 | PCB PLUG-IN CONNECTOR MALE PLUG 5.08 MM N OF POLES: 3 180° PUSH IN WITH ACTUATOR TENSION-CLAMP CONNECTION CLAMPING RANGE MAX. : 3.31 MM² BOX | 1
33171 | 1335580000 | PCB PLUG-IN CONNECTOR MALE PLUG 5.08 MM N OF POLES: 4 180° PUSH IN WITH ACTUATOR TENSION-CLAMP CONNECTION CLAMPING RANGE MAX. : 3.31 MM² BOX | 1
33172 | 1335590000 | PCB PLUG-IN CONNECTOR MALE PLUG 5.08 MM N OF POLES: 2 180° PUSH IN WITH ACTUATOR TENSION-CLAMP CONNECTION CLAMPING RANGE MAX. : 3.31 MM² BOX | 1
33173 | 1335610000 | PCB PLUG-IN CONNECTOR MALE PLUG 5.08 MM N OF POLES: 5 180° PUSH IN WITH ACTUATOR TENSION-CLAMP CONNECTION CLAMPING RANGE MAX. : 3.31 MM² BOX | 1
33174 | 1335620000 | PCB PLUG-IN CONNECTOR MALE PLUG 5.08 MM N OF POLES: 3 180° PUSH IN WITH ACTUATOR TENSION-CLAMP CONNECTION CLAMPING RANGE MAX. : 3.31 MM² BOX | 1
33175 | 1335660000 | PCB PLUG-IN CONNECTOR MALE PLUG 5.08 MM N OF POLES: 5 180° PUSH IN WITH ACTUATOR TENSION-CLAMP CONNECTION CLAMPING RANGE MAX. : 3.31 MM² BOX | 1
33176 | 1335790000 | PCB PLUG-IN CONNECTOR MALE PLUG 5.08 MM N OF POLES: 3 180° PUSH IN WITH ACTUATOR TENSION-CLAMP CONNECTION CLAMPING RANGE MAX. : 3.31 MM² BOX | 1
33177 | 1335830000 | PCB PLUG-IN CONNECTOR MALE PLUG 5.08 MM N OF POLES: 5 180° PUSH IN WITH ACTUATOR TENSION-CLAMP CONNECTION CLAMPING RANGE MAX. : 3.31 MM² BOX | 1
33178 | 1335850000 | PCB PLUG-IN CONNECTOR MALE PLUG 5.08 MM N OF POLES: 6 180° PUSH IN WITH ACTUATOR TENSION-CLAMP CONNECTION CLAMPING RANGE MAX. : 3.31 MM² BOX | 1
33179 | 1336040000 | PCB PLUG-IN CONNECTOR MALE PLUG 5.08 MM N OF POLES: 2 180° PUSH IN WITH ACTUATOR TENSION-CLAMP CONNECTION CLAMPING RANGE MAX. : 3.31 MM² BOX | 1
33180 | 1336050000 | PCB PLUG-IN CONNECTOR MALE PLUG 5.08 MM N OF POLES: 3 180° PUSH IN WITH ACTUATOR TENSION-CLAMP CONNECTION CLAMPING RANGE MAX. : 3.31 MM² BOX | 1
33181 | 1336080000 | PCB PLUG-IN CONNECTOR MALE PLUG 5.08 MM N OF POLES: 5 180° PUSH IN WITH ACTUATOR TENSION-CLAMP CONNECTION CLAMPING RANGE MAX. : 3.31 MM² BOX | 1
33182 | 1336170000 | PCB PLUG-IN CONNECTOR MALE PLUG 5.08 MM N OF POLES: 2 180° PUSH IN WITH ACTUATOR TENSION-CLAMP CONNECTION CLAMPING RANGE MAX. : 3.31 MM² BOX | 1
33183 | 1336180000 | PCB PLUG-IN CONNECTOR MALE PLUG 5.08 MM N OF POLES: 3 180° PUSH IN WITH ACTUATOR TENSION-CLAMP CONNECTION CLAMPING RANGE MAX. : 3.31 MM² BOX | 1
33184 | 1336200000 | PCB PLUG-IN CONNECTOR MALE PLUG 5.08 MM N OF POLES: 5 180° PUSH IN WITH ACTUATOR TENSION-CLAMP CONNECTION CLAMPING RANGE MAX. : 3.31 MM² BOX | 1
33185 | 1336400000 | PCB PLUG-IN CONNECTOR MALE PLUG 5.08 MM N OF POLES: 2 180° PUSH IN WITH ACTUATOR TENSION-CLAMP CONNECTION CLAMPING RANGE MAX. : 3.31 MM² BOX | 1
33186 | 1336410000 | PCB PLUG-IN CONNECTOR MALE PLUG 5.08 MM N OF POLES: 3 180° PUSH IN WITH ACTUATOR TENSION-CLAMP CONNECTION CLAMPING RANGE MAX. : 3.31 MM² BOX | 1
33187 | 1336430000 | PCB PLUG-IN CONNECTOR MALE PLUG 5.08 MM N OF POLES: 5 180° PUSH IN WITH ACTUATOR TENSION-CLAMP CONNECTION CLAMPING RANGE MAX. : 3.31 MM² BOX | 1
33188 | 1336680000 | SWITCHMARK DEVICE MARKERS 17 X 37.5 MM TO CUSTOMER SPECIFICATION | 117
33189 | 1341590000 | DEKAFIX TERMINAL MARKER 5 X 5 MM PITCH IN MM (P): 5.00 WEIDMUELLER TO CUSTOMER SPECIFICATION | 49
33190 | 1341620000 | DEKAFIX TERMINAL MARKER 5 X 5 MM PITCH IN MM (P): 5.00 WEIDMUELLER | 13
33191 | 1357180000 | PCB PLUG-IN CONNECTOR FEMALE PLUG 5.08 MM N OF POLES: 6 225° CLAMPING YOKE CONNECTION CLAMPING RANGE MAX. : 4 MM² BOX | 1
33192 | 1357230000 | PCB PLUG-IN CONNECTOR FEMALE PLUG 5.08 MM N OF POLES: 16 225° CLAMPING YOKE CONNECTION CLAMPING RANGE MAX. : 4 MM² BOX | 1
33193 | 1357240000 | PCB PLUG-IN CONNECTOR FEMALE PLUG 5.08 MM N OF POLES: 18 225° CLAMPING YOKE CONNECTION CLAMPING RANGE MAX. : 4 MM² BOX | 1
33194 | 1364020000 | DEKAFIX TERMINAL MARKER 5 X 6.5 MM PITCH IN MM (P): 6.50 WEIDMUELLER | 13
33195 | 1368820000 | PCB PLUG-IN CONNECTOR FEMALE PLUG 5.08 MM N OF POLES: 3 180° PUSH IN WITH ACTUATOR TENSION-CLAMP CONNECTION CLAMPING RANGE MAX. : 3.31 MM² BOX | 1
33196 | 1368840000 | PCB PLUG-IN CONNECTOR FEMALE PLUG 5.08 MM N OF POLES: 5 180° PUSH IN WITH ACTUATOR TENSION-CLAMP CONNECTION CLAMPING RANGE MAX. : 3.31 MM² BOX | 1
33197 | 1368850000 | PCB PLUG-IN CONNECTOR FEMALE PLUG 5.08 MM N OF POLES: 6 180° PUSH IN WITH ACTUATOR TENSION-CLAMP CONNECTION CLAMPING RANGE MAX. : 3.31 MM² BOX | 1
33198 | 1401440000 | PCB PLUG-IN CONNECTOR FEMALE PLUG 5.08 MM N OF POLES: 2 180° PUSH IN WITH ACTUATOR TENSION-CLAMP CONNECTION CLAMPING RANGE MAX. : 3.31 MM² BOX | 1
33199 | 1401450000 | PCB PLUG-IN CONNECTOR FEMALE PLUG 5.08 MM N OF POLES: 5 180° PUSH IN WITH ACTUATOR TENSION-CLAMP CONNECTION CLAMPING RANGE MAX. : 3.31 MM² BOX | 1
33200 | 1401480000 | PCB PLUG-IN CONNECTOR FEMALE PLUG 5.08 MM N OF POLES: 2 180° PUSH IN WITH ACTUATOR TENSION-CLAMP CONNECTION CLAMPING RANGE MAX. : 3.31 MM² BOX | 1
33201 | 1401720000 | PCB PLUG-IN CONNECTOR MALE HEADER FLANGE THT SOLDER CONNECTION 5.08 MM N OF POLES: 2 90° SOLDER PIN LENGTH (L): 3.2 MM TINNED PALE GREEN BOX | 0
33202 | 1401740000 | PCB PLUG-IN CONNECTOR MALE HEADER FLANGE THT SOLDER CONNECTION 5.08 MM N OF POLES: 4 90° SOLDER PIN LENGTH (L): 3.2 MM TINNED PALE GREEN BOX | 0
33203 | 1401750000 | PCB PLUG-IN CONNECTOR MALE HEADER FLANGE THT SOLDER CONNECTION 5.08 MM N OF POLES: 7 90° SOLDER PIN LENGTH (L): 3.2 MM TINNED PALE GREEN BOX | 0
33204 | 1401890000 | PCB PLUG-IN CONNECTOR MALE HEADER FLANGE THT SOLDER CONNECTION 5.08 MM N OF POLES: 2 180° SOLDER PIN LENGTH (L): 3.2 MM TINNED PALE GREEN BOX | 0
33205 | 1427870000 | TM-I INSERT MARKERS 15 X 4 MM | 70
33206 | 1428480000 | TM-I INSERT MARKERS 23 X 4 MM | 70
33207 | 1428490000 | TM-I INSERT MARKERS 23 X 4 MM | 70
33208 | 1428510000 | TM-I INSERT MARKERS 23 X 4 MM | 70
33209 | 1428520000 | TM-I INSERT MARKERS 23 X 4 MM | 70
33210 | 1430250000 | PCB PLUG-IN CONNECTOR MALE HEADER CLOSED SIDE THT/THR SOLDER CONNECTION 3.81 MM N OF POLES: 12 90° SOLDER PIN LENGTH (L): 1.5 MM TINNED TAPE | 0
33211 | 1430360000 | PCB PLUG-IN CONNECTOR MALE HEADER SOLDER FLANGE THT/THR SOLDER CONNECTION 3.81 MM N OF POLES: 9 90° SOLDER PIN LENGTH (L): 1.5 MM TINNED TAPE | 0
33212 | 1433800000 | PCB PLUG-IN CONNECTOR RJ45 JACKS CAT. 5 THT SOLDER CONNECTION 90° LATCH OPTION: BOTTOM SHIELD TABS: NONE 30...80 Μ" NI / ? 30 Μ" AU LED: NO N OF POLES: 8 TRAY | 51
33213 | 1433810000 | PCB PLUG-IN CONNECTOR RJ45 JACKS CAT. 5 THT SOLDER CONNECTION 180° SHIELD TABS: NONE 30...80 Μ" NI / ? 30 Μ" AU LED: NO N OF POLES: 8 TRAY | 51
33214 | 1433860000 | SWITCHMARK DEVICE MARKERS 56 X 36 MM TO CUSTOMER SPECIFICATION | 117
33215 | 1433870000 | SWITCHMARK DEVICE MARKERS 53.75 X 27 MM TO CUSTOMER SPECIFICATION | 117
33216 | 1433880000 | TM-I INSERT MARKERS 23 X 4 MM TO CUSTOMER SPECIFICATION | 286
33217 | 1461540000 | PCB PLUG-IN CONNECTOR MALE HEADER CLOSED SIDE THT/THR SOLDER CONNECTION 3.81 MM N OF POLES: 3 270° SOLDER PIN LENGTH (L): 1.5 MM TINNED TAPE | 0
33218 | 1461550000 | PCB PLUG-IN CONNECTOR MALE HEADER CLOSED SIDE THT/THR SOLDER CONNECTION 3.81 MM N OF POLES: 6 270° SOLDER PIN LENGTH (L): 1.5 MM TINNED TAPE | 0
33219 | 1461570000 | PCB PLUG-IN CONNECTOR MALE HEADER CLOSED SIDE THT/THR SOLDER CONNECTION 3.81 MM N OF POLES: 8 270° SOLDER PIN LENGTH (L): 1.5 MM TINNED TAPE | 0
33220 | 1461580000 | PCB PLUG-IN CONNECTOR MALE HEADER CLOSED SIDE THT/THR SOLDER CONNECTION 3.81 MM N OF POLES: 10 270° SOLDER PIN LENGTH (L): 1.5 MM TINNED TAPE | 0
33221 | 1476000000 | MODULAR HOUSING OMNIMATE HOUSING - SERIES CH20M WIDTH: 45 MM | 26
33222 | 1476910000 | MODULAR HOUSING OMNIMATE HOUSING - SERIES CH20M WIDTH: 45 MM | 26
33223 | 1534750000 | PCB PLUG-IN CONNECTOR RJ45 JACKS TRANSFORMER 10/100 MBIT/S THT/THR SOLDER CONNECTION 180° SHIELD TABS: NONE 30...80 Μ" NI / ? 30 Μ" AU LED: YES GREEN/ GREEN/ N OF POLES: 8 TRAY (MANUAL ASSEMBLY) | 51
33224 | 1534760000 | PCB PLUG-IN CONNECTOR RJ45 JACKS TRANSFORMER 1000 MBPS THT/THR SOLDER CONNECTION 180° SHIELD TABS: NONE 30...80 Μ" NI / ? 30 Μ" AU LED: YES GREEN/ GREEN/ N OF POLES: 10 TRAY (MANUAL ASSEMBLY) | 51
33225 | 1546940000 | TERMINAL MARKERS INSERT MARKERS 29 X 8 MM | 167
33226 | 1994320000 | PCB PLUG-IN CONNECTOR MALE HEADER CLOSED SIDE THT SOLDER CONNECTION 5.08 MM N OF POLES: 3 90° SOLDER PIN LENGTH (L): 3.2 MM TINNED GREEN BOX | 0
33227 | 1994560000 | PCB PLUG-IN CONNECTOR FEMALE HEADER INVERTED FLANGE THT SOLDER CONNECTION 5.08 MM N OF POLES: 2 90° SOLDER PIN LENGTH (L): 3.2 MM PALE GREEN BOX | 0
33228 | 2036460000 | PCB PLUG-IN CONNECTOR RJ45 JACKS TRANSFORMER 10/100 MBIT/S THT SOLDER CONNECTION 90° LATCH OPTION: BOTTOM SHIELD TABS: 6 TABS 30...80 Μ" NI / ? 30 Μ" AU LED: YES GREEN N OF POLES: 8 TAPE | 51
33229 | 2036510000 | PCB PLUG-IN CONNECTOR RJ45 JACKS TRANSFORMER 1000 MBPS THT/THR SOLDER CONNECTION 90° LATCH OPTION: BOTTOM SHIELD TABS: 6 TABS 30...80 Μ" NI / ? 30 Μ" AU LED: YES GREEN/ GREEN/ N OF POLES: 8 TAPE | 51
33230 | 2461060000 | PCB PLUG-IN CONNECTOR RJ45 JACKS TRANSFORMER 10/100 MBIT/S THT/THR SOLDER CONNECTION 90° LATCH OPTION: BOTTOM SHIELD TABS: NONE 30...80 Μ" NI / ? 30 Μ" AU LED: YES GREEN N OF POLES: 8 TRAY (MANUAL ASSEMBLY) | 51
33231 | 2461070000 | PCB PLUG-IN CONNECTOR RJ45 JACKS TRANSFORMER 10/100 MBIT/S THT/THR SOLDER CONNECTION 180° SHIELD TABS: NONE 30...80 Μ" NI / ? 30 Μ" AU LED: YES GREEN N OF POLES: 8 TRAY (MANUAL ASSEMBLY) | 51
33232 | 2462830000 | PCB PLUG-IN CONNECTOR MALE HEADER OPEN SIDE THT SOLDER CONNECTION 5.08 MM N OF POLES: 4 90° SOLDER PIN LENGTH (L): 3.2 MM BOX | 0
33233 | 2474160000 | PCB PLUG-IN CONNECTOR RJ45 JACKS TRANSFORMER 10/100 MBIT/S THT SOLDER CONNECTION 90° LATCH OPTION: BOTTOM SHIELD TABS: 6 TABS 30...80 Μ" NI / ? 30 Μ" AU LED: NO N OF POLES: 8 TRAY (MANUAL ASSEMBLY) | 51
33234 | 2516380000 | PCB PLUG-IN CONNECTOR RJ45 JACKS CAT. 5 THT/THR SOLDER CONNECTION 180° SHIELD TABS: NONE 30...80 Μ" NI / ? 30 Μ" AU LED: YES GREEN N OF POLES: 8 TRAY | 51
33235 | 2544500000 | PCB PLUG-IN CONNECTOR RJ45 JACKS TRANSFORMER 1000 MBPS THT/THR SOLDER CONNECTION 90° LATCH OPTION: BOTTOM SHIELD TABS: 6 TABS 30...80 Μ" NI / ? 30 Μ" AU LED: YES GREEN N OF POLES: 10 TRAY (MANUAL ASSEMBLY) | 51
33236 | 2544510000 | PCB PLUG-IN CONNECTOR RJ45 JACKS TRANSFORMER 1000 MBPS THT/THR SOLDER CONNECTION 90° LATCH OPTION: BOTTOM SHIELD TABS: 6 TABS 30...80 Μ" NI / ? 30 Μ" AU LED: YES GREEN N OF POLES: 10 TRAY (MANUAL ASSEMBLY) | 51
33237 | 2551900000 | PCB PLUG-IN CONNECTOR RJ45 JACKS TRANSFORMER 10/100 MBIT/S THT/THR SOLDER CONNECTION 90° LATCH OPTION: BOTTOM SHIELD TABS: NONE 30...80 Μ" NI / ? 30 Μ" AU LED: YES GREEN N OF POLES: 8 TAPE | 51
33238 | 2553980000 | CABLE DUCT SEPARATOR 80 MM X | 451
33239 | 2553990000 | CABLE DUCT SEPARATOR 100 MM X | 451
33240 | 2554050000 | CABLE DUCT BINDER | 439
33241 | 2562160000 | PCB PLUG-IN CONNECTOR RJ45 JACKS TRANSFORMER 1000 MBPS THT/THR SOLDER CONNECTION 180° SHIELD TABS: NONE 30...80 Μ" NI / ? 30 Μ" AU LED: YES GREEN/ GREEN/ N OF POLES: 10 TAPE | 51
33242 | 2562710000 | EXPANDING-RIVET TOOL | 844
33243 | 2562720000 | EXPANDING-RIVET TOOL | 844
33244 | 2562880000 | PCB PLUG-IN CONNECTOR RJ45 JACKS CAT. 5 THT SOLDER CONNECTION 90° LATCH OPTION: TOP SHIELD TABS: 6 TABS 30...80 Μ" NI / ? 30 Μ" AU LED: YES GREEN N OF POLES: 12 TRAY (MANUAL ASSEMBLY) | 51
33245 | 2562890000 | PCB PLUG-IN CONNECTOR RJ45 JACKS CAT. 5E SMD SOLDER CONNECTION 90° LATCH OPTION: TOP SHIELD TABS: 6 TABS 30...80 Μ" NI / ? 30 Μ" AU LED: YES GREEN N OF POLES: 12 TAPE | 51
33246 | 2562920000 | PCB PLUG-IN CONNECTOR RJ45 JACKS CAT. 5 THT SOLDER CONNECTION 90° LATCH OPTION: TOP SHIELD TABS: 6 TABS 30...80 Μ" NI / ? 30 Μ" AU LED: NO N OF POLES: 8 TRAY (MANUAL ASSEMBLY) | 51
33247 | 2562940000 | PCB PLUG-IN CONNECTOR RJ45 JACKS CAT. 5E SMD SOLDER CONNECTION 90° LATCH OPTION: TOP SHIELD TABS: 6 TABS 30...80 Μ" NI / ? 30 Μ" AU LED: NO N OF POLES: 8 TAPE | 51
33248 | 2562950000 | PCB PLUG-IN CONNECTOR RJ45 JACKS CAT. 5 THT/THR SOLDER CONNECTION 90° LATCH OPTION: TOP SHIELD TABS: NONE 30...80 Μ" NI / ? 30 Μ" AU LED: YES GREEN N OF POLES: 12 TAPE | 51
33249 | 2563730000 | OMNIMATE DATA - USB JACK FEMALE HEADER 480 MBPS THT/THR SOLDER CONNECTION 180° PITCH IN MM (P): 2.00 MM N OF POLES: 4 LCP TRAY (MANUAL ASSEMBLY) | 51
33250 | 2563850000 | PCB PLUG-IN CONNECTOR RJ45 JACKS TRANSFORMER 10/100 MBIT/S THT SOLDER CONNECTION 90° LATCH OPTION: BOTTOM SHIELD TABS: 6 TABS 30...80 Μ" NI / ? 30 Μ" AU LED: YES GREEN N OF POLES: 8 TRAY (MANUAL ASSEMBLY) | 51
33251 | 2588450000 | CABLE DUCT 30 MM X 25 MM 8.00 MM X 12.00 MM 2000 MM | 73
33252 | 2588530000 | CABLE DUCT 80 MM X 25 MM 8.00 MM X 12.00 MM 2000 MM | 73
33253 | 2588630000 | CABLE DUCT 100 MM X 40 MM 8.00 MM X 12.00 MM 2000 MM | 73
33254 | 2588650000 | CABLE DUCT 30 MM X 60 MM 8.00 MM X 12.00 MM 2000 MM | 73
33255 | 2588720000 | CABLE DUCT 100 MM X 60 MM 8.00 MM X 12.00 MM 2000 MM | 73
33256 | 2588790000 | CABLE DUCT 100 MM X 80 MM 8.00 MM X 12.00 MM 2000 MM | 73
33257 | 2588800000 | CABLE DUCT 40 MM X 100 MM 8.00 MM X 12.00 MM 2000 MM | 73
33258 | 2588840000 | CABLE DUCT 80 MM X 100 MM 8.00 MM X 12.00 MM 2000 MM | 73
33259 | 2588850000 | CABLE DUCT 100 MM X 100 MM 8.00 MM X 12.00 MM 2000 MM | 73
33260 | 2588870000 | CABLE DUCT 150 MM X 100 MM 8.00 MM X 12.00 MM 2000 MM | 73
33261 | 2588910000 | CABLE DUCT 60 MM X 120 MM 8.00 MM X 12.00 MM 2000 MM | 73
33262 | 2588920000 | CABLE DUCT 80 MM X 120 MM 8.00 MM X 12.00 MM 2000 MM | 73
33263 | 2588940000 | CABLE DUCT 100 MM X 120 MM 8.00 MM X 12.00 MM 2000 MM | 73
33264 | 2588990000 | CABLE DUCT 100 MM X 150 MM 8.00 MM X 12.00 MM 2000 MM | 73
33265 | 2589010000 | CABLE DUCT 60 MM X 200 MM 8.00 MM X 12.00 MM 2000 MM | 73
33266 | 2589030000 | CABLE DUCT 80 MM X 200 MM 8.00 MM X 12.00 MM 2000 MM | 73
33267 | 2589040000 | CABLE DUCT 100 MM X 200 MM 8.00 MM X 12.00 MM 2000 MM | 73
33268 | 2589060000 | CABLE DUCT 17 MM X 15 MM 4.00 MM X 6.00 MM 2000 MM | 73
33269 | 2589100000 | CABLE DUCT 40 MM X 15 MM 4.00 MM X 6.00 MM 2000 MM | 73
33270 | 2589110000 | CABLE DUCT 30 MM X 25 MM 4.00 MM X 6.00 MM 2000 MM | 73
33271 | 2589180000 | CABLE DUCT 80 MM X 25 MM 4.00 MM X 6.00 MM 2000 MM | 73
33272 | 2589260000 | CABLE DUCT 100 MM X 40 MM 4.00 MM X 6.00 MM 2000 MM | 73
33273 | 2589290000 | HALOGEN-FREE CABLE DUCT 75 MM X 100 MM 5.00 MM X 7.50 MM 2000 MM | 97
33274 | 2589320000 | HALOGEN-FREE CABLE DUCT 50 MM X 100 MM 5.00 MM X 7.50 MM 2000 MM | 97
33275 | 2589330000 | CABLE DUCT 100 MM X 60 MM 4.00 MM X 6.00 MM 2000 MM | 73
33276 | 2589340000 | HALOGEN-FREE CABLE DUCT 75 MM X 75 MM 5.00 MM X 7.50 MM 2000 MM | 97
33277 | 2589400000 | CABLE DUCT 100 MM X 80 MM 4.00 MM X 6.00 MM 2000 MM | 73
33278 | 2589440000 | CABLE DUCT 80 MM X 100 MM 4.00 MM X 6.00 MM 2000 MM | 73
33279 | 2589450000 | CABLE DUCT 100 MM X 100 MM 4.00 MM X 6.00 MM 2000 MM | 73
33280 | 2589460000 | CABLE DUCT ER DUCT 110 MM X 110 MM 4.00 MM X 6.00 MM 2000 MM | 1086
33281 | 2589470000 | CABLE DUCT 60 MM X 120 MM 4.00 MM X 6.00 MM 2000 MM | 73
33282 | 2589480000 | CABLE DUCT ER DUCT 90 MM X 90 MM 4.00 MM X 6.00 MM 2000 MM | 1078
33283 | 2589490000 | CABLE DUCT 80 MM X 120 MM 4.00 MM X 6.00 MM 2000 MM | 73
33284 | 2589500000 | CABLE DUCT 100 MM X 120 MM 4.00 MM X 6.00 MM 2000 MM | 73
33285 | 2589510000 | CABLE DUCT FLOOR DUCT 80 MM X 100 MM 4.00 MM X 6.00 MM 2000 MM | 163
33286 | 2589520000 | CABLE DUCT 25 MM X 25 MM 5.00 MM X 7.50 MM 2000 MM | 223
33287 | 2589580000 | CABLE DUCT 75 MM X 25 MM 5.00 MM X 7.50 MM 2000 MM | 223
33288 | 2589610000 | CABLE DUCT 50 MM X 37.5 MM 5.00 MM X 7.50 MM 2000 MM | 223
33289 | 2589630000 | CABLE DUCT 75 MM X 37.5 MM 5.00 MM X 7.50 MM 2000 MM | 223
33290 | 2589650000 | HALOGEN-FREE CABLE DUCT 25 MM X 25 MM 5.00 MM X 7.50 MM 2000 MM | 97
33291 | 2589700000 | HALOGEN-FREE CABLE DUCT 75 MM X 25 MM 5.00 MM X 7.50 MM 2000 MM | 97
33292 | 2589730000 | HALOGEN-FREE CABLE DUCT 50 MM X 37.5 MM 5.00 MM X 7.50 MM 2000 MM | 97
33293 | 2589740000 | CABLE DUCT FLOOR DUCT 80 MM X 100 MM 8.00 MM X 12.00 MM 2000 MM | 163
33294 | 2589750000 | HALOGEN-FREE CABLE DUCT 75 MM X 37.5 MM 5.00 MM X 7.50 MM 2000 MM | 97
33295 | 2589830000 | HALOGEN-FREE CABLE DUCT 75 MM X 75 MM 5.00 MM X 7.50 MM 2000 MM | 97
33296 | 2589860000 | HALOGEN-FREE CABLE DUCT 50 MM X 100 MM 5.00 MM X 7.50 MM 2000 MM | 97
33297 | 2589880000 | HALOGEN-FREE CABLE DUCT 75 MM X 100 MM 5.00 MM X 7.50 MM 2000 MM | 97
33298 | 2589930000 | HALOGEN-FREE CABLE DUCT 25 MM X 25 MM 5.00 MM X 7.50 MM 2000 MM | 97
33299 | 2590010000 | HALOGEN-FREE CABLE DUCT 75 MM X 25 MM 5.00 MM X 7.50 MM 2000 MM | 97
33300 | 2590060000 | HALOGEN-FREE CABLE DUCT 50 MM X 37.5 MM 5.00 MM X 7.50 MM 2000 MM | 97
33301 | 2590090000 | HALOGEN-FREE CABLE DUCT 75 MM X 37.5 MM 5.00 MM X 7.50 MM 2000 MM | 97
33302 | 2590140000 | CABLE DUCT 50 MM X 100 MM 5.00 MM X 7.50 MM 2000 MM | 223
33303 | 2590180000 | CABLE DUCT 75 MM X 75 MM 5.00 MM X 7.50 MM 2000 MM | 223
33304 | 2590190000 | CABLE DUCT 75 MM X 100 MM 5.00 MM X 7.50 MM 2000 MM | 223
33305 | 2604090000 | PRINTED CIRCUIT BOARD TERMINALS 3.50 MM N OF POLES: 12 90° SOLDER PIN LENGTH (L): 1.5 MM PUSH IN WITH ACTUATOR CLAMPING RANGE MAX. : 1.5 MM² TAPE | 49
33306 | 2604110000 | PRINTED CIRCUIT BOARD TERMINALS 3.50 MM N OF POLES: 4 90° SOLDER PIN LENGTH (L): 1.5 MM PUSH IN WITH ACTUATOR CLAMPING RANGE MAX. : 1.5 MM² TAPE | 49
33307 | 2604120000 | PRINTED CIRCUIT BOARD TERMINALS 3.50 MM N OF POLES: 4 90° SOLDER PIN LENGTH (L): 1.5 MM PUSH IN WITH ACTUATOR CLAMPING RANGE MAX. : 1.5 MM² TAPE | 49
33308 | 2604130000 | PRINTED CIRCUIT BOARD TERMINALS 3.50 MM N OF POLES: 4 90° SOLDER PIN LENGTH (L): 1.5 MM PUSH IN WITH ACTUATOR CLAMPING RANGE MAX. : 1.5 MM² TAPE | 49
33309 | 1247250000 | MODULAR HOUSING OMNIMATE HOUSING - SERIES CH20M WIDTH: 67.5 MM | 26
33310 | 2431510000 | PCB PLUG-IN CONNECTOR MALE HEADER FLANGE THT SOLDER CONNECTION 7.62 MM N OF POLES: 10 270° SOLDER PIN LENGTH (L): 4.5 MM TINNED BOX | 0
33311 | 1523980000 | PCB PLUG-IN CONNECTOR MALE HEADER FLANGE THT SOLDER CONNECTION 7.62 MM N OF POLES: 10 270° SOLDER PIN LENGTH (L): 3.2 MM TINNED BOX | 0
33312 | 1150590000 | PCB PLUG-IN CONNECTOR MALE HEADER SOLDER FLANGE THT SOLDER CONNECTION 5.08 MM N OF POLES: 24 90° SOLDER PIN LENGTH (L): 3.2 MM TINNED BOX | 0
33313 | 1150580000 | PCB PLUG-IN CONNECTOR MALE HEADER SOLDER FLANGE THT SOLDER CONNECTION 5.08 MM N OF POLES: 23 90° SOLDER PIN LENGTH (L): 3.2 MM TINNED BOX | 0
33314 | 1149190000 | PCB PLUG-IN CONNECTOR MALE HEADER FLANGE THT SOLDER CONNECTION 5.08 MM N OF POLES: 24 180° SOLDER PIN LENGTH (L): 3.2 MM TINNED BOX | 0
33315 | 1090850000 | PCB PLUG-IN CONNECTOR MALE HEADER CLOSED SIDE THT SOLDER CONNECTION 7.62 MM N OF POLES: 2 270° SOLDER PIN LENGTH (L): 3.5 MM TINNED BOX | 0
33316 | 1089920000 | PCB PLUG-IN CONNECTOR MALE HEADER CLOSED SIDE THT SOLDER CONNECTION 7.62 MM N OF POLES: 2 90° SOLDER PIN LENGTH (L): 3.5 MM TINNED BOX | 0
33317 | 1150520000 | PCB PLUG-IN CONNECTOR MALE HEADER SOLDER FLANGE THT SOLDER CONNECTION 5.08 MM N OF POLES: 18 90° SOLDER PIN LENGTH (L): 3.2 MM TINNED BOX | 0
33318 | 1150510000 | PCB PLUG-IN CONNECTOR MALE HEADER SOLDER FLANGE THT SOLDER CONNECTION 5.08 MM N OF POLES: 17 90° SOLDER PIN LENGTH (L): 3.2 MM TINNED BOX | 0
33319 | 1150500000 | PCB PLUG-IN CONNECTOR MALE HEADER SOLDER FLANGE THT SOLDER CONNECTION 5.08 MM N OF POLES: 16 90° SOLDER PIN LENGTH (L): 3.2 MM TINNED BOX | 0
33320 | 1150490000 | PCB PLUG-IN CONNECTOR MALE HEADER SOLDER FLANGE THT SOLDER CONNECTION 5.08 MM N OF POLES: 15 90° SOLDER PIN LENGTH (L): 3.2 MM TINNED BOX | 0
33321 | 1150480000 | PCB PLUG-IN CONNECTOR MALE HEADER SOLDER FLANGE THT SOLDER CONNECTION 5.08 MM N OF POLES: 14 90° SOLDER PIN LENGTH (L): 3.2 MM TINNED BOX | 0
33322 | 1150310000 | PCB PLUG-IN CONNECTOR MALE HEADER FLANGE THT SOLDER CONNECTION 5.08 MM N OF POLES: 22 90° SOLDER PIN LENGTH (L): 3.2 MM TINNED BOX | 0
33323 | 1150290000 | PCB PLUG-IN CONNECTOR MALE HEADER FLANGE THT SOLDER CONNECTION 5.08 MM N OF POLES: 20 90° SOLDER PIN LENGTH (L): 3.2 MM TINNED BOX | 0
33324 | 1150270000 | PCB PLUG-IN CONNECTOR MALE HEADER FLANGE THT SOLDER CONNECTION 5.08 MM N OF POLES: 18 90° SOLDER PIN LENGTH (L): 3.2 MM TINNED BOX | 0
33325 | 1150250000 | PCB PLUG-IN CONNECTOR MALE HEADER FLANGE THT SOLDER CONNECTION 5.08 MM N OF POLES: 17 90° SOLDER PIN LENGTH (L): 3.2 MM TINNED BOX | 0
33326 | 1150230000 | PCB PLUG-IN CONNECTOR MALE HEADER FLANGE THT SOLDER CONNECTION 5.08 MM N OF POLES: 15 90° SOLDER PIN LENGTH (L): 3.2 MM TINNED BOX | 0
33327 | 1150220000 | PCB PLUG-IN CONNECTOR MALE HEADER FLANGE THT SOLDER CONNECTION 5.08 MM N OF POLES: 14 90° SOLDER PIN LENGTH (L): 3.2 MM TINNED BOX | 0
33328 | 1149920000 | PCB PLUG-IN CONNECTOR MALE HEADER SOLDER FLANGE THT SOLDER CONNECTION 5.08 MM N OF POLES: 23 180° SOLDER PIN LENGTH (L): 3.2 MM TINNED BOX | 0
33329 | 1149820000 | PCB PLUG-IN CONNECTOR MALE HEADER SOLDER FLANGE THT SOLDER CONNECTION 5.08 MM N OF POLES: 20 180° SOLDER PIN LENGTH (L): 3.2 MM TINNED BOX | 0
33330 | 1149750000 | PCB PLUG-IN CONNECTOR MALE HEADER SOLDER FLANGE THT SOLDER CONNECTION 5.08 MM N OF POLES: 18 180° SOLDER PIN LENGTH (L): 3.2 MM TINNED BOX | 0
33331 | 1149720000 | PCB PLUG-IN CONNECTOR MALE HEADER SOLDER FLANGE THT SOLDER CONNECTION 5.08 MM N OF POLES: 17 180° SOLDER PIN LENGTH (L): 3.2 MM TINNED BOX | 0
33332 | 1149690000 | PCB PLUG-IN CONNECTOR MALE HEADER SOLDER FLANGE THT SOLDER CONNECTION 5.08 MM N OF POLES: 16 180° SOLDER PIN LENGTH (L): 3.2 MM TINNED BOX | 0
33333 | 1149650000 | PCB PLUG-IN CONNECTOR MALE HEADER SOLDER FLANGE THT SOLDER CONNECTION 5.08 MM N OF POLES: 15 180° SOLDER PIN LENGTH (L): 3.2 MM TINNED BOX | 0
33334 | 1149620000 | PCB PLUG-IN CONNECTOR MALE HEADER SOLDER FLANGE THT SOLDER CONNECTION 5.08 MM N OF POLES: 14 180° SOLDER PIN LENGTH (L): 3.2 MM TINNED BOX | 0
33335 | 1149250000 | PCB PLUG-IN CONNECTOR MALE HEADER SOLDER FLANGE THT SOLDER CONNECTION 5.08 MM N OF POLES: 3 180° SOLDER PIN LENGTH (L): 3.2 MM TINNED BOX | 0
33336 | 1149220000 | PCB PLUG-IN CONNECTOR MALE HEADER SOLDER FLANGE THT SOLDER CONNECTION 5.08 MM N OF POLES: 2 180° SOLDER PIN LENGTH (L): 3.2 MM TINNED BOX | 0
33337 | 1149120000 | PCB PLUG-IN CONNECTOR MALE HEADER FLANGE THT SOLDER CONNECTION 5.08 MM N OF POLES: 22 180° SOLDER PIN LENGTH (L): 3.2 MM TINNED BOX | 0
33338 | 1149020000 | PCB PLUG-IN CONNECTOR MALE HEADER FLANGE THT SOLDER CONNECTION 5.08 MM N OF POLES: 19 180° SOLDER PIN LENGTH (L): 3.2 MM TINNED BOX | 0
33339 | 1148990000 | PCB PLUG-IN CONNECTOR MALE HEADER FLANGE THT SOLDER CONNECTION 5.08 MM N OF POLES: 18 180° SOLDER PIN LENGTH (L): 3.2 MM TINNED BOX | 0
33340 | 1148950000 | PCB PLUG-IN CONNECTOR MALE HEADER FLANGE THT SOLDER CONNECTION 5.08 MM N OF POLES: 17 180° SOLDER PIN LENGTH (L): 3.2 MM TINNED BOX | 0
33341 | 1148920000 | PCB PLUG-IN CONNECTOR MALE HEADER FLANGE THT SOLDER CONNECTION 5.08 MM N OF POLES: 16 180° SOLDER PIN LENGTH (L): 3.2 MM TINNED BOX | 0
33342 | 1148890000 | PCB PLUG-IN CONNECTOR MALE HEADER FLANGE THT SOLDER CONNECTION 5.08 MM N OF POLES: 15 180° SOLDER PIN LENGTH (L): 3.2 MM TINNED BOX | 0
33343 | 1148850000 | PCB PLUG-IN CONNECTOR MALE HEADER FLANGE THT SOLDER CONNECTION 5.08 MM N OF POLES: 14 180° SOLDER PIN LENGTH (L): 3.2 MM TINNED BOX | 0
33344 | 1148520000 | PCB PLUG-IN CONNECTOR MALE HEADER FLANGE THT SOLDER CONNECTION 5.08 MM N OF POLES: 3 180° SOLDER PIN LENGTH (L): 3.2 MM TINNED BOX | 0
33345 | 2555110000 | MODULAR HOUSING OMNIMATE HOUSING - SERIES CH20M WIDTH: 45 MM | 26
33346 | 1543020000 | PCB PLUG-IN CONNECTOR FEMALE PLUG 7.62 MM N OF POLES: 4 180° CLAMPING YOKE CONNECTION CLAMPING RANGE MAX. : 10 MM² BOX | 1
33347 | 1543010000 | PCB PLUG-IN CONNECTOR FEMALE PLUG 7.62 MM N OF POLES: 4 180° CLAMPING YOKE CONNECTION CLAMPING RANGE MAX. : 10 MM² BOX | 1
33348 | 1542990000 | PCB PLUG-IN CONNECTOR FEMALE PLUG 7.62 MM N OF POLES: 4 180° CLAMPING YOKE CONNECTION CLAMPING RANGE MAX. : 10 MM² BOX | 1
33349 | 1500050000 | MODULAR HOUSING OMNIMATE HOUSING - SERIES CH20M WIDTH: 45 MM | 26
33350 | 1500040000 | MODULAR HOUSING OMNIMATE HOUSING - SERIES CH20M WIDTH: 45 MM | 26
33351 | 1490820000 | MODULAR HOUSING OMNIMATE HOUSING - SERIES CH20M WIDTH: 67.5 MM | 26
33352 | 1378000000 | MODULAR HOUSING OMNIMATE HOUSING - SERIES CH20M WIDTH: 17.5 MM | 26
33353 | 1366350000 | MODULAR HOUSING OMNIMATE HOUSING - SERIES CH20M WIDTH: 12 MM | 26
33354 | 1366280000 | MODULAR HOUSING OMNIMATE HOUSING - SERIES CH20M WIDTH: 17.5 MM | 26
33355 | 1312730000 | PCB PLUG-IN CONNECTOR FEMALE PLUG 7.62 MM N OF POLES: 4 180° CLAMPING YOKE CONNECTION CLAMPING RANGE MAX. : 10 MM² BOX | 1
33356 | 1156750000 | PCB PLUG-IN CONNECTOR FEMALE PLUG 7.62 MM N OF POLES: 4 180° CLAMPING YOKE CONNECTION CLAMPING RANGE MAX. : 10 MM² BOX | 1
33357 | 1156740000 | PCB PLUG-IN CONNECTOR FEMALE PLUG 7.62 MM N OF POLES: 4 180° CLAMPING YOKE CONNECTION CLAMPING RANGE MAX. : 10 MM² BOX | 1
33358 | 2633380000 | PCB PLUG-IN CONNECTOR FEMALE PLUG 7.62 MM N OF POLES: 4 180° PUSH IN WITH ACTUATOR PUSH IN WITHOUT ACTUATOR CLAMPING RANGE MAX. : 10 MM² BOX | 1
33359 | 2549300000 | PCB PLUG-IN CONNECTOR FEMALE PLUG 7.62 MM N OF POLES: 2 180° PUSH IN WITH ACTUATOR CLAMPING RANGE MAX. : 6 MM² BOX | 1
33360 | 2549280000 | PCB PLUG-IN CONNECTOR FEMALE PLUG 7.62 MM N OF POLES: 2 180° PUSH IN WITH ACTUATOR CLAMPING RANGE MAX. : 6 MM² BOX | 1
33361 | 2548880000 | PCB PLUG-IN CONNECTOR FEMALE PLUG 7.62 MM N OF POLES: 3 180° PUSH IN WITH ACTUATOR CLAMPING RANGE MAX. : 6 MM² BOX | 1
33362 | 2548870000 | PCB PLUG-IN CONNECTOR FEMALE PLUG 7.62 MM N OF POLES: 2 180° PUSH IN WITH ACTUATOR CLAMPING RANGE MAX. : 6 MM² BOX | 1
33363 | 2493410000 | PCB PLUG-IN CONNECTOR FEMALE PLUG 10.16 MM N OF POLES: 4 180° PUSH IN WITH ACTUATOR CLAMPING RANGE MAX. : 16 MM² BOX | 1
33364 | 2493370000 | PCB PLUG-IN CONNECTOR FEMALE PLUG 10.16 MM N OF POLES: 5 180° PUSH IN WITH ACTUATOR CLAMPING RANGE MAX. : 16 MM² BOX | 1
33365 | 2493340000 | PCB PLUG-IN CONNECTOR FEMALE PLUG 10.16 MM N OF POLES: 2 180° PUSH IN WITH ACTUATOR CLAMPING RANGE MAX. : 16 MM² BOX | 1
33366 | 2493300000 | PCB PLUG-IN CONNECTOR FEMALE PLUG 10.16 MM N OF POLES: 2 180° PUSH IN WITH ACTUATOR CLAMPING RANGE MAX. : 16 MM² BOX | 1
33367 | 2493250000 | PCB PLUG-IN CONNECTOR FEMALE PLUG 10.16 MM N OF POLES: 3 180° PUSH IN WITH ACTUATOR CLAMPING RANGE MAX. : 16 MM² BOX | 1
33368 | 2493240000 | PCB PLUG-IN CONNECTOR FEMALE PLUG 10.16 MM N OF POLES: 3 180° PUSH IN WITH ACTUATOR CLAMPING RANGE MAX. : 16 MM² BOX | 1
33369 | 2493190000 | PCB PLUG-IN CONNECTOR FEMALE PLUG 10.16 MM N OF POLES: 3 180° PUSH IN WITH ACTUATOR CLAMPING RANGE MAX. : 16 MM² BOX | 1
33370 | 2493180000 | PCB PLUG-IN CONNECTOR FEMALE PLUG 10.16 MM N OF POLES: 3 180° PUSH IN WITH ACTUATOR CLAMPING RANGE MAX. : 16 MM² BOX | 1
33371 | 2000430000 | PCB PLUG-IN CONNECTOR FEMALE PLUG 10.16 MM N OF POLES: 4 180° CLAMPING YOKE CONNECTION CLAMPING RANGE MAX. : 16 MM² BOX | 1
33372 | 1156640000 | PCB PLUG-IN CONNECTOR FEMALE PLUG 10.16 MM N OF POLES: 4 180° CLAMPING YOKE CONNECTION CLAMPING RANGE MAX. : 16 MM² BOX | 1
33373 | 1156630000 | PCB PLUG-IN CONNECTOR FEMALE PLUG 10.16 MM N OF POLES: 4 180° CLAMPING YOKE CONNECTION CLAMPING RANGE MAX. : 16 MM² BOX | 1
33374 | 1134080000 | PCB PLUG-IN CONNECTOR FEMALE HEADER SOLDER FLANGE THT SOLDER CONNECTION 7.62 MM N OF POLES: 2 180° SOLDER PIN LENGTH (L): 3.2 MM TINNED BOX | 0
33375 | 1122120000 | PCB PLUG-IN CONNECTOR FEMALE HEADER FLANGE THT SOLDER CONNECTION 7.62 MM N OF POLES: 3 180° SOLDER PIN LENGTH (L): 3.2 MM TINNED BOX | 0
33376 | 1122080000 | PCB PLUG-IN CONNECTOR FEMALE HEADER CLOSED SIDE THT SOLDER CONNECTION 7.62 MM N OF POLES: 3 180° SOLDER PIN LENGTH (L): 3.2 MM TINNED BOX | 0
33377 | 1095650000 | PCB PLUG-IN CONNECTOR FEMALE HEADER SOLDER FLANGE THT SOLDER CONNECTION 7.62 MM N OF POLES: 3 90° SOLDER PIN LENGTH (L): 3.2 MM TINNED BOX | 0
33378 | 1095640000 | PCB PLUG-IN CONNECTOR FEMALE HEADER SOLDER FLANGE THT SOLDER CONNECTION 7.62 MM N OF POLES: 2 90° SOLDER PIN LENGTH (L): 3.2 MM TINNED BOX | 0
33379 | 2538180000 | PCB PLUG-IN CONNECTOR FEMALE PLUG 3.50 MM N OF POLES: 24 180° PUSH IN WITH ACTUATOR TENSION-CLAMP CONNECTION CLAMPING RANGE MAX. : 1.5 MM² BOX | 1
33380 | 2538060000 | PCB PLUG-IN CONNECTOR FEMALE PLUG 3.50 MM N OF POLES: 7 180° PUSH IN WITH ACTUATOR TENSION-CLAMP CONNECTION CLAMPING RANGE MAX. : 1.5 MM² BOX | 1
33381 | 2538050000 | PCB PLUG-IN CONNECTOR FEMALE PLUG 3.50 MM N OF POLES: 6 180° PUSH IN WITH ACTUATOR TENSION-CLAMP CONNECTION CLAMPING RANGE MAX. : 1.5 MM² BOX | 1
33382 | 2538040000 | PCB PLUG-IN CONNECTOR FEMALE PLUG 3.50 MM N OF POLES: 5 180° PUSH IN WITH ACTUATOR TENSION-CLAMP CONNECTION CLAMPING RANGE MAX. : 1.5 MM² BOX | 1
33383 | 2538030000 | PCB PLUG-IN CONNECTOR FEMALE PLUG 3.50 MM N OF POLES: 4 180° PUSH IN WITH ACTUATOR TENSION-CLAMP CONNECTION CLAMPING RANGE MAX. : 1.5 MM² BOX | 1
33384 | 2538020000 | PCB PLUG-IN CONNECTOR FEMALE PLUG 3.50 MM N OF POLES: 3 180° PUSH IN WITH ACTUATOR TENSION-CLAMP CONNECTION CLAMPING RANGE MAX. : 1.5 MM² BOX | 1
33385 | 2538010000 | PCB PLUG-IN CONNECTOR FEMALE PLUG 3.50 MM N OF POLES: 4 180° PUSH IN WITH ACTUATOR TENSION-CLAMP CONNECTION CLAMPING RANGE MAX. : 1.5 MM² BOX | 1
33386 | 2537940000 | PCB PLUG-IN CONNECTOR FEMALE PLUG 3.50 MM N OF POLES: 4 180° PUSH IN WITH ACTUATOR TENSION-CLAMP CONNECTION CLAMPING RANGE MAX. : 1.5 MM² BOX | 1
33387 | 2537900000 | PCB PLUG-IN CONNECTOR FEMALE PLUG 3.50 MM N OF POLES: 2 180° PUSH IN WITH ACTUATOR TENSION-CLAMP CONNECTION CLAMPING RANGE MAX. : 1.5 MM² BOX | 1
33388 | 2537890000 | PCB PLUG-IN CONNECTOR FEMALE PLUG 3.50 MM N OF POLES: 2 180° PUSH IN WITH ACTUATOR TENSION-CLAMP CONNECTION CLAMPING RANGE MAX. : 1.5 MM² BOX | 1
33389 | 2460250000 | PCB PLUG-IN CONNECTOR FEMALE PLUG 3.50 MM N OF POLES: 4 180° PUSH IN WITH ACTUATOR TENSION-CLAMP CONNECTION CLAMPING RANGE MAX. : 1.5 MM² BOX | 1
33390 | 2460240000 | PCB PLUG-IN CONNECTOR FEMALE PLUG 3.50 MM N OF POLES: 4 180° PUSH IN WITH ACTUATOR TENSION-CLAMP CONNECTION CLAMPING RANGE MAX. : 1.5 MM² BOX | 1
33391 | 2460160000 | PCB PLUG-IN CONNECTOR FEMALE PLUG 3.50 MM N OF POLES: 2 180° PUSH IN WITH ACTUATOR TENSION-CLAMP CONNECTION CLAMPING RANGE MAX. : 1.5 MM² BOX | 1
33392 | 2460000000 | PCB PLUG-IN CONNECTOR FEMALE PLUG 3.50 MM N OF POLES: 7 180° PUSH IN WITH ACTUATOR TENSION-CLAMP CONNECTION CLAMPING RANGE MAX. : 1.5 MM² BOX | 1
33393 | 2459990000 | PCB PLUG-IN CONNECTOR FEMALE PLUG 3.50 MM N OF POLES: 6 180° PUSH IN WITH ACTUATOR TENSION-CLAMP CONNECTION CLAMPING RANGE MAX. : 1.5 MM² BOX | 1
33394 | 2459980000 | PCB PLUG-IN CONNECTOR FEMALE PLUG 3.50 MM N OF POLES: 5 180° PUSH IN WITH ACTUATOR TENSION-CLAMP CONNECTION CLAMPING RANGE MAX. : 1.5 MM² BOX | 1
33395 | 2459960000 | PCB PLUG-IN CONNECTOR FEMALE PLUG 3.50 MM N OF POLES: 3 180° PUSH IN WITH ACTUATOR TENSION-CLAMP CONNECTION CLAMPING RANGE MAX. : 1.5 MM² BOX | 1
33396 | 2459950000 | PCB PLUG-IN CONNECTOR FEMALE PLUG 3.50 MM N OF POLES: 2 180° PUSH IN WITH ACTUATOR TENSION-CLAMP CONNECTION CLAMPING RANGE MAX. : 1.5 MM² BOX | 1
33397 | 2459890000 | PCB PLUG-IN CONNECTOR FEMALE PLUG 3.50 MM N OF POLES: 7 180° PUSH IN WITH ACTUATOR TENSION-CLAMP CONNECTION CLAMPING RANGE MAX. : 1.5 MM² BOX | 1
33398 | 2459880000 | PCB PLUG-IN CONNECTOR FEMALE PLUG 3.50 MM N OF POLES: 6 180° PUSH IN WITH ACTUATOR TENSION-CLAMP CONNECTION CLAMPING RANGE MAX. : 1.5 MM² BOX | 1
33399 | 2459870000 | PCB PLUG-IN CONNECTOR FEMALE PLUG 3.50 MM N OF POLES: 5 180° PUSH IN WITH ACTUATOR TENSION-CLAMP CONNECTION CLAMPING RANGE MAX. : 1.5 MM² BOX | 1
33400 | 2459860000 | PCB PLUG-IN CONNECTOR FEMALE PLUG 3.50 MM N OF POLES: 4 180° PUSH IN WITH ACTUATOR TENSION-CLAMP CONNECTION CLAMPING RANGE MAX. : 1.5 MM² BOX | 1
33401 | 2459850000 | PCB PLUG-IN CONNECTOR FEMALE PLUG 3.50 MM N OF POLES: 3 180° PUSH IN WITH ACTUATOR TENSION-CLAMP CONNECTION CLAMPING RANGE MAX. : 1.5 MM² BOX | 1
33402 | 2459840000 | PCB PLUG-IN CONNECTOR FEMALE PLUG 3.50 MM N OF POLES: 2 180° PUSH IN WITH ACTUATOR TENSION-CLAMP CONNECTION CLAMPING RANGE MAX. : 1.5 MM² BOX | 1
33403 | 2459830000 | PCB PLUG-IN CONNECTOR FEMALE PLUG 3.50 MM N OF POLES: 24 180° PUSH IN WITH ACTUATOR TENSION-CLAMP CONNECTION CLAMPING RANGE MAX. : 1.5 MM² BOX | 1
33404 | 2459730000 | PCB PLUG-IN CONNECTOR FEMALE PLUG 3.50 MM N OF POLES: 7 180° PUSH IN WITH ACTUATOR TENSION-CLAMP CONNECTION CLAMPING RANGE MAX. : 1.5 MM² BOX | 1
33405 | 2459720000 | PCB PLUG-IN CONNECTOR FEMALE PLUG 3.50 MM N OF POLES: 6 180° PUSH IN WITH ACTUATOR TENSION-CLAMP CONNECTION CLAMPING RANGE MAX. : 1.5 MM² BOX | 1
33406 | 2459710000 | PCB PLUG-IN CONNECTOR FEMALE PLUG 3.50 MM N OF POLES: 5 180° PUSH IN WITH ACTUATOR TENSION-CLAMP CONNECTION CLAMPING RANGE MAX. : 1.5 MM² BOX | 1
33407 | 2459700000 | PCB PLUG-IN CONNECTOR FEMALE PLUG 3.50 MM N OF POLES: 4 180° PUSH IN WITH ACTUATOR TENSION-CLAMP CONNECTION CLAMPING RANGE MAX. : 1.5 MM² BOX | 1
33408 | 2459690000 | PCB PLUG-IN CONNECTOR FEMALE PLUG 3.50 MM N OF POLES: 3 180° PUSH IN WITH ACTUATOR TENSION-CLAMP CONNECTION CLAMPING RANGE MAX. : 1.5 MM² BOX | 1
33409 | 2459680000 | PCB PLUG-IN CONNECTOR FEMALE PLUG 3.50 MM N OF POLES: 2 180° PUSH IN WITH ACTUATOR TENSION-CLAMP CONNECTION CLAMPING RANGE MAX. : 1.5 MM² BOX | 1
33410 | 2459620000 | PCB PLUG-IN CONNECTOR FEMALE PLUG 3.50 MM N OF POLES: 7 180° PUSH IN WITH ACTUATOR TENSION-CLAMP CONNECTION CLAMPING RANGE MAX. : 1.5 MM² BOX | 1
33411 | 2459560000 | PCB PLUG-IN CONNECTOR FEMALE PLUG 3.50 MM N OF POLES: 24 180° PUSH IN WITH ACTUATOR TENSION-CLAMP CONNECTION CLAMPING RANGE MAX. : 1.5 MM² BOX | 1
33412 | 2459440000 | PCB PLUG-IN CONNECTOR FEMALE PLUG 3.50 MM N OF POLES: 7 180° PUSH IN WITH ACTUATOR TENSION-CLAMP CONNECTION CLAMPING RANGE MAX. : 1.5 MM² BOX | 1
33413 | 2459430000 | PCB PLUG-IN CONNECTOR FEMALE PLUG 3.50 MM N OF POLES: 6 180° PUSH IN WITH ACTUATOR TENSION-CLAMP CONNECTION CLAMPING RANGE MAX. : 1.5 MM² BOX | 1
33414 | 2459400000 | PCB PLUG-IN CONNECTOR FEMALE PLUG 3.50 MM N OF POLES: 3 180° PUSH IN WITH ACTUATOR TENSION-CLAMP CONNECTION CLAMPING RANGE MAX. : 1.5 MM² BOX | 1
33415 | 2459350000 | PCB PLUG-IN CONNECTOR FEMALE PLUG 3.50 MM N OF POLES: 9 180° PUSH IN WITH ACTUATOR TENSION-CLAMP CONNECTION CLAMPING RANGE MAX. : 1.5 MM² BOX | 1
33416 | 2459330000 | PCB PLUG-IN CONNECTOR FEMALE PLUG 3.50 MM N OF POLES: 7 180° PUSH IN WITH ACTUATOR TENSION-CLAMP CONNECTION CLAMPING RANGE MAX. : 1.5 MM² BOX | 1
33417 | 2459270000 | PCB PLUG-IN CONNECTOR FEMALE PLUG 3.50 MM N OF POLES: 24 180° PUSH IN WITH ACTUATOR TENSION-CLAMP CONNECTION CLAMPING RANGE MAX. : 1.5 MM² BOX | 1
33418 | 2459260000 | PCB PLUG-IN CONNECTOR FEMALE PLUG 3.50 MM N OF POLES: 23 180° PUSH IN WITH ACTUATOR TENSION-CLAMP CONNECTION CLAMPING RANGE MAX. : 1.5 MM² BOX | 1
33419 | 2459120000 | PCB PLUG-IN CONNECTOR FEMALE PLUG 3.50 MM N OF POLES: 9 180° PUSH IN WITH ACTUATOR TENSION-CLAMP CONNECTION CLAMPING RANGE MAX. : 1.5 MM² BOX | 1
33420 | 2459110000 | PCB PLUG-IN CONNECTOR FEMALE PLUG 3.50 MM N OF POLES: 8 180° PUSH IN WITH ACTUATOR TENSION-CLAMP CONNECTION CLAMPING RANGE MAX. : 1.5 MM² BOX | 1
33421 | 2459100000 | PCB PLUG-IN CONNECTOR FEMALE PLUG 3.50 MM N OF POLES: 7 180° PUSH IN WITH ACTUATOR TENSION-CLAMP CONNECTION CLAMPING RANGE MAX. : 1.5 MM² BOX | 1
33422 | 1989210000 | PCB PLUG-IN CONNECTOR FEMALE PLUG 5.00 MM N OF POLES: 3 180° PUSH IN WITH ACTUATOR TENSION-CLAMP CONNECTION BOX | 1
33423 | 1989200000 | PCB PLUG-IN CONNECTOR FEMALE PLUG 5.00 MM N OF POLES: 3 180° PUSH IN WITH ACTUATOR TENSION-CLAMP CONNECTION BOX | 1
33424 | 1497670000 | PCB PLUG-IN CONNECTOR FEMALE PLUG 5.00 MM N OF POLES: 3 180° PUSH IN WITH ACTUATOR TENSION-CLAMP CONNECTION BOX | 1
33425 | 1122110000 | PCB PLUG-IN CONNECTOR FEMALE HEADER FLANGE THT SOLDER CONNECTION 7.62 MM N OF POLES: 2 180° SOLDER PIN LENGTH (L): 3.2 MM TINNED BOX | 0
33426 | 1069370000 | PCB PLUG-IN CONNECTOR RELEASE LEVER BHZ 5.00/03/90LH SN BK/BL BX | 290
33427 | 1069340000 | PCB PLUG-IN CONNECTOR RELEASE LEVER BHZ 5.00/03/90LH SN BK/BK BX | 290
33428 | 2054540000 | PCB PLUG-IN CONNECTOR FEMALE PLUG 3.50 MM N OF POLES: 16 180° PUSH IN WITH ACTUATOR TENSION-CLAMP CONNECTION CLAMPING RANGE MAX. : 1.5 MM² BOX | 1
33429 | 2054530000 | PCB PLUG-IN CONNECTOR FEMALE PLUG 3.50 MM N OF POLES: 12 180° PUSH IN WITH ACTUATOR TENSION-CLAMP CONNECTION CLAMPING RANGE MAX. : 1.5 MM² BOX | 1
33430 | 1375950000 | PCB PLUG-IN CONNECTOR FEMALE PLUG 3.50 MM N OF POLES: 16 180° PUSH IN WITH ACTUATOR TENSION-CLAMP CONNECTION CLAMPING RANGE MAX. : 1.5 MM² BOX | 1
33431 | 1375930000 | PCB PLUG-IN CONNECTOR FEMALE PLUG 3.50 MM N OF POLES: 12 180° PUSH IN WITH ACTUATOR TENSION-CLAMP CONNECTION CLAMPING RANGE MAX. : 1.5 MM² BOX | 1
33432 | 1375910000 | PCB PLUG-IN CONNECTOR FEMALE PLUG 3.50 MM N OF POLES: 8 180° PUSH IN WITH ACTUATOR TENSION-CLAMP CONNECTION CLAMPING RANGE MAX. : 1.5 MM² BOX | 1
33433 | 1375900000 | PCB PLUG-IN CONNECTOR FEMALE PLUG 3.50 MM N OF POLES: 6 180° PUSH IN WITH ACTUATOR TENSION-CLAMP CONNECTION CLAMPING RANGE MAX. : 1.5 MM² BOX | 1
33434 | 1375750000 | PCB PLUG-IN CONNECTOR FEMALE PLUG 3.50 MM N OF POLES: 12 180° PUSH IN WITH ACTUATOR TENSION-CLAMP CONNECTION CLAMPING RANGE MAX. : 1.5 MM² BOX | 1
33435 | 1375730000 | PCB PLUG-IN CONNECTOR FEMALE PLUG 3.50 MM N OF POLES: 8 180° PUSH IN WITH ACTUATOR TENSION-CLAMP CONNECTION CLAMPING RANGE MAX. : 1.5 MM² BOX | 1
33436 | 1278290000 | PCB PLUG-IN CONNECTOR FEMALE PLUG 3.50 MM N OF POLES: 16 180° PUSH IN WITH ACTUATOR TENSION-CLAMP CONNECTION CLAMPING RANGE MAX. : 1.5 MM² BOX | 1
33437 | 1278050000 | PCB PLUG-IN CONNECTOR FEMALE PLUG 3.50 MM N OF POLES: 6 180° PUSH IN WITH ACTUATOR TENSION-CLAMP CONNECTION CLAMPING RANGE MAX. : 1.5 MM² BOX | 1
33438 | 1277690000 | PCB PLUG-IN CONNECTOR FEMALE PLUG 3.50 MM N OF POLES: 10 180° PUSH IN WITH ACTUATOR TENSION-CLAMP CONNECTION CLAMPING RANGE MAX. : 1.5 MM² BOX | 1
33439 | 1235270000 | MODULAR HOUSING OMNIMATE HOUSING - SERIES CH20M WIDTH: 67.5 MM | 26
33440 | 1420370000 | MODULAR HOUSING OMNIMATE HOUSING - SERIES CH20M WIDTH: 67.5 MM | 26
33441 | 1104170000 | MODULAR HOUSING OMNIMATE HOUSING - SERIES CH20M WIDTH: 12 MM | 26
33442 | 1104190000 | MODULAR HOUSING OMNIMATE HOUSING - SERIES CH20M WIDTH: 12.5 MM | 26
33443 | 1104200000 | MODULAR HOUSING OMNIMATE HOUSING - SERIES CH20M WIDTH: 12.5 MM | 26
33444 | 1174280000 | MODULAR HOUSING OMNIMATE HOUSING - SERIES CH20M WIDTH: 12.5 MM | 26
33445 | 1104180000 | MODULAR HOUSING OMNIMATE HOUSING - SERIES CH20M WIDTH: 12 MM | 26
33446 | 1254170000 | MODULAR HOUSING OMNIMATE HOUSING - SERIES CH20M WIDTH: 17.5 MM | 26
33447 | 1254120000 | MODULAR HOUSING OMNIMATE HOUSING - SERIES CH20M WIDTH: 17.5 MM | 26
33448 | 1104400000 | MODULAR HOUSING OMNIMATE HOUSING - SERIES CH20M WIDTH: 45 MM | 26
33449 | 1134090000 | PCB PLUG-IN CONNECTOR FEMALE HEADER SOLDER FLANGE THT SOLDER CONNECTION 7.62 MM N OF POLES: 3 180° SOLDER PIN LENGTH (L): 3.2 MM TINNED BOX | 0
33450 | 2467360000 | PCB PLUG-IN CONNECTOR FEMALE PLUG 3.50 MM N OF POLES: 10 180° PUSH IN WITH ACTUATOR TENSION-CLAMP CONNECTION CLAMPING RANGE MAX. : 1.5 MM² BOX | 1
33451 | 2547380000 | PCB PLUG-IN CONNECTOR MALE HEADER FLANGE THT SOLDER CONNECTION 5.08 MM N OF POLES: 3 180° SOLDER PIN LENGTH (L): 4.5 MM TINNED BOX | 0
33452 | 1150240000 | PCB PLUG-IN CONNECTOR MALE HEADER FLANGE THT SOLDER CONNECTION 5.08 MM N OF POLES: 16 90° SOLDER PIN LENGTH (L): 3.2 MM TINNED BOX | 0
33453 | 1150330000 | PCB PLUG-IN CONNECTOR MALE HEADER FLANGE THT SOLDER CONNECTION 5.08 MM N OF POLES: 24 90° SOLDER PIN LENGTH (L): 3.2 MM TINNED BOX | 0
33454 | 1150340000 | PCB PLUG-IN CONNECTOR MALE HEADER SOLDER FLANGE THT SOLDER CONNECTION 5.08 MM N OF POLES: 2 90° SOLDER PIN LENGTH (L): 3.2 MM TINNED BOX | 0
33455 | 1150350000 | PCB PLUG-IN CONNECTOR MALE HEADER SOLDER FLANGE THT SOLDER CONNECTION 5.08 MM N OF POLES: 3 90° SOLDER PIN LENGTH (L): 3.2 MM TINNED BOX | 0
33456 | 1150100000 | PCB PLUG-IN CONNECTOR MALE HEADER FLANGE THT SOLDER CONNECTION 5.08 MM N OF POLES: 3 90° SOLDER PIN LENGTH (L): 3.2 MM TINNED BOX | 0
33457 | 1149850000 | PCB PLUG-IN CONNECTOR MALE HEADER SOLDER FLANGE THT SOLDER CONNECTION 5.08 MM N OF POLES: 21 180° SOLDER PIN LENGTH (L): 3.2 MM TINNED BOX | 0
33458 | 1148490000 | PCB PLUG-IN CONNECTOR MALE HEADER FLANGE THT SOLDER CONNECTION 5.08 MM N OF POLES: 2 180° SOLDER PIN LENGTH (L): 3.2 MM TINNED BOX | 0
33459 | 1111720000 | MODULAR HOUSING OMNIMATE HOUSING - SERIES CH20M WIDTH: 45 MM | 26
33460 | 1104410000 | MODULAR HOUSING OMNIMATE HOUSING - SERIES CH20M WIDTH: 45 MM | 26
33461 | 1104210000 | MODULAR HOUSING OMNIMATE HOUSING - SERIES CH20M WIDTH: 12.5 MM | 26
33462 | 1235320000 | MODULAR HOUSING OMNIMATE HOUSING - SERIES CH20M WIDTH: 67.5 MM | 26
33463 | 1166180000 | MODULAR HOUSING OMNIMATE HOUSING - SERIES CH20M WIDTH: 45 MM | 26
33464 | 1254130000 | MODULAR HOUSING OMNIMATE HOUSING - SERIES CH20M WIDTH: 17.5 MM | 26
33465 | 1177020000 | MODULAR HOUSING OMNIMATE HOUSING - SERIES CH20M WIDTH: 45 MM | 26
33466 | 1137730000 | MODULAR HOUSING OMNIMATE HOUSING - SERIES CH20M WIDTH: 45 MM | 26
33467 | 1137740000 | MODULAR HOUSING OMNIMATE HOUSING - SERIES CH20M WIDTH: 45 MM | 26
33468 | 1137750000 | MODULAR HOUSING OMNIMATE HOUSING - SERIES CH20M WIDTH: 45 MM | 26
33469 | 1150090000 | PCB PLUG-IN CONNECTOR MALE HEADER FLANGE THT SOLDER CONNECTION 5.08 MM N OF POLES: 2 90° SOLDER PIN LENGTH (L): 3.2 MM TINNED BOX | 0
33470 | 2493330000 | PCB PLUG-IN CONNECTOR FEMALE PLUG 10.16 MM N OF POLES: 5 180° PUSH IN WITH ACTUATOR CLAMPING RANGE MAX. : 16 MM² BOX | 1
33471 | 1278100000 | PCB PLUG-IN CONNECTOR FEMALE PLUG 3.50 MM N OF POLES: 16 180° PUSH IN WITH ACTUATOR TENSION-CLAMP CONNECTION CLAMPING RANGE MAX. : 1.5 MM² BOX | 1
33472 | 1278080000 | PCB PLUG-IN CONNECTOR FEMALE PLUG 3.50 MM N OF POLES: 12 180° PUSH IN WITH ACTUATOR TENSION-CLAMP CONNECTION CLAMPING RANGE MAX. : 1.5 MM² BOX | 1
33473 | 2459580000 | PCB PLUG-IN CONNECTOR FEMALE PLUG 3.50 MM N OF POLES: 3 180° PUSH IN WITH ACTUATOR TENSION-CLAMP CONNECTION CLAMPING RANGE MAX. : 1.5 MM² BOX | 1
33474 | 1277890000 | PCB PLUG-IN CONNECTOR FEMALE PLUG 3.50 MM N OF POLES: 10 180° PUSH IN WITH ACTUATOR TENSION-CLAMP CONNECTION CLAMPING RANGE MAX. : 1.5 MM² BOX | 1
33475 | 1277330000 | PCB PLUG-IN CONNECTOR FEMALE PLUG 3.50 MM N OF POLES: 14 180° PUSH IN WITH ACTUATOR TENSION-CLAMP CONNECTION CLAMPING RANGE MAX. : 1.5 MM² BOX | 1
33476 | 2537880000 | PCB PLUG-IN CONNECTOR FEMALE PLUG 3.50 MM N OF POLES: 2 180° PUSH IN WITH ACTUATOR TENSION-CLAMP CONNECTION CLAMPING RANGE MAX. : 1.5 MM² BOX | 1
33477 | 2538000000 | PCB PLUG-IN CONNECTOR FEMALE PLUG 3.50 MM N OF POLES: 24 180° PUSH IN WITH ACTUATOR TENSION-CLAMP CONNECTION CLAMPING RANGE MAX. : 1.5 MM² BOX | 1
33478 | 2538190000 | PCB PLUG-IN CONNECTOR FEMALE PLUG 3.50 MM N OF POLES: 24 180° PUSH IN WITH ACTUATOR TENSION-CLAMP CONNECTION CLAMPING RANGE MAX. : 1.5 MM² BOX | 1
33479 | 1278270000 | PCB PLUG-IN CONNECTOR FEMALE PLUG 3.50 MM N OF POLES: 12 180° PUSH IN WITH ACTUATOR TENSION-CLAMP CONNECTION CLAMPING RANGE MAX. : 1.5 MM² BOX | 1
33480 | 1278240000 | PCB PLUG-IN CONNECTOR FEMALE PLUG 3.50 MM N OF POLES: 6 180° PUSH IN WITH ACTUATOR TENSION-CLAMP CONNECTION CLAMPING RANGE MAX. : 1.5 MM² BOX | 1
33481 | 1278250000 | PCB PLUG-IN CONNECTOR FEMALE PLUG 3.50 MM N OF POLES: 8 180° PUSH IN WITH ACTUATOR TENSION-CLAMP CONNECTION CLAMPING RANGE MAX. : 1.5 MM² BOX | 1
33482 | 1277650000 | PCB PLUG-IN CONNECTOR FEMALE PLUG 3.50 MM N OF POLES: 4 180° PUSH IN WITH ACTUATOR TENSION-CLAMP CONNECTION CLAMPING RANGE MAX. : 1.5 MM² BOX | 1
33483 | 1277670000 | PCB PLUG-IN CONNECTOR FEMALE PLUG 3.50 MM N OF POLES: 6 180° PUSH IN WITH ACTUATOR TENSION-CLAMP CONNECTION CLAMPING RANGE MAX. : 1.5 MM² BOX | 1
33484 | 1277680000 | PCB PLUG-IN CONNECTOR FEMALE PLUG 3.50 MM N OF POLES: 8 180° PUSH IN WITH ACTUATOR TENSION-CLAMP CONNECTION CLAMPING RANGE MAX. : 1.5 MM² BOX | 1
33485 | 1277720000 | PCB PLUG-IN CONNECTOR FEMALE PLUG 3.50 MM N OF POLES: 12 180° PUSH IN WITH ACTUATOR TENSION-CLAMP CONNECTION CLAMPING RANGE MAX. : 1.5 MM² BOX | 1
33486 | 1277730000 | PCB PLUG-IN CONNECTOR FEMALE PLUG 3.50 MM N OF POLES: 14 180° PUSH IN WITH ACTUATOR TENSION-CLAMP CONNECTION CLAMPING RANGE MAX. : 1.5 MM² BOX | 1
33487 | 1277490000 | PCB PLUG-IN CONNECTOR FEMALE PLUG 3.50 MM N OF POLES: 10 180° PUSH IN WITH ACTUATOR TENSION-CLAMP CONNECTION CLAMPING RANGE MAX. : 1.5 MM² BOX | 1
33488 | 1277510000 | PCB PLUG-IN CONNECTOR FEMALE PLUG 3.50 MM N OF POLES: 12 180° PUSH IN WITH ACTUATOR TENSION-CLAMP CONNECTION CLAMPING RANGE MAX. : 1.5 MM² BOX | 1
33489 | 1277520000 | PCB PLUG-IN CONNECTOR FEMALE PLUG 3.50 MM N OF POLES: 14 180° PUSH IN WITH ACTUATOR TENSION-CLAMP CONNECTION CLAMPING RANGE MAX. : 1.5 MM² BOX | 1
33490 | 1277530000 | PCB PLUG-IN CONNECTOR FEMALE PLUG 3.50 MM N OF POLES: 16 180° PUSH IN WITH ACTUATOR TENSION-CLAMP CONNECTION CLAMPING RANGE MAX. : 1.5 MM² BOX | 1
33491 | 1277540000 | PCB PLUG-IN CONNECTOR FEMALE PLUG 3.50 MM N OF POLES: 18 180° PUSH IN WITH ACTUATOR TENSION-CLAMP CONNECTION CLAMPING RANGE MAX. : 1.5 MM² BOX | 1
33492 | 1278060000 | PCB PLUG-IN CONNECTOR FEMALE PLUG 3.50 MM N OF POLES: 8 180° PUSH IN WITH ACTUATOR TENSION-CLAMP CONNECTION CLAMPING RANGE MAX. : 1.5 MM² BOX | 1
33493 | 1277860000 | PCB PLUG-IN CONNECTOR FEMALE PLUG 3.50 MM N OF POLES: 4 180° PUSH IN WITH ACTUATOR TENSION-CLAMP CONNECTION CLAMPING RANGE MAX. : 1.5 MM² BOX | 1
33494 | 1277870000 | PCB PLUG-IN CONNECTOR FEMALE PLUG 3.50 MM N OF POLES: 6 180° PUSH IN WITH ACTUATOR TENSION-CLAMP CONNECTION CLAMPING RANGE MAX. : 1.5 MM² BOX | 1
33495 | 1277880000 | PCB PLUG-IN CONNECTOR FEMALE PLUG 3.50 MM N OF POLES: 8 180° PUSH IN WITH ACTUATOR TENSION-CLAMP CONNECTION CLAMPING RANGE MAX. : 1.5 MM² BOX | 1
33496 | 1277900000 | PCB PLUG-IN CONNECTOR FEMALE PLUG 3.50 MM N OF POLES: 12 180° PUSH IN WITH ACTUATOR TENSION-CLAMP CONNECTION CLAMPING RANGE MAX. : 1.5 MM² BOX | 1
33497 | 1277910000 | PCB PLUG-IN CONNECTOR FEMALE PLUG 3.50 MM N OF POLES: 14 180° PUSH IN WITH ACTUATOR TENSION-CLAMP CONNECTION CLAMPING RANGE MAX. : 1.5 MM² BOX | 1
33498 | 1277290000 | PCB PLUG-IN CONNECTOR FEMALE PLUG 3.50 MM N OF POLES: 8 180° PUSH IN WITH ACTUATOR TENSION-CLAMP CONNECTION CLAMPING RANGE MAX. : 1.5 MM² BOX | 1
33499 | 1277310000 | PCB PLUG-IN CONNECTOR FEMALE PLUG 3.50 MM N OF POLES: 10 180° PUSH IN WITH ACTUATOR TENSION-CLAMP CONNECTION CLAMPING RANGE MAX. : 1.5 MM² BOX | 1
33500 | 1277320000 | PCB PLUG-IN CONNECTOR FEMALE PLUG 3.50 MM N OF POLES: 12 180° PUSH IN WITH ACTUATOR TENSION-CLAMP CONNECTION CLAMPING RANGE MAX. : 1.5 MM² BOX | 1
33501 | 1277340000 | PCB PLUG-IN CONNECTOR FEMALE PLUG 3.50 MM N OF POLES: 16 180° PUSH IN WITH ACTUATOR TENSION-CLAMP CONNECTION CLAMPING RANGE MAX. : 1.5 MM² BOX | 1
33502 | 1277350000 | PCB PLUG-IN CONNECTOR FEMALE PLUG 3.50 MM N OF POLES: 18 180° PUSH IN WITH ACTUATOR TENSION-CLAMP CONNECTION CLAMPING RANGE MAX. : 1.5 MM² BOX | 1
33503 | 1277480000 | PCB PLUG-IN CONNECTOR FEMALE PLUG 3.50 MM N OF POLES: 8 180° PUSH IN WITH ACTUATOR TENSION-CLAMP CONNECTION CLAMPING RANGE MAX. : 1.5 MM² BOX | 1
33504 | 2459420000 | PCB PLUG-IN CONNECTOR FEMALE PLUG 3.50 MM N OF POLES: 5 180° PUSH IN WITH ACTUATOR TENSION-CLAMP CONNECTION CLAMPING RANGE MAX. : 1.5 MM² BOX | 1
33505 | 2459410000 | PCB PLUG-IN CONNECTOR FEMALE PLUG 3.50 MM N OF POLES: 4 180° PUSH IN WITH ACTUATOR TENSION-CLAMP CONNECTION CLAMPING RANGE MAX. : 1.5 MM² BOX | 1
33506 | 2459320000 | PCB PLUG-IN CONNECTOR FEMALE PLUG 3.50 MM N OF POLES: 6 180° PUSH IN WITH ACTUATOR TENSION-CLAMP CONNECTION CLAMPING RANGE MAX. : 1.5 MM² BOX | 1
33507 | 2459570000 | PCB PLUG-IN CONNECTOR FEMALE PLUG 3.50 MM N OF POLES: 2 180° PUSH IN WITH ACTUATOR TENSION-CLAMP CONNECTION CLAMPING RANGE MAX. : 1.5 MM² BOX | 1
33508 | 2459590000 | PCB PLUG-IN CONNECTOR FEMALE PLUG 3.50 MM N OF POLES: 4 180° PUSH IN WITH ACTUATOR TENSION-CLAMP CONNECTION CLAMPING RANGE MAX. : 1.5 MM² BOX | 1
33509 | 2459600000 | PCB PLUG-IN CONNECTOR FEMALE PLUG 3.50 MM N OF POLES: 5 180° PUSH IN WITH ACTUATOR TENSION-CLAMP CONNECTION CLAMPING RANGE MAX. : 1.5 MM² BOX | 1
33510 | 2459610000 | PCB PLUG-IN CONNECTOR FEMALE PLUG 3.50 MM N OF POLES: 6 180° PUSH IN WITH ACTUATOR TENSION-CLAMP CONNECTION CLAMPING RANGE MAX. : 1.5 MM² BOX | 1
33511 | 2459070000 | PCB PLUG-IN CONNECTOR FEMALE PLUG 3.50 MM N OF POLES: 4 180° PUSH IN WITH ACTUATOR TENSION-CLAMP CONNECTION CLAMPING RANGE MAX. : 1.5 MM² BOX | 1
33512 | 2459080000 | PCB PLUG-IN CONNECTOR FEMALE PLUG 3.50 MM N OF POLES: 5 180° PUSH IN WITH ACTUATOR TENSION-CLAMP CONNECTION CLAMPING RANGE MAX. : 1.5 MM² BOX | 1
33513 | 2459090000 | PCB PLUG-IN CONNECTOR FEMALE PLUG 3.50 MM N OF POLES: 6 180° PUSH IN WITH ACTUATOR TENSION-CLAMP CONNECTION CLAMPING RANGE MAX. : 1.5 MM² BOX | 1
33514 | 2459970000 | PCB PLUG-IN CONNECTOR FEMALE PLUG 3.50 MM N OF POLES: 4 180° PUSH IN WITH ACTUATOR TENSION-CLAMP CONNECTION CLAMPING RANGE MAX. : 1.5 MM² BOX | 1
33515 | 1375780000 | PCB PLUG-IN CONNECTOR FEMALE PLUG 3.50 MM N OF POLES: 16 180° PUSH IN WITH ACTUATOR TENSION-CLAMP CONNECTION CLAMPING RANGE MAX. : 1.5 MM² BOX | 1
33516 | 1375720000 | PCB PLUG-IN CONNECTOR FEMALE PLUG 3.50 MM N OF POLES: 6 180° PUSH IN WITH ACTUATOR TENSION-CLAMP CONNECTION CLAMPING RANGE MAX. : 1.5 MM² BOX | 1
33517 | 2459340000 | PCB PLUG-IN CONNECTOR FEMALE PLUG 3.50 MM N OF POLES: 8 180° PUSH IN WITH ACTUATOR TENSION-CLAMP CONNECTION CLAMPING RANGE MAX. : 1.5 MM² BOX | 1
33518 | 2459310000 | PCB PLUG-IN CONNECTOR FEMALE PLUG 3.50 MM N OF POLES: 5 180° PUSH IN WITH ACTUATOR TENSION-CLAMP CONNECTION CLAMPING RANGE MAX. : 1.5 MM² BOX | 1
33519 | 2459300000 | PCB PLUG-IN CONNECTOR FEMALE PLUG 3.50 MM N OF POLES: 4 180° PUSH IN WITH ACTUATOR TENSION-CLAMP CONNECTION CLAMPING RANGE MAX. : 1.5 MM² BOX | 1
33520 | 2459390000 | PCB PLUG-IN CONNECTOR FEMALE PLUG 3.50 MM N OF POLES: 2 180° PUSH IN WITH ACTUATOR TENSION-CLAMP CONNECTION CLAMPING RANGE MAX. : 1.5 MM² BOX | 1
33521 | 1068950000 | CRIMP CONTACT FOR PLUG INSERT HYBRID | 589
33522 | 1068970000 | CRIMP CONTACT FOR FLANGE INSERT HYBRID | 593
33523 | 1069580000 | PCB PLUG-IN CONNECTOR CONNECTION ELEMENT RIGHT MALE HEADER OPEN SIDE THT/THR SOLDER CONNECTION 5.00 MM N OF POLES: 2 90° SOLDER PIN LENGTH (L): 1.5 MM TINNED TAPE | 0
33524 | 1069590000 | PCB PLUG-IN CONNECTOR CONNECTION ELEMENT RIGHT MALE HEADER OPEN SIDE THT/THR SOLDER CONNECTION 5.00 MM N OF POLES: 3 90° SOLDER PIN LENGTH (L): 4.2 MM TINNED TAPE | 0
33525 | 1069610000 | PCB PLUG-IN CONNECTOR CONNECTION ELEMENT RIGHT MALE HEADER OPEN SIDE THT/THR SOLDER CONNECTION 5.00 MM N OF POLES: 4 90° SOLDER PIN LENGTH (L): 4.2 MM TINNED TAPE | 0
33526 | 1069650000 | PCB PLUG-IN CONNECTOR CONNECTION ELEMENT LEFT MALE HEADER OPEN SIDE THT/THR SOLDER CONNECTION 5.00 MM N OF POLES: 2 90° SOLDER PIN LENGTH (L): 1.5 MM TINNED TAPE | 0
33527 | 1069660000 | PCB PLUG-IN CONNECTOR CONNECTION ELEMENT LEFT MALE HEADER OPEN SIDE THT/THR SOLDER CONNECTION 5.00 MM N OF POLES: 3 90° SOLDER PIN LENGTH (L): 4.2 MM TINNED TAPE | 0
33528 | 1069670000 | PCB PLUG-IN CONNECTOR CONNECTION ELEMENT LEFT MALE HEADER OPEN SIDE THT/THR SOLDER CONNECTION 5.00 MM N OF POLES: 4 90° SOLDER PIN LENGTH (L): 4.2 MM TINNED TAPE | 0
33529 | 1069720000 | PCB PLUG-IN CONNECTOR CONNECTION ELEMENT RIGHT MALE HEADER OPEN SIDE THT/THR SOLDER CONNECTION 5.00 MM N OF POLES: 2 90° SOLDER PIN LENGTH (L): 3.2 MM TINNED TAPE | 0
33530 | 1069730000 | PCB PLUG-IN CONNECTOR CONNECTION ELEMENT RIGHT MALE HEADER OPEN SIDE THT/THR SOLDER CONNECTION 5.00 MM N OF POLES: 3 90° SOLDER PIN LENGTH (L): 5.9 MM TINNED TAPE | 0
33531 | 1069740000 | PCB PLUG-IN CONNECTOR CONNECTION ELEMENT RIGHT MALE HEADER OPEN SIDE THT/THR SOLDER CONNECTION 5.00 MM N OF POLES: 4 90° SOLDER PIN LENGTH (L): 5.9 MM TINNED TAPE | 0
33532 | 1069780000 | PCB PLUG-IN CONNECTOR CONNECTION ELEMENT LEFT MALE HEADER OPEN SIDE THT/THR SOLDER CONNECTION 5.00 MM N OF POLES: 2 90° SOLDER PIN LENGTH (L): 3.2 MM TINNED TAPE | 0
33533 | 1069790000 | PCB PLUG-IN CONNECTOR CONNECTION ELEMENT LEFT MALE HEADER OPEN SIDE THT/THR SOLDER CONNECTION 5.00 MM N OF POLES: 3 90° SOLDER PIN LENGTH (L): 5.9 MM TINNED TAPE | 0
33534 | 1069810000 | PCB PLUG-IN CONNECTOR CONNECTION ELEMENT LEFT MALE HEADER OPEN SIDE THT/THR SOLDER CONNECTION 5.00 MM N OF POLES: 4 90° SOLDER PIN LENGTH (L): 5.9 MM TINNED TAPE | 0
33535 | 1074500000 | KDSW (KLIPPON DOUBLE SEAL SWA EX CABLE GLAND) CABLE GLANDS M 20 16 MM SINGLE-WIRE ARMOURING 0.9 - 1.25 MM OD MIN. 9.4 - OD MAX. 12.5 MM ID MIN. 8.00 - ID MAX. 11.70 MM IP66 IP68 - 2.5 BAR | 8
33536 | 1096150000 | CRIMP CONTACT FOR FLANGE INSERT HYBRID | 593
33537 | 1096180000 | CRIMP CONTACT FOR PLUG INSERT HYBRID | 589
33538 | 1097320000 | PCB PLUG-IN CONNECTOR MALE HEADER CLOSED SIDE THT/THR SOLDER CONNECTION 3.50 MM N OF POLES: 8 180° SOLDER PIN LENGTH (L): 1.5 MM TINNED TAPE | 0
33539 | 1097330000 | PCB PLUG-IN CONNECTOR MALE HEADER CLOSED SIDE THT/THR SOLDER CONNECTION 3.50 MM N OF POLES: 12 180° SOLDER PIN LENGTH (L): 1.5 MM TINNED TAPE | 0
33540 | 1115680000 | PCB PLUG-IN CONNECTOR MALE HEADER CLOSED SIDE THT/THR SOLDER CONNECTION 5.08 MM N OF POLES: 2 180° SOLDER PIN LENGTH (L): 3.2 MM TINNED TAPE | 0
33541 | 1115690000 | PCB PLUG-IN CONNECTOR MALE HEADER CLOSED SIDE THT/THR SOLDER CONNECTION 5.08 MM N OF POLES: 4 180° SOLDER PIN LENGTH (L): 3.2 MM TINNED TAPE | 0
33542 | 1137260000 | PCB PLUG-IN CONNECTOR MALE HEADER FLANGE THT/THR SOLDER CONNECTION 5.08 MM N OF POLES: 3 180° SOLDER PIN LENGTH (L): 3.2 MM TINNED TAPE | 0
33543 | 1139660000 | PCB PLUG-IN CONNECTOR MALE HEADER CLOSED SIDE THT/THR SOLDER CONNECTION 3.50 MM N OF POLES: 5 90° SOLDER PIN LENGTH (L): 3.2 MM TINNED TAPE | 0
33544 | 1155880000 | PCB PLUG-IN CONNECTOR BUS-CONTACT BLOCK FOR CH20M12-67 MIDDLE SOLDER FLANGE THT/THR SOLDER CONNECTION N OF POLES: 5 180° SOLDER PIN LENGTH (L): 3.2 MM GOLD-PLATED | 0
33545 | 1155900000 | PCB PLUG-IN CONNECTOR BUS-CONTACT BLOCK FOR CH20M12-67 SOLDER FLANGE THT/THR SOLDER CONNECTION N OF POLES: 5 180° SOLDER PIN LENGTH (L): 1.5 MM GOLD-PLATED | 0
33546 | 1164190000 | TM-I INSERT MARKERS 12 X 4 MM ORANGE | 305
33547 | 1189370000 | ELECTRONICS HOUSINGS ACCESSORIES THT/THR SOLDER CONNECTION 5.00 MM N OF POLES: 1 SOLDER PIN LENGTH (L): 1.5 MM TINNED TAPE | 0
33548 | 1250090000 | MULTIFIT TERMINAL MARKER 5 X 12 MM PITCH IN MM (P): 5.00 PHOENIX | 101
33549 | 1264130000 | PCB PLUG-IN CONNECTOR MALE HEADER CLOSED SIDE THT/THR SOLDER CONNECTION 3.50 MM N OF POLES: 2 180° SOLDER PIN LENGTH (L): 3.2 MM TINNED TAPE | 0
33550 | 1264240000 | ELECTRONICS HOUSINGS ACCESSORIES THT/THR SOLDER CONNECTION 5.00 MM N OF POLES: 1 SOLDER PIN LENGTH (L): 3.2 MM TINNED TAPE | 0
33551 | 1272690000 | PCB PLUG-IN CONNECTOR MALE HEADER CLOSED SIDE THT/THR SOLDER CONNECTION 3.50 MM N OF POLES: 6 90° SOLDER PIN LENGTH (L): 3.2 MM TINNED TAPE | 0
33552 | 1272710000 | PCB PLUG-IN CONNECTOR MALE HEADER CLOSED SIDE THT/THR SOLDER CONNECTION 3.50 MM N OF POLES: 4 90° SOLDER PIN LENGTH (L): 3.2 MM TINNED TAPE | 0
33553 | 1272720000 | PCB PLUG-IN CONNECTOR MALE HEADER CLOSED SIDE THT/THR SOLDER CONNECTION 5.08 MM N OF POLES: 3 90° SOLDER PIN LENGTH (L): 3.2 MM TINNED TAPE | 0
33554 | 1293630000 | PCB PLUG-IN CONNECTOR MALE HEADER CLOSED SIDE THT/THR SOLDER CONNECTION 3.50 MM N OF POLES: 14 180° SOLDER PIN LENGTH (L): 1.5 MM TINNED TAPE | 0
33555 | 1318680000 | SLIMFIX R CONDUCTOR AND CABLE MARKERS 3 - 3.7 MM 12 X 5.8 MM | 12
33556 | 1318690000 | SLIMFIX R CONDUCTOR AND CABLE MARKERS 3 - 3.7 MM 12 X 5.8 MM | 12
33557 | 1318750000 | SLIMFIX R CONDUCTOR AND CABLE MARKERS 3 - 3.7 MM 21 X 5.8 MM | 12
33558 | 1318760000 | SLIMFIX R CONDUCTOR AND CABLE MARKERS 3 - 3.7 MM 21 X 5.8 MM | 12
33559 | 1318790000 | SLIMFIX R CONDUCTOR AND CABLE MARKERS 3 - 3.7 MM 12 X 5.8 MM TO CUSTOMER SPECIFICATION | 33
33560 | 1318830000 | SLIMFIX R CONDUCTOR AND CABLE MARKERS 3 - 3.7 MM 21 X 5.8 MM TO CUSTOMER SPECIFICATION | 33
33561 | 1323700000 | OMNIMATE SIGNAL - SERIES PM PUSHER MARKERS 2.7 X 2.6 MM PITCH IN MM (P): 3.50 WEIDMUELLER TO CUSTOMER SPECIFICATION | 49
33562 | 1323710000 | OMNIMATE SIGNAL - SERIES PM PUSHER MARKERS 2.7 X 2.6 MM PITCH IN MM (P): 3.50 WEIDMUELLER | 789
33563 | 1323730000 | TM-I INSERT MARKERS 30 X 4 MM | 70
33564 | 1330180000 | PRINTED CIRCUIT BOARD TERMINALS 5.00 MM N OF POLES: 2 180° SOLDER PIN LENGTH (L): 3.5 MM TINNED ORANGE PUSH IN WITH ACTUATOR CLAMPING RANGE MAX. : 2.5 MM² BOX | 1
33565 | 1330210000 | PRINTED CIRCUIT BOARD TERMINALS 5.00 MM N OF POLES: 5 180° SOLDER PIN LENGTH (L): 3.5 MM TINNED ORANGE PUSH IN WITH ACTUATOR CLAMPING RANGE MAX. : 2.5 MM² BOX | 1
33566 | 1330220000 | PRINTED CIRCUIT BOARD TERMINALS 5.00 MM N OF POLES: 6 180° SOLDER PIN LENGTH (L): 3.5 MM TINNED ORANGE PUSH IN WITH ACTUATOR CLAMPING RANGE MAX. : 2.5 MM² BOX | 1
33567 | 1330240000 | PRINTED CIRCUIT BOARD TERMINALS 5.00 MM N OF POLES: 8 180° SOLDER PIN LENGTH (L): 3.5 MM TINNED ORANGE PUSH IN WITH ACTUATOR CLAMPING RANGE MAX. : 2.5 MM² BOX | 1
33568 | 1330430000 | PRINTED CIRCUIT BOARD TERMINALS 5.00 MM N OF POLES: 2 180° SOLDER PIN LENGTH (L): 3.5 MM TINNED ORANGE PUSH IN WITHOUT ACTUATOR CLAMPING RANGE MAX. : 2.5 MM² BOX | 1
33569 | 1330470000 | PRINTED CIRCUIT BOARD TERMINALS 5.00 MM N OF POLES: 5 180° SOLDER PIN LENGTH (L): 3.5 MM TINNED ORANGE PUSH IN WITHOUT ACTUATOR CLAMPING RANGE MAX. : 2.5 MM² BOX | 1
33570 | 1330490000 | PRINTED CIRCUIT BOARD TERMINALS 5.00 MM N OF POLES: 6 180° SOLDER PIN LENGTH (L): 3.5 MM TINNED ORANGE PUSH IN WITHOUT ACTUATOR CLAMPING RANGE MAX. : 2.5 MM² BOX | 1
33571 | 1330510000 | PRINTED CIRCUIT BOARD TERMINALS 5.00 MM N OF POLES: 8 180° SOLDER PIN LENGTH (L): 3.5 MM TINNED ORANGE PUSH IN WITHOUT ACTUATOR CLAMPING RANGE MAX. : 2.5 MM² BOX | 1
33572 | 1330740000 | PRINTED CIRCUIT BOARD TERMINALS 5.08 MM N OF POLES: 5 90° SOLDER PIN LENGTH (L): 3.5 MM TINNED ORANGE PUSH IN WITH ACTUATOR CLAMPING RANGE MAX. : 2.5 MM² BOX | 1
33573 | 1330750000 | PRINTED CIRCUIT BOARD TERMINALS 5.08 MM N OF POLES: 6 90° SOLDER PIN LENGTH (L): 3.5 MM TINNED ORANGE PUSH IN WITH ACTUATOR CLAMPING RANGE MAX. : 2.5 MM² BOX | 1
33574 | 1330780000 | PRINTED CIRCUIT BOARD TERMINALS 5.08 MM N OF POLES: 8 90° SOLDER PIN LENGTH (L): 3.5 MM TINNED ORANGE PUSH IN WITH ACTUATOR CLAMPING RANGE MAX. : 2.5 MM² BOX | 1
33575 | 1330960000 | PRINTED CIRCUIT BOARD TERMINALS 5.08 MM N OF POLES: 2 90° SOLDER PIN LENGTH (L): 3.5 MM TINNED ORANGE PUSH IN WITHOUT ACTUATOR CLAMPING RANGE MAX. : 2.5 MM² BOX | 1
33576 | 1330990000 | PRINTED CIRCUIT BOARD TERMINALS 5.08 MM N OF POLES: 5 90° SOLDER PIN LENGTH (L): 3.5 MM TINNED ORANGE PUSH IN WITHOUT ACTUATOR CLAMPING RANGE MAX. : 2.5 MM² BOX | 1
33577 | 1331000000 | PRINTED CIRCUIT BOARD TERMINALS 5.08 MM N OF POLES: 6 90° SOLDER PIN LENGTH (L): 3.5 MM TINNED ORANGE PUSH IN WITHOUT ACTUATOR CLAMPING RANGE MAX. : 2.5 MM² BOX | 1
33578 | 1331020000 | PRINTED CIRCUIT BOARD TERMINALS 5.08 MM N OF POLES: 8 90° SOLDER PIN LENGTH (L): 3.5 MM TINNED ORANGE PUSH IN WITHOUT ACTUATOR CLAMPING RANGE MAX. : 2.5 MM² BOX | 1
33579 | 1331080000 | PRINTED CIRCUIT BOARD TERMINALS 5.08 MM N OF POLES: 2 180° SOLDER PIN LENGTH (L): 3.5 MM TINNED ORANGE PUSH IN WITH ACTUATOR CLAMPING RANGE MAX. : 2.5 MM² BOX | 1
33580 | 1331140000 | PRINTED CIRCUIT BOARD TERMINALS 5.08 MM N OF POLES: 5 180° SOLDER PIN LENGTH (L): 3.5 MM TINNED ORANGE PUSH IN WITH ACTUATOR CLAMPING RANGE MAX. : 2.5 MM² BOX | 1
33581 | 1331160000 | PRINTED CIRCUIT BOARD TERMINALS 5.08 MM N OF POLES: 6 180° SOLDER PIN LENGTH (L): 3.5 MM TINNED ORANGE PUSH IN WITH ACTUATOR CLAMPING RANGE MAX. : 2.5 MM² BOX | 1
33582 | 1331200000 | PRINTED CIRCUIT BOARD TERMINALS 5.08 MM N OF POLES: 8 180° SOLDER PIN LENGTH (L): 3.5 MM TINNED ORANGE PUSH IN WITH ACTUATOR CLAMPING RANGE MAX. : 2.5 MM² BOX | 1
33583 | 1331430000 | PRINTED CIRCUIT BOARD TERMINALS 5.08 MM N OF POLES: 2 180° SOLDER PIN LENGTH (L): 3.5 MM TINNED ORANGE PUSH IN WITHOUT ACTUATOR CLAMPING RANGE MAX. : 2.5 MM² BOX | 1
33584 | 1331470000 | PRINTED CIRCUIT BOARD TERMINALS 5.08 MM N OF POLES: 5 180° SOLDER PIN LENGTH (L): 3.5 MM TINNED ORANGE PUSH IN WITHOUT ACTUATOR CLAMPING RANGE MAX. : 2.5 MM² BOX | 1
33585 | 1331480000 | PRINTED CIRCUIT BOARD TERMINALS 5.08 MM N OF POLES: 6 180° SOLDER PIN LENGTH (L): 3.5 MM TINNED ORANGE PUSH IN WITHOUT ACTUATOR CLAMPING RANGE MAX. : 2.5 MM² BOX | 1
33586 | 1331500000 | PRINTED CIRCUIT BOARD TERMINALS 5.08 MM N OF POLES: 8 180° SOLDER PIN LENGTH (L): 3.5 MM TINNED ORANGE PUSH IN WITHOUT ACTUATOR CLAMPING RANGE MAX. : 2.5 MM² BOX | 1
33587 | 1331700000 | PRINTED CIRCUIT BOARD TERMINALS 5.00 MM N OF POLES: 2 90° SOLDER PIN LENGTH (L): 3.5 MM TINNED ORANGE PUSH IN WITH ACTUATOR CLAMPING RANGE MAX. : 2.5 MM² BOX | 1
33588 | 1331730000 | PRINTED CIRCUIT BOARD TERMINALS 5.00 MM N OF POLES: 5 90° SOLDER PIN LENGTH (L): 3.5 MM TINNED ORANGE PUSH IN WITH ACTUATOR CLAMPING RANGE MAX. : 2.5 MM² BOX | 1
33589 | 1331740000 | PRINTED CIRCUIT BOARD TERMINALS 5.00 MM N OF POLES: 6 90° SOLDER PIN LENGTH (L): 3.5 MM TINNED ORANGE PUSH IN WITH ACTUATOR CLAMPING RANGE MAX. : 2.5 MM² BOX | 1
33590 | 1331770000 | PRINTED CIRCUIT BOARD TERMINALS 5.00 MM N OF POLES: 8 90° SOLDER PIN LENGTH (L): 3.5 MM TINNED ORANGE PUSH IN WITH ACTUATOR CLAMPING RANGE MAX. : 2.5 MM² BOX | 1
33591 | 1331960000 | PRINTED CIRCUIT BOARD TERMINALS 5.00 MM N OF POLES: 2 90° SOLDER PIN LENGTH (L): 3.5 MM TINNED ORANGE PUSH IN WITHOUT ACTUATOR CLAMPING RANGE MAX. : 2.5 MM² BOX | 1
33592 | 1331990000 | PRINTED CIRCUIT BOARD TERMINALS 5.00 MM N OF POLES: 5 90° SOLDER PIN LENGTH (L): 3.5 MM TINNED ORANGE PUSH IN WITHOUT ACTUATOR CLAMPING RANGE MAX. : 2.5 MM² BOX | 1
33593 | 1332010000 | PRINTED CIRCUIT BOARD TERMINALS 5.00 MM N OF POLES: 6 90° SOLDER PIN LENGTH (L): 3.5 MM TINNED ORANGE PUSH IN WITHOUT ACTUATOR CLAMPING RANGE MAX. : 2.5 MM² BOX | 1
33594 | 1332030000 | PRINTED CIRCUIT BOARD TERMINALS 5.00 MM N OF POLES: 8 90° SOLDER PIN LENGTH (L): 3.5 MM TINNED ORANGE PUSH IN WITHOUT ACTUATOR CLAMPING RANGE MAX. : 2.5 MM² BOX | 1
33595 | 1359440000 | PCB PLUG-IN CONNECTOR MALE HEADER SOLDER FLANGE THT/THR SOLDER CONNECTION 3.81 MM N OF POLES: 12 180° SOLDER PIN LENGTH (L): 3.2 MM TINNED TAPE | 0
33596 | 1365610000 | TM-I INSERT MARKERS 30 X 4 MM GREEN | 305
33597 | 1376440000 | PCB PLUG-IN CONNECTOR FEMALE HEADER CLOSED SIDE THT SOLDER CONNECTION 3.50 MM N OF POLES: 8 180° SOLDER PIN LENGTH (L): 3.2 MM TINNED ORANGE T | 0
33598 | 1393790000 | PCB PLUG-IN CONNECTOR MALE HEADER SOLDER FLANGE THT/THR SOLDER CONNECTION 3.50 MM N OF POLES: 10 180° SOLDER PIN LENGTH (L): 3.2 MM TINNED TAPE | 0
33599 | 1396730000 | ELECTRONICS HOUSINGS RS 80 GREEN EXTRUDED PROFILE WIDTH: 84 MM | 277
33600 | 1401730000 | PCB PLUG-IN CONNECTOR MALE HEADER FLANGE THT SOLDER CONNECTION 5.08 MM N OF POLES: 3 90° SOLDER PIN LENGTH (L): 3.2 MM TINNED PALE GREEN BOX | 0
33601 | 1409630000 | TM-I INSERT MARKERS 30 X 4 MM | 70
33602 | 1412410000 | PRINTED CIRCUIT BOARD TERMINALS 3.50 MM N OF POLES: 2 90° PUSH IN WITH ACTUATOR CLAMPING RANGE MAX. : 1.5 MM² TAPE | 256
33603 | 1412420000 | PRINTED CIRCUIT BOARD TERMINALS 3.50 MM N OF POLES: 3 90° PUSH IN WITH ACTUATOR CLAMPING RANGE MAX. : 1.5 MM² TAPE | 256
33604 | 1433890000 | PCB PLUG-IN CONNECTOR RJ45 JACKS CAT. 5 SMD SOLDER CONNECTION 90° LATCH OPTION: BOTTOM SHIELD TABS: NONE 30...80 Μ" NI / ? 30 Μ" AU LED: NO N OF POLES: 8 TAPE | 51
33605 | 1433900000 | PCB PLUG-IN CONNECTOR RJ45 JACKS CAT. 5 SMD SOLDER CONNECTION 180° SHIELD TABS: NONE 30...80 Μ" NI / ? 30 Μ" AU LED: NO N OF POLES: 8 TAPE | 51
33606 | 1433910000 | PCB PLUG-IN CONNECTOR RJ45 JACKS CAT. 6 THT SOLDER CONNECTION 90° LATCH OPTION: TOP SHIELD TABS: NONE 30...80 Μ" NI / ? 30 Μ" AU LED: NO N OF POLES: 8 TRAY | 51
33607 | 1445640000 | PCB PLUG-IN CONNECTOR MALE HEADER SOLDER FLANGE THT/THR SOLDER CONNECTION 5.08 MM N OF POLES: 2 90° SOLDER PIN LENGTH (L): 3.2 MM TINNED TAPE | 0
33608 | 1455240000 | PCB PLUG-IN CONNECTOR RJ45 JACKS CAT. 5 THT SOLDER CONNECTION 90° LATCH OPTION: TOP SHIELD TABS: NONE 30...80 Μ" NI / ? 30 Μ" AU LED: NO N OF POLES: 8 TRAY | 51
33609 | 1466140000 | WS TERMINAL MARKER 10 X 12 MM PITCH IN MM (P): 12.00 WEIDMUELLER | 13
33610 | 1469660000 | PCB PLUG-IN CONNECTOR MALE HEADER CLOSED SIDE THT/THR SOLDER CONNECTION 5.08 MM N OF POLES: 4 90° SOLDER PIN LENGTH (L): 3.2 MM TINNED TAPE | 0
33611 | 1490230000 | PCB PLUG-IN CONNECTOR MALE HEADER CLOSED SIDE THT/THR SOLDER CONNECTION 3.50 MM N OF POLES: 12 90° SOLDER PIN LENGTH (L): 3.2 MM TINNED TAPE | 0
33612 | 1505730000 | ELECTRONICS HOUSINGS RS 90 GREEN EXTRUDED PROFILE WIDTH: 84.4 MM | 277
33613 | 1560870000 | PCB PLUG-IN CONNECTOR FEMALE PLUG 5.00 MM N OF POLES: 3 180° PUSH IN WITH ACTUATOR TENSION-CLAMP CONNECTION CLAMPING RANGE MAX. : 3.31 MM² BOX | 1
33614 | 1992000000 | PCB PLUG-IN CONNECTOR FEMALE PLUG 5.08 MM N OF POLES: 8 180° TOP CONNECTION CLAMPING RANGE MAX. : 2.5 MM² BOX | 1
33615 | 1992010000 | PCB PLUG-IN CONNECTOR FEMALE PLUG 5.08 MM N OF POLES: 12 180° TOP CONNECTION CLAMPING RANGE MAX. : 2.5 MM² BOX | 1
33616 | 1992030000 | PCB PLUG-IN CONNECTOR FEMALE PLUG 5.08 MM N OF POLES: 12 180° PUSH IN WITH ACTUATOR TENSION-CLAMP CONNECTION CLAMPING RANGE MAX. : 3.31 MM² BOX | 1
33617 | 1992050000 | PCB PLUG-IN CONNECTOR MALE HEADER CLOSED SIDE THT SOLDER CONNECTION 5.08 MM N OF POLES: 8 90° SOLDER PIN LENGTH (L): 3.2 MM TINNED PALE GREEN BOX | 0
33618 | 1992060000 | PCB PLUG-IN CONNECTOR MALE HEADER CLOSED SIDE THT SOLDER CONNECTION 5.08 MM N OF POLES: 8 90° SOLDER PIN LENGTH (L): 3.2 MM TINNED GREY BOX | 0
33619 | 1992070000 | PCB PLUG-IN CONNECTOR MALE HEADER CLOSED SIDE THT SOLDER CONNECTION 5.08 MM N OF POLES: 12 90° SOLDER PIN LENGTH (L): 3.2 MM TINNED GREEN BOX | 0
33620 | 1992080000 | PCB PLUG-IN CONNECTOR MALE HEADER CLOSED SIDE THT SOLDER CONNECTION 5.08 MM N OF POLES: 12 90° SOLDER PIN LENGTH (L): 3.2 MM TINNED GREY BOX | 0
33621 | 2000890000 | PCB PLUG-IN CONNECTOR RJ45 JACKS CAT. 5 SMD SOLDER CONNECTION 90° LATCH OPTION: BOTTOM SHIELD TABS: NONE 30...80 Μ" NI / ? 30 Μ" AU LED: NO N OF POLES: 8 TAPE | 51
33622 | 2003800000 | PCB PLUG-IN CONNECTOR MALE PLUG 5.08 MM N OF POLES: 2 180° CLAMPING YOKE CONNECTION CLAMPING RANGE MAX. : 3.31 MM² BOX | 1
33623 | 2003980000 | PCB PLUG-IN CONNECTOR FEMALE PLUG 5.08 MM N OF POLES: 3 180° CLAMPING YOKE CONNECTION CLAMPING RANGE MAX. : 4 MM² BOX | 1
33624 | 2004000000 | PCB PLUG-IN CONNECTOR FEMALE HEADER CLOSED SIDE THT SOLDER CONNECTION 5.08 MM N OF POLES: 3 90° SOLDER PIN LENGTH (L): 3.2 MM PALE GREEN BOX | 0
33625 | 2004470000 | PCB PLUG-IN CONNECTOR MALE HEADER CLOSED SIDE THT SOLDER CONNECTION 5.08 MM N OF POLES: 24 90° SOLDER PIN LENGTH (L): 3.2 MM TINNED PALE GREEN BOX | 0
33626 | 2004490000 | PCB PLUG-IN CONNECTOR FEMALE PLUG 5.08 MM N OF POLES: 20 180° CLAMPING YOKE CONNECTION CLAMPING RANGE MAX. : 4 MM² BOX | 1
33627 | 2008100000 | PCB PLUG-IN CONNECTOR FEMALE PLUG 7.62 MM N OF POLES: 5 CLAMPING YOKE CONNECTION CLAMPING RANGE MAX. : 4 MM² BOX | 1
33628 | 2008110000 | PCB PLUG-IN CONNECTOR FEMALE PLUG 7.62 MM N OF POLES: 5 CLAMPING YOKE CONNECTION CLAMPING RANGE MAX. : 4 MM² BOX | 1
33629 | 2018090000 | PCB PLUG-IN CONNECTOR FEMALE PLUG 5.08 MM N OF POLES: 21 180° CLAMPING YOKE CONNECTION CLAMPING RANGE MAX. : 4 MM² BOX | 1
33630 | 2018100000 | PCB PLUG-IN CONNECTOR MALE HEADER DOVETAILS FOR FIXING BLOCKS THT SOLDER CONNECTION 5.08 MM N OF POLES: 24 180° SOLDER PIN LENGTH (L): 3.2 MM TINNED PALE GREEN BOX | 0
33631 | 2018110000 | PCB PLUG-IN CONNECTOR MALE HEADER DOVETAILS FOR FIXING BLOCKS THT SOLDER CONNECTION 5.08 MM N OF POLES: 21 180° SOLDER PIN LENGTH (L): 3.2 MM TINNED PALE GREEN BOX | 0
33632 | 2018120000 | PCB PLUG-IN CONNECTOR MALE HEADER DOVETAILS FOR FIXING BLOCKS THT SOLDER CONNECTION 5.08 MM N OF POLES: 18 180° SOLDER PIN LENGTH (L): 3.2 MM TINNED PALE GREEN BOX | 0
33633 | 2087710000 | PRINTED CIRCUIT BOARD TERMINALS 3.81 MM N OF POLES: 13 135° SOLDER PIN LENGTH (L): 3.5 MM PUSH IN WITH ACTUATOR CLAMPING RANGE MAX. : 1.5 MM² TAPE | 1
33634 | 2123720000 | PCB PLUG-IN CONNECTOR MALE PLUG 5.08 MM N OF POLES: 3 180° CLAMPING YOKE CONNECTION CLAMPING RANGE MAX. : 3.31 MM² BOX | 1
33635 | 2449030000 | PCB PLUG-IN CONNECTOR MALE HEADER FLANGE THT SOLDER CONNECTION 5.08 MM N OF POLES: 16 180° SOLDER PIN LENGTH (L): 3.2 MM TINNED PALE GREEN BOX | 0
33636 | 2464460000 | PCB PLUG-IN CONNECTOR FEMALE PLUG 5.08 MM N OF POLES: 4 225° CLAMPING YOKE CONNECTION CLAMPING RANGE MAX. : 4 MM² BOX | 1
33637 | 2484220000 | POLYAMIDE 66 COLOUR: | 760
33638 | 2514600000 | PCB PLUG-IN CONNECTOR RJ45 JACKS CAT. 5 SMD SOLDER CONNECTION 180° SHIELD TABS: 4 TABS LED: NO N OF POLES: 8 TAPE | 51
33639 | 2554060000 | CABLE DUCT BINDER | 439
33640 | 2562140000 | PCB PLUG-IN CONNECTOR RJ45 JACKS TRANSFORMER 10/100 MBIT/S THT/THR SOLDER CONNECTION 180° SHIELD TABS: NONE 30...80 Μ" NI / ? 30 Μ" AU LED: YES GREEN/ N OF POLES: 8 TRAY (MANUAL ASSEMBLY) | 51
33641 | 2562170000 | PCB PLUG-IN CONNECTOR RJ45 JACKS TRANSFORMER 1000 MBPS THT/THR SOLDER CONNECTION 180° SHIELD TABS: NONE 30...80 Μ" NI / ? 30 Μ" AU LED: YES GREEN/ N OF POLES: 10 TRAY (MANUAL ASSEMBLY) | 51
33642 | 2562870000 | PCB PLUG-IN CONNECTOR RJ45 JACKS CAT. 5 THT/THR SOLDER CONNECTION 90° LATCH OPTION: BOTTOM SHIELD TABS: 6 TABS 30...80 Μ" NI / ? 30 Μ" AU LED: YES GREEN N OF POLES: 12 TAPE | 51
33643 | 2562910000 | PCB PLUG-IN CONNECTOR RJ45 JACKS CAT. 5 THT/THR SOLDER CONNECTION 90° LATCH OPTION: BOTTOM SHIELD TABS: 6 TABS 30...80 Μ" NI / ? 30 Μ" AU LED: NO N OF POLES: 8 TAPE | 51
33644 | 2580060000 | PCB PLUG-IN CONNECTOR MALE HEADER CLOSED SIDE THT SOLDER CONNECTION 3.50 MM N OF POLES: 8 90° SOLDER PIN LENGTH (L): 3.2 MM TINNED GREY BOX | 0
33645 | 2589080000 | CABLE DUCT 30 MM X 15 MM 4.00 MM X 6.00 MM 2000 MM | 73
33646 | 2589540000 | CABLE DUCT 37.5 MM X 25 MM 5.00 MM X 7.50 MM 2000 MM | 223
33647 | 2589560000 | CABLE DUCT 50 MM X 25 MM 5.00 MM X 7.50 MM 2000 MM | 223
33648 | 2589660000 | HALOGEN-FREE CABLE DUCT 37.5 MM X 25 MM 5.00 MM X 7.50 MM 2000 MM | 97
33649 | 2589680000 | HALOGEN-FREE CABLE DUCT 50 MM X 25 MM 5.00 MM X 7.50 MM 2000 MM | 97
33650 | 2589960000 | HALOGEN-FREE CABLE DUCT 37.5 MM X 25 MM 5.00 MM X 7.50 MM 2000 MM | 97
33651 | 2589980000 | HALOGEN-FREE CABLE DUCT 50 MM X 25 MM 5.00 MM X 7.50 MM 2000 MM | 97
33652 | 2599750000 | PRINTED CIRCUIT BOARD TERMINALS 5.08 MM N OF POLES: 3 180° SOLDER PIN LENGTH (L): 3.5 MM PUSH IN WITH ACTUATOR CLAMPING RANGE MAX. : 1.5 MM² | 1
33653 | 2599820000 | PCB PLUG-IN CONNECTOR MALE HEADER CLOSED SIDE THT/THR SOLDER CONNECTION 3.81 MM N OF POLES: 8 90° SOLDER PIN LENGTH (L): 2.6 MM TINNED BOX | 0
33654 | 2604100000 | PRINTED CIRCUIT BOARD TERMINALS 3.50 MM N OF POLES: 6 90° SOLDER PIN LENGTH (L): 1.5 MM PUSH IN WITH ACTUATOR CLAMPING RANGE MAX. : 1.5 MM² TAPE | 49
33655 | 2625930000 | PCB PLUG-IN CONNECTOR FEMALE PLUG 3.81 MM N OF POLES: 4 180° CLAMPING YOKE CONNECTION CLAMPING RANGE MAX. : 1.5 MM² BOX | 1
33656 | 2630690000 | PCB PLUG-IN CONNECTOR MALE PLUG 7.62 MM N OF POLES: 5 | 1
33657 | 2630680000 | PCB PLUG-IN CONNECTOR MALE PLUG 7.62 MM N OF POLES: 5 | 1
33658 | 2630670000 | PCB PLUG-IN CONNECTOR MALE PLUG 7.62 MM N OF POLES: 4 | 1
33659 | 2630660000 | PCB PLUG-IN CONNECTOR MALE PLUG 7.62 MM N OF POLES: 5 | 1
33660 | 2630630000 | PCB PLUG-IN CONNECTOR MALE PLUG 7.62 MM N OF POLES: 5 | 1
33661 | 2630570000 | PCB PLUG-IN CONNECTOR MALE PLUG 7.62 MM N OF POLES: 4 | 1
33662 | 2630550000 | PCB PLUG-IN CONNECTOR MALE PLUG 7.62 MM N OF POLES: 4 | 1
33663 | 2630520000 | PCB PLUG-IN CONNECTOR MALE PLUG 7.62 MM N OF POLES: 4 | 1
33664 | 2630650000 | PCB PLUG-IN CONNECTOR MALE PLUG 7.62 MM N OF POLES: 4 | 1
33665 | 2630640000 | PCB PLUG-IN CONNECTOR MALE PLUG 7.62 MM N OF POLES: 3 | 1
33666 | 2630620000 | PCB PLUG-IN CONNECTOR MALE PLUG 7.62 MM N OF POLES: 4 | 1
33667 | 2630610000 | PCB PLUG-IN CONNECTOR MALE PLUG 7.62 MM N OF POLES: 3 | 1
33668 | 2630600000 | PCB PLUG-IN CONNECTOR MALE PLUG 7.62 MM N OF POLES: 2 | 1
33669 | 2630540000 | PCB PLUG-IN CONNECTOR MALE PLUG 7.62 MM N OF POLES: 3 | 1
33670 | 2630510000 | PCB PLUG-IN CONNECTOR MALE PLUG 7.62 MM N OF POLES: 3 | 1
33671 | 2630500000 | PCB PLUG-IN CONNECTOR MALE PLUG 7.62 MM N OF POLES: 2 | 1
33672 | 2431550000 | PCB PLUG-IN CONNECTOR MALE HEADER CLOSED SIDE THT SOLDER CONNECTION 7.62 MM N OF POLES: 12 270° SOLDER PIN LENGTH (L): 4.5 MM TINNED BOX | 0
33673 | 2431500000 | PCB PLUG-IN CONNECTOR MALE HEADER FLANGE THT SOLDER CONNECTION 7.62 MM N OF POLES: 8 270° SOLDER PIN LENGTH (L): 4.5 MM TINNED BOX | 0
33674 | 2431480000 | PCB PLUG-IN CONNECTOR MALE HEADER FLANGE THT SOLDER CONNECTION 7.62 MM N OF POLES: 4 270° SOLDER PIN LENGTH (L): 4.5 MM TINNED BOX | 0
33675 | 1543340000 | PCB PLUG-IN CONNECTOR MALE HEADER CLOSED SIDE THT SOLDER CONNECTION 7.62 MM N OF POLES: 12 270° SOLDER PIN LENGTH (L): 3.2 MM TINNED BOX | 0
33676 | 1523970000 | PCB PLUG-IN CONNECTOR MALE HEADER FLANGE THT SOLDER CONNECTION 7.62 MM N OF POLES: 8 270° SOLDER PIN LENGTH (L): 3.2 MM TINNED BOX | 0
33677 | 1523940000 | PCB PLUG-IN CONNECTOR MALE HEADER FLANGE THT SOLDER CONNECTION 7.62 MM N OF POLES: 4 270° SOLDER PIN LENGTH (L): 3.2 MM TINNED BOX | 0
33678 | 2655080000 | MODULAR HOUSING OMNIMATE HOUSING - SERIES CH20M WIDTH: 17.5 MM | 26
33679 | 2585820000 | PCB PLUG-IN CONNECTOR FEMALE PLUG 7.62 MM N OF POLES: 2 180° CLAMPING YOKE CONNECTION CLAMPING RANGE MAX. : 10 MM² | 1
33680 | 2583100000 | FREECON IP65 | 957
33681 | 1542960000 | PCB PLUG-IN CONNECTOR FEMALE PLUG 7.62 MM N OF POLES: 2 180° CLAMPING YOKE CONNECTION CLAMPING RANGE MAX. : 10 MM² BOX | 1
33682 | 1156710000 | PCB PLUG-IN CONNECTOR FEMALE PLUG 7.62 MM N OF POLES: 2 180° CLAMPING YOKE CONNECTION CLAMPING RANGE MAX. : 10 MM² BOX | 1
33683 | 2627620000 | PCB PLUG-IN CONNECTOR FEMALE PLUG 10.16 MM N OF POLES: 4 180° CLAMPING YOKE CONNECTION CLAMPING RANGE MAX. : 16 MM² | 1
33684 | 2627610000 | PCB PLUG-IN CONNECTOR FEMALE PLUG 10.16 MM N OF POLES: 4 180° CLAMPING YOKE CONNECTION CLAMPING RANGE MAX. : 16 MM² | 1
33685 | 2627600000 | PCB PLUG-IN CONNECTOR FEMALE PLUG 10.16 MM N OF POLES: 3 180° CLAMPING YOKE CONNECTION CLAMPING RANGE MAX. : 16 MM² | 1
33686 | 2627590000 | PCB PLUG-IN CONNECTOR FEMALE PLUG 10.16 MM N OF POLES: 4 180° CLAMPING YOKE CONNECTION CLAMPING RANGE MAX. : 16 MM² | 1
33687 | 2627580000 | PCB PLUG-IN CONNECTOR FEMALE PLUG 10.16 MM N OF POLES: 3 180° CLAMPING YOKE CONNECTION CLAMPING RANGE MAX. : 16 MM² | 1
33688 | 2627570000 | PCB PLUG-IN CONNECTOR FEMALE PLUG 10.16 MM N OF POLES: 4 180° CLAMPING YOKE CONNECTION CLAMPING RANGE MAX. : 16 MM² | 1
33689 | 2627560000 | PCB PLUG-IN CONNECTOR FEMALE PLUG 10.16 MM N OF POLES: 4 180° CLAMPING YOKE CONNECTION CLAMPING RANGE MAX. : 16 MM² | 1
33690 | 2627550000 | PCB PLUG-IN CONNECTOR FEMALE PLUG 10.16 MM N OF POLES: 3 180° CLAMPING YOKE CONNECTION CLAMPING RANGE MAX. : 16 MM² | 1
33691 | 2627540000 | PCB PLUG-IN CONNECTOR FEMALE PLUG 10.16 MM N OF POLES: 4 180° CLAMPING YOKE CONNECTION CLAMPING RANGE MAX. : 16 MM² BOX | 1
33692 | 2627530000 | PCB PLUG-IN CONNECTOR FEMALE PLUG 10.16 MM N OF POLES: 3 180° CLAMPING YOKE CONNECTION CLAMPING RANGE MAX. : 16 MM² | 1
33693 | 2627520000 | PCB PLUG-IN CONNECTOR FEMALE PLUG 10.16 MM N OF POLES: 4 180° CLAMPING YOKE CONNECTION CLAMPING RANGE MAX. : 16 MM² | 1
33694 | 2627510000 | PCB PLUG-IN CONNECTOR FEMALE PLUG 10.16 MM N OF POLES: 4 180° CLAMPING YOKE CONNECTION CLAMPING RANGE MAX. : 16 MM² | 1
33695 | 2627500000 | PCB PLUG-IN CONNECTOR FEMALE PLUG 10.16 MM N OF POLES: 3 180° CLAMPING YOKE CONNECTION CLAMPING RANGE MAX. : 16 MM² | 1
33696 | 2627490000 | PCB PLUG-IN CONNECTOR FEMALE PLUG 10.16 MM N OF POLES: 4 180° CLAMPING YOKE CONNECTION CLAMPING RANGE MAX. : 16 MM² | 1
33697 | 2627480000 | PCB PLUG-IN CONNECTOR FEMALE PLUG 10.16 MM N OF POLES: 3 180° CLAMPING YOKE CONNECTION CLAMPING RANGE MAX. : 16 MM² | 1
33698 | 2627470000 | PCB PLUG-IN CONNECTOR FEMALE PLUG 10.16 MM N OF POLES: 4 180° CLAMPING YOKE CONNECTION CLAMPING RANGE MAX. : 16 MM² | 1
33699 | 2627450000 | PCB PLUG-IN CONNECTOR FEMALE PLUG 10.16 MM N OF POLES: 3 180° CLAMPING YOKE CONNECTION CLAMPING RANGE MAX. : 16 MM² | 1
33700 | 2627440000 | PCB PLUG-IN CONNECTOR FEMALE PLUG 10.16 MM N OF POLES: 4 180° CLAMPING YOKE CONNECTION CLAMPING RANGE MAX. : 16 MM² | 1
33701 | 2627430000 | PCB PLUG-IN CONNECTOR FEMALE PLUG 10.16 MM N OF POLES: 3 180° CLAMPING YOKE CONNECTION CLAMPING RANGE MAX. : 16 MM² | 1
33702 | 2627410000 | PCB PLUG-IN CONNECTOR FEMALE PLUG 10.16 MM N OF POLES: 4 180° CLAMPING YOKE CONNECTION CLAMPING RANGE MAX. : 16 MM² | 1
33703 | 2627400000 | PCB PLUG-IN CONNECTOR FEMALE PLUG 10.16 MM N OF POLES: 3 180° CLAMPING YOKE CONNECTION CLAMPING RANGE MAX. : 16 MM² | 1
33704 | 2627380000 | PCB PLUG-IN CONNECTOR FEMALE PLUG 10.16 MM N OF POLES: 3 180° CLAMPING YOKE CONNECTION CLAMPING RANGE MAX. : 16 MM² | 1
33705 | 2627370000 | PCB PLUG-IN CONNECTOR FEMALE PLUG 10.16 MM N OF POLES: 4 180° CLAMPING YOKE CONNECTION CLAMPING RANGE MAX. : 16 MM² | 1
33706 | 2627360000 | PCB PLUG-IN CONNECTOR FEMALE PLUG 10.16 MM N OF POLES: 4 180° CLAMPING YOKE CONNECTION CLAMPING RANGE MAX. : 16 MM² | 1
33707 | 2627350000 | PCB PLUG-IN CONNECTOR FEMALE PLUG 10.16 MM N OF POLES: 3 180° CLAMPING YOKE CONNECTION CLAMPING RANGE MAX. : 16 MM² | 1
33708 | 2627340000 | PCB PLUG-IN CONNECTOR FEMALE PLUG 10.16 MM N OF POLES: 4 180° CLAMPING YOKE CONNECTION CLAMPING RANGE MAX. : 16 MM² | 1
33709 | 2627330000 | PCB PLUG-IN CONNECTOR FEMALE PLUG 10.16 MM N OF POLES: 3 180° CLAMPING YOKE CONNECTION CLAMPING RANGE MAX. : 16 MM² | 1
33710 | 2493170000 | PCB PLUG-IN CONNECTOR FEMALE PLUG 10.16 MM N OF POLES: 2 180° PUSH IN WITH ACTUATOR CLAMPING RANGE MAX. : 16 MM² BOX | 1
33711 | 1157450000 | PCB PLUG-IN CONNECTOR FEMALE PLUG 7.62 MM N OF POLES: 3 180° PUSH IN WITH ACTUATOR PUSH IN WITHOUT ACTUATOR CLAMPING RANGE MAX. : 10 MM² BOX | 1
33712 | 1157120000 | PCB PLUG-IN CONNECTOR FEMALE PLUG 7.62 MM N OF POLES: 3 180° PUSH IN WITH ACTUATOR PUSH IN WITHOUT ACTUATOR CLAMPING RANGE MAX. : 10 MM² BOX | 1
33713 | 1156620000 | PCB PLUG-IN CONNECTOR FEMALE PLUG 10.16 MM N OF POLES: 3 180° CLAMPING YOKE CONNECTION CLAMPING RANGE MAX. : 16 MM² BOX | 1
33714 | 1156610000 | PCB PLUG-IN CONNECTOR FEMALE PLUG 10.16 MM N OF POLES: 3 180° CLAMPING YOKE CONNECTION CLAMPING RANGE MAX. : 16 MM² BOX | 1
33715 | 1082080000 | PCB PLUG-IN CONNECTOR FEMALE PLUG 7.62 MM N OF POLES: 2 180° PUSH IN WITH ACTUATOR PUSH IN WITHOUT ACTUATOR CLAMPING RANGE MAX. : 10 MM² BOX | 1
33716 | 1081730000 | PCB PLUG-IN CONNECTOR FEMALE PLUG 7.62 MM N OF POLES: 3 180° PUSH IN WITH ACTUATOR PUSH IN WITHOUT ACTUATOR CLAMPING RANGE MAX. : 10 MM² BOX | 1
33717 | 1081720000 | PCB PLUG-IN CONNECTOR FEMALE PLUG 7.62 MM N OF POLES: 3 180° PUSH IN WITH ACTUATOR PUSH IN WITHOUT ACTUATOR CLAMPING RANGE MAX. : 10 MM² BOX | 1
33718 | 1081030000 | PCB PLUG-IN CONNECTOR FEMALE PLUG 7.62 MM N OF POLES: 2 180° PUSH IN WITH ACTUATOR PUSH IN WITHOUT ACTUATOR CLAMPING RANGE MAX. : 10 MM² BOX | 1
33719 | 1080570000 | PCB PLUG-IN CONNECTOR FEMALE PLUG 7.62 MM N OF POLES: 3 180° PUSH IN WITH ACTUATOR PUSH IN WITHOUT ACTUATOR CLAMPING RANGE MAX. : 10 MM² BOX | 1
33720 | 1080550000 | PCB PLUG-IN CONNECTOR FEMALE PLUG 7.62 MM N OF POLES: 2 180° PUSH IN WITH ACTUATOR PUSH IN WITHOUT ACTUATOR CLAMPING RANGE MAX. : 10 MM² BOX | 1
33721 | 1080320000 | PCB PLUG-IN CONNECTOR FEMALE PLUG 7.62 MM N OF POLES: 2 180° PUSH IN WITH ACTUATOR PUSH IN WITHOUT ACTUATOR CLAMPING RANGE MAX. : 10 MM² BOX | 1
33722 | 2460150000 | PCB PLUG-IN CONNECTOR FEMALE PLUG 3.50 MM N OF POLES: 2 180° PUSH IN WITH ACTUATOR TENSION-CLAMP CONNECTION CLAMPING RANGE MAX. : 1.5 MM² BOX | 1
33723 | 1122070000 | PCB PLUG-IN CONNECTOR FEMALE HEADER CLOSED SIDE THT SOLDER CONNECTION 7.62 MM N OF POLES: 2 180° SOLDER PIN LENGTH (L): 3.2 MM TINNED BOX | 0
33724 | 2558810000 | PCB PLUG-IN CONNECTOR FEMALE PLUG 3.50 MM N OF POLES: 46 180° PUSH IN WITH ACTUATOR TENSION-CLAMP CONNECTION CLAMPING RANGE MAX. : 1.5 MM² BOX | 1
33725 | 2558800000 | PCB PLUG-IN CONNECTOR FEMALE PLUG 3.50 MM N OF POLES: 44 180° PUSH IN WITH ACTUATOR TENSION-CLAMP CONNECTION CLAMPING RANGE MAX. : 1.5 MM² BOX | 1
33726 | 2558790000 | PCB PLUG-IN CONNECTOR FEMALE PLUG 3.50 MM N OF POLES: 42 180° PUSH IN WITH ACTUATOR TENSION-CLAMP CONNECTION CLAMPING RANGE MAX. : 1.5 MM² BOX | 1
33727 | 2558780000 | PCB PLUG-IN CONNECTOR FEMALE PLUG 3.50 MM N OF POLES: 40 180° PUSH IN WITH ACTUATOR TENSION-CLAMP CONNECTION CLAMPING RANGE MAX. : 1.5 MM² BOX | 1
33728 | 2558770000 | PCB PLUG-IN CONNECTOR FEMALE PLUG 3.50 MM N OF POLES: 38 180° PUSH IN WITH ACTUATOR TENSION-CLAMP CONNECTION CLAMPING RANGE MAX. : 1.5 MM² BOX | 1
33729 | 2558760000 | PCB PLUG-IN CONNECTOR FEMALE PLUG 3.50 MM N OF POLES: 46 180° PUSH IN WITH ACTUATOR TENSION-CLAMP CONNECTION CLAMPING RANGE MAX. : 1.5 MM² BOX | 1
33730 | 2558750000 | PCB PLUG-IN CONNECTOR FEMALE PLUG 3.50 MM N OF POLES: 44 180° PUSH IN WITH ACTUATOR TENSION-CLAMP CONNECTION CLAMPING RANGE MAX. : 1.5 MM² BOX | 1
33731 | 2558740000 | PCB PLUG-IN CONNECTOR FEMALE PLUG 3.50 MM N OF POLES: 42 180° PUSH IN WITH ACTUATOR TENSION-CLAMP CONNECTION CLAMPING RANGE MAX. : 1.5 MM² BOX | 1
33732 | 2558730000 | PCB PLUG-IN CONNECTOR FEMALE PLUG 3.50 MM N OF POLES: 40 180° PUSH IN WITH ACTUATOR TENSION-CLAMP CONNECTION CLAMPING RANGE MAX. : 1.5 MM² BOX | 1
33733 | 2558720000 | PCB PLUG-IN CONNECTOR FEMALE PLUG 3.50 MM N OF POLES: 38 180° PUSH IN WITH ACTUATOR TENSION-CLAMP CONNECTION CLAMPING RANGE MAX. : 1.5 MM² BOX | 1
33734 | 2558710000 | PCB PLUG-IN CONNECTOR FEMALE PLUG 3.50 MM N OF POLES: 46 180° PUSH IN WITH ACTUATOR TENSION-CLAMP CONNECTION CLAMPING RANGE MAX. : 1.5 MM² BOX | 1
33735 | 2558700000 | PCB PLUG-IN CONNECTOR FEMALE PLUG 3.50 MM N OF POLES: 44 180° PUSH IN WITH ACTUATOR TENSION-CLAMP CONNECTION CLAMPING RANGE MAX. : 1.5 MM² BOX | 1
33736 | 2558690000 | PCB PLUG-IN CONNECTOR FEMALE PLUG 3.50 MM N OF POLES: 42 180° PUSH IN WITH ACTUATOR TENSION-CLAMP CONNECTION CLAMPING RANGE MAX. : 1.5 MM² BOX | 1
33737 | 2558670000 | PCB PLUG-IN CONNECTOR FEMALE PLUG 3.50 MM N OF POLES: 38 180° PUSH IN WITH ACTUATOR TENSION-CLAMP CONNECTION CLAMPING RANGE MAX. : 1.5 MM² BOX | 1
33738 | 2558660000 | PCB PLUG-IN CONNECTOR FEMALE PLUG 3.50 MM N OF POLES: 46 180° PUSH IN WITH ACTUATOR TENSION-CLAMP CONNECTION CLAMPING RANGE MAX. : 1.5 MM² BOX | 1
33739 | 2558560000 | PCB PLUG-IN CONNECTOR FEMALE PLUG 3.50 MM N OF POLES: 38 180° PUSH IN WITH ACTUATOR TENSION-CLAMP CONNECTION CLAMPING RANGE MAX. : 1.5 MM² BOX | 1
33740 | 1375890000 | PCB PLUG-IN CONNECTOR FEMALE PLUG 3.50 MM N OF POLES: 4 180° PUSH IN WITH ACTUATOR TENSION-CLAMP CONNECTION CLAMPING RANGE MAX. : 1.5 MM² BOX | 1
33741 | 1375710000 | PCB PLUG-IN CONNECTOR FEMALE PLUG 3.50 MM N OF POLES: 4 180° PUSH IN WITH ACTUATOR TENSION-CLAMP CONNECTION CLAMPING RANGE MAX. : 1.5 MM² BOX | 1
33742 | 1278230000 | PCB PLUG-IN CONNECTOR FEMALE PLUG 3.50 MM N OF POLES: 4 180° PUSH IN WITH ACTUATOR TENSION-CLAMP CONNECTION CLAMPING RANGE MAX. : 1.5 MM² BOX | 1
33743 | 2558680000 | PCB PLUG-IN CONNECTOR FEMALE PLUG 3.50 MM N OF POLES: 40 180° PUSH IN WITH ACTUATOR TENSION-CLAMP CONNECTION CLAMPING RANGE MAX. : 1.5 MM² BOX | 1
33744 | 2627460000 | PCB PLUG-IN CONNECTOR FEMALE PLUG 10.16 MM N OF POLES: 4 180° CLAMPING YOKE CONNECTION CLAMPING RANGE MAX. : 16 MM² | 1
33745 | 1080440000 | PCB PLUG-IN CONNECTOR FEMALE PLUG 7.62 MM N OF POLES: 4 180° PUSH IN WITH ACTUATOR PUSH IN WITHOUT ACTUATOR CLAMPING RANGE MAX. : 10 MM² BOX | 1
33746 | 1278040000 | PCB PLUG-IN CONNECTOR FEMALE PLUG 3.50 MM N OF POLES: 4 180° PUSH IN WITH ACTUATOR TENSION-CLAMP CONNECTION CLAMPING RANGE MAX. : 1.5 MM² BOX | 1
33747 | 1277270000 | PCB PLUG-IN CONNECTOR FEMALE PLUG 3.50 MM N OF POLES: 4 180° PUSH IN WITH ACTUATOR TENSION-CLAMP CONNECTION CLAMPING RANGE MAX. : 1.5 MM² BOX | 1
33748 | 1277280000 | PCB PLUG-IN CONNECTOR FEMALE PLUG 3.50 MM N OF POLES: 6 180° PUSH IN WITH ACTUATOR TENSION-CLAMP CONNECTION CLAMPING RANGE MAX. : 1.5 MM² BOX | 1
33749 | 1277460000 | PCB PLUG-IN CONNECTOR FEMALE PLUG 3.50 MM N OF POLES: 4 180° PUSH IN WITH ACTUATOR TENSION-CLAMP CONNECTION CLAMPING RANGE MAX. : 1.5 MM² BOX | 1
33750 | 1277470000 | PCB PLUG-IN CONNECTOR FEMALE PLUG 3.50 MM N OF POLES: 6 180° PUSH IN WITH ACTUATOR TENSION-CLAMP CONNECTION CLAMPING RANGE MAX. : 1.5 MM² BOX | 1
33751 | 2459060000 | PCB PLUG-IN CONNECTOR FEMALE PLUG 3.50 MM N OF POLES: 3 180° PUSH IN WITH ACTUATOR TENSION-CLAMP CONNECTION CLAMPING RANGE MAX. : 1.5 MM² BOX | 1
33752 | 2458950000 | PCB PLUG-IN CONNECTOR FEMALE PLUG 3.50 MM N OF POLES: 2 180° PUSH IN WITH ACTUATOR TENSION-CLAMP CONNECTION CLAMPING RANGE MAX. : 1.5 MM² BOX | 1
33753 | 2459290000 | PCB PLUG-IN CONNECTOR FEMALE PLUG 3.50 MM N OF POLES: 3 180° PUSH IN WITH ACTUATOR TENSION-CLAMP CONNECTION CLAMPING RANGE MAX. : 1.5 MM² BOX | 1
33754 | 2459280000 | PCB PLUG-IN CONNECTOR FEMALE PLUG 3.50 MM N OF POLES: 2 180° PUSH IN WITH ACTUATOR TENSION-CLAMP CONNECTION CLAMPING RANGE MAX. : 1.5 MM² BOX | 1
33755 | 1076720000 | KSWF (FLAT GASKET - VULCANISED FIBRE) SEALING RING M 50 VULCANIZED FIBRE | 353
33756 | 1135170000 | W-SERIES END PLATE | 78
33757 | 1139910000 | P-SERIES END PLATE DARK 2.7 MM | 209
33758 | 1208970000 | WS TERMINAL MARKER 7.8 X 9.2 MM PITCH IN MM (P): 9.20 WEIDMUELLER GREY | 13
33759 | 1475840000 | HDC ENCLOSURES | 670
33760 | 1525270000 | ACCESSORIES ENCLOSURES ACCESSORIES PROTECTION DEGREE: DESIGN OF HOUSING: CLAMP VERSION: DESIGN: APPROVALS : | 119
33761 | 1541070500 | SENSOR/ACTUATOR LINE CONNECTING LINE M23 / M23 N OF POLES: 19 5 M PIN STRAIGHT - SOCKET STRAIGHT SHIELDED: NO LED: NO SHEATH MATERIAL: PUR HALOGEN: NO | 0
33762 | 1541071000 | SENSOR/ACTUATOR LINE CONNECTING LINE M23 / M23 N OF POLES: 19 10 M PIN STRAIGHT - SOCKET STRAIGHT SHIELDED: NO LED: NO SHEATH MATERIAL: PUR HALOGEN: NO | 0
33763 | 1541071500 | SENSOR/ACTUATOR LINE CONNECTING LINE M23 / M23 N OF POLES: 19 15 M PIN STRAIGHT - SOCKET STRAIGHT SHIELDED: NO LED: NO SHEATH MATERIAL: PUR HALOGEN: NO | 0
33764 | 1862790000 | PCB PLUG-IN CONNECTOR MALE HEADER SOLDER FLANGE THT/THR SOLDER CONNECTION 3.81 MM N OF POLES: 5 90° SOLDER PIN LENGTH (L): 1.5 MM TINNED TAPE | 0
33765 | 1862820000 | PCB PLUG-IN CONNECTOR MALE HEADER SOLDER FLANGE THT/THR SOLDER CONNECTION 3.81 MM N OF POLES: 6 90° SOLDER PIN LENGTH (L): 1.5 MM TINNED TAPE | 0
33766 | 1862850000 | PCB PLUG-IN CONNECTOR MALE HEADER SOLDER FLANGE THT/THR SOLDER CONNECTION 3.81 MM N OF POLES: 8 90° SOLDER PIN LENGTH (L): 1.5 MM TINNED TAPE | 0
33767 | 1864240000 | PCB PLUG-IN CONNECTOR MALE HEADER SOLDER FLANGE THT/THR SOLDER CONNECTION 3.81 MM N OF POLES: 4 180° SOLDER PIN LENGTH (L): 1.5 MM TINNED TAPE | 0
33768 | 1864250000 | PCB PLUG-IN CONNECTOR MALE HEADER SOLDER FLANGE THT/THR SOLDER CONNECTION 3.81 MM N OF POLES: 5 180° SOLDER PIN LENGTH (L): 1.5 MM TINNED TAPE | 0
33769 | 1864280000 | PCB PLUG-IN CONNECTOR MALE HEADER SOLDER FLANGE THT/THR SOLDER CONNECTION 3.81 MM N OF POLES: 8 180° SOLDER PIN LENGTH (L): 1.5 MM TINNED TAPE | 0
33770 | 1864340000 | PCB PLUG-IN CONNECTOR MALE HEADER CLOSED SIDE THT/THR SOLDER CONNECTION 3.81 MM N OF POLES: 9 180° SOLDER PIN LENGTH (L): 1.5 MM TINNED TAPE | 0
33771 | 1868280000 | PCB PLUG-IN CONNECTOR MALE HEADER SOLDER FLANGE THT/THR SOLDER CONNECTION 3.50 MM N OF POLES: 24 180° SOLDER PIN LENGTH (L): 3.5 MM TINNED TAPE | 0
33772 | 1868340000 | PCB PLUG-IN CONNECTOR MALE HEADER SOLDER FLANGE THT/THR SOLDER CONNECTION 3.50 MM N OF POLES: 8 90° SOLDER PIN LENGTH (L): 3.2 MM TINNED TAPE | 0
33773 | 1869320000 | PRINTED CIRCUIT BOARD TERMINALS 7.62 MM N OF POLES: 8 90° SOLDER PIN LENGTH (L): 1.5 MM PUSH IN WITH ACTUATOR CLAMPING RANGE MAX. : 1.5 MM² T | 122
33774 | 1869410000 | PRINTED CIRCUIT BOARD TERMINALS 3.81 MM N OF POLES: 7 90° SOLDER PIN LENGTH (L): 1.5 MM PUSH IN WITH ACTUATOR CLAMPING RANGE MAX. : 1.5 MM² T | 122
33775 | 1869480000 | PRINTED CIRCUIT BOARD TERMINALS 3.81 MM N OF POLES: 14 90° SOLDER PIN LENGTH (L): 1.5 MM PUSH IN WITH ACTUATOR CLAMPING RANGE MAX. : 1.5 MM² T | 122
33776 | 1869500000 | PRINTED CIRCUIT BOARD TERMINALS 3.81 MM N OF POLES: 15 90° SOLDER PIN LENGTH (L): 1.5 MM PUSH IN WITH ACTUATOR CLAMPING RANGE MAX. : 1.5 MM² T | 122
33777 | 1869510000 | PRINTED CIRCUIT BOARD TERMINALS 3.81 MM N OF POLES: 16 90° SOLDER PIN LENGTH (L): 1.5 MM PUSH IN WITH ACTUATOR CLAMPING RANGE MAX. : 1.5 MM² T | 122
33778 | 1869520000 | PRINTED CIRCUIT BOARD TERMINALS 3.81 MM N OF POLES: 17 90° SOLDER PIN LENGTH (L): 1.5 MM PUSH IN WITH ACTUATOR CLAMPING RANGE MAX. : 1.5 MM² T | 122
33779 | 1869530000 | PRINTED CIRCUIT BOARD TERMINALS 3.81 MM N OF POLES: 18 90° SOLDER PIN LENGTH (L): 1.5 MM PUSH IN WITH ACTUATOR CLAMPING RANGE MAX. : 1.5 MM² T | 122
33780 | 1869540000 | PRINTED CIRCUIT BOARD TERMINALS 3.81 MM N OF POLES: 19 90° SOLDER PIN LENGTH (L): 1.5 MM PUSH IN WITH ACTUATOR CLAMPING RANGE MAX. : 1.5 MM² T | 122
33781 | 1869550000 | PRINTED CIRCUIT BOARD TERMINALS 3.81 MM N OF POLES: 20 90° SOLDER PIN LENGTH (L): 1.5 MM PUSH IN WITH ACTUATOR CLAMPING RANGE MAX. : 1.5 MM² T | 122
33782 | 1869560000 | PRINTED CIRCUIT BOARD TERMINALS 3.81 MM N OF POLES: 21 90° SOLDER PIN LENGTH (L): 1.5 MM PUSH IN WITH ACTUATOR CLAMPING RANGE MAX. : 1.5 MM² T | 122
33783 | 1869570000 | PRINTED CIRCUIT BOARD TERMINALS 3.81 MM N OF POLES: 22 90° SOLDER PIN LENGTH (L): 1.5 MM PUSH IN WITH ACTUATOR CLAMPING RANGE MAX. : 1.5 MM² T | 122
33784 | 1869580000 | PRINTED CIRCUIT BOARD TERMINALS 3.81 MM N OF POLES: 23 90° SOLDER PIN LENGTH (L): 1.5 MM PUSH IN WITH ACTUATOR CLAMPING RANGE MAX. : 1.5 MM² T | 122
33785 | 1869590000 | PRINTED CIRCUIT BOARD TERMINALS 3.81 MM N OF POLES: 24 90° SOLDER PIN LENGTH (L): 1.5 MM PUSH IN WITH ACTUATOR CLAMPING RANGE MAX. : 1.5 MM² T | 122
33786 | 1869870000 | PRINTED CIRCUIT BOARD TERMINALS 7.62 MM N OF POLES: 7 180° SOLDER PIN LENGTH (L): 1.5 MM PUSH IN WITH ACTUATOR CLAMPING RANGE MAX. : 1.5 MM² T | 122
33787 | 1869880000 | PRINTED CIRCUIT BOARD TERMINALS 7.62 MM N OF POLES: 8 180° SOLDER PIN LENGTH (L): 1.5 MM PUSH IN WITH ACTUATOR CLAMPING RANGE MAX. : 1.5 MM² T | 122
33788 | 1870020000 | PRINTED CIRCUIT BOARD TERMINALS 3.81 MM N OF POLES: 13 180° SOLDER PIN LENGTH (L): 1.5 MM PUSH IN WITH ACTUATOR CLAMPING RANGE MAX. : 1.5 MM² T | 122
33789 | 1870030000 | PRINTED CIRCUIT BOARD TERMINALS 3.81 MM N OF POLES: 14 180° SOLDER PIN LENGTH (L): 1.5 MM PUSH IN WITH ACTUATOR CLAMPING RANGE MAX. : 1.5 MM² T | 122
33790 | 1870040000 | PRINTED CIRCUIT BOARD TERMINALS 3.81 MM N OF POLES: 15 180° SOLDER PIN LENGTH (L): 1.5 MM PUSH IN WITH ACTUATOR CLAMPING RANGE MAX. : 1.5 MM² T | 122
33791 | 1870050000 | PRINTED CIRCUIT BOARD TERMINALS 3.81 MM N OF POLES: 16 180° SOLDER PIN LENGTH (L): 1.5 MM PUSH IN WITH ACTUATOR CLAMPING RANGE MAX. : 1.5 MM² T | 122
33792 | 1870060000 | PRINTED CIRCUIT BOARD TERMINALS 3.81 MM N OF POLES: 17 180° SOLDER PIN LENGTH (L): 1.5 MM PUSH IN WITH ACTUATOR CLAMPING RANGE MAX. : 1.5 MM² T | 122
33793 | 1870070000 | PRINTED CIRCUIT BOARD TERMINALS 3.81 MM N OF POLES: 18 180° SOLDER PIN LENGTH (L): 1.5 MM PUSH IN WITH ACTUATOR CLAMPING RANGE MAX. : 1.5 MM² T | 122
33794 | 1870080000 | PRINTED CIRCUIT BOARD TERMINALS 3.81 MM N OF POLES: 19 180° SOLDER PIN LENGTH (L): 1.5 MM PUSH IN WITH ACTUATOR CLAMPING RANGE MAX. : 1.5 MM² T | 122
33795 | 1870090000 | PRINTED CIRCUIT BOARD TERMINALS 3.81 MM N OF POLES: 20 180° SOLDER PIN LENGTH (L): 1.5 MM PUSH IN WITH ACTUATOR CLAMPING RANGE MAX. : 1.5 MM² T | 122
33796 | 1870800000 | PRINTED CIRCUIT BOARD TERMINALS 3.50 MM N OF POLES: 17 180° SOLDER PIN LENGTH (L): 1.5 MM PUSH IN WITH ACTUATOR CLAMPING RANGE MAX. : 1.5 MM² T | 49
33797 | 1870840000 | PRINTED CIRCUIT BOARD TERMINALS 3.50 MM N OF POLES: 19 180° SOLDER PIN LENGTH (L): 1.5 MM PUSH IN WITH ACTUATOR CLAMPING RANGE MAX. : 1.5 MM² T | 49
33798 | 1870940000 | PRINTED CIRCUIT BOARD TERMINALS 3.81 MM N OF POLES: 17 180° SOLDER PIN LENGTH (L): 3.5 MM PUSH IN WITH ACTUATOR CLAMPING RANGE MAX. : 1.5 MM² T | 122
33799 | 1870950000 | PRINTED CIRCUIT BOARD TERMINALS 3.81 MM N OF POLES: 18 180° SOLDER PIN LENGTH (L): 3.5 MM PUSH IN WITH ACTUATOR CLAMPING RANGE MAX. : 1.5 MM² T | 122
33800 | 1870960000 | PRINTED CIRCUIT BOARD TERMINALS 3.81 MM N OF POLES: 19 180° SOLDER PIN LENGTH (L): 3.5 MM PUSH IN WITH ACTUATOR CLAMPING RANGE MAX. : 1.5 MM² T | 122
33801 | 1870970000 | PRINTED CIRCUIT BOARD TERMINALS 3.81 MM N OF POLES: 20 180° SOLDER PIN LENGTH (L): 3.5 MM PUSH IN WITH ACTUATOR CLAMPING RANGE MAX. : 1.5 MM² T | 122
33802 | 1870980000 | PRINTED CIRCUIT BOARD TERMINALS 3.81 MM N OF POLES: 21 180° SOLDER PIN LENGTH (L): 3.5 MM PUSH IN WITH ACTUATOR CLAMPING RANGE MAX. : 1.5 MM² T | 122
33803 | 1870990000 | PRINTED CIRCUIT BOARD TERMINALS 3.81 MM N OF POLES: 22 180° SOLDER PIN LENGTH (L): 3.5 MM PUSH IN WITH ACTUATOR CLAMPING RANGE MAX. : 1.5 MM² T | 122
33804 | 1871000000 | PRINTED CIRCUIT BOARD TERMINALS 3.81 MM N OF POLES: 23 180° SOLDER PIN LENGTH (L): 3.5 MM PUSH IN WITH ACTUATOR CLAMPING RANGE MAX. : 1.5 MM² T | 122
33805 | 1871010000 | PRINTED CIRCUIT BOARD TERMINALS 3.81 MM N OF POLES: 24 180° SOLDER PIN LENGTH (L): 3.5 MM PUSH IN WITH ACTUATOR CLAMPING RANGE MAX. : 1.5 MM² T | 122
33806 | 1871090000 | PRINTED CIRCUIT BOARD TERMINALS 3.50 MM N OF POLES: 14 90° SOLDER PIN LENGTH (L): 1.5 MM PUSH IN WITH ACTUATOR CLAMPING RANGE MAX. : 1.5 MM² T | 49
33807 | 1871100000 | PRINTED CIRCUIT BOARD TERMINALS 3.50 MM N OF POLES: 15 90° SOLDER PIN LENGTH (L): 1.5 MM PUSH IN WITH ACTUATOR CLAMPING RANGE MAX. : 1.5 MM² T | 49
33808 | 1871110000 | PRINTED CIRCUIT BOARD TERMINALS 3.50 MM N OF POLES: 16 90° SOLDER PIN LENGTH (L): 1.5 MM PUSH IN WITH ACTUATOR CLAMPING RANGE MAX. : 1.5 MM² T | 49
33809 | 1871120000 | PRINTED CIRCUIT BOARD TERMINALS 3.50 MM N OF POLES: 17 90° SOLDER PIN LENGTH (L): 1.5 MM PUSH IN WITH ACTUATOR CLAMPING RANGE MAX. : 1.5 MM² T | 49
33810 | 1871130000 | PRINTED CIRCUIT BOARD TERMINALS 3.50 MM N OF POLES: 18 90° SOLDER PIN LENGTH (L): 1.5 MM PUSH IN WITH ACTUATOR CLAMPING RANGE MAX. : 1.5 MM² T | 49
33811 | 1871140000 | PRINTED CIRCUIT BOARD TERMINALS 3.50 MM N OF POLES: 19 90° SOLDER PIN LENGTH (L): 1.5 MM PUSH IN WITH ACTUATOR CLAMPING RANGE MAX. : 1.5 MM² T | 49
33812 | 1871150000 | PRINTED CIRCUIT BOARD TERMINALS 3.50 MM N OF POLES: 20 90° SOLDER PIN LENGTH (L): 1.5 MM PUSH IN WITH ACTUATOR CLAMPING RANGE MAX. : 1.5 MM² T | 49
33813 | 1871160000 | PRINTED CIRCUIT BOARD TERMINALS 3.50 MM N OF POLES: 21 90° SOLDER PIN LENGTH (L): 1.5 MM PUSH IN WITH ACTUATOR CLAMPING RANGE MAX. : 1.5 MM² T | 49
33814 | 1871170000 | PRINTED CIRCUIT BOARD TERMINALS 3.50 MM N OF POLES: 22 90° SOLDER PIN LENGTH (L): 1.5 MM PUSH IN WITH ACTUATOR CLAMPING RANGE MAX. : 1.5 MM² T | 49
33815 | 1871180000 | PRINTED CIRCUIT BOARD TERMINALS 3.50 MM N OF POLES: 23 90° SOLDER PIN LENGTH (L): 1.5 MM PUSH IN WITH ACTUATOR CLAMPING RANGE MAX. : 1.5 MM² T | 49
33816 | 1871190000 | PRINTED CIRCUIT BOARD TERMINALS 3.50 MM N OF POLES: 24 90° SOLDER PIN LENGTH (L): 1.5 MM PUSH IN WITH ACTUATOR CLAMPING RANGE MAX. : 1.5 MM² T | 49
33817 | 1871210000 | PRINTED CIRCUIT BOARD TERMINALS 3.81 MM N OF POLES: 14 90° SOLDER PIN LENGTH (L): 3.5 MM PUSH IN WITH ACTUATOR CLAMPING RANGE MAX. : 1.5 MM² T | 122
33818 | 1874340000 | PRINTED CIRCUIT BOARD TERMINALS 3.50 MM N OF POLES: 7 180° SOLDER PIN LENGTH (L): 1.5 MM PUSH IN WITH ACTUATOR CLAMPING RANGE MAX. : 1.5 MM² TAPE | 49
33819 | 1874360000 | PRINTED CIRCUIT BOARD TERMINALS 7.62 MM N OF POLES: 6 180° SOLDER PIN LENGTH (L): 3.5 MM PUSH IN WITH ACTUATOR CLAMPING RANGE MAX. : 1.5 MM² TAPE | 49
33820 | 1874470000 | PRINTED CIRCUIT BOARD TERMINALS 7.62 MM N OF POLES: 4 90° SOLDER PIN LENGTH (L): 3.5 MM PUSH IN WITH ACTUATOR CLAMPING RANGE MAX. : 1.5 MM² TAPE | 49
33821 | 1874480000 | PRINTED CIRCUIT BOARD TERMINALS 7.62 MM N OF POLES: 4 90° SOLDER PIN LENGTH (L): 1.5 MM PUSH IN WITH ACTUATOR CLAMPING RANGE MAX. : 1.5 MM² TAPE | 49
33822 | 1874510000 | PRINTED CIRCUIT BOARD TERMINALS 3.50 MM N OF POLES: 2 180° SOLDER PIN LENGTH (L): 3.5 MM PUSH IN WITH ACTUATOR CLAMPING RANGE MAX. : 1.5 MM² TAPE | 49
33823 | 1874550000 | PRINTED CIRCUIT BOARD TERMINALS 7.62 MM N OF POLES: 3 90° SOLDER PIN LENGTH (L): 3.5 MM PUSH IN WITH ACTUATOR CLAMPING RANGE MAX. : 1.5 MM² TAPE | 49
33824 | 1874570000 | PRINTED CIRCUIT BOARD TERMINALS 7.62 MM N OF POLES: 3 90° SOLDER PIN LENGTH (L): 1.5 MM PUSH IN WITH ACTUATOR CLAMPING RANGE MAX. : 1.5 MM² TAPE | 49
33825 | 1874590000 | PRINTED CIRCUIT BOARD TERMINALS 3.50 MM N OF POLES: 6 180° SOLDER PIN LENGTH (L): 3.5 MM PUSH IN WITH ACTUATOR CLAMPING RANGE MAX. : 1.5 MM² TAPE | 49
33826 | 1874670000 | PRINTED CIRCUIT BOARD TERMINALS 7.62 MM N OF POLES: 2 90° SOLDER PIN LENGTH (L): 3.5 MM PUSH IN WITH ACTUATOR CLAMPING RANGE MAX. : 1.5 MM² TAPE | 49
33827 | 1874900000 | PRINTED CIRCUIT BOARD TERMINALS 3.50 MM N OF POLES: 9 90° SOLDER PIN LENGTH (L): 1.5 MM PUSH IN WITH ACTUATOR CLAMPING RANGE MAX. : 1.5 MM² TAPE | 49
33828 | 1874940000 | PRINTED CIRCUIT BOARD TERMINALS 3.50 MM N OF POLES: 11 90° SOLDER PIN LENGTH (L): 1.5 MM PUSH IN WITH ACTUATOR CLAMPING RANGE MAX. : 1.5 MM² TAPE | 49
33829 | 1874960000 | PRINTED CIRCUIT BOARD TERMINALS 7.50 MM N OF POLES: 5 90° SOLDER PIN LENGTH (L): 3.5 MM PUSH IN WITH ACTUATOR CLAMPING RANGE MAX. : 1.5 MM² TAPE | 49
33830 | 1874980000 | PRINTED CIRCUIT BOARD TERMINALS 7.50 MM N OF POLES: 5 90° SOLDER PIN LENGTH (L): 1.5 MM PUSH IN WITH ACTUATOR CLAMPING RANGE MAX. : 1.5 MM² TAPE | 49
33831 | 1875010000 | PRINTED CIRCUIT BOARD TERMINALS 7.50 MM N OF POLES: 5 180° SOLDER PIN LENGTH (L): 1.5 MM PUSH IN WITH ACTUATOR CLAMPING RANGE MAX. : 1.5 MM² TAPE | 49
33832 | 1875040000 | PRINTED CIRCUIT BOARD TERMINALS 7.50 MM N OF POLES: 4 90° SOLDER PIN LENGTH (L): 1.5 MM PUSH IN WITH ACTUATOR CLAMPING RANGE MAX. : 1.5 MM² TAPE | 49
33833 | 1875090000 | PRINTED CIRCUIT BOARD TERMINALS 7.50 MM N OF POLES: 4 180° SOLDER PIN LENGTH (L): 1.5 MM PUSH IN WITH ACTUATOR CLAMPING RANGE MAX. : 1.5 MM² TAPE | 49
33834 | 1875120000 | PRINTED CIRCUIT BOARD TERMINALS 3.50 MM N OF POLES: 9 90° SOLDER PIN LENGTH (L): 3.5 MM PUSH IN WITH ACTUATOR CLAMPING RANGE MAX. : 1.5 MM² TAPE | 49
33835 | 1875140000 | PRINTED CIRCUIT BOARD TERMINALS 3.50 MM N OF POLES: 11 90° SOLDER PIN LENGTH (L): 3.5 MM PUSH IN WITH ACTUATOR CLAMPING RANGE MAX. : 1.5 MM² TAPE | 49
33836 | 1875160000 | PRINTED CIRCUIT BOARD TERMINALS 3.50 MM N OF POLES: 12 90° SOLDER PIN LENGTH (L): 3.5 MM PUSH IN WITH ACTUATOR CLAMPING RANGE MAX. : 1.5 MM² TAPE | 49
33837 | 1875230000 | PRINTED CIRCUIT BOARD TERMINALS 3.81 MM N OF POLES: 3 90° SOLDER PIN LENGTH (L): 1.5 MM PUSH IN WITH ACTUATOR CLAMPING RANGE MAX. : 1.5 MM² TAPE | 49
33838 | 1875270000 | PRINTED CIRCUIT BOARD TERMINALS 3.81 MM N OF POLES: 7 90° SOLDER PIN LENGTH (L): 1.5 MM PUSH IN WITH ACTUATOR CLAMPING RANGE MAX. : 1.5 MM² TAPE | 49
33839 | 1875280000 | PRINTED CIRCUIT BOARD TERMINALS 3.81 MM N OF POLES: 8 90° SOLDER PIN LENGTH (L): 1.5 MM PUSH IN WITH ACTUATOR CLAMPING RANGE MAX. : 1.5 MM² TAPE | 49
33840 | 1875300000 | PRINTED CIRCUIT BOARD TERMINALS 3.81 MM N OF POLES: 10 90° SOLDER PIN LENGTH (L): 1.5 MM PUSH IN WITH ACTUATOR CLAMPING RANGE MAX. : 1.5 MM² TAPE | 49
33841 | 1875310000 | PRINTED CIRCUIT BOARD TERMINALS 3.81 MM N OF POLES: 11 90° SOLDER PIN LENGTH (L): 1.5 MM PUSH IN WITH ACTUATOR CLAMPING RANGE MAX. : 1.5 MM² TAPE | 1
33842 | 1875390000 | PRINTED CIRCUIT BOARD TERMINALS 3.81 MM N OF POLES: 9 180° SOLDER PIN LENGTH (L): 1.5 MM PUSH IN WITH ACTUATOR CLAMPING RANGE MAX. : 1.5 MM² TAPE | 1
33843 | 1875410000 | PRINTED CIRCUIT BOARD TERMINALS 3.81 MM N OF POLES: 11 180° SOLDER PIN LENGTH (L): 1.5 MM PUSH IN WITH ACTUATOR CLAMPING RANGE MAX. : 1.5 MM² TAPE | 1
33844 | 1875460000 | PRINTED CIRCUIT BOARD TERMINALS 7.50 MM N OF POLES: 3 180° SOLDER PIN LENGTH (L): 1.5 MM PUSH IN WITH ACTUATOR CLAMPING RANGE MAX. : 1.5 MM² TAPE | 49
33845 | 1875470000 | PRINTED CIRCUIT BOARD TERMINALS 7.50 MM N OF POLES: 2 90° SOLDER PIN LENGTH (L): 3.5 MM PUSH IN WITH ACTUATOR CLAMPING RANGE MAX. : 1.5 MM² TAPE | 49
33846 | 1875610000 | PRINTED CIRCUIT BOARD TERMINALS 5.08 MM N OF POLES: 8 180° SOLDER PIN LENGTH (L): 1.5 MM PUSH IN WITH ACTUATOR CLAMPING RANGE MAX. : 1.5 MM² TAPE | 49
33847 | 1875680000 | PRINTED CIRCUIT BOARD TERMINALS 3.81 MM N OF POLES: 7 180° SOLDER PIN LENGTH (L): 3.5 MM PUSH IN WITH ACTUATOR CLAMPING RANGE MAX. : 1.5 MM² TAPE | 1
33848 | 1875720000 | PRINTED CIRCUIT BOARD TERMINALS 5.08 MM N OF POLES: 7 90° SOLDER PIN LENGTH (L): 1.5 MM PUSH IN WITH ACTUATOR CLAMPING RANGE MAX. : 1.5 MM² TAPE | 49
33849 | 1875810000 | PRINTED CIRCUIT BOARD TERMINALS 3.81 MM N OF POLES: 11 180° SOLDER PIN LENGTH (L): 3.5 MM PUSH IN WITH ACTUATOR CLAMPING RANGE MAX. : 1.5 MM² TAPE | 1
33850 | 1875930000 | PRINTED CIRCUIT BOARD TERMINALS 3.81 MM N OF POLES: 3 90° SOLDER PIN LENGTH (L): 3.5 MM PUSH IN WITH ACTUATOR CLAMPING RANGE MAX. : 1.5 MM² TAPE | 49
33851 | 1875940000 | PRINTED CIRCUIT BOARD TERMINALS 3.81 MM N OF POLES: 4 90° SOLDER PIN LENGTH (L): 3.5 MM PUSH IN WITH ACTUATOR CLAMPING RANGE MAX. : 1.5 MM² TAPE | 49
33852 | 1875950000 | PRINTED CIRCUIT BOARD TERMINALS 3.81 MM N OF POLES: 5 90° SOLDER PIN LENGTH (L): 3.5 MM PUSH IN WITH ACTUATOR CLAMPING RANGE MAX. : 1.5 MM² TAPE | 49
33853 | 1875970000 | PRINTED CIRCUIT BOARD TERMINALS 3.81 MM N OF POLES: 7 90° SOLDER PIN LENGTH (L): 3.5 MM PUSH IN WITH ACTUATOR CLAMPING RANGE MAX. : 1.5 MM² TAPE | 49
33854 | 1875980000 | PRINTED CIRCUIT BOARD TERMINALS 3.81 MM N OF POLES: 8 90° SOLDER PIN LENGTH (L): 3.5 MM PUSH IN WITH ACTUATOR CLAMPING RANGE MAX. : 1.5 MM² TAPE | 49
33855 | 1875990000 | PRINTED CIRCUIT BOARD TERMINALS 3.81 MM N OF POLES: 9 90° SOLDER PIN LENGTH (L): 3.5 MM PUSH IN WITH ACTUATOR CLAMPING RANGE MAX. : 1.5 MM² TAPE | 49
33856 | 1876010000 | PRINTED CIRCUIT BOARD TERMINALS 3.81 MM N OF POLES: 11 90° SOLDER PIN LENGTH (L): 3.5 MM PUSH IN WITH ACTUATOR CLAMPING RANGE MAX. : 1.5 MM² TAPE | 1
33857 | 1876080000 | PRINTED CIRCUIT BOARD TERMINALS 5.00 MM N OF POLES: 7 180° SOLDER PIN LENGTH (L): 1.5 MM PUSH IN WITH ACTUATOR CLAMPING RANGE MAX. : 1.5 MM² TAPE | 49
33858 | 1876150000 | PRINTED CIRCUIT BOARD TERMINALS 5.08 MM N OF POLES: 6 90° SOLDER PIN LENGTH (L): 1.5 MM PUSH IN WITH ACTUATOR CLAMPING RANGE MAX. : 1.5 MM² TAPE | 49
33859 | 1876230000 | PRINTED CIRCUIT BOARD TERMINALS 5.00 MM N OF POLES: 8 180° SOLDER PIN LENGTH (L): 3.5 MM PUSH IN WITH ACTUATOR CLAMPING RANGE MAX. : 1.5 MM² TAPE | 49
33860 | 1876330000 | PRINTED CIRCUIT BOARD TERMINALS 5.00 MM N OF POLES: 7 90° SOLDER PIN LENGTH (L): 1.5 MM PUSH IN WITH ACTUATOR CLAMPING RANGE MAX. : 1.5 MM² TAPE | 49
33861 | 1876520000 | PRINTED CIRCUIT BOARD TERMINALS 5.00 MM N OF POLES: 8 90° SOLDER PIN LENGTH (L): 3.5 MM PUSH IN WITH ACTUATOR CLAMPING RANGE MAX. : 1.5 MM² TAPE | 49
33862 | 1877750000 | PCB PLUG-IN CONNECTOR MALE HEADER CLOSED SIDE THT/THR SOLDER CONNECTION 5.08 MM N OF POLES: 3 270° SOLDER PIN LENGTH (L): 1.5 MM TINNED TAPE | 0
33863 | 1877780000 | PCB PLUG-IN CONNECTOR MALE HEADER CLOSED SIDE THT/THR SOLDER CONNECTION 5.08 MM N OF POLES: 6 270° SOLDER PIN LENGTH (L): 1.5 MM TINNED TAPE | 0
33864 | 1877790000 | PCB PLUG-IN CONNECTOR MALE HEADER CLOSED SIDE THT/THR SOLDER CONNECTION 5.08 MM N OF POLES: 7 270° SOLDER PIN LENGTH (L): 1.5 MM TINNED TAPE | 0
33865 | 1884450000 | PRINTED CIRCUIT BOARD TERMINALS 5.00 MM N OF POLES: 11 135° SOLDER PIN LENGTH (L): 3.5 MM PUSH IN WITH ACTUATOR CLAMPING RANGE MAX. : 1.5 MM² T | 49
33866 | 1884460000 | PRINTED CIRCUIT BOARD TERMINALS 5.00 MM N OF POLES: 12 135° SOLDER PIN LENGTH (L): 3.5 MM PUSH IN WITH ACTUATOR CLAMPING RANGE MAX. : 1.5 MM² T | 49
33867 | 1884470000 | PRINTED CIRCUIT BOARD TERMINALS 5.00 MM N OF POLES: 13 135° SOLDER PIN LENGTH (L): 3.5 MM PUSH IN WITH ACTUATOR CLAMPING RANGE MAX. : 1.5 MM² T | 49
33868 | 1884500000 | PRINTED CIRCUIT BOARD TERMINALS 5.00 MM N OF POLES: 14 135° SOLDER PIN LENGTH (L): 3.5 MM PUSH IN WITH ACTUATOR CLAMPING RANGE MAX. : 1.5 MM² T | 49
33869 | 1884510000 | PRINTED CIRCUIT BOARD TERMINALS 5.00 MM N OF POLES: 15 135° SOLDER PIN LENGTH (L): 3.5 MM PUSH IN WITH ACTUATOR CLAMPING RANGE MAX. : 1.5 MM² T | 49
33870 | 1884520000 | PRINTED CIRCUIT BOARD TERMINALS 5.00 MM N OF POLES: 16 135° SOLDER PIN LENGTH (L): 3.5 MM PUSH IN WITH ACTUATOR CLAMPING RANGE MAX. : 1.5 MM² T | 49
33871 | 1884670000 | PRINTED CIRCUIT BOARD TERMINALS 5.00 MM N OF POLES: 11 135° SOLDER PIN LENGTH (L): 1.5 MM PUSH IN WITH ACTUATOR CLAMPING RANGE MAX. : 1.5 MM² T | 245
33872 | 1884680000 | PRINTED CIRCUIT BOARD TERMINALS 5.00 MM N OF POLES: 12 135° SOLDER PIN LENGTH (L): 1.5 MM PUSH IN WITH ACTUATOR CLAMPING RANGE MAX. : 1.5 MM² T | 49
33873 | 1884690000 | PRINTED CIRCUIT BOARD TERMINALS 5.00 MM N OF POLES: 13 135° SOLDER PIN LENGTH (L): 1.5 MM PUSH IN WITH ACTUATOR CLAMPING RANGE MAX. : 1.5 MM² T | 49
33874 | 1884700000 | PRINTED CIRCUIT BOARD TERMINALS 5.00 MM N OF POLES: 14 135° SOLDER PIN LENGTH (L): 1.5 MM PUSH IN WITH ACTUATOR CLAMPING RANGE MAX. : 1.5 MM² T | 49
33875 | 1884710000 | PRINTED CIRCUIT BOARD TERMINALS 5.00 MM N OF POLES: 15 135° SOLDER PIN LENGTH (L): 1.5 MM PUSH IN WITH ACTUATOR CLAMPING RANGE MAX. : 1.5 MM² T | 245
33876 | 1884720000 | PRINTED CIRCUIT BOARD TERMINALS 5.00 MM N OF POLES: 16 135° SOLDER PIN LENGTH (L): 1.5 MM PUSH IN WITH ACTUATOR CLAMPING RANGE MAX. : 1.5 MM² T | 49
33877 | 1884830000 | PRINTED CIRCUIT BOARD TERMINALS 5.08 MM N OF POLES: 12 135° SOLDER PIN LENGTH (L): 1.5 MM PUSH IN WITH ACTUATOR CLAMPING RANGE MAX. : 1.5 MM² T | 122
33878 | 1884840000 | PRINTED CIRCUIT BOARD TERMINALS 5.08 MM N OF POLES: 13 135° SOLDER PIN LENGTH (L): 1.5 MM PUSH IN WITH ACTUATOR CLAMPING RANGE MAX. : 1.5 MM² T | 122
33879 | 1884850000 | PRINTED CIRCUIT BOARD TERMINALS 5.08 MM N OF POLES: 14 135° SOLDER PIN LENGTH (L): 1.5 MM PUSH IN WITH ACTUATOR CLAMPING RANGE MAX. : 1.5 MM² T | 122
33880 | 1884860000 | PRINTED CIRCUIT BOARD TERMINALS 5.08 MM N OF POLES: 15 135° SOLDER PIN LENGTH (L): 1.5 MM PUSH IN WITH ACTUATOR CLAMPING RANGE MAX. : 1.5 MM² T | 122
33881 | 1884940000 | PRINTED CIRCUIT BOARD TERMINALS 7.50 MM N OF POLES: 8 135° SOLDER PIN LENGTH (L): 1.5 MM PUSH IN WITH ACTUATOR CLAMPING RANGE MAX. : 1.5 MM² T | 49
33882 | 1885010000 | PRINTED CIRCUIT BOARD TERMINALS 7.62 MM N OF POLES: 8 135° SOLDER PIN LENGTH (L): 1.5 MM PUSH IN WITH ACTUATOR CLAMPING RANGE MAX. : 1.5 MM² T | 122
33883 | 1885110000 | PRINTED CIRCUIT BOARD TERMINALS 5.08 MM N OF POLES: 11 135° SOLDER PIN LENGTH (L): 3.5 MM PUSH IN WITH ACTUATOR CLAMPING RANGE MAX. : 1.5 MM² T | 122
33884 | 1885120000 | PRINTED CIRCUIT BOARD TERMINALS 5.08 MM N OF POLES: 12 135° SOLDER PIN LENGTH (L): 3.5 MM PUSH IN WITH ACTUATOR CLAMPING RANGE MAX. : 1.5 MM² T | 122
33885 | 1885150000 | PRINTED CIRCUIT BOARD TERMINALS 5.08 MM N OF POLES: 15 135° SOLDER PIN LENGTH (L): 3.5 MM PUSH IN WITH ACTUATOR CLAMPING RANGE MAX. : 1.5 MM² T | 49
33886 | 1885310000 | PRINTED CIRCUIT BOARD TERMINALS 3.50 MM N OF POLES: 15 135° SOLDER PIN LENGTH (L): 1.5 MM PUSH IN WITH ACTUATOR CLAMPING RANGE MAX. : 1.5 MM² T | 49
33887 | 1885320000 | PRINTED CIRCUIT BOARD TERMINALS 3.50 MM N OF POLES: 16 135° SOLDER PIN LENGTH (L): 1.5 MM PUSH IN WITH ACTUATOR CLAMPING RANGE MAX. : 1.5 MM² T | 122
33888 | 1885330000 | PRINTED CIRCUIT BOARD TERMINALS 3.50 MM N OF POLES: 17 135° SOLDER PIN LENGTH (L): 1.5 MM PUSH IN WITH ACTUATOR CLAMPING RANGE MAX. : 1.5 MM² T | 122
33889 | 1885340000 | PRINTED CIRCUIT BOARD TERMINALS 3.50 MM N OF POLES: 18 135° SOLDER PIN LENGTH (L): 1.5 MM PUSH IN WITH ACTUATOR CLAMPING RANGE MAX. : 1.5 MM² T | 122
33890 | 1885350000 | PRINTED CIRCUIT BOARD TERMINALS 3.50 MM N OF POLES: 19 135° SOLDER PIN LENGTH (L): 1.5 MM PUSH IN WITH ACTUATOR CLAMPING RANGE MAX. : 1.5 MM² T | 122
33891 | 1885360000 | PRINTED CIRCUIT BOARD TERMINALS 3.50 MM N OF POLES: 20 135° SOLDER PIN LENGTH (L): 1.5 MM PUSH IN WITH ACTUATOR CLAMPING RANGE MAX. : 1.5 MM² T | 49
33892 | 1885370000 | PRINTED CIRCUIT BOARD TERMINALS 3.50 MM N OF POLES: 21 135° SOLDER PIN LENGTH (L): 1.5 MM PUSH IN WITH ACTUATOR CLAMPING RANGE MAX. : 1.5 MM² T | 122
33893 | 1885390000 | PRINTED CIRCUIT BOARD TERMINALS 3.50 MM N OF POLES: 23 135° SOLDER PIN LENGTH (L): 1.5 MM PUSH IN WITH ACTUATOR CLAMPING RANGE MAX. : 1.5 MM² T | 122
33894 | 1885400000 | PRINTED CIRCUIT BOARD TERMINALS 3.50 MM N OF POLES: 24 135° SOLDER PIN LENGTH (L): 1.5 MM PUSH IN WITH ACTUATOR CLAMPING RANGE MAX. : 1.5 MM² T | 122
33895 | 1885540000 | PRINTED CIRCUIT BOARD TERMINALS 3.81 MM N OF POLES: 14 135° SOLDER PIN LENGTH (L): 1.5 MM PUSH IN WITH ACTUATOR CLAMPING RANGE MAX. : 1.5 MM² T | 17
33896 | 1885550000 | PRINTED CIRCUIT BOARD TERMINALS 3.81 MM N OF POLES: 15 135° SOLDER PIN LENGTH (L): 1.5 MM PUSH IN WITH ACTUATOR CLAMPING RANGE MAX. : 1.5 MM² T | 122
33897 | 1885560000 | PRINTED CIRCUIT BOARD TERMINALS 3.81 MM N OF POLES: 16 135° SOLDER PIN LENGTH (L): 1.5 MM PUSH IN WITH ACTUATOR CLAMPING RANGE MAX. : 1.5 MM² T | 122
33898 | 1885580000 | PRINTED CIRCUIT BOARD TERMINALS 3.81 MM N OF POLES: 18 135° SOLDER PIN LENGTH (L): 1.5 MM PUSH IN WITH ACTUATOR CLAMPING RANGE MAX. : 1.5 MM² T | 122
33899 | 1885590000 | PRINTED CIRCUIT BOARD TERMINALS 3.81 MM N OF POLES: 19 135° SOLDER PIN LENGTH (L): 1.5 MM PUSH IN WITH ACTUATOR CLAMPING RANGE MAX. : 1.5 MM² T | 122
33900 | 1885600000 | PRINTED CIRCUIT BOARD TERMINALS 3.81 MM N OF POLES: 20 135° SOLDER PIN LENGTH (L): 1.5 MM PUSH IN WITH ACTUATOR CLAMPING RANGE MAX. : 1.5 MM² T | 122
33901 | 1885610000 | PRINTED CIRCUIT BOARD TERMINALS 3.81 MM N OF POLES: 21 135° SOLDER PIN LENGTH (L): 1.5 MM PUSH IN WITH ACTUATOR CLAMPING RANGE MAX. : 1.5 MM² T | 122
33902 | 1885620000 | PRINTED CIRCUIT BOARD TERMINALS 3.81 MM N OF POLES: 22 135° SOLDER PIN LENGTH (L): 1.5 MM PUSH IN WITH ACTUATOR CLAMPING RANGE MAX. : 1.5 MM² T | 122
33903 | 1885630000 | PRINTED CIRCUIT BOARD TERMINALS 3.81 MM N OF POLES: 23 135° SOLDER PIN LENGTH (L): 1.5 MM PUSH IN WITH ACTUATOR CLAMPING RANGE MAX. : 1.5 MM² T | 122
33904 | 1885640000 | PRINTED CIRCUIT BOARD TERMINALS 3.81 MM N OF POLES: 24 135° SOLDER PIN LENGTH (L): 1.5 MM PUSH IN WITH ACTUATOR CLAMPING RANGE MAX. : 1.5 MM² T | 122
33905 | 1885720000 | PRINTED CIRCUIT BOARD TERMINALS 3.50 MM N OF POLES: 9 135° SOLDER PIN LENGTH (L): 3.5 MM PUSH IN WITH ACTUATOR CLAMPING RANGE MAX. : 1.5 MM² T | 49
33906 | 1885780000 | PRINTED CIRCUIT BOARD TERMINALS 3.50 MM N OF POLES: 15 135° SOLDER PIN LENGTH (L): 3.5 MM PUSH IN WITH ACTUATOR CLAMPING RANGE MAX. : 1.5 MM² T | 49
33907 | 1885800000 | PRINTED CIRCUIT BOARD TERMINALS 3.50 MM N OF POLES: 17 135° SOLDER PIN LENGTH (L): 3.5 MM PUSH IN WITH ACTUATOR CLAMPING RANGE MAX. : 1.5 MM² T | 49
33908 | 1885810000 | PRINTED CIRCUIT BOARD TERMINALS 3.50 MM N OF POLES: 18 135° SOLDER PIN LENGTH (L): 3.5 MM PUSH IN WITH ACTUATOR CLAMPING RANGE MAX. : 1.5 MM² T | 49
33909 | 1885820000 | PRINTED CIRCUIT BOARD TERMINALS 3.50 MM N OF POLES: 19 135° SOLDER PIN LENGTH (L): 3.5 MM PUSH IN WITH ACTUATOR CLAMPING RANGE MAX. : 1.5 MM² T | 49
33910 | 1885830000 | PRINTED CIRCUIT BOARD TERMINALS 3.50 MM N OF POLES: 20 135° SOLDER PIN LENGTH (L): 3.5 MM PUSH IN WITH ACTUATOR CLAMPING RANGE MAX. : 1.5 MM² T | 49
33911 | 1885840000 | PRINTED CIRCUIT BOARD TERMINALS 3.50 MM N OF POLES: 21 135° SOLDER PIN LENGTH (L): 3.5 MM PUSH IN WITH ACTUATOR CLAMPING RANGE MAX. : 1.5 MM² T | 122
33912 | 1885860000 | PRINTED CIRCUIT BOARD TERMINALS 3.50 MM N OF POLES: 23 135° SOLDER PIN LENGTH (L): 3.5 MM PUSH IN WITH ACTUATOR CLAMPING RANGE MAX. : 1.5 MM² T | 49
33913 | 1885870000 | PRINTED CIRCUIT BOARD TERMINALS 3.50 MM N OF POLES: 24 135° SOLDER PIN LENGTH (L): 3.5 MM PUSH IN WITH ACTUATOR CLAMPING RANGE MAX. : 1.5 MM² T | 49
33914 | 1886000000 | PRINTED CIRCUIT BOARD TERMINALS 3.81 MM N OF POLES: 14 135° SOLDER PIN LENGTH (L): 3.5 MM PUSH IN WITH ACTUATOR CLAMPING RANGE MAX. : 1.5 MM² T | 122
33915 | 1886010000 | PRINTED CIRCUIT BOARD TERMINALS 3.81 MM N OF POLES: 15 135° SOLDER PIN LENGTH (L): 3.5 MM PUSH IN WITH ACTUATOR CLAMPING RANGE MAX. : 1.5 MM² T | 122
33916 | 1886020000 | PRINTED CIRCUIT BOARD TERMINALS 3.81 MM N OF POLES: 16 135° SOLDER PIN LENGTH (L): 3.5 MM PUSH IN WITH ACTUATOR CLAMPING RANGE MAX. : 1.5 MM² T | 122
33917 | 1886030000 | PRINTED CIRCUIT BOARD TERMINALS 3.81 MM N OF POLES: 17 135° SOLDER PIN LENGTH (L): 3.5 MM PUSH IN WITH ACTUATOR CLAMPING RANGE MAX. : 1.5 MM² T | 122
33918 | 1886040000 | PRINTED CIRCUIT BOARD TERMINALS 3.81 MM N OF POLES: 18 135° SOLDER PIN LENGTH (L): 3.5 MM PUSH IN WITH ACTUATOR CLAMPING RANGE MAX. : 1.5 MM² T | 122
33919 | 1886050000 | PRINTED CIRCUIT BOARD TERMINALS 3.81 MM N OF POLES: 19 135° SOLDER PIN LENGTH (L): 3.5 MM PUSH IN WITH ACTUATOR CLAMPING RANGE MAX. : 1.5 MM² T | 122
33920 | 1886060000 | PRINTED CIRCUIT BOARD TERMINALS 3.81 MM N OF POLES: 20 135° SOLDER PIN LENGTH (L): 3.5 MM PUSH IN WITH ACTUATOR CLAMPING RANGE MAX. : 1.5 MM² T | 122
33921 | 1886070000 | PRINTED CIRCUIT BOARD TERMINALS 3.81 MM N OF POLES: 21 135° SOLDER PIN LENGTH (L): 3.5 MM PUSH IN WITH ACTUATOR CLAMPING RANGE MAX. : 1.5 MM² T | 122
33922 | 1886080000 | PRINTED CIRCUIT BOARD TERMINALS 3.81 MM N OF POLES: 22 135° SOLDER PIN LENGTH (L): 3.5 MM PUSH IN WITH ACTUATOR CLAMPING RANGE MAX. : 1.5 MM² T | 122
33923 | 1886090000 | PRINTED CIRCUIT BOARD TERMINALS 3.81 MM N OF POLES: 23 135° SOLDER PIN LENGTH (L): 3.5 MM PUSH IN WITH ACTUATOR CLAMPING RANGE MAX. : 1.5 MM² T | 122
33924 | 1886100000 | PRINTED CIRCUIT BOARD TERMINALS 3.81 MM N OF POLES: 24 135° SOLDER PIN LENGTH (L): 3.5 MM PUSH IN WITH ACTUATOR CLAMPING RANGE MAX. : 1.5 MM² T | 122
33925 | 1886170000 | PRINTED CIRCUIT BOARD TERMINALS 7.50 MM N OF POLES: 8 135° SOLDER PIN LENGTH (L): 3.5 MM PUSH IN WITH ACTUATOR CLAMPING RANGE MAX. : 1.5 MM² T | 49
33926 | 1886240000 | PRINTED CIRCUIT BOARD TERMINALS 7.62 MM N OF POLES: 8 135° SOLDER PIN LENGTH (L): 3.5 MM PUSH IN WITH ACTUATOR CLAMPING RANGE MAX. : 1.5 MM² T | 122
33927 | 1887120000 | PRINTED CIRCUIT BOARD TERMINALS 7.62 MM N OF POLES: 3 135° SOLDER PIN LENGTH (L): 1.5 MM PUSH IN WITH ACTUATOR CLAMPING RANGE MAX. : 1.5 MM² TAPE | 49
33928 | 1887140000 | PRINTED CIRCUIT BOARD TERMINALS 7.62 MM N OF POLES: 5 135° SOLDER PIN LENGTH (L): 1.5 MM PUSH IN WITH ACTUATOR CLAMPING RANGE MAX. : 1.5 MM² TAPE | 49
33929 | 1887150000 | PRINTED CIRCUIT BOARD TERMINALS 7.62 MM N OF POLES: 6 135° SOLDER PIN LENGTH (L): 1.5 MM PUSH IN WITH ACTUATOR CLAMPING RANGE MAX. : 1.5 MM² TAPE | 49
33930 | 1887170000 | PRINTED CIRCUIT BOARD TERMINALS 7.62 MM N OF POLES: 3 135° SOLDER PIN LENGTH (L): 3.5 MM PUSH IN WITH ACTUATOR CLAMPING RANGE MAX. : 1.5 MM² TAPE | 49
33931 | 1887180000 | PRINTED CIRCUIT BOARD TERMINALS 7.62 MM N OF POLES: 4 135° SOLDER PIN LENGTH (L): 3.5 MM PUSH IN WITH ACTUATOR CLAMPING RANGE MAX. : 1.5 MM² TAPE | 49
33932 | 1887190000 | PRINTED CIRCUIT BOARD TERMINALS 7.62 MM N OF POLES: 5 135° SOLDER PIN LENGTH (L): 3.5 MM PUSH IN WITH ACTUATOR CLAMPING RANGE MAX. : 1.5 MM² TAPE | 49
33933 | 1887200000 | PRINTED CIRCUIT BOARD TERMINALS 7.62 MM N OF POLES: 6 135° SOLDER PIN LENGTH (L): 3.5 MM PUSH IN WITH ACTUATOR CLAMPING RANGE MAX. : 1.5 MM² TAPE | 49
33934 | 1887520000 | PRINTED CIRCUIT BOARD TERMINALS 3.50 MM N OF POLES: 11 135° SOLDER PIN LENGTH (L): 3.5 MM PUSH IN WITH ACTUATOR CLAMPING RANGE MAX. : 1.5 MM² TAPE | 49
33935 | 1887530000 | PRINTED CIRCUIT BOARD TERMINALS 3.50 MM N OF POLES: 12 135° SOLDER PIN LENGTH (L): 3.5 MM PUSH IN WITH ACTUATOR CLAMPING RANGE MAX. : 1.5 MM² TAPE | 49
33936 | 1887670000 | PRINTED CIRCUIT BOARD TERMINALS 3.50 MM N OF POLES: 9 135° SOLDER PIN LENGTH (L): 1.5 MM PUSH IN WITH ACTUATOR CLAMPING RANGE MAX. : 1.5 MM² TAPE | 49
33937 | 1887690000 | PRINTED CIRCUIT BOARD TERMINALS 3.50 MM N OF POLES: 11 135° SOLDER PIN LENGTH (L): 1.5 MM PUSH IN WITH ACTUATOR CLAMPING RANGE MAX. : 1.5 MM² TAPE | 49
33938 | 1888400000 | PRINTED CIRCUIT BOARD TERMINALS 3.81 MM N OF POLES: 7 135° SOLDER PIN LENGTH (L): 3.5 MM PUSH IN WITH ACTUATOR CLAMPING RANGE MAX. : 1.5 MM² TAPE | 1
33939 | 1888410000 | PRINTED CIRCUIT BOARD TERMINALS 3.81 MM N OF POLES: 8 135° SOLDER PIN LENGTH (L): 3.5 MM PUSH IN WITH ACTUATOR CLAMPING RANGE MAX. : 1.5 MM² TAPE | 1
33940 | 1888420000 | PRINTED CIRCUIT BOARD TERMINALS 3.81 MM N OF POLES: 9 135° SOLDER PIN LENGTH (L): 3.5 MM PUSH IN WITH ACTUATOR CLAMPING RANGE MAX. : 1.5 MM² TAPE | 1
33941 | 1888500000 | PRINTED CIRCUIT BOARD TERMINALS 3.81 MM N OF POLES: 7 135° SOLDER PIN LENGTH (L): 1.5 MM PUSH IN WITH ACTUATOR CLAMPING RANGE MAX. : 1.5 MM² TAPE | 1
33942 | 1888510000 | PRINTED CIRCUIT BOARD TERMINALS 3.81 MM N OF POLES: 8 135° SOLDER PIN LENGTH (L): 1.5 MM PUSH IN WITH ACTUATOR CLAMPING RANGE MAX. : 1.5 MM² TAPE | 1
33943 | 1888520000 | PRINTED CIRCUIT BOARD TERMINALS 3.81 MM N OF POLES: 9 135° SOLDER PIN LENGTH (L): 1.5 MM PUSH IN WITH ACTUATOR CLAMPING RANGE MAX. : 1.5 MM² TAPE | 1
33944 | 1888530000 | PRINTED CIRCUIT BOARD TERMINALS 3.81 MM N OF POLES: 10 135° SOLDER PIN LENGTH (L): 1.5 MM PUSH IN WITH ACTUATOR CLAMPING RANGE MAX. : 1.5 MM² TAPE | 1
33945 | 1888540000 | PRINTED CIRCUIT BOARD TERMINALS 3.81 MM N OF POLES: 11 135° SOLDER PIN LENGTH (L): 1.5 MM PUSH IN WITH ACTUATOR CLAMPING RANGE MAX. : 1.5 MM² TAPE | 17
33946 | 1888620000 | PRINTED CIRCUIT BOARD TERMINALS 5.00 MM N OF POLES: 7 135° SOLDER PIN LENGTH (L): 1.5 MM PUSH IN WITH ACTUATOR CLAMPING RANGE MAX. : 1.5 MM² TAPE | 49
33947 | 1888690000 | PRINTED CIRCUIT BOARD TERMINALS 5.00 MM N OF POLES: 7 135° SOLDER PIN LENGTH (L): 3.5 MM PUSH IN WITH ACTUATOR CLAMPING RANGE MAX. : 1.5 MM² TAPE | 49
33948 | 1888700000 | PRINTED CIRCUIT BOARD TERMINALS 5.00 MM N OF POLES: 8 135° SOLDER PIN LENGTH (L): 3.5 MM PUSH IN WITH ACTUATOR CLAMPING RANGE MAX. : 1.5 MM² TAPE | 49
33949 | 1888760000 | PRINTED CIRCUIT BOARD TERMINALS 5.08 MM N OF POLES: 7 135° SOLDER PIN LENGTH (L): 1.5 MM PUSH IN WITH ACTUATOR CLAMPING RANGE MAX. : 1.5 MM² TAPE | 49
33950 | 1888770000 | PRINTED CIRCUIT BOARD TERMINALS 5.08 MM N OF POLES: 8 135° SOLDER PIN LENGTH (L): 1.5 MM PUSH IN WITH ACTUATOR CLAMPING RANGE MAX. : 1.5 MM² TAPE | 49
33951 | 1888830000 | PRINTED CIRCUIT BOARD TERMINALS 5.08 MM N OF POLES: 5 135° SOLDER PIN LENGTH (L): 3.5 MM PUSH IN WITH ACTUATOR CLAMPING RANGE MAX. : 1.5 MM² TAPE | 49
33952 | 1888840000 | PRINTED CIRCUIT BOARD TERMINALS 5.08 MM N OF POLES: 6 135° SOLDER PIN LENGTH (L): 3.5 MM PUSH IN WITH ACTUATOR CLAMPING RANGE MAX. : 1.5 MM² TAPE | 49
33953 | 1888870000 | PRINTED CIRCUIT BOARD TERMINALS 5.08 MM N OF POLES: 7 135° SOLDER PIN LENGTH (L): 3.5 MM PUSH IN WITH ACTUATOR CLAMPING RANGE MAX. : 1.5 MM² TAPE | 49
33954 | 1888880000 | PRINTED CIRCUIT BOARD TERMINALS 5.08 MM N OF POLES: 8 135° SOLDER PIN LENGTH (L): 3.5 MM PUSH IN WITH ACTUATOR CLAMPING RANGE MAX. : 1.5 MM² TAPE | 49
33955 | 1888890000 | PRINTED CIRCUIT BOARD TERMINALS 7.50 MM N OF POLES: 2 135° SOLDER PIN LENGTH (L): 1.5 MM PUSH IN WITH ACTUATOR CLAMPING RANGE MAX. : 1.5 MM² TAPE | 49
33956 | 1888910000 | PRINTED CIRCUIT BOARD TERMINALS 7.50 MM N OF POLES: 3 135° SOLDER PIN LENGTH (L): 1.5 MM PUSH IN WITH ACTUATOR CLAMPING RANGE MAX. : 1.5 MM² TAPE | 49
33957 | 1888930000 | PRINTED CIRCUIT BOARD TERMINALS 7.50 MM N OF POLES: 4 135° SOLDER PIN LENGTH (L): 1.5 MM PUSH IN WITH ACTUATOR CLAMPING RANGE MAX. : 1.5 MM² TAPE | 49
33958 | 1888950000 | PRINTED CIRCUIT BOARD TERMINALS 7.50 MM N OF POLES: 6 135° SOLDER PIN LENGTH (L): 1.5 MM PUSH IN WITH ACTUATOR CLAMPING RANGE MAX. : 1.5 MM² TAPE | 49
33959 | 1889020000 | PRINTED CIRCUIT BOARD TERMINALS 7.50 MM N OF POLES: 5 135° SOLDER PIN LENGTH (L): 3.5 MM PUSH IN WITH ACTUATOR CLAMPING RANGE MAX. : 1.5 MM² TAPE | 49
33960 | 1906633000 | SENSOR/ACTUATOR LINE ONE END WITHOUT CONNECTOR M8 N OF POLES : 4 30 M SOCKET ANGLED SHIELDED: YES LED: NO SHEATH MATERIAL: PUR HALOGEN: NO | 0
33961 | 1936340000 | PCB PLUG-IN CONNECTOR MALE HEADER SOLDER FLANGE THT/THR SOLDER CONNECTION 3.50 MM N OF POLES: 10 180° SOLDER PIN LENGTH (L): 1.5 MM TINNED TAPE | 0
33962 | 1944820000 | PCB PLUG-IN CONNECTOR MALE HEADER SOLDER FLANGE THT/THR SOLDER CONNECTION 3.50 MM N OF POLES: 12 90° SOLDER PIN LENGTH (L): 1.5 MM TINNED TAPE | 0
33963 | 1987450000 | ACCESSORIES ENCLOSURES ACCESSORIES PROTECTION DEGREE: DESIGN OF HOUSING: CLAMP VERSION: DESIGN: APPROVALS : | 119
33964 | 1987460000 | ACCESSORIES ENCLOSURES ACCESSORIES PROTECTION DEGREE: DESIGN OF HOUSING: CLAMP VERSION: DESIGN: APPROVALS : | 119
33965 | 1987470000 | ACCESSORIES ENCLOSURES ACCESSORIES PROTECTION DEGREE: DESIGN OF HOUSING: CLAMP VERSION: DESIGN: APPROVALS : | 119
33966 | 1987480000 | ACCESSORIES ENCLOSURES ACCESSORIES PROTECTION DEGREE: DESIGN OF HOUSING: CLAMP VERSION: DESIGN: APPROVALS : | 119
33967 | 1987490000 | ACCESSORIES ENCLOSURES ACCESSORIES PROTECTION DEGREE: DESIGN OF HOUSING: CLAMP VERSION: DESIGN: APPROVALS : | 119
33968 | 1987500000 | ACCESSORIES ENCLOSURES ACCESSORIES PROTECTION DEGREE: DESIGN OF HOUSING: CLAMP VERSION: DESIGN: APPROVALS : | 119
33969 | 1987510000 | ACCESSORIES ENCLOSURES ACCESSORIES PROTECTION DEGREE: DESIGN OF HOUSING: CLAMP VERSION: DESIGN: APPROVALS : | 119
33970 | 1987520000 | ACCESSORIES ENCLOSURES ACCESSORIES PROTECTION DEGREE: DESIGN OF HOUSING: CLAMP VERSION: DESIGN: APPROVALS : | 119
33971 | 1987530000 | ACCESSORIES ENCLOSURES ACCESSORIES PROTECTION DEGREE: DESIGN OF HOUSING: CLAMP VERSION: DESIGN: APPROVALS : | 119
33972 | 1987540000 | ACCESSORIES ENCLOSURES ACCESSORIES PROTECTION DEGREE: DESIGN OF HOUSING: CLAMP VERSION: DESIGN: APPROVALS : | 119
33973 | 1987550000 | ACCESSORIES ENCLOSURES ACCESSORIES PROTECTION DEGREE: DESIGN OF HOUSING: CLAMP VERSION: DESIGN: APPROVALS : | 119
33974 | 1987570000 | ACCESSORIES ENCLOSURES ACCESSORIES PROTECTION DEGREE: DESIGN OF HOUSING: CLAMP VERSION: DESIGN: APPROVALS : | 119
33975 | 2470910000 | KLIPPON EBI FS (ESSENTIAL BOX INDUSTRIAL - FIXING SCREW) EMPTY ENCLOSURE STAINLESS STEEL ENCLOSURE HEIGHT: 300 MM WIDTH: 200 MM DEPTH: 150 MM MATERIAL: STAINLESS STEEL 1.4301 (304) BRUSHED | 4
33976 | 2470920000 | KLIPPON EBI FS (ESSENTIAL BOX INDUSTRIAL - FIXING SCREW) EMPTY ENCLOSURE STAINLESS STEEL ENCLOSURE HEIGHT: 300 MM WIDTH: 300 MM DEPTH: 150 MM MATERIAL: STAINLESS STEEL 1.4301 (304) BRUSHED | 4
33977 | 2470930000 | KLIPPON EBI FS (ESSENTIAL BOX INDUSTRIAL - FIXING SCREW) EMPTY ENCLOSURE STAINLESS STEEL ENCLOSURE HEIGHT: 300 MM WIDTH: 300 MM DEPTH: 220 MM MATERIAL: STAINLESS STEEL 1.4301 (304) BRUSHED | 4
33978 | 2470940000 | KLIPPON EBI FS (ESSENTIAL BOX INDUSTRIAL - FIXING SCREW) EMPTY ENCLOSURE STAINLESS STEEL ENCLOSURE HEIGHT: 400 MM WIDTH: 300 MM DEPTH: 150 MM MATERIAL: STAINLESS STEEL 1.4301 (304) BRUSHED | 4
33979 | 2470950000 | KLIPPON EBI FS (ESSENTIAL BOX INDUSTRIAL - FIXING SCREW) EMPTY ENCLOSURE STAINLESS STEEL ENCLOSURE HEIGHT: 400 MM WIDTH: 300 MM DEPTH: 220 MM MATERIAL: STAINLESS STEEL 1.4301 (304) BRUSHED | 4
33980 | 2470960000 | KLIPPON EBI FS (ESSENTIAL BOX INDUSTRIAL - FIXING SCREW) EMPTY ENCLOSURE STAINLESS STEEL ENCLOSURE HEIGHT: 400 MM WIDTH: 400 MM DEPTH: 220 MM MATERIAL: STAINLESS STEEL 1.4301 (304) BRUSHED | 4
33981 | 2470970000 | KLIPPON EBI FS (ESSENTIAL BOX INDUSTRIAL - FIXING SCREW) EMPTY ENCLOSURE STAINLESS STEEL ENCLOSURE HEIGHT: 500 MM WIDTH: 400 MM DEPTH: 220 MM MATERIAL: STAINLESS STEEL 1.4301 (304) BRUSHED | 4
33982 | 2470980000 | KLIPPON EBI FS (ESSENTIAL BOX INDUSTRIAL - FIXING SCREW) EMPTY ENCLOSURE STAINLESS STEEL ENCLOSURE HEIGHT: 500 MM WIDTH: 500 MM DEPTH: 220 MM MATERIAL: STAINLESS STEEL 1.4301 (304) BRUSHED | 4
33983 | 2470990000 | KLIPPON EBI FS (ESSENTIAL BOX INDUSTRIAL - FIXING SCREW) EMPTY ENCLOSURE STAINLESS STEEL ENCLOSURE HEIGHT: 600 MM WIDTH: 400 MM DEPTH: 220 MM MATERIAL: STAINLESS STEEL 1.4301 (304) BRUSHED | 4
33984 | 2471000000 | KLIPPON EBI FS (ESSENTIAL BOX INDUSTRIAL - FIXING SCREW) EMPTY ENCLOSURE STAINLESS STEEL ENCLOSURE HEIGHT: 600 MM WIDTH: 600 MM DEPTH: 220 MM MATERIAL: STAINLESS STEEL 1.4301 (304) BRUSHED | 4
33985 | 2471010000 | KLIPPON EBI FS (ESSENTIAL BOX INDUSTRIAL - FIXING SCREW) EMPTY ENCLOSURE STAINLESS STEEL ENCLOSURE HEIGHT: 800 MM WIDTH: 600 MM DEPTH: 220 MM MATERIAL: STAINLESS STEEL 1.4301 (304) BRUSHED | 4
33986 | 2471020000 | KLIPPON EBI FS (ESSENTIAL BOX INDUSTRIAL - FIXING SCREW) EMPTY ENCLOSURE STAINLESS STEEL ENCLOSURE HEIGHT: 300 MM WIDTH: 200 MM DEPTH: 150 MM GLAND PLATES: BOTTOM MATERIAL: STAINLESS STEEL 1.4301 (304) BRUSHED | 4
33987 | 2471030000 | KLIPPON EBI FS (ESSENTIAL BOX INDUSTRIAL - FIXING SCREW) EMPTY ENCLOSURE STAINLESS STEEL ENCLOSURE HEIGHT: 300 MM WIDTH: 300 MM DEPTH: 150 MM GLAND PLATES: BOTTOM MATERIAL: STAINLESS STEEL 1.4301 (304) BRUSHED | 4
33988 | 2471040000 | KLIPPON EBI FS (ESSENTIAL BOX INDUSTRIAL - FIXING SCREW) EMPTY ENCLOSURE STAINLESS STEEL ENCLOSURE HEIGHT: 300 MM WIDTH: 300 MM DEPTH: 220 MM GLAND PLATES: BOTTOM MATERIAL: STAINLESS STEEL 1.4301 (304) BRUSHED | 4
33989 | 2471050000 | KLIPPON EBI FS (ESSENTIAL BOX INDUSTRIAL - FIXING SCREW) EMPTY ENCLOSURE STAINLESS STEEL ENCLOSURE HEIGHT: 400 MM WIDTH: 300 MM DEPTH: 150 MM GLAND PLATES: BOTTOM MATERIAL: STAINLESS STEEL 1.4301 (304) BRUSHED | 4
33990 | 2471060000 | KLIPPON EBI FS (ESSENTIAL BOX INDUSTRIAL - FIXING SCREW) EMPTY ENCLOSURE STAINLESS STEEL ENCLOSURE HEIGHT: 400 MM WIDTH: 300 MM DEPTH: 220 MM GLAND PLATES: BOTTOM MATERIAL: STAINLESS STEEL 1.4301 (304) BRUSHED | 4
33991 | 2471070000 | KLIPPON EBI FS (ESSENTIAL BOX INDUSTRIAL - FIXING SCREW) EMPTY ENCLOSURE STAINLESS STEEL ENCLOSURE HEIGHT: 400 MM WIDTH: 400 MM DEPTH: 220 MM GLAND PLATES: BOTTOM MATERIAL: STAINLESS STEEL 1.4301 (304) BRUSHED | 4
33992 | 2471080000 | KLIPPON EBI FS (ESSENTIAL BOX INDUSTRIAL - FIXING SCREW) EMPTY ENCLOSURE STAINLESS STEEL ENCLOSURE HEIGHT: 500 MM WIDTH: 400 MM DEPTH: 220 MM GLAND PLATES: BOTTOM MATERIAL: STAINLESS STEEL 1.4301 (304) BRUSHED | 4
33993 | 2471090000 | KLIPPON EBI FS (ESSENTIAL BOX INDUSTRIAL - FIXING SCREW) EMPTY ENCLOSURE STAINLESS STEEL ENCLOSURE HEIGHT: 500 MM WIDTH: 500 MM DEPTH: 220 MM GLAND PLATES: BOTTOM MATERIAL: STAINLESS STEEL 1.4301 (304) BRUSHED | 4
33994 | 2471100000 | KLIPPON EBI FS (ESSENTIAL BOX INDUSTRIAL - FIXING SCREW) EMPTY ENCLOSURE STAINLESS STEEL ENCLOSURE HEIGHT: 600 MM WIDTH: 400 MM DEPTH: 220 MM GLAND PLATES: BOTTOM MATERIAL: STAINLESS STEEL 1.4301 (304) BRUSHED | 4
33995 | 2471110000 | KLIPPON EBI FS (ESSENTIAL BOX INDUSTRIAL - FIXING SCREW) EMPTY ENCLOSURE STAINLESS STEEL ENCLOSURE HEIGHT: 600 MM WIDTH: 600 MM DEPTH: 220 MM GLAND PLATES: BOTTOM MATERIAL: STAINLESS STEEL 1.4301 (304) BRUSHED | 4
33996 | 2471120000 | KLIPPON EBI FS (ESSENTIAL BOX INDUSTRIAL - FIXING SCREW) EMPTY ENCLOSURE STAINLESS STEEL ENCLOSURE HEIGHT: 800 MM WIDTH: 600 MM DEPTH: 220 MM GLAND PLATES: BOTTOM MATERIAL: STAINLESS STEEL 1.4301 (304) BRUSHED | 4
33997 | 2514840000 | FEMALE 50 MM² | 1345
33998 | 2534550000 | HEAVY-DUTY CONNECTORS ACCESSORIES LOCKING LEVER | 581
33999 | 2535150000 | HEAVY-DUTY CONNECTORS ACCESSORIES LOCKING LEVER | 581
34000 | 2561430000 | TOOLS ACCESSORIES | 116
34001 | 2630490000 | PCB PLUG-IN CONNECTOR MALE PLUG 7.62 MM N OF POLES: 5 180° PUSH IN WITH ACTUATOR CLAMPING RANGE MAX. : 6 MM² BOX | 1
34002 | 2630480000 | PCB PLUG-IN CONNECTOR MALE PLUG 7.62 MM N OF POLES: 5 180° PUSH IN WITH ACTUATOR CLAMPING RANGE MAX. : 6 MM² BOX | 1
34003 | 2630460000 | PCB PLUG-IN CONNECTOR MALE PLUG 7.62 MM N OF POLES: 5 180° PUSH IN WITH ACTUATOR CLAMPING RANGE MAX. : 6 MM² BOX | 1
34004 | 2630440000 | PCB PLUG-IN CONNECTOR MALE PLUG 7.62 MM N OF POLES: 5 180° PUSH IN WITH ACTUATOR CLAMPING RANGE MAX. : 6 MM² BOX | 1
34005 | 2562070000 | W-SERIES FUSE TERMINAL RATED CROSS-SECTION: 4 MM² SCREW CONNECTION | 7
34006 | 2562060000 | W-SERIES FUSE TERMINAL RATED CROSS-SECTION: 4 MM² SCREW CONNECTION | 7
34007 | 2562050000 | W-SERIES FUSE TERMINAL RATED CROSS-SECTION: 4 MM² SCREW CONNECTION | 7
34008 | 2561990000 | W-SERIES FUSE TERMINAL RATED CROSS-SECTION: 4 MM² SCREW CONNECTION | 7
34009 | 2561980000 | W-SERIES FUSE TERMINAL RATED CROSS-SECTION: 4 MM² SCREW CONNECTION | 7
34010 | 2561970000 | W-SERIES FUSE TERMINAL RATED CROSS-SECTION: 4 MM² SCREW CONNECTION | 7
34011 | 2561950000 | W-SERIES FUSE TERMINAL RATED CROSS-SECTION: 4 MM² SCREW CONNECTION | 7
34012 | 2561940000 | W-SERIES FUSE TERMINAL RATED CROSS-SECTION: 4 MM² SCREW CONNECTION | 7
34013 | 1463540000 | TERMSERIES ADAPTER 10-POLE PLUG ACCORDING TO DIN EN 60603-13 LONG LOCKING LEVER N OF SIGNAL PATHS: 8 RATED VOLTAGE : 24 V DC RATED CURRENT (PER SIGNAL PATH): 125 MA | 539
34014 | 1463530000 | TERMSERIES ADAPTER SUB-D 15-POLE DIN 41652 / IEC 60807 N OF SIGNAL PATHS: 8 RATED VOLTAGE : 24 V DC RATED CURRENT (PER SIGNAL PATH): 125 MA | 539
34015 | 2630470000 | PCB PLUG-IN CONNECTOR MALE PLUG 7.62 MM N OF POLES: 4 180° PUSH IN WITH ACTUATOR CLAMPING RANGE MAX. : 6 MM² BOX | 1
34016 | 2630450000 | PCB PLUG-IN CONNECTOR MALE PLUG 7.62 MM N OF POLES: 3 180° PUSH IN WITH ACTUATOR CLAMPING RANGE MAX. : 6 MM² BOX | 1
34017 | 2630430000 | PCB PLUG-IN CONNECTOR MALE PLUG 7.62 MM N OF POLES: 4 180° PUSH IN WITH ACTUATOR CLAMPING RANGE MAX. : 6 MM² BOX | 1
34018 | 2630420000 | PCB PLUG-IN CONNECTOR MALE PLUG 7.62 MM N OF POLES: 3 180° PUSH IN WITH ACTUATOR CLAMPING RANGE MAX. : 6 MM² BOX | 1
34019 | 2630400000 | PCB PLUG-IN CONNECTOR MALE PLUG 7.62 MM N OF POLES: 5 180° PUSH IN WITH ACTUATOR TENSION-CLAMP CONNECTION CLAMPING RANGE MAX. : 10 MM² BOX | 1
34020 | 2630260000 | PCB PLUG-IN CONNECTOR MALE PLUG 7.62 MM N OF POLES: 2 180° PUSH IN WITH ACTUATOR CLAMPING RANGE MAX. : 6 MM² BOX | 1
34021 | 2630250000 | PCB PLUG-IN CONNECTOR MALE HEADER 10.16 MM N OF POLES: 4 SOLDER PIN LENGTH (L): 3.5 MM | 0
34022 | 2630240000 | PCB PLUG-IN CONNECTOR MALE HEADER 10.16 MM N OF POLES: 4 SOLDER PIN LENGTH (L): 3.5 MM | 0
34023 | 2630230000 | PCB PLUG-IN CONNECTOR MALE HEADER 10.16 MM N OF POLES: 3 SOLDER PIN LENGTH (L): 3.5 MM | 0
34024 | 2630220000 | PCB PLUG-IN CONNECTOR MALE HEADER 10.16 MM N OF POLES: 4 SOLDER PIN LENGTH (L): 3.5 MM | 0
34025 | 2630210000 | PCB PLUG-IN CONNECTOR MALE HEADER 10.16 MM N OF POLES: 3 SOLDER PIN LENGTH (L): 3.5 MM | 0
34026 | 2630200000 | PCB PLUG-IN CONNECTOR MALE HEADER 10.16 MM N OF POLES: 2 SOLDER PIN LENGTH (L): 3.5 MM | 0
34027 | 2630190000 | PCB PLUG-IN CONNECTOR MALE HEADER CLOSED SIDE MIDDLE FLANGE THT SOLDER CONNECTION 10.16 MM N OF POLES: 4 270° SOLDER PIN LENGTH (L): 3.5 MM | 0
34028 | 2630180000 | PCB PLUG-IN CONNECTOR MALE HEADER 10.16 MM N OF POLES: 4 SOLDER PIN LENGTH (L): 3.5 MM | 0
34029 | 2630170000 | PCB PLUG-IN CONNECTOR MALE HEADER 10.16 MM N OF POLES: 4 SOLDER PIN LENGTH (L): 3.5 MM | 0
34030 | 2630160000 | PCB PLUG-IN CONNECTOR MALE HEADER 10.16 MM N OF POLES: 3 SOLDER PIN LENGTH (L): 3.5 MM | 0
34031 | 2630150000 | PCB PLUG-IN CONNECTOR MALE HEADER 10.16 MM N OF POLES: 4 SOLDER PIN LENGTH (L): 3.5 MM | 0
34032 | 2630140000 | PCB PLUG-IN CONNECTOR MALE HEADER 10.16 MM N OF POLES: 3 SOLDER PIN LENGTH (L): 3.5 MM | 0
34033 | 2630130000 | PCB PLUG-IN CONNECTOR MALE HEADER 10.16 MM N OF POLES: 2 SOLDER PIN LENGTH (L): 3.5 MM | 0
34034 | 2738740000 | PCB PLUG-IN CONNECTOR MALE HEADER CLOSED SIDE THT SOLDER CONNECTION 5.08 MM N OF POLES: 3 180° SOLDER PIN LENGTH (L): 3.2 MM TINNED BOX | 0
34035 | 2662670000 | PCB PLUG-IN CONNECTOR FEMALE HEADER CABLE GLAND PITCH IN MM (P): 42.50 MM N OF POLES: 2 90° BOX | 1
34036 | 2636090000 | SIGNAL MODULE | 142
34037 | 2636080000 | SIGNAL MODULE | 142
34038 | 2630120000 | PCB PLUG-IN CONNECTOR FEMALE PLUG 7.62 MM N OF POLES: 4 180° CLAMPING YOKE CONNECTION CLAMPING RANGE MAX. : 10 MM² BOX | 1
34039 | 2630110000 | PCB PLUG-IN CONNECTOR FEMALE PLUG 7.62 MM N OF POLES: 3 180° CLAMPING YOKE CONNECTION CLAMPING RANGE MAX. : 10 MM² BOX | 1
34040 | 2630100000 | PCB PLUG-IN CONNECTOR FEMALE PLUG 7.62 MM N OF POLES: 4 180° CLAMPING YOKE CONNECTION CLAMPING RANGE MAX. : 10 MM² BOX | 1
34041 | 2630090000 | PCB PLUG-IN CONNECTOR FEMALE PLUG 7.62 MM N OF POLES: 3 180° CLAMPING YOKE CONNECTION CLAMPING RANGE MAX. : 10 MM² BOX | 1
34042 | 2629720000 | PCB PLUG-IN CONNECTOR FEMALE PLUG 7.62 MM N OF POLES: 2 180° CLAMPING YOKE CONNECTION CLAMPING RANGE MAX. : 10 MM² BOX | 1
34043 | 2588270000 | POF MEDIA CONVERTER FREECON IP65 | 726
34044 | 2455360000 | PROFINET POF REPEATER FREECON IP65 | 630
34045 | 2448840000 | JUNCTION BOX FREECON PLUG-IN CONNECTOR SCRJ SUPPLY IP65 | 400
34046 | 1990610000 | JUNCTION BOX FREECON HYBRID MODULE IP65 | 750
34047 | 1990600000 | JUNCTION BOX FREECON RJ45 MODULE IP65 | 742
34048 | 1324440000 | POF MEDIA CONVERTER FREECON IP65 | 726
34049 | 1312690100 | TORSION CABLE RJ45 IP 67 PUSHPULL MOULDED V14 METAL RJ45 IP 67 PUSHPULL MOULDED V14 METAL CAT.5 (ISO/IEC 11801) / CAT.5E (TIA T568-B) PUR 10 M | 146
34050 | 1312690070 | TORSION CABLE RJ45 IP 67 PUSHPULL MOULDED V14 METAL RJ45 IP 67 PUSHPULL MOULDED V14 METAL CAT.5 (ISO/IEC 11801) / CAT.5E (TIA T568-B) PUR 7 M | 146
34051 | 1312690030 | TORSION CABLE RJ45 IP 67 PUSHPULL MOULDED V14 METAL RJ45 IP 67 PUSHPULL MOULDED V14 METAL CAT.5 (ISO/IEC 11801) / CAT.5E (TIA T568-B) PUR 3 M | 146
34052 | 1312690020 | TORSION CABLE RJ45 IP 67 PUSHPULL MOULDED V14 METAL RJ45 IP 67 PUSHPULL MOULDED V14 METAL CAT.5 (ISO/IEC 11801) / CAT.5E (TIA T568-B) PUR 2 M | 146
34053 | 1312690010 | TORSION CABLE RJ45 IP 67 PUSHPULL MOULDED V14 METAL RJ45 IP 67 PUSHPULL MOULDED V14 METAL CAT.5 (ISO/IEC 11801) / CAT.5E (TIA T568-B) PUR 1 M | 146
34054 | 1312580000 | Y-DISTRIBUTOR FREECON HYBRID IP65 | 787
34055 | 1307610100 | DRAGLINE CABLE PROFINET RJ45 IP 67 PUSHPULL MOULDED V14 METAL RJ45 IP 67 PUSHPULL MOULDED V14 METAL CAT.5 (ISO/IEC 11801) / CAT.5E (TIA T568-B) PUR 10 M | 146
34056 | 1307610030 | DRAGLINE CABLE PROFINET RJ45 IP 67 PUSHPULL MOULDED V14 METAL RJ45 IP 67 PUSHPULL MOULDED V14 METAL CAT.5 (ISO/IEC 11801) / CAT.5E (TIA T568-B) PUR 3 M | 146
34057 | 1307610020 | DRAGLINE CABLE PROFINET RJ45 IP 67 PUSHPULL MOULDED V14 METAL RJ45 IP 67 PUSHPULL MOULDED V14 METAL CAT.5 (ISO/IEC 11801) / CAT.5E (TIA T568-B) PUR 2 M | 146
34058 | 1307610010 | DRAGLINE CABLE PROFINET RJ45 IP 67 PUSHPULL MOULDED V14 METAL RJ45 IP 67 PUSHPULL MOULDED V14 METAL CAT.5 (ISO/IEC 11801) / CAT.5E (TIA T568-B) PUR 1 M | 146
34059 | 1296710000 | EMPTY ENCLOSURE FLANGE ANGLED | 1161
34060 | 1106040000 | SYSTEM CABLE RJ45 IP 67 BAYMO V01 PLASTIC RJ45 IP 67 BAYMO V01 PLASTIC CAT.5 (ISO/IEC 11801) / CAT.5E (TIA T568-B) PUR 10 M | 39
34061 | 1106030000 | SYSTEM CABLE RJ45 IP 67 BAYMO V01 PLASTIC RJ45 IP 67 BAYMO V01 PLASTIC CAT.5 (ISO/IEC 11801) / CAT.5E (TIA T568-B) PUR 5 M | 11
34062 | 1106020000 | SYSTEM CABLE RJ45 IP 67 BAYMO V01 PLASTIC RJ45 IP 67 BAYMO V01 PLASTIC CAT.5 (ISO/IEC 11801) / CAT.5E (TIA T568-B) PUR 2 M | 39
34063 | 1106010000 | SYSTEM CABLE RJ45 IP 67 BAYMO V01 PLASTIC RJ45 IP 67 BAYMO V01 PLASTIC CAT.5 (ISO/IEC 11801) / CAT.5E (TIA T568-B) PUR 1 M | 39
34064 | 1068880000 | JUNCTION BOX FREECON RJ45 MODULE IP65 | 742
34065 | 1068840000 | JUNCTION BOX FREECON HYBRID PLUG-IN CONNECTOR IP65 | 400
34066 | 1066880000 | SYSTEM CABLE RJ45 IP 67 BAYMO V01 METAL RJ45 IP 67 BAYMO V01 METAL CAT.5 (ISO/IEC 11801) / CAT.5E (TIA T568-B) PUR 10 M | 39
34067 | 1066870000 | SYSTEM CABLE RJ45 IP 67 BAYMO V01 METAL RJ45 IP 67 BAYMO V01 METAL CAT.5 (ISO/IEC 11801) / CAT.5E (TIA T568-B) PUR 5 M | 39
34068 | 1066860000 | SYSTEM CABLE RJ45 IP 67 BAYMO V01 METAL RJ45 IP 67 BAYMO V01 METAL CAT.5 (ISO/IEC 11801) / CAT.5E (TIA T568-B) PUR 2 M | 39
34069 | 1066850000 | SYSTEM CABLE RJ45 IP 67 BAYMO V01 METAL RJ45 IP 67 BAYMO V01 METAL CAT.5 (ISO/IEC 11801) / CAT.5E (TIA T568-B) PUR 1 M | 39
34070 | 2681780000 | PCB PLUG-IN CONNECTOR FEMALE PLUG 7.62 MM N OF POLES: 4 180° PUSH IN WITH ACTUATOR PUSH IN WITHOUT ACTUATOR CLAMPING RANGE MAX. : 10 MM² BOX | 1
34071 | 2681770000 | PCB PLUG-IN CONNECTOR FEMALE PLUG 7.62 MM N OF POLES: 4 180° PUSH IN WITH ACTUATOR CLAMPING RANGE MAX. : 6 MM² BOX | 1
34072 | 2681760000 | PCB PLUG-IN CONNECTOR FEMALE PLUG 7.62 MM N OF POLES: 4 PUSH IN WITH ACTUATOR PUSH IN WITHOUT ACTUATOR CLAMPING RANGE MAX. : 10 MM² BOX | 1
34073 | 2630780000 | PCB PLUG-IN CONNECTOR FEMALE PLUG 7.62 MM N OF POLES: 6 180° PUSH IN WITH ACTUATOR CLAMPING RANGE MAX. : 6 MM² BOX | 1
34074 | 2630770000 | PCB PLUG-IN CONNECTOR FEMALE PLUG 7.62 MM N OF POLES: 6 180° PUSH IN WITH ACTUATOR CLAMPING RANGE MAX. : 6 MM² BOX | 1
34075 | 2630760000 | PCB PLUG-IN CONNECTOR FEMALE PLUG 7.62 MM N OF POLES: 5 180° PUSH IN WITH ACTUATOR CLAMPING RANGE MAX. : 6 MM² BOX | 1
34076 | 2630750000 | PCB PLUG-IN CONNECTOR FEMALE PLUG 7.62 MM N OF POLES: 6 180° PUSH IN WITH ACTUATOR CLAMPING RANGE MAX. : 6 MM² BOX | 1
34077 | 2630740000 | PCB PLUG-IN CONNECTOR FEMALE PLUG 7.62 MM N OF POLES: 4 180° PUSH IN WITH ACTUATOR CLAMPING RANGE MAX. : 6 MM² BOX | 1
34078 | 2630730000 | PCB PLUG-IN CONNECTOR FEMALE PLUG 7.62 MM N OF POLES: 6 180° PUSH IN WITH ACTUATOR CLAMPING RANGE MAX. : 6 MM² BOX | 1
34079 | 2630720000 | PCB PLUG-IN CONNECTOR FEMALE PLUG 7.62 MM N OF POLES: 6 180° PUSH IN WITH ACTUATOR CLAMPING RANGE MAX. : 6 MM² BOX | 1
34080 | 2630710000 | PCB PLUG-IN CONNECTOR FEMALE PLUG 7.62 MM N OF POLES: 5 180° PUSH IN WITH ACTUATOR CLAMPING RANGE MAX. : 6 MM² BOX | 1
34081 | 2630700000 | PCB PLUG-IN CONNECTOR FEMALE PLUG 7.62 MM N OF POLES: 4 180° PUSH IN WITH ACTUATOR CLAMPING RANGE MAX. : 6 MM² BOX | 1
34082 | 2630350000 | PCB PLUG-IN CONNECTOR FEMALE PLUG 7.62 MM N OF POLES: 6 180° PUSH IN WITHOUT ACTUATOR TENSION-CLAMP CONNECTION CLAMPING RANGE MAX. : 10 MM² BOX | 1
34083 | 2630340000 | PCB PLUG-IN CONNECTOR FEMALE PLUG 7.62 MM N OF POLES: 6 180° PUSH IN WITHOUT ACTUATOR TENSION-CLAMP CONNECTION CLAMPING RANGE MAX. : 10 MM² BOX | 1
34084 | 2630330000 | PCB PLUG-IN CONNECTOR FEMALE PLUG 7.62 MM N OF POLES: 5 180° PUSH IN WITHOUT ACTUATOR TENSION-CLAMP CONNECTION CLAMPING RANGE MAX. : 10 MM² BOX | 1
34085 | 2630320000 | PCB PLUG-IN CONNECTOR FEMALE PLUG 7.62 MM N OF POLES: 6 180° PUSH IN WITHOUT ACTUATOR TENSION-CLAMP CONNECTION CLAMPING RANGE MAX. : 10 MM² BOX | 1
34086 | 2630310000 | PCB PLUG-IN CONNECTOR FEMALE PLUG 7.62 MM N OF POLES: 6 180° PUSH IN WITHOUT ACTUATOR TENSION-CLAMP CONNECTION CLAMPING RANGE MAX. : 10 MM² BOX | 1
34087 | 2630300000 | PCB PLUG-IN CONNECTOR FEMALE PLUG 7.62 MM N OF POLES: 6 180° PUSH IN WITHOUT ACTUATOR TENSION-CLAMP CONNECTION CLAMPING RANGE MAX. : 10 MM² BOX | 1
34088 | 2630290000 | PCB PLUG-IN CONNECTOR FEMALE PLUG 7.62 MM N OF POLES: 6 180° PUSH IN WITHOUT ACTUATOR TENSION-CLAMP CONNECTION CLAMPING RANGE MAX. : 10 MM² BOX | 1
34089 | 2630280000 | PCB PLUG-IN CONNECTOR FEMALE PLUG 7.62 MM N OF POLES: 5 180° PUSH IN WITHOUT ACTUATOR TENSION-CLAMP CONNECTION CLAMPING RANGE MAX. : 10 MM² BOX | 1
34090 | 2630270000 | PCB PLUG-IN CONNECTOR FEMALE PLUG 7.62 MM N OF POLES: 6 180° PUSH IN WITHOUT ACTUATOR TENSION-CLAMP CONNECTION CLAMPING RANGE MAX. : 10 MM² BOX | 1
34091 | 2629920000 | PCB PLUG-IN CONNECTOR FEMALE PLUG 7.62 MM N OF POLES: 6 180° PUSH IN WITHOUT ACTUATOR TENSION-CLAMP CONNECTION CLAMPING RANGE MAX. : 10 MM² BOX | 1
34092 | 2629320000 | PCB PLUG-IN CONNECTOR FEMALE PLUG 7.62 MM N OF POLES: 5 180° PUSH IN WITH ACTUATOR CLAMPING RANGE MAX. : 6 MM² BOX | 1
34093 | 2629310000 | PCB PLUG-IN CONNECTOR FEMALE PLUG 7.62 MM N OF POLES: 5 180° PUSH IN WITH ACTUATOR CLAMPING RANGE MAX. : 6 MM² BOX | 1
34094 | 2629300000 | PCB PLUG-IN CONNECTOR FEMALE PLUG 7.62 MM N OF POLES: 5 180° PUSH IN WITH ACTUATOR CLAMPING RANGE MAX. : 6 MM² BOX | 1
34095 | 2629260000 | PCB PLUG-IN CONNECTOR FEMALE PLUG 7.62 MM N OF POLES: 4 180° PUSH IN WITH ACTUATOR CLAMPING RANGE MAX. : 6 MM² BOX | 1
34096 | 2629250000 | PCB PLUG-IN CONNECTOR FEMALE PLUG 7.62 MM N OF POLES: 4 180° PUSH IN WITH ACTUATOR CLAMPING RANGE MAX. : 6 MM² BOX | 1
34097 | 2629240000 | PCB PLUG-IN CONNECTOR FEMALE PLUG 7.62 MM N OF POLES: 4 180° PUSH IN WITH ACTUATOR CLAMPING RANGE MAX. : 6 MM² BOX | 1
34098 | 2629200000 | PCB PLUG-IN CONNECTOR FEMALE PLUG 7.62 MM N OF POLES: 5 180° PUSH IN WITH ACTUATOR CLAMPING RANGE MAX. : 6 MM² BOX | 1
34099 | 2629190000 | PCB PLUG-IN CONNECTOR FEMALE PLUG 7.62 MM N OF POLES: 5 180° PUSH IN WITH ACTUATOR CLAMPING RANGE MAX. : 6 MM² BOX | 1
34100 | 2629180000 | PCB PLUG-IN CONNECTOR FEMALE PLUG 7.62 MM N OF POLES: 5 180° PUSH IN WITH ACTUATOR CLAMPING RANGE MAX. : 6 MM² BOX | 1
34101 | 2629140000 | PCB PLUG-IN CONNECTOR FEMALE PLUG 7.62 MM N OF POLES: 4 180° PUSH IN WITH ACTUATOR CLAMPING RANGE MAX. : 6 MM² BOX | 1
34102 | 2629130000 | PCB PLUG-IN CONNECTOR FEMALE PLUG 7.62 MM N OF POLES: 4 180° PUSH IN WITH ACTUATOR CLAMPING RANGE MAX. : 6 MM² BOX | 1
34103 | 2629120000 | PCB PLUG-IN CONNECTOR FEMALE PLUG 7.62 MM N OF POLES: 4 180° PUSH IN WITH ACTUATOR CLAMPING RANGE MAX. : 6 MM² BOX | 1
34104 | 2629080000 | PCB PLUG-IN CONNECTOR FEMALE PLUG 7.62 MM N OF POLES: 3 180° PUSH IN WITH ACTUATOR CLAMPING RANGE MAX. : 6 MM² BOX | 1
34105 | 2629070000 | PCB PLUG-IN CONNECTOR FEMALE PLUG 7.62 MM N OF POLES: 3 180° PUSH IN WITH ACTUATOR CLAMPING RANGE MAX. : 6 MM² BOX | 1
34106 | 2629060000 | PCB PLUG-IN CONNECTOR FEMALE PLUG 7.62 MM N OF POLES: 3 180° PUSH IN WITH ACTUATOR CLAMPING RANGE MAX. : 6 MM² BOX | 1
34107 | 2629030000 | PCB PLUG-IN CONNECTOR FEMALE PLUG 7.62 MM N OF POLES: 2 180° PUSH IN WITH ACTUATOR CLAMPING RANGE MAX. : 6 MM² BOX | 1
34108 | 2629020000 | PCB PLUG-IN CONNECTOR FEMALE PLUG 7.62 MM N OF POLES: 2 180° PUSH IN WITH ACTUATOR CLAMPING RANGE MAX. : 6 MM² BOX | 1
34109 | 2628980000 | PCB PLUG-IN CONNECTOR FEMALE PLUG 7.62 MM N OF POLES: 5 180° PUSH IN WITH ACTUATOR CLAMPING RANGE MAX. : 6 MM² BOX | 1
34110 | 2628970000 | PCB PLUG-IN CONNECTOR FEMALE PLUG 7.62 MM N OF POLES: 5 180° PUSH IN WITH ACTUATOR CLAMPING RANGE MAX. : 6 MM² BOX | 1
34111 | 2628960000 | PCB PLUG-IN CONNECTOR FEMALE PLUG 7.62 MM N OF POLES: 5 180° PUSH IN WITH ACTUATOR CLAMPING RANGE MAX. : 6 MM² BOX | 1
34112 | 2628920000 | PCB PLUG-IN CONNECTOR FEMALE PLUG 7.62 MM N OF POLES: 4 180° PUSH IN WITH ACTUATOR CLAMPING RANGE MAX. : 6 MM² BOX | 1
34113 | 2628910000 | PCB PLUG-IN CONNECTOR FEMALE PLUG 7.62 MM N OF POLES: 4 180° PUSH IN WITH ACTUATOR CLAMPING RANGE MAX. : 6 MM² BOX | 1
34114 | 2628900000 | PCB PLUG-IN CONNECTOR FEMALE PLUG 7.62 MM N OF POLES: 4 180° PUSH IN WITH ACTUATOR CLAMPING RANGE MAX. : 6 MM² BOX | 1
34115 | 2628860000 | PCB PLUG-IN CONNECTOR FEMALE PLUG 7.62 MM N OF POLES: 5 180° PUSH IN WITH ACTUATOR CLAMPING RANGE MAX. : 6 MM² BOX | 1
34116 | 2628850000 | PCB PLUG-IN CONNECTOR FEMALE PLUG 7.62 MM N OF POLES: 5 180° PUSH IN WITH ACTUATOR CLAMPING RANGE MAX. : 6 MM² BOX | 1
34117 | 2628840000 | PCB PLUG-IN CONNECTOR FEMALE PLUG 7.62 MM N OF POLES: 5 180° PUSH IN WITH ACTUATOR CLAMPING RANGE MAX. : 6 MM² BOX | 1
34118 | 2628800000 | PCB PLUG-IN CONNECTOR FEMALE PLUG 7.62 MM N OF POLES: 4 180° PUSH IN WITH ACTUATOR CLAMPING RANGE MAX. : 6 MM² BOX | 1
34119 | 2628790000 | PCB PLUG-IN CONNECTOR FEMALE PLUG 7.62 MM N OF POLES: 4 180° PUSH IN WITH ACTUATOR CLAMPING RANGE MAX. : 6 MM² BOX | 1
34120 | 2628780000 | PCB PLUG-IN CONNECTOR FEMALE PLUG 7.62 MM N OF POLES: 4 180° PUSH IN WITH ACTUATOR CLAMPING RANGE MAX. : 6 MM² BOX | 1
34121 | 2628740000 | PCB PLUG-IN CONNECTOR FEMALE PLUG 7.62 MM N OF POLES: 3 180° PUSH IN WITH ACTUATOR CLAMPING RANGE MAX. : 6 MM² BOX | 1
34122 | 2628730000 | PCB PLUG-IN CONNECTOR FEMALE PLUG 7.62 MM N OF POLES: 3 180° PUSH IN WITH ACTUATOR CLAMPING RANGE MAX. : 6 MM² BOX | 1
34123 | 2628720000 | PCB PLUG-IN CONNECTOR FEMALE PLUG 7.62 MM N OF POLES: 3 180° PUSH IN WITH ACTUATOR CLAMPING RANGE MAX. : 6 MM² BOX | 1
34124 | 2628690000 | PCB PLUG-IN CONNECTOR FEMALE PLUG 7.62 MM N OF POLES: 2 180° PUSH IN WITH ACTUATOR CLAMPING RANGE MAX. : 6 MM² BOX | 1
34125 | 2628470000 | PCB PLUG-IN CONNECTOR FEMALE PLUG 7.62 MM N OF POLES: 4 180° PUSH IN WITH ACTUATOR PUSH IN WITHOUT ACTUATOR CLAMPING RANGE MAX. : 10 MM² BOX | 1
34126 | 2628460000 | PCB PLUG-IN CONNECTOR FEMALE PLUG 7.62 MM N OF POLES: 4 180° PUSH IN WITH ACTUATOR PUSH IN WITHOUT ACTUATOR CLAMPING RANGE MAX. : 10 MM² BOX | 1
34127 | 2628450000 | PCB PLUG-IN CONNECTOR FEMALE PLUG 7.62 MM N OF POLES: 4 180° PUSH IN WITH ACTUATOR PUSH IN WITHOUT ACTUATOR CLAMPING RANGE MAX. : 10 MM² BOX | 1
34128 | 2628330000 | PCB PLUG-IN CONNECTOR FEMALE PLUG 7.62 MM N OF POLES: 2 180° PUSH IN WITH ACTUATOR CLAMPING RANGE MAX. : 6 MM² BOX | 1
34129 | 2627420000 | PCB PLUG-IN CONNECTOR FEMALE PLUG 10.16 MM N OF POLES: 4 180° CLAMPING YOKE CONNECTION CLAMPING RANGE MAX. : 16 MM² BOX | 1
34130 | 2627390000 | PCB PLUG-IN CONNECTOR FEMALE PLUG 10.16 MM N OF POLES: 4 180° CLAMPING YOKE CONNECTION CLAMPING RANGE MAX. : 16 MM² BOX | 1
34131 | 2627320000 | PCB PLUG-IN CONNECTOR FEMALE PLUG 10.16 MM N OF POLES: 4 180° CLAMPING YOKE CONNECTION CLAMPING RANGE MAX. : 16 MM² | 1
34132 | 2627310000 | PCB PLUG-IN CONNECTOR FEMALE PLUG 10.16 MM N OF POLES: 4 180° CLAMPING YOKE CONNECTION CLAMPING RANGE MAX. : 16 MM² | 1
34133 | 2627300000 | PCB PLUG-IN CONNECTOR FEMALE PLUG 10.16 MM N OF POLES: 3 180° CLAMPING YOKE CONNECTION CLAMPING RANGE MAX. : 16 MM² | 1
34134 | 2627290000 | PCB PLUG-IN CONNECTOR FEMALE PLUG 10.16 MM N OF POLES: 4 180° CLAMPING YOKE CONNECTION CLAMPING RANGE MAX. : 16 MM² | 1
34135 | 2627280000 | PCB PLUG-IN CONNECTOR FEMALE PLUG 10.16 MM N OF POLES: 3 180° CLAMPING YOKE CONNECTION CLAMPING RANGE MAX. : 16 MM² | 1
34136 | 2627270000 | PCB PLUG-IN CONNECTOR FEMALE PLUG 10.16 MM N OF POLES: 2 180° CLAMPING YOKE CONNECTION CLAMPING RANGE MAX. : 16 MM² | 1
34137 | 2695580000 | PCB PLUG-IN CONNECTOR 3.50 MM N OF POLES: 2 180° PUSH IN WITH ACTUATOR TENSION-CLAMP CONNECTION CLAMPING RANGE MAX. : 1.5 MM² BOX | 1
34138 | 2630860000 | PCB PLUG-IN CONNECTOR FEMALE PLUG 3.50 MM N OF POLES: 3 180° PUSH IN WITH ACTUATOR TENSION-CLAMP CONNECTION CLAMPING RANGE MAX. : 1.5 MM² BOX | 1
34139 | 2630830000 | PCB PLUG-IN CONNECTOR FEMALE PLUG 3.50 MM N OF POLES: 2 180° PUSH IN WITH ACTUATOR TENSION-CLAMP CONNECTION CLAMPING RANGE MAX. : 1.5 MM² BOX | 1
34140 | 2712960000 | MODULAR DISTRIBUTION TERMINALS PUSH IN 6 MM² 500 V 41 A DARK | 87
34141 | 2675530000 | MODULAR DISTRIBUTION TERMINALS PUSH IN 10 MM² 800 V 57 A DARK | 87
34142 | 2675520000 | MODULAR DISTRIBUTION TERMINALS PUSH IN 10 MM² 800 V 57 A | 87
34143 | 2675510000 | MODULAR DISTRIBUTION TERMINALS PUSH IN 10 MM² 800 V 57 A DARK | 87
34144 | 2675500000 | MODULAR DISTRIBUTION TERMINALS PUSH IN 10 MM² 800 V 57 A DARK | 87
34145 | 2675410000 | MODULAR DISTRIBUTION TERMINALS PUSH IN 6 MM² 500 V 41 A | 87
34146 | 2675400000 | MODULAR DISTRIBUTION TERMINALS PUSH IN 6 MM² 500 V 41 A DARK | 87
34147 | 2675390000 | MODULAR DISTRIBUTION TERMINALS PUSH IN 6 MM² 500 V 41 A DARK | 87
34148 | 2675380000 | MODULAR DISTRIBUTION TERMINALS PUSH IN 6 MM² 500 V 41 A DARK | 87
34149 | 2675290000 | FUSE TERMINAL PUSH IN 4 MM² 250 V 6.3 A | 244
34150 | 2675280000 | FUSE TERMINAL PUSH IN 4 MM² 150 V 6.3 A | 244
34151 | 2675270000 | FUSE TERMINAL PUSH IN 4 MM² 70 V 6.3 A | 244
34152 | 2675260000 | FUSE TERMINAL PUSH IN 4 MM² 36 V 6.3 A | 244
34153 | 2675250000 | FUSE TERMINAL PUSH IN 4 MM² 250 V 6.3 A | 244
34154 | 2581790000 | FUSE TERMINAL PUSH IN 4 MM² 250 V 6.3 A DARK | 244
34155 | 2581720000 | MODULAR DISTRIBUTION TERMINALS PUSH IN 4 MM² 250 V 6.3 A DARK | 87
34156 | 2558650000 | PCB PLUG-IN CONNECTOR FEMALE PLUG 3.50 MM N OF POLES: 44 180° PUSH IN WITH ACTUATOR TENSION-CLAMP CONNECTION CLAMPING RANGE MAX. : 1.5 MM² BOX | 1
34157 | 2558640000 | PCB PLUG-IN CONNECTOR FEMALE PLUG 3.50 MM N OF POLES: 42 180° PUSH IN WITH ACTUATOR TENSION-CLAMP CONNECTION CLAMPING RANGE MAX. : 1.5 MM² BOX | 1
34158 | 2558600000 | PCB PLUG-IN CONNECTOR FEMALE PLUG 3.50 MM N OF POLES: 46 180° PUSH IN WITH ACTUATOR TENSION-CLAMP CONNECTION CLAMPING RANGE MAX. : 1.5 MM² BOX | 1
34159 | 2558590000 | PCB PLUG-IN CONNECTOR FEMALE PLUG 3.50 MM N OF POLES: 44 180° PUSH IN WITH ACTUATOR TENSION-CLAMP CONNECTION CLAMPING RANGE MAX. : 1.5 MM² BOX | 1
34160 | 2558580000 | PCB PLUG-IN CONNECTOR FEMALE PLUG 3.50 MM N OF POLES: 42 180° PUSH IN WITH ACTUATOR TENSION-CLAMP CONNECTION CLAMPING RANGE MAX. : 1.5 MM² BOX | 1
34161 | 2558570000 | PCB PLUG-IN CONNECTOR FEMALE PLUG 3.50 MM N OF POLES: 40 180° PUSH IN WITH ACTUATOR TENSION-CLAMP CONNECTION CLAMPING RANGE MAX. : 1.5 MM² BOX | 1
34162 | 2558550000 | PCB PLUG-IN CONNECTOR FEMALE PLUG 3.50 MM N OF POLES: 46 180° PUSH IN WITH ACTUATOR TENSION-CLAMP CONNECTION CLAMPING RANGE MAX. : 1.5 MM² BOX | 1
34163 | 2558540000 | PCB PLUG-IN CONNECTOR FEMALE PLUG 3.50 MM N OF POLES: 44 180° PUSH IN WITH ACTUATOR TENSION-CLAMP CONNECTION CLAMPING RANGE MAX. : 1.5 MM² BOX | 1
34164 | 2558530000 | PCB PLUG-IN CONNECTOR FEMALE PLUG 3.50 MM N OF POLES: 42 180° PUSH IN WITH ACTUATOR TENSION-CLAMP CONNECTION CLAMPING RANGE MAX. : 1.5 MM² BOX | 1
34165 | 2558490000 | PCB PLUG-IN CONNECTOR FEMALE PLUG 3.50 MM N OF POLES: 44 180° PUSH IN WITH ACTUATOR TENSION-CLAMP CONNECTION CLAMPING RANGE MAX. : 1.5 MM² BOX | 1
34166 | 2558480000 | PCB PLUG-IN CONNECTOR FEMALE PLUG 3.50 MM N OF POLES: 42 180° PUSH IN WITH ACTUATOR TENSION-CLAMP CONNECTION CLAMPING RANGE MAX. : 1.5 MM² BOX | 1
34167 | 2558470000 | PCB PLUG-IN CONNECTOR FEMALE PLUG 3.50 MM N OF POLES: 40 180° PUSH IN WITH ACTUATOR TENSION-CLAMP CONNECTION CLAMPING RANGE MAX. : 1.5 MM² BOX | 1
34168 | 2558460000 | PCB PLUG-IN CONNECTOR FEMALE PLUG 3.50 MM N OF POLES: 38 180° PUSH IN WITH ACTUATOR TENSION-CLAMP CONNECTION CLAMPING RANGE MAX. : 1.5 MM² BOX | 1
34169 | 2558450000 | PCB PLUG-IN CONNECTOR FEMALE PLUG 3.50 MM N OF POLES: 46 180° PUSH IN WITH ACTUATOR TENSION-CLAMP CONNECTION CLAMPING RANGE MAX. : 1.5 MM² BOX | 1
34170 | 2558440000 | PCB PLUG-IN CONNECTOR FEMALE PLUG 3.50 MM N OF POLES: 44 180° PUSH IN WITH ACTUATOR TENSION-CLAMP CONNECTION CLAMPING RANGE MAX. : 1.5 MM² BOX | 1
34171 | 2558430000 | PCB PLUG-IN CONNECTOR FEMALE PLUG 3.50 MM N OF POLES: 42 180° PUSH IN WITH ACTUATOR TENSION-CLAMP CONNECTION CLAMPING RANGE MAX. : 1.5 MM² BOX | 1
34172 | 2558420000 | PCB PLUG-IN CONNECTOR FEMALE PLUG 3.50 MM N OF POLES: 40 180° PUSH IN WITH ACTUATOR TENSION-CLAMP CONNECTION CLAMPING RANGE MAX. : 1.5 MM² BOX | 1
34173 | 2556130000 | PCB PLUG-IN CONNECTOR FEMALE PLUG 3.50 MM N OF POLES: 38 180° PUSH IN WITH ACTUATOR TENSION-CLAMP CONNECTION CLAMPING RANGE MAX. : 1.5 MM² BOX | 1
34174 | 2503890000 | MODULAR DISTRIBUTION TERMINALS PUSH IN 10 MM² 800 V 57 A DARK | 87
34175 | 2503870000 | MODULAR DISTRIBUTION TERMINALS PUSH IN 6 MM² 500 V 41 A DARK | 87
34176 | 2464740000 | MODULAR DISTRIBUTION TERMINALS PUSH IN 6 MM² GREEN/ | 825
34177 | 2464730000 | MODULAR DISTRIBUTION TERMINALS PUSH IN 10 MM² 800 V 57 A DARK | 87
34178 | 2464720000 | MODULAR DISTRIBUTION TERMINALS PUSH IN 10 MM² 800 V 57 A DARK | 87
34179 | 2464710000 | MODULAR DISTRIBUTION TERMINALS PUSH IN 10 MM² GREEN/ | 825
34180 | 1510340000 | BUS TERMINATION TERMINAL FOR ACT20C STATION | 1106
34181 | 1160650000 | (CJC) COLD-JUNCTION COMPENSATION TERMINAL FOR ACT20X THERMAL MODULE BUILT-IN PT100 SENSOR LABELLING FOR CHANNEL 2 (21 22 23 24) | 1064
34182 | 1160640000 | (CJC) COLD-JUNCTION COMPENSATION TERMINAL FOR ACT20X THERMAL MODULE BUILT-IN PT100 SENSOR LABELLING FOR CHANNEL 1 (11121314) | 1055
34183 | 2464750000 | MODULAR DISTRIBUTION TERMINALS PUSH IN 6 MM² 500 V 41 A DARK | 87
34184 | 2581810000 | PROFINET REPEATER FREECON IP65 | 630
34185 | 1222550000 | FRONTCOM MICRO USB COUPLING USB 2.0 TYP A-B | 602
34186 | 1463520000 | TERMSERIES ADAPTER 10-POLE PLUG ACCORDING TO DIN EN 60603-13 LONG LOCKING LEVER N OF SIGNAL PATHS: 8 RATED VOLTAGE : 24 V DC RATED CURRENT (PER SIGNAL PATH): 125 MA | 539
34187 | 1463550000 | TERMSERIES ADAPTER 20-POLE PLUG ACCORDING TO DIN EN 60603-13 LONG LOCKING LEVER N OF SIGNAL PATHS: 16 RATED VOLTAGE : 24 V DC RATED CURRENT (PER SIGNAL PATH): 60 MA | 539
34188 | 1271240000 | RJ45 PLUG NO TOOLS REQUI VERSION 4 CAT.6A / CLASS EA (ISO/IEC 11801 2010) | 745
34189 | 1253240000 | POF REPEATER FREECON IP65 | 630
34190 | 2495380000 | FASTENING ELEMENT | 1285
34191 | 2500760000 | PARTITION PLATE | 841
34192 | 1072910000 | HYBRID PLUG CAT.5 (ISO/IEC 11801) | 1045
34193 | 1072900000 | HYBRID FLANGE IP67 CAT.5 (ISO/IEC 11801) | 1089
34194 | 1085260000 | FLANGE RJ45 IP67 VARIANT 14 METAL IDC PROFINET CAT.5 (ISO/IEC 11801) | 621
34195 | 1427960000 | FRONTCOM MICRO USB COUPLING USB 3.0 TYPE A | 602
34196 | 1307610050 | DRAGLINE CABLE PROFINET RJ45 IP 67 PUSHPULL MOULDED V14 METAL RJ45 IP 67 PUSHPULL MOULDED V14 METAL CAT.5 (ISO/IEC 11801) / CAT.5E (TIA T568-B) PUR 5 M | 146
34197 | 1312690050 | TORSION CABLE RJ45 IP 67 PUSHPULL MOULDED V14 METAL RJ45 IP 67 PUSHPULL MOULDED V14 METAL CAT.5 (ISO/IEC 11801) / CAT.5E (TIA T568-B) PUR 5 M | 146
34198 | 2464690000 | MODULAR DISTRIBUTION TERMINALS PUSH IN 6 MM² 500 V 41 A DARK | 87
34199 | 2522830000 | MODULAR DISTRIBUTION TERMINALS PUSH IN 6 MM² 500 V 41 A | 87
34200 | 2522850000 | MODULAR DISTRIBUTION TERMINALS PUSH IN 10 MM² 800 V 57 A | 87
34201 | 2561960000 | W-SERIES FUSE TERMINAL RATED CROSS-SECTION: 4 MM² SCREW CONNECTION | 7
34202 | 2685500000 | PCB PLUG-IN CONNECTOR 3.50 MM N OF POLES: 12 180° PUSH IN WITH ACTUATOR TENSION-CLAMP CONNECTION CLAMPING RANGE MAX. : 1.5 MM² BOX | 1
34203 | 2689770000 | PCB PLUG-IN CONNECTOR 3.50 MM N OF POLES: 12 180° PUSH IN WITH ACTUATOR TENSION-CLAMP CONNECTION CLAMPING RANGE MAX. : 1.5 MM² BOX | 1
34204 | 2695500000 | PCB PLUG-IN CONNECTOR FEMALE PLUG 10.16 MM N OF POLES: 4 180° CLAMPING YOKE CONNECTION CLAMPING RANGE MAX. : 16 MM² | 1
34205 | 2561900000 | W-SERIES FUSE TERMINAL RATED CROSS-SECTION: 4 MM² SCREW CONNECTION | 7
34206 | 1068820000 | JUNCTION BOX FREECON RJ45 PLUG-IN CONNECTOR SUPPLY IP65 | 400
34207 | 1068830000 | JUNCTION BOX FREECON RJ45 MODULE SUPPLY IP65 | 754
34208 | 1068850000 | JUNCTION BOX FREECON HYBRID MODULE IP65 | 750
34209 | 1068870000 | JUNCTION BOX FREECON RJ45 PLUG-IN CONNECTOR IP65 | 400
34210 | 1005180000 | PCB PLUG-IN CONNECTOR MALE HEADER SOLDER FLANGE THT/THR SOLDER CONNECTION 3.50 MM N OF POLES: 10 90° SOLDER PIN LENGTH (L): 1.5 MM TINNED TAPE | 0
34211 | 1044050000 | PCB PLUG-IN CONNECTOR MALE HEADER SOLDER FLANGE THT/THR SOLDER CONNECTION 3.50 MM N OF POLES: 16 90° SOLDER PIN LENGTH (L): 1.5 MM TINNED TAPE | 0
34212 | 1044070000 | PCB PLUG-IN CONNECTOR MALE HEADER FLANGE THT/THR SOLDER CONNECTION 3.50 MM N OF POLES: 18 180° SOLDER PIN LENGTH (L): 3.2 MM TINNED TAPE | 0
34213 | 1045050000 | PCB PLUG-IN CONNECTOR MALE HEADER FLANGE THT/THR SOLDER CONNECTION 3.50 MM N OF POLES: 14 180° SOLDER PIN LENGTH (L): 1.5 MM TINNED TAPE | 0
34214 | 1752984002 | PCB PLUG-IN CONNECTOR MALE HEADER CLOSED SIDE THT/THR SOLDER CONNECTION 3.50 MM N OF POLES: 2 180° SOLDER PIN LENGTH (L): 1.5 MM TINNED TAPE | 0
34215 | 1752994002 | PCB PLUG-IN CONNECTOR MALE HEADER CLOSED SIDE THT/THR SOLDER CONNECTION 3.50 MM N OF POLES: 3 180° SOLDER PIN LENGTH (L): 1.5 MM TINNED TAPE | 0
34216 | 1753004002 | PCB PLUG-IN CONNECTOR MALE HEADER CLOSED SIDE THT/THR SOLDER CONNECTION 3.50 MM N OF POLES: 4 180° SOLDER PIN LENGTH (L): 1.5 MM TINNED TAPE | 0
34217 | 1753014002 | PCB PLUG-IN CONNECTOR MALE HEADER CLOSED SIDE THT/THR SOLDER CONNECTION 3.50 MM N OF POLES: 5 180° SOLDER PIN LENGTH (L): 1.5 MM TINNED TAPE | 0
34218 | 1753024001 | PCB PLUG-IN CONNECTOR MALE HEADER CLOSED SIDE THT/THR SOLDER CONNECTION 3.50 MM N OF POLES: 6 180° SOLDER PIN LENGTH (L): 1.5 MM TINNED TAPE | 0
34219 | 1753034001 | PCB PLUG-IN CONNECTOR MALE HEADER CLOSED SIDE THT/THR SOLDER CONNECTION 3.50 MM N OF POLES: 7 180° SOLDER PIN LENGTH (L): 1.5 MM TINNED TAPE | 0
34220 | 1753044001 | PCB PLUG-IN CONNECTOR MALE HEADER CLOSED SIDE THT/THR SOLDER CONNECTION 3.50 MM N OF POLES: 8 180° SOLDER PIN LENGTH (L): 1.5 MM TINNED TAPE | 0
34221 | 1753054001 | PCB PLUG-IN CONNECTOR MALE HEADER CLOSED SIDE THT/THR SOLDER CONNECTION 3.50 MM N OF POLES: 9 180° SOLDER PIN LENGTH (L): 1.5 MM TINNED TAPE | 0
34222 | 1753064001 | PCB PLUG-IN CONNECTOR MALE HEADER CLOSED SIDE THT/THR SOLDER CONNECTION 3.50 MM N OF POLES: 10 180° SOLDER PIN LENGTH (L): 1.5 MM TINNED TAPE | 0
34223 | 1753074001 | PCB PLUG-IN CONNECTOR MALE HEADER CLOSED SIDE THT/THR SOLDER CONNECTION 3.50 MM N OF POLES: 11 180° SOLDER PIN LENGTH (L): 1.5 MM TINNED TAPE | 0
34224 | 1760974001 | PCB PLUG-IN CONNECTOR MALE HEADER FLANGE THT/THR SOLDER CONNECTION 3.50 MM N OF POLES: 3 180° SOLDER PIN LENGTH (L): 1.5 MM TINNED TAPE | 0
34225 | 1761024001 | PCB PLUG-IN CONNECTOR MALE HEADER FLANGE THT/THR SOLDER CONNECTION 3.50 MM N OF POLES: 8 180° SOLDER PIN LENGTH (L): 1.5 MM TINNED TAPE | 0
34226 | 1761544002 | PCB PLUG-IN CONNECTOR MALE HEADER CLOSED SIDE THT/THR SOLDER CONNECTION 3.50 MM N OF POLES: 2 90° SOLDER PIN LENGTH (L): 1.5 MM TINNED TAPE | 0
34227 | 1761554002 | PCB PLUG-IN CONNECTOR MALE HEADER CLOSED SIDE THT/THR SOLDER CONNECTION 3.50 MM N OF POLES: 3 90° SOLDER PIN LENGTH (L): 1.5 MM TINNED TAPE | 0
34228 | 1761564001 | PCB PLUG-IN CONNECTOR MALE HEADER CLOSED SIDE THT/THR SOLDER CONNECTION 3.50 MM N OF POLES: 4 90° SOLDER PIN LENGTH (L): 1.5 MM TINNED TAPE | 0
34229 | 1761574002 | PCB PLUG-IN CONNECTOR MALE HEADER CLOSED SIDE THT/THR SOLDER CONNECTION 3.50 MM N OF POLES: 5 90° SOLDER PIN LENGTH (L): 1.5 MM TINNED TAPE | 0
34230 | 1761584001 | PCB PLUG-IN CONNECTOR MALE HEADER CLOSED SIDE THT/THR SOLDER CONNECTION 3.50 MM N OF POLES: 6 90° SOLDER PIN LENGTH (L): 1.5 MM TINNED TAPE | 0
34231 | 1761594001 | PCB PLUG-IN CONNECTOR MALE HEADER CLOSED SIDE THT/THR SOLDER CONNECTION 3.50 MM N OF POLES: 7 90° SOLDER PIN LENGTH (L): 1.5 MM TINNED TAPE | 0
34232 | 1761604001 | PCB PLUG-IN CONNECTOR MALE HEADER CLOSED SIDE THT/THR SOLDER CONNECTION 3.50 MM N OF POLES: 8 90° SOLDER PIN LENGTH (L): 1.5 MM TINNED TAPE | 0
34233 | 1761614001 | PCB PLUG-IN CONNECTOR MALE HEADER CLOSED SIDE THT/THR SOLDER CONNECTION 3.50 MM N OF POLES: 9 90° SOLDER PIN LENGTH (L): 1.5 MM TINNED TAPE | 0
34234 | 1761624001 | PCB PLUG-IN CONNECTOR MALE HEADER CLOSED SIDE THT/THR SOLDER CONNECTION 3.50 MM N OF POLES: 10 90° SOLDER PIN LENGTH (L): 1.5 MM TINNED TAPE | 0
34235 | 1761634001 | PCB PLUG-IN CONNECTOR MALE HEADER CLOSED SIDE THT/THR SOLDER CONNECTION 3.50 MM N OF POLES: 11 90° SOLDER PIN LENGTH (L): 1.5 MM TINNED TAPE | 0
34236 | 1761784001 | PCB PLUG-IN CONNECTOR MALE HEADER OPEN SIDE THT/THR SOLDER CONNECTION 3.50 MM N OF POLES: 3 90° SOLDER PIN LENGTH (L): 1.5 MM TINNED TAPE | 0
34237 | 1761814001 | PCB PLUG-IN CONNECTOR MALE HEADER OPEN SIDE THT/THR SOLDER CONNECTION 3.50 MM N OF POLES: 6 90° SOLDER PIN LENGTH (L): 1.5 MM TINNED TAPE | 0
34238 | 1761834001 | PCB PLUG-IN CONNECTOR MALE HEADER OPEN SIDE THT/THR SOLDER CONNECTION 3.50 MM N OF POLES: 8 90° SOLDER PIN LENGTH (L): 1.5 MM TINNED TAPE | 0
34239 | 1762064001 | PCB PLUG-IN CONNECTOR MALE HEADER FLANGE THT/THR SOLDER CONNECTION 3.50 MM N OF POLES: 8 90° SOLDER PIN LENGTH (L): 1.5 MM TINNED TAPE | 0
34240 | 1805210000 | PCB PLUG-IN CONNECTOR MALE HEADER SOLDER FLANGE THT/THR SOLDER CONNECTION 3.50 MM N OF POLES: 2 180° SOLDER PIN LENGTH (L): 1.5 MM TINNED TAPE | 0
34241 | 1805230000 | PCB PLUG-IN CONNECTOR MALE HEADER SOLDER FLANGE THT/THR SOLDER CONNECTION 3.50 MM N OF POLES: 3 180° SOLDER PIN LENGTH (L): 1.5 MM TINNED TAPE | 0
34242 | 1805240000 | PCB PLUG-IN CONNECTOR MALE HEADER SOLDER FLANGE THT/THR SOLDER CONNECTION 3.50 MM N OF POLES: 4 180° SOLDER PIN LENGTH (L): 1.5 MM TINNED TAPE | 0
34243 | 1805250000 | PCB PLUG-IN CONNECTOR MALE HEADER SOLDER FLANGE THT/THR SOLDER CONNECTION 3.50 MM N OF POLES: 5 180° SOLDER PIN LENGTH (L): 1.5 MM TINNED TAPE | 0
34244 | 1805270000 | PCB PLUG-IN CONNECTOR MALE HEADER SOLDER FLANGE THT/THR SOLDER CONNECTION 3.50 MM N OF POLES: 6 180° SOLDER PIN LENGTH (L): 1.5 MM TINNED TAPE | 0
34245 | 1805280000 | PCB PLUG-IN CONNECTOR MALE HEADER SOLDER FLANGE THT/THR SOLDER CONNECTION 3.50 MM N OF POLES: 7 180° SOLDER PIN LENGTH (L): 1.5 MM TINNED TAPE | 0
34246 | 1805290000 | PCB PLUG-IN CONNECTOR MALE HEADER SOLDER FLANGE THT/THR SOLDER CONNECTION 3.50 MM N OF POLES: 8 180° SOLDER PIN LENGTH (L): 1.5 MM TINNED TAPE | 0
34247 | 1805300000 | PCB PLUG-IN CONNECTOR MALE HEADER SOLDER FLANGE THT/THR SOLDER CONNECTION 3.50 MM N OF POLES: 9 180° SOLDER PIN LENGTH (L): 1.5 MM TINNED TAPE | 0
34248 | 1805310000 | PCB PLUG-IN CONNECTOR MALE HEADER SOLDER FLANGE THT/THR SOLDER CONNECTION 3.50 MM N OF POLES: 2 90° SOLDER PIN LENGTH (L): 1.5 MM TINNED TAPE | 0
34249 | 1805320000 | PCB PLUG-IN CONNECTOR MALE HEADER SOLDER FLANGE THT/THR SOLDER CONNECTION 3.50 MM N OF POLES: 3 90° SOLDER PIN LENGTH (L): 1.5 MM TINNED TAPE | 0
34250 | 1805330000 | PCB PLUG-IN CONNECTOR MALE HEADER SOLDER FLANGE THT/THR SOLDER CONNECTION 3.50 MM N OF POLES: 4 90° SOLDER PIN LENGTH (L): 1.5 MM TINNED TAPE | 0
34251 | 1805340000 | PCB PLUG-IN CONNECTOR MALE HEADER SOLDER FLANGE THT/THR SOLDER CONNECTION 3.50 MM N OF POLES: 5 90° SOLDER PIN LENGTH (L): 1.5 MM TINNED TAPE | 0
34252 | 1805350000 | PCB PLUG-IN CONNECTOR MALE HEADER SOLDER FLANGE THT/THR SOLDER CONNECTION 3.50 MM N OF POLES: 6 90° SOLDER PIN LENGTH (L): 1.5 MM TINNED TAPE | 0
34253 | 1805360000 | PCB PLUG-IN CONNECTOR MALE HEADER SOLDER FLANGE THT/THR SOLDER CONNECTION 3.50 MM N OF POLES: 7 90° SOLDER PIN LENGTH (L): 1.5 MM TINNED TAPE | 0
34254 | 1805370000 | PCB PLUG-IN CONNECTOR MALE HEADER SOLDER FLANGE THT/THR SOLDER CONNECTION 3.50 MM N OF POLES: 8 90° SOLDER PIN LENGTH (L): 1.5 MM TINNED TAPE | 0
34255 | 1805380000 | PCB PLUG-IN CONNECTOR MALE HEADER SOLDER FLANGE THT/THR SOLDER CONNECTION 3.50 MM N OF POLES: 9 90° SOLDER PIN LENGTH (L): 1.5 MM TINNED TAPE | 0
34256 | 1824420000 | PRINTED CIRCUIT BOARD TERMINALS 3.50 MM N OF POLES: 2 90° SOLDER PIN LENGTH (L): 3.5 MM PUSH IN WITH ACTUATOR CLAMPING RANGE MAX. : 1.5 MM² T | 49
34257 | 1824430000 | PRINTED CIRCUIT BOARD TERMINALS 3.50 MM N OF POLES: 3 90° SOLDER PIN LENGTH (L): 3.5 MM PUSH IN WITH ACTUATOR CLAMPING RANGE MAX. : 1.5 MM² T | 49
34258 | 1824440000 | PRINTED CIRCUIT BOARD TERMINALS 3.50 MM N OF POLES: 4 90° SOLDER PIN LENGTH (L): 3.5 MM PUSH IN WITH ACTUATOR CLAMPING RANGE MAX. : 1.5 MM² T | 51
34259 | 1824450000 | PRINTED CIRCUIT BOARD TERMINALS 3.50 MM N OF POLES: 5 90° SOLDER PIN LENGTH (L): 3.5 MM PUSH IN WITH ACTUATOR CLAMPING RANGE MAX. : 1.5 MM² T | 49
34260 | 1824460000 | PRINTED CIRCUIT BOARD TERMINALS 3.50 MM N OF POLES: 6 90° SOLDER PIN LENGTH (L): 3.5 MM PUSH IN WITH ACTUATOR CLAMPING RANGE MAX. : 1.5 MM² T | 49
34261 | 1824470000 | PRINTED CIRCUIT BOARD TERMINALS 3.50 MM N OF POLES: 7 90° SOLDER PIN LENGTH (L): 3.5 MM PUSH IN WITH ACTUATOR CLAMPING RANGE MAX. : 1.5 MM² T | 49
34262 | 1824480000 | PRINTED CIRCUIT BOARD TERMINALS 3.50 MM N OF POLES: 8 90° SOLDER PIN LENGTH (L): 3.5 MM PUSH IN WITH ACTUATOR CLAMPING RANGE MAX. : 1.5 MM² T | 49
34263 | 1824490000 | PRINTED CIRCUIT BOARD TERMINALS 3.50 MM N OF POLES: 9 90° SOLDER PIN LENGTH (L): 3.5 MM PUSH IN WITH ACTUATOR CLAMPING RANGE MAX. : 1.5 MM² T | 49
34264 | 1824500000 | PRINTED CIRCUIT BOARD TERMINALS 3.50 MM N OF POLES: 10 90° SOLDER PIN LENGTH (L): 3.5 MM PUSH IN WITH ACTUATOR CLAMPING RANGE MAX. : 1.5 MM² T | 51
34265 | 1824510000 | PRINTED CIRCUIT BOARD TERMINALS 3.50 MM N OF POLES: 11 90° SOLDER PIN LENGTH (L): 3.5 MM PUSH IN WITH ACTUATOR CLAMPING RANGE MAX. : 1.5 MM² T | 49
34266 | 1824520000 | PRINTED CIRCUIT BOARD TERMINALS 3.50 MM N OF POLES: 12 90° SOLDER PIN LENGTH (L): 3.5 MM PUSH IN WITH ACTUATOR CLAMPING RANGE MAX. : 1.5 MM² T | 49
34267 | 1824620000 | PRINTED CIRCUIT BOARD TERMINALS 3.81 MM N OF POLES: 2 90° SOLDER PIN LENGTH (L): 3.5 MM PUSH IN WITH ACTUATOR CLAMPING RANGE MAX. : 1.5 MM² T | 122
34268 | 1824630000 | PRINTED CIRCUIT BOARD TERMINALS 3.81 MM N OF POLES: 3 90° SOLDER PIN LENGTH (L): 3.5 MM PUSH IN WITH ACTUATOR CLAMPING RANGE MAX. : 1.5 MM² T | 51
34269 | 1824640000 | PRINTED CIRCUIT BOARD TERMINALS 3.81 MM N OF POLES: 4 90° SOLDER PIN LENGTH (L): 3.5 MM PUSH IN WITH ACTUATOR CLAMPING RANGE MAX. : 1.5 MM² T | 51
34270 | 1824650000 | PRINTED CIRCUIT BOARD TERMINALS 3.81 MM N OF POLES: 5 90° SOLDER PIN LENGTH (L): 3.5 MM PUSH IN WITH ACTUATOR CLAMPING RANGE MAX. : 1.5 MM² T | 49
34271 | 1824660000 | PRINTED CIRCUIT BOARD TERMINALS 3.81 MM N OF POLES: 6 90° SOLDER PIN LENGTH (L): 3.5 MM PUSH IN WITH ACTUATOR CLAMPING RANGE MAX. : 1.5 MM² T | 49
34272 | 1824690000 | PRINTED CIRCUIT BOARD TERMINALS 3.81 MM N OF POLES: 7 90° SOLDER PIN LENGTH (L): 3.5 MM PUSH IN WITH ACTUATOR CLAMPING RANGE MAX. : 1.5 MM² T | 49
34273 | 1824700000 | PRINTED CIRCUIT BOARD TERMINALS 3.81 MM N OF POLES: 8 90° SOLDER PIN LENGTH (L): 3.5 MM PUSH IN WITH ACTUATOR CLAMPING RANGE MAX. : 1.5 MM² T | 122
34274 | 1824710000 | PRINTED CIRCUIT BOARD TERMINALS 3.81 MM N OF POLES: 9 90° SOLDER PIN LENGTH (L): 3.5 MM PUSH IN WITH ACTUATOR CLAMPING RANGE MAX. : 1.5 MM² T | 51
34275 | 1824720000 | PRINTED CIRCUIT BOARD TERMINALS 3.81 MM N OF POLES: 10 90° SOLDER PIN LENGTH (L): 3.5 MM PUSH IN WITH ACTUATOR CLAMPING RANGE MAX. : 1.5 MM² T | 51
34276 | 1824730000 | PRINTED CIRCUIT BOARD TERMINALS 3.81 MM N OF POLES: 11 90° SOLDER PIN LENGTH (L): 3.5 MM PUSH IN WITH ACTUATOR CLAMPING RANGE MAX. : 1.5 MM² T | 122
34277 | 1824740000 | PRINTED CIRCUIT BOARD TERMINALS 5.00 MM N OF POLES: 2 90° SOLDER PIN LENGTH (L): 3.5 MM PUSH IN WITH ACTUATOR CLAMPING RANGE MAX. : 1.5 MM² T | 49
34278 | 1824750000 | PRINTED CIRCUIT BOARD TERMINALS 5.00 MM N OF POLES: 3 90° SOLDER PIN LENGTH (L): 3.5 MM PUSH IN WITH ACTUATOR CLAMPING RANGE MAX. : 1.5 MM² T | 51
34279 | 1824760000 | PRINTED CIRCUIT BOARD TERMINALS 5.00 MM N OF POLES: 4 90° SOLDER PIN LENGTH (L): 3.5 MM PUSH IN WITH ACTUATOR CLAMPING RANGE MAX. : 1.5 MM² T | 51
34280 | 1824770000 | PRINTED CIRCUIT BOARD TERMINALS 5.00 MM N OF POLES: 5 90° SOLDER PIN LENGTH (L): 3.5 MM PUSH IN WITH ACTUATOR CLAMPING RANGE MAX. : 1.5 MM² T | 101
34281 | 1824780000 | PRINTED CIRCUIT BOARD TERMINALS 5.00 MM N OF POLES: 6 90° SOLDER PIN LENGTH (L): 3.5 MM PUSH IN WITH ACTUATOR CLAMPING RANGE MAX. : 1.5 MM² T | 49
34282 | 1824790000 | PRINTED CIRCUIT BOARD TERMINALS 5.00 MM N OF POLES: 7 90° SOLDER PIN LENGTH (L): 3.5 MM PUSH IN WITH ACTUATOR CLAMPING RANGE MAX. : 1.5 MM² T | 49
34283 | 1824800000 | PRINTED CIRCUIT BOARD TERMINALS 5.00 MM N OF POLES: 8 90° SOLDER PIN LENGTH (L): 3.5 MM PUSH IN WITH ACTUATOR CLAMPING RANGE MAX. : 1.5 MM² T | 51
34284 | 1824810000 | PRINTED CIRCUIT BOARD TERMINALS 5.08 MM N OF POLES: 2 90° SOLDER PIN LENGTH (L): 3.5 MM PUSH IN WITH ACTUATOR CLAMPING RANGE MAX. : 1.5 MM² T | 49
34285 | 1824820000 | PRINTED CIRCUIT BOARD TERMINALS 5.08 MM N OF POLES: 3 90° SOLDER PIN LENGTH (L): 3.5 MM PUSH IN WITH ACTUATOR CLAMPING RANGE MAX. : 1.5 MM² T | 49
34286 | 1824830000 | PRINTED CIRCUIT BOARD TERMINALS 5.08 MM N OF POLES: 4 90° SOLDER PIN LENGTH (L): 3.5 MM PUSH IN WITH ACTUATOR CLAMPING RANGE MAX. : 1.5 MM² T | 51
34287 | 1824840000 | PRINTED CIRCUIT BOARD TERMINALS 5.08 MM N OF POLES: 5 90° SOLDER PIN LENGTH (L): 3.5 MM PUSH IN WITH ACTUATOR CLAMPING RANGE MAX. : 1.5 MM² T | 49
34288 | 1824850000 | PRINTED CIRCUIT BOARD TERMINALS 5.08 MM N OF POLES: 6 90° SOLDER PIN LENGTH (L): 3.5 MM PUSH IN WITH ACTUATOR CLAMPING RANGE MAX. : 1.5 MM² T | 49
34289 | 1824860000 | PRINTED CIRCUIT BOARD TERMINALS 5.08 MM N OF POLES: 7 90° SOLDER PIN LENGTH (L): 3.5 MM PUSH IN WITH ACTUATOR CLAMPING RANGE MAX. : 1.5 MM² T | 49
34290 | 1824870000 | PRINTED CIRCUIT BOARD TERMINALS 5.08 MM N OF POLES: 8 90° SOLDER PIN LENGTH (L): 3.5 MM PUSH IN WITH ACTUATOR CLAMPING RANGE MAX. : 1.5 MM² T | 49
34291 | 1824880000 | PRINTED CIRCUIT BOARD TERMINALS 7.50 MM N OF POLES: 2 90° SOLDER PIN LENGTH (L): 3.5 MM PUSH IN WITH ACTUATOR CLAMPING RANGE MAX. : 1.5 MM² T | 49
34292 | 1824890000 | PRINTED CIRCUIT BOARD TERMINALS 7.50 MM N OF POLES: 3 90° SOLDER PIN LENGTH (L): 3.5 MM PUSH IN WITH ACTUATOR CLAMPING RANGE MAX. : 1.5 MM² T | 49
34293 | 1824900000 | PRINTED CIRCUIT BOARD TERMINALS 7.50 MM N OF POLES: 4 90° SOLDER PIN LENGTH (L): 3.5 MM PUSH IN WITH ACTUATOR CLAMPING RANGE MAX. : 1.5 MM² T | 49
34294 | 1824910000 | PRINTED CIRCUIT BOARD TERMINALS 7.50 MM N OF POLES: 5 90° SOLDER PIN LENGTH (L): 3.5 MM PUSH IN WITH ACTUATOR CLAMPING RANGE MAX. : 1.5 MM² T | 49
34295 | 1824920000 | PRINTED CIRCUIT BOARD TERMINALS 7.50 MM N OF POLES: 6 90° SOLDER PIN LENGTH (L): 3.5 MM PUSH IN WITH ACTUATOR CLAMPING RANGE MAX. : 1.5 MM² T | 49
34296 | 1824930000 | PRINTED CIRCUIT BOARD TERMINALS 7.50 MM N OF POLES: 7 90° SOLDER PIN LENGTH (L): 3.5 MM PUSH IN WITH ACTUATOR CLAMPING RANGE MAX. : 1.5 MM² T | 49
34297 | 1824940000 | PRINTED CIRCUIT BOARD TERMINALS 7.50 MM N OF POLES: 8 90° SOLDER PIN LENGTH (L): 3.5 MM PUSH IN WITH ACTUATOR CLAMPING RANGE MAX. : 1.5 MM² T | 49
34298 | 1824950000 | PRINTED CIRCUIT BOARD TERMINALS 7.62 MM N OF POLES: 2 90° SOLDER PIN LENGTH (L): 3.5 MM PUSH IN WITH ACTUATOR CLAMPING RANGE MAX. : 1.5 MM² T | 49
34299 | 1824960000 | PRINTED CIRCUIT BOARD TERMINALS 7.62 MM N OF POLES: 3 90° SOLDER PIN LENGTH (L): 3.5 MM PUSH IN WITH ACTUATOR CLAMPING RANGE MAX. : 1.5 MM² T | 49
34300 | 1824970000 | PRINTED CIRCUIT BOARD TERMINALS 7.62 MM N OF POLES: 4 90° SOLDER PIN LENGTH (L): 3.5 MM PUSH IN WITH ACTUATOR CLAMPING RANGE MAX. : 1.5 MM² T | 49
34301 | 1824980000 | PRINTED CIRCUIT BOARD TERMINALS 7.62 MM N OF POLES: 5 90° SOLDER PIN LENGTH (L): 3.5 MM PUSH IN WITH ACTUATOR CLAMPING RANGE MAX. : 1.5 MM² T | 49
34302 | 1824990000 | PRINTED CIRCUIT BOARD TERMINALS 7.62 MM N OF POLES: 6 90° SOLDER PIN LENGTH (L): 3.5 MM PUSH IN WITH ACTUATOR CLAMPING RANGE MAX. : 1.5 MM² T | 49
34303 | 1825000000 | PRINTED CIRCUIT BOARD TERMINALS 7.62 MM N OF POLES: 7 90° SOLDER PIN LENGTH (L): 3.5 MM PUSH IN WITH ACTUATOR CLAMPING RANGE MAX. : 1.5 MM² T | 49
34304 | 1825010000 | PRINTED CIRCUIT BOARD TERMINALS 7.62 MM N OF POLES: 8 90° SOLDER PIN LENGTH (L): 3.5 MM PUSH IN WITH ACTUATOR CLAMPING RANGE MAX. : 1.5 MM² T | 49
34305 | 1825300000 | PRINTED CIRCUIT BOARD TERMINALS 3.81 MM N OF POLES: 12 90° SOLDER PIN LENGTH (L): 3.5 MM PUSH IN WITH ACTUATOR CLAMPING RANGE MAX. : 1.5 MM² T | 122
34306 | 1825640000 | PRINTED CIRCUIT BOARD TERMINALS 3.50 MM N OF POLES: 2 180° SOLDER PIN LENGTH (L): 3.5 MM PUSH IN WITH ACTUATOR CLAMPING RANGE MAX. : 1.5 MM² T | 49
34307 | 1825650000 | PRINTED CIRCUIT BOARD TERMINALS 3.50 MM N OF POLES: 3 180° SOLDER PIN LENGTH (L): 3.5 MM PUSH IN WITH ACTUATOR CLAMPING RANGE MAX. : 1.5 MM² T | 49
34308 | 1825660000 | PRINTED CIRCUIT BOARD TERMINALS 3.50 MM N OF POLES: 4 180° SOLDER PIN LENGTH (L): 3.5 MM PUSH IN WITH ACTUATOR CLAMPING RANGE MAX. : 1.5 MM² T | 51
34309 | 1825670000 | PRINTED CIRCUIT BOARD TERMINALS 3.50 MM N OF POLES: 5 180° SOLDER PIN LENGTH (L): 3.5 MM PUSH IN WITH ACTUATOR CLAMPING RANGE MAX. : 1.5 MM² T | 49
34310 | 1825680000 | PRINTED CIRCUIT BOARD TERMINALS 3.50 MM N OF POLES: 6 180° SOLDER PIN LENGTH (L): 3.5 MM PUSH IN WITH ACTUATOR CLAMPING RANGE MAX. : 1.5 MM² T | 49
34311 | 1825690000 | PRINTED CIRCUIT BOARD TERMINALS 3.50 MM N OF POLES: 7 180° SOLDER PIN LENGTH (L): 3.5 MM PUSH IN WITH ACTUATOR CLAMPING RANGE MAX. : 1.5 MM² T | 49
34312 | 1825700000 | PRINTED CIRCUIT BOARD TERMINALS 3.50 MM N OF POLES: 8 180° SOLDER PIN LENGTH (L): 3.5 MM PUSH IN WITH ACTUATOR CLAMPING RANGE MAX. : 1.5 MM² T | 49
34313 | 1825710000 | PRINTED CIRCUIT BOARD TERMINALS 3.50 MM N OF POLES: 9 180° SOLDER PIN LENGTH (L): 3.5 MM PUSH IN WITH ACTUATOR CLAMPING RANGE MAX. : 1.5 MM² T | 49
34314 | 1825720000 | PRINTED CIRCUIT BOARD TERMINALS 3.50 MM N OF POLES: 10 180° SOLDER PIN LENGTH (L): 3.5 MM PUSH IN WITH ACTUATOR CLAMPING RANGE MAX. : 1.5 MM² T | 51
34315 | 1825730000 | PRINTED CIRCUIT BOARD TERMINALS 3.50 MM N OF POLES: 11 180° SOLDER PIN LENGTH (L): 3.5 MM PUSH IN WITH ACTUATOR CLAMPING RANGE MAX. : 1.5 MM² T | 49
34316 | 1825740000 | PRINTED CIRCUIT BOARD TERMINALS 3.50 MM N OF POLES: 12 180° SOLDER PIN LENGTH (L): 3.5 MM PUSH IN WITH ACTUATOR CLAMPING RANGE MAX. : 1.5 MM² T | 49
34317 | 1825790000 | PRINTED CIRCUIT BOARD TERMINALS 3.81 MM N OF POLES: 2 180° SOLDER PIN LENGTH (L): 3.5 MM PUSH IN WITH ACTUATOR CLAMPING RANGE MAX. : 1.5 MM² T | 122
34318 | 1825800000 | PRINTED CIRCUIT BOARD TERMINALS 3.81 MM N OF POLES: 3 180° SOLDER PIN LENGTH (L): 3.5 MM PUSH IN WITH ACTUATOR CLAMPING RANGE MAX. : 1.5 MM² T | 122
34319 | 1825810000 | PRINTED CIRCUIT BOARD TERMINALS 3.81 MM N OF POLES: 4 180° SOLDER PIN LENGTH (L): 3.5 MM PUSH IN WITH ACTUATOR CLAMPING RANGE MAX. : 1.5 MM² T | 122
34320 | 1825820000 | PRINTED CIRCUIT BOARD TERMINALS 3.81 MM N OF POLES: 5 180° SOLDER PIN LENGTH (L): 3.5 MM PUSH IN WITH ACTUATOR CLAMPING RANGE MAX. : 1.5 MM² T | 122
34321 | 1825830000 | PRINTED CIRCUIT BOARD TERMINALS 3.81 MM N OF POLES: 6 180° SOLDER PIN LENGTH (L): 3.5 MM PUSH IN WITH ACTUATOR CLAMPING RANGE MAX. : 1.5 MM² T | 122
34322 | 1825840000 | PRINTED CIRCUIT BOARD TERMINALS 3.81 MM N OF POLES: 7 180° SOLDER PIN LENGTH (L): 3.5 MM PUSH IN WITH ACTUATOR CLAMPING RANGE MAX. : 1.5 MM² T | 122
34323 | 1825850000 | PRINTED CIRCUIT BOARD TERMINALS 3.81 MM N OF POLES: 8 180° SOLDER PIN LENGTH (L): 3.5 MM PUSH IN WITH ACTUATOR CLAMPING RANGE MAX. : 1.5 MM² T | 122
34324 | 1825870000 | PRINTED CIRCUIT BOARD TERMINALS 3.81 MM N OF POLES: 9 180° SOLDER PIN LENGTH (L): 3.5 MM PUSH IN WITH ACTUATOR CLAMPING RANGE MAX. : 1.5 MM² T | 122
34325 | 1825880000 | PRINTED CIRCUIT BOARD TERMINALS 3.81 MM N OF POLES: 10 180° SOLDER PIN LENGTH (L): 3.5 MM PUSH IN WITH ACTUATOR CLAMPING RANGE MAX. : 1.5 MM² T | 1
34326 | 1825890000 | PRINTED CIRCUIT BOARD TERMINALS 3.81 MM N OF POLES: 11 180° SOLDER PIN LENGTH (L): 3.5 MM PUSH IN WITH ACTUATOR CLAMPING RANGE MAX. : 1.5 MM² T | 122
34327 | 1825920000 | PRINTED CIRCUIT BOARD TERMINALS 3.81 MM N OF POLES: 12 180° SOLDER PIN LENGTH (L): 3.5 MM PUSH IN WITH ACTUATOR CLAMPING RANGE MAX. : 1.5 MM² T | 122
34328 | 1825960000 | PRINTED CIRCUIT BOARD TERMINALS 5.00 MM N OF POLES: 2 180° SOLDER PIN LENGTH (L): 3.5 MM PUSH IN WITH ACTUATOR CLAMPING RANGE MAX. : 1.5 MM² T | 49
34329 | 1825970000 | PRINTED CIRCUIT BOARD TERMINALS 5.00 MM N OF POLES: 3 180° SOLDER PIN LENGTH (L): 3.5 MM PUSH IN WITH ACTUATOR CLAMPING RANGE MAX. : 1.5 MM² T | 51
34330 | 1825980000 | PRINTED CIRCUIT BOARD TERMINALS 5.00 MM N OF POLES: 4 180° SOLDER PIN LENGTH (L): 3.5 MM PUSH IN WITH ACTUATOR CLAMPING RANGE MAX. : 1.5 MM² T | 51
34331 | 1825990000 | PRINTED CIRCUIT BOARD TERMINALS 5.00 MM N OF POLES: 5 180° SOLDER PIN LENGTH (L): 3.5 MM PUSH IN WITH ACTUATOR CLAMPING RANGE MAX. : 1.5 MM² T | 49
34332 | 1826000000 | PRINTED CIRCUIT BOARD TERMINALS 5.00 MM N OF POLES: 6 180° SOLDER PIN LENGTH (L): 3.5 MM PUSH IN WITH ACTUATOR CLAMPING RANGE MAX. : 1.5 MM² T | 49
34333 | 1826010000 | PRINTED CIRCUIT BOARD TERMINALS 5.00 MM N OF POLES: 7 180° SOLDER PIN LENGTH (L): 3.5 MM PUSH IN WITH ACTUATOR CLAMPING RANGE MAX. : 1.5 MM² T | 49
34334 | 1826020000 | PRINTED CIRCUIT BOARD TERMINALS 5.00 MM N OF POLES: 8 180° SOLDER PIN LENGTH (L): 3.5 MM PUSH IN WITH ACTUATOR CLAMPING RANGE MAX. : 1.5 MM² T | 51
34335 | 1826040000 | PRINTED CIRCUIT BOARD TERMINALS 5.08 MM N OF POLES: 2 180° SOLDER PIN LENGTH (L): 3.5 MM PUSH IN WITH ACTUATOR CLAMPING RANGE MAX. : 1.5 MM² T | 49
34336 | 1826060000 | PRINTED CIRCUIT BOARD TERMINALS 5.08 MM N OF POLES: 3 180° SOLDER PIN LENGTH (L): 3.5 MM PUSH IN WITH ACTUATOR CLAMPING RANGE MAX. : 1.5 MM² T | 49
34337 | 1826070000 | PRINTED CIRCUIT BOARD TERMINALS 5.08 MM N OF POLES: 4 180° SOLDER PIN LENGTH (L): 3.5 MM PUSH IN WITH ACTUATOR CLAMPING RANGE MAX. : 1.5 MM² T | 51
34338 | 1826080000 | PRINTED CIRCUIT BOARD TERMINALS 5.08 MM N OF POLES: 5 180° SOLDER PIN LENGTH (L): 3.5 MM PUSH IN WITH ACTUATOR CLAMPING RANGE MAX. : 1.5 MM² T | 49
34339 | 1826100000 | PRINTED CIRCUIT BOARD TERMINALS 5.08 MM N OF POLES: 6 180° SOLDER PIN LENGTH (L): 3.5 MM PUSH IN WITH ACTUATOR CLAMPING RANGE MAX. : 1.5 MM² T | 49
34340 | 1826110000 | PRINTED CIRCUIT BOARD TERMINALS 5.08 MM N OF POLES: 7 180° SOLDER PIN LENGTH (L): 3.5 MM PUSH IN WITH ACTUATOR CLAMPING RANGE MAX. : 1.5 MM² T | 49
34341 | 1826120000 | PRINTED CIRCUIT BOARD TERMINALS 5.08 MM N OF POLES: 8 180° SOLDER PIN LENGTH (L): 3.5 MM PUSH IN WITH ACTUATOR CLAMPING RANGE MAX. : 1.5 MM² T | 331
34342 | 1826130000 | PRINTED CIRCUIT BOARD TERMINALS 7.50 MM N OF POLES: 2 180° SOLDER PIN LENGTH (L): 3.5 MM PUSH IN WITH ACTUATOR CLAMPING RANGE MAX. : 1.5 MM² T | 49
34343 | 1826140000 | PRINTED CIRCUIT BOARD TERMINALS 7.50 MM N OF POLES: 3 180° SOLDER PIN LENGTH (L): 3.5 MM PUSH IN WITH ACTUATOR CLAMPING RANGE MAX. : 1.5 MM² T | 49
34344 | 1826150000 | PRINTED CIRCUIT BOARD TERMINALS 7.50 MM N OF POLES: 4 180° SOLDER PIN LENGTH (L): 3.5 MM PUSH IN WITH ACTUATOR CLAMPING RANGE MAX. : 1.5 MM² T | 51
34345 | 1826160000 | PRINTED CIRCUIT BOARD TERMINALS 7.50 MM N OF POLES: 5 180° SOLDER PIN LENGTH (L): 3.5 MM PUSH IN WITH ACTUATOR CLAMPING RANGE MAX. : 1.5 MM² T | 49
34346 | 1826170000 | PRINTED CIRCUIT BOARD TERMINALS 7.50 MM N OF POLES: 6 180° SOLDER PIN LENGTH (L): 3.5 MM PUSH IN WITH ACTUATOR CLAMPING RANGE MAX. : 1.5 MM² T | 49
34347 | 1826180000 | PRINTED CIRCUIT BOARD TERMINALS 7.50 MM N OF POLES: 7 180° SOLDER PIN LENGTH (L): 3.5 MM PUSH IN WITH ACTUATOR CLAMPING RANGE MAX. : 1.5 MM² T | 49
34348 | 1826190000 | PRINTED CIRCUIT BOARD TERMINALS 7.50 MM N OF POLES: 8 180° SOLDER PIN LENGTH (L): 3.5 MM PUSH IN WITH ACTUATOR CLAMPING RANGE MAX. : 1.5 MM² T | 49
34349 | 1826210000 | PRINTED CIRCUIT BOARD TERMINALS 7.62 MM N OF POLES: 2 180° SOLDER PIN LENGTH (L): 3.5 MM PUSH IN WITH ACTUATOR CLAMPING RANGE MAX. : 1.5 MM² T | 122
34350 | 1826220000 | PRINTED CIRCUIT BOARD TERMINALS 7.62 MM N OF POLES: 3 180° SOLDER PIN LENGTH (L): 3.5 MM PUSH IN WITH ACTUATOR CLAMPING RANGE MAX. : 1.5 MM² T | 122
34351 | 1826230000 | PRINTED CIRCUIT BOARD TERMINALS 7.62 MM N OF POLES: 4 180° SOLDER PIN LENGTH (L): 3.5 MM PUSH IN WITH ACTUATOR CLAMPING RANGE MAX. : 1.5 MM² T | 122
34352 | 1826240000 | PRINTED CIRCUIT BOARD TERMINALS 7.62 MM N OF POLES: 5 180° SOLDER PIN LENGTH (L): 3.5 MM PUSH IN WITH ACTUATOR CLAMPING RANGE MAX. : 1.5 MM² T | 49
34353 | 1826250000 | PRINTED CIRCUIT BOARD TERMINALS 7.62 MM N OF POLES: 6 180° SOLDER PIN LENGTH (L): 3.5 MM PUSH IN WITH ACTUATOR CLAMPING RANGE MAX. : 1.5 MM² T | 122
34354 | 1826260000 | PRINTED CIRCUIT BOARD TERMINALS 7.62 MM N OF POLES: 7 180° SOLDER PIN LENGTH (L): 3.5 MM PUSH IN WITH ACTUATOR CLAMPING RANGE MAX. : 1.5 MM² T | 122
34355 | 1826270000 | PRINTED CIRCUIT BOARD TERMINALS 7.62 MM N OF POLES: 8 180° SOLDER PIN LENGTH (L): 3.5 MM PUSH IN WITH ACTUATOR CLAMPING RANGE MAX. : 1.5 MM² T | 122
34356 | 1862720000 | PCB PLUG-IN CONNECTOR MALE HEADER SOLDER FLANGE THT/THR SOLDER CONNECTION 3.81 MM N OF POLES: 2 90° SOLDER PIN LENGTH (L): 1.5 MM TINNED TAPE | 0
34357 | 1862750000 | PCB PLUG-IN CONNECTOR MALE HEADER SOLDER FLANGE THT/THR SOLDER CONNECTION 3.81 MM N OF POLES: 3 90° SOLDER PIN LENGTH (L): 1.5 MM TINNED TAPE | 0
34358 | 1862770000 | PCB PLUG-IN CONNECTOR MALE HEADER SOLDER FLANGE THT/THR SOLDER CONNECTION 3.81 MM N OF POLES: 4 90° SOLDER PIN LENGTH (L): 1.5 MM TINNED TAPE | 0
34359 | 1862810000 | PCB PLUG-IN CONNECTOR MALE HEADER CLOSED SIDE THT/THR SOLDER CONNECTION 3.81 MM N OF POLES: 2 90° SOLDER PIN LENGTH (L): 3.2 MM TINNED TAPE | 0
34360 | 1862830000 | PCB PLUG-IN CONNECTOR MALE HEADER SOLDER FLANGE THT/THR SOLDER CONNECTION 3.81 MM N OF POLES: 7 90° SOLDER PIN LENGTH (L): 1.5 MM TINNED TAPE | 0
34361 | 1862840000 | PCB PLUG-IN CONNECTOR MALE HEADER CLOSED SIDE THT/THR SOLDER CONNECTION 3.81 MM N OF POLES: 3 90° SOLDER PIN LENGTH (L): 3.2 MM TINNED TAPE | 0
34362 | 1862860000 | PCB PLUG-IN CONNECTOR MALE HEADER CLOSED SIDE THT/THR SOLDER CONNECTION 3.81 MM N OF POLES: 4 90° SOLDER PIN LENGTH (L): 3.2 MM TINNED TAPE | 0
34363 | 1862870000 | PCB PLUG-IN CONNECTOR MALE HEADER CLOSED SIDE THT/THR SOLDER CONNECTION 3.81 MM N OF POLES: 5 90° SOLDER PIN LENGTH (L): 3.2 MM TINNED TAPE | 0
34364 | 1862880000 | PCB PLUG-IN CONNECTOR MALE HEADER CLOSED SIDE THT/THR SOLDER CONNECTION 3.81 MM N OF POLES: 6 90° SOLDER PIN LENGTH (L): 3.2 MM TINNED TAPE | 0
34365 | 1862900000 | PCB PLUG-IN CONNECTOR MALE HEADER CLOSED SIDE THT/THR SOLDER CONNECTION 3.81 MM N OF POLES: 8 90° SOLDER PIN LENGTH (L): 3.2 MM TINNED TAPE | 0
34366 | 1862930000 | PCB PLUG-IN CONNECTOR MALE HEADER CLOSED SIDE THT/THR SOLDER CONNECTION 3.81 MM N OF POLES: 10 90° SOLDER PIN LENGTH (L): 3.2 MM TINNED TAPE | 0
34367 | 1863140000 | PCB PLUG-IN CONNECTOR MALE HEADER CLOSED SIDE THT/THR SOLDER CONNECTION 3.81 MM N OF POLES: 2 90° SOLDER PIN LENGTH (L): 1.5 MM TINNED TAPE | 0
34368 | 1863150000 | PCB PLUG-IN CONNECTOR MALE HEADER CLOSED SIDE THT/THR SOLDER CONNECTION 3.81 MM N OF POLES: 3 90° SOLDER PIN LENGTH (L): 1.5 MM TINNED TAPE | 0
34369 | 1863160000 | PCB PLUG-IN CONNECTOR MALE HEADER CLOSED SIDE THT/THR SOLDER CONNECTION 3.81 MM N OF POLES: 4 90° SOLDER PIN LENGTH (L): 1.5 MM TINNED TAPE | 0
34370 | 1863170000 | PCB PLUG-IN CONNECTOR MALE HEADER CLOSED SIDE THT/THR SOLDER CONNECTION 3.81 MM N OF POLES: 5 90° SOLDER PIN LENGTH (L): 1.5 MM TINNED TAPE | 0
34371 | 1863180000 | PCB PLUG-IN CONNECTOR MALE HEADER CLOSED SIDE THT/THR SOLDER CONNECTION 3.81 MM N OF POLES: 6 90° SOLDER PIN LENGTH (L): 1.5 MM TINNED TAPE | 0
34372 | 1863190000 | PCB PLUG-IN CONNECTOR MALE HEADER CLOSED SIDE THT/THR SOLDER CONNECTION 3.81 MM N OF POLES: 7 90° SOLDER PIN LENGTH (L): 1.5 MM TINNED TAPE | 0
34373 | 1863200000 | PCB PLUG-IN CONNECTOR MALE HEADER CLOSED SIDE THT/THR SOLDER CONNECTION 3.81 MM N OF POLES: 8 90° SOLDER PIN LENGTH (L): 1.5 MM TINNED TAPE | 0
34374 | 1863210000 | PCB PLUG-IN CONNECTOR MALE HEADER CLOSED SIDE THT/THR SOLDER CONNECTION 3.81 MM N OF POLES: 9 90° SOLDER PIN LENGTH (L): 1.5 MM TINNED TAPE | 0
34375 | 1863220000 | PCB PLUG-IN CONNECTOR MALE HEADER CLOSED SIDE THT/THR SOLDER CONNECTION 3.81 MM N OF POLES: 10 90° SOLDER PIN LENGTH (L): 1.5 MM TINNED TAPE | 0
34376 | 1863490000 | PCB PLUG-IN CONNECTOR MALE HEADER CLOSED SIDE THT/THR SOLDER CONNECTION 3.81 MM N OF POLES: 4 180° SOLDER PIN LENGTH (L): 3.2 MM TINNED TAPE | 0
34377 | 1863640000 | PCB PLUG-IN CONNECTOR MALE HEADER SOLDER FLANGE THT/THR SOLDER CONNECTION 3.81 MM N OF POLES: 8 180° SOLDER PIN LENGTH (L): 3.2 MM TINNED TAPE | 0
34378 | 1863890000 | PCB PLUG-IN CONNECTOR MALE HEADER SOLDER FLANGE THT/THR SOLDER CONNECTION 3.81 MM N OF POLES: 2 90° SOLDER PIN LENGTH (L): 3.2 MM TINNED TAPE | 0
34379 | 1863970000 | PCB PLUG-IN CONNECTOR MALE HEADER SOLDER FLANGE THT/THR SOLDER CONNECTION 3.81 MM N OF POLES: 3 90° SOLDER PIN LENGTH (L): 3.2 MM TINNED TAPE | 0
34380 | 1863980000 | PCB PLUG-IN CONNECTOR MALE HEADER SOLDER FLANGE THT/THR SOLDER CONNECTION 3.81 MM N OF POLES: 4 90° SOLDER PIN LENGTH (L): 3.2 MM TINNED TAPE | 0
34381 | 1864050000 | PCB PLUG-IN CONNECTOR MALE HEADER CLOSED SIDE THT/THR SOLDER CONNECTION 3.81 MM N OF POLES: 2 180° SOLDER PIN LENGTH (L): 1.5 MM TINNED TAPE | 0
34382 | 1864060000 | PCB PLUG-IN CONNECTOR MALE HEADER CLOSED SIDE THT/THR SOLDER CONNECTION 3.81 MM N OF POLES: 3 180° SOLDER PIN LENGTH (L): 1.5 MM TINNED TAPE | 0
34383 | 1864220000 | PCB PLUG-IN CONNECTOR MALE HEADER SOLDER FLANGE THT/THR SOLDER CONNECTION 3.81 MM N OF POLES: 2 180° SOLDER PIN LENGTH (L): 1.5 MM TINNED TAPE | 0
34384 | 1864230000 | PCB PLUG-IN CONNECTOR MALE HEADER SOLDER FLANGE THT/THR SOLDER CONNECTION 3.81 MM N OF POLES: 3 180° SOLDER PIN LENGTH (L): 1.5 MM TINNED TAPE | 0
34385 | 1864260000 | PCB PLUG-IN CONNECTOR MALE HEADER SOLDER FLANGE THT/THR SOLDER CONNECTION 3.81 MM N OF POLES: 6 180° SOLDER PIN LENGTH (L): 1.5 MM TINNED TAPE | 0
34386 | 1864270000 | PCB PLUG-IN CONNECTOR MALE HEADER SOLDER FLANGE THT/THR SOLDER CONNECTION 3.81 MM N OF POLES: 7 180° SOLDER PIN LENGTH (L): 1.5 MM TINNED TAPE | 0
34387 | 1864290000 | PCB PLUG-IN CONNECTOR MALE HEADER CLOSED SIDE THT/THR SOLDER CONNECTION 3.81 MM N OF POLES: 4 180° SOLDER PIN LENGTH (L): 1.5 MM TINNED TAPE | 0
34388 | 1864300000 | PCB PLUG-IN CONNECTOR MALE HEADER CLOSED SIDE THT/THR SOLDER CONNECTION 3.81 MM N OF POLES: 5 180° SOLDER PIN LENGTH (L): 1.5 MM TINNED TAPE | 0
34389 | 1864310000 | PCB PLUG-IN CONNECTOR MALE HEADER CLOSED SIDE THT/THR SOLDER CONNECTION 3.81 MM N OF POLES: 6 180° SOLDER PIN LENGTH (L): 1.5 MM TINNED TAPE | 0
34390 | 1864320000 | PCB PLUG-IN CONNECTOR MALE HEADER CLOSED SIDE THT/THR SOLDER CONNECTION 3.81 MM N OF POLES: 7 180° SOLDER PIN LENGTH (L): 1.5 MM TINNED TAPE | 0
34391 | 1864330000 | PCB PLUG-IN CONNECTOR MALE HEADER CLOSED SIDE THT/THR SOLDER CONNECTION 3.81 MM N OF POLES: 8 180° SOLDER PIN LENGTH (L): 1.5 MM TINNED TAPE | 0
34392 | 1864350000 | PCB PLUG-IN CONNECTOR MALE HEADER CLOSED SIDE THT/THR SOLDER CONNECTION 3.81 MM N OF POLES: 10 180° SOLDER PIN LENGTH (L): 1.5 MM TINNED TAPE | 0
34393 | 1868290000 | PCB PLUG-IN CONNECTOR MALE HEADER OPEN SIDE THT/THR SOLDER CONNECTION 5.08 MM N OF POLES: 6 90° SOLDER PIN LENGTH (L): 3.2 MM TINNED TAPE | 0
34394 | 1868310000 | PCB PLUG-IN CONNECTOR MALE HEADER OPEN SIDE THT/THR SOLDER CONNECTION 5.08 MM N OF POLES: 4 90° SOLDER PIN LENGTH (L): 3.2 MM TINNED TAPE | 0
34395 | 1869260000 | PRINTED CIRCUIT BOARD TERMINALS 7.62 MM N OF POLES: 2 90° SOLDER PIN LENGTH (L): 1.5 MM PUSH IN WITH ACTUATOR CLAMPING RANGE MAX. : 1.5 MM² T | 122
34396 | 1869270000 | PRINTED CIRCUIT BOARD TERMINALS 7.62 MM N OF POLES: 3 90° SOLDER PIN LENGTH (L): 1.5 MM PUSH IN WITH ACTUATOR CLAMPING RANGE MAX. : 1.5 MM² T | 49
34397 | 1869280000 | PRINTED CIRCUIT BOARD TERMINALS 7.62 MM N OF POLES: 4 90° SOLDER PIN LENGTH (L): 1.5 MM PUSH IN WITH ACTUATOR CLAMPING RANGE MAX. : 1.5 MM² T | 122
34398 | 1869290000 | PRINTED CIRCUIT BOARD TERMINALS 7.62 MM N OF POLES: 5 90° SOLDER PIN LENGTH (L): 1.5 MM PUSH IN WITH ACTUATOR CLAMPING RANGE MAX. : 1.5 MM² T | 49
34399 | 1869300000 | PRINTED CIRCUIT BOARD TERMINALS 7.62 MM N OF POLES: 6 90° SOLDER PIN LENGTH (L): 1.5 MM PUSH IN WITH ACTUATOR CLAMPING RANGE MAX. : 1.5 MM² T | 49
34400 | 1869310000 | PRINTED CIRCUIT BOARD TERMINALS 7.62 MM N OF POLES: 7 90° SOLDER PIN LENGTH (L): 1.5 MM PUSH IN WITH ACTUATOR CLAMPING RANGE MAX. : 1.5 MM² T | 49
34401 | 1869360000 | PRINTED CIRCUIT BOARD TERMINALS 3.81 MM N OF POLES: 2 90° SOLDER PIN LENGTH (L): 1.5 MM PUSH IN WITH ACTUATOR CLAMPING RANGE MAX. : 1.5 MM² T | 122
34402 | 1869370000 | PRINTED CIRCUIT BOARD TERMINALS 3.81 MM N OF POLES: 3 90° SOLDER PIN LENGTH (L): 1.5 MM PUSH IN WITH ACTUATOR CLAMPING RANGE MAX. : 1.5 MM² T | 122
34403 | 1869380000 | PRINTED CIRCUIT BOARD TERMINALS 3.81 MM N OF POLES: 4 90° SOLDER PIN LENGTH (L): 1.5 MM PUSH IN WITH ACTUATOR CLAMPING RANGE MAX. : 1.5 MM² T | 122
34404 | 1869390000 | PRINTED CIRCUIT BOARD TERMINALS 3.81 MM N OF POLES: 5 90° SOLDER PIN LENGTH (L): 1.5 MM PUSH IN WITH ACTUATOR CLAMPING RANGE MAX. : 1.5 MM² T | 122
34405 | 1869400000 | PRINTED CIRCUIT BOARD TERMINALS 3.81 MM N OF POLES: 6 90° SOLDER PIN LENGTH (L): 1.5 MM PUSH IN WITH ACTUATOR CLAMPING RANGE MAX. : 1.5 MM² T | 122
34406 | 1869420000 | PRINTED CIRCUIT BOARD TERMINALS 3.81 MM N OF POLES: 8 90° SOLDER PIN LENGTH (L): 1.5 MM PUSH IN WITH ACTUATOR CLAMPING RANGE MAX. : 1.5 MM² T | 122
34407 | 1869430000 | PRINTED CIRCUIT BOARD TERMINALS 3.81 MM N OF POLES: 9 90° SOLDER PIN LENGTH (L): 1.5 MM PUSH IN WITH ACTUATOR CLAMPING RANGE MAX. : 1.5 MM² T | 122
34408 | 1869440000 | PRINTED CIRCUIT BOARD TERMINALS 3.81 MM N OF POLES: 10 90° SOLDER PIN LENGTH (L): 1.5 MM PUSH IN WITH ACTUATOR CLAMPING RANGE MAX. : 1.5 MM² T | 122
34409 | 1869450000 | PRINTED CIRCUIT BOARD TERMINALS 3.81 MM N OF POLES: 11 90° SOLDER PIN LENGTH (L): 1.5 MM PUSH IN WITH ACTUATOR CLAMPING RANGE MAX. : 1.5 MM² T | 122
34410 | 1869460000 | PRINTED CIRCUIT BOARD TERMINALS 3.81 MM N OF POLES: 12 90° SOLDER PIN LENGTH (L): 1.5 MM PUSH IN WITH ACTUATOR CLAMPING RANGE MAX. : 1.5 MM² T | 122
34411 | 1869470000 | PRINTED CIRCUIT BOARD TERMINALS 3.81 MM N OF POLES: 13 90° SOLDER PIN LENGTH (L): 1.5 MM PUSH IN WITH ACTUATOR CLAMPING RANGE MAX. : 1.5 MM² T | 122
34412 | 1869600000 | PRINTED CIRCUIT BOARD TERMINALS 5.00 MM N OF POLES: 2 90° SOLDER PIN LENGTH (L): 1.5 MM PUSH IN WITH ACTUATOR CLAMPING RANGE MAX. : 1.5 MM² T | 49
34413 | 1869610000 | PRINTED CIRCUIT BOARD TERMINALS 5.00 MM N OF POLES: 3 90° SOLDER PIN LENGTH (L): 1.5 MM PUSH IN WITH ACTUATOR CLAMPING RANGE MAX. : 1.5 MM² T | 49
34414 | 1869620000 | PRINTED CIRCUIT BOARD TERMINALS 5.00 MM N OF POLES: 4 90° SOLDER PIN LENGTH (L): 1.5 MM PUSH IN WITH ACTUATOR CLAMPING RANGE MAX. : 1.5 MM² T | 49
34415 | 1869630000 | PRINTED CIRCUIT BOARD TERMINALS 5.00 MM N OF POLES: 5 90° SOLDER PIN LENGTH (L): 1.5 MM PUSH IN WITH ACTUATOR CLAMPING RANGE MAX. : 1.5 MM² T | 101
34416 | 1869640000 | PRINTED CIRCUIT BOARD TERMINALS 5.00 MM N OF POLES: 6 90° SOLDER PIN LENGTH (L): 1.5 MM PUSH IN WITH ACTUATOR CLAMPING RANGE MAX. : 1.5 MM² T | 49
34417 | 1869650000 | PRINTED CIRCUIT BOARD TERMINALS 5.00 MM N OF POLES: 7 90° SOLDER PIN LENGTH (L): 1.5 MM PUSH IN WITH ACTUATOR CLAMPING RANGE MAX. : 1.5 MM² T | 49
34418 | 1869660000 | PRINTED CIRCUIT BOARD TERMINALS 5.00 MM N OF POLES: 8 90° SOLDER PIN LENGTH (L): 1.5 MM PUSH IN WITH ACTUATOR CLAMPING RANGE MAX. : 1.5 MM² T | 49
34419 | 1869670000 | PRINTED CIRCUIT BOARD TERMINALS 5.08 MM N OF POLES: 2 90° SOLDER PIN LENGTH (L): 1.5 MM PUSH IN WITH ACTUATOR CLAMPING RANGE MAX. : 1.5 MM² T | 49
34420 | 1869680000 | PRINTED CIRCUIT BOARD TERMINALS 5.08 MM N OF POLES: 3 90° SOLDER PIN LENGTH (L): 1.5 MM PUSH IN WITH ACTUATOR CLAMPING RANGE MAX. : 1.5 MM² T | 49
34421 | 1869690000 | PRINTED CIRCUIT BOARD TERMINALS 5.08 MM N OF POLES: 4 90° SOLDER PIN LENGTH (L): 1.5 MM PUSH IN WITH ACTUATOR CLAMPING RANGE MAX. : 1.5 MM² T | 49
34422 | 1869700000 | PRINTED CIRCUIT BOARD TERMINALS 5.08 MM N OF POLES: 5 90° SOLDER PIN LENGTH (L): 1.5 MM PUSH IN WITH ACTUATOR CLAMPING RANGE MAX. : 1.5 MM² T | 49
34423 | 1869710000 | PRINTED CIRCUIT BOARD TERMINALS 5.08 MM N OF POLES: 6 90° SOLDER PIN LENGTH (L): 1.5 MM PUSH IN WITH ACTUATOR CLAMPING RANGE MAX. : 1.5 MM² T | 49
34424 | 1869720000 | PRINTED CIRCUIT BOARD TERMINALS 5.08 MM N OF POLES: 7 90° SOLDER PIN LENGTH (L): 1.5 MM PUSH IN WITH ACTUATOR CLAMPING RANGE MAX. : 1.5 MM² T | 49
34425 | 1869730000 | PRINTED CIRCUIT BOARD TERMINALS 5.08 MM N OF POLES: 8 90° SOLDER PIN LENGTH (L): 1.5 MM PUSH IN WITH ACTUATOR CLAMPING RANGE MAX. : 1.5 MM² T | 49
34426 | 1869740000 | PRINTED CIRCUIT BOARD TERMINALS 7.50 MM N OF POLES: 2 90° SOLDER PIN LENGTH (L): 1.5 MM PUSH IN WITH ACTUATOR CLAMPING RANGE MAX. : 1.5 MM² T | 49
34427 | 1869750000 | PRINTED CIRCUIT BOARD TERMINALS 7.50 MM N OF POLES: 3 90° SOLDER PIN LENGTH (L): 1.5 MM PUSH IN WITH ACTUATOR CLAMPING RANGE MAX. : 1.5 MM² T | 49
34428 | 1869760000 | PRINTED CIRCUIT BOARD TERMINALS 7.50 MM N OF POLES: 4 90° SOLDER PIN LENGTH (L): 1.5 MM PUSH IN WITH ACTUATOR CLAMPING RANGE MAX. : 1.5 MM² T | 49
34429 | 1869770000 | PRINTED CIRCUIT BOARD TERMINALS 7.50 MM N OF POLES: 5 90° SOLDER PIN LENGTH (L): 1.5 MM PUSH IN WITH ACTUATOR CLAMPING RANGE MAX. : 1.5 MM² T | 49
34430 | 1869780000 | PRINTED CIRCUIT BOARD TERMINALS 7.50 MM N OF POLES: 6 90° SOLDER PIN LENGTH (L): 1.5 MM PUSH IN WITH ACTUATOR CLAMPING RANGE MAX. : 1.5 MM² T | 49
34431 | 1869790000 | PRINTED CIRCUIT BOARD TERMINALS 7.50 MM N OF POLES: 7 90° SOLDER PIN LENGTH (L): 1.5 MM PUSH IN WITH ACTUATOR CLAMPING RANGE MAX. : 1.5 MM² T | 49
34432 | 1869800000 | PRINTED CIRCUIT BOARD TERMINALS 7.50 MM N OF POLES: 8 90° SOLDER PIN LENGTH (L): 1.5 MM PUSH IN WITH ACTUATOR CLAMPING RANGE MAX. : 1.5 MM² T | 49
34433 | 1869810000 | PRINTED CIRCUIT BOARD TERMINALS 7.62 MM N OF POLES: 2 180° SOLDER PIN LENGTH (L): 1.5 MM PUSH IN WITH ACTUATOR CLAMPING RANGE MAX. : 1.5 MM² T | 122
34434 | 1869830000 | PRINTED CIRCUIT BOARD TERMINALS 7.62 MM N OF POLES: 3 180° SOLDER PIN LENGTH (L): 1.5 MM PUSH IN WITH ACTUATOR CLAMPING RANGE MAX. : 1.5 MM² T | 122
34435 | 1869840000 | PRINTED CIRCUIT BOARD TERMINALS 7.62 MM N OF POLES: 4 180° SOLDER PIN LENGTH (L): 1.5 MM PUSH IN WITH ACTUATOR CLAMPING RANGE MAX. : 1.5 MM² T | 122
34436 | 1869850000 | PRINTED CIRCUIT BOARD TERMINALS 7.62 MM N OF POLES: 5 180° SOLDER PIN LENGTH (L): 1.5 MM PUSH IN WITH ACTUATOR CLAMPING RANGE MAX. : 1.5 MM² T | 122
34437 | 1869860000 | PRINTED CIRCUIT BOARD TERMINALS 7.62 MM N OF POLES: 6 180° SOLDER PIN LENGTH (L): 1.5 MM PUSH IN WITH ACTUATOR CLAMPING RANGE MAX. : 1.5 MM² T | 122
34438 | 1869890000 | PRINTED CIRCUIT BOARD TERMINALS 3.81 MM N OF POLES: 2 180° SOLDER PIN LENGTH (L): 1.5 MM PUSH IN WITH ACTUATOR CLAMPING RANGE MAX. : 1.5 MM² T | 122
34439 | 1869900000 | PRINTED CIRCUIT BOARD TERMINALS 3.81 MM N OF POLES: 3 180° SOLDER PIN LENGTH (L): 1.5 MM PUSH IN WITH ACTUATOR CLAMPING RANGE MAX. : 1.5 MM² T | 122
34440 | 1869910000 | PRINTED CIRCUIT BOARD TERMINALS 3.81 MM N OF POLES: 4 180° SOLDER PIN LENGTH (L): 1.5 MM PUSH IN WITH ACTUATOR CLAMPING RANGE MAX. : 1.5 MM² T | 122
34441 | 1869920000 | PRINTED CIRCUIT BOARD TERMINALS 3.81 MM N OF POLES: 5 180° SOLDER PIN LENGTH (L): 1.5 MM PUSH IN WITH ACTUATOR CLAMPING RANGE MAX. : 1.5 MM² T | 122
34442 | 1869930000 | PRINTED CIRCUIT BOARD TERMINALS 3.81 MM N OF POLES: 6 180° SOLDER PIN LENGTH (L): 1.5 MM PUSH IN WITH ACTUATOR CLAMPING RANGE MAX. : 1.5 MM² T | 122
34443 | 1869940000 | PRINTED CIRCUIT BOARD TERMINALS 3.81 MM N OF POLES: 7 180° SOLDER PIN LENGTH (L): 1.5 MM PUSH IN WITH ACTUATOR CLAMPING RANGE MAX. : 1.5 MM² T | 122
34444 | 1869950000 | PRINTED CIRCUIT BOARD TERMINALS 3.81 MM N OF POLES: 8 180° SOLDER PIN LENGTH (L): 1.5 MM PUSH IN WITH ACTUATOR CLAMPING RANGE MAX. : 1.5 MM² T | 122
34445 | 1869960000 | PRINTED CIRCUIT BOARD TERMINALS 3.81 MM N OF POLES: 9 180° SOLDER PIN LENGTH (L): 1.5 MM PUSH IN WITH ACTUATOR CLAMPING RANGE MAX. : 1.5 MM² T | 122
34446 | 1869970000 | PRINTED CIRCUIT BOARD TERMINALS 3.81 MM N OF POLES: 10 180° SOLDER PIN LENGTH (L): 1.5 MM PUSH IN WITH ACTUATOR CLAMPING RANGE MAX. : 1.5 MM² T | 122
34447 | 1870000000 | PRINTED CIRCUIT BOARD TERMINALS 3.81 MM N OF POLES: 11 180° SOLDER PIN LENGTH (L): 1.5 MM PUSH IN WITH ACTUATOR CLAMPING RANGE MAX. : 1.5 MM² T | 122
34448 | 1870010000 | PRINTED CIRCUIT BOARD TERMINALS 3.81 MM N OF POLES: 12 180° SOLDER PIN LENGTH (L): 1.5 MM PUSH IN WITH ACTUATOR CLAMPING RANGE MAX. : 1.5 MM² T | 122
34449 | 1870100000 | PRINTED CIRCUIT BOARD TERMINALS 3.81 MM N OF POLES: 21 180° SOLDER PIN LENGTH (L): 1.5 MM PUSH IN WITH ACTUATOR CLAMPING RANGE MAX. : 1.5 MM² T | 122
34450 | 1870110000 | PRINTED CIRCUIT BOARD TERMINALS 3.81 MM N OF POLES: 22 180° SOLDER PIN LENGTH (L): 1.5 MM PUSH IN WITH ACTUATOR CLAMPING RANGE MAX. : 1.5 MM² T | 122
34451 | 1870120000 | PRINTED CIRCUIT BOARD TERMINALS 3.81 MM N OF POLES: 23 180° SOLDER PIN LENGTH (L): 1.5 MM PUSH IN WITH ACTUATOR CLAMPING RANGE MAX. : 1.5 MM² T | 122
34452 | 1870130000 | PRINTED CIRCUIT BOARD TERMINALS 3.81 MM N OF POLES: 24 180° SOLDER PIN LENGTH (L): 1.5 MM PUSH IN WITH ACTUATOR CLAMPING RANGE MAX. : 1.5 MM² T | 122
34453 | 1870140000 | PRINTED CIRCUIT BOARD TERMINALS 5.00 MM N OF POLES: 2 180° SOLDER PIN LENGTH (L): 1.5 MM PUSH IN WITH ACTUATOR CLAMPING RANGE MAX. : 1.5 MM² T | 49
34454 | 1870150000 | PRINTED CIRCUIT BOARD TERMINALS 5.00 MM N OF POLES: 3 180° SOLDER PIN LENGTH (L): 1.5 MM PUSH IN WITH ACTUATOR CLAMPING RANGE MAX. : 1.5 MM² T | 49
34455 | 1870160000 | PRINTED CIRCUIT BOARD TERMINALS 5.00 MM N OF POLES: 4 180° SOLDER PIN LENGTH (L): 1.5 MM PUSH IN WITH ACTUATOR CLAMPING RANGE MAX. : 1.5 MM² T | 49
34456 | 1870170000 | PRINTED CIRCUIT BOARD TERMINALS 5.00 MM N OF POLES: 5 180° SOLDER PIN LENGTH (L): 1.5 MM PUSH IN WITH ACTUATOR CLAMPING RANGE MAX. : 1.5 MM² T | 49
34457 | 1870180000 | PRINTED CIRCUIT BOARD TERMINALS 5.00 MM N OF POLES: 6 180° SOLDER PIN LENGTH (L): 1.5 MM PUSH IN WITH ACTUATOR CLAMPING RANGE MAX. : 1.5 MM² T | 49
34458 | 1870190000 | PRINTED CIRCUIT BOARD TERMINALS 5.00 MM N OF POLES: 7 180° SOLDER PIN LENGTH (L): 1.5 MM PUSH IN WITH ACTUATOR CLAMPING RANGE MAX. : 1.5 MM² T | 49
34459 | 1870200000 | PRINTED CIRCUIT BOARD TERMINALS 5.00 MM N OF POLES: 8 180° SOLDER PIN LENGTH (L): 1.5 MM PUSH IN WITH ACTUATOR CLAMPING RANGE MAX. : 1.5 MM² T | 49
34460 | 1870210000 | PRINTED CIRCUIT BOARD TERMINALS 5.08 MM N OF POLES: 2 180° SOLDER PIN LENGTH (L): 1.5 MM PUSH IN WITH ACTUATOR CLAMPING RANGE MAX. : 1.5 MM² T | 122
34461 | 1870220000 | PRINTED CIRCUIT BOARD TERMINALS 5.08 MM N OF POLES: 3 180° SOLDER PIN LENGTH (L): 1.5 MM PUSH IN WITH ACTUATOR CLAMPING RANGE MAX. : 1.5 MM² T | 49
34462 | 1870230000 | PRINTED CIRCUIT BOARD TERMINALS 5.08 MM N OF POLES: 4 180° SOLDER PIN LENGTH (L): 1.5 MM PUSH IN WITH ACTUATOR CLAMPING RANGE MAX. : 1.5 MM² T | 49
34463 | 1870240000 | PRINTED CIRCUIT BOARD TERMINALS 5.08 MM N OF POLES: 5 180° SOLDER PIN LENGTH (L): 1.5 MM PUSH IN WITH ACTUATOR CLAMPING RANGE MAX. : 1.5 MM² T | 49
34464 | 1870250000 | PRINTED CIRCUIT BOARD TERMINALS 5.08 MM N OF POLES: 6 180° SOLDER PIN LENGTH (L): 1.5 MM PUSH IN WITH ACTUATOR CLAMPING RANGE MAX. : 1.5 MM² T | 49
34465 | 1870260000 | PRINTED CIRCUIT BOARD TERMINALS 5.08 MM N OF POLES: 7 180° SOLDER PIN LENGTH (L): 1.5 MM PUSH IN WITH ACTUATOR CLAMPING RANGE MAX. : 1.5 MM² T | 49
34466 | 1870270000 | PRINTED CIRCUIT BOARD TERMINALS 5.08 MM N OF POLES: 8 180° SOLDER PIN LENGTH (L): 1.5 MM PUSH IN WITH ACTUATOR CLAMPING RANGE MAX. : 1.5 MM² T | 49
34467 | 1870280000 | PRINTED CIRCUIT BOARD TERMINALS 7.50 MM N OF POLES: 2 180° SOLDER PIN LENGTH (L): 1.5 MM PUSH IN WITH ACTUATOR CLAMPING RANGE MAX. : 1.5 MM² T | 49
34468 | 1870290000 | PRINTED CIRCUIT BOARD TERMINALS 7.50 MM N OF POLES: 3 180° SOLDER PIN LENGTH (L): 1.5 MM PUSH IN WITH ACTUATOR CLAMPING RANGE MAX. : 1.5 MM² T | 49
34469 | 1870300000 | PRINTED CIRCUIT BOARD TERMINALS 7.50 MM N OF POLES: 4 180° SOLDER PIN LENGTH (L): 1.5 MM PUSH IN WITH ACTUATOR CLAMPING RANGE MAX. : 1.5 MM² T | 49
34470 | 1870310000 | PRINTED CIRCUIT BOARD TERMINALS 7.50 MM N OF POLES: 5 180° SOLDER PIN LENGTH (L): 1.5 MM PUSH IN WITH ACTUATOR CLAMPING RANGE MAX. : 1.5 MM² T | 49
34471 | 1870320000 | PRINTED CIRCUIT BOARD TERMINALS 7.50 MM N OF POLES: 6 180° SOLDER PIN LENGTH (L): 1.5 MM PUSH IN WITH ACTUATOR CLAMPING RANGE MAX. : 1.5 MM² T | 49
34472 | 1870330000 | PRINTED CIRCUIT BOARD TERMINALS 7.50 MM N OF POLES: 7 180° SOLDER PIN LENGTH (L): 1.5 MM PUSH IN WITH ACTUATOR CLAMPING RANGE MAX. : 1.5 MM² T | 49
34473 | 1870340000 | PRINTED CIRCUIT BOARD TERMINALS 7.50 MM N OF POLES: 8 180° SOLDER PIN LENGTH (L): 1.5 MM PUSH IN WITH ACTUATOR CLAMPING RANGE MAX. : 1.5 MM² T | 49
34474 | 1870350000 | PRINTED CIRCUIT BOARD TERMINALS 3.50 MM N OF POLES: 13 180° SOLDER PIN LENGTH (L): 3.5 MM PUSH IN WITH ACTUATOR CLAMPING RANGE MAX. : 1.5 MM² T | 49
34475 | 1870360000 | PRINTED CIRCUIT BOARD TERMINALS 3.50 MM N OF POLES: 14 180° SOLDER PIN LENGTH (L): 3.5 MM PUSH IN WITH ACTUATOR CLAMPING RANGE MAX. : 1.5 MM² T | 51
34476 | 1870370000 | PRINTED CIRCUIT BOARD TERMINALS 3.50 MM N OF POLES: 15 180° SOLDER PIN LENGTH (L): 3.5 MM PUSH IN WITH ACTUATOR CLAMPING RANGE MAX. : 1.5 MM² T | 49
34477 | 1870380000 | PRINTED CIRCUIT BOARD TERMINALS 3.50 MM N OF POLES: 13 90° SOLDER PIN LENGTH (L): 3.5 MM PUSH IN WITH ACTUATOR CLAMPING RANGE MAX. : 1.5 MM² T | 49
34478 | 1870390000 | PRINTED CIRCUIT BOARD TERMINALS 3.50 MM N OF POLES: 14 90° SOLDER PIN LENGTH (L): 3.5 MM PUSH IN WITH ACTUATOR CLAMPING RANGE MAX. : 1.5 MM² T | 51
34479 | 1870400000 | PRINTED CIRCUIT BOARD TERMINALS 3.50 MM N OF POLES: 15 90° SOLDER PIN LENGTH (L): 3.5 MM PUSH IN WITH ACTUATOR CLAMPING RANGE MAX. : 1.5 MM² T | 49
34480 | 1870410000 | PRINTED CIRCUIT BOARD TERMINALS 3.50 MM N OF POLES: 16 90° SOLDER PIN LENGTH (L): 3.5 MM PUSH IN WITH ACTUATOR CLAMPING RANGE MAX. : 1.5 MM² T | 49
34481 | 1870420000 | PRINTED CIRCUIT BOARD TERMINALS 3.50 MM N OF POLES: 17 90° SOLDER PIN LENGTH (L): 3.5 MM PUSH IN WITH ACTUATOR CLAMPING RANGE MAX. : 1.5 MM² T | 49
34482 | 1870430000 | PRINTED CIRCUIT BOARD TERMINALS 3.50 MM N OF POLES: 18 90° SOLDER PIN LENGTH (L): 3.5 MM PUSH IN WITH ACTUATOR CLAMPING RANGE MAX. : 1.5 MM² T | 49
34483 | 1870440000 | PRINTED CIRCUIT BOARD TERMINALS 3.50 MM N OF POLES: 19 90° SOLDER PIN LENGTH (L): 3.5 MM PUSH IN WITH ACTUATOR CLAMPING RANGE MAX. : 1.5 MM² T | 49
34484 | 1870450000 | PRINTED CIRCUIT BOARD TERMINALS 3.50 MM N OF POLES: 20 90° SOLDER PIN LENGTH (L): 3.5 MM PUSH IN WITH ACTUATOR CLAMPING RANGE MAX. : 1.5 MM² T | 49
34485 | 1870460000 | PRINTED CIRCUIT BOARD TERMINALS 3.50 MM N OF POLES: 21 90° SOLDER PIN LENGTH (L): 3.5 MM PUSH IN WITH ACTUATOR CLAMPING RANGE MAX. : 1.5 MM² T | 49
34486 | 1870470000 | PRINTED CIRCUIT BOARD TERMINALS 3.50 MM N OF POLES: 22 90° SOLDER PIN LENGTH (L): 3.5 MM PUSH IN WITH ACTUATOR CLAMPING RANGE MAX. : 1.5 MM² T | 49
34487 | 1870480000 | PRINTED CIRCUIT BOARD TERMINALS 3.50 MM N OF POLES: 23 90° SOLDER PIN LENGTH (L): 3.5 MM PUSH IN WITH ACTUATOR CLAMPING RANGE MAX. : 1.5 MM² T | 49
34488 | 1870490000 | PRINTED CIRCUIT BOARD TERMINALS 3.50 MM N OF POLES: 24 90° SOLDER PIN LENGTH (L): 3.5 MM PUSH IN WITH ACTUATOR CLAMPING RANGE MAX. : 1.5 MM² T | 49
34489 | 1870500000 | PRINTED CIRCUIT BOARD TERMINALS 3.50 MM N OF POLES: 2 90° SOLDER PIN LENGTH (L): 1.5 MM PUSH IN WITH ACTUATOR CLAMPING RANGE MAX. : 1.5 MM² T | 49
34490 | 1870510000 | PRINTED CIRCUIT BOARD TERMINALS 3.50 MM N OF POLES: 16 180° SOLDER PIN LENGTH (L): 3.5 MM PUSH IN WITH ACTUATOR CLAMPING RANGE MAX. : 1.5 MM² T | 49
34491 | 1870520000 | PRINTED CIRCUIT BOARD TERMINALS 3.50 MM N OF POLES: 17 180° SOLDER PIN LENGTH (L): 3.5 MM PUSH IN WITH ACTUATOR CLAMPING RANGE MAX. : 1.5 MM² T | 49
34492 | 1870530000 | PRINTED CIRCUIT BOARD TERMINALS 3.50 MM N OF POLES: 3 90° SOLDER PIN LENGTH (L): 1.5 MM PUSH IN WITH ACTUATOR CLAMPING RANGE MAX. : 1.5 MM² T | 49
34493 | 1870540000 | PRINTED CIRCUIT BOARD TERMINALS 3.50 MM N OF POLES: 18 180° SOLDER PIN LENGTH (L): 3.5 MM PUSH IN WITH ACTUATOR CLAMPING RANGE MAX. : 1.5 MM² T | 49
34494 | 1870550000 | PRINTED CIRCUIT BOARD TERMINALS 3.50 MM N OF POLES: 4 90° SOLDER PIN LENGTH (L): 1.5 MM PUSH IN WITH ACTUATOR CLAMPING RANGE MAX. : 1.5 MM² T | 49
34495 | 1870560000 | PRINTED CIRCUIT BOARD TERMINALS 3.50 MM N OF POLES: 19 180° SOLDER PIN LENGTH (L): 3.5 MM PUSH IN WITH ACTUATOR CLAMPING RANGE MAX. : 1.5 MM² T | 49
34496 | 1870570000 | PRINTED CIRCUIT BOARD TERMINALS 3.50 MM N OF POLES: 20 180° SOLDER PIN LENGTH (L): 3.5 MM PUSH IN WITH ACTUATOR CLAMPING RANGE MAX. : 1.5 MM² T | 49
34497 | 1870580000 | PRINTED CIRCUIT BOARD TERMINALS 3.50 MM N OF POLES: 5 90° SOLDER PIN LENGTH (L): 1.5 MM PUSH IN WITH ACTUATOR CLAMPING RANGE MAX. : 1.5 MM² T | 49
34498 | 1870590000 | PRINTED CIRCUIT BOARD TERMINALS 3.50 MM N OF POLES: 6 90° SOLDER PIN LENGTH (L): 1.5 MM PUSH IN WITH ACTUATOR CLAMPING RANGE MAX. : 1.5 MM² T | 49
34499 | 1870600000 | PRINTED CIRCUIT BOARD TERMINALS 3.50 MM N OF POLES: 21 180° SOLDER PIN LENGTH (L): 3.5 MM PUSH IN WITH ACTUATOR CLAMPING RANGE MAX. : 1.5 MM² T | 49
34500 | 1870610000 | PRINTED CIRCUIT BOARD TERMINALS 3.50 MM N OF POLES: 22 180° SOLDER PIN LENGTH (L): 3.5 MM PUSH IN WITH ACTUATOR CLAMPING RANGE MAX. : 1.5 MM² T | 49
34501 | 1870620000 | PRINTED CIRCUIT BOARD TERMINALS 3.50 MM N OF POLES: 23 180° SOLDER PIN LENGTH (L): 3.5 MM PUSH IN WITH ACTUATOR CLAMPING RANGE MAX. : 1.5 MM² T | 49
34502 | 1870630000 | PRINTED CIRCUIT BOARD TERMINALS 3.50 MM N OF POLES: 24 180° SOLDER PIN LENGTH (L): 3.5 MM PUSH IN WITH ACTUATOR CLAMPING RANGE MAX. : 1.5 MM² T | 51
34503 | 1870640000 | PRINTED CIRCUIT BOARD TERMINALS 3.50 MM N OF POLES: 2 180° SOLDER PIN LENGTH (L): 1.5 MM PUSH IN WITH ACTUATOR CLAMPING RANGE MAX. : 1.5 MM² T | 49
34504 | 1870650000 | PRINTED CIRCUIT BOARD TERMINALS 3.50 MM N OF POLES: 3 180° SOLDER PIN LENGTH (L): 1.5 MM PUSH IN WITH ACTUATOR CLAMPING RANGE MAX. : 1.5 MM² T | 49
34505 | 1870660000 | PRINTED CIRCUIT BOARD TERMINALS 3.50 MM N OF POLES: 4 180° SOLDER PIN LENGTH (L): 1.5 MM PUSH IN WITH ACTUATOR CLAMPING RANGE MAX. : 1.5 MM² T | 49
34506 | 1870670000 | PRINTED CIRCUIT BOARD TERMINALS 3.50 MM N OF POLES: 5 180° SOLDER PIN LENGTH (L): 1.5 MM PUSH IN WITH ACTUATOR CLAMPING RANGE MAX. : 1.5 MM² T | 49
34507 | 1870680000 | PRINTED CIRCUIT BOARD TERMINALS 3.50 MM N OF POLES: 6 180° SOLDER PIN LENGTH (L): 1.5 MM PUSH IN WITH ACTUATOR CLAMPING RANGE MAX. : 1.5 MM² T | 49
34508 | 1870690000 | PRINTED CIRCUIT BOARD TERMINALS 3.50 MM N OF POLES: 7 180° SOLDER PIN LENGTH (L): 1.5 MM PUSH IN WITH ACTUATOR CLAMPING RANGE MAX. : 1.5 MM² T | 49
34509 | 1870700000 | PRINTED CIRCUIT BOARD TERMINALS 3.50 MM N OF POLES: 8 180° SOLDER PIN LENGTH (L): 1.5 MM PUSH IN WITH ACTUATOR CLAMPING RANGE MAX. : 1.5 MM² T | 49
34510 | 1870710000 | PRINTED CIRCUIT BOARD TERMINALS 3.50 MM N OF POLES: 9 180° SOLDER PIN LENGTH (L): 1.5 MM PUSH IN WITH ACTUATOR CLAMPING RANGE MAX. : 1.5 MM² T | 49
34511 | 1870720000 | PRINTED CIRCUIT BOARD TERMINALS 3.50 MM N OF POLES: 10 180° SOLDER PIN LENGTH (L): 1.5 MM PUSH IN WITH ACTUATOR CLAMPING RANGE MAX. : 1.5 MM² T | 49
34512 | 1870730000 | PRINTED CIRCUIT BOARD TERMINALS 3.50 MM N OF POLES: 11 180° SOLDER PIN LENGTH (L): 1.5 MM PUSH IN WITH ACTUATOR CLAMPING RANGE MAX. : 1.5 MM² T | 122
34513 | 1870740000 | PRINTED CIRCUIT BOARD TERMINALS 3.50 MM N OF POLES: 12 180° SOLDER PIN LENGTH (L): 1.5 MM PUSH IN WITH ACTUATOR CLAMPING RANGE MAX. : 1.5 MM² T | 122
34514 | 1870750000 | PRINTED CIRCUIT BOARD TERMINALS 3.50 MM N OF POLES: 13 180° SOLDER PIN LENGTH (L): 1.5 MM PUSH IN WITH ACTUATOR CLAMPING RANGE MAX. : 1.5 MM² T | 49
34515 | 1870760000 | PRINTED CIRCUIT BOARD TERMINALS 3.50 MM N OF POLES: 14 180° SOLDER PIN LENGTH (L): 1.5 MM PUSH IN WITH ACTUATOR CLAMPING RANGE MAX. : 1.5 MM² T | 122
34516 | 1870770000 | PRINTED CIRCUIT BOARD TERMINALS 3.50 MM N OF POLES: 15 180° SOLDER PIN LENGTH (L): 1.5 MM PUSH IN WITH ACTUATOR CLAMPING RANGE MAX. : 1.5 MM² T | 49
34517 | 1870790000 | PRINTED CIRCUIT BOARD TERMINALS 3.50 MM N OF POLES: 16 180° SOLDER PIN LENGTH (L): 1.5 MM PUSH IN WITH ACTUATOR CLAMPING RANGE MAX. : 1.5 MM² T | 49
34518 | 1870830000 | PRINTED CIRCUIT BOARD TERMINALS 3.50 MM N OF POLES: 18 180° SOLDER PIN LENGTH (L): 1.5 MM PUSH IN WITH ACTUATOR CLAMPING RANGE MAX. : 1.5 MM² T | 122
34519 | 1870850000 | PRINTED CIRCUIT BOARD TERMINALS 3.50 MM N OF POLES: 20 180° SOLDER PIN LENGTH (L): 1.5 MM PUSH IN WITH ACTUATOR CLAMPING RANGE MAX. : 1.5 MM² T | 49
34520 | 1870860000 | PRINTED CIRCUIT BOARD TERMINALS 3.50 MM N OF POLES: 21 180° SOLDER PIN LENGTH (L): 1.5 MM PUSH IN WITH ACTUATOR CLAMPING RANGE MAX. : 1.5 MM² T | 122
34521 | 1870870000 | PRINTED CIRCUIT BOARD TERMINALS 3.50 MM N OF POLES: 22 180° SOLDER PIN LENGTH (L): 1.5 MM PUSH IN WITH ACTUATOR CLAMPING RANGE MAX. : 1.5 MM² T | 122
34522 | 1870880000 | PRINTED CIRCUIT BOARD TERMINALS 3.50 MM N OF POLES: 23 180° SOLDER PIN LENGTH (L): 1.5 MM PUSH IN WITH ACTUATOR CLAMPING RANGE MAX. : 1.5 MM² T | 49
34523 | 1870890000 | PRINTED CIRCUIT BOARD TERMINALS 3.50 MM N OF POLES: 24 180° SOLDER PIN LENGTH (L): 1.5 MM PUSH IN WITH ACTUATOR CLAMPING RANGE MAX. : 1.5 MM² T | 122
34524 | 1870900000 | PRINTED CIRCUIT BOARD TERMINALS 3.81 MM N OF POLES: 13 180° SOLDER PIN LENGTH (L): 3.5 MM PUSH IN WITH ACTUATOR CLAMPING RANGE MAX. : 1.5 MM² T | 122
34525 | 1870910000 | PRINTED CIRCUIT BOARD TERMINALS 3.81 MM N OF POLES: 14 180° SOLDER PIN LENGTH (L): 3.5 MM PUSH IN WITH ACTUATOR CLAMPING RANGE MAX. : 1.5 MM² T | 122
34526 | 1870920000 | PRINTED CIRCUIT BOARD TERMINALS 3.81 MM N OF POLES: 15 180° SOLDER PIN LENGTH (L): 3.5 MM PUSH IN WITH ACTUATOR CLAMPING RANGE MAX. : 1.5 MM² T | 122
34527 | 1870930000 | PRINTED CIRCUIT BOARD TERMINALS 3.81 MM N OF POLES: 16 180° SOLDER PIN LENGTH (L): 3.5 MM PUSH IN WITH ACTUATOR CLAMPING RANGE MAX. : 1.5 MM² T | 122
34528 | 1871020000 | PRINTED CIRCUIT BOARD TERMINALS 3.50 MM N OF POLES: 7 90° SOLDER PIN LENGTH (L): 1.5 MM PUSH IN WITH ACTUATOR CLAMPING RANGE MAX. : 1.5 MM² T | 49
34529 | 1871030000 | PRINTED CIRCUIT BOARD TERMINALS 3.50 MM N OF POLES: 8 90° SOLDER PIN LENGTH (L): 1.5 MM PUSH IN WITH ACTUATOR CLAMPING RANGE MAX. : 1.5 MM² T | 49
34530 | 1871040000 | PRINTED CIRCUIT BOARD TERMINALS 3.50 MM N OF POLES: 9 90° SOLDER PIN LENGTH (L): 1.5 MM PUSH IN WITH ACTUATOR CLAMPING RANGE MAX. : 1.5 MM² T | 49
34531 | 1871050000 | PRINTED CIRCUIT BOARD TERMINALS 3.50 MM N OF POLES: 10 90° SOLDER PIN LENGTH (L): 1.5 MM PUSH IN WITH ACTUATOR CLAMPING RANGE MAX. : 1.5 MM² T | 49
34532 | 1871060000 | PRINTED CIRCUIT BOARD TERMINALS 3.50 MM N OF POLES: 11 90° SOLDER PIN LENGTH (L): 1.5 MM PUSH IN WITH ACTUATOR CLAMPING RANGE MAX. : 1.5 MM² T | 49
34533 | 1871070000 | PRINTED CIRCUIT BOARD TERMINALS 3.50 MM N OF POLES: 12 90° SOLDER PIN LENGTH (L): 1.5 MM PUSH IN WITH ACTUATOR CLAMPING RANGE MAX. : 1.5 MM² T | 49
34534 | 1871080000 | PRINTED CIRCUIT BOARD TERMINALS 3.50 MM N OF POLES: 13 90° SOLDER PIN LENGTH (L): 1.5 MM PUSH IN WITH ACTUATOR CLAMPING RANGE MAX. : 1.5 MM² T | 49
34535 | 1871200000 | PRINTED CIRCUIT BOARD TERMINALS 3.81 MM N OF POLES: 13 90° SOLDER PIN LENGTH (L): 3.5 MM PUSH IN WITH ACTUATOR CLAMPING RANGE MAX. : 1.5 MM² T | 122
34536 | 1871220000 | PRINTED CIRCUIT BOARD TERMINALS 3.81 MM N OF POLES: 15 90° SOLDER PIN LENGTH (L): 3.5 MM PUSH IN WITH ACTUATOR CLAMPING RANGE MAX. : 1.5 MM² T | 122
34537 | 1871230000 | PRINTED CIRCUIT BOARD TERMINALS 3.81 MM N OF POLES: 16 90° SOLDER PIN LENGTH (L): 3.5 MM PUSH IN WITH ACTUATOR CLAMPING RANGE MAX. : 1.5 MM² T | 122
34538 | 1871240000 | PRINTED CIRCUIT BOARD TERMINALS 3.81 MM N OF POLES: 17 90° SOLDER PIN LENGTH (L): 3.5 MM PUSH IN WITH ACTUATOR CLAMPING RANGE MAX. : 1.5 MM² T | 122
34539 | 1871250000 | PRINTED CIRCUIT BOARD TERMINALS 3.81 MM N OF POLES: 18 90° SOLDER PIN LENGTH (L): 3.5 MM PUSH IN WITH ACTUATOR CLAMPING RANGE MAX. : 1.5 MM² T | 122
34540 | 1871280000 | PRINTED CIRCUIT BOARD TERMINALS 3.81 MM N OF POLES: 21 90° SOLDER PIN LENGTH (L): 3.5 MM PUSH IN WITH ACTUATOR CLAMPING RANGE MAX. : 1.5 MM² T | 122
34541 | 1871290000 | PRINTED CIRCUIT BOARD TERMINALS 3.81 MM N OF POLES: 22 90° SOLDER PIN LENGTH (L): 3.5 MM PUSH IN WITH ACTUATOR CLAMPING RANGE MAX. : 1.5 MM² T | 122
34542 | 1871300000 | PRINTED CIRCUIT BOARD TERMINALS 3.81 MM N OF POLES: 23 90° SOLDER PIN LENGTH (L): 3.5 MM PUSH IN WITH ACTUATOR CLAMPING RANGE MAX. : 1.5 MM² T | 122
34543 | 1871310000 | PRINTED CIRCUIT BOARD TERMINALS 3.81 MM N OF POLES: 24 90° SOLDER PIN LENGTH (L): 3.5 MM PUSH IN WITH ACTUATOR CLAMPING RANGE MAX. : 1.5 MM² T | 122
34544 | 1874280000 | PRINTED CIRCUIT BOARD TERMINALS 3.50 MM N OF POLES: 4 180° SOLDER PIN LENGTH (L): 1.5 MM PUSH IN WITH ACTUATOR CLAMPING RANGE MAX. : 1.5 MM² TAPE | 49
34545 | 1874290000 | PRINTED CIRCUIT BOARD TERMINALS 7.62 MM N OF POLES: 6 90° SOLDER PIN LENGTH (L): 3.5 MM PUSH IN WITH ACTUATOR CLAMPING RANGE MAX. : 1.5 MM² TAPE | 49
34546 | 1874300000 | PRINTED CIRCUIT BOARD TERMINALS 3.50 MM N OF POLES: 3 180° SOLDER PIN LENGTH (L): 1.5 MM PUSH IN WITH ACTUATOR CLAMPING RANGE MAX. : 1.5 MM² TAPE | 49
34547 | 1874310000 | PRINTED CIRCUIT BOARD TERMINALS 3.50 MM N OF POLES: 5 180° SOLDER PIN LENGTH (L): 1.5 MM PUSH IN WITH ACTUATOR CLAMPING RANGE MAX. : 1.5 MM² TAPE | 49
34548 | 1874320000 | PRINTED CIRCUIT BOARD TERMINALS 3.50 MM N OF POLES: 6 180° SOLDER PIN LENGTH (L): 1.5 MM PUSH IN WITH ACTUATOR CLAMPING RANGE MAX. : 1.5 MM² TAPE | 49
34549 | 1874330000 | PRINTED CIRCUIT BOARD TERMINALS 7.62 MM N OF POLES: 6 90° SOLDER PIN LENGTH (L): 1.5 MM PUSH IN WITH ACTUATOR CLAMPING RANGE MAX. : 1.5 MM² TAPE | 49
34550 | 1874350000 | PRINTED CIRCUIT BOARD TERMINALS 3.50 MM N OF POLES: 8 180° SOLDER PIN LENGTH (L): 1.5 MM PUSH IN WITH ACTUATOR CLAMPING RANGE MAX. : 1.5 MM² TAPE | 49
34551 | 1874370000 | PRINTED CIRCUIT BOARD TERMINALS 3.50 MM N OF POLES: 9 180° SOLDER PIN LENGTH (L): 1.5 MM PUSH IN WITH ACTUATOR CLAMPING RANGE MAX. : 1.5 MM² TAPE | 49
34552 | 1874380000 | PRINTED CIRCUIT BOARD TERMINALS 3.50 MM N OF POLES: 10 180° SOLDER PIN LENGTH (L): 1.5 MM PUSH IN WITH ACTUATOR CLAMPING RANGE MAX. : 1.5 MM² TAPE | 49
34553 | 1874390000 | PRINTED CIRCUIT BOARD TERMINALS 7.62 MM N OF POLES: 6 180° SOLDER PIN LENGTH (L): 1.5 MM PUSH IN WITH ACTUATOR CLAMPING RANGE MAX. : 1.5 MM² TAPE | 49
34554 | 1874400000 | PRINTED CIRCUIT BOARD TERMINALS 3.50 MM N OF POLES: 11 180° SOLDER PIN LENGTH (L): 1.5 MM PUSH IN WITH ACTUATOR CLAMPING RANGE MAX. : 1.5 MM² TAPE | 49
34555 | 1874410000 | PRINTED CIRCUIT BOARD TERMINALS 7.62 MM N OF POLES: 5 90° SOLDER PIN LENGTH (L): 3.5 MM PUSH IN WITH ACTUATOR CLAMPING RANGE MAX. : 1.5 MM² TAPE | 49
34556 | 1874420000 | PRINTED CIRCUIT BOARD TERMINALS 3.50 MM N OF POLES: 12 180° SOLDER PIN LENGTH (L): 1.5 MM PUSH IN WITH ACTUATOR CLAMPING RANGE MAX. : 1.5 MM² TAPE | 49
34557 | 1874430000 | PRINTED CIRCUIT BOARD TERMINALS 7.62 MM N OF POLES: 5 90° SOLDER PIN LENGTH (L): 1.5 MM PUSH IN WITH ACTUATOR CLAMPING RANGE MAX. : 1.5 MM² TAPE | 49
34558 | 1874450000 | PRINTED CIRCUIT BOARD TERMINALS 7.62 MM N OF POLES: 5 180° SOLDER PIN LENGTH (L): 1.5 MM PUSH IN WITH ACTUATOR CLAMPING RANGE MAX. : 1.5 MM² TAPE | 49
34559 | 1874460000 | PRINTED CIRCUIT BOARD TERMINALS 7.62 MM N OF POLES: 5 180° SOLDER PIN LENGTH (L): 3.5 MM PUSH IN WITH ACTUATOR CLAMPING RANGE MAX. : 1.5 MM² TAPE | 49
34560 | 1874490000 | PRINTED CIRCUIT BOARD TERMINALS 3.50 MM N OF POLES: 2 180° SOLDER PIN LENGTH (L): 1.5 MM PUSH IN WITH ACTUATOR CLAMPING RANGE MAX. : 1.5 MM² TAPE | 49
34561 | 1874500000 | PRINTED CIRCUIT BOARD TERMINALS 7.62 MM N OF POLES: 4 180° SOLDER PIN LENGTH (L): 3.5 MM PUSH IN WITH ACTUATOR CLAMPING RANGE MAX. : 1.5 MM² TAPE | 49
34562 | 1874520000 | PRINTED CIRCUIT BOARD TERMINALS 3.50 MM N OF POLES: 3 180° SOLDER PIN LENGTH (L): 3.5 MM PUSH IN WITH ACTUATOR CLAMPING RANGE MAX. : 1.5 MM² TAPE | 49
34563 | 1874530000 | PRINTED CIRCUIT BOARD TERMINALS 7.62 MM N OF POLES: 4 180° SOLDER PIN LENGTH (L): 1.5 MM PUSH IN WITH ACTUATOR CLAMPING RANGE MAX. : 1.5 MM² TAPE | 49
34564 | 1874540000 | PRINTED CIRCUIT BOARD TERMINALS 3.50 MM N OF POLES: 4 180° SOLDER PIN LENGTH (L): 3.5 MM PUSH IN WITH ACTUATOR CLAMPING RANGE MAX. : 1.5 MM² TAPE | 49
34565 | 1874560000 | PRINTED CIRCUIT BOARD TERMINALS 3.50 MM N OF POLES: 5 180° SOLDER PIN LENGTH (L): 3.5 MM PUSH IN WITH ACTUATOR CLAMPING RANGE MAX. : 1.5 MM² TAPE | 49
34566 | 1874600000 | PRINTED CIRCUIT BOARD TERMINALS 3.50 MM N OF POLES: 7 180° SOLDER PIN LENGTH (L): 3.5 MM PUSH IN WITH ACTUATOR CLAMPING RANGE MAX. : 1.5 MM² TAPE | 49
34567 | 1874610000 | PRINTED CIRCUIT BOARD TERMINALS 3.50 MM N OF POLES: 8 180° SOLDER PIN LENGTH (L): 3.5 MM PUSH IN WITH ACTUATOR CLAMPING RANGE MAX. : 1.5 MM² TAPE | 49
34568 | 1874620000 | PRINTED CIRCUIT BOARD TERMINALS 3.50 MM N OF POLES: 9 180° SOLDER PIN LENGTH (L): 3.5 MM PUSH IN WITH ACTUATOR CLAMPING RANGE MAX. : 1.5 MM² TAPE | 49
34569 | 1874630000 | PRINTED CIRCUIT BOARD TERMINALS 7.62 MM N OF POLES: 3 180° SOLDER PIN LENGTH (L): 3.5 MM PUSH IN WITH ACTUATOR CLAMPING RANGE MAX. : 1.5 MM² TAPE | 49
34570 | 1874640000 | PRINTED CIRCUIT BOARD TERMINALS 3.50 MM N OF POLES: 10 180° SOLDER PIN LENGTH (L): 3.5 MM PUSH IN WITH ACTUATOR CLAMPING RANGE MAX. : 1.5 MM² TAPE | 49
34571 | 1874650000 | PRINTED CIRCUIT BOARD TERMINALS 7.62 MM N OF POLES: 3 180° SOLDER PIN LENGTH (L): 1.5 MM PUSH IN WITH ACTUATOR CLAMPING RANGE MAX. : 1.5 MM² TAPE | 49
34572 | 1874660000 | PRINTED CIRCUIT BOARD TERMINALS 3.50 MM N OF POLES: 11 180° SOLDER PIN LENGTH (L): 3.5 MM PUSH IN WITH ACTUATOR CLAMPING RANGE MAX. : 1.5 MM² TAPE | 49
34573 | 1874680000 | PRINTED CIRCUIT BOARD TERMINALS 3.50 MM N OF POLES: 12 180° SOLDER PIN LENGTH (L): 3.5 MM PUSH IN WITH ACTUATOR CLAMPING RANGE MAX. : 1.5 MM² TAPE | 49
34574 | 1874690000 | PRINTED CIRCUIT BOARD TERMINALS 3.50 MM N OF POLES: 2 90° SOLDER PIN LENGTH (L): 1.5 MM PUSH IN WITH ACTUATOR CLAMPING RANGE MAX. : 1.5 MM² TAPE | 49
34575 | 1874700000 | PRINTED CIRCUIT BOARD TERMINALS 7.62 MM N OF POLES: 2 90° SOLDER PIN LENGTH (L): 1.5 MM PUSH IN WITH ACTUATOR CLAMPING RANGE MAX. : 1.5 MM² TAPE | 49
34576 | 1874710000 | PRINTED CIRCUIT BOARD TERMINALS 3.50 MM N OF POLES: 3 90° SOLDER PIN LENGTH (L): 1.5 MM PUSH IN WITH ACTUATOR CLAMPING RANGE MAX. : 1.5 MM² TAPE | 49
34577 | 1874730000 | PRINTED CIRCUIT BOARD TERMINALS 3.50 MM N OF POLES: 4 90° SOLDER PIN LENGTH (L): 1.5 MM PUSH IN WITH ACTUATOR CLAMPING RANGE MAX. : 1.5 MM² TAPE | 49
34578 | 1874740000 | PRINTED CIRCUIT BOARD TERMINALS 3.50 MM N OF POLES: 5 90° SOLDER PIN LENGTH (L): 1.5 MM PUSH IN WITH ACTUATOR CLAMPING RANGE MAX. : 1.5 MM² TAPE | 49
34579 | 1874750000 | PRINTED CIRCUIT BOARD TERMINALS 7.62 MM N OF POLES: 2 180° SOLDER PIN LENGTH (L): 3.5 MM PUSH IN WITH ACTUATOR CLAMPING RANGE MAX. : 1.5 MM² TAPE | 49
34580 | 1874810000 | PRINTED CIRCUIT BOARD TERMINALS 3.50 MM N OF POLES: 6 90° SOLDER PIN LENGTH (L): 1.5 MM PUSH IN WITH ACTUATOR CLAMPING RANGE MAX. : 1.5 MM² TAPE | 49
34581 | 1874840000 | PRINTED CIRCUIT BOARD TERMINALS 3.50 MM N OF POLES: 7 90° SOLDER PIN LENGTH (L): 1.5 MM PUSH IN WITH ACTUATOR CLAMPING RANGE MAX. : 1.5 MM² TAPE | 49
34582 | 1874870000 | PRINTED CIRCUIT BOARD TERMINALS 7.62 MM N OF POLES: 2 180° SOLDER PIN LENGTH (L): 1.5 MM PUSH IN WITH ACTUATOR CLAMPING RANGE MAX. : 1.5 MM² TAPE | 49
34583 | 1874880000 | PRINTED CIRCUIT BOARD TERMINALS 7.50 MM N OF POLES: 6 90° SOLDER PIN LENGTH (L): 3.5 MM PUSH IN WITH ACTUATOR CLAMPING RANGE MAX. : 1.5 MM² TAPE | 49
34584 | 1874890000 | PRINTED CIRCUIT BOARD TERMINALS 3.50 MM N OF POLES: 8 90° SOLDER PIN LENGTH (L): 1.5 MM PUSH IN WITH ACTUATOR CLAMPING RANGE MAX. : 1.5 MM² TAPE | 49
34585 | 1874910000 | PRINTED CIRCUIT BOARD TERMINALS 7.50 MM N OF POLES: 6 90° SOLDER PIN LENGTH (L): 1.5 MM PUSH IN WITH ACTUATOR CLAMPING RANGE MAX. : 1.5 MM² TAPE | 49
34586 | 1874920000 | PRINTED CIRCUIT BOARD TERMINALS 7.50 MM N OF POLES: 6 180° SOLDER PIN LENGTH (L): 3.5 MM PUSH IN WITH ACTUATOR CLAMPING RANGE MAX. : 1.5 MM² TAPE | 49
34587 | 1874930000 | PRINTED CIRCUIT BOARD TERMINALS 3.50 MM N OF POLES: 10 90° SOLDER PIN LENGTH (L): 1.5 MM PUSH IN WITH ACTUATOR CLAMPING RANGE MAX. : 1.5 MM² TAPE | 49
34588 | 1874950000 | PRINTED CIRCUIT BOARD TERMINALS 7.50 MM N OF POLES: 6 180° SOLDER PIN LENGTH (L): 1.5 MM PUSH IN WITH ACTUATOR CLAMPING RANGE MAX. : 1.5 MM² TAPE | 49
34589 | 1874970000 | PRINTED CIRCUIT BOARD TERMINALS 3.50 MM N OF POLES: 12 90° SOLDER PIN LENGTH (L): 1.5 MM PUSH IN WITH ACTUATOR CLAMPING RANGE MAX. : 1.5 MM² TAPE | 49
34590 | 1874990000 | PRINTED CIRCUIT BOARD TERMINALS 3.50 MM N OF POLES: 2 90° SOLDER PIN LENGTH (L): 3.5 MM PUSH IN WITH ACTUATOR CLAMPING RANGE MAX. : 1.5 MM² TAPE | 49
34591 | 1875000000 | PRINTED CIRCUIT BOARD TERMINALS 7.50 MM N OF POLES: 5 180° SOLDER PIN LENGTH (L): 3.5 MM PUSH IN WITH ACTUATOR CLAMPING RANGE MAX. : 1.5 MM² TAPE | 49
34592 | 1875020000 | PRINTED CIRCUIT BOARD TERMINALS 7.50 MM N OF POLES: 4 90° SOLDER PIN LENGTH (L): 3.5 MM PUSH IN WITH ACTUATOR CLAMPING RANGE MAX. : 1.5 MM² TAPE | 49
34593 | 1875030000 | PRINTED CIRCUIT BOARD TERMINALS 3.50 MM N OF POLES: 3 90° SOLDER PIN LENGTH (L): 3.5 MM PUSH IN WITH ACTUATOR CLAMPING RANGE MAX. : 1.5 MM² TAPE | 49
34594 | 1875050000 | PRINTED CIRCUIT BOARD TERMINALS 3.50 MM N OF POLES: 4 90° SOLDER PIN LENGTH (L): 3.5 MM PUSH IN WITH ACTUATOR CLAMPING RANGE MAX. : 1.5 MM² TAPE | 49
34595 | 1875060000 | PRINTED CIRCUIT BOARD TERMINALS 7.50 MM N OF POLES: 4 180° SOLDER PIN LENGTH (L): 3.5 MM PUSH IN WITH ACTUATOR CLAMPING RANGE MAX. : 1.5 MM² TAPE | 49
34596 | 1875070000 | PRINTED CIRCUIT BOARD TERMINALS 3.50 MM N OF POLES: 5 90° SOLDER PIN LENGTH (L): 3.5 MM PUSH IN WITH ACTUATOR CLAMPING RANGE MAX. : 1.5 MM² TAPE | 49
34597 | 1875080000 | PRINTED CIRCUIT BOARD TERMINALS 3.50 MM N OF POLES: 6 90° SOLDER PIN LENGTH (L): 3.5 MM PUSH IN WITH ACTUATOR CLAMPING RANGE MAX. : 1.5 MM² TAPE | 49
34598 | 1875100000 | PRINTED CIRCUIT BOARD TERMINALS 3.50 MM N OF POLES: 7 90° SOLDER PIN LENGTH (L): 3.5 MM PUSH IN WITH ACTUATOR CLAMPING RANGE MAX. : 1.5 MM² TAPE | 49
34599 | 1875110000 | PRINTED CIRCUIT BOARD TERMINALS 3.50 MM N OF POLES: 8 90° SOLDER PIN LENGTH (L): 3.5 MM PUSH IN WITH ACTUATOR CLAMPING RANGE MAX. : 1.5 MM² TAPE | 49
34600 | 1875130000 | PRINTED CIRCUIT BOARD TERMINALS 3.50 MM N OF POLES: 10 90° SOLDER PIN LENGTH (L): 3.5 MM PUSH IN WITH ACTUATOR CLAMPING RANGE MAX. : 1.5 MM² TAPE | 49
34601 | 1875170000 | PRINTED CIRCUIT BOARD TERMINALS 3.81 MM N OF POLES: 2 90° SOLDER PIN LENGTH (L): 1.5 MM PUSH IN WITH ACTUATOR CLAMPING RANGE MAX. : 1.5 MM² TAPE | 49
34602 | 1875240000 | PRINTED CIRCUIT BOARD TERMINALS 3.81 MM N OF POLES: 4 90° SOLDER PIN LENGTH (L): 1.5 MM PUSH IN WITH ACTUATOR CLAMPING RANGE MAX. : 1.5 MM² TAPE | 49
34603 | 1875250000 | PRINTED CIRCUIT BOARD TERMINALS 3.81 MM N OF POLES: 5 90° SOLDER PIN LENGTH (L): 1.5 MM PUSH IN WITH ACTUATOR CLAMPING RANGE MAX. : 1.5 MM² TAPE | 49
34604 | 1875260000 | PRINTED CIRCUIT BOARD TERMINALS 3.81 MM N OF POLES: 6 90° SOLDER PIN LENGTH (L): 1.5 MM PUSH IN WITH ACTUATOR CLAMPING RANGE MAX. : 1.5 MM² TAPE | 49
34605 | 1875290000 | PRINTED CIRCUIT BOARD TERMINALS 3.81 MM N OF POLES: 9 90° SOLDER PIN LENGTH (L): 1.5 MM PUSH IN WITH ACTUATOR CLAMPING RANGE MAX. : 1.5 MM² TAPE | 49
34606 | 1875320000 | PRINTED CIRCUIT BOARD TERMINALS 3.81 MM N OF POLES: 2 180° SOLDER PIN LENGTH (L): 1.5 MM PUSH IN WITH ACTUATOR CLAMPING RANGE MAX. : 1.5 MM² TAPE | 1
34607 | 1875330000 | PRINTED CIRCUIT BOARD TERMINALS 3.81 MM N OF POLES: 3 180° SOLDER PIN LENGTH (L): 1.5 MM PUSH IN WITH ACTUATOR CLAMPING RANGE MAX. : 1.5 MM² TAPE | 1
34608 | 1875340000 | PRINTED CIRCUIT BOARD TERMINALS 3.81 MM N OF POLES: 4 180° SOLDER PIN LENGTH (L): 1.5 MM PUSH IN WITH ACTUATOR CLAMPING RANGE MAX. : 1.5 MM² TAPE | 1
34609 | 1875350000 | PRINTED CIRCUIT BOARD TERMINALS 3.81 MM N OF POLES: 5 180° SOLDER PIN LENGTH (L): 1.5 MM PUSH IN WITH ACTUATOR CLAMPING RANGE MAX. : 1.5 MM² TAPE | 1
34610 | 1875360000 | PRINTED CIRCUIT BOARD TERMINALS 3.81 MM N OF POLES: 6 180° SOLDER PIN LENGTH (L): 1.5 MM PUSH IN WITH ACTUATOR CLAMPING RANGE MAX. : 1.5 MM² TAPE | 1
34611 | 1875370000 | PRINTED CIRCUIT BOARD TERMINALS 3.81 MM N OF POLES: 7 180° SOLDER PIN LENGTH (L): 1.5 MM PUSH IN WITH ACTUATOR CLAMPING RANGE MAX. : 1.5 MM² TAPE | 1
34612 | 1875380000 | PRINTED CIRCUIT BOARD TERMINALS 3.81 MM N OF POLES: 8 180° SOLDER PIN LENGTH (L): 1.5 MM PUSH IN WITH ACTUATOR CLAMPING RANGE MAX. : 1.5 MM² TAPE | 1
34613 | 1875400000 | PRINTED CIRCUIT BOARD TERMINALS 3.81 MM N OF POLES: 10 180° SOLDER PIN LENGTH (L): 1.5 MM PUSH IN WITH ACTUATOR CLAMPING RANGE MAX. : 1.5 MM² TAPE | 1
34614 | 1875430000 | PRINTED CIRCUIT BOARD TERMINALS 7.50 MM N OF POLES: 3 90° SOLDER PIN LENGTH (L): 3.5 MM PUSH IN WITH ACTUATOR CLAMPING RANGE MAX. : 1.5 MM² TAPE | 49
34615 | 1875440000 | PRINTED CIRCUIT BOARD TERMINALS 7.50 MM N OF POLES: 3 90° SOLDER PIN LENGTH (L): 1.5 MM PUSH IN WITH ACTUATOR CLAMPING RANGE MAX. : 1.5 MM² TAPE | 49
34616 | 1875450000 | PRINTED CIRCUIT BOARD TERMINALS 7.50 MM N OF POLES: 3 180° SOLDER PIN LENGTH (L): 3.5 MM PUSH IN WITH ACTUATOR CLAMPING RANGE MAX. : 1.5 MM² TAPE | 49
34617 | 1875480000 | PRINTED CIRCUIT BOARD TERMINALS 7.50 MM N OF POLES: 2 90° SOLDER PIN LENGTH (L): 1.5 MM PUSH IN WITH ACTUATOR CLAMPING RANGE MAX. : 1.5 MM² TAPE | 49
34618 | 1875490000 | PRINTED CIRCUIT BOARD TERMINALS 7.50 MM N OF POLES: 2 180° SOLDER PIN LENGTH (L): 3.5 MM PUSH IN WITH ACTUATOR CLAMPING RANGE MAX. : 1.5 MM² TAPE | 49
34619 | 1875500000 | PRINTED CIRCUIT BOARD TERMINALS 7.50 MM N OF POLES: 2 180° SOLDER PIN LENGTH (L): 1.5 MM PUSH IN WITH ACTUATOR CLAMPING RANGE MAX. : 1.5 MM² TAPE | 49
34620 | 1875510000 | PRINTED CIRCUIT BOARD TERMINALS 5.08 MM N OF POLES: 8 90° SOLDER PIN LENGTH (L): 3.5 MM PUSH IN WITH ACTUATOR CLAMPING RANGE MAX. : 1.5 MM² TAPE | 49
34621 | 1875520000 | PRINTED CIRCUIT BOARD TERMINALS 5.08 MM N OF POLES: 8 90° SOLDER PIN LENGTH (L): 1.5 MM PUSH IN WITH ACTUATOR CLAMPING RANGE MAX. : 1.5 MM² TAPE | 49
34622 | 1875550000 | PRINTED CIRCUIT BOARD TERMINALS 3.81 MM N OF POLES: 2 180° SOLDER PIN LENGTH (L): 3.5 MM PUSH IN WITH ACTUATOR CLAMPING RANGE MAX. : 1.5 MM² TAPE | 1
34623 | 1875570000 | PRINTED CIRCUIT BOARD TERMINALS 3.81 MM N OF POLES: 3 180° SOLDER PIN LENGTH (L): 3.5 MM PUSH IN WITH ACTUATOR CLAMPING RANGE MAX. : 1.5 MM² TAPE | 1
34624 | 1875580000 | PRINTED CIRCUIT BOARD TERMINALS 5.08 MM N OF POLES: 8 180° SOLDER PIN LENGTH (L): 3.5 MM PUSH IN WITH ACTUATOR CLAMPING RANGE MAX. : 1.5 MM² TAPE | 49
34625 | 1875590000 | PRINTED CIRCUIT BOARD TERMINALS 3.81 MM N OF POLES: 4 180° SOLDER PIN LENGTH (L): 3.5 MM PUSH IN WITH ACTUATOR CLAMPING RANGE MAX. : 1.5 MM² TAPE | 1
34626 | 1875650000 | PRINTED CIRCUIT BOARD TERMINALS 3.81 MM N OF POLES: 5 180° SOLDER PIN LENGTH (L): 3.5 MM PUSH IN WITH ACTUATOR CLAMPING RANGE MAX. : 1.5 MM² TAPE | 49
34627 | 1875670000 | PRINTED CIRCUIT BOARD TERMINALS 3.81 MM N OF POLES: 6 180° SOLDER PIN LENGTH (L): 3.5 MM PUSH IN WITH ACTUATOR CLAMPING RANGE MAX. : 1.5 MM² TAPE | 1
34628 | 1875690000 | PRINTED CIRCUIT BOARD TERMINALS 5.08 MM N OF POLES: 7 90° SOLDER PIN LENGTH (L): 3.5 MM PUSH IN WITH ACTUATOR CLAMPING RANGE MAX. : 1.5 MM² TAPE | 49
34629 | 1875710000 | PRINTED CIRCUIT BOARD TERMINALS 3.81 MM N OF POLES: 8 180° SOLDER PIN LENGTH (L): 3.5 MM PUSH IN WITH ACTUATOR CLAMPING RANGE MAX. : 1.5 MM² TAPE | 1
34630 | 1875730000 | PRINTED CIRCUIT BOARD TERMINALS 3.81 MM N OF POLES: 9 180° SOLDER PIN LENGTH (L): 3.5 MM PUSH IN WITH ACTUATOR CLAMPING RANGE MAX. : 1.5 MM² TAPE | 1
34631 | 1875750000 | PRINTED CIRCUIT BOARD TERMINALS 5.08 MM N OF POLES: 7 180° SOLDER PIN LENGTH (L): 3.5 MM PUSH IN WITH ACTUATOR CLAMPING RANGE MAX. : 1.5 MM² TAPE | 49
34632 | 1875760000 | PRINTED CIRCUIT BOARD TERMINALS 3.81 MM N OF POLES: 10 180° SOLDER PIN LENGTH (L): 3.5 MM PUSH IN WITH ACTUATOR CLAMPING RANGE MAX. : 1.5 MM² TAPE | 1
34633 | 1875920000 | PRINTED CIRCUIT BOARD TERMINALS 3.81 MM N OF POLES: 2 90° SOLDER PIN LENGTH (L): 3.5 MM PUSH IN WITH ACTUATOR CLAMPING RANGE MAX. : 1.5 MM² TAPE | 49
34634 | 1875960000 | PRINTED CIRCUIT BOARD TERMINALS 3.81 MM N OF POLES: 6 90° SOLDER PIN LENGTH (L): 3.5 MM PUSH IN WITH ACTUATOR CLAMPING RANGE MAX. : 1.5 MM² TAPE | 49
34635 | 1876000000 | PRINTED CIRCUIT BOARD TERMINALS 3.81 MM N OF POLES: 10 90° SOLDER PIN LENGTH (L): 3.5 MM PUSH IN WITH ACTUATOR CLAMPING RANGE MAX. : 1.5 MM² TAPE | 49
34636 | 1876020000 | PRINTED CIRCUIT BOARD TERMINALS 5.00 MM N OF POLES: 2 180° SOLDER PIN LENGTH (L): 1.5 MM PUSH IN WITH ACTUATOR CLAMPING RANGE MAX. : 1.5 MM² TAPE | 49
34637 | 1876030000 | PRINTED CIRCUIT BOARD TERMINALS 5.00 MM N OF POLES: 3 180° SOLDER PIN LENGTH (L): 1.5 MM PUSH IN WITH ACTUATOR CLAMPING RANGE MAX. : 1.5 MM² TAPE | 49
34638 | 1876050000 | PRINTED CIRCUIT BOARD TERMINALS 5.00 MM N OF POLES: 4 180° SOLDER PIN LENGTH (L): 1.5 MM PUSH IN WITH ACTUATOR CLAMPING RANGE MAX. : 1.5 MM² TAPE | 49
34639 | 1876060000 | PRINTED CIRCUIT BOARD TERMINALS 5.00 MM N OF POLES: 5 180° SOLDER PIN LENGTH (L): 1.5 MM PUSH IN WITH ACTUATOR CLAMPING RANGE MAX. : 1.5 MM² TAPE | 49
34640 | 1876070000 | PRINTED CIRCUIT BOARD TERMINALS 5.00 MM N OF POLES: 6 180° SOLDER PIN LENGTH (L): 1.5 MM PUSH IN WITH ACTUATOR CLAMPING RANGE MAX. : 1.5 MM² TAPE | 49
34641 | 1876090000 | PRINTED CIRCUIT BOARD TERMINALS 5.00 MM N OF POLES: 8 180° SOLDER PIN LENGTH (L): 1.5 MM PUSH IN WITH ACTUATOR CLAMPING RANGE MAX. : 1.5 MM² TAPE | 49
34642 | 1876100000 | PRINTED CIRCUIT BOARD TERMINALS 5.08 MM N OF POLES: 7 180° SOLDER PIN LENGTH (L): 1.5 MM PUSH IN WITH ACTUATOR CLAMPING RANGE MAX. : 1.5 MM² TAPE | 49
34643 | 1876110000 | PRINTED CIRCUIT BOARD TERMINALS 5.00 MM N OF POLES: 2 180° SOLDER PIN LENGTH (L): 3.5 MM PUSH IN WITH ACTUATOR CLAMPING RANGE MAX. : 1.5 MM² TAPE | 49
34644 | 1876120000 | PRINTED CIRCUIT BOARD TERMINALS 5.08 MM N OF POLES: 6 90° SOLDER PIN LENGTH (L): 3.5 MM PUSH IN WITH ACTUATOR CLAMPING RANGE MAX. : 1.5 MM² TAPE | 49
34645 | 1876130000 | PRINTED CIRCUIT BOARD TERMINALS 5.00 MM N OF POLES: 3 180° SOLDER PIN LENGTH (L): 3.5 MM PUSH IN WITH ACTUATOR CLAMPING RANGE MAX. : 1.5 MM² TAPE | 49
34646 | 1876140000 | PRINTED CIRCUIT BOARD TERMINALS 5.00 MM N OF POLES: 4 180° SOLDER PIN LENGTH (L): 3.5 MM PUSH IN WITH ACTUATOR CLAMPING RANGE MAX. : 1.5 MM² TAPE | 49
34647 | 1876160000 | PRINTED CIRCUIT BOARD TERMINALS 5.00 MM N OF POLES: 5 180° SOLDER PIN LENGTH (L): 3.5 MM PUSH IN WITH ACTUATOR CLAMPING RANGE MAX. : 1.5 MM² TAPE | 49
34648 | 1876170000 | PRINTED CIRCUIT BOARD TERMINALS 5.08 MM N OF POLES: 6 180° SOLDER PIN LENGTH (L): 3.5 MM PUSH IN WITH ACTUATOR CLAMPING RANGE MAX. : 1.5 MM² TAPE | 49
34649 | 1876180000 | PRINTED CIRCUIT BOARD TERMINALS 5.08 MM N OF POLES: 6 180° SOLDER PIN LENGTH (L): 1.5 MM PUSH IN WITH ACTUATOR CLAMPING RANGE MAX. : 1.5 MM² TAPE | 49
34650 | 1876190000 | PRINTED CIRCUIT BOARD TERMINALS 5.08 MM N OF POLES: 5 90° SOLDER PIN LENGTH (L): 3.5 MM PUSH IN WITH ACTUATOR CLAMPING RANGE MAX. : 1.5 MM² TAPE | 49
34651 | 1876200000 | PRINTED CIRCUIT BOARD TERMINALS 5.00 MM N OF POLES: 6 180° SOLDER PIN LENGTH (L): 3.5 MM PUSH IN WITH ACTUATOR CLAMPING RANGE MAX. : 1.5 MM² TAPE | 49
34652 | 1876210000 | PRINTED CIRCUIT BOARD TERMINALS 5.08 MM N OF POLES: 5 90° SOLDER PIN LENGTH (L): 1.5 MM PUSH IN WITH ACTUATOR CLAMPING RANGE MAX. : 1.5 MM² TAPE | 49
34653 | 1876220000 | PRINTED CIRCUIT BOARD TERMINALS 5.00 MM N OF POLES: 7 180° SOLDER PIN LENGTH (L): 3.5 MM PUSH IN WITH ACTUATOR CLAMPING RANGE MAX. : 1.5 MM² TAPE | 49
34654 | 1876240000 | PRINTED CIRCUIT BOARD TERMINALS 5.00 MM N OF POLES: 2 90° SOLDER PIN LENGTH (L): 1.5 MM PUSH IN WITH ACTUATOR CLAMPING RANGE MAX. : 1.5 MM² TAPE | 49
34655 | 1876250000 | PRINTED CIRCUIT BOARD TERMINALS 5.08 MM N OF POLES: 5 180° SOLDER PIN LENGTH (L): 3.5 MM PUSH IN WITH ACTUATOR CLAMPING RANGE MAX. : 1.5 MM² TAPE | 49
34656 | 1876260000 | PRINTED CIRCUIT BOARD TERMINALS 5.00 MM N OF POLES: 3 90° SOLDER PIN LENGTH (L): 1.5 MM PUSH IN WITH ACTUATOR CLAMPING RANGE MAX. : 1.5 MM² TAPE | 49
34657 | 1876270000 | PRINTED CIRCUIT BOARD TERMINALS 5.00 MM N OF POLES: 4 90° SOLDER PIN LENGTH (L): 1.5 MM PUSH IN WITH ACTUATOR CLAMPING RANGE MAX. : 1.5 MM² TAPE | 49
34658 | 1876280000 | PRINTED CIRCUIT BOARD TERMINALS 5.00 MM N OF POLES: 5 90° SOLDER PIN LENGTH (L): 1.5 MM PUSH IN WITH ACTUATOR CLAMPING RANGE MAX. : 1.5 MM² TAPE | 49
34659 | 1876290000 | PRINTED CIRCUIT BOARD TERMINALS 5.08 MM N OF POLES: 5 180° SOLDER PIN LENGTH (L): 1.5 MM PUSH IN WITH ACTUATOR CLAMPING RANGE MAX. : 1.5 MM² TAPE | 49
34660 | 1876300000 | PRINTED CIRCUIT BOARD TERMINALS 5.00 MM N OF POLES: 6 90° SOLDER PIN LENGTH (L): 1.5 MM PUSH IN WITH ACTUATOR CLAMPING RANGE MAX. : 1.5 MM² TAPE | 49
34661 | 1876310000 | PRINTED CIRCUIT BOARD TERMINALS 5.08 MM N OF POLES: 4 90° SOLDER PIN LENGTH (L): 3.5 MM PUSH IN WITH ACTUATOR CLAMPING RANGE MAX. : 1.5 MM² TAPE | 49
34662 | 1876350000 | PRINTED CIRCUIT BOARD TERMINALS 5.00 MM N OF POLES: 8 90° SOLDER PIN LENGTH (L): 1.5 MM PUSH IN WITH ACTUATOR CLAMPING RANGE MAX. : 1.5 MM² TAPE | 49
34663 | 1876360000 | PRINTED CIRCUIT BOARD TERMINALS 5.08 MM N OF POLES: 4 180° SOLDER PIN LENGTH (L): 3.5 MM PUSH IN WITH ACTUATOR CLAMPING RANGE MAX. : 1.5 MM² TAPE | 49
34664 | 1876410000 | PRINTED CIRCUIT BOARD TERMINALS 5.08 MM N OF POLES: 4 180° SOLDER PIN LENGTH (L): 1.5 MM PUSH IN WITH ACTUATOR CLAMPING RANGE MAX. : 1.5 MM² TAPE | 49
34665 | 1876420000 | PRINTED CIRCUIT BOARD TERMINALS 5.08 MM N OF POLES: 3 90° SOLDER PIN LENGTH (L): 3.5 MM PUSH IN WITH ACTUATOR CLAMPING RANGE MAX. : 1.5 MM² TAPE | 49
34666 | 1876430000 | PRINTED CIRCUIT BOARD TERMINALS 5.00 MM N OF POLES: 2 90° SOLDER PIN LENGTH (L): 3.5 MM PUSH IN WITH ACTUATOR CLAMPING RANGE MAX. : 1.5 MM² TAPE | 49
34667 | 1876440000 | PRINTED CIRCUIT BOARD TERMINALS 5.08 MM N OF POLES: 3 90° SOLDER PIN LENGTH (L): 1.5 MM PUSH IN WITH ACTUATOR CLAMPING RANGE MAX. : 1.5 MM² TAPE | 49
34668 | 1876450000 | PRINTED CIRCUIT BOARD TERMINALS 5.08 MM N OF POLES: 3 180° SOLDER PIN LENGTH (L): 3.5 MM PUSH IN WITH ACTUATOR CLAMPING RANGE MAX. : 1.5 MM² TAPE | 49
34669 | 1876460000 | PRINTED CIRCUIT BOARD TERMINALS 5.08 MM N OF POLES: 3 180° SOLDER PIN LENGTH (L): 1.5 MM PUSH IN WITH ACTUATOR CLAMPING RANGE MAX. : 1.5 MM² TAPE | 49
34670 | 1876470000 | PRINTED CIRCUIT BOARD TERMINALS 5.08 MM N OF POLES: 2 90° SOLDER PIN LENGTH (L): 3.5 MM PUSH IN WITH ACTUATOR CLAMPING RANGE MAX. : 1.5 MM² TAPE | 49
34671 | 1876480000 | PRINTED CIRCUIT BOARD TERMINALS 5.08 MM N OF POLES: 2 90° SOLDER PIN LENGTH (L): 1.5 MM PUSH IN WITH ACTUATOR CLAMPING RANGE MAX. : 1.5 MM² TAPE | 49
34672 | 1876490000 | PRINTED CIRCUIT BOARD TERMINALS 5.08 MM N OF POLES: 2 180° SOLDER PIN LENGTH (L): 3.5 MM PUSH IN WITH ACTUATOR CLAMPING RANGE MAX. : 1.5 MM² TAPE | 49
34673 | 1876500000 | PRINTED CIRCUIT BOARD TERMINALS 5.08 MM N OF POLES: 2 180° SOLDER PIN LENGTH (L): 1.5 MM PUSH IN WITH ACTUATOR CLAMPING RANGE MAX. : 1.5 MM² TAPE | 49
34674 | 1876510000 | PRINTED CIRCUIT BOARD TERMINALS 5.00 MM N OF POLES: 3 90° SOLDER PIN LENGTH (L): 3.5 MM PUSH IN WITH ACTUATOR CLAMPING RANGE MAX. : 1.5 MM² TAPE | 49
34675 | 1876530000 | PRINTED CIRCUIT BOARD TERMINALS 5.00 MM N OF POLES: 4 90° SOLDER PIN LENGTH (L): 3.5 MM PUSH IN WITH ACTUATOR CLAMPING RANGE MAX. : 1.5 MM² TAPE | 49
34676 | 1876540000 | PRINTED CIRCUIT BOARD TERMINALS 5.00 MM N OF POLES: 7 90° SOLDER PIN LENGTH (L): 3.5 MM PUSH IN WITH ACTUATOR CLAMPING RANGE MAX. : 1.5 MM² TAPE | 49
34677 | 1876550000 | PRINTED CIRCUIT BOARD TERMINALS 5.00 MM N OF POLES: 5 90° SOLDER PIN LENGTH (L): 3.5 MM PUSH IN WITH ACTUATOR CLAMPING RANGE MAX. : 1.5 MM² TAPE | 49
34678 | 1876560000 | PRINTED CIRCUIT BOARD TERMINALS 5.00 MM N OF POLES: 6 90° SOLDER PIN LENGTH (L): 3.5 MM PUSH IN WITH ACTUATOR CLAMPING RANGE MAX. : 1.5 MM² TAPE | 49
34679 | 1876940000 | PCB PLUG-IN CONNECTOR MALE HEADER SOLDER FLANGE THT/THR SOLDER CONNECTION 5.08 MM N OF POLES: 4 270° SOLDER PIN LENGTH (L): 1.5 MM TINNED TAPE | 0
34680 | 1876960000 | PCB PLUG-IN CONNECTOR MALE HEADER SOLDER FLANGE THT/THR SOLDER CONNECTION 5.08 MM N OF POLES: 6 270° SOLDER PIN LENGTH (L): 1.5 MM TINNED TAPE | 0
34681 | 1876970000 | PCB PLUG-IN CONNECTOR MALE HEADER SOLDER FLANGE THT/THR SOLDER CONNECTION 5.08 MM N OF POLES: 7 270° SOLDER PIN LENGTH (L): 1.5 MM TINNED TAPE | 0
34682 | 1877560000 | PCB PLUG-IN CONNECTOR MALE HEADER CLOSED SIDE THT/THR SOLDER CONNECTION 5.08 MM N OF POLES: 2 270° SOLDER PIN LENGTH (L): 1.5 MM TINNED TAPE | 0
34683 | 1877600000 | PCB PLUG-IN CONNECTOR MALE HEADER CLOSED SIDE THT/THR SOLDER CONNECTION 5.08 MM N OF POLES: 3 270° SOLDER PIN LENGTH (L): 1.5 MM TINNED TAPE | 0
34684 | 1877610000 | PCB PLUG-IN CONNECTOR MALE HEADER CLOSED SIDE THT/THR SOLDER CONNECTION 5.08 MM N OF POLES: 4 270° SOLDER PIN LENGTH (L): 1.5 MM TINNED TAPE | 0
34685 | 1877620000 | PCB PLUG-IN CONNECTOR MALE HEADER CLOSED SIDE THT/THR SOLDER CONNECTION 5.08 MM N OF POLES: 5 270° SOLDER PIN LENGTH (L): 1.5 MM TINNED TAPE | 0
34686 | 1877630000 | PCB PLUG-IN CONNECTOR MALE HEADER CLOSED SIDE THT/THR SOLDER CONNECTION 5.08 MM N OF POLES: 6 270° SOLDER PIN LENGTH (L): 1.5 MM TINNED TAPE | 0
34687 | 1877640000 | PCB PLUG-IN CONNECTOR MALE HEADER CLOSED SIDE THT/THR SOLDER CONNECTION 5.08 MM N OF POLES: 7 270° SOLDER PIN LENGTH (L): 1.5 MM TINNED TAPE | 0
34688 | 1877650000 | PCB PLUG-IN CONNECTOR MALE HEADER CLOSED SIDE THT/THR SOLDER CONNECTION 5.08 MM N OF POLES: 8 270° SOLDER PIN LENGTH (L): 1.5 MM TINNED TAPE | 0
34689 | 1877740000 | PCB PLUG-IN CONNECTOR MALE HEADER CLOSED SIDE THT/THR SOLDER CONNECTION 5.08 MM N OF POLES: 2 270° SOLDER PIN LENGTH (L): 1.5 MM TINNED TAPE | 0
34690 | 1877760000 | PCB PLUG-IN CONNECTOR MALE HEADER CLOSED SIDE THT/THR SOLDER CONNECTION 5.08 MM N OF POLES: 4 270° SOLDER PIN LENGTH (L): 1.5 MM TINNED TAPE | 0
34691 | 1877770000 | PCB PLUG-IN CONNECTOR MALE HEADER CLOSED SIDE THT/THR SOLDER CONNECTION 5.08 MM N OF POLES: 5 270° SOLDER PIN LENGTH (L): 1.5 MM TINNED TAPE | 0
34692 | 1877800000 | PCB PLUG-IN CONNECTOR MALE HEADER CLOSED SIDE THT/THR SOLDER CONNECTION 5.08 MM N OF POLES: 8 270° SOLDER PIN LENGTH (L): 1.5 MM TINNED TAPE | 0
34693 | 1877810000 | PCB PLUG-IN CONNECTOR MALE HEADER CLOSED SIDE THT/THR SOLDER CONNECTION 5.08 MM N OF POLES: 2 270° SOLDER PIN LENGTH (L): 3.2 MM TINNED TAPE | 0
34694 | 1877820000 | PCB PLUG-IN CONNECTOR MALE HEADER CLOSED SIDE THT/THR SOLDER CONNECTION 5.08 MM N OF POLES: 3 270° SOLDER PIN LENGTH (L): 3.2 MM TINNED TAPE | 0
34695 | 1877830000 | PCB PLUG-IN CONNECTOR MALE HEADER CLOSED SIDE THT/THR SOLDER CONNECTION 5.08 MM N OF POLES: 4 270° SOLDER PIN LENGTH (L): 3.2 MM TINNED TAPE | 0
34696 | 1877840000 | PCB PLUG-IN CONNECTOR MALE HEADER CLOSED SIDE THT/THR SOLDER CONNECTION 5.08 MM N OF POLES: 5 270° SOLDER PIN LENGTH (L): 3.2 MM TINNED TAPE | 0
34697 | 1877850000 | PCB PLUG-IN CONNECTOR MALE HEADER CLOSED SIDE THT/THR SOLDER CONNECTION 5.08 MM N OF POLES: 6 270° SOLDER PIN LENGTH (L): 3.2 MM TINNED TAPE | 0
34698 | 1878520000 | PRINTED CIRCUIT BOARD TERMINALS 5.08 MM N OF POLES: 4 90° SOLDER PIN LENGTH (L): 1.5 MM PUSH IN WITH ACTUATOR CLAMPING RANGE MAX. : 1.5 MM² TAPE | 49
34699 | 1884340000 | PRINTED CIRCUIT BOARD TERMINALS 5.00 MM N OF POLES: 2 135° SOLDER PIN LENGTH (L): 3.5 MM PUSH IN WITH ACTUATOR CLAMPING RANGE MAX. : 1.5 MM² T | 49
34700 | 1884370000 | PRINTED CIRCUIT BOARD TERMINALS 5.00 MM N OF POLES: 3 135° SOLDER PIN LENGTH (L): 3.5 MM PUSH IN WITH ACTUATOR CLAMPING RANGE MAX. : 1.5 MM² T | 49
34701 | 1884380000 | PRINTED CIRCUIT BOARD TERMINALS 5.00 MM N OF POLES: 4 135° SOLDER PIN LENGTH (L): 3.5 MM PUSH IN WITH ACTUATOR CLAMPING RANGE MAX. : 1.5 MM² T | 49
34702 | 1884390000 | PRINTED CIRCUIT BOARD TERMINALS 5.00 MM N OF POLES: 5 135° SOLDER PIN LENGTH (L): 3.5 MM PUSH IN WITH ACTUATOR CLAMPING RANGE MAX. : 1.5 MM² T | 49
34703 | 1884400000 | PRINTED CIRCUIT BOARD TERMINALS 5.00 MM N OF POLES: 6 135° SOLDER PIN LENGTH (L): 3.5 MM PUSH IN WITH ACTUATOR CLAMPING RANGE MAX. : 1.5 MM² T | 49
34704 | 1884410000 | PRINTED CIRCUIT BOARD TERMINALS 5.00 MM N OF POLES: 7 135° SOLDER PIN LENGTH (L): 3.5 MM PUSH IN WITH ACTUATOR CLAMPING RANGE MAX. : 1.5 MM² T | 49
34705 | 1884420000 | PRINTED CIRCUIT BOARD TERMINALS 5.00 MM N OF POLES: 8 135° SOLDER PIN LENGTH (L): 3.5 MM PUSH IN WITH ACTUATOR CLAMPING RANGE MAX. : 1.5 MM² T | 49
34706 | 1884430000 | PRINTED CIRCUIT BOARD TERMINALS 5.00 MM N OF POLES: 9 135° SOLDER PIN LENGTH (L): 3.5 MM PUSH IN WITH ACTUATOR CLAMPING RANGE MAX. : 1.5 MM² T | 49
34707 | 1884440000 | PRINTED CIRCUIT BOARD TERMINALS 5.00 MM N OF POLES: 10 135° SOLDER PIN LENGTH (L): 3.5 MM PUSH IN WITH ACTUATOR CLAMPING RANGE MAX. : 1.5 MM² T | 49
34708 | 1884530000 | PRINTED CIRCUIT BOARD TERMINALS 5.00 MM N OF POLES: 2 135° SOLDER PIN LENGTH (L): 1.5 MM PUSH IN WITH ACTUATOR CLAMPING RANGE MAX. : 1.5 MM² T | 49
34709 | 1884540000 | PRINTED CIRCUIT BOARD TERMINALS 5.00 MM N OF POLES: 3 135° SOLDER PIN LENGTH (L): 1.5 MM PUSH IN WITH ACTUATOR CLAMPING RANGE MAX. : 1.5 MM² T | 49
34710 | 1884550000 | PRINTED CIRCUIT BOARD TERMINALS 5.00 MM N OF POLES: 4 135° SOLDER PIN LENGTH (L): 1.5 MM PUSH IN WITH ACTUATOR CLAMPING RANGE MAX. : 1.5 MM² T | 49
34711 | 1884560000 | PRINTED CIRCUIT BOARD TERMINALS 5.00 MM N OF POLES: 5 135° SOLDER PIN LENGTH (L): 1.5 MM PUSH IN WITH ACTUATOR CLAMPING RANGE MAX. : 1.5 MM² T | 49
34712 | 1884570000 | PRINTED CIRCUIT BOARD TERMINALS 5.00 MM N OF POLES: 6 135° SOLDER PIN LENGTH (L): 1.5 MM PUSH IN WITH ACTUATOR CLAMPING RANGE MAX. : 1.5 MM² T | 49
34713 | 1884580000 | PRINTED CIRCUIT BOARD TERMINALS 5.00 MM N OF POLES: 7 135° SOLDER PIN LENGTH (L): 1.5 MM PUSH IN WITH ACTUATOR CLAMPING RANGE MAX. : 1.5 MM² T | 49
34714 | 1884590000 | PRINTED CIRCUIT BOARD TERMINALS 5.00 MM N OF POLES: 8 135° SOLDER PIN LENGTH (L): 1.5 MM PUSH IN WITH ACTUATOR CLAMPING RANGE MAX. : 1.5 MM² T | 49
34715 | 1884600000 | PRINTED CIRCUIT BOARD TERMINALS 5.00 MM N OF POLES: 9 135° SOLDER PIN LENGTH (L): 1.5 MM PUSH IN WITH ACTUATOR CLAMPING RANGE MAX. : 1.5 MM² T | 49
34716 | 1884660000 | PRINTED CIRCUIT BOARD TERMINALS 5.00 MM N OF POLES: 10 135° SOLDER PIN LENGTH (L): 1.5 MM PUSH IN WITH ACTUATOR CLAMPING RANGE MAX. : 1.5 MM² T | 245
34717 | 1884730000 | PRINTED CIRCUIT BOARD TERMINALS 5.08 MM N OF POLES: 2 135° SOLDER PIN LENGTH (L): 1.5 MM PUSH IN WITH ACTUATOR CLAMPING RANGE MAX. : 1.5 MM² T | 122
34718 | 1884740000 | PRINTED CIRCUIT BOARD TERMINALS 5.08 MM N OF POLES: 3 135° SOLDER PIN LENGTH (L): 1.5 MM PUSH IN WITH ACTUATOR CLAMPING RANGE MAX. : 1.5 MM² T | 49
34719 | 1884750000 | PRINTED CIRCUIT BOARD TERMINALS 5.08 MM N OF POLES: 4 135° SOLDER PIN LENGTH (L): 1.5 MM PUSH IN WITH ACTUATOR CLAMPING RANGE MAX. : 1.5 MM² T | 122
34720 | 1884760000 | PRINTED CIRCUIT BOARD TERMINALS 5.08 MM N OF POLES: 5 135° SOLDER PIN LENGTH (L): 1.5 MM PUSH IN WITH ACTUATOR CLAMPING RANGE MAX. : 1.5 MM² T | 49
34721 | 1884770000 | PRINTED CIRCUIT BOARD TERMINALS 5.08 MM N OF POLES: 6 135° SOLDER PIN LENGTH (L): 1.5 MM PUSH IN WITH ACTUATOR CLAMPING RANGE MAX. : 1.5 MM² T | 49
34722 | 1884780000 | PRINTED CIRCUIT BOARD TERMINALS 5.08 MM N OF POLES: 7 135° SOLDER PIN LENGTH (L): 1.5 MM PUSH IN WITH ACTUATOR CLAMPING RANGE MAX. : 1.5 MM² T | 49
34723 | 1884790000 | PRINTED CIRCUIT BOARD TERMINALS 5.08 MM N OF POLES: 8 135° SOLDER PIN LENGTH (L): 1.5 MM PUSH IN WITH ACTUATOR CLAMPING RANGE MAX. : 1.5 MM² T | 122
34724 | 1884800000 | PRINTED CIRCUIT BOARD TERMINALS 5.08 MM N OF POLES: 9 135° SOLDER PIN LENGTH (L): 1.5 MM PUSH IN WITH ACTUATOR CLAMPING RANGE MAX. : 1.5 MM² T | 49
34725 | 1884810000 | PRINTED CIRCUIT BOARD TERMINALS 5.08 MM N OF POLES: 10 135° SOLDER PIN LENGTH (L): 1.5 MM PUSH IN WITH ACTUATOR CLAMPING RANGE MAX. : 1.5 MM² T | 49
34726 | 1884820000 | PRINTED CIRCUIT BOARD TERMINALS 5.08 MM N OF POLES: 11 135° SOLDER PIN LENGTH (L): 1.5 MM PUSH IN WITH ACTUATOR CLAMPING RANGE MAX. : 1.5 MM² T | 122
34727 | 1884870000 | PRINTED CIRCUIT BOARD TERMINALS 5.08 MM N OF POLES: 16 135° SOLDER PIN LENGTH (L): 1.5 MM PUSH IN WITH ACTUATOR CLAMPING RANGE MAX. : 1.5 MM² T | 122
34728 | 1884880000 | PRINTED CIRCUIT BOARD TERMINALS 7.50 MM N OF POLES: 2 135° SOLDER PIN LENGTH (L): 1.5 MM PUSH IN WITH ACTUATOR CLAMPING RANGE MAX. : 1.5 MM² T | 122
34729 | 1884890000 | PRINTED CIRCUIT BOARD TERMINALS 7.50 MM N OF POLES: 3 135° SOLDER PIN LENGTH (L): 1.5 MM PUSH IN WITH ACTUATOR CLAMPING RANGE MAX. : 1.5 MM² T | 49
34730 | 1884900000 | PRINTED CIRCUIT BOARD TERMINALS 7.50 MM N OF POLES: 4 135° SOLDER PIN LENGTH (L): 1.5 MM PUSH IN WITH ACTUATOR CLAMPING RANGE MAX. : 1.5 MM² T | 49
34731 | 1884910000 | PRINTED CIRCUIT BOARD TERMINALS 7.50 MM N OF POLES: 5 135° SOLDER PIN LENGTH (L): 1.5 MM PUSH IN WITH ACTUATOR CLAMPING RANGE MAX. : 1.5 MM² T | 49
34732 | 1884920000 | PRINTED CIRCUIT BOARD TERMINALS 7.50 MM N OF POLES: 6 135° SOLDER PIN LENGTH (L): 1.5 MM PUSH IN WITH ACTUATOR CLAMPING RANGE MAX. : 1.5 MM² T | 49
34733 | 1884930000 | PRINTED CIRCUIT BOARD TERMINALS 7.50 MM N OF POLES: 7 135° SOLDER PIN LENGTH (L): 1.5 MM PUSH IN WITH ACTUATOR CLAMPING RANGE MAX. : 1.5 MM² T | 49
34734 | 1884950000 | PRINTED CIRCUIT BOARD TERMINALS 7.62 MM N OF POLES: 2 135° SOLDER PIN LENGTH (L): 1.5 MM PUSH IN WITH ACTUATOR CLAMPING RANGE MAX. : 1.5 MM² T | 122
34735 | 1884960000 | PRINTED CIRCUIT BOARD TERMINALS 7.62 MM N OF POLES: 3 135° SOLDER PIN LENGTH (L): 1.5 MM PUSH IN WITH ACTUATOR CLAMPING RANGE MAX. : 1.5 MM² T | 122
34736 | 1884970000 | PRINTED CIRCUIT BOARD TERMINALS 7.62 MM N OF POLES: 4 135° SOLDER PIN LENGTH (L): 1.5 MM PUSH IN WITH ACTUATOR CLAMPING RANGE MAX. : 1.5 MM² T | 122
34737 | 1884980000 | PRINTED CIRCUIT BOARD TERMINALS 7.62 MM N OF POLES: 5 135° SOLDER PIN LENGTH (L): 1.5 MM PUSH IN WITH ACTUATOR CLAMPING RANGE MAX. : 1.5 MM² T | 122
34738 | 1884990000 | PRINTED CIRCUIT BOARD TERMINALS 7.62 MM N OF POLES: 6 135° SOLDER PIN LENGTH (L): 1.5 MM PUSH IN WITH ACTUATOR CLAMPING RANGE MAX. : 1.5 MM² T | 122
34739 | 1885000000 | PRINTED CIRCUIT BOARD TERMINALS 7.62 MM N OF POLES: 7 135° SOLDER PIN LENGTH (L): 1.5 MM PUSH IN WITH ACTUATOR CLAMPING RANGE MAX. : 1.5 MM² T | 122
34740 | 1885020000 | PRINTED CIRCUIT BOARD TERMINALS 5.08 MM N OF POLES: 2 135° SOLDER PIN LENGTH (L): 3.5 MM PUSH IN WITH ACTUATOR CLAMPING RANGE MAX. : 1.5 MM² T | 122
34741 | 1885030000 | PRINTED CIRCUIT BOARD TERMINALS 5.08 MM N OF POLES: 3 135° SOLDER PIN LENGTH (L): 3.5 MM PUSH IN WITH ACTUATOR CLAMPING RANGE MAX. : 1.5 MM² T | 49
34742 | 1885040000 | PRINTED CIRCUIT BOARD TERMINALS 5.08 MM N OF POLES: 4 135° SOLDER PIN LENGTH (L): 3.5 MM PUSH IN WITH ACTUATOR CLAMPING RANGE MAX. : 1.5 MM² T | 49
34743 | 1885050000 | PRINTED CIRCUIT BOARD TERMINALS 5.08 MM N OF POLES: 5 135° SOLDER PIN LENGTH (L): 3.5 MM PUSH IN WITH ACTUATOR CLAMPING RANGE MAX. : 1.5 MM² T | 49
34744 | 1885060000 | PRINTED CIRCUIT BOARD TERMINALS 5.08 MM N OF POLES: 6 135° SOLDER PIN LENGTH (L): 3.5 MM PUSH IN WITH ACTUATOR CLAMPING RANGE MAX. : 1.5 MM² T | 49
34745 | 1885070000 | PRINTED CIRCUIT BOARD TERMINALS 5.08 MM N OF POLES: 7 135° SOLDER PIN LENGTH (L): 3.5 MM PUSH IN WITH ACTUATOR CLAMPING RANGE MAX. : 1.5 MM² T | 49
34746 | 1885080000 | PRINTED CIRCUIT BOARD TERMINALS 5.08 MM N OF POLES: 8 135° SOLDER PIN LENGTH (L): 3.5 MM PUSH IN WITH ACTUATOR CLAMPING RANGE MAX. : 1.5 MM² T | 49
34747 | 1885090000 | PRINTED CIRCUIT BOARD TERMINALS 5.08 MM N OF POLES: 9 135° SOLDER PIN LENGTH (L): 3.5 MM PUSH IN WITH ACTUATOR CLAMPING RANGE MAX. : 1.5 MM² T | 49
34748 | 1885100000 | PRINTED CIRCUIT BOARD TERMINALS 5.08 MM N OF POLES: 10 135° SOLDER PIN LENGTH (L): 3.5 MM PUSH IN WITH ACTUATOR CLAMPING RANGE MAX. : 1.5 MM² T | 49
34749 | 1885130000 | PRINTED CIRCUIT BOARD TERMINALS 5.08 MM N OF POLES: 13 135° SOLDER PIN LENGTH (L): 3.5 MM PUSH IN WITH ACTUATOR CLAMPING RANGE MAX. : 1.5 MM² T | 49
34750 | 1885140000 | PRINTED CIRCUIT BOARD TERMINALS 5.08 MM N OF POLES: 14 135° SOLDER PIN LENGTH (L): 3.5 MM PUSH IN WITH ACTUATOR CLAMPING RANGE MAX. : 1.5 MM² T | 122
34751 | 1885160000 | PRINTED CIRCUIT BOARD TERMINALS 5.08 MM N OF POLES: 16 135° SOLDER PIN LENGTH (L): 3.5 MM PUSH IN WITH ACTUATOR CLAMPING RANGE MAX. : 1.5 MM² T | 49
34752 | 1885180000 | PRINTED CIRCUIT BOARD TERMINALS 3.50 MM N OF POLES: 2 135° SOLDER PIN LENGTH (L): 1.5 MM PUSH IN WITH ACTUATOR CLAMPING RANGE MAX. : 1.5 MM² T | 122
34753 | 1885190000 | PRINTED CIRCUIT BOARD TERMINALS 3.50 MM N OF POLES: 3 135° SOLDER PIN LENGTH (L): 1.5 MM PUSH IN WITH ACTUATOR CLAMPING RANGE MAX. : 1.5 MM² T | 49
34754 | 1885200000 | PRINTED CIRCUIT BOARD TERMINALS 3.50 MM N OF POLES: 4 135° SOLDER PIN LENGTH (L): 1.5 MM PUSH IN WITH ACTUATOR CLAMPING RANGE MAX. : 1.5 MM² T | 49
34755 | 1885210000 | PRINTED CIRCUIT BOARD TERMINALS 3.50 MM N OF POLES: 5 135° SOLDER PIN LENGTH (L): 1.5 MM PUSH IN WITH ACTUATOR CLAMPING RANGE MAX. : 1.5 MM² T | 49
34756 | 1885220000 | PRINTED CIRCUIT BOARD TERMINALS 3.50 MM N OF POLES: 6 135° SOLDER PIN LENGTH (L): 1.5 MM PUSH IN WITH ACTUATOR CLAMPING RANGE MAX. : 1.5 MM² T | 49
34757 | 1885230000 | PRINTED CIRCUIT BOARD TERMINALS 3.50 MM N OF POLES: 7 135° SOLDER PIN LENGTH (L): 1.5 MM PUSH IN WITH ACTUATOR CLAMPING RANGE MAX. : 1.5 MM² T | 49
34758 | 1885240000 | PRINTED CIRCUIT BOARD TERMINALS 3.50 MM N OF POLES: 8 135° SOLDER PIN LENGTH (L): 1.5 MM PUSH IN WITH ACTUATOR CLAMPING RANGE MAX. : 1.5 MM² T | 49
34759 | 1885250000 | PRINTED CIRCUIT BOARD TERMINALS 3.50 MM N OF POLES: 9 135° SOLDER PIN LENGTH (L): 1.5 MM PUSH IN WITH ACTUATOR CLAMPING RANGE MAX. : 1.5 MM² T | 49
34760 | 1885260000 | PRINTED CIRCUIT BOARD TERMINALS 3.50 MM N OF POLES: 10 135° SOLDER PIN LENGTH (L): 1.5 MM PUSH IN WITH ACTUATOR CLAMPING RANGE MAX. : 1.5 MM² T | 49
34761 | 1885270000 | PRINTED CIRCUIT BOARD TERMINALS 3.50 MM N OF POLES: 11 135° SOLDER PIN LENGTH (L): 1.5 MM PUSH IN WITH ACTUATOR CLAMPING RANGE MAX. : 1.5 MM² T | 122
34762 | 1885280000 | PRINTED CIRCUIT BOARD TERMINALS 3.50 MM N OF POLES: 12 135° SOLDER PIN LENGTH (L): 1.5 MM PUSH IN WITH ACTUATOR CLAMPING RANGE MAX. : 1.5 MM² T | 122
34763 | 1885290000 | PRINTED CIRCUIT BOARD TERMINALS 3.50 MM N OF POLES: 13 135° SOLDER PIN LENGTH (L): 1.5 MM PUSH IN WITH ACTUATOR CLAMPING RANGE MAX. : 1.5 MM² T | 122
34764 | 1885300000 | PRINTED CIRCUIT BOARD TERMINALS 3.50 MM N OF POLES: 14 135° SOLDER PIN LENGTH (L): 1.5 MM PUSH IN WITH ACTUATOR CLAMPING RANGE MAX. : 1.5 MM² T | 122
34765 | 1885380000 | PRINTED CIRCUIT BOARD TERMINALS 3.50 MM N OF POLES: 22 135° SOLDER PIN LENGTH (L): 1.5 MM PUSH IN WITH ACTUATOR CLAMPING RANGE MAX. : 1.5 MM² T | 122
34766 | 1885410000 | PRINTED CIRCUIT BOARD TERMINALS 3.81 MM N OF POLES: 2 135° SOLDER PIN LENGTH (L): 1.5 MM PUSH IN WITH ACTUATOR CLAMPING RANGE MAX. : 1.5 MM² T | 122
34767 | 1885420000 | PRINTED CIRCUIT BOARD TERMINALS 3.81 MM N OF POLES: 3 135° SOLDER PIN LENGTH (L): 1.5 MM PUSH IN WITH ACTUATOR CLAMPING RANGE MAX. : 1.5 MM² T | 122
34768 | 1885430000 | PRINTED CIRCUIT BOARD TERMINALS 3.81 MM N OF POLES: 4 135° SOLDER PIN LENGTH (L): 1.5 MM PUSH IN WITH ACTUATOR CLAMPING RANGE MAX. : 1.5 MM² T | 122
34769 | 1885440000 | PRINTED CIRCUIT BOARD TERMINALS 3.81 MM N OF POLES: 5 135° SOLDER PIN LENGTH (L): 1.5 MM PUSH IN WITH ACTUATOR CLAMPING RANGE MAX. : 1.5 MM² T | 122
34770 | 1885450000 | PRINTED CIRCUIT BOARD TERMINALS 3.81 MM N OF POLES: 6 135° SOLDER PIN LENGTH (L): 1.5 MM PUSH IN WITH ACTUATOR CLAMPING RANGE MAX. : 1.5 MM² T | 122
34771 | 1885460000 | PRINTED CIRCUIT BOARD TERMINALS 3.81 MM N OF POLES: 7 135° SOLDER PIN LENGTH (L): 1.5 MM PUSH IN WITH ACTUATOR CLAMPING RANGE MAX. : 1.5 MM² T | 122
34772 | 1885470000 | PRINTED CIRCUIT BOARD TERMINALS 3.81 MM N OF POLES: 8 135° SOLDER PIN LENGTH (L): 1.5 MM PUSH IN WITH ACTUATOR CLAMPING RANGE MAX. : 1.5 MM² T | 122
34773 | 1885480000 | PRINTED CIRCUIT BOARD TERMINALS 3.81 MM N OF POLES: 9 135° SOLDER PIN LENGTH (L): 1.5 MM PUSH IN WITH ACTUATOR CLAMPING RANGE MAX. : 1.5 MM² T | 122
34774 | 1885490000 | PRINTED CIRCUIT BOARD TERMINALS 3.81 MM N OF POLES: 10 135° SOLDER PIN LENGTH (L): 1.5 MM PUSH IN WITH ACTUATOR CLAMPING RANGE MAX. : 1.5 MM² T | 122
34775 | 1885510000 | PRINTED CIRCUIT BOARD TERMINALS 3.81 MM N OF POLES: 11 135° SOLDER PIN LENGTH (L): 1.5 MM PUSH IN WITH ACTUATOR CLAMPING RANGE MAX. : 1.5 MM² T | 122
34776 | 1885520000 | PRINTED CIRCUIT BOARD TERMINALS 3.81 MM N OF POLES: 12 135° SOLDER PIN LENGTH (L): 1.5 MM PUSH IN WITH ACTUATOR CLAMPING RANGE MAX. : 1.5 MM² T | 122
34777 | 1885530000 | PRINTED CIRCUIT BOARD TERMINALS 3.81 MM N OF POLES: 13 135° SOLDER PIN LENGTH (L): 1.5 MM PUSH IN WITH ACTUATOR CLAMPING RANGE MAX. : 1.5 MM² T | 122
34778 | 1885570000 | PRINTED CIRCUIT BOARD TERMINALS 3.81 MM N OF POLES: 17 135° SOLDER PIN LENGTH (L): 1.5 MM PUSH IN WITH ACTUATOR CLAMPING RANGE MAX. : 1.5 MM² T | 122
34779 | 1885650000 | PRINTED CIRCUIT BOARD TERMINALS 3.50 MM N OF POLES: 2 135° SOLDER PIN LENGTH (L): 3.5 MM PUSH IN WITH ACTUATOR CLAMPING RANGE MAX. : 1.5 MM² T | 49
34780 | 1885660000 | PRINTED CIRCUIT BOARD TERMINALS 3.50 MM N OF POLES: 3 135° SOLDER PIN LENGTH (L): 3.5 MM PUSH IN WITH ACTUATOR CLAMPING RANGE MAX. : 1.5 MM² T | 49
34781 | 1885670000 | PRINTED CIRCUIT BOARD TERMINALS 3.50 MM N OF POLES: 4 135° SOLDER PIN LENGTH (L): 3.5 MM PUSH IN WITH ACTUATOR CLAMPING RANGE MAX. : 1.5 MM² T | 49
34782 | 1885680000 | PRINTED CIRCUIT BOARD TERMINALS 3.50 MM N OF POLES: 5 135° SOLDER PIN LENGTH (L): 3.5 MM PUSH IN WITH ACTUATOR CLAMPING RANGE MAX. : 1.5 MM² T | 49
34783 | 1885690000 | PRINTED CIRCUIT BOARD TERMINALS 3.50 MM N OF POLES: 6 135° SOLDER PIN LENGTH (L): 3.5 MM PUSH IN WITH ACTUATOR CLAMPING RANGE MAX. : 1.5 MM² T | 49
34784 | 1885700000 | PRINTED CIRCUIT BOARD TERMINALS 3.50 MM N OF POLES: 7 135° SOLDER PIN LENGTH (L): 3.5 MM PUSH IN WITH ACTUATOR CLAMPING RANGE MAX. : 1.5 MM² T | 49
34785 | 1885710000 | PRINTED CIRCUIT BOARD TERMINALS 3.50 MM N OF POLES: 8 135° SOLDER PIN LENGTH (L): 3.5 MM PUSH IN WITH ACTUATOR CLAMPING RANGE MAX. : 1.5 MM² T | 49
34786 | 1885730000 | PRINTED CIRCUIT BOARD TERMINALS 3.50 MM N OF POLES: 10 135° SOLDER PIN LENGTH (L): 3.5 MM PUSH IN WITH ACTUATOR CLAMPING RANGE MAX. : 1.5 MM² T | 49
34787 | 1885740000 | PRINTED CIRCUIT BOARD TERMINALS 3.50 MM N OF POLES: 11 135° SOLDER PIN LENGTH (L): 3.5 MM PUSH IN WITH ACTUATOR CLAMPING RANGE MAX. : 1.5 MM² T | 122
34788 | 1885750000 | PRINTED CIRCUIT BOARD TERMINALS 3.50 MM N OF POLES: 12 135° SOLDER PIN LENGTH (L): 3.5 MM PUSH IN WITH ACTUATOR CLAMPING RANGE MAX. : 1.5 MM² T | 122
34789 | 1885760000 | PRINTED CIRCUIT BOARD TERMINALS 3.50 MM N OF POLES: 13 135° SOLDER PIN LENGTH (L): 3.5 MM PUSH IN WITH ACTUATOR CLAMPING RANGE MAX. : 1.5 MM² T | 49
34790 | 1885770000 | PRINTED CIRCUIT BOARD TERMINALS 3.50 MM N OF POLES: 14 135° SOLDER PIN LENGTH (L): 3.5 MM PUSH IN WITH ACTUATOR CLAMPING RANGE MAX. : 1.5 MM² T | 49
34791 | 1885790000 | PRINTED CIRCUIT BOARD TERMINALS 3.50 MM N OF POLES: 16 135° SOLDER PIN LENGTH (L): 3.5 MM PUSH IN WITH ACTUATOR CLAMPING RANGE MAX. : 1.5 MM² T | 49
34792 | 1885850000 | PRINTED CIRCUIT BOARD TERMINALS 3.50 MM N OF POLES: 22 135° SOLDER PIN LENGTH (L): 3.5 MM PUSH IN WITH ACTUATOR CLAMPING RANGE MAX. : 1.5 MM² T | 122
34793 | 1885880000 | PRINTED CIRCUIT BOARD TERMINALS 3.81 MM N OF POLES: 2 135° SOLDER PIN LENGTH (L): 3.5 MM PUSH IN WITH ACTUATOR CLAMPING RANGE MAX. : 1.5 MM² T | 122
34794 | 1885890000 | PRINTED CIRCUIT BOARD TERMINALS 3.81 MM N OF POLES: 3 135° SOLDER PIN LENGTH (L): 3.5 MM PUSH IN WITH ACTUATOR CLAMPING RANGE MAX. : 1.5 MM² T | 122
34795 | 1885900000 | PRINTED CIRCUIT BOARD TERMINALS 3.81 MM N OF POLES: 4 135° SOLDER PIN LENGTH (L): 3.5 MM PUSH IN WITH ACTUATOR CLAMPING RANGE MAX. : 1.5 MM² T | 122
34796 | 1885910000 | PRINTED CIRCUIT BOARD TERMINALS 3.81 MM N OF POLES: 5 135° SOLDER PIN LENGTH (L): 3.5 MM PUSH IN WITH ACTUATOR CLAMPING RANGE MAX. : 1.5 MM² T | 122
34797 | 1885920000 | PRINTED CIRCUIT BOARD TERMINALS 3.81 MM N OF POLES: 6 135° SOLDER PIN LENGTH (L): 3.5 MM PUSH IN WITH ACTUATOR CLAMPING RANGE MAX. : 1.5 MM² T | 122
34798 | 1885930000 | PRINTED CIRCUIT BOARD TERMINALS 3.81 MM N OF POLES: 7 135° SOLDER PIN LENGTH (L): 3.5 MM PUSH IN WITH ACTUATOR CLAMPING RANGE MAX. : 1.5 MM² T | 122
34799 | 1885940000 | PRINTED CIRCUIT BOARD TERMINALS 3.81 MM N OF POLES: 8 135° SOLDER PIN LENGTH (L): 3.5 MM PUSH IN WITH ACTUATOR CLAMPING RANGE MAX. : 1.5 MM² T | 122
34800 | 1885950000 | PRINTED CIRCUIT BOARD TERMINALS 3.81 MM N OF POLES: 9 135° SOLDER PIN LENGTH (L): 3.5 MM PUSH IN WITH ACTUATOR CLAMPING RANGE MAX. : 1.5 MM² T | 122
34801 | 1885960000 | PRINTED CIRCUIT BOARD TERMINALS 3.81 MM N OF POLES: 10 135° SOLDER PIN LENGTH (L): 3.5 MM PUSH IN WITH ACTUATOR CLAMPING RANGE MAX. : 1.5 MM² T | 122
34802 | 1885970000 | PRINTED CIRCUIT BOARD TERMINALS 3.81 MM N OF POLES: 11 135° SOLDER PIN LENGTH (L): 3.5 MM PUSH IN WITH ACTUATOR CLAMPING RANGE MAX. : 1.5 MM² T | 122
34803 | 1885980000 | PRINTED CIRCUIT BOARD TERMINALS 3.81 MM N OF POLES: 12 135° SOLDER PIN LENGTH (L): 3.5 MM PUSH IN WITH ACTUATOR CLAMPING RANGE MAX. : 1.5 MM² T | 122
34804 | 1885990000 | PRINTED CIRCUIT BOARD TERMINALS 3.81 MM N OF POLES: 13 135° SOLDER PIN LENGTH (L): 3.5 MM PUSH IN WITH ACTUATOR CLAMPING RANGE MAX. : 1.5 MM² T | 122
34805 | 1886110000 | PRINTED CIRCUIT BOARD TERMINALS 7.50 MM N OF POLES: 2 135° SOLDER PIN LENGTH (L): 3.5 MM PUSH IN WITH ACTUATOR CLAMPING RANGE MAX. : 1.5 MM² T | 49
34806 | 1886120000 | PRINTED CIRCUIT BOARD TERMINALS 7.50 MM N OF POLES: 3 135° SOLDER PIN LENGTH (L): 3.5 MM PUSH IN WITH ACTUATOR CLAMPING RANGE MAX. : 1.5 MM² T | 49
34807 | 1886130000 | PRINTED CIRCUIT BOARD TERMINALS 7.50 MM N OF POLES: 4 135° SOLDER PIN LENGTH (L): 3.5 MM PUSH IN WITH ACTUATOR CLAMPING RANGE MAX. : 1.5 MM² T | 49
34808 | 1886140000 | PRINTED CIRCUIT BOARD TERMINALS 7.50 MM N OF POLES: 5 135° SOLDER PIN LENGTH (L): 3.5 MM PUSH IN WITH ACTUATOR CLAMPING RANGE MAX. : 1.5 MM² T | 49
34809 | 1886150000 | PRINTED CIRCUIT BOARD TERMINALS 7.50 MM N OF POLES: 6 135° SOLDER PIN LENGTH (L): 3.5 MM PUSH IN WITH ACTUATOR CLAMPING RANGE MAX. : 1.5 MM² T | 49
34810 | 1886160000 | PRINTED CIRCUIT BOARD TERMINALS 7.50 MM N OF POLES: 7 135° SOLDER PIN LENGTH (L): 3.5 MM PUSH IN WITH ACTUATOR CLAMPING RANGE MAX. : 1.5 MM² T | 49
34811 | 1886180000 | PRINTED CIRCUIT BOARD TERMINALS 7.62 MM N OF POLES: 2 135° SOLDER PIN LENGTH (L): 3.5 MM PUSH IN WITH ACTUATOR CLAMPING RANGE MAX. : 1.5 MM² T | 122
34812 | 1886190000 | PRINTED CIRCUIT BOARD TERMINALS 7.62 MM N OF POLES: 3 135° SOLDER PIN LENGTH (L): 3.5 MM PUSH IN WITH ACTUATOR CLAMPING RANGE MAX. : 1.5 MM² T | 122
34813 | 1886200000 | PRINTED CIRCUIT BOARD TERMINALS 7.62 MM N OF POLES: 4 135° SOLDER PIN LENGTH (L): 3.5 MM PUSH IN WITH ACTUATOR CLAMPING RANGE MAX. : 1.5 MM² T | 122
34814 | 1886210000 | PRINTED CIRCUIT BOARD TERMINALS 7.62 MM N OF POLES: 5 135° SOLDER PIN LENGTH (L): 3.5 MM PUSH IN WITH ACTUATOR CLAMPING RANGE MAX. : 1.5 MM² T | 122
34815 | 1886220000 | PRINTED CIRCUIT BOARD TERMINALS 7.62 MM N OF POLES: 6 135° SOLDER PIN LENGTH (L): 3.5 MM PUSH IN WITH ACTUATOR CLAMPING RANGE MAX. : 1.5 MM² T | 122
34816 | 1886230000 | PRINTED CIRCUIT BOARD TERMINALS 7.62 MM N OF POLES: 7 135° SOLDER PIN LENGTH (L): 3.5 MM PUSH IN WITH ACTUATOR CLAMPING RANGE MAX. : 1.5 MM² T | 122
34817 | 1887110000 | PRINTED CIRCUIT BOARD TERMINALS 7.62 MM N OF POLES: 2 135° SOLDER PIN LENGTH (L): 1.5 MM PUSH IN WITH ACTUATOR CLAMPING RANGE MAX. : 1.5 MM² TAPE | 49
34818 | 1887130000 | PRINTED CIRCUIT BOARD TERMINALS 7.62 MM N OF POLES: 4 135° SOLDER PIN LENGTH (L): 1.5 MM PUSH IN WITH ACTUATOR CLAMPING RANGE MAX. : 1.5 MM² TAPE | 49
34819 | 1887160000 | PRINTED CIRCUIT BOARD TERMINALS 7.62 MM N OF POLES: 2 135° SOLDER PIN LENGTH (L): 3.5 MM PUSH IN WITH ACTUATOR CLAMPING RANGE MAX. : 1.5 MM² TAPE | 49
34820 | 1887340000 | PRINTED CIRCUIT BOARD TERMINALS 3.50 MM N OF POLES: 2 135° SOLDER PIN LENGTH (L): 3.5 MM PUSH IN WITH ACTUATOR CLAMPING RANGE MAX. : 1.5 MM² TAPE | 49
34821 | 1887350000 | PRINTED CIRCUIT BOARD TERMINALS 3.50 MM N OF POLES: 3 135° SOLDER PIN LENGTH (L): 3.5 MM PUSH IN WITH ACTUATOR CLAMPING RANGE MAX. : 1.5 MM² TAPE | 49
34822 | 1887360000 | PRINTED CIRCUIT BOARD TERMINALS 3.50 MM N OF POLES: 4 135° SOLDER PIN LENGTH (L): 3.5 MM PUSH IN WITH ACTUATOR CLAMPING RANGE MAX. : 1.5 MM² TAPE | 49
34823 | 1887460000 | PRINTED CIRCUIT BOARD TERMINALS 3.50 MM N OF POLES: 5 135° SOLDER PIN LENGTH (L): 3.5 MM PUSH IN WITH ACTUATOR CLAMPING RANGE MAX. : 1.5 MM² TAPE | 49
34824 | 1887470000 | PRINTED CIRCUIT BOARD TERMINALS 3.50 MM N OF POLES: 6 135° SOLDER PIN LENGTH (L): 3.5 MM PUSH IN WITH ACTUATOR CLAMPING RANGE MAX. : 1.5 MM² TAPE | 49
34825 | 1887480000 | PRINTED CIRCUIT BOARD TERMINALS 3.50 MM N OF POLES: 7 135° SOLDER PIN LENGTH (L): 3.5 MM PUSH IN WITH ACTUATOR CLAMPING RANGE MAX. : 1.5 MM² TAPE | 49
34826 | 1887490000 | PRINTED CIRCUIT BOARD TERMINALS 3.50 MM N OF POLES: 8 135° SOLDER PIN LENGTH (L): 3.5 MM PUSH IN WITH ACTUATOR CLAMPING RANGE MAX. : 1.5 MM² TAPE | 49
34827 | 1887500000 | PRINTED CIRCUIT BOARD TERMINALS 3.50 MM N OF POLES: 9 135° SOLDER PIN LENGTH (L): 3.5 MM PUSH IN WITH ACTUATOR CLAMPING RANGE MAX. : 1.5 MM² TAPE | 49
34828 | 1887510000 | PRINTED CIRCUIT BOARD TERMINALS 3.50 MM N OF POLES: 10 135° SOLDER PIN LENGTH (L): 3.5 MM PUSH IN WITH ACTUATOR CLAMPING RANGE MAX. : 1.5 MM² TAPE | 49
34829 | 1887550000 | PRINTED CIRCUIT BOARD TERMINALS 3.50 MM N OF POLES: 2 135° SOLDER PIN LENGTH (L): 1.5 MM PUSH IN WITH ACTUATOR CLAMPING RANGE MAX. : 1.5 MM² TAPE | 49
34830 | 1887560000 | PRINTED CIRCUIT BOARD TERMINALS 3.50 MM N OF POLES: 3 135° SOLDER PIN LENGTH (L): 1.5 MM PUSH IN WITH ACTUATOR CLAMPING RANGE MAX. : 1.5 MM² TAPE | 49
34831 | 1887580000 | PRINTED CIRCUIT BOARD TERMINALS 3.50 MM N OF POLES: 4 135° SOLDER PIN LENGTH (L): 1.5 MM PUSH IN WITH ACTUATOR CLAMPING RANGE MAX. : 1.5 MM² TAPE | 49
34832 | 1887630000 | PRINTED CIRCUIT BOARD TERMINALS 3.50 MM N OF POLES: 5 135° SOLDER PIN LENGTH (L): 1.5 MM PUSH IN WITH ACTUATOR CLAMPING RANGE MAX. : 1.5 MM² TAPE | 49
34833 | 1887640000 | PRINTED CIRCUIT BOARD TERMINALS 3.50 MM N OF POLES: 6 135° SOLDER PIN LENGTH (L): 1.5 MM PUSH IN WITH ACTUATOR CLAMPING RANGE MAX. : 1.5 MM² TAPE | 49
34834 | 1887650000 | PRINTED CIRCUIT BOARD TERMINALS 3.50 MM N OF POLES: 7 135° SOLDER PIN LENGTH (L): 1.5 MM PUSH IN WITH ACTUATOR CLAMPING RANGE MAX. : 1.5 MM² TAPE | 49
34835 | 1887660000 | PRINTED CIRCUIT BOARD TERMINALS 3.50 MM N OF POLES: 8 135° SOLDER PIN LENGTH (L): 1.5 MM PUSH IN WITH ACTUATOR CLAMPING RANGE MAX. : 1.5 MM² TAPE | 49
34836 | 1887680000 | PRINTED CIRCUIT BOARD TERMINALS 3.50 MM N OF POLES: 10 135° SOLDER PIN LENGTH (L): 1.5 MM PUSH IN WITH ACTUATOR CLAMPING RANGE MAX. : 1.5 MM² TAPE | 49
34837 | 1887700000 | PRINTED CIRCUIT BOARD TERMINALS 3.50 MM N OF POLES: 12 135° SOLDER PIN LENGTH (L): 1.5 MM PUSH IN WITH ACTUATOR CLAMPING RANGE MAX. : 1.5 MM² TAPE | 49
34838 | 1888320000 | PRINTED CIRCUIT BOARD TERMINALS 3.81 MM N OF POLES: 2 135° SOLDER PIN LENGTH (L): 3.5 MM PUSH IN WITH ACTUATOR CLAMPING RANGE MAX. : 1.5 MM² TAPE | 1
34839 | 1888330000 | PRINTED CIRCUIT BOARD TERMINALS 3.81 MM N OF POLES: 3 135° SOLDER PIN LENGTH (L): 3.5 MM PUSH IN WITH ACTUATOR CLAMPING RANGE MAX. : 1.5 MM² TAPE | 1
34840 | 1888340000 | PRINTED CIRCUIT BOARD TERMINALS 3.81 MM N OF POLES: 4 135° SOLDER PIN LENGTH (L): 3.5 MM PUSH IN WITH ACTUATOR CLAMPING RANGE MAX. : 1.5 MM² TAPE | 1
34841 | 1888380000 | PRINTED CIRCUIT BOARD TERMINALS 3.81 MM N OF POLES: 5 135° SOLDER PIN LENGTH (L): 3.5 MM PUSH IN WITH ACTUATOR CLAMPING RANGE MAX. : 1.5 MM² TAPE | 1
34842 | 1888390000 | PRINTED CIRCUIT BOARD TERMINALS 3.81 MM N OF POLES: 6 135° SOLDER PIN LENGTH (L): 3.5 MM PUSH IN WITH ACTUATOR CLAMPING RANGE MAX. : 1.5 MM² TAPE | 1
34843 | 1888430000 | PRINTED CIRCUIT BOARD TERMINALS 3.81 MM N OF POLES: 10 135° SOLDER PIN LENGTH (L): 3.5 MM PUSH IN WITH ACTUATOR CLAMPING RANGE MAX. : 1.5 MM² TAPE | 1
34844 | 1888450000 | PRINTED CIRCUIT BOARD TERMINALS 3.81 MM N OF POLES: 2 135° SOLDER PIN LENGTH (L): 1.5 MM PUSH IN WITH ACTUATOR CLAMPING RANGE MAX. : 1.5 MM² TAPE | 17
34845 | 1888460000 | PRINTED CIRCUIT BOARD TERMINALS 3.81 MM N OF POLES: 3 135° SOLDER PIN LENGTH (L): 1.5 MM PUSH IN WITH ACTUATOR CLAMPING RANGE MAX. : 1.5 MM² TAPE | 1
34846 | 1888470000 | PRINTED CIRCUIT BOARD TERMINALS 3.81 MM N OF POLES: 4 135° SOLDER PIN LENGTH (L): 1.5 MM PUSH IN WITH ACTUATOR CLAMPING RANGE MAX. : 1.5 MM² TAPE | 17
34847 | 1888480000 | PRINTED CIRCUIT BOARD TERMINALS 3.81 MM N OF POLES: 5 135° SOLDER PIN LENGTH (L): 1.5 MM PUSH IN WITH ACTUATOR CLAMPING RANGE MAX. : 1.5 MM² TAPE | 1
34848 | 1888490000 | PRINTED CIRCUIT BOARD TERMINALS 3.81 MM N OF POLES: 6 135° SOLDER PIN LENGTH (L): 1.5 MM PUSH IN WITH ACTUATOR CLAMPING RANGE MAX. : 1.5 MM² TAPE | 1
34849 | 1888570000 | PRINTED CIRCUIT BOARD TERMINALS 5.00 MM N OF POLES: 2 135° SOLDER PIN LENGTH (L): 1.5 MM PUSH IN WITH ACTUATOR CLAMPING RANGE MAX. : 1.5 MM² TAPE | 49
34850 | 1888580000 | PRINTED CIRCUIT BOARD TERMINALS 5.00 MM N OF POLES: 3 135° SOLDER PIN LENGTH (L): 1.5 MM PUSH IN WITH ACTUATOR CLAMPING RANGE MAX. : 1.5 MM² TAPE | 49
34851 | 1888590000 | PRINTED CIRCUIT BOARD TERMINALS 5.00 MM N OF POLES: 4 135° SOLDER PIN LENGTH (L): 1.5 MM PUSH IN WITH ACTUATOR CLAMPING RANGE MAX. : 1.5 MM² TAPE | 49
34852 | 1888600000 | PRINTED CIRCUIT BOARD TERMINALS 5.00 MM N OF POLES: 5 135° SOLDER PIN LENGTH (L): 1.5 MM PUSH IN WITH ACTUATOR CLAMPING RANGE MAX. : 1.5 MM² TAPE | 49
34853 | 1888610000 | PRINTED CIRCUIT BOARD TERMINALS 5.00 MM N OF POLES: 6 135° SOLDER PIN LENGTH (L): 1.5 MM PUSH IN WITH ACTUATOR CLAMPING RANGE MAX. : 1.5 MM² TAPE | 49
34854 | 1888630000 | PRINTED CIRCUIT BOARD TERMINALS 5.00 MM N OF POLES: 8 135° SOLDER PIN LENGTH (L): 1.5 MM PUSH IN WITH ACTUATOR CLAMPING RANGE MAX. : 1.5 MM² TAPE | 49
34855 | 1888640000 | PRINTED CIRCUIT BOARD TERMINALS 5.00 MM N OF POLES: 2 135° SOLDER PIN LENGTH (L): 3.5 MM PUSH IN WITH ACTUATOR CLAMPING RANGE MAX. : 1.5 MM² TAPE | 49
34856 | 1888650000 | PRINTED CIRCUIT BOARD TERMINALS 5.00 MM N OF POLES: 3 135° SOLDER PIN LENGTH (L): 3.5 MM PUSH IN WITH ACTUATOR CLAMPING RANGE MAX. : 1.5 MM² TAPE | 49
34857 | 1888660000 | PRINTED CIRCUIT BOARD TERMINALS 5.00 MM N OF POLES: 4 135° SOLDER PIN LENGTH (L): 3.5 MM PUSH IN WITH ACTUATOR CLAMPING RANGE MAX. : 1.5 MM² TAPE | 49
34858 | 1888670000 | PRINTED CIRCUIT BOARD TERMINALS 5.00 MM N OF POLES: 5 135° SOLDER PIN LENGTH (L): 3.5 MM PUSH IN WITH ACTUATOR CLAMPING RANGE MAX. : 1.5 MM² TAPE | 49
34859 | 1888680000 | PRINTED CIRCUIT BOARD TERMINALS 5.00 MM N OF POLES: 6 135° SOLDER PIN LENGTH (L): 3.5 MM PUSH IN WITH ACTUATOR CLAMPING RANGE MAX. : 1.5 MM² TAPE | 49
34860 | 1888710000 | PRINTED CIRCUIT BOARD TERMINALS 5.08 MM N OF POLES: 2 135° SOLDER PIN LENGTH (L): 1.5 MM PUSH IN WITH ACTUATOR CLAMPING RANGE MAX. : 1.5 MM² TAPE | 49
34861 | 1888720000 | PRINTED CIRCUIT BOARD TERMINALS 5.08 MM N OF POLES: 3 135° SOLDER PIN LENGTH (L): 1.5 MM PUSH IN WITH ACTUATOR CLAMPING RANGE MAX. : 1.5 MM² TAPE | 49
34862 | 1888730000 | PRINTED CIRCUIT BOARD TERMINALS 5.08 MM N OF POLES: 4 135° SOLDER PIN LENGTH (L): 1.5 MM PUSH IN WITH ACTUATOR CLAMPING RANGE MAX. : 1.5 MM² TAPE | 49
34863 | 1888740000 | PRINTED CIRCUIT BOARD TERMINALS 5.08 MM N OF POLES: 5 135° SOLDER PIN LENGTH (L): 1.5 MM PUSH IN WITH ACTUATOR CLAMPING RANGE MAX. : 1.5 MM² TAPE | 49
34864 | 1888750000 | PRINTED CIRCUIT BOARD TERMINALS 5.08 MM N OF POLES: 6 135° SOLDER PIN LENGTH (L): 1.5 MM PUSH IN WITH ACTUATOR CLAMPING RANGE MAX. : 1.5 MM² TAPE | 49
34865 | 1888780000 | PRINTED CIRCUIT BOARD TERMINALS 5.08 MM N OF POLES: 2 135° SOLDER PIN LENGTH (L): 3.5 MM PUSH IN WITH ACTUATOR CLAMPING RANGE MAX. : 1.5 MM² TAPE | 49
34866 | 1888790000 | PRINTED CIRCUIT BOARD TERMINALS 5.08 MM N OF POLES: 3 135° SOLDER PIN LENGTH (L): 3.5 MM PUSH IN WITH ACTUATOR CLAMPING RANGE MAX. : 1.5 MM² TAPE | 49
34867 | 1888810000 | PRINTED CIRCUIT BOARD TERMINALS 5.08 MM N OF POLES: 4 135° SOLDER PIN LENGTH (L): 3.5 MM PUSH IN WITH ACTUATOR CLAMPING RANGE MAX. : 1.5 MM² TAPE | 49
34868 | 1888940000 | PRINTED CIRCUIT BOARD TERMINALS 7.50 MM N OF POLES: 5 135° SOLDER PIN LENGTH (L): 1.5 MM PUSH IN WITH ACTUATOR CLAMPING RANGE MAX. : 1.5 MM² TAPE | 49
34869 | 1888970000 | PRINTED CIRCUIT BOARD TERMINALS 7.50 MM N OF POLES: 2 135° SOLDER PIN LENGTH (L): 3.5 MM PUSH IN WITH ACTUATOR CLAMPING RANGE MAX. : 1.5 MM² TAPE | 49
34870 | 1888990000 | PRINTED CIRCUIT BOARD TERMINALS 7.50 MM N OF POLES: 3 135° SOLDER PIN LENGTH (L): 3.5 MM PUSH IN WITH ACTUATOR CLAMPING RANGE MAX. : 1.5 MM² TAPE | 49
34871 | 1889000000 | PRINTED CIRCUIT BOARD TERMINALS 7.50 MM N OF POLES: 4 135° SOLDER PIN LENGTH (L): 3.5 MM PUSH IN WITH ACTUATOR CLAMPING RANGE MAX. : 1.5 MM² TAPE | 49
34872 | 1889030000 | PRINTED CIRCUIT BOARD TERMINALS 7.50 MM N OF POLES: 6 135° SOLDER PIN LENGTH (L): 3.5 MM PUSH IN WITH ACTUATOR CLAMPING RANGE MAX. : 1.5 MM² TAPE | 49
34873 | 1896490000 | PCB PLUG-IN CONNECTOR MALE HEADER FLANGE THT/THR SOLDER CONNECTION 3.50 MM N OF POLES: 12 180° SOLDER PIN LENGTH (L): 1.5 MM TINNED TAPE | 0
34874 | 1896500000 | PCB PLUG-IN CONNECTOR MALE HEADER FLANGE THT/THR SOLDER CONNECTION 3.50 MM N OF POLES: 18 180° SOLDER PIN LENGTH (L): 1.5 MM TINNED TAPE | 0
34875 | 1896520000 | PCB PLUG-IN CONNECTOR MALE HEADER CLOSED SIDE THT/THR SOLDER CONNECTION 3.50 MM N OF POLES: 12 180° SOLDER PIN LENGTH (L): 1.5 MM TINNED TAPE | 0
34876 | 1896530000 | PCB PLUG-IN CONNECTOR MALE HEADER CLOSED SIDE THT/THR SOLDER CONNECTION 3.50 MM N OF POLES: 18 180° SOLDER PIN LENGTH (L): 1.5 MM TINNED TAPE | 0
34877 | 1928230000 | PCB PLUG-IN CONNECTOR MALE HEADER CLOSED SIDE THT/THR SOLDER CONNECTION 3.50 MM N OF POLES: 12 180° SOLDER PIN LENGTH (L): 3.2 MM TINNED TAPE | 0
34878 | 1928250000 | PCB PLUG-IN CONNECTOR MALE HEADER CLOSED SIDE THT/THR SOLDER CONNECTION 3.50 MM N OF POLES: 14 180° SOLDER PIN LENGTH (L): 3.2 MM TINNED TAPE | 0
34879 | 1934590000 | PCB PLUG-IN CONNECTOR MALE HEADER CLOSED SIDE THT/THR SOLDER CONNECTION 3.50 MM N OF POLES: 4 180° SOLDER PIN LENGTH (L): 3.2 MM TINNED TAPE | 0
34880 | 1934600000 | PCB PLUG-IN CONNECTOR MALE HEADER CLOSED SIDE THT/THR SOLDER CONNECTION 3.50 MM N OF POLES: 5 180° SOLDER PIN LENGTH (L): 3.2 MM TINNED TAPE | 0
34881 | 1934610000 | PCB PLUG-IN CONNECTOR MALE HEADER CLOSED SIDE THT/THR SOLDER CONNECTION 3.50 MM N OF POLES: 6 180° SOLDER PIN LENGTH (L): 3.2 MM TINNED TAPE | 0
34882 | 1934620000 | PCB PLUG-IN CONNECTOR MALE HEADER CLOSED SIDE THT/THR SOLDER CONNECTION 3.50 MM N OF POLES: 7 180° SOLDER PIN LENGTH (L): 3.2 MM TINNED TAPE | 0
34883 | 1934630000 | PCB PLUG-IN CONNECTOR MALE HEADER CLOSED SIDE THT/THR SOLDER CONNECTION 3.50 MM N OF POLES: 8 180° SOLDER PIN LENGTH (L): 3.2 MM TINNED TAPE | 0
34884 | 1934650000 | PCB PLUG-IN CONNECTOR MALE HEADER CLOSED SIDE THT/THR SOLDER CONNECTION 3.50 MM N OF POLES: 10 180° SOLDER PIN LENGTH (L): 3.2 MM TINNED TAPE | 0
34885 | 1863540000 | PCB PLUG-IN CONNECTOR MALE HEADER CLOSED SIDE THT/THR SOLDER CONNECTION 3.81 MM N OF POLES: 5 180° SOLDER PIN LENGTH (L): 3.2 MM TINNED TAPE | 0
34886 | 1928240000 | PCB PLUG-IN CONNECTOR MALE HEADER CLOSED SIDE THT/THR SOLDER CONNECTION 3.50 MM N OF POLES: 13 180° SOLDER PIN LENGTH (L): 3.2 MM TINNED TAPE | 0
34887 | 1928270000 | PCB PLUG-IN CONNECTOR MALE HEADER CLOSED SIDE THT/THR SOLDER CONNECTION 3.50 MM N OF POLES: 16 180° SOLDER PIN LENGTH (L): 3.2 MM TINNED TAPE | 0
34888 | 1951180000 | PCB PLUG-IN CONNECTOR MALE PLUG 7.62 MM N OF POLES: 6 180° CLAMPING YOKE CONNECTION CLAMPING RANGE MAX. : 6 MM² BOX | 1
34889 | 1951170000 | PCB PLUG-IN CONNECTOR MALE PLUG 7.62 MM N OF POLES: 5 180° CLAMPING YOKE CONNECTION CLAMPING RANGE MAX. : 6 MM² BOX | 1
34890 | 1951160000 | PCB PLUG-IN CONNECTOR MALE PLUG 7.62 MM N OF POLES: 4 180° CLAMPING YOKE CONNECTION CLAMPING RANGE MAX. : 6 MM² BOX | 1
34891 | 1951150000 | PCB PLUG-IN CONNECTOR MALE PLUG 7.62 MM N OF POLES: 3 180° CLAMPING YOKE CONNECTION CLAMPING RANGE MAX. : 6 MM² BOX | 1
34892 | 1951050000 | PCB PLUG-IN CONNECTOR MALE PLUG 7.62 MM N OF POLES: 7 180° CLAMPING YOKE CONNECTION CLAMPING RANGE MAX. : 6 MM² BOX | 1
34893 | 1951030000 | PCB PLUG-IN CONNECTOR MALE PLUG 7.62 MM N OF POLES: 6 180° CLAMPING YOKE CONNECTION CLAMPING RANGE MAX. : 6 MM² BOX | 1
34894 | 1951020000 | PCB PLUG-IN CONNECTOR MALE PLUG 7.62 MM N OF POLES: 5 180° CLAMPING YOKE CONNECTION CLAMPING RANGE MAX. : 6 MM² BOX | 1
34895 | 1951010000 | PCB PLUG-IN CONNECTOR MALE PLUG 7.62 MM N OF POLES: 4 180° CLAMPING YOKE CONNECTION CLAMPING RANGE MAX. : 6 MM² BOX | 1
34896 | 1951000000 | PCB PLUG-IN CONNECTOR MALE PLUG 7.62 MM N OF POLES: 3 180° CLAMPING YOKE CONNECTION CLAMPING RANGE MAX. : 6 MM² BOX | 1
34897 | 1950990000 | PCB PLUG-IN CONNECTOR MALE PLUG 7.62 MM N OF POLES: 2 180° CLAMPING YOKE CONNECTION CLAMPING RANGE MAX. : 6 MM² BOX | 1
34898 | 1950930000 | PCB PLUG-IN CONNECTOR MALE PLUG 7.62 MM N OF POLES: 7 180° CLAMPING YOKE CONNECTION CLAMPING RANGE MAX. : 6 MM² BOX | 1
34899 | 1950920000 | PCB PLUG-IN CONNECTOR MALE PLUG 7.62 MM N OF POLES: 6 180° CLAMPING YOKE CONNECTION CLAMPING RANGE MAX. : 6 MM² BOX | 1
34900 | 1950910000 | PCB PLUG-IN CONNECTOR MALE PLUG 7.62 MM N OF POLES: 5 180° CLAMPING YOKE CONNECTION CLAMPING RANGE MAX. : 6 MM² BOX | 1
34901 | 1950900000 | PCB PLUG-IN CONNECTOR MALE PLUG 7.62 MM N OF POLES: 4 180° CLAMPING YOKE CONNECTION CLAMPING RANGE MAX. : 6 MM² BOX | 1
34902 | 1950890000 | PCB PLUG-IN CONNECTOR MALE PLUG 7.62 MM N OF POLES: 3 180° CLAMPING YOKE CONNECTION CLAMPING RANGE MAX. : 6 MM² BOX | 1
34903 | 1932490000 | PCB PLUG-IN CONNECTOR MALE PLUG 7.62 MM N OF POLES: 6 180° CLAMPING YOKE CONNECTION CLAMPING RANGE MAX. : 6 MM² BOX | 1
34904 | 1932480000 | PCB PLUG-IN CONNECTOR MALE PLUG 7.62 MM N OF POLES: 5 180° CLAMPING YOKE CONNECTION CLAMPING RANGE MAX. : 6 MM² BOX | 1
34905 | 1932470000 | PCB PLUG-IN CONNECTOR MALE PLUG 7.62 MM N OF POLES: 4 180° CLAMPING YOKE CONNECTION CLAMPING RANGE MAX. : 6 MM² BOX | 1
34906 | 1932460000 | PCB PLUG-IN CONNECTOR MALE PLUG 7.62 MM N OF POLES: 3 180° CLAMPING YOKE CONNECTION CLAMPING RANGE MAX. : 6 MM² BOX | 1
34907 | 1932230000 | PCB PLUG-IN CONNECTOR MALE PLUG 7.62 MM N OF POLES: 7 180° CLAMPING YOKE CONNECTION CLAMPING RANGE MAX. : 6 MM² BOX | 1
34908 | 1932210000 | PCB PLUG-IN CONNECTOR MALE PLUG 7.62 MM N OF POLES: 5 180° CLAMPING YOKE CONNECTION CLAMPING RANGE MAX. : 6 MM² BOX | 1
34909 | 1932200000 | PCB PLUG-IN CONNECTOR MALE PLUG 7.62 MM N OF POLES: 4 180° CLAMPING YOKE CONNECTION CLAMPING RANGE MAX. : 6 MM² BOX | 1
34910 | 1932120000 | PCB PLUG-IN CONNECTOR MALE PLUG 7.62 MM N OF POLES: 7 180° CLAMPING YOKE CONNECTION CLAMPING RANGE MAX. : 6 MM² BOX | 1
34911 | 1932110000 | PCB PLUG-IN CONNECTOR MALE PLUG 7.62 MM N OF POLES: 6 180° CLAMPING YOKE CONNECTION CLAMPING RANGE MAX. : 6 MM² BOX | 1
34912 | 1932100000 | PCB PLUG-IN CONNECTOR MALE PLUG 7.62 MM N OF POLES: 5 180° CLAMPING YOKE CONNECTION CLAMPING RANGE MAX. : 6 MM² BOX | 1
34913 | 1932090000 | PCB PLUG-IN CONNECTOR MALE PLUG 7.62 MM N OF POLES: 4 180° CLAMPING YOKE CONNECTION CLAMPING RANGE MAX. : 6 MM² BOX | 1
34914 | 1932080000 | PCB PLUG-IN CONNECTOR MALE PLUG 7.62 MM N OF POLES: 3 180° CLAMPING YOKE CONNECTION CLAMPING RANGE MAX. : 6 MM² BOX | 1
34915 | 1932070000 | PCB PLUG-IN CONNECTOR MALE PLUG 7.62 MM N OF POLES: 2 180° CLAMPING YOKE CONNECTION CLAMPING RANGE MAX. : 6 MM² BOX | 1
34916 | 1932010000 | PCB PLUG-IN CONNECTOR MALE PLUG 7.62 MM N OF POLES: 7 180° CLAMPING YOKE CONNECTION CLAMPING RANGE MAX. : 6 MM² BOX | 1
34917 | 1931980000 | PCB PLUG-IN CONNECTOR MALE PLUG 7.62 MM N OF POLES: 4 180° CLAMPING YOKE CONNECTION CLAMPING RANGE MAX. : 6 MM² BOX | 1
34918 | 1931860000 | PCB PLUG-IN CONNECTOR MALE PLUG 7.62 MM N OF POLES: 7 180° CLAMPING YOKE CONNECTION CLAMPING RANGE MAX. : 6 MM² BOX | 1
34919 | 1931850000 | PCB PLUG-IN CONNECTOR MALE PLUG 7.62 MM N OF POLES: 6 180° CLAMPING YOKE CONNECTION CLAMPING RANGE MAX. : 6 MM² BOX | 1
34920 | 1931840000 | PCB PLUG-IN CONNECTOR MALE PLUG 7.62 MM N OF POLES: 5 180° CLAMPING YOKE CONNECTION CLAMPING RANGE MAX. : 6 MM² BOX | 1
34921 | 1931820000 | PCB PLUG-IN CONNECTOR MALE PLUG 7.62 MM N OF POLES: 4 180° CLAMPING YOKE CONNECTION CLAMPING RANGE MAX. : 6 MM² BOX | 1
34922 | 1931760000 | PCB PLUG-IN CONNECTOR MALE PLUG 7.62 MM N OF POLES: 3 180° CLAMPING YOKE CONNECTION CLAMPING RANGE MAX. : 6 MM² BOX | 1
34923 | 1931680000 | PCB PLUG-IN CONNECTOR MALE PLUG 7.62 MM N OF POLES: 7 180° CLAMPING YOKE CONNECTION CLAMPING RANGE MAX. : 6 MM² BOX | 1
34924 | 1966920000 | PCB PLUG-IN CONNECTOR MALE PLUG 10.16 MM N OF POLES: 6 180° CLAMPING YOKE CONNECTION CLAMPING RANGE MAX. : 16 MM² BOX | 1
34925 | 1966910000 | PCB PLUG-IN CONNECTOR MALE PLUG 10.16 MM N OF POLES: 9 180° CLAMPING YOKE CONNECTION CLAMPING RANGE MAX. : 16 MM² BOX | 1
34926 | 1962400000 | PCB PLUG-IN CONNECTOR MALE PLUG 10.16 MM N OF POLES: 8 180° CLAMPING YOKE CONNECTION CLAMPING RANGE MAX. : 16 MM² BOX | 1
34927 | 1947480000 | PCB PLUG-IN CONNECTOR MALE PLUG 10.16 MM N OF POLES: 2 180° CLAMPING YOKE CONNECTION CLAMPING RANGE MAX. : 16 MM² BOX | 1
34928 | 1931590000 | PCB PLUG-IN CONNECTOR MALE HEADER SCREW/CLIP-ON FLANGE THT SOLDER CONNECTION 7.62 MM N OF POLES: 12 270° SOLDER PIN LENGTH (L): 3.5 MM TINNED BOX | 0
34929 | 1931570000 | PCB PLUG-IN CONNECTOR MALE HEADER SCREW/CLIP-ON FLANGE THT SOLDER CONNECTION 7.62 MM N OF POLES: 10 270° SOLDER PIN LENGTH (L): 3.5 MM TINNED BOX | 0
34930 | 1931540000 | PCB PLUG-IN CONNECTOR MALE HEADER SCREW/CLIP-ON FLANGE THT SOLDER CONNECTION 7.62 MM N OF POLES: 8 270° SOLDER PIN LENGTH (L): 3.5 MM TINNED BOX | 0
34931 | 1931530000 | PCB PLUG-IN CONNECTOR MALE HEADER SCREW/CLIP-ON FLANGE THT SOLDER CONNECTION 7.62 MM N OF POLES: 7 270° SOLDER PIN LENGTH (L): 3.5 MM TINNED BOX | 0
34932 | 1931510000 | PCB PLUG-IN CONNECTOR MALE HEADER SCREW/CLIP-ON FLANGE THT SOLDER CONNECTION 7.62 MM N OF POLES: 5 270° SOLDER PIN LENGTH (L): 3.5 MM TINNED BOX | 0
34933 | 1931480000 | PCB PLUG-IN CONNECTOR MALE HEADER SCREW/CLIP-ON FLANGE THT SOLDER CONNECTION 7.62 MM N OF POLES: 2 270° SOLDER PIN LENGTH (L): 3.5 MM TINNED BOX | 0
34934 | 1931470000 | PCB PLUG-IN CONNECTOR MALE HEADER CLIP-ON FLANGE THT SOLDER CONNECTION 7.62 MM N OF POLES: 12 270° SOLDER PIN LENGTH (L): 3.5 MM TINNED BOX | 0
34935 | 1931460000 | PCB PLUG-IN CONNECTOR MALE HEADER CLIP-ON FLANGE THT SOLDER CONNECTION 7.62 MM N OF POLES: 11 270° SOLDER PIN LENGTH (L): 3.5 MM TINNED BOX | 0
34936 | 1931450000 | PCB PLUG-IN CONNECTOR MALE HEADER CLIP-ON FLANGE THT SOLDER CONNECTION 7.62 MM N OF POLES: 10 270° SOLDER PIN LENGTH (L): 3.5 MM TINNED BOX | 0
34937 | 1931440000 | PCB PLUG-IN CONNECTOR MALE HEADER CLIP-ON FLANGE THT SOLDER CONNECTION 7.62 MM N OF POLES: 9 270° SOLDER PIN LENGTH (L): 3.5 MM TINNED BOX | 0
34938 | 1931420000 | PCB PLUG-IN CONNECTOR MALE HEADER CLIP-ON FLANGE THT SOLDER CONNECTION 7.62 MM N OF POLES: 7 270° SOLDER PIN LENGTH (L): 3.5 MM TINNED BOX | 0
34939 | 1931410000 | PCB PLUG-IN CONNECTOR MALE HEADER CLIP-ON FLANGE THT SOLDER CONNECTION 7.62 MM N OF POLES: 6 270° SOLDER PIN LENGTH (L): 3.5 MM TINNED BOX | 0
34940 | 1931400000 | PCB PLUG-IN CONNECTOR MALE HEADER CLIP-ON FLANGE THT SOLDER CONNECTION 7.62 MM N OF POLES: 5 270° SOLDER PIN LENGTH (L): 3.5 MM TINNED BOX | 0
34941 | 1931370000 | PCB PLUG-IN CONNECTOR MALE HEADER CLIP-ON FLANGE THT SOLDER CONNECTION 7.62 MM N OF POLES: 2 270° SOLDER PIN LENGTH (L): 3.5 MM TINNED BOX | 0
34942 | 1931360000 | PCB PLUG-IN CONNECTOR MALE HEADER CLOSED SIDE THT SOLDER CONNECTION 7.62 MM N OF POLES: 12 270° SOLDER PIN LENGTH (L): 3.5 MM TINNED BOX | 0
34943 | 1931340000 | PCB PLUG-IN CONNECTOR MALE HEADER CLOSED SIDE THT SOLDER CONNECTION 7.62 MM N OF POLES: 10 270° SOLDER PIN LENGTH (L): 3.5 MM TINNED BOX | 0
34944 | 1931320000 | PCB PLUG-IN CONNECTOR MALE HEADER CLOSED SIDE THT SOLDER CONNECTION 7.62 MM N OF POLES: 8 270° SOLDER PIN LENGTH (L): 3.5 MM TINNED BOX | 0
34945 | 1931310000 | PCB PLUG-IN CONNECTOR MALE HEADER CLOSED SIDE THT SOLDER CONNECTION 7.62 MM N OF POLES: 7 270° SOLDER PIN LENGTH (L): 3.5 MM TINNED BOX | 0
34946 | 1931300000 | PCB PLUG-IN CONNECTOR MALE HEADER CLOSED SIDE THT SOLDER CONNECTION 7.62 MM N OF POLES: 6 270° SOLDER PIN LENGTH (L): 3.5 MM TINNED BOX | 0
34947 | 1931290000 | PCB PLUG-IN CONNECTOR MALE HEADER CLOSED SIDE THT SOLDER CONNECTION 7.62 MM N OF POLES: 5 270° SOLDER PIN LENGTH (L): 3.5 MM TINNED BOX | 0
34948 | 1931260000 | PCB PLUG-IN CONNECTOR MALE HEADER CLOSED SIDE THT SOLDER CONNECTION 7.62 MM N OF POLES: 2 270° SOLDER PIN LENGTH (L): 3.5 MM TINNED BOX | 0
34949 | 1930920000 | PCB PLUG-IN CONNECTOR MALE HEADER SCREW/CLIP-ON FLANGE THT SOLDER CONNECTION 7.62 MM N OF POLES: 12 180° SOLDER PIN LENGTH (L): 3.5 MM TINNED BOX | 0
34950 | 1930910000 | PCB PLUG-IN CONNECTOR MALE HEADER SCREW/CLIP-ON FLANGE THT SOLDER CONNECTION 7.62 MM N OF POLES: 11 180° SOLDER PIN LENGTH (L): 3.5 MM TINNED BOX | 0
34951 | 1930900000 | PCB PLUG-IN CONNECTOR MALE HEADER SCREW/CLIP-ON FLANGE THT SOLDER CONNECTION 7.62 MM N OF POLES: 10 180° SOLDER PIN LENGTH (L): 3.5 MM TINNED BOX | 0
34952 | 1930890000 | PCB PLUG-IN CONNECTOR MALE HEADER SCREW/CLIP-ON FLANGE THT SOLDER CONNECTION 7.62 MM N OF POLES: 9 180° SOLDER PIN LENGTH (L): 3.5 MM TINNED BOX | 0
34953 | 1930870000 | PCB PLUG-IN CONNECTOR MALE HEADER SCREW/CLIP-ON FLANGE THT SOLDER CONNECTION 7.62 MM N OF POLES: 7 180° SOLDER PIN LENGTH (L): 3.5 MM TINNED BOX | 0
34954 | 1930830000 | PCB PLUG-IN CONNECTOR MALE HEADER SCREW/CLIP-ON FLANGE THT SOLDER CONNECTION 7.62 MM N OF POLES: 3 180° SOLDER PIN LENGTH (L): 3.5 MM TINNED BOX | 0
34955 | 1930810000 | PCB PLUG-IN CONNECTOR MALE HEADER CLIP-ON FLANGE THT SOLDER CONNECTION 7.62 MM N OF POLES: 12 180° SOLDER PIN LENGTH (L): 3.5 MM TINNED BOX | 0
34956 | 1930800000 | PCB PLUG-IN CONNECTOR MALE HEADER CLIP-ON FLANGE THT SOLDER CONNECTION 7.62 MM N OF POLES: 11 180° SOLDER PIN LENGTH (L): 3.5 MM TINNED BOX | 0
34957 | 1930790000 | PCB PLUG-IN CONNECTOR MALE HEADER CLIP-ON FLANGE THT SOLDER CONNECTION 7.62 MM N OF POLES: 10 180° SOLDER PIN LENGTH (L): 3.5 MM TINNED BOX | 0
34958 | 1930780000 | PCB PLUG-IN CONNECTOR MALE HEADER CLIP-ON FLANGE THT SOLDER CONNECTION 7.62 MM N OF POLES: 9 180° SOLDER PIN LENGTH (L): 3.5 MM TINNED BOX | 0
34959 | 1930760000 | PCB PLUG-IN CONNECTOR MALE HEADER CLIP-ON FLANGE THT SOLDER CONNECTION 7.62 MM N OF POLES: 7 180° SOLDER PIN LENGTH (L): 3.5 MM TINNED BOX | 0
34960 | 1930700000 | PCB PLUG-IN CONNECTOR MALE HEADER CLOSED SIDE THT SOLDER CONNECTION 7.62 MM N OF POLES: 12 180° SOLDER PIN LENGTH (L): 3.5 MM TINNED BOX | 0
34961 | 1930690000 | PCB PLUG-IN CONNECTOR MALE HEADER CLOSED SIDE THT SOLDER CONNECTION 7.62 MM N OF POLES: 11 180° SOLDER PIN LENGTH (L): 3.5 MM TINNED BOX | 0
34962 | 1930680000 | PCB PLUG-IN CONNECTOR MALE HEADER CLOSED SIDE THT SOLDER CONNECTION 7.62 MM N OF POLES: 10 180° SOLDER PIN LENGTH (L): 3.5 MM TINNED BOX | 0
34963 | 1930670000 | PCB PLUG-IN CONNECTOR MALE HEADER CLOSED SIDE THT SOLDER CONNECTION 7.62 MM N OF POLES: 9 180° SOLDER PIN LENGTH (L): 3.5 MM TINNED BOX | 0
34964 | 1930660000 | PCB PLUG-IN CONNECTOR MALE HEADER CLOSED SIDE THT SOLDER CONNECTION 7.62 MM N OF POLES: 8 180° SOLDER PIN LENGTH (L): 3.5 MM TINNED BOX | 0
34965 | 1930650000 | PCB PLUG-IN CONNECTOR MALE HEADER CLOSED SIDE THT SOLDER CONNECTION 7.62 MM N OF POLES: 7 180° SOLDER PIN LENGTH (L): 3.5 MM TINNED BOX | 0
34966 | 1930580000 | PCB PLUG-IN CONNECTOR MALE HEADER SCREW/CLIP-ON FLANGE THT SOLDER CONNECTION 7.62 MM N OF POLES: 11 90° SOLDER PIN LENGTH (L): 3.5 MM TINNED BOX | 0
34967 | 1930570000 | PCB PLUG-IN CONNECTOR MALE HEADER SCREW/CLIP-ON FLANGE THT SOLDER CONNECTION 7.62 MM N OF POLES: 10 90° SOLDER PIN LENGTH (L): 3.5 MM TINNED BOX | 0
34968 | 1930550000 | PCB PLUG-IN CONNECTOR MALE HEADER SCREW/CLIP-ON FLANGE THT SOLDER CONNECTION 7.62 MM N OF POLES: 8 90° SOLDER PIN LENGTH (L): 3.5 MM TINNED BOX | 0
34969 | 1930540000 | PCB PLUG-IN CONNECTOR MALE HEADER SCREW/CLIP-ON FLANGE THT SOLDER CONNECTION 7.62 MM N OF POLES: 7 90° SOLDER PIN LENGTH (L): 3.5 MM TINNED BOX | 0
34970 | 1930520000 | PCB PLUG-IN CONNECTOR MALE HEADER SCREW/CLIP-ON FLANGE THT SOLDER CONNECTION 7.62 MM N OF POLES: 5 90° SOLDER PIN LENGTH (L): 3.5 MM TINNED BOX | 0
34971 | 1930500000 | PCB PLUG-IN CONNECTOR MALE HEADER SCREW/CLIP-ON FLANGE THT SOLDER CONNECTION 7.62 MM N OF POLES: 3 90° SOLDER PIN LENGTH (L): 3.5 MM TINNED BOX | 0
34972 | 1930480000 | PCB PLUG-IN CONNECTOR MALE HEADER CLIP-ON FLANGE THT SOLDER CONNECTION 7.62 MM N OF POLES: 12 90° SOLDER PIN LENGTH (L): 3.5 MM TINNED BOX | 0
34973 | 1930470000 | PCB PLUG-IN CONNECTOR MALE HEADER CLIP-ON FLANGE THT SOLDER CONNECTION 7.62 MM N OF POLES: 11 90° SOLDER PIN LENGTH (L): 3.5 MM TINNED BOX | 0
34974 | 1930460000 | PCB PLUG-IN CONNECTOR MALE HEADER CLIP-ON FLANGE THT SOLDER CONNECTION 7.62 MM N OF POLES: 10 90° SOLDER PIN LENGTH (L): 3.5 MM TINNED BOX | 0
34975 | 1930440000 | PCB PLUG-IN CONNECTOR MALE HEADER CLIP-ON FLANGE THT SOLDER CONNECTION 7.62 MM N OF POLES: 8 90° SOLDER PIN LENGTH (L): 3.5 MM TINNED BOX | 0
34976 | 1930430000 | PCB PLUG-IN CONNECTOR MALE HEADER CLIP-ON FLANGE THT SOLDER CONNECTION 7.62 MM N OF POLES: 7 90° SOLDER PIN LENGTH (L): 3.5 MM TINNED BOX | 0
34977 | 1930410000 | PCB PLUG-IN CONNECTOR MALE HEADER CLIP-ON FLANGE THT SOLDER CONNECTION 7.62 MM N OF POLES: 5 90° SOLDER PIN LENGTH (L): 3.5 MM TINNED BOX | 0
34978 | 1930370000 | PCB PLUG-IN CONNECTOR MALE HEADER CLOSED SIDE THT SOLDER CONNECTION 7.62 MM N OF POLES: 12 90° SOLDER PIN LENGTH (L): 3.5 MM TINNED BOX | 0
34979 | 1930340000 | PCB PLUG-IN CONNECTOR MALE HEADER CLOSED SIDE THT SOLDER CONNECTION 7.62 MM N OF POLES: 9 90° SOLDER PIN LENGTH (L): 3.5 MM TINNED BOX | 0
34980 | 1930330000 | PCB PLUG-IN CONNECTOR MALE HEADER CLOSED SIDE THT SOLDER CONNECTION 7.62 MM N OF POLES: 8 90° SOLDER PIN LENGTH (L): 3.5 MM TINNED BOX | 0
34981 | 1930320000 | PCB PLUG-IN CONNECTOR MALE HEADER CLOSED SIDE THT SOLDER CONNECTION 7.62 MM N OF POLES: 7 90° SOLDER PIN LENGTH (L): 3.5 MM TINNED BOX | 0
34982 | 1061150000 | PCB PLUG-IN CONNECTOR MALE PLUG 7.62 MM N OF POLES: 5 180° PUSH IN WITHOUT ACTUATOR TENSION-CLAMP CONNECTION CLAMPING RANGE MAX. : 10 MM² BOX | 1
34983 | 1048750000 | PCB PLUG-IN CONNECTOR MALE HEADER CLOSED SIDE MIDDLE SCREW FLANGE THT SOLDER CONNECTION 7.62 MM N OF POLES: 6 270° SOLDER PIN LENGTH (L): 3.5 MM TINNED BOX | 0
34984 | 1048710000 | PCB PLUG-IN CONNECTOR MALE HEADER CLOSED SIDE MIDDLE SCREW FLANGE THT SOLDER CONNECTION 7.62 MM N OF POLES: 5 90° SOLDER PIN LENGTH (L): 3.5 MM TINNED BOX | 0
34985 | 1048670000 | PCB PLUG-IN CONNECTOR MALE HEADER CLOSED SIDE MIDDLE SCREW FLANGE THT SOLDER CONNECTION 7.62 MM N OF POLES: 5 270° SOLDER PIN LENGTH (L): 3.5 MM TINNED BOX | 0
34986 | 1048660000 | PCB PLUG-IN CONNECTOR MALE HEADER CLOSED SIDE MIDDLE SCREW FLANGE THT SOLDER CONNECTION 7.62 MM N OF POLES: 5 270° SOLDER PIN LENGTH (L): 3.5 MM TINNED BOX | 0
34987 | 1048630000 | PCB PLUG-IN CONNECTOR MALE HEADER CLOSED SIDE MIDDLE SCREW FLANGE THT SOLDER CONNECTION 7.62 MM N OF POLES: 5 180° SOLDER PIN LENGTH (L): 3.5 MM TINNED BOX | 0
34988 | 1048620000 | PCB PLUG-IN CONNECTOR MALE HEADER CLOSED SIDE MIDDLE SCREW FLANGE THT SOLDER CONNECTION 7.62 MM N OF POLES: 5 180° SOLDER PIN LENGTH (L): 3.5 MM TINNED BOX | 0
34989 | 1048560000 | PCB PLUG-IN CONNECTOR MALE HEADER CLOSED SIDE MIDDLE SCREW FLANGE THT SOLDER CONNECTION 7.62 MM N OF POLES: 4 270° SOLDER PIN LENGTH (L): 3.5 MM TINNED BOX | 0
34990 | 1048470000 | PCB PLUG-IN CONNECTOR MALE HEADER CLOSED SIDE MIDDLE SCREW FLANGE THT SOLDER CONNECTION 7.62 MM N OF POLES: 3 270° SOLDER PIN LENGTH (L): 3.5 MM TINNED BOX | 0
34991 | 1048440000 | PCB PLUG-IN CONNECTOR MALE HEADER CLOSED SIDE MIDDLE SCREW FLANGE THT SOLDER CONNECTION 7.62 MM N OF POLES: 3 180° SOLDER PIN LENGTH (L): 3.5 MM TINNED BOX | 0
34992 | 1048430000 | PCB PLUG-IN CONNECTOR MALE HEADER CLOSED SIDE MIDDLE SCREW FLANGE THT SOLDER CONNECTION 7.62 MM N OF POLES: 3 180° SOLDER PIN LENGTH (L): 3.5 MM TINNED BOX | 0
34993 | 1048380000 | PCB PLUG-IN CONNECTOR MALE HEADER CLOSED SIDE MIDDLE SCREW FLANGE THT SOLDER CONNECTION 7.62 MM N OF POLES: 2 270° SOLDER PIN LENGTH (L): 3.5 MM TINNED BOX | 0
34994 | 1048360000 | PCB PLUG-IN CONNECTOR MALE HEADER CLOSED SIDE MIDDLE SCREW FLANGE THT SOLDER CONNECTION 7.62 MM N OF POLES: 2 180° SOLDER PIN LENGTH (L): 3.5 MM TINNED BOX | 0
34995 | 1933500000 | PCB PLUG-IN CONNECTOR FEMALE PLUG 7.62 MM N OF POLES: 6 180° CLAMPING YOKE CONNECTION CLAMPING RANGE MAX. : 10 MM² BOX | 1
34996 | 1933490000 | PCB PLUG-IN CONNECTOR FEMALE PLUG 7.62 MM N OF POLES: 5 180° CLAMPING YOKE CONNECTION CLAMPING RANGE MAX. : 10 MM² BOX | 1
34997 | 1933480000 | PCB PLUG-IN CONNECTOR FEMALE PLUG 7.62 MM N OF POLES: 4 180° CLAMPING YOKE CONNECTION CLAMPING RANGE MAX. : 10 MM² BOX | 1
34998 | 1933470000 | PCB PLUG-IN CONNECTOR FEMALE PLUG 7.62 MM N OF POLES: 3 180° CLAMPING YOKE CONNECTION CLAMPING RANGE MAX. : 10 MM² BOX | 1
34999 | 1933460000 | PCB PLUG-IN CONNECTOR FEMALE PLUG 7.62 MM N OF POLES: 6 180° CLAMPING YOKE CONNECTION CLAMPING RANGE MAX. : 10 MM² BOX | 1
35000 | 1933450000 | PCB PLUG-IN CONNECTOR FEMALE PLUG 7.62 MM N OF POLES: 5 180° CLAMPING YOKE CONNECTION CLAMPING RANGE MAX. : 10 MM² BOX | 1
35001 | 1933440000 | PCB PLUG-IN CONNECTOR FEMALE PLUG 7.62 MM N OF POLES: 4 180° CLAMPING YOKE CONNECTION CLAMPING RANGE MAX. : 10 MM² BOX | 1
35002 | 1933430000 | PCB PLUG-IN CONNECTOR FEMALE PLUG 7.62 MM N OF POLES: 3 180° CLAMPING YOKE CONNECTION CLAMPING RANGE MAX. : 10 MM² BOX | 1
35003 | 1933410000 | PCB PLUG-IN CONNECTOR FEMALE PLUG 7.62 MM N OF POLES: 6 180° CLAMPING YOKE CONNECTION CLAMPING RANGE MAX. : 10 MM² BOX | 1
35004 | 1933400000 | PCB PLUG-IN CONNECTOR FEMALE PLUG 7.62 MM N OF POLES: 5 180° CLAMPING YOKE CONNECTION CLAMPING RANGE MAX. : 10 MM² BOX | 1
35005 | 1933390000 | PCB PLUG-IN CONNECTOR FEMALE PLUG 7.62 MM N OF POLES: 4 180° CLAMPING YOKE CONNECTION CLAMPING RANGE MAX. : 10 MM² BOX | 1
35006 | 1933370000 | PCB PLUG-IN CONNECTOR FEMALE PLUG 7.62 MM N OF POLES: 6 180° CLAMPING YOKE CONNECTION CLAMPING RANGE MAX. : 10 MM² BOX | 1
35007 | 1933360000 | PCB PLUG-IN CONNECTOR FEMALE PLUG 7.62 MM N OF POLES: 5 180° CLAMPING YOKE CONNECTION CLAMPING RANGE MAX. : 10 MM² BOX | 1
35008 | 1933350000 | PCB PLUG-IN CONNECTOR FEMALE PLUG 7.62 MM N OF POLES: 4 180° CLAMPING YOKE CONNECTION CLAMPING RANGE MAX. : 10 MM² BOX | 1
35009 | 1933340000 | PCB PLUG-IN CONNECTOR FEMALE PLUG 7.62 MM N OF POLES: 3 180° CLAMPING YOKE CONNECTION CLAMPING RANGE MAX. : 10 MM² BOX | 1
35010 | 1930260000 | PCB PLUG-IN CONNECTOR FEMALE PLUG 7.62 MM N OF POLES: 12 180° CLAMPING YOKE CONNECTION CLAMPING RANGE MAX. : 10 MM² BOX | 1
35011 | 1930250000 | PCB PLUG-IN CONNECTOR FEMALE PLUG 7.62 MM N OF POLES: 11 180° CLAMPING YOKE CONNECTION CLAMPING RANGE MAX. : 10 MM² BOX | 1
35012 | 1930240000 | PCB PLUG-IN CONNECTOR FEMALE PLUG 7.62 MM N OF POLES: 10 180° CLAMPING YOKE CONNECTION CLAMPING RANGE MAX. : 10 MM² BOX | 1
35013 | 1930230000 | PCB PLUG-IN CONNECTOR FEMALE PLUG 7.62 MM N OF POLES: 9 180° CLAMPING YOKE CONNECTION CLAMPING RANGE MAX. : 10 MM² BOX | 1
35014 | 1930190000 | PCB PLUG-IN CONNECTOR FEMALE PLUG 7.62 MM N OF POLES: 5 180° CLAMPING YOKE CONNECTION CLAMPING RANGE MAX. : 10 MM² BOX | 1
35015 | 1930150000 | PCB PLUG-IN CONNECTOR FEMALE PLUG 7.62 MM N OF POLES: 12 180° CLAMPING YOKE CONNECTION CLAMPING RANGE MAX. : 10 MM² BOX | 1
35016 | 1930140000 | PCB PLUG-IN CONNECTOR FEMALE PLUG 7.62 MM N OF POLES: 11 180° CLAMPING YOKE CONNECTION CLAMPING RANGE MAX. : 10 MM² BOX | 1
35017 | 1930130000 | PCB PLUG-IN CONNECTOR FEMALE PLUG 7.62 MM N OF POLES: 10 180° CLAMPING YOKE CONNECTION CLAMPING RANGE MAX. : 10 MM² BOX | 1
35018 | 1930120000 | PCB PLUG-IN CONNECTOR FEMALE PLUG 7.62 MM N OF POLES: 9 180° CLAMPING YOKE CONNECTION CLAMPING RANGE MAX. : 10 MM² BOX | 1
35019 | 1930100000 | PCB PLUG-IN CONNECTOR FEMALE PLUG 7.62 MM N OF POLES: 7 180° CLAMPING YOKE CONNECTION CLAMPING RANGE MAX. : 10 MM² BOX | 1
35020 | 1930080000 | PCB PLUG-IN CONNECTOR FEMALE PLUG 7.62 MM N OF POLES: 5 180° CLAMPING YOKE CONNECTION CLAMPING RANGE MAX. : 10 MM² BOX | 1
35021 | 1930060000 | PCB PLUG-IN CONNECTOR FEMALE PLUG 7.62 MM N OF POLES: 3 180° CLAMPING YOKE CONNECTION CLAMPING RANGE MAX. : 10 MM² BOX | 1
35022 | 1930040000 | PCB PLUG-IN CONNECTOR FEMALE PLUG 7.62 MM N OF POLES: 12 180° CLAMPING YOKE CONNECTION CLAMPING RANGE MAX. : 10 MM² BOX | 1
35023 | 1930020000 | PCB PLUG-IN CONNECTOR FEMALE PLUG 7.62 MM N OF POLES: 10 180° CLAMPING YOKE CONNECTION CLAMPING RANGE MAX. : 10 MM² BOX | 1
35024 | 1930000000 | PCB PLUG-IN CONNECTOR FEMALE PLUG 7.62 MM N OF POLES: 9 180° CLAMPING YOKE CONNECTION CLAMPING RANGE MAX. : 10 MM² BOX | 1
35025 | 1929990000 | PCB PLUG-IN CONNECTOR FEMALE PLUG 7.62 MM N OF POLES: 8 180° CLAMPING YOKE CONNECTION CLAMPING RANGE MAX. : 10 MM² BOX | 1
35026 | 1929920000 | PCB PLUG-IN CONNECTOR FEMALE PLUG 7.62 MM N OF POLES: 6 180° CLAMPING YOKE CONNECTION CLAMPING RANGE MAX. : 10 MM² BOX | 1
35027 | 1929910000 | PCB PLUG-IN CONNECTOR FEMALE PLUG 7.62 MM N OF POLES: 5 180° CLAMPING YOKE CONNECTION CLAMPING RANGE MAX. : 10 MM² BOX | 1
35028 | 1929900000 | PCB PLUG-IN CONNECTOR FEMALE PLUG 7.62 MM N OF POLES: 4 180° CLAMPING YOKE CONNECTION CLAMPING RANGE MAX. : 10 MM² BOX | 1
35029 | 1929890000 | PCB PLUG-IN CONNECTOR FEMALE PLUG 7.62 MM N OF POLES: 3 180° CLAMPING YOKE CONNECTION CLAMPING RANGE MAX. : 10 MM² BOX | 1
35030 | 1929880000 | PCB PLUG-IN CONNECTOR FEMALE PLUG 7.62 MM N OF POLES: 6 180° CLAMPING YOKE CONNECTION CLAMPING RANGE MAX. : 10 MM² BOX | 1
35031 | 1929870000 | PCB PLUG-IN CONNECTOR FEMALE PLUG 7.62 MM N OF POLES: 5 180° CLAMPING YOKE CONNECTION CLAMPING RANGE MAX. : 10 MM² BOX | 1
35032 | 1929850000 | PCB PLUG-IN CONNECTOR FEMALE PLUG 7.62 MM N OF POLES: 3 180° CLAMPING YOKE CONNECTION CLAMPING RANGE MAX. : 10 MM² BOX | 1
35033 | 1929790000 | PCB PLUG-IN CONNECTOR FEMALE PLUG 7.62 MM N OF POLES: 7 180° CLAMPING YOKE CONNECTION CLAMPING RANGE MAX. : 10 MM² BOX | 1
35034 | 1929780000 | PCB PLUG-IN CONNECTOR FEMALE PLUG 7.62 MM N OF POLES: 6 180° CLAMPING YOKE CONNECTION CLAMPING RANGE MAX. : 10 MM² BOX | 1
35035 | 1929770000 | PCB PLUG-IN CONNECTOR FEMALE PLUG 7.62 MM N OF POLES: 5 180° CLAMPING YOKE CONNECTION CLAMPING RANGE MAX. : 10 MM² BOX | 1
35036 | 1929760000 | PCB PLUG-IN CONNECTOR FEMALE PLUG 7.62 MM N OF POLES: 4 180° CLAMPING YOKE CONNECTION CLAMPING RANGE MAX. : 10 MM² BOX | 1
35037 | 1929750000 | PCB PLUG-IN CONNECTOR FEMALE PLUG 7.62 MM N OF POLES: 3 180° CLAMPING YOKE CONNECTION CLAMPING RANGE MAX. : 10 MM² BOX | 1
35038 | 1929680000 | PCB PLUG-IN CONNECTOR FEMALE PLUG 7.62 MM N OF POLES: 7 180° CLAMPING YOKE CONNECTION CLAMPING RANGE MAX. : 10 MM² BOX | 1
35039 | 1929670000 | PCB PLUG-IN CONNECTOR FEMALE PLUG 7.62 MM N OF POLES: 6 180° CLAMPING YOKE CONNECTION CLAMPING RANGE MAX. : 10 MM² BOX | 1
35040 | 1929660000 | PCB PLUG-IN CONNECTOR FEMALE PLUG 7.62 MM N OF POLES: 5 180° CLAMPING YOKE CONNECTION CLAMPING RANGE MAX. : 10 MM² BOX | 1
35041 | 1929650000 | PCB PLUG-IN CONNECTOR FEMALE PLUG 7.62 MM N OF POLES: 4 180° CLAMPING YOKE CONNECTION CLAMPING RANGE MAX. : 10 MM² BOX | 1
35042 | 1929630000 | PCB PLUG-IN CONNECTOR FEMALE PLUG 7.62 MM N OF POLES: 2 180° CLAMPING YOKE CONNECTION CLAMPING RANGE MAX. : 10 MM² BOX | 1
35043 | 1929570000 | PCB PLUG-IN CONNECTOR FEMALE HEADER SCREW/CLIP-ON FLANGE REVERSED THT SOLDER CONNECTION 7.62 MM N OF POLES: 7 270° SOLDER PIN LENGTH (L): 3.5 MM TINNED BOX | 0
35044 | 1929460000 | PCB PLUG-IN CONNECTOR FEMALE HEADER CLIP-ON FLANGE INVERTED THT SOLDER CONNECTION 7.62 MM N OF POLES: 7 270° SOLDER PIN LENGTH (L): 3.5 MM TINNED BOX | 0
35045 | 1929350000 | PCB PLUG-IN CONNECTOR FEMALE HEADER CLOSED SIDE THT SOLDER CONNECTION 7.62 MM N OF POLES: 7 270° SOLDER PIN LENGTH (L): 3.5 MM TINNED BOX | 0
35046 | 1928910000 | PCB PLUG-IN CONNECTOR FEMALE HEADER SCREW/CLIP-ON FLANGE REVERSED THT SOLDER CONNECTION 7.62 MM N OF POLES: 7 180° SOLDER PIN LENGTH (L): 3.5 MM TINNED BOX | 0
35047 | 1928550000 | PCB PLUG-IN CONNECTOR FEMALE HEADER SCREW/CLIP-ON FLANGE REVERSED THT SOLDER CONNECTION 7.62 MM N OF POLES: 7 90° SOLDER PIN LENGTH (L): 3.5 MM TINNED BOX | 0
35048 | 1928440000 | PCB PLUG-IN CONNECTOR FEMALE HEADER CLIP-ON FLANGE INVERTED THT SOLDER CONNECTION 7.62 MM N OF POLES: 7 90° SOLDER PIN LENGTH (L): 3.5 MM TINNED BOX | 0
35049 | 1928330000 | PCB PLUG-IN CONNECTOR FEMALE HEADER CLOSED SIDE THT SOLDER CONNECTION 7.62 MM N OF POLES: 7 90° SOLDER PIN LENGTH (L): 3.5 MM TINNED BOX | 0
35050 | 1929560000 | PCB PLUG-IN CONNECTOR FEMALE HEADER SCREW/CLIP-ON FLANGE REVERSED THT SOLDER CONNECTION 7.62 MM N OF POLES: 6 270° SOLDER PIN LENGTH (L): 3.5 MM TINNED BOX | 0
35051 | 1929550000 | PCB PLUG-IN CONNECTOR FEMALE HEADER SCREW/CLIP-ON FLANGE REVERSED THT SOLDER CONNECTION 7.62 MM N OF POLES: 5 270° SOLDER PIN LENGTH (L): 3.5 MM TINNED BOX | 0
35052 | 1929540000 | PCB PLUG-IN CONNECTOR FEMALE HEADER SCREW/CLIP-ON FLANGE REVERSED THT SOLDER CONNECTION 7.62 MM N OF POLES: 4 270° SOLDER PIN LENGTH (L): 3.5 MM TINNED BOX | 0
35053 | 1929530000 | PCB PLUG-IN CONNECTOR FEMALE HEADER SCREW/CLIP-ON FLANGE REVERSED THT SOLDER CONNECTION 7.62 MM N OF POLES: 3 270° SOLDER PIN LENGTH (L): 3.5 MM TINNED BOX | 0
35054 | 1929520000 | PCB PLUG-IN CONNECTOR FEMALE HEADER SCREW/CLIP-ON FLANGE REVERSED THT SOLDER CONNECTION 7.62 MM N OF POLES: 2 270° SOLDER PIN LENGTH (L): 3.5 MM TINNED BOX | 0
35055 | 1929450000 | PCB PLUG-IN CONNECTOR FEMALE HEADER CLIP-ON FLANGE INVERTED THT SOLDER CONNECTION 7.62 MM N OF POLES: 6 270° SOLDER PIN LENGTH (L): 3.5 MM TINNED BOX | 0
35056 | 1929440000 | PCB PLUG-IN CONNECTOR FEMALE HEADER CLIP-ON FLANGE INVERTED THT SOLDER CONNECTION 7.62 MM N OF POLES: 5 270° SOLDER PIN LENGTH (L): 3.5 MM TINNED BOX | 0
35057 | 1929430000 | PCB PLUG-IN CONNECTOR FEMALE HEADER CLIP-ON FLANGE INVERTED THT SOLDER CONNECTION 7.62 MM N OF POLES: 4 270° SOLDER PIN LENGTH (L): 3.5 MM TINNED BOX | 0
35058 | 1929420000 | PCB PLUG-IN CONNECTOR FEMALE HEADER CLIP-ON FLANGE INVERTED THT SOLDER CONNECTION 7.62 MM N OF POLES: 3 270° SOLDER PIN LENGTH (L): 3.5 MM TINNED BOX | 0
35059 | 1929410000 | PCB PLUG-IN CONNECTOR FEMALE HEADER CLIP-ON FLANGE INVERTED THT SOLDER CONNECTION 7.62 MM N OF POLES: 2 270° SOLDER PIN LENGTH (L): 3.5 MM TINNED BOX | 0
35060 | 1929340000 | PCB PLUG-IN CONNECTOR FEMALE HEADER CLOSED SIDE THT SOLDER CONNECTION 7.62 MM N OF POLES: 6 270° SOLDER PIN LENGTH (L): 3.5 MM TINNED BOX | 0
35061 | 1929330000 | PCB PLUG-IN CONNECTOR FEMALE HEADER CLOSED SIDE THT SOLDER CONNECTION 7.62 MM N OF POLES: 5 270° SOLDER PIN LENGTH (L): 3.5 MM TINNED BOX | 0
35062 | 1929320000 | PCB PLUG-IN CONNECTOR FEMALE HEADER CLOSED SIDE THT SOLDER CONNECTION 7.62 MM N OF POLES: 4 270° SOLDER PIN LENGTH (L): 3.5 MM TINNED BOX | 0
35063 | 1929300000 | PCB PLUG-IN CONNECTOR FEMALE HEADER CLOSED SIDE THT SOLDER CONNECTION 7.62 MM N OF POLES: 2 270° SOLDER PIN LENGTH (L): 3.5 MM TINNED BOX | 0
35064 | 1928900000 | PCB PLUG-IN CONNECTOR FEMALE HEADER SCREW/CLIP-ON FLANGE REVERSED THT SOLDER CONNECTION 7.62 MM N OF POLES: 6 180° SOLDER PIN LENGTH (L): 3.5 MM TINNED BOX | 0
35065 | 1928870000 | PCB PLUG-IN CONNECTOR FEMALE HEADER SCREW/CLIP-ON FLANGE REVERSED THT SOLDER CONNECTION 7.62 MM N OF POLES: 5 180° SOLDER PIN LENGTH (L): 3.5 MM TINNED BOX | 0
35066 | 1928860000 | PCB PLUG-IN CONNECTOR FEMALE HEADER SCREW/CLIP-ON FLANGE REVERSED THT SOLDER CONNECTION 7.62 MM N OF POLES: 4 180° SOLDER PIN LENGTH (L): 3.5 MM TINNED BOX | 0
35067 | 1928850000 | PCB PLUG-IN CONNECTOR FEMALE HEADER SCREW/CLIP-ON FLANGE REVERSED THT SOLDER CONNECTION 7.62 MM N OF POLES: 3 180° SOLDER PIN LENGTH (L): 3.5 MM TINNED BOX | 0
35068 | 1928840000 | PCB PLUG-IN CONNECTOR FEMALE HEADER SCREW/CLIP-ON FLANGE REVERSED THT SOLDER CONNECTION 7.62 MM N OF POLES: 2 180° SOLDER PIN LENGTH (L): 3.5 MM TINNED BOX | 0
35069 | 1928780000 | PCB PLUG-IN CONNECTOR FEMALE HEADER CLIP-ON FLANGE INVERTED THT SOLDER CONNECTION 7.62 MM N OF POLES: 7 180° SOLDER PIN LENGTH (L): 3.5 MM TINNED BOX | 0
35070 | 1928770000 | PCB PLUG-IN CONNECTOR FEMALE HEADER CLIP-ON FLANGE INVERTED THT SOLDER CONNECTION 7.62 MM N OF POLES: 6 180° SOLDER PIN LENGTH (L): 3.5 MM TINNED BOX | 0
35071 | 1928760000 | PCB PLUG-IN CONNECTOR FEMALE HEADER CLIP-ON FLANGE INVERTED THT SOLDER CONNECTION 7.62 MM N OF POLES: 5 180° SOLDER PIN LENGTH (L): 3.5 MM TINNED BOX | 0
35072 | 1928750000 | PCB PLUG-IN CONNECTOR FEMALE HEADER CLIP-ON FLANGE INVERTED THT SOLDER CONNECTION 7.62 MM N OF POLES: 4 180° SOLDER PIN LENGTH (L): 3.5 MM TINNED BOX | 0
35073 | 1928740000 | PCB PLUG-IN CONNECTOR FEMALE HEADER CLIP-ON FLANGE INVERTED THT SOLDER CONNECTION 7.62 MM N OF POLES: 3 180° SOLDER PIN LENGTH (L): 3.5 MM TINNED BOX | 0
35074 | 1928730000 | PCB PLUG-IN CONNECTOR FEMALE HEADER CLIP-ON FLANGE INVERTED THT SOLDER CONNECTION 7.62 MM N OF POLES: 2 180° SOLDER PIN LENGTH (L): 3.5 MM TINNED BOX | 0
35075 | 1928670000 | PCB PLUG-IN CONNECTOR FEMALE HEADER CLOSED SIDE THT SOLDER CONNECTION 7.62 MM N OF POLES: 7 180° SOLDER PIN LENGTH (L): 3.5 MM TINNED BOX | 0
35076 | 1928630000 | PCB PLUG-IN CONNECTOR FEMALE HEADER CLOSED SIDE THT SOLDER CONNECTION 7.62 MM N OF POLES: 4 180° SOLDER PIN LENGTH (L): 3.5 MM TINNED BOX | 0
35077 | 1928620000 | PCB PLUG-IN CONNECTOR FEMALE HEADER CLOSED SIDE THT SOLDER CONNECTION 7.62 MM N OF POLES: 3 180° SOLDER PIN LENGTH (L): 3.5 MM TINNED BOX | 0
35078 | 1928610000 | PCB PLUG-IN CONNECTOR FEMALE HEADER CLOSED SIDE THT SOLDER CONNECTION 7.62 MM N OF POLES: 2 180° SOLDER PIN LENGTH (L): 3.5 MM TINNED BOX | 0
35079 | 1928540000 | PCB PLUG-IN CONNECTOR FEMALE HEADER SCREW/CLIP-ON FLANGE REVERSED THT SOLDER CONNECTION 7.62 MM N OF POLES: 6 90° SOLDER PIN LENGTH (L): 3.5 MM TINNED BOX | 0
35080 | 1928530000 | PCB PLUG-IN CONNECTOR FEMALE HEADER SCREW/CLIP-ON FLANGE REVERSED THT SOLDER CONNECTION 7.62 MM N OF POLES: 5 90° SOLDER PIN LENGTH (L): 3.5 MM TINNED BOX | 0
35081 | 1928520000 | PCB PLUG-IN CONNECTOR FEMALE HEADER SCREW/CLIP-ON FLANGE REVERSED THT SOLDER CONNECTION 7.62 MM N OF POLES: 4 90° SOLDER PIN LENGTH (L): 3.5 MM TINNED BOX | 0
35082 | 1928510000 | PCB PLUG-IN CONNECTOR FEMALE HEADER SCREW/CLIP-ON FLANGE REVERSED THT SOLDER CONNECTION 7.62 MM N OF POLES: 3 90° SOLDER PIN LENGTH (L): 3.5 MM TINNED BOX | 0
35083 | 1928430000 | PCB PLUG-IN CONNECTOR FEMALE HEADER CLIP-ON FLANGE INVERTED THT SOLDER CONNECTION 7.62 MM N OF POLES: 6 90° SOLDER PIN LENGTH (L): 3.5 MM TINNED BOX | 0
35084 | 1928420000 | PCB PLUG-IN CONNECTOR FEMALE HEADER CLIP-ON FLANGE INVERTED THT SOLDER CONNECTION 7.62 MM N OF POLES: 5 90° SOLDER PIN LENGTH (L): 3.5 MM TINNED BOX | 0
35085 | 1928390000 | PCB PLUG-IN CONNECTOR FEMALE HEADER CLIP-ON FLANGE INVERTED THT SOLDER CONNECTION 7.62 MM N OF POLES: 2 90° SOLDER PIN LENGTH (L): 3.5 MM TINNED BOX | 0
35086 | 1928320000 | PCB PLUG-IN CONNECTOR FEMALE HEADER CLOSED SIDE THT SOLDER CONNECTION 7.62 MM N OF POLES: 6 90° SOLDER PIN LENGTH (L): 3.5 MM TINNED BOX | 0
35087 | 1928310000 | PCB PLUG-IN CONNECTOR FEMALE HEADER CLOSED SIDE THT SOLDER CONNECTION 7.62 MM N OF POLES: 5 90° SOLDER PIN LENGTH (L): 3.5 MM TINNED BOX | 0
35088 | 1928290000 | PCB PLUG-IN CONNECTOR FEMALE HEADER CLOSED SIDE THT SOLDER CONNECTION 7.62 MM N OF POLES: 3 90° SOLDER PIN LENGTH (L): 3.5 MM TINNED BOX | 0
35089 | 1928280000 | PCB PLUG-IN CONNECTOR FEMALE HEADER CLOSED SIDE THT SOLDER CONNECTION 7.62 MM N OF POLES: 2 90° SOLDER PIN LENGTH (L): 3.5 MM TINNED BOX | 0
35090 | 1060690000 | PCB PLUG-IN CONNECTOR FEMALE PLUG 7.62 MM N OF POLES: 5 180° PUSH IN WITHOUT ACTUATOR TENSION-CLAMP CONNECTION CLAMPING RANGE MAX. : 10 MM² BOX | 1
35091 | 1060680000 | PCB PLUG-IN CONNECTOR FEMALE PLUG 7.62 MM N OF POLES: 5 180° PUSH IN WITHOUT ACTUATOR TENSION-CLAMP CONNECTION CLAMPING RANGE MAX. : 10 MM² BOX | 1
35092 | 1060670000 | PCB PLUG-IN CONNECTOR FEMALE PLUG 7.62 MM N OF POLES: 4 180° PUSH IN WITHOUT ACTUATOR TENSION-CLAMP CONNECTION CLAMPING RANGE MAX. : 10 MM² BOX | 1
35093 | 1928400000 | PCB PLUG-IN CONNECTOR FEMALE HEADER CLIP-ON FLANGE INVERTED THT SOLDER CONNECTION 7.62 MM N OF POLES: 3 90° SOLDER PIN LENGTH (L): 3.5 MM TINNED BOX | 0
35094 | 1932190000 | PCB PLUG-IN CONNECTOR MALE PLUG 7.62 MM N OF POLES: 3 180° CLAMPING YOKE CONNECTION CLAMPING RANGE MAX. : 6 MM² BOX | 1
35095 | 1930620000 | PCB PLUG-IN CONNECTOR MALE HEADER CLOSED SIDE THT SOLDER CONNECTION 7.62 MM N OF POLES: 4 180° SOLDER PIN LENGTH (L): 3.5 MM TINNED BOX | 0
35096 | 1930560000 | PCB PLUG-IN CONNECTOR MALE HEADER SCREW/CLIP-ON FLANGE THT SOLDER CONNECTION 7.62 MM N OF POLES: 9 90° SOLDER PIN LENGTH (L): 3.5 MM TINNED BOX | 0
35097 | 1930510000 | PCB PLUG-IN CONNECTOR MALE HEADER SCREW/CLIP-ON FLANGE THT SOLDER CONNECTION 7.62 MM N OF POLES: 4 90° SOLDER PIN LENGTH (L): 3.5 MM TINNED BOX | 0
35098 | 1931060000 | PCB PLUG-IN CONNECTOR MALE HEADER CLIP-ON FLANGE / ANTI-ROTATION FEATURE THT SOLDER CONNECTION 7.62 MM N OF POLES: 4 180° SOLDER PIN LENGTH (L): 3.5 MM TINNED BOX | 0
35099 | 1931280000 | PCB PLUG-IN CONNECTOR MALE HEADER CLOSED SIDE THT SOLDER CONNECTION 7.62 MM N OF POLES: 4 270° SOLDER PIN LENGTH (L): 3.5 MM TINNED BOX | 0
35100 | 1931380000 | PCB PLUG-IN CONNECTOR MALE HEADER CLIP-ON FLANGE THT SOLDER CONNECTION 7.62 MM N OF POLES: 3 270° SOLDER PIN LENGTH (L): 3.5 MM TINNED BOX | 0
35101 | 1931490000 | PCB PLUG-IN CONNECTOR MALE HEADER SCREW/CLIP-ON FLANGE THT SOLDER CONNECTION 7.62 MM N OF POLES: 3 270° SOLDER PIN LENGTH (L): 3.5 MM TINNED BOX | 0
35102 | 1930720000 | PCB PLUG-IN CONNECTOR MALE HEADER CLIP-ON FLANGE THT SOLDER CONNECTION 7.62 MM N OF POLES: 3 180° SOLDER PIN LENGTH (L): 3.5 MM TINNED BOX | 0
35103 | 1930630000 | PCB PLUG-IN CONNECTOR MALE HEADER CLOSED SIDE THT SOLDER CONNECTION 7.62 MM N OF POLES: 5 180° SOLDER PIN LENGTH (L): 3.5 MM TINNED BOX | 0
35104 | 1930840000 | PCB PLUG-IN CONNECTOR MALE HEADER SCREW/CLIP-ON FLANGE THT SOLDER CONNECTION 7.62 MM N OF POLES: 4 180° SOLDER PIN LENGTH (L): 3.5 MM TINNED BOX | 0
35105 | 1930850000 | PCB PLUG-IN CONNECTOR MALE HEADER SCREW/CLIP-ON FLANGE THT SOLDER CONNECTION 7.62 MM N OF POLES: 5 180° SOLDER PIN LENGTH (L): 3.5 MM TINNED BOX | 0
35106 | 1931520000 | PCB PLUG-IN CONNECTOR MALE HEADER SCREW/CLIP-ON FLANGE THT SOLDER CONNECTION 7.62 MM N OF POLES: 6 270° SOLDER PIN LENGTH (L): 3.5 MM TINNED BOX | 0
35107 | 1930350000 | PCB PLUG-IN CONNECTOR MALE HEADER CLOSED SIDE THT SOLDER CONNECTION 7.62 MM N OF POLES: 10 90° SOLDER PIN LENGTH (L): 3.5 MM TINNED BOX | 0
35108 | 1947500000 | PCB PLUG-IN CONNECTOR MALE PLUG 10.16 MM N OF POLES: 4 180° CLAMPING YOKE CONNECTION CLAMPING RANGE MAX. : 16 MM² BOX | 1
35109 | 103300000 | ACCESSORIES MOUNTING SCREW FOR CROSS-CONNECTION LINK | 440
35110 | 114100000 | PCB PLUG-IN CONNECTOR MALE HEADER FLANGE THT SOLDER CONNECTION 7.62 MM N OF POLES: 4 180° SOLDER PIN LENGTH (L): 3.2 MM TINNED ORANGE BOX | 0
35111 | 123500000 | TERMSERIES RELAY MODULE N OF CONTACTS: 2 CO CONTACT AGNI RATED CONTROL VOLTAGE: 24 V UC ±10 % CONTINUOUS CURRENT: 8 A SCREW CONNECTION TEST BUTTON AVAILABLE: NO | 3
35112 | 123600000 | SAK SERIES CROSS-CONNECTOR FOR CROSS-CONNECTION LINK N OF POLES: 2 | 31
35113 | 123700000 | SAK SERIES CROSS-CONNECTOR FOR CROSS-CONNECTION LINK N OF POLES: 3 | 31
35114 | 123800000 | SAK SERIES CROSS-CONNECTOR FOR CROSS-CONNECTION LINK N OF POLES: 4 | 31
35115 | 130600000 | SAK SERIES CROSS-CONNECTOR FOR CROSS-CONNECTION LINK N OF POLES: 2 | 31
35116 | 130700000 | SAK SERIES CROSS-CONNECTOR FOR CROSS-CONNECTION LINK N OF POLES: 3 | 31
35117 | 130800000 | SAK SERIES CROSS-CONNECTOR FOR CROSS-CONNECTION LINK N OF POLES: 4 | 31
35118 | 131400000 | SAK SERIES CROSS-CONNECTOR FOR CROSS-CONNECTION LINK N OF POLES: 2 | 31
35119 | 131500000 | SAK SERIES CROSS-CONNECTOR FOR CROSS-CONNECTION LINK N OF POLES: 3 | 31
35120 | 135200000 | SAK SERIES SOCKET | 128
35121 | 135300000 | ACCESSORIES SOCKET | 127
35122 | 135500000 | SAK SERIES CROSS-CONNECTOR FOR CROSS-CONNECTION LINK N OF POLES: 2 | 31
35123 | 135600000 | SAK SERIES CROSS-CONNECTOR FOR CROSS-CONNECTION LINK N OF POLES: 3 | 31
35124 | 135700000 | SAK SERIES CROSS-CONNECTOR FOR CROSS-CONNECTION LINK N OF POLES: 4 | 31
35125 | 135800000 | KDSX (KLIPPON DOUBLE SEALING SWB/STA EX CABLE GLAND) CABLE GLANDS M 50 16 MM BRAIDED ARMOURING 0.5 - 0.8 MM OD MIN. 41.1 - OD MAX. 48.5 MM ID MIN. 36.50 - ID MAX. 44.10 MM IP66 IP68 - 2.5 BAR | 8
35126 | 136400000 | KDSW (KLIPPON DOUBLE SEAL SWA EX CABLE GLAND) CABLE GLANDS M 75 19 MM SINGLE-WIRE ARMOURING 2.5 - OD MIN. 71.1 - OD MAX. 78 MM ID MIN. 60.50 - ID MAX. 68.00 MM IP66 IP68 - 2.5 BAR | 8
35127 | 140200000 | SAK SERIES SOCKET | 128
35128 | 147100000 | SAK SERIES SOCKET | 128
35129 | 149700000 | CABLE LUG TERMINAL END16 MM² | 9
35130 | 155900000 | SAK SERIES CROSS-CONNECTOR FOR CROSS-CONNECTION LINK N OF POLES: 2 | 31
35131 | 156000000 | SAK SERIES CROSS-CONNECTOR FOR CROSS-CONNECTION LINK N OF POLES: 3 | 31
35132 | 156100000 | SAK SERIES CROSS-CONNECTOR FOR CROSS-CONNECTION LINK N OF POLES: 4 | 31
35133 | 156300000 | PCB PLUG-IN CONNECTOR ACCESSORIES STRAIN RELIEF N OF POLES: 36 | 27
35134 | 164400000 | ACCESSORIES LOCK WASHER | 886
35135 | 167000000 | SAK SERIES CROSS-CONNECTOR FOR CROSS-CONNECTION LINK N OF POLES: 3 | 31
35136 | 168600000 | SAK SERIES SOCKET | 128
35137 | 169900000 | ACCESSORIES SOCKET | 127
35138 | 194000000 | SAK SERIES CROSS-CONNECTOR FOR CROSS-CONNECTION LINK N OF POLES: 2 | 31
35139 | 194100000 | SAK SERIES CROSS-CONNECTOR FOR CROSS-CONNECTION LINK N OF POLES: 2 | 31
35140 | 194300000 | SAK SERIES CROSS-CONNECTOR FOR CROSS-CONNECTION LINK N OF POLES: 2 | 31
35141 | 194400000 | SAK SERIES CROSS-CONNECTOR FOR CROSS-CONNECTION LINK N OF POLES: 3 | 31
35142 | 194500000 | SAK SERIES CROSS-CONNECTOR FOR CROSS-CONNECTION LINK N OF POLES: 4 | 31
35143 | 194700000 | KLIPPON TB MH (TERMINAL BOX - MULTI HINGE) EMPTY ENCLOSURE STAINLESS STEEL ENCLOSURE HEIGHT: 306 MM WIDTH: 306 MM DEPTH: 150 MM MATERIAL: STAINLESS STEEL 1.4404 (316L) ELECTROPOLISHED | 4
35144 | 197000000 | PCB PLUG-IN CONNECTOR FEMALE PLUG 3.81 MM N OF POLES: 8 180° PUSH IN WITH ACTUATOR TENSION-CLAMP CONNECTION CLAMPING RANGE MAX. : 1.5 MM² BOX | 1
35145 | 207800000 | SAK SERIES CROSS-CONNECTOR FOR CROSS-CONNECTION LINK N OF POLES: 2 | 31
35146 | 208000000 | SAK SERIES CROSS-CONNECTOR FOR CROSS-CONNECTION LINK N OF POLES: 4 | 31
35147 | 211400000 | SAK SERIES CROSS-CONNECTOR FOR CROSS-CONNECTION LINK N OF POLES: 2 | 31
35148 | 215700000 | ACCESSORIES SOCKET | 127
35149 | 215800000 | SAK SERIES CROSS-CONNECTOR FOR CROSS-CONNECTION LINK N OF POLES: 2 | 31
35150 | 215900000 | SAK SERIES CROSS-CONNECTOR FOR CROSS-CONNECTION LINK N OF POLES: 3 | 31
35151 | 216000000 | SAK SERIES CROSS-CONNECTOR FOR CROSS-CONNECTION LINK N OF POLES: 4 | 31
35152 | 221200000 | SAK SERIES CROSS-CONNECTOR FOR CROSS-CONNECTION LINK N OF POLES: 15 | 31
35153 | 244600000 | SAK SERIES SOCKET | 128
35154 | 248500000 | SAK SERIES CONNECTING SLEEVE FOR CROSS-CONNECTION LINK N OF POLES: 1 | 144
35155 | 249000000 | SAK SERIES CONNECTING SLEEVE FOR CROSS-CONNECTION LINK N OF POLES: | 144
35156 | 264700000 | SAK SERIES CONNECTING SLEEVE FOR CROSS-CONNECTION LINK N OF POLES: | 144
35157 | 266700000 | SAK SERIES CONNECTING SLEEVE FOR CROSS-CONNECTION LINK N OF POLES: | 144
35158 | 266900000 | SAK SERIES CONNECTING SLEEVE FOR CROSS-CONNECTION LINK N OF POLES: | 144
35159 | 267000000 | SAK SERIES CONNECTING SLEEVE FOR CROSS-CONNECTION LINK N OF POLES: | 144
35160 | 267100000 | ACCESSORIES MOUNTING SCREW FOR CROSS-CONNECTION LINK | 440
35161 | 271300000 | SAK SERIES SOCKET | 128
35162 | 280100000 | ACCESSORIES DRUCKSTÜCK MISCELLANEOUS | 874
35163 | 280600000 | ACCESSORIES SOCKET | 127
35164 | 285100000 | SAK SERIES CONNECTING SLEEVE FOR CROSS-CONNECTION LINK N OF POLES: 1 | 144
35165 | 285200000 | SAK SERIES CONNECTING SLEEVE FOR CROSS-CONNECTION LINK N OF POLES: | 144
35166 | 292500000 | ACCESSORIES MOUNTING SCREW FOR CROSS-CONNECTION LINK | 440
35167 | 293800000 | ACCESSORIES TEST PLUG | 443
35168 | 295900000 | SAK SERIES ALLEN HEX SCREW SCREWS N OF POLES: 1 | 1133
35169 | 296700000 | W-SERIES MOUNTING SCREW FOR CROSS-CONNECTION LINK | 440
35170 | 296800000 | SAK SERIES CONNECTING SLEEVE FOR CROSS-CONNECTION LINK N OF POLES: | 144
35171 | 297200000 | SAK SERIES CROSS-CONNECTION LUG FOR SCREWABLE CROSS-CONNECTION N OF POLES: 2 | 31
35172 | 297300000 | SAK SERIES CROSS-CONNECTION LUG FOR SCREWABLE CROSS-CONNECTION N OF POLES: 3 | 31
35173 | 297400000 | SAK SERIES CROSS-CONNECTION LUG FOR SCREWABLE CROSS-CONNECTION N OF POLES: 4 | 31
35174 | 298700000 | SAK SERIES CONNECTING SLEEVE FOR CROSS-CONNECTION LINK N OF POLES: 1 | 144
35175 | 298900000 | ACCESSORIES MOUNTING SCREW FOR CROSS-CONNECTION LINK | 440
35176 | 299700000 | SAK SERIES CONNECTING SLEEVE FOR CROSS-CONNECTION LINK N OF POLES: | 144
35177 | 303000000 | ACCESSORIES MOUNTING SCREW FOR BUSBARS | 592
35178 | 303200000 | SAK SERIES CONNECTING SLEEVE FOR CROSS-CONNECTION LINK N OF POLES: | 144
35179 | 309400000 | SAK SERIES CONNECTING SLEEVE FOR CROSS-CONNECTION LINK N OF POLES: 1 | 144
35180 | 309700000 | SAK SERIES CONNECTING SLEEVE FOR CROSS-CONNECTION LINK N OF POLES: | 144
35181 | 318000000 | SAK SERIES CONNECTING SLEEVE FOR CROSS-CONNECTION LINK N OF POLES: 1 | 144
35182 | 328000000 | SAK SERIES CROSS-CONNECTOR FOR CROSS-CONNECTION LINK N OF POLES: 2 | 31
35183 | 328100000 | SAK SERIES CROSS-CONNECTOR FOR CROSS-CONNECTION LINK N OF POLES: 3 | 31
35184 | 334700000 | SAK SERIES SET OF FIXINGS | 363
35185 | 336700000 | SAK SERIES CROSS-CONNECTOR FOR CROSS-CONNECTION LINK N OF POLES: 2 | 31
35186 | 336800000 | SAK SERIES CROSS-CONNECTOR FOR CROSS-CONNECTION LINK N OF POLES: 3 | 31
35187 | 336900000 | SAK SERIES CROSS-CONNECTOR FOR CROSS-CONNECTION LINK N OF POLES: 4 | 31
35188 | 337000000 | SAK SERIES CROSS-CONNECTOR FOR CROSS-CONNECTION LINK N OF POLES: 2 | 31
35189 | 337100000 | SAK SERIES CROSS-CONNECTOR FOR CROSS-CONNECTION LINK N OF POLES: 3 | 31
35190 | 337200000 | SAK SERIES CROSS-CONNECTOR FOR CROSS-CONNECTION LINK N OF POLES: 4 | 31
35191 | 338000000 | SAK SERIES CROSS-CONNECTOR FOR CROSS-CONNECTION LINK N OF POLES: 10 | 31
35192 | 338100000 | SAK SERIES CROSS-CONNECTOR FOR CROSS-CONNECTION LINK N OF POLES: 10 | 31
35193 | 338200000 | SAK SERIES CROSS-CONNECTOR FOR CROSS-CONNECTION LINK N OF POLES: 10 | 31
35194 | 338300000 | SAK SERIES CROSS-CONNECTOR FOR CROSS-CONNECTION LINK N OF POLES: 10 | 31
35195 | 338500000 | SAK SERIES CROSS-CONNECTOR FOR CROSS-CONNECTION LINK N OF POLES: 10 | 31
35196 | 338900000 | SAK SERIES CROSS-CONNECTOR FOR CROSS-CONNECTION LINK N OF POLES: 10 | 31
35197 | 339000000 | SAK SERIES CROSS-CONNECTOR FOR CROSS-CONNECTION LINK N OF POLES: 10 | 31
35198 | 339200000 | SAK SERIES CROSS-CONNECTION LUG FOR SCREWABLE CROSS-CONNECTION N OF POLES: 10 | 31
35199 | 341000000 | SAK SERIES SOCKET | 128
35200 | 341100000 | SAK SERIES SOCKET | 128
35201 | 341200000 | SAK SERIES SOCKET | 128
35202 | 341300000 | SAK SERIES SOCKET | 128
35203 | 341400000 | SAK SERIES SOCKET | 128
35204 | 341500000 | SAK SERIES SOCKET | 128
35205 | 341600000 | SAK SERIES SOCKET | 128
35206 | 341700000 | SAK SERIES CROSS-CONNECTOR FOR CROSS-CONNECTION LINK N OF POLES: 10 | 31
35207 | 345300000 | SAK SERIES CROSS-CONNECTOR FOR CROSS-CONNECTION LINK N OF POLES: 2 | 31
35208 | 345500000 | SAK SERIES CONNECTING SLEEVE FOR CROSS-CONNECTION LINK N OF POLES: | 144
35209 | 346200000 | ACCESSORIES MOUNTING SCREW FOR BUSBARS | 592
35210 | 348700000 | SAK SERIES CONNECTING SLEEVE FOR CROSS-CONNECTION LINK N OF POLES: 1 | 144
35211 | 353500000 | PCB PLUG-IN CONNECTOR MALE PLUG 5.08 MM N OF POLES: 5 180° CLAMPING YOKE CONNECTION CLAMPING RANGE MAX. : 3.31 MM² BOX | 1
35212 | 368200000 | SAK SERIES CROSS-CONNECTOR FOR CROSS-CONNECTION LINK N OF POLES: 2 | 31
35213 | 368300000 | SAK SERIES CROSS-CONNECTOR FOR CROSS-CONNECTION LINK N OF POLES: 3 | 31
35214 | 368400000 | SAK SERIES CROSS-CONNECTOR FOR CROSS-CONNECTION LINK N OF POLES: 4 | 31
35215 | 368500000 | SAK SERIES CROSS-CONNECTOR FOR CROSS-CONNECTION LINK N OF POLES: 10 | 31
35216 | 368600000 | SAK SERIES CROSS-CONNECTOR FOR CROSS-CONNECTION LINK N OF POLES: 10 | 31
35217 | 368700000 | SAK SERIES CROSS-CONNECTOR FOR CROSS-CONNECTION LINK N OF POLES: 10 | 31
35218 | 368800000 | SAK SERIES CROSS-CONNECTOR FOR CROSS-CONNECTION LINK N OF POLES: 10 | 31
35219 | 377100000 | SAK SERIES MOUNTING SCREW FOR BUSBARS | 1194
35220 | 379400000 | SAK SERIES SOCKET | 128
35221 | 388500000 | SAK SERIES SOCKET | 128
35222 | 388600000 | SAK SERIES SOCKET | 128
35223 | 388700000 | SAK SERIES SOCKET | 128
35224 | 388800000 | SAK SERIES SOCKET | 128
35225 | 388900000 | SAK SERIES SOCKET | 128
35226 | 389000000 | SAK SERIES SOCKET | 128
35227 | 389100000 | SAK SERIES SOCKET | 128
35228 | 444400000 | PCB PLUG-IN CONNECTOR MALE HEADER CLOSED SIDE THT SOLDER CONNECTION 5.00 MM N OF POLES: 18 180° SOLDER PIN LENGTH (L): 3.2 MM GOLD-PLATED PEBBLE GREY BOX | 0
35229 | 444500000 | PCB PLUG-IN CONNECTOR MALE HEADER CLOSED SIDE THT SOLDER CONNECTION 5.00 MM N OF POLES: 18 180° SOLDER PIN LENGTH (L): 3.2 MM TINNED PEBBLE GREY BOX | 0
35230 | 446700000 | PCB PLUG-IN CONNECTOR FEMALE HEADER FLANGE THT SOLDER CONNECTION 5.00 MM N OF POLES: 36 180° SOLDER PIN LENGTH (L): 3.2 MM TINNED PEBBLE GREY BOX | 0
35231 | 456700000 | SAK SERIES CROSS-CONNECTOR FOR CROSS-CONNECTION LINK N OF POLES: 2 | 31
35232 | 456800000 | SAK SERIES CROSS-CONNECTOR FOR CROSS-CONNECTION LINK N OF POLES: 3 | 31
35233 | 456900000 | SAK SERIES CROSS-CONNECTOR FOR CROSS-CONNECTION LINK N OF POLES: 4 | 31
35234 | 461100000 | SAK SERIES CROSS-CONNECTOR FOR CROSS-CONNECTION LINK N OF POLES: 2 | 31
35235 | 461200000 | SAK SERIES CROSS-CONNECTOR FOR CROSS-CONNECTION LINK N OF POLES: 3 | 31
35236 | 461300000 | SAK SERIES CROSS-CONNECTOR FOR CROSS-CONNECTION LINK N OF POLES: 4 | 31
35237 | 462700000 | ACCESSORIES MOUNTING RAIL SUPPORT | 1044
35238 | 470300000 | SAK SERIES CROSS-CONNECTOR FOR CROSS-CONNECTION LINK N OF POLES: 2 | 31
35239 | 470400000 | SAK SERIES CROSS-CONNECTOR FOR CROSS-CONNECTION LINK N OF POLES: 3 | 31
35240 | 470500000 | SAK SERIES CROSS-CONNECTOR FOR CROSS-CONNECTION LINK N OF POLES: 4 | 31
35241 | 470600000 | SAK SERIES CROSS-CONNECTOR FOR CROSS-CONNECTION LINK N OF POLES: 10 | 31
35242 | 470700000 | SAK SERIES CROSS-CONNECTOR FOR CROSS-CONNECTION LINK N OF POLES: 2 | 31
35243 | 470800000 | SAK SERIES CROSS-CONNECTOR FOR CROSS-CONNECTION LINK N OF POLES: 3 | 31
35244 | 470900000 | SAK SERIES CROSS-CONNECTOR FOR CROSS-CONNECTION LINK N OF POLES: 4 | 31
35245 | 471000000 | SAK SERIES CROSS-CONNECTOR FOR CROSS-CONNECTION LINK N OF POLES: 10 | 31
35246 | 482700000 | SAK SERIES CROSS-CONNECTOR FOR CROSS-CONNECTION LINK N OF POLES: 2 | 31
35247 | 482800000 | SAK SERIES CROSS-CONNECTOR FOR CROSS-CONNECTION LINK N OF POLES: 3 | 31
35248 | 482900000 | SAK SERIES CROSS-CONNECTOR FOR CROSS-CONNECTION LINK N OF POLES: 4 | 31
35249 | 531760000 | SAK SERIES LOCKOUT DEVICE | 703
35250 | 551100000 | SAK SERIES CONNECTING SLEEVE FOR CROSS-CONNECTION LINK N OF POLES: | 144
35251 | 551200000 | SAK SERIES CROSS-CONNECTOR FOR CROSS-CONNECTION LINK N OF POLES: 2 | 31
35252 | 553300000 | SAK SERIES CONTACT SLEEVE | 961
35253 | 564900000 | SAK SERIES CROSS-CONNECTOR FOR CROSS-CONNECTION LINK N OF POLES: 2 | 31
35254 | 565000000 | SAK SERIES CROSS-CONNECTOR FOR CROSS-CONNECTION LINK N OF POLES: 3 | 31
35255 | 565100000 | SAK SERIES CROSS-CONNECTOR FOR CROSS-CONNECTION LINK N OF POLES: 4 | 31
35256 | 1004260000 | ACCESSORIES FUSE HOLDER RATED CROSS-SECTION: OPERATING INSTRUCTIONS/CATALOGUE | 189
35257 | 1005280000 | PCB PLUG-IN CONNECTOR ACCESSORIES HOOD N OF POLES: 3 | 27
35258 | 1005310000 | PCB PLUG-IN CONNECTOR ACCESSORIES HOOD N OF POLES: 6 | 27
35259 | 1005320000 | PCB PLUG-IN CONNECTOR ACCESSORIES HOOD N OF POLES: 7 | 27
35260 | 1005330000 | PCB PLUG-IN CONNECTOR ACCESSORIES HOOD N OF POLES: 8 | 27
35261 | 1005360000 | PCB PLUG-IN CONNECTOR ACCESSORIES HOOD N OF POLES: 11 | 27
35262 | 1005380000 | PCB PLUG-IN CONNECTOR ACCESSORIES HOOD N OF POLES: 13 | 27
35263 | 1005390000 | PCB PLUG-IN CONNECTOR ACCESSORIES HOOD N OF POLES: 14 | 27
35264 | 1005400000 | PCB PLUG-IN CONNECTOR ACCESSORIES HOOD N OF POLES: 15 | 27
35265 | 1005410000 | PCB PLUG-IN CONNECTOR ACCESSORIES HOOD N OF POLES: 16 | 27
35266 | 1008270000 | PRINTED CIRCUIT BOARD TERMINALS 5.00 MM N OF POLES: 2 135° SOLDER PIN LENGTH (L): 3.5 MM TINNED TENSION-CLAMP CONNECTION CLAMPING RANGE MAX. : 2.5 MM² BOX | 1
35267 | 1027870000 | SAK SERIES SOCKET | 128
35268 | 1051260000 | W-SERIES TEST ADAPTER | 166
35269 | 1052100000 | ACCESSORIES MOUNTING SCREW FOR BUSBARS | 592
35270 | 1056400000 | W-SERIES SHIELD BUS | 1251
35271 | 1060200000 | W-SERIES CROSS-CONNECTOR FOR THE TERMINALS N OF POLES: 2 | 23
35272 | 1060300000 | W-SERIES CROSS-CONNECTOR FOR THE TERMINALS N OF POLES: 2 | 23
35273 | 1061940000 | PCB PLUG-IN CONNECTOR MALE HEADER CLOSED SIDE THT/THR SOLDER CONNECTION 5.08 MM N OF POLES: 8 90° SOLDER PIN LENGTH (L): 1.5 MM TINNED TAPE | 0
35274 | 1062060000 | W-SERIES TEST ADAPTER | 166
35275 | 1064100000 | W-SERIES CROSS-CONNECTOR FOR THE TERMINALS N OF POLES: 3 | 23
35276 | 1066000000 | W-SERIES ADDITIONAL CONNECTION | 272
35277 | 1066300000 | W-SERIES ADDITIONAL CONNECTION | 272
35278 | 1071000000 | ACCESSORIES SOCKET | 127
35279 | 1071010000 | ACCESSORIES SOCKET | 127
35280 | 1071020000 | ACCESSORIES SOCKET | 127
35281 | 1072500000 | W-SERIES CROSS-CONNECTOR FOR THE TERMINALS N OF POLES: 2 | 23
35282 | 1073400000 | W-SERIES CROSS-CONNECTOR FOR THE TERMINALS N OF POLES: 2 | 23
35283 | 1079500000 | W-SERIES CROSS-CONNECTOR FOR THE TERMINALS N OF POLES: 2 | 23
35284 | 1079600000 | W-SERIES CROSS-CONNECTOR FOR THE TERMINALS N OF POLES: 2 | 23
35285 | 1079700000 | W-SERIES CROSS-CONNECTOR FOR THE TERMINALS N OF POLES: 2 | 23
35286 | 1319260000 | SAK SERIES CROSS-CONNECTOR CROSS-CONNECTOR N OF POLES: 2 | 31
35287 | 1345800000 | SAK SERIES CONNECTING SLEEVE FOR CROSS-CONNECTION LINK N OF POLES: 1 | 144
35288 | 1579010000 | W-SERIES CROSS-CONNECTOR FOR THE TERMINALS N OF POLES: 2 | 23
35289 | 1604200000 | SAK SERIES LOCKOUT DEVICE | 703
35290 | 1632340000 | W-SERIES TEST ADAPTER | 166
35291 | 1635120000 | SAK SERIES CROSS-CONNECTOR BRIDGE FOR CROSS-CONNECTION LINK N OF POLES: 50 | 31
35292 | 1754210000 | ACCESSORIES CROSS-CONNECTOR 17.5 A | 47
35293 | 1754220000 | ACCESSORIES CROSS-CONNECTOR 17.5 A | 47
35294 | 1754230000 | ACCESSORIES CROSS-CONNECTOR 17.5 A | 47
35295 | 1754240000 | ACCESSORIES CROSS-CONNECTOR 17.5 A | 47
35296 | 1754290000 | ACCESSORIES CROSS-CONNECTOR 17.5 A | 47
35297 | 1758260000 | ACCESSORIES CROSS-CONNECTOR 32 A | 47
35298 | 1774784001 | PCB PLUG-IN CONNECTOR MALE HEADER OPEN SIDE THT/THR SOLDER CONNECTION 5.08 MM N OF POLES: 4 90° SOLDER PIN LENGTH (L): 1.5 MM TINNED TAPE | 0
35299 | 1774794001 | PCB PLUG-IN CONNECTOR MALE HEADER OPEN SIDE THT/THR SOLDER CONNECTION 5.08 MM N OF POLES: 5 90° SOLDER PIN LENGTH (L): 1.5 MM TINNED TAPE | 0
35300 | 1774804001 | PCB PLUG-IN CONNECTOR MALE HEADER OPEN SIDE THT/THR SOLDER CONNECTION 5.08 MM N OF POLES: 6 90° SOLDER PIN LENGTH (L): 1.5 MM TINNED TAPE | 0
35301 | 1774814001 | PCB PLUG-IN CONNECTOR MALE HEADER OPEN SIDE THT/THR SOLDER CONNECTION 5.08 MM N OF POLES: 7 90° SOLDER PIN LENGTH (L): 1.5 MM TINNED TAPE | 0
35302 | 1774824001 | PCB PLUG-IN CONNECTOR MALE HEADER OPEN SIDE THT/THR SOLDER CONNECTION 5.08 MM N OF POLES: 8 90° SOLDER PIN LENGTH (L): 1.5 MM TINNED TAPE | 0
35303 | 1775014001 | PCB PLUG-IN CONNECTOR MALE HEADER CLOSED SIDE THT/THR SOLDER CONNECTION 5.08 MM N OF POLES: 3 90° SOLDER PIN LENGTH (L): 1.5 MM TINNED TAPE | 0
35304 | 1775024001 | PCB PLUG-IN CONNECTOR MALE HEADER CLOSED SIDE THT/THR SOLDER CONNECTION 5.08 MM N OF POLES: 4 90° SOLDER PIN LENGTH (L): 1.5 MM TINNED TAPE | 0
35305 | 1775034001 | PCB PLUG-IN CONNECTOR MALE HEADER CLOSED SIDE THT/THR SOLDER CONNECTION 5.08 MM N OF POLES: 5 90° SOLDER PIN LENGTH (L): 1.5 MM TINNED TAPE | 0
35306 | 1775044001 | PCB PLUG-IN CONNECTOR MALE HEADER CLOSED SIDE THT/THR SOLDER CONNECTION 5.08 MM N OF POLES: 6 90° SOLDER PIN LENGTH (L): 1.5 MM TINNED TAPE | 0
35307 | 1775054001 | PCB PLUG-IN CONNECTOR MALE HEADER CLOSED SIDE THT/THR SOLDER CONNECTION 5.08 MM N OF POLES: 7 90° SOLDER PIN LENGTH (L): 1.5 MM TINNED TAPE | 0
35308 | 1775234001 | PCB PLUG-IN CONNECTOR MALE HEADER SOLDER FLANGE THT/THR SOLDER CONNECTION 5.08 MM N OF POLES: 2 90° SOLDER PIN LENGTH (L): 1.5 MM TINNED TAPE | 0
35309 | 1775244001 | PCB PLUG-IN CONNECTOR MALE HEADER SOLDER FLANGE THT/THR SOLDER CONNECTION 5.08 MM N OF POLES: 3 90° SOLDER PIN LENGTH (L): 1.5 MM TINNED TAPE | 0
35310 | 1775254001 | PCB PLUG-IN CONNECTOR MALE HEADER SOLDER FLANGE THT/THR SOLDER CONNECTION 5.08 MM N OF POLES: 4 90° SOLDER PIN LENGTH (L): 1.5 MM TINNED TAPE | 0
35311 | 1775264001 | PCB PLUG-IN CONNECTOR MALE HEADER SOLDER FLANGE THT/THR SOLDER CONNECTION 5.08 MM N OF POLES: 5 90° SOLDER PIN LENGTH (L): 1.5 MM TINNED TAPE | 0
35312 | 1775274001 | PCB PLUG-IN CONNECTOR MALE HEADER SOLDER FLANGE THT/THR SOLDER CONNECTION 5.08 MM N OF POLES: 6 90° SOLDER PIN LENGTH (L): 1.5 MM TINNED TAPE | 0
35313 | 1775594001 | PCB PLUG-IN CONNECTOR MALE HEADER OPEN SIDE THT/THR SOLDER CONNECTION 5.08 MM N OF POLES: 4 180° SOLDER PIN LENGTH (L): 1.5 MM TINNED TAPE | 0
35314 | 1775634001 | PCB PLUG-IN CONNECTOR MALE HEADER OPEN SIDE THT/THR SOLDER CONNECTION 5.08 MM N OF POLES: 5 180° SOLDER PIN LENGTH (L): 1.5 MM TINNED TAPE | 0
35315 | 1775644001 | PCB PLUG-IN CONNECTOR MALE HEADER OPEN SIDE THT/THR SOLDER CONNECTION 5.08 MM N OF POLES: 6 180° SOLDER PIN LENGTH (L): 1.5 MM TINNED TAPE | 0
35316 | 1775654001 | PCB PLUG-IN CONNECTOR MALE HEADER OPEN SIDE THT/THR SOLDER CONNECTION 5.08 MM N OF POLES: 7 180° SOLDER PIN LENGTH (L): 1.5 MM TINNED TAPE | 0
35317 | 1775664001 | PCB PLUG-IN CONNECTOR MALE HEADER OPEN SIDE THT/THR SOLDER CONNECTION 5.08 MM N OF POLES: 8 180° SOLDER PIN LENGTH (L): 1.5 MM TINNED TAPE | 0
35318 | 1775924001 | PCB PLUG-IN CONNECTOR MALE HEADER CLOSED SIDE THT/THR SOLDER CONNECTION 5.08 MM N OF POLES: 2 180° SOLDER PIN LENGTH (L): 1.5 MM TINNED TAPE | 0
35319 | 1775934001 | PCB PLUG-IN CONNECTOR MALE HEADER CLOSED SIDE THT/THR SOLDER CONNECTION 5.08 MM N OF POLES: 3 180° SOLDER PIN LENGTH (L): 1.5 MM TINNED TAPE | 0
35320 | 1775944001 | PCB PLUG-IN CONNECTOR MALE HEADER CLOSED SIDE THT/THR SOLDER CONNECTION 5.08 MM N OF POLES: 4 180° SOLDER PIN LENGTH (L): 1.5 MM TINNED TAPE | 0
35321 | 1775954001 | PCB PLUG-IN CONNECTOR MALE HEADER CLOSED SIDE THT/THR SOLDER CONNECTION 5.08 MM N OF POLES: 5 180° SOLDER PIN LENGTH (L): 1.5 MM TINNED TAPE | 0
35322 | 1775964001 | PCB PLUG-IN CONNECTOR MALE HEADER CLOSED SIDE THT/THR SOLDER CONNECTION 5.08 MM N OF POLES: 6 180° SOLDER PIN LENGTH (L): 1.5 MM TINNED TAPE | 0
35323 | 1775974001 | PCB PLUG-IN CONNECTOR MALE HEADER CLOSED SIDE THT/THR SOLDER CONNECTION 5.08 MM N OF POLES: 7 180° SOLDER PIN LENGTH (L): 1.5 MM TINNED TAPE | 0
35324 | 1775984001 | PCB PLUG-IN CONNECTOR MALE HEADER CLOSED SIDE THT/THR SOLDER CONNECTION 5.08 MM N OF POLES: 8 180° SOLDER PIN LENGTH (L): 1.5 MM TINNED TAPE | 0
35325 | 1776364001 | PCB PLUG-IN CONNECTOR MALE HEADER SOLDER FLANGE THT/THR SOLDER CONNECTION 5.08 MM N OF POLES: 2 180° SOLDER PIN LENGTH (L): 1.5 MM TINNED TAPE | 0
35326 | 1776374001 | PCB PLUG-IN CONNECTOR MALE HEADER SOLDER FLANGE THT/THR SOLDER CONNECTION 5.08 MM N OF POLES: 3 180° SOLDER PIN LENGTH (L): 1.5 MM TINNED TAPE | 0
35327 | 1776384001 | PCB PLUG-IN CONNECTOR MALE HEADER SOLDER FLANGE THT/THR SOLDER CONNECTION 5.08 MM N OF POLES: 4 180° SOLDER PIN LENGTH (L): 1.5 MM TINNED TAPE | 0
35328 | 1776394001 | PCB PLUG-IN CONNECTOR MALE HEADER SOLDER FLANGE THT/THR SOLDER CONNECTION 5.08 MM N OF POLES: 5 180° SOLDER PIN LENGTH (L): 1.5 MM TINNED TAPE | 0
35329 | 1776404001 | PCB PLUG-IN CONNECTOR MALE HEADER SOLDER FLANGE THT/THR SOLDER CONNECTION 5.08 MM N OF POLES: 6 180° SOLDER PIN LENGTH (L): 1.5 MM TINNED TAPE | 0
35330 | 1778990000 | ACCESSORIES SOCKET | 127
35331 | 1804270000 | PCB PLUG-IN CONNECTOR MALE HEADER CLOSED SIDE THT/THR SOLDER CONNECTION 5.08 MM N OF POLES: 3 90° SOLDER PIN LENGTH (L): 1.5 MM TINNED TAPE | 0
35332 | 1806620000 | BOLT-TYPE SCREW TERMINALS CROSS-CONNECTOR N OF POLES: 2 | 23
35333 | 1812430000 | PCB PLUG-IN CONNECTOR MALE HEADER OPEN SIDE THT/THR SOLDER CONNECTION 5.08 MM N OF POLES: 2 90° SOLDER PIN LENGTH (L): 1.5 MM TINNED TAPE | 0
35334 | 1812440000 | PCB PLUG-IN CONNECTOR MALE HEADER OPEN SIDE THT/THR SOLDER CONNECTION 5.08 MM N OF POLES: 3 90° SOLDER PIN LENGTH (L): 1.5 MM TINNED TAPE | 0
35335 | 1812450000 | PCB PLUG-IN CONNECTOR MALE HEADER OPEN SIDE THT/THR SOLDER CONNECTION 5.08 MM N OF POLES: 2 180° SOLDER PIN LENGTH (L): 1.5 MM TINNED TAPE | 0
35336 | 1812460000 | PCB PLUG-IN CONNECTOR MALE HEADER OPEN SIDE THT/THR SOLDER CONNECTION 5.08 MM N OF POLES: 3 180° SOLDER PIN LENGTH (L): 1.5 MM TINNED TAPE | 0
35337 | 1820170000 | PCB PLUG-IN CONNECTOR MALE HEADER CLOSED SIDE THT/THR SOLDER CONNECTION 5.08 MM N OF POLES: 2 180° SOLDER PIN LENGTH (L): 1.5 MM TINNED TAPE | 0
35338 | 1821100000 | PCB PLUG-IN CONNECTOR MALE HEADER OPEN SIDE THT/THR SOLDER CONNECTION 5.08 MM N OF POLES: 2 180° SOLDER PIN LENGTH (L): 1.5 MM TINNED TAPE | 0
35339 | 1821110000 | PCB PLUG-IN CONNECTOR MALE HEADER OPEN SIDE THT/THR SOLDER CONNECTION 5.08 MM N OF POLES: 3 180° SOLDER PIN LENGTH (L): 1.5 MM TINNED TAPE | 0
35340 | 1821140000 | PCB PLUG-IN CONNECTOR MALE HEADER CLOSED SIDE THT/THR SOLDER CONNECTION 5.08 MM N OF POLES: 2 90° SOLDER PIN LENGTH (L): 1.5 MM TINNED TAPE | 0
35341 | 1821160000 | PCB PLUG-IN CONNECTOR MALE HEADER OPEN SIDE THT/THR SOLDER CONNECTION 5.08 MM N OF POLES: 2 90° SOLDER PIN LENGTH (L): 1.5 MM TINNED TAPE | 0
35342 | 1821170000 | PCB PLUG-IN CONNECTOR MALE HEADER OPEN SIDE THT/THR SOLDER CONNECTION 5.08 MM N OF POLES: 3 90° SOLDER PIN LENGTH (L): 1.5 MM TINNED TAPE | 0
35343 | 1876700000 | PCB PLUG-IN CONNECTOR MALE HEADER SOLDER FLANGE THT/THR SOLDER CONNECTION 5.08 MM N OF POLES: 5 270° SOLDER PIN LENGTH (L): 3.2 MM TINNED TAPE | 0
35344 | 1876720000 | PCB PLUG-IN CONNECTOR MALE HEADER SOLDER FLANGE THT/THR SOLDER CONNECTION 5.08 MM N OF POLES: 3 270° SOLDER PIN LENGTH (L): 3.2 MM TINNED TAPE | 0
35345 | 1876730000 | PCB PLUG-IN CONNECTOR MALE HEADER SOLDER FLANGE THT/THR SOLDER CONNECTION 5.08 MM N OF POLES: 2 270° SOLDER PIN LENGTH (L): 3.2 MM TINNED TAPE | 0
35346 | 1876920000 | PCB PLUG-IN CONNECTOR MALE HEADER SOLDER FLANGE THT/THR SOLDER CONNECTION 5.08 MM N OF POLES: 2 270° SOLDER PIN LENGTH (L): 1.5 MM TINNED TAPE | 0
35347 | 1876930000 | PCB PLUG-IN CONNECTOR MALE HEADER SOLDER FLANGE THT/THR SOLDER CONNECTION 5.08 MM N OF POLES: 3 270° SOLDER PIN LENGTH (L): 1.5 MM TINNED TAPE | 0
35348 | 1876950000 | PCB PLUG-IN CONNECTOR MALE HEADER SOLDER FLANGE THT/THR SOLDER CONNECTION 5.08 MM N OF POLES: 5 270° SOLDER PIN LENGTH (L): 1.5 MM TINNED TAPE | 0
35349 | 1876980000 | PCB PLUG-IN CONNECTOR MALE HEADER SOLDER FLANGE THT/THR SOLDER CONNECTION 5.08 MM N OF POLES: 8 270° SOLDER PIN LENGTH (L): 1.5 MM TINNED TAPE | 0
35350 | 1876990000 | PCB PLUG-IN CONNECTOR MALE HEADER SOLDER FLANGE THT/THR SOLDER CONNECTION 5.08 MM N OF POLES: 2 270° SOLDER PIN LENGTH (L): 1.5 MM TINNED TAPE | 0
35351 | 1877000000 | PCB PLUG-IN CONNECTOR MALE HEADER SOLDER FLANGE THT/THR SOLDER CONNECTION 5.08 MM N OF POLES: 3 270° SOLDER PIN LENGTH (L): 1.5 MM TINNED TAPE | 0
35352 | 1877020000 | PCB PLUG-IN CONNECTOR MALE HEADER SOLDER FLANGE THT/THR SOLDER CONNECTION 5.08 MM N OF POLES: 4 270° SOLDER PIN LENGTH (L): 1.5 MM TINNED TAPE | 0
35353 | 1877090000 | PCB PLUG-IN CONNECTOR MALE HEADER SOLDER FLANGE THT/THR SOLDER CONNECTION 5.08 MM N OF POLES: 6 270° SOLDER PIN LENGTH (L): 1.5 MM TINNED TAPE | 0
35354 | 1877110000 | PCB PLUG-IN CONNECTOR MALE HEADER SOLDER FLANGE THT/THR SOLDER CONNECTION 5.08 MM N OF POLES: 7 270° SOLDER PIN LENGTH (L): 1.5 MM TINNED TAPE | 0
35355 | 1877120000 | PCB PLUG-IN CONNECTOR MALE HEADER SOLDER FLANGE THT/THR SOLDER CONNECTION 5.08 MM N OF POLES: 8 270° SOLDER PIN LENGTH (L): 1.5 MM TINNED TAPE | 0
35356 | 9502580000 | SAK SERIES CONNECTING SLEEVE FOR CROSS-CONNECTION LINK N OF POLES: 1 | 144
35357 | 9502650000 | SAK SERIES CROSS-CONNECTOR FOR CROSS-CONNECTION LINK N OF POLES: 2 | 31
35358 | 9502680000 | SAK SERIES CROSS-CONNECTOR FOR CROSS-CONNECTION LINK N OF POLES: 10 | 31
35359 | 9503280000 | ACCESSORIES MOUNTING SCREW SCREWS | 897
35360 | 9509510000 | SAK SERIES CONNECTING SLEEVE FOR CROSS-CONNECTION LINK N OF POLES: | 144
35361 | 1950880000 | PCB PLUG-IN CONNECTOR MALE PLUG 7.62 MM N OF POLES: 2 180° CLAMPING YOKE CONNECTION CLAMPING RANGE MAX. : 6 MM² BOX | 1
35362 | 1932530000 | PCB PLUG-IN CONNECTOR MALE PLUG 7.62 MM N OF POLES: 6 180° CLAMPING YOKE CONNECTION CLAMPING RANGE MAX. : 6 MM² BOX | 1
35363 | 1932520000 | PCB PLUG-IN CONNECTOR MALE PLUG 7.62 MM N OF POLES: 5 180° CLAMPING YOKE CONNECTION CLAMPING RANGE MAX. : 6 MM² BOX | 1
35364 | 1932500000 | PCB PLUG-IN CONNECTOR MALE PLUG 7.62 MM N OF POLES: 3 180° CLAMPING YOKE CONNECTION CLAMPING RANGE MAX. : 6 MM² BOX | 1
35365 | 1932220000 | PCB PLUG-IN CONNECTOR MALE PLUG 7.62 MM N OF POLES: 6 180° CLAMPING YOKE CONNECTION CLAMPING RANGE MAX. : 6 MM² BOX | 1
35366 | 1932180000 | PCB PLUG-IN CONNECTOR MALE PLUG 7.62 MM N OF POLES: 2 180° CLAMPING YOKE CONNECTION CLAMPING RANGE MAX. : 6 MM² BOX | 1
35367 | 1932000000 | PCB PLUG-IN CONNECTOR MALE PLUG 7.62 MM N OF POLES: 6 180° CLAMPING YOKE CONNECTION CLAMPING RANGE MAX. : 6 MM² BOX | 1
35368 | 1931970000 | PCB PLUG-IN CONNECTOR MALE PLUG 7.62 MM N OF POLES: 3 180° CLAMPING YOKE CONNECTION CLAMPING RANGE MAX. : 6 MM² BOX | 1
35369 | 1931740000 | PCB PLUG-IN CONNECTOR MALE PLUG 7.62 MM N OF POLES: 2 180° CLAMPING YOKE CONNECTION CLAMPING RANGE MAX. : 6 MM² BOX | 1
35370 | 1931670000 | PCB PLUG-IN CONNECTOR MALE PLUG 7.62 MM N OF POLES: 6 180° CLAMPING YOKE CONNECTION CLAMPING RANGE MAX. : 6 MM² BOX | 1
35371 | 1931660000 | PCB PLUG-IN CONNECTOR MALE PLUG 7.62 MM N OF POLES: 5 180° CLAMPING YOKE CONNECTION CLAMPING RANGE MAX. : 6 MM² BOX | 1
35372 | 1931630000 | PCB PLUG-IN CONNECTOR MALE PLUG 7.62 MM N OF POLES: 3 180° CLAMPING YOKE CONNECTION CLAMPING RANGE MAX. : 6 MM² BOX | 1
35373 | 1931620000 | PCB PLUG-IN CONNECTOR MALE PLUG 7.62 MM N OF POLES: 2 180° CLAMPING YOKE CONNECTION CLAMPING RANGE MAX. : 6 MM² BOX | 1
35374 | 1966930000 | PCB PLUG-IN CONNECTOR MALE PLUG 10.16 MM N OF POLES: 7 180° CLAMPING YOKE CONNECTION CLAMPING RANGE MAX. : 16 MM² BOX | 1
35375 | 1931580000 | PCB PLUG-IN CONNECTOR MALE HEADER SCREW/CLIP-ON FLANGE THT SOLDER CONNECTION 7.62 MM N OF POLES: 11 270° SOLDER PIN LENGTH (L): 3.5 MM TINNED BOX | 0
35376 | 1931550000 | PCB PLUG-IN CONNECTOR MALE HEADER SCREW/CLIP-ON FLANGE THT SOLDER CONNECTION 7.62 MM N OF POLES: 9 270° SOLDER PIN LENGTH (L): 3.5 MM TINNED BOX | 0
35377 | 1931500000 | PCB PLUG-IN CONNECTOR MALE HEADER SCREW/CLIP-ON FLANGE THT SOLDER CONNECTION 7.62 MM N OF POLES: 4 270° SOLDER PIN LENGTH (L): 3.5 MM TINNED BOX | 0
35378 | 1931430000 | PCB PLUG-IN CONNECTOR MALE HEADER CLIP-ON FLANGE THT SOLDER CONNECTION 7.62 MM N OF POLES: 8 270° SOLDER PIN LENGTH (L): 3.5 MM TINNED BOX | 0
35379 | 1931390000 | PCB PLUG-IN CONNECTOR MALE HEADER CLIP-ON FLANGE THT SOLDER CONNECTION 7.62 MM N OF POLES: 4 270° SOLDER PIN LENGTH (L): 3.5 MM TINNED BOX | 0
35380 | 1931350000 | PCB PLUG-IN CONNECTOR MALE HEADER CLOSED SIDE THT SOLDER CONNECTION 7.62 MM N OF POLES: 11 270° SOLDER PIN LENGTH (L): 3.5 MM TINNED BOX | 0
35381 | 1931330000 | PCB PLUG-IN CONNECTOR MALE HEADER CLOSED SIDE THT SOLDER CONNECTION 7.62 MM N OF POLES: 9 270° SOLDER PIN LENGTH (L): 3.5 MM TINNED BOX | 0
35382 | 1931270000 | PCB PLUG-IN CONNECTOR MALE HEADER CLOSED SIDE THT SOLDER CONNECTION 7.62 MM N OF POLES: 3 270° SOLDER PIN LENGTH (L): 3.5 MM TINNED BOX | 0
35383 | 1930880000 | PCB PLUG-IN CONNECTOR MALE HEADER SCREW/CLIP-ON FLANGE THT SOLDER CONNECTION 7.62 MM N OF POLES: 8 180° SOLDER PIN LENGTH (L): 3.5 MM TINNED BOX | 0
35384 | 1930860000 | PCB PLUG-IN CONNECTOR MALE HEADER SCREW/CLIP-ON FLANGE THT SOLDER CONNECTION 7.62 MM N OF POLES: 6 180° SOLDER PIN LENGTH (L): 3.5 MM TINNED BOX | 0
35385 | 1930820000 | PCB PLUG-IN CONNECTOR MALE HEADER SCREW/CLIP-ON FLANGE THT SOLDER CONNECTION 7.62 MM N OF POLES: 2 180° SOLDER PIN LENGTH (L): 3.5 MM TINNED BOX | 0
35386 | 1930770000 | PCB PLUG-IN CONNECTOR MALE HEADER CLIP-ON FLANGE THT SOLDER CONNECTION 7.62 MM N OF POLES: 8 180° SOLDER PIN LENGTH (L): 3.5 MM TINNED BOX | 0
35387 | 1930740000 | PCB PLUG-IN CONNECTOR MALE HEADER CLIP-ON FLANGE THT SOLDER CONNECTION 7.62 MM N OF POLES: 5 180° SOLDER PIN LENGTH (L): 3.5 MM TINNED BOX | 0
35388 | 1930640000 | PCB PLUG-IN CONNECTOR MALE HEADER CLOSED SIDE THT SOLDER CONNECTION 7.62 MM N OF POLES: 6 180° SOLDER PIN LENGTH (L): 3.5 MM TINNED BOX | 0
35389 | 1930450000 | PCB PLUG-IN CONNECTOR MALE HEADER CLIP-ON FLANGE THT SOLDER CONNECTION 7.62 MM N OF POLES: 9 90° SOLDER PIN LENGTH (L): 3.5 MM TINNED BOX | 0
35390 | 1930420000 | PCB PLUG-IN CONNECTOR MALE HEADER CLIP-ON FLANGE THT SOLDER CONNECTION 7.62 MM N OF POLES: 6 90° SOLDER PIN LENGTH (L): 3.5 MM TINNED BOX | 0
35391 | 1930360000 | PCB PLUG-IN CONNECTOR MALE HEADER CLOSED SIDE THT SOLDER CONNECTION 7.62 MM N OF POLES: 11 90° SOLDER PIN LENGTH (L): 3.5 MM TINNED BOX | 0
35392 | 1930300000 | PCB PLUG-IN CONNECTOR MALE HEADER CLOSED SIDE THT SOLDER CONNECTION 7.62 MM N OF POLES: 5 90° SOLDER PIN LENGTH (L): 3.5 MM TINNED BOX | 0
35393 | 1061180000 | PCB PLUG-IN CONNECTOR MALE PLUG 7.62 MM N OF POLES: 6 180° PUSH IN WITHOUT ACTUATOR TENSION-CLAMP CONNECTION CLAMPING RANGE MAX. : 10 MM² BOX | 1
35394 | 1061170000 | PCB PLUG-IN CONNECTOR MALE PLUG 7.62 MM N OF POLES: 5 180° PUSH IN WITHOUT ACTUATOR TENSION-CLAMP CONNECTION CLAMPING RANGE MAX. : 10 MM² BOX | 1
35395 | 1061140000 | PCB PLUG-IN CONNECTOR MALE PLUG 7.62 MM N OF POLES: 4 180° PUSH IN WITHOUT ACTUATOR TENSION-CLAMP CONNECTION CLAMPING RANGE MAX. : 10 MM² BOX | 1
35396 | 1061130000 | PCB PLUG-IN CONNECTOR MALE PLUG 7.62 MM N OF POLES: 3 180° PUSH IN WITHOUT ACTUATOR TENSION-CLAMP CONNECTION CLAMPING RANGE MAX. : 10 MM² BOX | 1
35397 | 1061120000 | PCB PLUG-IN CONNECTOR MALE PLUG 7.62 MM N OF POLES: 3 180° PUSH IN WITHOUT ACTUATOR TENSION-CLAMP CONNECTION CLAMPING RANGE MAX. : 10 MM² BOX | 1
35398 | 1061110000 | PCB PLUG-IN CONNECTOR MALE PLUG 7.62 MM N OF POLES: 2 180° PUSH IN WITHOUT ACTUATOR TENSION-CLAMP CONNECTION CLAMPING RANGE MAX. : 10 MM² BOX | 1
35399 | 1061100000 | PCB PLUG-IN CONNECTOR MALE PLUG 7.62 MM N OF POLES: 6 180° PUSH IN WITHOUT ACTUATOR TENSION-CLAMP CONNECTION CLAMPING RANGE MAX. : 10 MM² BOX | 1
35400 | 1061050000 | PCB PLUG-IN CONNECTOR MALE PLUG 7.62 MM N OF POLES: 4 180° PUSH IN WITHOUT ACTUATOR TENSION-CLAMP CONNECTION CLAMPING RANGE MAX. : 10 MM² BOX | 1
35401 | 1061040000 | PCB PLUG-IN CONNECTOR MALE PLUG 7.62 MM N OF POLES: 3 180° PUSH IN WITHOUT ACTUATOR TENSION-CLAMP CONNECTION CLAMPING RANGE MAX. : 10 MM² BOX | 1
35402 | 1061030000 | PCB PLUG-IN CONNECTOR MALE PLUG 7.62 MM N OF POLES: 3 180° PUSH IN WITHOUT ACTUATOR TENSION-CLAMP CONNECTION CLAMPING RANGE MAX. : 10 MM² BOX | 1
35403 | 1061000000 | PCB PLUG-IN CONNECTOR MALE PLUG 7.62 MM N OF POLES: 5 180° PUSH IN WITHOUT ACTUATOR TENSION-CLAMP CONNECTION CLAMPING RANGE MAX. : 10 MM² BOX | 1
35404 | 1060980000 | PCB PLUG-IN CONNECTOR MALE PLUG 7.62 MM N OF POLES: 4 180° PUSH IN WITHOUT ACTUATOR TENSION-CLAMP CONNECTION CLAMPING RANGE MAX. : 10 MM² BOX | 1
35405 | 1060950000 | PCB PLUG-IN CONNECTOR MALE PLUG 7.62 MM N OF POLES: 2 180° PUSH IN WITHOUT ACTUATOR TENSION-CLAMP CONNECTION CLAMPING RANGE MAX. : 10 MM² BOX | 1
35406 | 1060930000 | PCB PLUG-IN CONNECTOR MALE PLUG 7.62 MM N OF POLES: 5 180° PUSH IN WITHOUT ACTUATOR TENSION-CLAMP CONNECTION CLAMPING RANGE MAX. : 10 MM² BOX | 1
35407 | 1060920000 | PCB PLUG-IN CONNECTOR MALE PLUG 7.62 MM N OF POLES: 4 180° PUSH IN WITHOUT ACTUATOR TENSION-CLAMP CONNECTION CLAMPING RANGE MAX. : 10 MM² BOX | 1
35408 | 1060910000 | PCB PLUG-IN CONNECTOR MALE PLUG 7.62 MM N OF POLES: 3 180° PUSH IN WITHOUT ACTUATOR TENSION-CLAMP CONNECTION CLAMPING RANGE MAX. : 10 MM² BOX | 1
35409 | 1060900000 | PCB PLUG-IN CONNECTOR MALE PLUG 7.62 MM N OF POLES: 2 180° PUSH IN WITHOUT ACTUATOR TENSION-CLAMP CONNECTION CLAMPING RANGE MAX. : 10 MM² BOX | 1
35410 | 1060870000 | PCB PLUG-IN CONNECTOR MALE PLUG 7.62 MM N OF POLES: 5 180° PUSH IN WITHOUT ACTUATOR TENSION-CLAMP CONNECTION CLAMPING RANGE MAX. : 10 MM² BOX | 1
35411 | 1060830000 | PCB PLUG-IN CONNECTOR MALE PLUG 7.62 MM N OF POLES: 2 180° PUSH IN WITHOUT ACTUATOR TENSION-CLAMP CONNECTION CLAMPING RANGE MAX. : 10 MM² BOX | 1
35412 | 1048770000 | PCB PLUG-IN CONNECTOR MALE HEADER CLOSED SIDE MIDDLE SCREW FLANGE THT SOLDER CONNECTION 7.62 MM N OF POLES: 6 90° SOLDER PIN LENGTH (L): 3.5 MM TINNED BOX | 0
35413 | 1048740000 | PCB PLUG-IN CONNECTOR MALE HEADER CLOSED SIDE MIDDLE FLANGE THT SOLDER CONNECTION 7.62 MM N OF POLES: 6 270° SOLDER PIN LENGTH (L): 3.5 MM TINNED BOX | 0
35414 | 1048730000 | PCB PLUG-IN CONNECTOR MALE HEADER CLOSED SIDE MIDDLE SCREW FLANGE THT SOLDER CONNECTION 7.62 MM N OF POLES: 6 180° SOLDER PIN LENGTH (L): 3.5 MM TINNED BOX | 0
35415 | 1048720000 | PCB PLUG-IN CONNECTOR MALE HEADER CLOSED SIDE MIDDLE FLANGE THT SOLDER CONNECTION 7.62 MM N OF POLES: 6 180° SOLDER PIN LENGTH (L): 3.5 MM TINNED BOX | 0
35416 | 1048700000 | PCB PLUG-IN CONNECTOR MALE HEADER CLOSED SIDE MIDDLE SCREW FLANGE THT SOLDER CONNECTION 7.62 MM N OF POLES: 5 90° SOLDER PIN LENGTH (L): 3.5 MM TINNED BOX | 0
35417 | 1048650000 | PCB PLUG-IN CONNECTOR MALE HEADER CLOSED SIDE MIDDLE FLANGE THT SOLDER CONNECTION 7.62 MM N OF POLES: 5 270° SOLDER PIN LENGTH (L): 3.5 MM TINNED BOX | 0
35418 | 1048640000 | PCB PLUG-IN CONNECTOR MALE HEADER CLOSED SIDE MIDDLE FLANGE THT SOLDER CONNECTION 7.62 MM N OF POLES: 5 270° SOLDER PIN LENGTH (L): 3.5 MM TINNED BOX | 0
35419 | 1048600000 | PCB PLUG-IN CONNECTOR MALE HEADER CLOSED SIDE MIDDLE FLANGE THT SOLDER CONNECTION 7.62 MM N OF POLES: 5 180° SOLDER PIN LENGTH (L): 3.5 MM TINNED BOX | 0
35420 | 1048590000 | PCB PLUG-IN CONNECTOR MALE HEADER CLOSED SIDE MIDDLE FLANGE THT SOLDER CONNECTION 7.62 MM N OF POLES: 5 180° SOLDER PIN LENGTH (L): 3.5 MM TINNED BOX | 0
35421 | 1048550000 | PCB PLUG-IN CONNECTOR MALE HEADER CLOSED SIDE MIDDLE FLANGE THT SOLDER CONNECTION 7.62 MM N OF POLES: 4 270° SOLDER PIN LENGTH (L): 3.5 MM TINNED BOX | 0
35422 | 1048540000 | PCB PLUG-IN CONNECTOR MALE HEADER CLOSED SIDE MIDDLE SCREW FLANGE THT SOLDER CONNECTION 7.62 MM N OF POLES: 4 180° SOLDER PIN LENGTH (L): 3.5 MM TINNED BOX | 0
35423 | 1048530000 | PCB PLUG-IN CONNECTOR MALE HEADER CLOSED SIDE MIDDLE FLANGE THT SOLDER CONNECTION 7.62 MM N OF POLES: 4 180° SOLDER PIN LENGTH (L): 3.5 MM TINNED BOX | 0
35424 | 1048520000 | PCB PLUG-IN CONNECTOR MALE HEADER CLOSED SIDE MIDDLE SCREW FLANGE THT SOLDER CONNECTION 7.62 MM N OF POLES: 3 90° SOLDER PIN LENGTH (L): 3.5 MM TINNED BOX | 0
35425 | 1048510000 | PCB PLUG-IN CONNECTOR MALE HEADER CLOSED SIDE MIDDLE SCREW FLANGE THT SOLDER CONNECTION 7.62 MM N OF POLES: 3 90° SOLDER PIN LENGTH (L): 3.5 MM TINNED BOX | 0
35426 | 1048450000 | PCB PLUG-IN CONNECTOR MALE HEADER CLOSED SIDE MIDDLE FLANGE THT SOLDER CONNECTION 7.62 MM N OF POLES: 3 270° SOLDER PIN LENGTH (L): 3.5 MM TINNED BOX | 0
35427 | 1048420000 | PCB PLUG-IN CONNECTOR MALE HEADER CLOSED SIDE MIDDLE FLANGE THT SOLDER CONNECTION 7.62 MM N OF POLES: 3 180° SOLDER PIN LENGTH (L): 3.5 MM TINNED BOX | 0
35428 | 1048410000 | PCB PLUG-IN CONNECTOR MALE HEADER CLOSED SIDE MIDDLE FLANGE THT SOLDER CONNECTION 7.62 MM N OF POLES: 3 180° SOLDER PIN LENGTH (L): 3.5 MM TINNED BOX | 0
35429 | 1048400000 | PCB PLUG-IN CONNECTOR MALE HEADER CLOSED SIDE MIDDLE SCREW FLANGE THT SOLDER CONNECTION 7.62 MM N OF POLES: 2 90° SOLDER PIN LENGTH (L): 3.5 MM TINNED BOX | 0
35430 | 1048370000 | PCB PLUG-IN CONNECTOR MALE HEADER CLOSED SIDE MIDDLE FLANGE THT SOLDER CONNECTION 7.62 MM N OF POLES: 2 270° SOLDER PIN LENGTH (L): 3.5 MM TINNED BOX | 0
35431 | 1048350000 | PCB PLUG-IN CONNECTOR MALE HEADER CLOSED SIDE MIDDLE FLANGE THT SOLDER CONNECTION 7.62 MM N OF POLES: 2 180° SOLDER PIN LENGTH (L): 3.5 MM TINNED BOX | 0
35432 | 1977180000 | PCB PLUG-IN CONNECTOR MALE HEADER FLANGE THT SOLDER CONNECTION 3.81 MM N OF POLES: 16 135° SOLDER PIN LENGTH (L): 3.2 MM TINNED BOX | 0
35433 | 1977120000 | PCB PLUG-IN CONNECTOR MALE HEADER FLANGE THT SOLDER CONNECTION 3.81 MM N OF POLES: 10 135° SOLDER PIN LENGTH (L): 3.2 MM TINNED BOX | 0
35434 | 1976710000 | PCB PLUG-IN CONNECTOR MALE HEADER CLOSED SIDE THT SOLDER CONNECTION 3.81 MM N OF POLES: 14 135° SOLDER PIN LENGTH (L): 3.2 MM TINNED BOX | 0
35435 | 1976600000 | PCB PLUG-IN CONNECTOR MALE HEADER CLOSED SIDE THT SOLDER CONNECTION 3.81 MM N OF POLES: 10 135° SOLDER PIN LENGTH (L): 3.2 MM TINNED BOX | 0
35436 | 1976460000 | PCB PLUG-IN CONNECTOR MALE HEADER CLOSED SIDE THT SOLDER CONNECTION 3.81 MM N OF POLES: 6 135° SOLDER PIN LENGTH (L): 3.2 MM TINNED BOX | 0
35437 | 1973660000 | PCB PLUG-IN CONNECTOR MALE HEADER FLANGE THT SOLDER CONNECTION 3.81 MM N OF POLES: 20 90° SOLDER PIN LENGTH (L): 3.2 MM TINNED BOX | 0
35438 | 1973650000 | PCB PLUG-IN CONNECTOR MALE HEADER FLANGE THT SOLDER CONNECTION 3.81 MM N OF POLES: 18 90° SOLDER PIN LENGTH (L): 3.2 MM TINNED BOX | 0
35439 | 1973640000 | PCB PLUG-IN CONNECTOR MALE HEADER FLANGE THT SOLDER CONNECTION 3.81 MM N OF POLES: 16 90° SOLDER PIN LENGTH (L): 3.2 MM TINNED BOX | 0
35440 | 1973620000 | PCB PLUG-IN CONNECTOR MALE HEADER FLANGE THT SOLDER CONNECTION 3.81 MM N OF POLES: 12 90° SOLDER PIN LENGTH (L): 3.2 MM TINNED BOX | 0
35441 | 1973610000 | PCB PLUG-IN CONNECTOR MALE HEADER FLANGE THT SOLDER CONNECTION 3.81 MM N OF POLES: 10 90° SOLDER PIN LENGTH (L): 3.2 MM TINNED BOX | 0
35442 | 1973600000 | PCB PLUG-IN CONNECTOR MALE HEADER FLANGE THT SOLDER CONNECTION 3.81 MM N OF POLES: 8 90° SOLDER PIN LENGTH (L): 3.2 MM TINNED BOX | 0
35443 | 1973590000 | PCB PLUG-IN CONNECTOR MALE HEADER FLANGE THT SOLDER CONNECTION 3.81 MM N OF POLES: 6 90° SOLDER PIN LENGTH (L): 3.2 MM TINNED BOX | 0
35444 | 1973580000 | PCB PLUG-IN CONNECTOR MALE HEADER FLANGE THT SOLDER CONNECTION 3.81 MM N OF POLES: 4 90° SOLDER PIN LENGTH (L): 3.2 MM TINNED BOX | 0
35445 | 1973250000 | PCB PLUG-IN CONNECTOR MALE HEADER CLOSED SIDE THT SOLDER CONNECTION 3.81 MM N OF POLES: 32 90° SOLDER PIN LENGTH (L): 3.2 MM TINNED BOX | 0
35446 | 1973210000 | PCB PLUG-IN CONNECTOR MALE HEADER CLOSED SIDE THT SOLDER CONNECTION 3.81 MM N OF POLES: 24 90° SOLDER PIN LENGTH (L): 3.2 MM TINNED BOX | 0
35447 | 1973200000 | PCB PLUG-IN CONNECTOR MALE HEADER CLOSED SIDE THT SOLDER CONNECTION 3.81 MM N OF POLES: 22 90° SOLDER PIN LENGTH (L): 3.2 MM TINNED BOX | 0
35448 | 1973180000 | PCB PLUG-IN CONNECTOR MALE HEADER CLOSED SIDE THT SOLDER CONNECTION 3.81 MM N OF POLES: 20 90° SOLDER PIN LENGTH (L): 3.2 MM TINNED BOX | 0
35449 | 1973170000 | PCB PLUG-IN CONNECTOR MALE HEADER CLOSED SIDE THT SOLDER CONNECTION 3.81 MM N OF POLES: 18 90° SOLDER PIN LENGTH (L): 3.2 MM TINNED BOX | 0
35450 | 1973120000 | PCB PLUG-IN CONNECTOR MALE HEADER CLOSED SIDE THT SOLDER CONNECTION 3.81 MM N OF POLES: 8 90° SOLDER PIN LENGTH (L): 3.2 MM TINNED BOX | 0
35451 | 1973110000 | PCB PLUG-IN CONNECTOR MALE HEADER CLOSED SIDE THT SOLDER CONNECTION 3.81 MM N OF POLES: 6 90° SOLDER PIN LENGTH (L): 3.2 MM TINNED BOX | 0
35452 | 1973100000 | PCB PLUG-IN CONNECTOR MALE HEADER CLOSED SIDE THT SOLDER CONNECTION 3.81 MM N OF POLES: 4 90° SOLDER PIN LENGTH (L): 3.2 MM TINNED BOX | 0
35453 | 1971520000 | PCB PLUG-IN CONNECTOR MALE PLUG 3.81 MM N OF POLES: 12 180° CLAMPING YOKE CONNECTION CLAMPING RANGE MAX. : 1.5 MM² BOX | 1
35454 | 1970760000 | PCB PLUG-IN CONNECTOR MALE PLUG 3.81 MM N OF POLES: 6 180° CLAMPING YOKE CONNECTION CLAMPING RANGE MAX. : 1.5 MM² BOX | 1
35455 | 1943540000 | PCB PLUG-IN CONNECTOR MALE HEADER FLANGE THT SOLDER CONNECTION 3.81 MM N OF POLES: 19 180° SOLDER PIN LENGTH (L): 3.2 MM TINNED BOX | 0
35456 | 1943530000 | PCB PLUG-IN CONNECTOR MALE HEADER FLANGE THT SOLDER CONNECTION 3.81 MM N OF POLES: 18 180° SOLDER PIN LENGTH (L): 3.2 MM TINNED BOX | 0
35457 | 1943520000 | PCB PLUG-IN CONNECTOR MALE HEADER FLANGE THT SOLDER CONNECTION 3.81 MM N OF POLES: 17 180° SOLDER PIN LENGTH (L): 3.2 MM TINNED BOX | 0
35458 | 1943510000 | PCB PLUG-IN CONNECTOR MALE HEADER FLANGE THT SOLDER CONNECTION 3.81 MM N OF POLES: 15 180° SOLDER PIN LENGTH (L): 3.2 MM TINNED BOX | 0
35459 | 1943500000 | PCB PLUG-IN CONNECTOR MALE HEADER FLANGE THT SOLDER CONNECTION 3.81 MM N OF POLES: 14 180° SOLDER PIN LENGTH (L): 3.2 MM TINNED BOX | 0
35460 | 1943490000 | PCB PLUG-IN CONNECTOR MALE HEADER FLANGE THT SOLDER CONNECTION 3.81 MM N OF POLES: 13 180° SOLDER PIN LENGTH (L): 3.2 MM TINNED BOX | 0
35461 | 1943170000 | PCB PLUG-IN CONNECTOR MALE HEADER CLOSED SIDE THT SOLDER CONNECTION 3.81 MM N OF POLES: 20 180° SOLDER PIN LENGTH (L): 3.2 MM TINNED BOX | 0
35462 | 1943160000 | PCB PLUG-IN CONNECTOR MALE HEADER CLOSED SIDE THT SOLDER CONNECTION 3.81 MM N OF POLES: 19 180° SOLDER PIN LENGTH (L): 3.2 MM TINNED BOX | 0
35463 | 1943150000 | PCB PLUG-IN CONNECTOR MALE HEADER CLOSED SIDE THT SOLDER CONNECTION 3.81 MM N OF POLES: 18 180° SOLDER PIN LENGTH (L): 3.2 MM TINNED BOX | 0
35464 | 1943140000 | PCB PLUG-IN CONNECTOR MALE HEADER CLOSED SIDE THT SOLDER CONNECTION 3.81 MM N OF POLES: 17 180° SOLDER PIN LENGTH (L): 3.2 MM TINNED BOX | 0
35465 | 1943130000 | PCB PLUG-IN CONNECTOR MALE HEADER CLOSED SIDE THT SOLDER CONNECTION 3.81 MM N OF POLES: 15 180° SOLDER PIN LENGTH (L): 3.2 MM TINNED BOX | 0
35466 | 1943120000 | PCB PLUG-IN CONNECTOR MALE HEADER CLOSED SIDE THT SOLDER CONNECTION 3.81 MM N OF POLES: 14 180° SOLDER PIN LENGTH (L): 3.2 MM TINNED BOX | 0
35467 | 1942830000 | PCB PLUG-IN CONNECTOR MALE HEADER FLANGE THT SOLDER CONNECTION 3.81 MM N OF POLES: 20 90° SOLDER PIN LENGTH (L): 3.2 MM TINNED BOX | 0
35468 | 1942810000 | PCB PLUG-IN CONNECTOR MALE HEADER FLANGE THT SOLDER CONNECTION 3.81 MM N OF POLES: 18 90° SOLDER PIN LENGTH (L): 3.2 MM TINNED BOX | 0
35469 | 1942800000 | PCB PLUG-IN CONNECTOR MALE HEADER FLANGE THT SOLDER CONNECTION 3.81 MM N OF POLES: 17 90° SOLDER PIN LENGTH (L): 3.2 MM TINNED BOX | 0
35470 | 1942790000 | PCB PLUG-IN CONNECTOR MALE HEADER FLANGE THT SOLDER CONNECTION 3.81 MM N OF POLES: 15 90° SOLDER PIN LENGTH (L): 3.2 MM TINNED BOX | 0
35471 | 1942440000 | PCB PLUG-IN CONNECTOR MALE HEADER CLOSED SIDE THT SOLDER CONNECTION 3.81 MM N OF POLES: 20 90° SOLDER PIN LENGTH (L): 3.2 MM TINNED BOX | 0
35472 | 1942430000 | PCB PLUG-IN CONNECTOR MALE HEADER CLOSED SIDE THT SOLDER CONNECTION 3.81 MM N OF POLES: 19 90° SOLDER PIN LENGTH (L): 3.2 MM TINNED BOX | 0
35473 | 1942420000 | PCB PLUG-IN CONNECTOR MALE HEADER CLOSED SIDE THT SOLDER CONNECTION 3.81 MM N OF POLES: 18 90° SOLDER PIN LENGTH (L): 3.2 MM TINNED BOX | 0
35474 | 1942410000 | PCB PLUG-IN CONNECTOR MALE HEADER CLOSED SIDE THT SOLDER CONNECTION 3.81 MM N OF POLES: 17 90° SOLDER PIN LENGTH (L): 3.2 MM TINNED BOX | 0
35475 | 1942400000 | PCB PLUG-IN CONNECTOR MALE HEADER CLOSED SIDE THT SOLDER CONNECTION 3.81 MM N OF POLES: 15 90° SOLDER PIN LENGTH (L): 3.2 MM TINNED BOX | 0
35476 | 1041480000 | PCB PLUG-IN CONNECTOR MALE HEADER FLANGE THT SOLDER CONNECTION 3.81 MM N OF POLES: 32 90° SOLDER PIN LENGTH (L): 3.2 MM TINNED BOX | 0
35477 | 1041430000 | PCB PLUG-IN CONNECTOR MALE HEADER FLANGE THT SOLDER CONNECTION 3.81 MM N OF POLES: 24 90° SOLDER PIN LENGTH (L): 3.2 MM TINNED BOX | 0
35478 | 1041370000 | PCB PLUG-IN CONNECTOR MALE HEADER FLANGE THT SOLDER CONNECTION 3.81 MM N OF POLES: 18 90° SOLDER PIN LENGTH (L): 3.2 MM TINNED BOX | 0
35479 | 1041340000 | PCB PLUG-IN CONNECTOR MALE HEADER FLANGE THT SOLDER CONNECTION 3.81 MM N OF POLES: 12 90° SOLDER PIN LENGTH (L): 3.2 MM TINNED BOX | 0
35480 | 1041330000 | PCB PLUG-IN CONNECTOR MALE HEADER FLANGE THT SOLDER CONNECTION 3.81 MM N OF POLES: 10 90° SOLDER PIN LENGTH (L): 3.2 MM TINNED BOX | 0
35481 | 1041320000 | PCB PLUG-IN CONNECTOR MALE HEADER FLANGE THT SOLDER CONNECTION 3.81 MM N OF POLES: 8 90° SOLDER PIN LENGTH (L): 3.2 MM TINNED BOX | 0
35482 | 1041310000 | PCB PLUG-IN CONNECTOR MALE HEADER FLANGE THT SOLDER CONNECTION 3.81 MM N OF POLES: 6 90° SOLDER PIN LENGTH (L): 3.2 MM TINNED BOX | 0
35483 | 1041290000 | PCB PLUG-IN CONNECTOR MALE HEADER FLANGE THT SOLDER CONNECTION 3.81 MM N OF POLES: 4 90° SOLDER PIN LENGTH (L): 3.2 MM TINNED BOX | 0
35484 | 1040950000 | PCB PLUG-IN CONNECTOR MALE HEADER CLOSED SIDE THT SOLDER CONNECTION 3.81 MM N OF POLES: 32 90° SOLDER PIN LENGTH (L): 3.2 MM TINNED BOX | 0
35485 | 1040930000 | PCB PLUG-IN CONNECTOR MALE HEADER CLOSED SIDE THT SOLDER CONNECTION 3.81 MM N OF POLES: 28 90° SOLDER PIN LENGTH (L): 3.2 MM TINNED BOX | 0
35486 | 1040910000 | PCB PLUG-IN CONNECTOR MALE HEADER CLOSED SIDE THT SOLDER CONNECTION 3.81 MM N OF POLES: 24 90° SOLDER PIN LENGTH (L): 3.2 MM TINNED BOX | 0
35487 | 1040870000 | PCB PLUG-IN CONNECTOR MALE HEADER CLOSED SIDE THT SOLDER CONNECTION 3.81 MM N OF POLES: 18 90° SOLDER PIN LENGTH (L): 3.2 MM TINNED BOX | 0
35488 | 1040860000 | PCB PLUG-IN CONNECTOR MALE HEADER CLOSED SIDE THT SOLDER CONNECTION 3.81 MM N OF POLES: 16 90° SOLDER PIN LENGTH (L): 3.2 MM TINNED BOX | 0
35489 | 1040850000 | PCB PLUG-IN CONNECTOR MALE HEADER CLOSED SIDE THT SOLDER CONNECTION 3.81 MM N OF POLES: 14 90° SOLDER PIN LENGTH (L): 3.2 MM TINNED BOX | 0
35490 | 1040840000 | PCB PLUG-IN CONNECTOR MALE HEADER CLOSED SIDE THT SOLDER CONNECTION 3.81 MM N OF POLES: 12 90° SOLDER PIN LENGTH (L): 3.2 MM TINNED BOX | 0
35491 | 1040830000 | PCB PLUG-IN CONNECTOR MALE HEADER CLOSED SIDE THT SOLDER CONNECTION 3.81 MM N OF POLES: 10 90° SOLDER PIN LENGTH (L): 3.2 MM TINNED BOX | 0
35492 | 1040820000 | PCB PLUG-IN CONNECTOR MALE HEADER CLOSED SIDE THT SOLDER CONNECTION 3.81 MM N OF POLES: 8 90° SOLDER PIN LENGTH (L): 3.2 MM TINNED BOX | 0
35493 | 1040810000 | PCB PLUG-IN CONNECTOR MALE HEADER CLOSED SIDE THT SOLDER CONNECTION 3.81 MM N OF POLES: 6 90° SOLDER PIN LENGTH (L): 3.2 MM TINNED BOX | 0
35494 | 1040790000 | PCB PLUG-IN CONNECTOR MALE HEADER CLOSED SIDE THT SOLDER CONNECTION 3.81 MM N OF POLES: 4 90° SOLDER PIN LENGTH (L): 3.2 MM TINNED BOX | 0
35495 | 1038560000 | PCB PLUG-IN CONNECTOR MALE HEADER FLANGE THT SOLDER CONNECTION 3.81 MM N OF POLES: 16 270° SOLDER PIN LENGTH (L): 3.2 MM TINNED BOX | 0
35496 | 1038550000 | PCB PLUG-IN CONNECTOR MALE HEADER FLANGE THT SOLDER CONNECTION 3.81 MM N OF POLES: 15 270° SOLDER PIN LENGTH (L): 3.2 MM TINNED BOX | 0
35497 | 1035460000 | PCB PLUG-IN CONNECTOR MALE HEADER FLANGE THT SOLDER CONNECTION 3.81 MM N OF POLES: 32 180° SOLDER PIN LENGTH (L): 3.2 MM TINNED BOX | 0
35498 | 1035390000 | PCB PLUG-IN CONNECTOR MALE HEADER FLANGE THT SOLDER CONNECTION 3.81 MM N OF POLES: 20 180° SOLDER PIN LENGTH (L): 3.2 MM TINNED BOX | 0
35499 | 1035380000 | PCB PLUG-IN CONNECTOR MALE HEADER FLANGE THT SOLDER CONNECTION 3.81 MM N OF POLES: 18 180° SOLDER PIN LENGTH (L): 3.2 MM TINNED BOX | 0
35500 | 1035360000 | PCB PLUG-IN CONNECTOR MALE HEADER FLANGE THT SOLDER CONNECTION 3.81 MM N OF POLES: 14 180° SOLDER PIN LENGTH (L): 3.2 MM TINNED BOX | 0
35501 | 1033010000 | PCB PLUG-IN CONNECTOR MALE HEADER FLANGE THT SOLDER CONNECTION 3.81 MM N OF POLES: 18 90° SOLDER PIN LENGTH (L): 3.2 MM TINNED BOX | 0
35502 | 1032990000 | PCB PLUG-IN CONNECTOR MALE HEADER FLANGE THT SOLDER CONNECTION 3.81 MM N OF POLES: 16 90° SOLDER PIN LENGTH (L): 3.2 MM TINNED BOX | 0
35503 | 1032960000 | PCB PLUG-IN CONNECTOR MALE HEADER FLANGE THT SOLDER CONNECTION 3.81 MM N OF POLES: 12 90° SOLDER PIN LENGTH (L): 3.2 MM TINNED BOX | 0
35504 | 1032950000 | PCB PLUG-IN CONNECTOR MALE HEADER FLANGE THT SOLDER CONNECTION 3.81 MM N OF POLES: 10 90° SOLDER PIN LENGTH (L): 3.2 MM TINNED BOX | 0
35505 | 1032940000 | PCB PLUG-IN CONNECTOR MALE HEADER FLANGE THT SOLDER CONNECTION 3.81 MM N OF POLES: 8 90° SOLDER PIN LENGTH (L): 3.2 MM TINNED BOX | 0
35506 | 1032470000 | PCB PLUG-IN CONNECTOR MALE HEADER CLOSED SIDE THT SOLDER CONNECTION 3.81 MM N OF POLES: 12 90° SOLDER PIN LENGTH (L): 3.2 MM TINNED BOX | 0
35507 | 1032460000 | PCB PLUG-IN CONNECTOR MALE HEADER CLOSED SIDE THT SOLDER CONNECTION 3.81 MM N OF POLES: 10 90° SOLDER PIN LENGTH (L): 3.2 MM TINNED BOX | 0
35508 | 1032450000 | PCB PLUG-IN CONNECTOR MALE HEADER CLOSED SIDE THT SOLDER CONNECTION 3.81 MM N OF POLES: 8 90° SOLDER PIN LENGTH (L): 3.2 MM TINNED BOX | 0
35509 | 1032440000 | PCB PLUG-IN CONNECTOR MALE HEADER CLOSED SIDE THT SOLDER CONNECTION 3.81 MM N OF POLES: 6 90° SOLDER PIN LENGTH (L): 3.2 MM TINNED BOX | 0
35510 | 1030860000 | PCB PLUG-IN CONNECTOR MALE HEADER FLANGE THT SOLDER CONNECTION 3.81 MM N OF POLES: 18 180° SOLDER PIN LENGTH (L): 3.2 MM TINNED BOX | 0
35511 | 1030850000 | PCB PLUG-IN CONNECTOR MALE HEADER FLANGE THT SOLDER CONNECTION 3.81 MM N OF POLES: 16 180° SOLDER PIN LENGTH (L): 3.2 MM TINNED BOX | 0
35512 | 1030830000 | PCB PLUG-IN CONNECTOR MALE HEADER FLANGE THT SOLDER CONNECTION 3.81 MM N OF POLES: 12 180° SOLDER PIN LENGTH (L): 3.2 MM TINNED BOX | 0
35513 | 1030820000 | PCB PLUG-IN CONNECTOR MALE HEADER FLANGE THT SOLDER CONNECTION 3.81 MM N OF POLES: 10 180° SOLDER PIN LENGTH (L): 3.2 MM TINNED BOX | 0
35514 | 1030810000 | PCB PLUG-IN CONNECTOR MALE HEADER FLANGE THT SOLDER CONNECTION 3.81 MM N OF POLES: 8 180° SOLDER PIN LENGTH (L): 3.2 MM TINNED BOX | 0
35515 | 1030790000 | PCB PLUG-IN CONNECTOR MALE HEADER FLANGE THT SOLDER CONNECTION 3.81 MM N OF POLES: 6 180° SOLDER PIN LENGTH (L): 3.2 MM TINNED BOX | 0
35516 | 1030780000 | PCB PLUG-IN CONNECTOR MALE HEADER FLANGE THT SOLDER CONNECTION 3.81 MM N OF POLES: 4 180° SOLDER PIN LENGTH (L): 3.2 MM TINNED BOX | 0
35517 | 1030350000 | PCB PLUG-IN CONNECTOR MALE HEADER CLOSED SIDE THT SOLDER CONNECTION 3.81 MM N OF POLES: 18 180° SOLDER PIN LENGTH (L): 3.2 MM TINNED BOX | 0
35518 | 1030340000 | PCB PLUG-IN CONNECTOR MALE HEADER CLOSED SIDE THT SOLDER CONNECTION 3.81 MM N OF POLES: 16 180° SOLDER PIN LENGTH (L): 3.2 MM TINNED BOX | 0
35519 | 1030310000 | PCB PLUG-IN CONNECTOR MALE HEADER CLOSED SIDE THT SOLDER CONNECTION 3.81 MM N OF POLES: 12 180° SOLDER PIN LENGTH (L): 3.2 MM TINNED BOX | 0
35520 | 1030290000 | PCB PLUG-IN CONNECTOR MALE HEADER CLOSED SIDE THT SOLDER CONNECTION 3.81 MM N OF POLES: 10 180° SOLDER PIN LENGTH (L): 3.2 MM TINNED BOX | 0
35521 | 1030280000 | PCB PLUG-IN CONNECTOR MALE HEADER CLOSED SIDE THT SOLDER CONNECTION 3.81 MM N OF POLES: 8 180° SOLDER PIN LENGTH (L): 3.2 MM TINNED BOX | 0
35522 | 1030270000 | PCB PLUG-IN CONNECTOR MALE HEADER CLOSED SIDE THT SOLDER CONNECTION 3.81 MM N OF POLES: 6 180° SOLDER PIN LENGTH (L): 3.2 MM TINNED BOX | 0
35523 | 1030260000 | PCB PLUG-IN CONNECTOR MALE HEADER CLOSED SIDE THT SOLDER CONNECTION 3.81 MM N OF POLES: 4 180° SOLDER PIN LENGTH (L): 3.2 MM TINNED BOX | 0
35524 | 1933380000 | PCB PLUG-IN CONNECTOR FEMALE PLUG 7.62 MM N OF POLES: 3 180° CLAMPING YOKE CONNECTION CLAMPING RANGE MAX. : 10 MM² BOX | 1
35525 | 1930220000 | PCB PLUG-IN CONNECTOR FEMALE PLUG 7.62 MM N OF POLES: 8 180° CLAMPING YOKE CONNECTION CLAMPING RANGE MAX. : 10 MM² BOX | 1
35526 | 1930210000 | PCB PLUG-IN CONNECTOR FEMALE PLUG 7.62 MM N OF POLES: 7 180° CLAMPING YOKE CONNECTION CLAMPING RANGE MAX. : 10 MM² BOX | 1
35527 | 1930200000 | PCB PLUG-IN CONNECTOR FEMALE PLUG 7.62 MM N OF POLES: 6 180° CLAMPING YOKE CONNECTION CLAMPING RANGE MAX. : 10 MM² BOX | 1
35528 | 1930180000 | PCB PLUG-IN CONNECTOR FEMALE PLUG 7.62 MM N OF POLES: 4 180° CLAMPING YOKE CONNECTION CLAMPING RANGE MAX. : 10 MM² BOX | 1
35529 | 1930170000 | PCB PLUG-IN CONNECTOR FEMALE PLUG 7.62 MM N OF POLES: 3 180° CLAMPING YOKE CONNECTION CLAMPING RANGE MAX. : 10 MM² BOX | 1
35530 | 1930160000 | PCB PLUG-IN CONNECTOR FEMALE PLUG 7.62 MM N OF POLES: 2 180° CLAMPING YOKE CONNECTION CLAMPING RANGE MAX. : 10 MM² BOX | 1
35531 | 1930110000 | PCB PLUG-IN CONNECTOR FEMALE PLUG 7.62 MM N OF POLES: 8 180° CLAMPING YOKE CONNECTION CLAMPING RANGE MAX. : 10 MM² BOX | 1
35532 | 1930090000 | PCB PLUG-IN CONNECTOR FEMALE PLUG 7.62 MM N OF POLES: 6 180° CLAMPING YOKE CONNECTION CLAMPING RANGE MAX. : 10 MM² BOX | 1
35533 | 1930070000 | PCB PLUG-IN CONNECTOR FEMALE PLUG 7.62 MM N OF POLES: 4 180° CLAMPING YOKE CONNECTION CLAMPING RANGE MAX. : 10 MM² BOX | 1
35534 | 1930050000 | PCB PLUG-IN CONNECTOR FEMALE PLUG 7.62 MM N OF POLES: 2 180° CLAMPING YOKE CONNECTION CLAMPING RANGE MAX. : 10 MM² BOX | 1
35535 | 1930030000 | PCB PLUG-IN CONNECTOR FEMALE PLUG 7.62 MM N OF POLES: 11 180° CLAMPING YOKE CONNECTION CLAMPING RANGE MAX. : 10 MM² BOX | 1
35536 | 1929980000 | PCB PLUG-IN CONNECTOR FEMALE PLUG 7.62 MM N OF POLES: 7 180° CLAMPING YOKE CONNECTION CLAMPING RANGE MAX. : 10 MM² BOX | 1
35537 | 1929970000 | PCB PLUG-IN CONNECTOR FEMALE PLUG 7.62 MM N OF POLES: 6 180° CLAMPING YOKE CONNECTION CLAMPING RANGE MAX. : 10 MM² BOX | 1
35538 | 1929960000 | PCB PLUG-IN CONNECTOR FEMALE PLUG 7.62 MM N OF POLES: 5 180° CLAMPING YOKE CONNECTION CLAMPING RANGE MAX. : 10 MM² BOX | 1
35539 | 1929950000 | PCB PLUG-IN CONNECTOR FEMALE PLUG 7.62 MM N OF POLES: 4 180° CLAMPING YOKE CONNECTION CLAMPING RANGE MAX. : 10 MM² BOX | 1
35540 | 1929860000 | PCB PLUG-IN CONNECTOR FEMALE PLUG 7.62 MM N OF POLES: 4 180° CLAMPING YOKE CONNECTION CLAMPING RANGE MAX. : 10 MM² BOX | 1
35541 | 1929740000 | PCB PLUG-IN CONNECTOR FEMALE PLUG 7.62 MM N OF POLES: 2 180° CLAMPING YOKE CONNECTION CLAMPING RANGE MAX. : 10 MM² BOX | 1
35542 | 1929640000 | PCB PLUG-IN CONNECTOR FEMALE PLUG 7.62 MM N OF POLES: 3 180° CLAMPING YOKE CONNECTION CLAMPING RANGE MAX. : 10 MM² BOX | 1
35543 | 1929310000 | PCB PLUG-IN CONNECTOR FEMALE HEADER CLOSED SIDE THT SOLDER CONNECTION 7.62 MM N OF POLES: 3 270° SOLDER PIN LENGTH (L): 3.5 MM TINNED BOX | 0
35544 | 1928660000 | PCB PLUG-IN CONNECTOR FEMALE HEADER CLOSED SIDE THT SOLDER CONNECTION 7.62 MM N OF POLES: 6 180° SOLDER PIN LENGTH (L): 3.5 MM TINNED BOX | 0
35545 | 1928500000 | PCB PLUG-IN CONNECTOR FEMALE HEADER SCREW/CLIP-ON FLANGE REVERSED THT SOLDER CONNECTION 7.62 MM N OF POLES: 2 90° SOLDER PIN LENGTH (L): 3.5 MM TINNED BOX | 0
35546 | 1928410000 | PCB PLUG-IN CONNECTOR FEMALE HEADER CLIP-ON FLANGE INVERTED THT SOLDER CONNECTION 7.62 MM N OF POLES: 4 90° SOLDER PIN LENGTH (L): 3.5 MM TINNED BOX | 0
35547 | 1060700000 | PCB PLUG-IN CONNECTOR FEMALE PLUG 7.62 MM N OF POLES: 6 180° PUSH IN WITHOUT ACTUATOR TENSION-CLAMP CONNECTION CLAMPING RANGE MAX. : 10 MM² BOX | 1
35548 | 1060640000 | PCB PLUG-IN CONNECTOR FEMALE PLUG 7.62 MM N OF POLES: 3 180° PUSH IN WITHOUT ACTUATOR TENSION-CLAMP CONNECTION CLAMPING RANGE MAX. : 10 MM² BOX | 1
35549 | 1060630000 | PCB PLUG-IN CONNECTOR FEMALE PLUG 7.62 MM N OF POLES: 2 180° PUSH IN WITHOUT ACTUATOR TENSION-CLAMP CONNECTION CLAMPING RANGE MAX. : 10 MM² BOX | 1
35550 | 1060620000 | PCB PLUG-IN CONNECTOR FEMALE PLUG 7.62 MM N OF POLES: 6 180° PUSH IN WITHOUT ACTUATOR TENSION-CLAMP CONNECTION CLAMPING RANGE MAX. : 10 MM² BOX | 1
35551 | 1060590000 | PCB PLUG-IN CONNECTOR FEMALE PLUG 7.62 MM N OF POLES: 4 180° PUSH IN WITHOUT ACTUATOR TENSION-CLAMP CONNECTION CLAMPING RANGE MAX. : 10 MM² BOX | 1
35552 | 1060510000 | PCB PLUG-IN CONNECTOR FEMALE PLUG 7.62 MM N OF POLES: 3 180° PUSH IN WITHOUT ACTUATOR TENSION-CLAMP CONNECTION CLAMPING RANGE MAX. : 10 MM² BOX | 1
35553 | 1060450000 | PCB PLUG-IN CONNECTOR FEMALE PLUG 7.62 MM N OF POLES: 3 180° PUSH IN WITHOUT ACTUATOR TENSION-CLAMP CONNECTION CLAMPING RANGE MAX. : 10 MM² BOX | 1
35554 | 1060420000 | PCB PLUG-IN CONNECTOR FEMALE PLUG 7.62 MM N OF POLES: 5 180° PUSH IN WITHOUT ACTUATOR TENSION-CLAMP CONNECTION CLAMPING RANGE MAX. : 10 MM² BOX | 1
35555 | 1060410000 | PCB PLUG-IN CONNECTOR FEMALE PLUG 7.62 MM N OF POLES: 4 180° PUSH IN WITHOUT ACTUATOR TENSION-CLAMP CONNECTION CLAMPING RANGE MAX. : 10 MM² BOX | 1
35556 | 1060390000 | PCB PLUG-IN CONNECTOR FEMALE PLUG 7.62 MM N OF POLES: 2 180° PUSH IN WITHOUT ACTUATOR TENSION-CLAMP CONNECTION CLAMPING RANGE MAX. : 10 MM² BOX | 1
35557 | 1972170000 | PCB PLUG-IN CONNECTOR FEMALE PLUG 3.81 MM N OF POLES: 18 180° PUSH IN WITH ACTUATOR TENSION-CLAMP CONNECTION CLAMPING RANGE MAX. : 1.5 MM² BOX | 1
35558 | 1972070000 | PCB PLUG-IN CONNECTOR FEMALE PLUG 3.81 MM N OF POLES: 16 180° PUSH IN WITH ACTUATOR TENSION-CLAMP CONNECTION CLAMPING RANGE MAX. : 1.5 MM² BOX | 1
35559 | 1972030000 | PCB PLUG-IN CONNECTOR FEMALE PLUG 3.81 MM N OF POLES: 15 180° PUSH IN WITH ACTUATOR TENSION-CLAMP CONNECTION CLAMPING RANGE MAX. : 1.5 MM² BOX | 1
35560 | 1970230000 | PCB PLUG-IN CONNECTOR FEMALE PLUG 3.81 MM N OF POLES: 16 180° PUSH IN WITH ACTUATOR TENSION-CLAMP CONNECTION CLAMPING RANGE MAX. : 1.5 MM² BOX | 1
35561 | 1941980000 | PCB PLUG-IN CONNECTOR FEMALE PLUG 3.81 MM N OF POLES: 8 180° CLAMPING YOKE CONNECTION CLAMPING RANGE MAX. : 1.5 MM² BOX | 1
35562 | 1941970000 | PCB PLUG-IN CONNECTOR FEMALE PLUG 3.81 MM N OF POLES: 8 180° CLAMPING YOKE CONNECTION CLAMPING RANGE MAX. : 1.5 MM² BOX | 1
35563 | 1941390000 | PCB PLUG-IN CONNECTOR FEMALE PLUG 3.81 MM N OF POLES: 20 180° CLAMPING YOKE CONNECTION CLAMPING RANGE MAX. : 1.5 MM² BOX | 1
35564 | 1941370000 | PCB PLUG-IN CONNECTOR FEMALE PLUG 3.81 MM N OF POLES: 18 180° CLAMPING YOKE CONNECTION CLAMPING RANGE MAX. : 1.5 MM² BOX | 1
35565 | 1941360000 | PCB PLUG-IN CONNECTOR FEMALE PLUG 3.81 MM N OF POLES: 17 180° CLAMPING YOKE CONNECTION CLAMPING RANGE MAX. : 1.5 MM² BOX | 1
35566 | 1941000000 | PCB PLUG-IN CONNECTOR FEMALE PLUG 3.81 MM N OF POLES: 20 180° CLAMPING YOKE CONNECTION CLAMPING RANGE MAX. : 1.5 MM² BOX | 1
35567 | 1940990000 | PCB PLUG-IN CONNECTOR FEMALE PLUG 3.81 MM N OF POLES: 19 180° CLAMPING YOKE CONNECTION CLAMPING RANGE MAX. : 1.5 MM² BOX | 1
35568 | 1940980000 | PCB PLUG-IN CONNECTOR FEMALE PLUG 3.81 MM N OF POLES: 18 180° CLAMPING YOKE CONNECTION CLAMPING RANGE MAX. : 1.5 MM² BOX | 1
35569 | 1940970000 | PCB PLUG-IN CONNECTOR FEMALE PLUG 3.81 MM N OF POLES: 17 180° CLAMPING YOKE CONNECTION CLAMPING RANGE MAX. : 1.5 MM² BOX | 1
35570 | 1940710000 | PCB PLUG-IN CONNECTOR FEMALE PLUG 3.81 MM N OF POLES: 14 270° CLAMPING YOKE CONNECTION CLAMPING RANGE MAX. : 1.5 MM² BOX | 1
35571 | 1940440000 | PCB PLUG-IN CONNECTOR FEMALE PLUG 3.81 MM N OF POLES: 14 270° CLAMPING YOKE CONNECTION CLAMPING RANGE MAX. : 1.5 MM² BOX | 1
35572 | 1940410000 | PCB PLUG-IN CONNECTOR FEMALE PLUG 3.81 MM N OF POLES: 9 270° CLAMPING YOKE CONNECTION CLAMPING RANGE MAX. : 1.5 MM² BOX | 1
35573 | 1072250000 | PCB PLUG-IN CONNECTOR FEMALE PLUG 3.81 MM N OF POLES: 16 180° CLAMPING YOKE CONNECTION CLAMPING RANGE MAX. : 1.5 MM² BOX | 1
35574 | 1072230000 | PCB PLUG-IN CONNECTOR FEMALE PLUG 3.81 MM N OF POLES: 14 180° CLAMPING YOKE CONNECTION CLAMPING RANGE MAX. : 1.5 MM² BOX | 1
35575 | 1072160000 | PCB PLUG-IN CONNECTOR FEMALE PLUG 3.81 MM N OF POLES: 9 180° CLAMPING YOKE CONNECTION CLAMPING RANGE MAX. : 1.5 MM² BOX | 1
35576 | 1072040000 | PCB PLUG-IN CONNECTOR FEMALE PLUG 3.81 MM N OF POLES: 13 180° CLAMPING YOKE CONNECTION CLAMPING RANGE MAX. : 1.5 MM² BOX | 1
35577 | 1970210000 | PCB PLUG-IN CONNECTOR FEMALE PLUG 3.81 MM N OF POLES: 14 180° PUSH IN WITH ACTUATOR TENSION-CLAMP CONNECTION CLAMPING RANGE MAX. : 1.5 MM² BOX | 1
35578 | 1970220000 | PCB PLUG-IN CONNECTOR FEMALE PLUG 3.81 MM N OF POLES: 15 180° PUSH IN WITH ACTUATOR TENSION-CLAMP CONNECTION CLAMPING RANGE MAX. : 1.5 MM² BOX | 1
35579 | 1971400000 | PCB PLUG-IN CONNECTOR MALE PLUG 3.81 MM N OF POLES: 9 180° CLAMPING YOKE CONNECTION CLAMPING RANGE MAX. : 1.5 MM² BOX | 1
35580 | 1973680000 | PCB PLUG-IN CONNECTOR MALE HEADER FLANGE THT SOLDER CONNECTION 3.81 MM N OF POLES: 24 90° SOLDER PIN LENGTH (L): 3.2 MM TINNED BOX | 0
35581 | 1976450000 | PCB PLUG-IN CONNECTOR MALE HEADER CLOSED SIDE THT SOLDER CONNECTION 3.81 MM N OF POLES: 5 135° SOLDER PIN LENGTH (L): 3.2 MM TINNED BOX | 0
35582 | 1976540000 | PCB PLUG-IN CONNECTOR MALE HEADER CLOSED SIDE THT SOLDER CONNECTION 3.81 MM N OF POLES: 8 135° SOLDER PIN LENGTH (L): 3.2 MM TINNED BOX | 0
35583 | 1976560000 | PCB PLUG-IN CONNECTOR MALE HEADER CLOSED SIDE THT SOLDER CONNECTION 3.81 MM N OF POLES: 9 135° SOLDER PIN LENGTH (L): 3.2 MM TINNED BOX | 0
35584 | 1976660000 | PCB PLUG-IN CONNECTOR MALE HEADER CLOSED SIDE THT SOLDER CONNECTION 3.81 MM N OF POLES: 12 135° SOLDER PIN LENGTH (L): 3.2 MM TINNED BOX | 0
35585 | 1973130000 | PCB PLUG-IN CONNECTOR MALE HEADER CLOSED SIDE THT SOLDER CONNECTION 3.81 MM N OF POLES: 10 90° SOLDER PIN LENGTH (L): 3.2 MM TINNED BOX | 0
35586 | 1973160000 | PCB PLUG-IN CONNECTOR MALE HEADER CLOSED SIDE THT SOLDER CONNECTION 3.81 MM N OF POLES: 16 90° SOLDER PIN LENGTH (L): 3.2 MM TINNED BOX | 0
35587 | 1943550000 | PCB PLUG-IN CONNECTOR MALE HEADER FLANGE THT SOLDER CONNECTION 3.81 MM N OF POLES: 20 180° SOLDER PIN LENGTH (L): 3.2 MM TINNED BOX | 0
35588 | 1973140000 | PCB PLUG-IN CONNECTOR MALE HEADER CLOSED SIDE THT SOLDER CONNECTION 3.81 MM N OF POLES: 12 90° SOLDER PIN LENGTH (L): 3.2 MM TINNED BOX | 0
35589 | 1060550000 | PCB PLUG-IN CONNECTOR FEMALE PLUG 7.62 MM N OF POLES: 2 180° PUSH IN WITHOUT ACTUATOR TENSION-CLAMP CONNECTION CLAMPING RANGE MAX. : 10 MM² BOX | 1
35590 | 1061070000 | PCB PLUG-IN CONNECTOR MALE PLUG 7.62 MM N OF POLES: 5 180° PUSH IN WITHOUT ACTUATOR TENSION-CLAMP CONNECTION CLAMPING RANGE MAX. : 10 MM² BOX | 1
35591 | 1060400000 | PCB PLUG-IN CONNECTOR FEMALE PLUG 7.62 MM N OF POLES: 3 180° PUSH IN WITHOUT ACTUATOR TENSION-CLAMP CONNECTION CLAMPING RANGE MAX. : 10 MM² BOX | 1
35592 | 1060430000 | PCB PLUG-IN CONNECTOR FEMALE PLUG 7.62 MM N OF POLES: 6 180° PUSH IN WITHOUT ACTUATOR TENSION-CLAMP CONNECTION CLAMPING RANGE MAX. : 10 MM² BOX | 1
35593 | 1060850000 | PCB PLUG-IN CONNECTOR MALE PLUG 7.62 MM N OF POLES: 4 180° PUSH IN WITHOUT ACTUATOR TENSION-CLAMP CONNECTION CLAMPING RANGE MAX. : 10 MM² BOX | 1
35594 | 1060880000 | PCB PLUG-IN CONNECTOR MALE PLUG 7.62 MM N OF POLES: 6 180° PUSH IN WITHOUT ACTUATOR TENSION-CLAMP CONNECTION CLAMPING RANGE MAX. : 10 MM² BOX | 1
35595 | 1060840000 | PCB PLUG-IN CONNECTOR MALE PLUG 7.62 MM N OF POLES: 3 180° PUSH IN WITHOUT ACTUATOR TENSION-CLAMP CONNECTION CLAMPING RANGE MAX. : 10 MM² BOX | 1
35596 | 1061020000 | PCB PLUG-IN CONNECTOR MALE PLUG 7.62 MM N OF POLES: 2 180° PUSH IN WITHOUT ACTUATOR TENSION-CLAMP CONNECTION CLAMPING RANGE MAX. : 10 MM² BOX | 1
35597 | 1060970000 | PCB PLUG-IN CONNECTOR MALE PLUG 7.62 MM N OF POLES: 3 180° PUSH IN WITHOUT ACTUATOR TENSION-CLAMP CONNECTION CLAMPING RANGE MAX. : 10 MM² BOX | 1
35598 | 1061080000 | PCB PLUG-IN CONNECTOR MALE PLUG 7.62 MM N OF POLES: 5 180° PUSH IN WITHOUT ACTUATOR TENSION-CLAMP CONNECTION CLAMPING RANGE MAX. : 10 MM² BOX | 1
35599 | 1928300000 | PCB PLUG-IN CONNECTOR FEMALE HEADER CLOSED SIDE THT SOLDER CONNECTION 7.62 MM N OF POLES: 4 90° SOLDER PIN LENGTH (L): 3.5 MM TINNED BOX | 0
35600 | 1932510000 | PCB PLUG-IN CONNECTOR MALE PLUG 7.62 MM N OF POLES: 4 180° CLAMPING YOKE CONNECTION CLAMPING RANGE MAX. : 6 MM² BOX | 1
35601 | 1931640000 | PCB PLUG-IN CONNECTOR MALE PLUG 7.62 MM N OF POLES: 4 180° CLAMPING YOKE CONNECTION CLAMPING RANGE MAX. : 6 MM² BOX | 1
35602 | 1931960000 | PCB PLUG-IN CONNECTOR MALE PLUG 7.62 MM N OF POLES: 2 180° CLAMPING YOKE CONNECTION CLAMPING RANGE MAX. : 6 MM² BOX | 1
35603 | 1931990000 | PCB PLUG-IN CONNECTOR MALE PLUG 7.62 MM N OF POLES: 5 180° CLAMPING YOKE CONNECTION CLAMPING RANGE MAX. : 6 MM² BOX | 1
35604 | 1060650000 | PCB PLUG-IN CONNECTOR FEMALE PLUG 7.62 MM N OF POLES: 3 180° PUSH IN WITHOUT ACTUATOR TENSION-CLAMP CONNECTION CLAMPING RANGE MAX. : 10 MM² BOX | 1
35605 | 1060490000 | PCB PLUG-IN CONNECTOR FEMALE PLUG 7.62 MM N OF POLES: 6 180° PUSH IN WITHOUT ACTUATOR TENSION-CLAMP CONNECTION CLAMPING RANGE MAX. : 10 MM² BOX | 1
35606 | 1060440000 | PCB PLUG-IN CONNECTOR FEMALE PLUG 7.62 MM N OF POLES: 2 180° PUSH IN WITHOUT ACTUATOR TENSION-CLAMP CONNECTION CLAMPING RANGE MAX. : 10 MM² BOX | 1
35607 | 1060480000 | PCB PLUG-IN CONNECTOR FEMALE PLUG 7.62 MM N OF POLES: 5 180° PUSH IN WITHOUT ACTUATOR TENSION-CLAMP CONNECTION CLAMPING RANGE MAX. : 10 MM² BOX | 1
35608 | 1060470000 | PCB PLUG-IN CONNECTOR FEMALE PLUG 7.62 MM N OF POLES: 4 180° PUSH IN WITHOUT ACTUATOR TENSION-CLAMP CONNECTION CLAMPING RANGE MAX. : 10 MM² BOX | 1
35609 | 1060570000 | PCB PLUG-IN CONNECTOR FEMALE PLUG 7.62 MM N OF POLES: 3 180° PUSH IN WITHOUT ACTUATOR TENSION-CLAMP CONNECTION CLAMPING RANGE MAX. : 10 MM² BOX | 1
35610 | 1060610000 | PCB PLUG-IN CONNECTOR FEMALE PLUG 7.62 MM N OF POLES: 5 180° PUSH IN WITHOUT ACTUATOR TENSION-CLAMP CONNECTION CLAMPING RANGE MAX. : 10 MM² BOX | 1
35611 | 1060600000 | PCB PLUG-IN CONNECTOR FEMALE PLUG 7.62 MM N OF POLES: 5 180° PUSH IN WITHOUT ACTUATOR TENSION-CLAMP CONNECTION CLAMPING RANGE MAX. : 10 MM² BOX | 1
35612 | 1060580000 | PCB PLUG-IN CONNECTOR FEMALE PLUG 7.62 MM N OF POLES: 3 180° PUSH IN WITHOUT ACTUATOR TENSION-CLAMP CONNECTION CLAMPING RANGE MAX. : 10 MM² BOX | 1
35613 | 1060500000 | PCB PLUG-IN CONNECTOR FEMALE PLUG 7.62 MM N OF POLES: 2 180° PUSH IN WITHOUT ACTUATOR TENSION-CLAMP CONNECTION CLAMPING RANGE MAX. : 10 MM² BOX | 1
35614 | 1060540000 | PCB PLUG-IN CONNECTOR FEMALE PLUG 7.62 MM N OF POLES: 6 180° PUSH IN WITHOUT ACTUATOR TENSION-CLAMP CONNECTION CLAMPING RANGE MAX. : 10 MM² BOX | 1
35615 | 1060520000 | PCB PLUG-IN CONNECTOR FEMALE PLUG 7.62 MM N OF POLES: 4 180° PUSH IN WITHOUT ACTUATOR TENSION-CLAMP CONNECTION CLAMPING RANGE MAX. : 10 MM² BOX | 1
35616 | 1060530000 | PCB PLUG-IN CONNECTOR FEMALE PLUG 7.62 MM N OF POLES: 5 180° PUSH IN WITHOUT ACTUATOR TENSION-CLAMP CONNECTION CLAMPING RANGE MAX. : 10 MM² BOX | 1
35617 | 1005290000 | PCB PLUG-IN CONNECTOR ACCESSORIES HOOD N OF POLES: 4 | 27
35618 | 1005300000 | PCB PLUG-IN CONNECTOR ACCESSORIES HOOD N OF POLES: 5 | 27
35619 | 1943110000 | PCB PLUG-IN CONNECTOR MALE HEADER CLOSED SIDE THT SOLDER CONNECTION 3.81 MM N OF POLES: 13 180° SOLDER PIN LENGTH (L): 3.2 MM TINNED BOX | 0
35620 | 1930490000 | PCB PLUG-IN CONNECTOR MALE HEADER SCREW/CLIP-ON FLANGE THT SOLDER CONNECTION 7.62 MM N OF POLES: 2 90° SOLDER PIN LENGTH (L): 3.5 MM TINNED BOX | 0
35621 | 1930600000 | PCB PLUG-IN CONNECTOR MALE HEADER CLOSED SIDE THT SOLDER CONNECTION 7.62 MM N OF POLES: 2 180° SOLDER PIN LENGTH (L): 3.5 MM TINNED BOX | 0
35622 | 1930610000 | PCB PLUG-IN CONNECTOR MALE HEADER CLOSED SIDE THT SOLDER CONNECTION 7.62 MM N OF POLES: 3 180° SOLDER PIN LENGTH (L): 3.5 MM TINNED BOX | 0
35623 | 1930530000 | PCB PLUG-IN CONNECTOR MALE HEADER SCREW/CLIP-ON FLANGE THT SOLDER CONNECTION 7.62 MM N OF POLES: 6 90° SOLDER PIN LENGTH (L): 3.5 MM TINNED BOX | 0
35624 | 1930710000 | PCB PLUG-IN CONNECTOR MALE HEADER CLIP-ON FLANGE THT SOLDER CONNECTION 7.62 MM N OF POLES: 2 180° SOLDER PIN LENGTH (L): 3.5 MM TINNED BOX | 0
35625 | 1930730000 | PCB PLUG-IN CONNECTOR MALE HEADER CLIP-ON FLANGE THT SOLDER CONNECTION 7.62 MM N OF POLES: 4 180° SOLDER PIN LENGTH (L): 3.5 MM TINNED BOX | 0
35626 | 1930390000 | PCB PLUG-IN CONNECTOR MALE HEADER CLIP-ON FLANGE THT SOLDER CONNECTION 7.62 MM N OF POLES: 3 90° SOLDER PIN LENGTH (L): 3.5 MM TINNED BOX | 0
35627 | 1930400000 | PCB PLUG-IN CONNECTOR MALE HEADER CLIP-ON FLANGE THT SOLDER CONNECTION 7.62 MM N OF POLES: 4 90° SOLDER PIN LENGTH (L): 3.5 MM TINNED BOX | 0
35628 | 1930380000 | PCB PLUG-IN CONNECTOR MALE HEADER CLIP-ON FLANGE THT SOLDER CONNECTION 7.62 MM N OF POLES: 2 90° SOLDER PIN LENGTH (L): 3.5 MM TINNED BOX | 0
35629 | 1048580000 | PCB PLUG-IN CONNECTOR MALE HEADER CLOSED SIDE MIDDLE SCREW FLANGE THT SOLDER CONNECTION 7.62 MM N OF POLES: 4 90° SOLDER PIN LENGTH (L): 3.5 MM TINNED BOX | 0
35630 | 1048680000 | PCB PLUG-IN CONNECTOR MALE HEADER CLOSED SIDE MIDDLE FLANGE THT SOLDER CONNECTION 7.62 MM N OF POLES: 5 90° SOLDER PIN LENGTH (L): 3.5 MM TINNED BOX | 0
35631 | 1048760000 | PCB PLUG-IN CONNECTOR MALE HEADER CLOSED SIDE MIDDLE FLANGE THT SOLDER CONNECTION 7.62 MM N OF POLES: 6 90° SOLDER PIN LENGTH (L): 3.5 MM TINNED BOX | 0
35632 | 1048390000 | PCB PLUG-IN CONNECTOR MALE HEADER CLOSED SIDE MIDDLE FLANGE THT SOLDER CONNECTION 7.62 MM N OF POLES: 2 90° SOLDER PIN LENGTH (L): 3.5 MM TINNED BOX | 0
35633 | 1048460000 | PCB PLUG-IN CONNECTOR MALE HEADER CLOSED SIDE MIDDLE FLANGE THT SOLDER CONNECTION 7.62 MM N OF POLES: 3 270° SOLDER PIN LENGTH (L): 3.5 MM TINNED BOX | 0
35634 | 1048480000 | PCB PLUG-IN CONNECTOR MALE HEADER CLOSED SIDE MIDDLE SCREW FLANGE THT SOLDER CONNECTION 7.62 MM N OF POLES: 3 270° SOLDER PIN LENGTH (L): 3.5 MM TINNED BOX | 0
35635 | 1048490000 | PCB PLUG-IN CONNECTOR MALE HEADER CLOSED SIDE MIDDLE FLANGE THT SOLDER CONNECTION 7.62 MM N OF POLES: 3 90° SOLDER PIN LENGTH (L): 3.5 MM TINNED BOX | 0
35636 | 1048500000 | PCB PLUG-IN CONNECTOR MALE HEADER CLOSED SIDE MIDDLE FLANGE THT SOLDER CONNECTION 7.62 MM N OF POLES: 3 90° SOLDER PIN LENGTH (L): 3.5 MM TINNED BOX | 0
35637 | 1048570000 | PCB PLUG-IN CONNECTOR MALE HEADER CLOSED SIDE MIDDLE FLANGE THT SOLDER CONNECTION 7.62 MM N OF POLES: 4 90° SOLDER PIN LENGTH (L): 3.5 MM TINNED BOX | 0
35638 | 1930750000 | PCB PLUG-IN CONNECTOR MALE HEADER CLIP-ON FLANGE THT SOLDER CONNECTION 7.62 MM N OF POLES: 6 180° SOLDER PIN LENGTH (L): 3.5 MM TINNED BOX | 0
35639 | 1048690000 | PCB PLUG-IN CONNECTOR MALE HEADER CLOSED SIDE MIDDLE FLANGE THT SOLDER CONNECTION 7.62 MM N OF POLES: 5 90° SOLDER PIN LENGTH (L): 3.5 MM TINNED BOX | 0
35640 | 1930310000 | PCB PLUG-IN CONNECTOR MALE HEADER CLOSED SIDE THT SOLDER CONNECTION 7.62 MM N OF POLES: 6 90° SOLDER PIN LENGTH (L): 3.5 MM TINNED BOX | 0
35641 | 1947490000 | PCB PLUG-IN CONNECTOR MALE PLUG 10.16 MM N OF POLES: 3 180° CLAMPING YOKE CONNECTION CLAMPING RANGE MAX. : 16 MM² BOX | 1
35642 | 1947510000 | PCB PLUG-IN CONNECTOR MALE PLUG 10.16 MM N OF POLES: 5 180° CLAMPING YOKE CONNECTION CLAMPING RANGE MAX. : 16 MM² BOX | 1
35643 | 1035330000 | PCB PLUG-IN CONNECTOR MALE HEADER FLANGE THT SOLDER CONNECTION 3.81 MM N OF POLES: 8 180° SOLDER PIN LENGTH (L): 3.2 MM TINNED BOX | 0
35644 | 105100000 | SAK SERIES END PLATE 1.5 MM DARK DIRECT MOUNTING | 74
35645 | 117900000 | SAK SERIES END PLATE 1.5 MM DIRECT MOUNTING | 74
35646 | 117910000 | SAK SERIES END PLATE 1.5 MM LIGHT GREY DIRECT MOUNTING | 74
35647 | 117960000 | SAK SERIES END PLATE 1.5 MM DIRECT MOUNTING | 74
35648 | 117980000 | SAK SERIES END PLATE 1.5 MM DIRECT MOUNTING | 74
35649 | 128900000 | PCB PLUG-IN CONNECTOR FEMALE HEADER CLOSED SIDE THT SOLDER CONNECTION 10.16 MM N OF POLES: 2 180° SOLDER PIN LENGTH (L): 4.5 MM -PLATED BOX | 0
35650 | 130180000 | SAK SERIES PARTITION PLATE 1.5 MM | 304
35651 | 134220000 | SAK SERIES END PLATE 3 MM DARK DIRECT MOUNTING | 74
35652 | 150960000 | SAK SERIES END PLATE 1.5 MM DIRECT MOUNTING | 74
35653 | 150980000 | SAK SERIES END PLATE 1.5 MM DIRECT MOUNTING | 74
35654 | 164600000 | SAK SERIES PARTITION PLATE 2 MM | 304
35655 | 178500000 | SAK SERIES COVER PLATE 28 MM | 216
35656 | 190260000 | SAK SERIES SMALL PARTITION 5 MM | 479
35657 | 191860000 | SAK SERIES PARTITION PLATE 1.5 MM | 304
35658 | 200100000 | CABLE LUG TERMINAL ENDINSULATED CABLE CONNECTOR1.5 MM²0.5 MM² - 1.5 MM² | 19
35659 | 242960000 | SAK SERIES PARTITION PLATE 1.5 MM DIRECT MOUNTING | 280
35660 | 244920000 | SAK SERIES END PLATE 1.5 MM MEDIUM DIRECT MOUNTING | 74
35661 | 266400000 | SAK SERIES END PLATE 1.5 MM DARK DIRECT MOUNTING | 74
35662 | 266460000 | SAK SERIES END PLATE 1.5 MM DIRECT MOUNTING | 74
35663 | 271160000 | SAK SERIES END PLATE 1.5 MM DIRECT MOUNTING | 74
35664 | 271180000 | SAK SERIES END PLATE 1.5 MM DIRECT MOUNTING | 74
35665 | 279560000 | SAK SERIES END PLATE 1.5 MM DIRECT MOUNTING | 74
35666 | 279580000 | SAK SERIES END PLATE 1.5 MM DIRECT MOUNTING | 74
35667 | 294480000 | SAK SERIES END PLATE 1.5 MM DIRECT MOUNTING | 74
35668 | 297600000 | SAK SERIES COVER PLATE 19.5 MM | 216
35669 | 297700000 | SAK SERIES COVER PLATE 24 MM | 216
35670 | 297800000 | SAK SERIES COVER PLATE 36 MM | 216
35671 | 297900000 | SAK SERIES COVER PLATE 18 MM | 216
35672 | 302860000 | SAK SERIES PARTITION PLATE 1.5 MM DIRECT MOUNTING | 280
35673 | 302880000 | SAK SERIES PARTITION PLATE 1.5 MM DIRECT MOUNTING | 280
35674 | 303660000 | SAK SERIES END PLATE 1.5 MM | 482
35675 | 303680000 | SAK SERIES END PLATE 1.5 MM | 482
35676 | 304360000 | SAK SERIES PARTITION PLATE 1.5 MM DIRECT MOUNTING | 280
35677 | 307500000 | SAK SERIES PARTITION PLATE 0.5 MM | 304
35678 | 317000000 | WIRE-END FERRULE SDARD 18 MM 16 MM BROWN | 16
35679 | 317100000 | WIRE-END FERRULE SDARD 24 MM 22 MM BROWN | 265
35680 | 317200000 | WIRE-END FERRULE SDARD 19 MM 16 MM | 16
35681 | 317300000 | WIRE-END FERRULE SDARD 28 MM 25 MM | 264
35682 | 319160000 | SAK SERIES SMALL PARTITION 2 MM | 479
35683 | 329120000 | SAK SERIES END PLATE 2.5 MM MEDIUM DIRECT MOUNTING | 74
35684 | 340560000 | SAK SERIES END PLATE 1.5 MM DIRECT MOUNTING | 74
35685 | 340580000 | SAK SERIES END PLATE 1.5 MM DIRECT MOUNTING | 74
35686 | 340960000 | SAK SERIES END PLATE 2 MM DIRECT MOUNTING | 74
35687 | 351820000 | SURGE VOLTAGE ARRESTER LOW VOLTAGE WITHOUT TELECOMM. CONTACT SINGLE-PHASE | 24
35688 | 352080000 | SURGE VOLTAGE ARRESTER LOW VOLTAGE WITH REMOTE CONTACT LEAKAGE-CURRENT-FREE SINGLE-PHASE | 24
35689 | 353660000 | SAK SERIES SMALL PARTITION 0.6 MM | 479
35690 | 359260000 | SAK SERIES END PLATE 1.5 MM DIRECT MOUNTING | 74
35691 | 359280000 | SAK SERIES END PLATE 1.5 MM DIRECT MOUNTING | 74
35692 | 363360000 | SAK SERIES SMALL PARTITION 6 MM | 479
35693 | 366860000 | SAK SERIES SMALL PARTITION 5 MM | 479
35694 | 375600000 | SAK SERIES COVER PLATE 24.1 MM | 216
35695 | 380360000 | SAK SERIES END PLATE 1.5 MM DIRECT MOUNTING | 74
35696 | 380380000 | SAK SERIES END PLATE 1.5 MM DIRECT MOUNTING | 74
35697 | 386060000 | W-SERIES INSULATING SLEEVE | 654
35698 | 386160000 | W-SERIES INSULATING SLEEVE | 654
35699 | 386260000 | W-SERIES INSULATING SLEEVE | 654
35700 | 409500000 | WIRE-END FERRULE SDARD 8 MM 6 MM ORANGE | 16
35701 | 409600000 | WIRE-END FERRULE SDARD 8 MM 6 MM | 16
35702 | 409700000 | WIRE-END FERRULE SDARD 8 MM 6 MM | 16
35703 | 438560000 | SAK SERIES END PLATE 1.5 MM DIRECT MOUNTING | 74
35704 | 444200000 | WIRE-END FERRULE SDARD 26 MM 20 MM GREEN | 16
35705 | 460560000 | SAK SERIES END PLATE 1.5 MM DIRECT MOUNTING | 74
35706 | 460580000 | SAK SERIES END PLATE 1.5 MM DIRECT MOUNTING | 74
35707 | 462900000 | WIRE-END FERRULE SDARD 10 MM 8 MM | 16
35708 | 463000000 | WIRE-END FERRULE SDARD 10 MM 8 MM | 16
35709 | 463100000 | WIRE-END FERRULE SDARD 10 MM 8 MM | 16
35710 | 474700000 | SAK SERIES PARTITION PLATE 0.5 MM | 304
35711 | 475460000 | ACCESSORIES SPECIAL TERMINAL RATED CROSS-SECTION: PA GREEN/ BUSBAR | 401
35712 | 475480000 | ACCESSORIES SPECIAL TERMINAL RATED CROSS-SECTION: PA BUSBAR | 401
35713 | 485560000 | SAK SERIES FIXING PLATE 2 MM | 481
35714 | 485660000 | SAK SERIES FIXING PLATE 3 MM | 481
35715 | 485760000 | SAK SERIES FIXING PLATE 3 MM | 481
35716 | 485860000 | SAK SERIES FIXING PLATE 3 MM | 481
35717 | 502780000 | ACCESSORIES SPECIAL TERMINAL RATED CROSS-SECTION: PA BUSBAR | 401
35718 | 502960000 | ACCESSORIES SPECIAL TERMINAL RATED CROSS-SECTION: PA GREEN/ | 401
35719 | 502980000 | ACCESSORIES SPECIAL TERMINAL RATED CROSS-SECTION: PA BUSBAR | 401
35720 | 518200000 | SAK SERIES COVER PLATE 47.6 MM | 216
35721 | 526060000 | ACCESSORIES SPECIAL TERMINAL RATED CROSS-SECTION: PA GREEN/ BUSBAR | 401
35722 | 533500000 | WIRE-END FERRULE SDARD 14 MM 12 MM | 16
35723 | 534200000 | WIRE-END FERRULE SDARD 15 MM 12 MM | 16
35724 | 565600000 | WIRE-END FERRULE SDARD 20 MM 18 MM | 16
35725 | 565700000 | WIRE-END FERRULE SDARD 20 MM 18 MM | 16
35726 | 565800000 | WIRE-END FERRULE SDARD 21 MM 18 MM | 16
35727 | 565900000 | WIRE-END FERRULE SDARD 15 MM 12 MM GREEN | 16
35728 | 566000000 | WIRE-END FERRULE SDARD 21 MM 18 MM GREEN | 16
35729 | 576700000 | SAK SERIES COVER PLATE 63.6 MM | 216
35730 | 607000000 | SAK SERIES PARTITION PLATE 2 MM USED BETWEEN TERMINALS | 839
35731 | 631300000 | SAK SERIES END PLATE 1.5 MM DARK DIRECT MOUNTING | 74
35732 | 631360000 | SAK SERIES END PLATE 1.5 MM DIRECT MOUNTING | 74
35733 | 634300000 | SAK SERIES FIXING PLATE 7 MM | 481
35734 | 635100000 | WIRE-END FERRULE SDARD 12 MM 10 MM | 16
35735 | 690700000 | WIRE-END FERRULE SDARD 10 MM 8 MM ORANGE | 16
35736 | 697380000 | SAK SERIES END PLATE 2.5 MM DIRECT MOUNTING | 74
35737 | 1005370000 | PCB PLUG-IN CONNECTOR ACCESSORIES HOOD N OF POLES: 12 | 27
35738 | 1007590000 | SLIMFIX X CONDUCTOR AND CABLE MARKERS 7 - 40 MM 23 X 11 MM GREEN | 12
35739 | 1009110000 | SLIMFIX CLIP CONDUCTOR AND CABLE MARKERS 2 - 3.5 MM 30 X 5.8 MM GREEN | 12
35740 | 1009320000 | CLIPCARD DEVICE MARKERS 30 X 60 MM HOLDER CC-H 30/60 | 445
35741 | 1011410000 | MULTIFIT TERMINAL MARKER 9 X 5.2 MM PITCH IN MM (P): 5.20 WAGO LEGRAND | 101
35742 | 1011420000 | MULTIFIT TERMINAL MARKER 9 X 6.2 MM PITCH IN MM (P): 6.20 WAGO LEGRAND | 101
35743 | 1011430000 | MULTIFIT TERMINAL MARKER 9 X 4.2 MM PITCH IN MM (P): 4.20 WAGO LEGRAND | 101
35744 | 1014630000 | SLIMFIX CLIP CONDUCTOR AND CABLE MARKERS 3 - 5 MM 30 X 5.8 MM GREEN | 12
35745 | 1014640000 | SWITCHMARK DEVICE MARKERS 18 X 27 MM SWITCHMARK HOLDER GREY | 44
35746 | 1014650000 | SWITCHMARK DEVICE MARKERS 22 X 22 MM GREY | 287
35747 | 1014660000 | SLIMFIX CLIP CONDUCTOR AND CABLE MARKERS 2 - 3.5 MM 30 X 5.8 MM GREY | 12
35748 | 1014670000 | SLIMFIX CLIP CONDUCTOR AND CABLE MARKERS 3 - 5 MM 30 X 5.8 MM GREY | 12
35749 | 1022150000 | SAK SERIES PARTITION PLATE 0.6 MM DIRECT MOUNTING | 280
35750 | 1022870000 | SAI PASSIVE SENSOR-ACTUATOR PASSIVE DISTRIBUTOR M8 WITH M12 OUTLET 8-POLE A-CODED NO | 22
35751 | 1025220000 | SLIMFIX CLIP CONDUCTOR AND CABLE MARKERS 3.5 - 7 MM 12 X 12.5 MM | 12
35752 | 1025230000 | SLIMFIX CLIP CONDUCTOR AND CABLE MARKERS 3.5 - 7 MM 12 X 12.5 MM | 12
35753 | 1025240000 | SLIMFIX CLIP CONDUCTOR AND CABLE MARKERS 3.5 - 7 MM 12 X 12.5 MM | 12
35754 | 1025250000 | SLIMFIX CLIP CONDUCTOR AND CABLE MARKERS 3.5 - 7 MM 12 X 12.5 MM | 12
35755 | 1025260000 | SLIMFIX CLIP CONDUCTOR AND CABLE MARKERS 3.5 - 7 MM 21 X 12.5 MM | 12
35756 | 1025270000 | SLIMFIX CLIP CONDUCTOR AND CABLE MARKERS 3.5 - 7 MM 21 X 12.5 MM | 12
35757 | 1025290000 | SLIMFIX CLIP CONDUCTOR AND CABLE MARKERS 3.5 - 7 MM 21 X 12.5 MM | 12
35758 | 1025300000 | SLIMFIX CLIP CONDUCTOR AND CABLE MARKERS 3.5 - 7 MM 21 X 12.5 MM | 12
35759 | 1025310000 | SLIMFIX CLIP CONDUCTOR AND CABLE MARKERS 3.5 - 7 MM 30 X 12.5 MM | 12
35760 | 1025320000 | SLIMFIX CLIP CONDUCTOR AND CABLE MARKERS 3.5 - 7 MM 30 X 12.5 MM | 12
35761 | 1025330000 | SLIMFIX CLIP CONDUCTOR AND CABLE MARKERS 3.5 - 7 MM 30 X 12.5 MM | 12
35762 | 1025340000 | SLIMFIX CLIP CONDUCTOR AND CABLE MARKERS 3.5 - 7 MM 30 X 12.5 MM | 12
35763 | 1025550000 | SLIMFIX CLIP CONDUCTOR AND CABLE MARKERS 3.5 - 7 MM 12 X 12.5 MM TO CUSTOMER SPECIFICATION | 33
35764 | 1025560000 | SLIMFIX CLIP CONDUCTOR AND CABLE MARKERS 3.5 - 7 MM 21 X 12.5 MM TO CUSTOMER SPECIFICATION | 33
35765 | 1025570000 | SLIMFIX CLIP CONDUCTOR AND CABLE MARKERS 3.5 - 7 MM 30 X 12.5 MM TO CUSTOMER SPECIFICATION | 33
35766 | 1045490000 | LASERMARK DEVICE MARKERS 203 X 12 MM SIEMENS | 228
35767 | 1045500000 | LASERMARK DEVICE MARKERS 203 X 15.5 MM SIEMENS | 228
35768 | 1050000000 | W-SERIES END PLATE | 78
35769 | 1050010000 | W-SERIES END PLATE | 78
35770 | 1050020000 | W-SERIES END PLATE | 78
35771 | 1050040000 | W-SERIES END PLATE | 78
35772 | 1050050000 | W-SERIES END PLATE | 78
35773 | 1050060000 | W-SERIES END PLATE | 78
35774 | 1050070000 | W-SERIES END PLATE | 78
35775 | 1050080000 | W-SERIES END PLATE | 78
35776 | 1050090000 | W-SERIES END PLATE | 78
35777 | 1050100000 | W-SERIES END PLATE PARTITION PLATE | 46
35778 | 1050160000 | W-SERIES END PLATE PARTITION PLATE | 46
35779 | 1050180000 | W-SERIES END PLATE PARTITION PLATE | 46
35780 | 1050200000 | W-SERIES FIXING PLATE | 666
35781 | 1050280000 | W-SERIES FIXING PLATE | 666
35782 | 1051870000 | SLIMFIX X CONDUCTOR AND CABLE MARKERS 7 - 40 MM 60 X 11 MM | 12
35783 | 1051880000 | SLIMFIX X CONDUCTOR AND CABLE MARKERS 7 - 40 MM 60 X 11 MM | 12
35784 | 1051890000 | SLIMFIX X CONDUCTOR AND CABLE MARKERS 7 - 40 MM 60 X 11 MM ORANGE | 12
35785 | 1051900000 | SLIMFIX X CONDUCTOR AND CABLE MARKERS 7 - 40 MM 60 X 11 MM BROWN | 12
35786 | 1058800000 | W-SERIES PARTITION PLATE | 283
35787 | 1059100000 | W-SERIES END PLATE | 78
35788 | 1059140000 | W-SERIES END PLATE | 78
35789 | 1059180000 | W-SERIES END PLATE | 78
35790 | 1060000000 | W-SERIES END PLATE | 78
35791 | 1060060000 | W-SERIES END PLATE ORANGE 1.5 MM | 1316
35792 | 1060080000 | W-SERIES END PLATE | 78
35793 | 1060090000 | W-SERIES END PLATE | 78
35794 | 1062000000 | SLIMFIX CLIP CONDUCTOR AND CABLE MARKERS 4 - 6 MM 12 X 9.3 MM | 12
35795 | 1062010000 | SLIMFIX CLIP CONDUCTOR AND CABLE MARKERS 4 - 6 MM 12 X 9.3 MM | 12
35796 | 1062020000 | SLIMFIX CLIP CONDUCTOR AND CABLE MARKERS 4 - 6 MM 12 X 9.3 MM | 12
35797 | 1062030000 | SLIMFIX CLIP CONDUCTOR AND CABLE MARKERS 4 - 6 MM 12 X 9.3 MM | 12
35798 | 1062050000 | SLIMFIX CLIP CONDUCTOR AND CABLE MARKERS 4 - 6 MM 21 X 9.3 MM | 12
35799 | 1062070000 | SLIMFIX CLIP CONDUCTOR AND CABLE MARKERS 4 - 6 MM 21 X 9.3 MM | 12
35800 | 1062080000 | SLIMFIX CLIP CONDUCTOR AND CABLE MARKERS 4 - 6 MM 21 X 9.3 MM | 12
35801 | 1062090000 | SLIMFIX CLIP CONDUCTOR AND CABLE MARKERS 4 - 6 MM 21 X 9.3 MM | 12
35802 | 1062110000 | SLIMFIX CLIP CONDUCTOR AND CABLE MARKERS 4 - 6 MM 21 X 9.3 MM TO CUSTOMER SPECIFICATION | 33
35803 | 1067700000 | W-SERIES END PLATE | 78
35804 | 1067800000 | W-SERIES END PLATE | 78
35805 | 1067980000 | W-SERIES FIXING PLATE | 666
35806 | 1068300000 | W-SERIES END PLATE | 78
35807 | 1068400000 | W-SERIES PARTITION PLATE | 283
35808 | 1069700000 | BOLT-TYPE SCREW TERMINALS COVER PLATE DARK 2 MM | 523
35809 | 1069800000 | BOLT-TYPE SCREW TERMINALS COVER PLATE DARK 2 MM | 523
35810 | 1070000000 | W-SERIES END PLATE | 78
35811 | 1070100000 | W-SERIES END PLATE | 78
35812 | 1071100000 | W-SERIES INTERMEDIATE FRAME | 1297
35813 | 1072200000 | W-SERIES END PLATE | 78
35814 | 1072210000 | W-SERIES END PLATE | 78
35815 | 1074680000 | W-SERIES END PLATE | 78
35816 | 1084000000 | W-SERIES END PLATE | 78
35817 | 1263160000 | SAK SERIES PARTITION PLATE 1.5 MM DIRECT MOUNTING | 280
35818 | 1287860000 | SAK SERIES END PLATE INTERMEDIATE PLATE 4.4 MM | 1290
35819 | 1317680000 | SAK SERIES END PLATE 1.5 MM DIRECT MOUNTING | 74
35820 | 1333100000 | WIRE-END FERRULE SDARD 10 MM 8 MM | 16
35821 | 1397160000 | SAK SERIES END PLATE 1.5 MM DIRECT MOUNTING | 74
35822 | 1397180000 | SAK SERIES END PLATE 1.5 MM DIRECT MOUNTING | 74
35823 | 1577320000 | W-SERIES END PLATE | 78
35824 | 1577330000 | W-SERIES END PLATE | 78
35825 | 1577400000 | W-SERIES COVER X 9.48 | 1102
35826 | 1609990000 | TM-I INSERT MARKERS 15 X 4 MM TO CUSTOMER SPECIFICATION | 286
35827 | 1610700000 | WKM CONDUCTOR AND CABLE MARKERS 7 - 115 MM 43 X 18 MM WIRE AND CABLE MARKERS TRANSPARENT | 622
35828 | 1631910000 | WKM CONDUCTOR AND CABLE MARKERS 7 - 115 MM 30 X 8 MM WIRE AND CABLE MARKERS TRANSPARENT | 622
35829 | 1680420000 | TM-I INSERT MARKERS 20 X 4 MM TO CUSTOMER SPECIFICATION | 286
35830 | 1718420000 | TM-I INSERT MARKERS 12 X 4 MM TO CUSTOMER SPECIFICATION | 286
35831 | 1718440000 | TM-I INSERT MARKERS 18 X 4 MM TO CUSTOMER SPECIFICATION | 286
35832 | 1719760000 | TM SOCKET X 5.4 MM POLYETHYLENE LD COLOUR: TRANSPARENT CONDUCTOR O.D.: 1.3 - 2 MM | 159
35833 | 1719770000 | TM SOCKET X 5.4 MM POLYETHYLENE LD COLOUR: TRANSPARENT CONDUCTOR O.D.: 1.3 - 2 MM | 159
35834 | 1719780000 | TM SOCKET X 5.4 MM POLYETHYLENE LD COLOUR: TRANSPARENT CONDUCTOR O.D.: 1.8 - 2.5 MM | 159
35835 | 1719790000 | TM SOCKET X 5.4 MM POLYETHYLENE LD COLOUR: TRANSPARENT CONDUCTOR O.D.: 1.8 - 2.5 MM | 159
35836 | 1719800000 | TM SOCKET X 6.4 MM POLYETHYLENE LD COLOUR: TRANSPARENT CONDUCTOR O.D.: 2.5 - 4 MM | 159
35837 | 1719810000 | TM SOCKET X 6.4 MM POLYETHYLENE LD COLOUR: TRANSPARENT CONDUCTOR O.D.: 2.5 - 4 MM | 159
35838 | 1719820000 | TM SOCKET X 8.1 MM POLYETHYLENE LD COLOUR: TRANSPARENT CONDUCTOR O.D.: 4 - 6.5 MM | 159
35839 | 1719830000 | TM SOCKET X 8.1 MM POLYETHYLENE LD COLOUR: TRANSPARENT CONDUCTOR O.D.: 4 - 6.5 MM | 159
35840 | 1719840000 | TM SOCKET X 11.4 MM POLYETHYLENE LD COLOUR: TRANSPARENT CONDUCTOR O.D.: 6 - 10 MM | 159
35841 | 1719850000 | TM SOCKET X 11.4 MM POLYETHYLENE LD COLOUR: TRANSPARENT CONDUCTOR O.D.: 6 - 10 MM | 159
35842 | 1719860000 | TM SOCKET X 16.1 MM POLYETHYLENE LD COLOUR: TRANSPARENT CONDUCTOR O.D.: 9 - 15 MM | 159
35843 | 1719870000 | TM SOCKET X 16.1 MM POLYETHYLENE LD COLOUR: TRANSPARENT CONDUCTOR O.D.: 9 - 15 MM | 159
35844 | 1719880000 | TM SOCKET X 22.2 MM POLYETHYLENE LD COLOUR: TRANSPARENT CONDUCTOR O.D.: 15 - 24 MM | 159
35845 | 1719890000 | TM SOCKET X 22.2 MM POLYETHYLENE LD COLOUR: TRANSPARENT CONDUCTOR O.D.: 15 - 24 MM | 159
35846 | 1724790000 | TM-I SOCKET PVC COLOUR: TRANSPARENT CONDUCTOR O.D.: 10 - 317 MM | 71
35847 | 1730590005 | SLIMFIX CONDUCTOR AND CABLE MARKERS 1.2 - 1.6 MM 21 X 3.2 MM GREEN | 12
35848 | 1748820000 | TM SOCKET X 20 MM POLYETHYLENE LD COLOUR: TRANSPARENT CONDUCTOR O.D.: 10 - 317 MM | 159
35849 | 1752720000 | SLIMFIX CLIP CONDUCTOR AND CABLE MARKERS 2 - 3.5 MM 12 X 5.8 MM TO CUSTOMER SPECIFICATION | 33
35850 | 1753490000 | WKM CONDUCTOR AND CABLE MARKERS 7 - 115 MM 20 X 8 MM WIRE AND CABLE MARKERS TRANSPARENT | 622
35851 | 1754190000 | W-SERIES END PLATE | 78
35852 | 1754200000 | W-SERIES END PLATE | 78
35853 | 1760530000 | PRINTED CIRCUIT BOARD TERMINALS 5.08 MM N OF POLES: 2 90° SOLDER PIN LENGTH (L): 3.5 MM TINNED PALE GREEN PRESSURE CLAMP CONNECTION CLAMPING RANGE MAX. : 2.5 MM² BOX | 1
35854 | 1763480000 | SLIMFIX CLIP CONDUCTOR AND CABLE MARKERS 3 - 5 MM 12 X 5.8 MM TO CUSTOMER SPECIFICATION | 33
35855 | 1766900000 | W-SERIES PARTITION PLATE | 283
35856 | 1768380000 | LASERMARK CONDUCTOR AND CABLE MARKERS 5.9 - 12.3 MM 25.4 X 57 MM | 191
35857 | 1768400000 | LASERMARK CONDUCTOR AND CABLE MARKERS 8 - 22 MM 25.4 X 95 MM | 191
35858 | 1768430000 | LASERMARK CONDUCTOR AND CABLE MARKERS 3.4 - 4.8 MM 37 X 25 MM | 191
35859 | 1773880000 | LASERMARK CONDUCTOR AND CABLE MARKERS 16.2 - 36.4 MM 15 X 140 MM | 191
35860 | 1782960000 | CONDUCTOR MARKERS MOUNTING AID - SLIMFIX | 460
35861 | 1782970000 | CONDUCTOR MARKERS MOUNTING AID - SLIMFIX | 460
35862 | 1782980000 | CONDUCTOR MARKERS MOUNTING AID - SLIMFIX | 460
35863 | 1783550000 | W-SERIES END PLATE 1.5 MM DARK DIRECT MOUNTING | 74
35864 | 1783800000 | SAK SERIES END PLATE 1.5 MM DARK | 482
35865 | 1784150000 | SAK SERIES END PLATE 1.5 MM DARK DIRECT MOUNTING | 74
35866 | 1784160000 | SAK SERIES END PLATE 1.5 MM DARK DIRECT MOUNTING | 74
35867 | 1784210000 | W-SERIES END PLATE 1.5 MM DARK DIRECT MOUNTING | 74
35868 | 1791610000 | PRINTED CIRCUIT BOARD TERMINALS 5.00 MM N OF POLES: 2 90° SOLDER PIN LENGTH (L): 3.5 MM TINNED ORANGE PRESSURE CLAMP CONNECTION CLAMPING RANGE MAX. : 2.5 MM² BOX | 1
35869 | 1791620000 | PRINTED CIRCUIT BOARD TERMINALS 5.00 MM N OF POLES: 3 90° SOLDER PIN LENGTH (L): 3.5 MM TINNED ORANGE PRESSURE CLAMP CONNECTION CLAMPING RANGE MAX. : 2.5 MM² BOX | 1
35870 | 1791640000 | PRINTED CIRCUIT BOARD TERMINALS 5.00 MM N OF POLES: 3 90° SOLDER PIN LENGTH (L): 3.5 MM TINNED PRESSURE CLAMP CONNECTION CLAMPING RANGE MAX. : 2.5 MM² BOX | 1
35871 | 1798060000 | TM-I INSERT MARKERS 18 X 4 MM GREY | 305
35872 | 1798470000 | TM SOCKET X 6 MM PVC COLOUR: TRANSPARENT CONDUCTOR O.D.: 4 - 6 MM | 71
35873 | 1798480000 | TM SOCKET X 6 MM PVC COLOUR: TRANSPARENT CONDUCTOR O.D.: 4 - 6 MM | 71
35874 | 1798490000 | TM SOCKET X 9 MM PVC COLOUR: TRANSPARENT CONDUCTOR O.D.: 4 - 6 MM | 71
35875 | 1798510000 | TM SOCKET X 5 MM PVC COLOUR: TRANSPARENT CONDUCTOR O.D.: 4 - 6 MM | 71
35876 | 1798520000 | TM SOCKET X 5 MM PVC COLOUR: TRANSPARENT CONDUCTOR O.D.: 2 - 4 MM | 71
35877 | 1798530000 | TM SOCKET X 5 MM PVC COLOUR: TRANSPARENT CONDUCTOR O.D.: 2 - 4 MM | 71
35878 | 1798540000 | TM SOCKET X 5 MM PVC COLOUR: TRANSPARENT CONDUCTOR O.D.: 2 - 4 MM | 71
35879 | 1798560000 | TM SOCKET X 5 MM PVC COLOUR: TRANSPARENT CONDUCTOR O.D.: 2 - 4 MM | 71
35880 | 1798580000 | TM SOCKET X 5 MM PVC COLOUR: TRANSPARENT CONDUCTOR O.D.: 1.5 - 2.5 MM | 71
35881 | 1798600000 | TM SOCKET X 5 MM PVC COLOUR: TRANSPARENT CONDUCTOR O.D.: 1.5 - 2.5 MM | 71
35882 | 1798620000 | TM SOCKET X 5 MM PVC COLOUR: TRANSPARENT CONDUCTOR O.D.: 1.5 - 2.5 MM | 71
35883 | 1798640000 | TM SOCKET X 5 MM PVC COLOUR: TRANSPARENT CONDUCTOR O.D.: 1.5 - 2.5 MM | 71
35884 | 1798650000 | TM SOCKET X 5 MM PVC COLOUR: TRANSPARENT CONDUCTOR O.D.: 1 - 1.5 MM | 71
35885 | 1805720000 | SLIMFIX CLIP CONDUCTOR AND CABLE MARKERS 2 - 3.5 MM 30 X 5.8 MM | 12
35886 | 1805730000 | SLIMFIX CLIP CONDUCTOR AND CABLE MARKERS 2 - 3.5 MM 30 X 5.8 MM | 12
35887 | 1805740000 | SLIMFIX CLIP CONDUCTOR AND CABLE MARKERS 2 - 3.5 MM 30 X 5.8 MM | 12
35888 | 1805760000 | SLIMFIX CLIP CONDUCTOR AND CABLE MARKERS 2 - 3.5 MM 30 X 5.8 MM | 12
35889 | 1805770000 | SLIMFIX CLIP CONDUCTOR AND CABLE MARKERS 3 - 5 MM 21 X 5.8 MM | 12
35890 | 1805780000 | SLIMFIX CLIP CONDUCTOR AND CABLE MARKERS 3 - 5 MM 21 X 5.8 MM | 12
35891 | 1805790000 | SLIMFIX CLIP CONDUCTOR AND CABLE MARKERS 3 - 5 MM 21 X 5.8 MM | 12
35892 | 1805810000 | SLIMFIX CLIP CONDUCTOR AND CABLE MARKERS 3 - 5 MM 21 X 5.8 MM | 12
35893 | 1805820000 | SLIMFIX CLIP CONDUCTOR AND CABLE MARKERS 3 - 5 MM 30 X 5.8 MM | 12
35894 | 1805830000 | SLIMFIX CLIP CONDUCTOR AND CABLE MARKERS 3 - 5 MM 30 X 5.8 MM | 12
35895 | 1805850000 | SLIMFIX CLIP CONDUCTOR AND CABLE MARKERS 3 - 5 MM 30 X 5.8 MM | 12
35896 | 1805870000 | SLIMFIX CLIP CONDUCTOR AND CABLE MARKERS 3 - 5 MM 30 X 5.8 MM | 12
35897 | 1806180000 | TM SOCKET X 9 MM PVC COLOUR: TRANSPARENT CONDUCTOR O.D.: 6 - 10 MM | 71
35898 | 1806190000 | TM SOCKET X 14 MM PVC COLOUR: TRANSPARENT CONDUCTOR O.D.: 10 - 14 MM | 71
35899 | 1806200000 | TM SOCKET X 18 MM PVC COLOUR: TRANSPARENT CONDUCTOR O.D.: 14 - 22 MM | 71
35900 | 1806240000 | TM SOCKET X 14 MM PVC COLOUR: TRANSPARENT CONDUCTOR O.D.: 6 - 10 MM | 71
35901 | 1806250000 | TM SOCKET X 18 MM PVC COLOUR: TRANSPARENT CONDUCTOR O.D.: 10 - 14 MM | 71
35902 | 1806260000 | TM SOCKET X 27 MM PVC COLOUR: TRANSPARENT CONDUCTOR O.D.: 14 - 22 MM | 71
35903 | 1806270000 | TM SOCKET X 30 MM PVC COLOUR: TRANSPARENT CONDUCTOR O.D.: 22 - 30 MM | 71
35904 | 1806300000 | TM SOCKET X 9 MM PVC COLOUR: TRANSPARENT CONDUCTOR O.D.: 6 - 10 MM | 71
35905 | 1806310000 | TM SOCKET X 14 MM PVC COLOUR: TRANSPARENT CONDUCTOR O.D.: 10 - 14 MM | 71
35906 | 1806320000 | TM SOCKET X 18 MM PVC COLOUR: TRANSPARENT CONDUCTOR O.D.: 14 - 22 MM | 71
35907 | 1806360000 | TM SOCKET X 9 MM PVC COLOUR: TRANSPARENT CONDUCTOR O.D.: 6 - 10 MM | 71
35908 | 1806370000 | TM SOCKET X 14 MM PVC COLOUR: TRANSPARENT CONDUCTOR O.D.: 10 - 14 MM | 71
35909 | 1806380000 | TM SOCKET X 18 MM PVC COLOUR: TRANSPARENT CONDUCTOR O.D.: 14 - 22 MM | 71
35910 | 1813130000 | SLIMFIX CLIP CONDUCTOR AND CABLE MARKERS 1.5 - 2.5 MM 12 X 5.8 MM | 12
35911 | 1813150000 | SLIMFIX CLIP CONDUCTOR AND CABLE MARKERS 1.5 - 2.5 MM 12 X 5.8 MM | 12
35912 | 1813160000 | SLIMFIX CLIP CONDUCTOR AND CABLE MARKERS 1.5 - 2.5 MM 12 X 5.8 MM | 12
35913 | 1813170000 | SLIMFIX CLIP CONDUCTOR AND CABLE MARKERS 1.5 - 2.5 MM 12 X 5.8 MM | 12
35914 | 1813190000 | SLIMFIX CLIP CONDUCTOR AND CABLE MARKERS 1.5 - 2.5 MM 21 X 5.8 MM | 12
35915 | 1813200000 | SLIMFIX CLIP CONDUCTOR AND CABLE MARKERS 1.5 - 2.5 MM 21 X 5.8 MM | 12
35916 | 1813210000 | SLIMFIX CLIP CONDUCTOR AND CABLE MARKERS 1.5 - 2.5 MM 21 X 5.8 MM | 12
35917 | 1813220000 | SLIMFIX CLIP CONDUCTOR AND CABLE MARKERS 1.5 - 2.5 MM 21 X 5.8 MM | 12
35918 | 1813240000 | SLIMFIX CLIP CONDUCTOR AND CABLE MARKERS 1.5 - 2.5 MM 30 X 5.8 MM | 12
35919 | 1813250000 | SLIMFIX CLIP CONDUCTOR AND CABLE MARKERS 1.5 - 2.5 MM 30 X 5.8 MM | 12
35920 | 1813260000 | SLIMFIX CLIP CONDUCTOR AND CABLE MARKERS 1.5 - 2.5 MM 30 X 5.8 MM | 12
35921 | 1813270000 | SLIMFIX CLIP CONDUCTOR AND CABLE MARKERS 1.5 - 2.5 MM 30 X 5.8 MM | 12
35922 | 1852360000 | SLIMFIX X CONDUCTOR AND CABLE MARKERS 7 - 40 MM 23 X 11 MM | 12
35923 | 1852370000 | SLIMFIX X CONDUCTOR AND CABLE MARKERS 7 - 40 MM 23 X 11 MM | 12
35924 | 1852390000 | SLIMFIX X CONDUCTOR AND CABLE MARKERS 7 - 40 MM 23 X 11 MM | 12
35925 | 1852400000 | SLIMFIX X CONDUCTOR AND CABLE MARKERS 7 - 40 MM 23 X 11 MM | 12
35926 | 1852410000 | SLIMFIX X CONDUCTOR AND CABLE MARKERS 7 - 40 MM 23 X 14 MM | 12
35927 | 1852420000 | SLIMFIX X CONDUCTOR AND CABLE MARKERS 7 - 40 MM 23 X 14 MM | 12
35928 | 1852440000 | SLIMFIX X CONDUCTOR AND CABLE MARKERS 7 - 40 MM 23 X 14 MM | 12
35929 | 1852450000 | SLIMFIX X CONDUCTOR AND CABLE MARKERS 7 - 40 MM 23 X 14 MM | 12
35930 | 1852460000 | SLIMFIX X CONDUCTOR AND CABLE MARKERS 7 - 40 MM 24 X 15 MM | 12
35931 | 1852470000 | SLIMFIX X CONDUCTOR AND CABLE MARKERS 7 - 40 MM 24 X 15 MM | 12
35932 | 1852490000 | SLIMFIX X CONDUCTOR AND CABLE MARKERS 7 - 40 MM 24 X 15 MM | 12
35933 | 1852500000 | SLIMFIX X CONDUCTOR AND CABLE MARKERS 7 - 40 MM 24 X 15 MM | 12
35934 | 1874760000 | TM SOCKET X 5 MM PVC COLOUR: TRANSPARENT CONDUCTOR O.D.: 2 - 4 MM | 71
35935 | 1874770000 | TM SOCKET X 6 MM PVC COLOUR: TRANSPARENT CONDUCTOR O.D.: 4 - 6 MM | 71
35936 | 1874780000 | TM SOCKET X 9 MM PVC COLOUR: TRANSPARENT CONDUCTOR O.D.: 6 - 10 MM | 71
35937 | 1874790000 | TM SOCKET X 14 MM PVC COLOUR: TRANSPARENT CONDUCTOR O.D.: 10 - 14 MM | 71
35938 | 1874800000 | TM SOCKET X 18 MM PVC COLOUR: TRANSPARENT CONDUCTOR O.D.: 14 - 22 MM | 71
35939 | 1874850000 | TM SOCKET X 4 MM PVC COLOUR: TRANSPARENT CONDUCTOR O.D.: 1.5 - 2.5 MM | 71
35940 | 1876370000 | TM-I INSERT MARKERS 30 X 4 MM | 70
35941 | 1876380000 | TM-I INSERT MARKERS 30 X 4 MM | 70
35942 | 1876390000 | TM-I INSERT MARKERS 30 X 4 MM | 70
35943 | 1876400000 | TM-I INSERT MARKERS 30 X 4 MM | 70
35944 | 1876640000 | CLIPCARD DEVICE MARKERS 15 X 27 MM | 64
35945 | 1876760000 | CLIPCARD DEVICE MARKERS 15 X 27 MM HOLDER CC-H 15/27 | 339
35946 | 1876770000 | CLIPCARD DEVICE MARKERS 15 X 27 MM HOLDER CC-H 15/27 | 339
35947 | 1876780000 | CLIPCARD DEVICE MARKERS 15 X 27 MM | 64
35948 | 1877220000 | CLIPCARD DEVICE MARKERS 15 X 49 MM | 64
35949 | 1877240000 | CLIPCARD DEVICE MARKERS 15 X 49 MM HOLDER CC-H 15/49 | 493
35950 | 1877260000 | CLIPCARD DEVICE MARKERS 15 X 49 MM HOLDER CC-H 15/49 | 493
35951 | 1877270000 | CLIPCARD DEVICE MARKERS 15 X 49 MM | 64
35952 | 1877310000 | CLIPCARD DEVICE MARKERS 15 X 60 MM | 64
35953 | 1877340000 | CLIPCARD DEVICE MARKERS 15 X 60 MM HOLDER CC-H 15/60 | 492
35954 | 1877350000 | CLIPCARD DEVICE MARKERS 15 X 60 MM HOLDER CC-H 15/60 | 492
35955 | 1877360000 | CLIPCARD DEVICE MARKERS 15 X 60 MM | 64
35956 | 1877570000 | SWITCHMARK DEVICE MARKERS 22 X 22 MM | 287
35957 | 1877590000 | SWITCHMARK DEVICE MARKERS 22 X 22 MM | 287
35958 | 1877680000 | MULTIFIT TERMINAL MARKER 5 X 7.5 MM PITCH IN MM (P): 7.50 ADELS RKW PHOENIX | 101
35959 | 1877690000 | MULTIFIT TERMINAL MARKER 5 X 4 MM PITCH IN MM (P): 4.00 PHOENIX | 101
35960 | 1877720000 | MULTIFIT TERMINAL MARKER 9 X 4 MM PITCH IN MM (P): 4.00 FESTO | 101
35961 | 1877730000 | MULTIFIT TERMINAL MARKER 9 X 4 MM PITCH IN MM (P): 4.00 WAGO LEGRAND | 101
35962 | 1891780000 | TM SOCKET X 5 MM POLYETHYLENE LD COLOUR: TRANSPARENT CONDUCTOR O.D.: 2.4 - 4 MM | 159
35963 | 1891790000 | TM SOCKET X 5 MM POLYETHYLENE LD COLOUR: TRANSPARENT CONDUCTOR O.D.: 2.4 - 4 MM | 159
35964 | 1891800000 | TM SOCKET X 5 MM POLYETHYLENE LD COLOUR: TRANSPARENT CONDUCTOR O.D.: 1.3 - 2.6 MM | 159
35965 | 1891810000 | TM SOCKET X 5 MM POLYETHYLENE LD COLOUR: TRANSPARENT CONDUCTOR O.D.: 1.3 - 2.6 MM | 159
35966 | 1892081000 | SENSOR-ACTUATOR PASSIVE DISTRIBUTOR M12 HOOD VERSION YES | 22
35967 | 1895980000 | SAI PASSIVE SENSOR-ACTUATOR PASSIVE DISTRIBUTOR IDC M12 HOOD VERSION YES | 22
35968 | 1896020000 | SAI PASSIVE SENSOR-ACTUATOR PASSIVE DISTRIBUTOR IDC M12 HOOD VERSION YES | 22
35969 | 1896030000 | SAI PASSIVE SENSOR-ACTUATOR PASSIVE DISTRIBUTOR IDC M12 HOOD VERSION YES | 22
35970 | 1896990150 | VALVE PLUG ONE END WITHOUT CONNECTOR - VALVE PLUG | 61
35971 | 1912450000 | PRINTED CIRCUIT BOARD TERMINALS 5.00 MM N OF POLES: 2 90° SOLDER PIN LENGTH (L): 3.5 MM TINNED PALE GREEN PRESSURE CLAMP CONNECTION CLAMPING RANGE MAX. : 2.5 MM² BOX | 1
35972 | 1918480000 | SLIMFIX CONDUCTOR AND CABLE MARKERS 1.2 - 1.6 MM 21 X 3.2 MM | 12
35973 | 1918490000 | SLIMFIX CONDUCTOR AND CABLE MARKERS 1.2 - 1.6 MM 21 X 3.2 MM | 12
35974 | 1918500000 | SLIMFIX CONDUCTOR AND CABLE MARKERS 1.2 - 1.6 MM 21 X 3.2 MM | 12
35975 | 1918510000 | SLIMFIX CONDUCTOR AND CABLE MARKERS 1.2 - 1.6 MM 21 X 3.2 MM | 12
35976 | 1918560000 | SLIMFIX CONDUCTOR AND CABLE MARKERS 1 - 1.3 MM 21 X 3.2 MM | 12
35977 | 1918570000 | SLIMFIX CONDUCTOR AND CABLE MARKERS 1 - 1.3 MM 21 X 3.2 MM | 12
35978 | 1918580000 | SLIMFIX CONDUCTOR AND CABLE MARKERS 1 - 1.3 MM 21 X 3.2 MM | 12
35979 | 1918590000 | SLIMFIX CONDUCTOR AND CABLE MARKERS 1 - 1.3 MM 21 X 3.2 MM | 12
35980 | 1918600000 | SLIMFIX CONDUCTOR AND CABLE MARKERS 1.7 - 2.1 MM 21 X 3.2 MM | 12
35981 | 1918610000 | SLIMFIX CONDUCTOR AND CABLE MARKERS 1.7 - 2.1 MM 21 X 3.2 MM | 12
35982 | 1918620000 | SLIMFIX CONDUCTOR AND CABLE MARKERS 1.7 - 2.1 MM 21 X 3.2 MM | 12
35983 | 1918630000 | SLIMFIX CONDUCTOR AND CABLE MARKERS 1.7 - 2.1 MM 21 X 3.2 MM | 12
35984 | 1918660000 | SLIMFIX CONDUCTOR AND CABLE MARKERS 2.2 - 2.9 MM 21 X 3.6 MM | 12
35985 | 1918670000 | SLIMFIX CONDUCTOR AND CABLE MARKERS 2.2 - 2.9 MM 21 X 3.6 MM | 12
35986 | 1918690000 | SLIMFIX CONDUCTOR AND CABLE MARKERS 2.2 - 2.9 MM 21 X 3.6 MM | 12
35987 | 1918700000 | SLIMFIX CONDUCTOR AND CABLE MARKERS 2.2 - 2.9 MM 21 X 3.6 MM | 12
35988 | 1918890000 | SLIMFIX CONDUCTOR AND CABLE MARKERS 3 - 3.7 MM 21 X 4.6 MM | 12
35989 | 1918900000 | SLIMFIX CONDUCTOR AND CABLE MARKERS 3 - 3.7 MM 21 X 4.6 MM | 12
35990 | 1918910000 | SLIMFIX CONDUCTOR AND CABLE MARKERS 3 - 3.7 MM 21 X 4.6 MM | 12
35991 | 1918920000 | SLIMFIX CONDUCTOR AND CABLE MARKERS 3 - 3.7 MM 21 X 4.6 MM | 12
35992 | 1919000000 | SLIMFIX CONDUCTOR AND CABLE MARKERS 4.1 - 4.9 MM 21 X 7.4 MM | 12
35993 | 1919010000 | SLIMFIX CONDUCTOR AND CABLE MARKERS 4.1 - 4.9 MM 21 X 7.4 MM | 12
35994 | 1919020000 | SLIMFIX CONDUCTOR AND CABLE MARKERS 4.1 - 4.9 MM 21 X 7.4 MM | 12
35995 | 1919030000 | SLIMFIX CONDUCTOR AND CABLE MARKERS 4.1 - 4.9 MM 21 X 7.4 MM | 12
35996 | 1919060000 | SLIMFIX CONDUCTOR AND CABLE MARKERS 3.6 - 6 MM 21 X 5.7 MM | 12
35997 | 1919070000 | SLIMFIX CONDUCTOR AND CABLE MARKERS 3.6 - 6 MM 21 X 5.7 MM | 12
35998 | 1919080000 | SLIMFIX CONDUCTOR AND CABLE MARKERS 3.6 - 6 MM 21 X 5.7 MM | 12
35999 | 1919090000 | SLIMFIX CONDUCTOR AND CABLE MARKERS 3.6 - 6 MM 21 X 5.7 MM | 12
36000 | 1919120000 | SLIMFIX CONDUCTOR AND CABLE MARKERS 4.8 - 7.4 MM 21 X 7.4 MM | 12
36001 | 1919130000 | SLIMFIX CONDUCTOR AND CABLE MARKERS 4.8 - 7.4 MM 21 X 7.4 MM | 12
36002 | 1919140000 | SLIMFIX CONDUCTOR AND CABLE MARKERS 4.8 - 7.4 MM 21 X 7.4 MM | 12
36003 | 1919150000 | SLIMFIX CONDUCTOR AND CABLE MARKERS 4.8 - 7.4 MM 21 X 7.4 MM | 12
36004 | 1919170000 | SLIMFIX CONDUCTOR AND CABLE MARKERS 5.8 - 7.8 MM 21 X 8.4 MM | 12
36005 | 1919180000 | SLIMFIX CONDUCTOR AND CABLE MARKERS 5.8 - 7.8 MM 21 X 8.4 MM | 12
36006 | 1919190000 | SLIMFIX CONDUCTOR AND CABLE MARKERS 5.8 - 7.8 MM 21 X 8.4 MM | 12
36007 | 1919200000 | SLIMFIX CONDUCTOR AND CABLE MARKERS 5.8 - 7.8 MM 21 X 8.4 MM | 12
36008 | 1919210000 | SLIMFIX CONDUCTOR AND CABLE MARKERS 1.2 - 1.6 MM 12 X 3.2 MM | 12
36009 | 1919220000 | SLIMFIX CONDUCTOR AND CABLE MARKERS 1.2 - 1.6 MM 12 X 3.2 MM | 12
36010 | 1919230000 | SLIMFIX CONDUCTOR AND CABLE MARKERS 1.2 - 1.6 MM 12 X 3.2 MM | 12
36011 | 1919240000 | SLIMFIX CONDUCTOR AND CABLE MARKERS 1.2 - 1.6 MM 12 X 3.2 MM | 12
36012 | 1919260000 | SLIMFIX CONDUCTOR AND CABLE MARKERS 1 - 1.3 MM 12 X 3.2 MM | 12
36013 | 1919270000 | SLIMFIX CONDUCTOR AND CABLE MARKERS 1 - 1.3 MM 12 X 3.2 MM | 12
36014 | 1919280000 | SLIMFIX CONDUCTOR AND CABLE MARKERS 1 - 1.3 MM 12 X 3.2 MM | 12
36015 | 1919290000 | SLIMFIX CONDUCTOR AND CABLE MARKERS 1 - 1.3 MM 12 X 3.2 MM | 12
36016 | 1919320000 | SLIMFIX CONDUCTOR AND CABLE MARKERS 1.7 - 2.1 MM 12 X 3.2 MM | 12
36017 | 1919340000 | SLIMFIX CONDUCTOR AND CABLE MARKERS 1.7 - 2.1 MM 12 X 3.2 MM | 12
36018 | 1919360000 | SLIMFIX CONDUCTOR AND CABLE MARKERS 1.7 - 2.1 MM 12 X 3.2 MM | 12
36019 | 1919390000 | SLIMFIX CONDUCTOR AND CABLE MARKERS 1.7 - 2.1 MM 12 X 3.2 MM | 12
36020 | 1919460000 | SLIMFIX CONDUCTOR AND CABLE MARKERS 2.2 - 2.9 MM 12 X 3.6 MM | 12
36021 | 1919470000 | SLIMFIX CONDUCTOR AND CABLE MARKERS 2.2 - 2.9 MM 12 X 3.6 MM | 12
36022 | 1919480000 | SLIMFIX CONDUCTOR AND CABLE MARKERS 2.2 - 2.9 MM 12 X 3.6 MM | 12
36023 | 1919490000 | SLIMFIX CONDUCTOR AND CABLE MARKERS 2.2 - 2.9 MM 12 X 3.6 MM | 12
36024 | 1919520000 | SLIMFIX CONDUCTOR AND CABLE MARKERS 3 - 3.7 MM 12 X 4.6 MM | 12
36025 | 1919530000 | SLIMFIX CONDUCTOR AND CABLE MARKERS 3 - 3.7 MM 12 X 4.6 MM | 12
36026 | 1919540000 | SLIMFIX CONDUCTOR AND CABLE MARKERS 3 - 3.7 MM 12 X 4.6 MM | 12
36027 | 1919550000 | SLIMFIX CONDUCTOR AND CABLE MARKERS 3 - 3.7 MM 12 X 4.6 MM | 12
36028 | 1919570000 | SLIMFIX CONDUCTOR AND CABLE MARKERS 3.6 - 6 MM 12 X 5.7 MM | 12
36029 | 1919580000 | SLIMFIX CONDUCTOR AND CABLE MARKERS 3.6 - 6 MM 12 X 5.7 MM | 12
36030 | 1919590000 | SLIMFIX CONDUCTOR AND CABLE MARKERS 3.6 - 6 MM 12 X 5.7 MM | 12
36031 | 1919600000 | SLIMFIX CONDUCTOR AND CABLE MARKERS 3.6 - 6 MM 12 X 5.7 MM | 12
36032 | 1919620000 | SLIMFIX CONDUCTOR AND CABLE MARKERS 4.7 - 7.4 MM 12 X 7.4 MM | 12
36033 | 1919630000 | SLIMFIX CONDUCTOR AND CABLE MARKERS 4.7 - 7.4 MM 12 X 7.4 MM | 12
36034 | 1919640000 | SLIMFIX CONDUCTOR AND CABLE MARKERS 4.7 - 7.4 MM 12 X 7.4 MM | 12
36035 | 1919650000 | SLIMFIX CONDUCTOR AND CABLE MARKERS 4.7 - 7.4 MM 12 X 7.4 MM | 12
36036 | 1934330000 | CLIPCARD DEVICE MARKERS 30 X 60 MM | 445
36037 | 1934370000 | CLIPCARD DEVICE MARKERS 30 X 60 MM TO CUSTOMER SPECIFICATION | 117
36038 | 1934390000 | CLIPCARD DEVICE MARKERS 30 X 60 MM | 445
36039 | 1934400000 | CLIPCARD DEVICE MARKERS 30 X 60 MM HOLDER CC-H 30/60 | 445
36040 | 1934420000 | CLIPCARD DEVICE MARKERS 30 X 60 MM HOLDER CC-H 30/60 | 445
36041 | 1934430000 | CLIPCARD ACCESSORIES 30 X 60 MM | 677
36042 | 1934440000 | CLIPCARD ACCESSORIES 30 X 60 MM TRANSPARENT | 284
36043 | 1950270000 | BUILT-IN PLUGS PG 9 M 20 | 1240
36044 | 1961900000 | CONDUCTOR AND CABLE MARKERS 1.8 - 2.8 MM 50.8 X 5.7 MM | 21
36045 | 1961910000 | CONDUCTOR AND CABLE MARKERS 2.8 - 4.2 MM 50.8 X 8.4 MM | 21
36046 | 1961920000 | CONDUCTOR AND CABLE MARKERS 4.2 - 5.8 MM 50.8 X 11.3 MM | 21
36047 | 1961930000 | CONDUCTOR AND CABLE MARKERS 5.8 - 8 MM 50.8 X 16 MM | 21
36048 | 1961940000 | CONDUCTOR AND CABLE MARKERS 8 - 11 MM 50.8 X 21.1 MM | 21
36049 | 1961950000 | CONDUCTOR AND CABLE MARKERS 11 - 17 MM 50.8 X 31.8 MM | 21
36050 | 1961960000 | CONDUCTOR AND CABLE MARKERS 17 - 23 MM 50.8 X 42.2 MM | 21
36051 | 1961970000 | CONDUCTOR AND CABLE MARKERS 1.8 - 2.8 MM 25.4 X 5.7 MM | 21
36052 | 1961980000 | CONDUCTOR AND CABLE MARKERS 2.8 - 4.2 MM 25.4 X 8.4 MM | 21
36053 | 1961990000 | CONDUCTOR AND CABLE MARKERS 4.2 - 5.8 MM 25.4 X 11.3 MM | 21
36054 | 1962000000 | CONDUCTOR AND CABLE MARKERS 5.8 - 8 MM 25.4 X 16 MM | 21
36055 | 1962010000 | CONDUCTOR AND CABLE MARKERS 8 - 11 MM 25.4 X 21.1 MM | 21
36056 | 1962020000 | CONDUCTOR AND CABLE MARKERS 11 - 17 MM 25.4 X 31.8 MM | 21
36057 | 1962030000 | CONDUCTOR AND CABLE MARKERS 17 - 23 MM 25.4 X 42.2 MM | 21
36058 | 1976060000 | PCB PLUG-IN CONNECTOR MALE HEADER CLOSED SIDE THT SOLDER CONNECTION 3.81 MM N OF POLES: 6 135° SOLDER PIN LENGTH (L): 3.2 MM TINNED PALE GREEN BOX | 0
36059 | 1995830000 | SENSOR/ACTUATOR PLUG-IN CONNECTOR CRIMP CONTACT | 186
36060 | 1995860000 | SENSOR/ACTUATOR PLUG-IN CONNECTOR CRIMP CONTACT | 186
36061 | 3877960000 | SAK SERIES PARTITION PLATE 1.5 MM DIRECT MOUNTING | 280
36062 | 9004560000 | WIRE-END FERRULE SDARD 10 MM 8 MM ORANGE | 16
36063 | 9004590000 | WIRE-END FERRULE SDARD 10 MM 8 MM | 16
36064 | 9005180000 | WIRE-END FERRULE SDARD 8 MM 6 MM GREY | 16
36065 | 9006590000 | WIRE-END FERRULE SDARD 13 MM 8 MM | 16
36066 | 9006630000 | WIRE-END FERRULE SDARD 15 MM 10 MM | 16
36067 | 9006670000 | WIRE-END FERRULE SDARD 14 MM 8 MM | 16
36068 | 9006710000 | WIRE-END FERRULE SDARD 17 MM 12 MM | 16
36069 | 9006750000 | WIRE-END FERRULE SDARD 14 MM 10 MM GREY | 16
36070 | 9006790000 | WIRE-END FERRULE SDARD 17 MM 12 MM | 16
36071 | 9006830000 | WIRE-END FERRULE SDARD 17 MM 12 MM | 16
36072 | 9006870000 | WIRE-END FERRULE SDARD 26 MM 12 MM | 16
36073 | 9018550000 | WIRE-END FERRULE SDARD 10 MM 8 MM LIGHT | 205
36074 | 9018560000 | WIRE-END FERRULE SDARD 10 MM 8 MM | 16
36075 | 9019000000 | WIRE-END FERRULE SDARD 8 MM 6 MM | 16
36076 | 9019010000 | WIRE-END FERRULE SDARD 10 MM 8 MM | 16
36077 | 9019020000 | WIRE-END FERRULE SDARD 12 MM 10 MM | 16
36078 | 9019030000 | WIRE-END FERRULE SDARD 8 MM 6 MM GREY | 16
36079 | 9019040000 | WIRE-END FERRULE SDARD 10 MM 8 MM GREY | 16
36080 | 9019050000 | WIRE-END FERRULE SDARD 12 MM 10 MM GREY | 16
36081 | 9019060000 | WIRE-END FERRULE SDARD 14 MM 12 MM GREY | 16
36082 | 9019070000 | WIRE-END FERRULE SDARD 8 MM 6 MM | 16
36083 | 9019080000 | WIRE-END FERRULE SDARD 10 MM 8 MM | 16
36084 | 9019100000 | WIRE-END FERRULE SDARD 12 MM 10 MM | 16
36085 | 9019110000 | WIRE-END FERRULE SDARD 15 MM 12 MM | 16
36086 | 9019120000 | WIRE-END FERRULE SDARD 10 MM 8 MM | 16
36087 | 9019130000 | WIRE-END FERRULE SDARD 12 MM 10 MM | 16
36088 | 9019140000 | WIRE-END FERRULE SDARD 15 MM 12 MM | 16
36089 | 9019150000 | WIRE-END FERRULE SDARD 20 MM 18 MM | 16
36090 | 9019160000 | WIRE-END FERRULE SDARD 10 MM 8 MM | 16
36091 | 9019170000 | WIRE-END FERRULE SDARD 14 MM 12 MM | 16
36092 | 9019180000 | WIRE-END FERRULE SDARD 20 MM 18 MM | 16
36093 | 9019190000 | WIRE-END FERRULE SDARD 12 MM 10 MM GREY | 16
36094 | 9019200000 | WIRE-END FERRULE SDARD 14 MM 12 MM GREY | 16
36095 | 9019210000 | WIRE-END FERRULE SDARD 20 MM 18 MM GREY | 16
36096 | 9019220000 | WIRE-END FERRULE SDARD 14 MM 12 MM | 16
36097 | 9019230000 | WIRE-END FERRULE SDARD 20 MM 18 MM | 16
36098 | 9019240000 | WIRE-END FERRULE SDARD 15 MM 12 MM | 16
36099 | 9019250000 | WIRE-END FERRULE SDARD 21 MM 18 MM | 16
36100 | 9019260000 | WIRE-END FERRULE SDARD 15 MM 12 MM | 16
36101 | 9019270000 | WIRE-END FERRULE SDARD 21 MM 18 MM | 16
36102 | 9019280000 | WIRE-END FERRULE SDARD 18 MM 16 MM | 16
36103 | 9019300000 | WIRE-END FERRULE SDARD 24 MM 22 MM | 264
36104 | 9019310000 | WIRE-END FERRULE SDARD 19 MM 16 MM | 16
36105 | 9019320000 | WIRE-END FERRULE SDARD 19 MM 18 MM | 16
36106 | 9019330000 | WIRE-END FERRULE SDARD 28 MM 25 MM | 264
36107 | 9019340000 | WIRE-END FERRULE SDARD 26 MM 20 MM | 264
36108 | 9019350000 | WIRE-END FERRULE SDARD 31 MM 25 MM | 264
36109 | 9019400000 | WIRE-END FERRULE SDARD 10 MM 8 MM | 16
36110 | 9019410000 | WIRE-END FERRULE SDARD 10 MM 8 MM GREY | 16
36111 | 9019420000 | WIRE-END FERRULE SDARD 10 MM 8 MM | 16
36112 | 9019430000 | WIRE-END FERRULE SDARD 10 MM 8 MM | 16
36113 | 9021010000 | WIRE-END FERRULE SDARD 8 MM 6 MM | 16
36114 | 9021020000 | WIRE-END FERRULE SDARD 10 MM 8 MM | 16
36115 | 9021030000 | WIRE-END FERRULE SDARD 8 MM 6 MM LIGHT | 205
36116 | 9021040000 | WIRE-END FERRULE SDARD 10 MM 8 MM LIGHT | 205
36117 | 9021050000 | WIRE-END FERRULE SDARD 12 MM 10 MM LIGHT | 205
36118 | 9021060000 | WIRE-END FERRULE SDARD 14 MM 12 MM LIGHT | 205
36119 | 9021070000 | WIRE-END FERRULE SDARD 10 MM 8 MM GREY | 16
36120 | 9021080000 | WIRE-END FERRULE SDARD 14 MM 12 MM GREY | 16
36121 | 9021090000 | WIRE-END FERRULE SDARD 20 MM 18 MM GREY | 16
36122 | 9021100000 | WIRE-END FERRULE SDARD 12 MM 10 MM ORANGE | 16
36123 | 9021110000 | WIRE-END FERRULE SDARD 14 MM 12 MM ORANGE | 16
36124 | 9021120000 | WIRE-END FERRULE SDARD 20 MM 18 MM ORANGE | 16
36125 | 9021130000 | WIRE-END FERRULE SDARD 14 MM 12 MM GREEN | 16
36126 | 9021140000 | WIRE-END FERRULE SDARD 20 MM 18 MM GREEN | 16
36127 | 9021150000 | WIRE-END FERRULE SDARD 15 MM 12 MM BROWN | 16
36128 | 9021160000 | WIRE-END FERRULE SDARD 21 MM 18 MM BROWN | 16
36129 | 9021170000 | WIRE-END FERRULE SDARD 15 MM 12 MM | 16
36130 | 9021180000 | WIRE-END FERRULE SDARD 21 MM 18 MM | 16
36131 | 9021190000 | WIRE-END FERRULE SDARD 18 MM 16 MM | 16
36132 | 9021200000 | WIRE-END FERRULE SDARD 24 MM 22 MM | 264
36133 | 9021210000 | WIRE-END FERRULE SDARD 8 MM 6 MM | 16
36134 | 9021220000 | WIRE-END FERRULE SDARD 10 MM 8 MM | 16
36135 | 9021230000 | WIRE-END FERRULE SDARD 10 MM 8 MM LIGHT | 205
36136 | 9021240000 | WIRE-END FERRULE SDARD 10 MM 8 MM GREY | 16
36137 | 9021250000 | WIRE-END FERRULE SDARD 12 MM 10 MM ORANGE | 16
36138 | 9025240000 | WIRE-END FERRULE SDARD 10 MM 8 MM | 16
36139 | 9025690000 | WIRE-END FERRULE SDARD 8 MM 6 MM | 16
36140 | 9025700000 | WIRE-END FERRULE SDARD 10 MM 8 MM | 16
36141 | 9025710000 | WIRE-END FERRULE SDARD 10 MM 8 MM | 16
36142 | 9025720000 | WIRE-END FERRULE SDARD 10 MM 8 MM | 16
36143 | 9025740000 | WIRE-END FERRULE SDARD 8 MM 6 MM LIGHT | 205
36144 | 9025750000 | WIRE-END FERRULE SDARD 8 MM 6 MM | 16
36145 | 9025760000 | WIRE-END FERRULE SDARD 10 MM 8 MM LIGHT | 205
36146 | 9025770000 | WIRE-END FERRULE SDARD 10 MM 8 MM | 16
36147 | 9025780000 | WIRE-END FERRULE SDARD 10 MM 8 MM LIGHT | 205
36148 | 9025790000 | WIRE-END FERRULE SDARD 10 MM 8 MM | 16
36149 | 9025860000 | WIRE-END FERRULE SDARD 12 MM 10 MM | 16
36150 | 9025870000 | WIRE-END FERRULE SDARD 12 MM 10 MM ORANGE | 16
36151 | 9025910000 | WIRE-END FERRULE SDARD 14 MM 12 MM | 16
36152 | 9025930000 | WIRE-END FERRULE SDARD 15 MM 12 MM | 16
36153 | 9025950000 | WIRE-END FERRULE SDARD 12 MM 10 MM | 16
36154 | 9025960000 | WIRE-END FERRULE SDARD 10 MM 8 MM | 16
36155 | 9025970000 | WIRE-END FERRULE SDARD 10 MM 8 MM | 16
36156 | 9025980000 | WIRE-END FERRULE SDARD 10 MM 8 MM | 16
36157 | 9026010000 | WIRE-END FERRULE SDARD 12 MM 10 MM GREY | 16
36158 | 9026030000 | WIRE-END FERRULE SDARD 8 MM 6 MM | 16
36159 | 9026050000 | WIRE-END FERRULE SDARD 8 MM 6 MM LIGHT | 205
36160 | 9026060000 | WIRE-END FERRULE SDARD 10 MM 8 MM ORANGE | 16
36161 | 9026070000 | WIRE-END FERRULE SDARD 10 MM 8 MM | 16
36162 | 9026080000 | WIRE-END FERRULE SDARD 10 MM 8 MM | 16
36163 | 9026090000 | WIRE-END FERRULE SDARD 10 MM 8 MM | 16
36164 | 9026100000 | WIRE-END FERRULE SDARD 10 MM 8 MM | 16
36165 | 9028200000 | WIRE-END FERRULE SDARD 26 MM 21 MM | 16
36166 | 9028210000 | WIRE-END FERRULE SDARD 31 MM 25 MM | 264
36167 | 9028220000 | WIRE-END FERRULE SDARD 36 MM 30 MM | 837
36168 | 9028230000 | WIRE-END FERRULE SDARD 38 MM 32 MM | 265
36169 | 9028240000 | WIRE-END FERRULE SDARD 10 MM 8 MM GREY | 16
36170 | 9028250000 | WIRE-END FERRULE SDARD 8 MM 6 MM BROWN | 16
36171 | 9028260000 | WIRE-END FERRULE SDARD 8 MM 6 MM ORANGE | 16
36172 | 9028270000 | WIRE-END FERRULE SDARD 12 MM 10 MM ORANGE | 16
36173 | 9028280000 | WIRE-END FERRULE SDARD 8 MM 6 MM | 16
36174 | 9028290000 | WIRE-END FERRULE SDARD 12 MM 10 MM | 16
36175 | 9028300000 | WIRE-END FERRULE SDARD 14 MM 12 MM | 16
36176 | 9028310000 | WIRE-END FERRULE SDARD 8 MM 6 MM | 16
36177 | 9028320000 | WIRE-END FERRULE SDARD 12 MM 10 MM | 16
36178 | 9028340000 | WIRE-END FERRULE SDARD 15 MM 12 MM | 16
36179 | 9028350000 | WIRE-END FERRULE SDARD 12 MM 10 MM | 16
36180 | 9028360000 | WIRE-END FERRULE SDARD 10 MM 8 MM | 16
36181 | 9028580000 | WIRE-END FERRULE SDARD 10 MM 8 MM GREY | 16
36182 | 9046230000 | WIRE-END FERRULE SDARD 10 MM 8 MM | 16
36183 | 9200070000 | CABLE LUG TERMINAL ENDINSULATED CABLE CONNECTOR1.5 MM²0.5 MM² - 1.5 MM² | 19
36184 | 9200080000 | CABLE LUG TERMINAL ENDINSULATED CABLE CONNECTOR1.5 MM²0.5 MM² - 1.5 MM² | 19
36185 | 9200090000 | CABLE LUG TERMINAL ENDINSULATED CABLE CONNECTOR1.5 MM²0.5 MM² - 1.5 MM² | 19
36186 | 9200100000 | CABLE LUG TERMINAL ENDINSULATED CABLE CONNECTOR1.5 MM²0.5 MM² - 1.5 MM² | 19
36187 | 9200110000 | CABLE LUG TERMINAL ENDINSULATED CABLE CONNECTOR1.5 MM²0.5 MM² - 1.5 MM² | 19
36188 | 9200120000 | CABLE LUG TERMINAL ENDINSULATED CABLE CONNECTOR1.5 MM²0.5 MM² - 1.5 MM² | 19
36189 | 9200150000 | CABLE LUG TERMINAL ENDINSULATED CABLE CONNECTOR2.5 MM²1.5 MM² - 2.5 MM² | 19
36190 | 9200160000 | CABLE LUG TERMINAL ENDINSULATED CABLE CONNECTOR2.5 MM²1.5 MM² - 2.5 MM² | 19
36191 | 9200170000 | CABLE LUG TERMINAL ENDINSULATED CABLE CONNECTOR2.5 MM²1.5 MM² - 2.5 MM² | 19
36192 | 9200180000 | CABLE LUG TERMINAL ENDINSULATED CABLE CONNECTOR2.5 MM²1.5 MM² - 2.5 MM² | 19
36193 | 9200190000 | CABLE LUG TERMINAL ENDINSULATED CABLE CONNECTOR2.5 MM²1.5 MM² - 2.5 MM² | 19
36194 | 9200200000 | CABLE LUG TERMINAL ENDINSULATED CABLE CONNECTOR2.5 MM²1.5 MM² - 2.5 MM² | 19
36195 | 9200210000 | CABLE LUG TERMINAL ENDINSULATED CABLE CONNECTOR2.5 MM²1.5 MM² - 2.5 MM² | 19
36196 | 9200230000 | CABLE LUG TERMINAL ENDINSULATED CABLE CONNECTOR6 MM²4 MM² - 6 MM² | 19
36197 | 9200240000 | CABLE LUG TERMINAL ENDINSULATED CABLE CONNECTOR6 MM²4 MM² - 6 MM² | 19
36198 | 9200250000 | CABLE LUG TERMINAL ENDINSULATED CABLE CONNECTOR6 MM²4 MM² - 6 MM² | 19
36199 | 9200260000 | CABLE LUG TERMINAL ENDINSULATED CABLE CONNECTOR6 MM²4 MM² - 6 MM² | 19
36200 | 9200270000 | CABLE LUG TERMINAL ENDINSULATED CABLE CONNECTOR6 MM²4 MM² - 6 MM² | 19
36201 | 9200290000 | CABLE LUG TERMINAL ENDINSULATED CABLE CONNECTOR0.5 MM² - 1.5 MM² | 19
36202 | 9200300000 | CABLE LUG TERMINAL ENDINSULATED CABLE CONNECTOR0.5 MM² - 1.5 MM² | 19
36203 | 9200310000 | CABLE LUG TERMINAL ENDINSULATED CABLE CONNECTOR0.5 MM² - 1.5 MM² | 19
36204 | 9200320000 | CABLE LUG TERMINAL ENDINSULATED CABLE CONNECTOR0.5 MM² - 1.5 MM² | 19
36205 | 9200330000 | CABLE LUG TERMINAL ENDINSULATED CABLE CONNECTOR0.5 MM² - 1.5 MM² | 19
36206 | 9200350000 | CABLE LUG TERMINAL ENDINSULATED CABLE CONNECTOR1.5 MM² - 2.5 MM² | 19
36207 | 9200360000 | CABLE LUG TERMINAL ENDINSULATED CABLE CONNECTOR1.5 MM² - 2.5 MM² | 19
36208 | 9200370000 | CABLE LUG TERMINAL ENDINSULATED CABLE CONNECTOR1.5 MM² - 2.5 MM² | 19
36209 | 9200380000 | CABLE LUG TERMINAL ENDINSULATED CABLE CONNECTOR1.5 MM² - 2.5 MM² | 19
36210 | 9200390000 | CABLE LUG TERMINAL ENDINSULATED CABLE CONNECTOR1.5 MM² - 2.5 MM² | 19
36211 | 9200410000 | CABLE LUG TERMINAL ENDINSULATED CABLE CONNECTOR4 MM² - 6 MM² | 19
36212 | 9200420000 | CABLE LUG TERMINAL ENDINSULATED CABLE CONNECTOR4 MM² - 6 MM² | 19
36213 | 9200430000 | CABLE LUG TERMINAL ENDINSULATED CABLE CONNECTOR4 MM² - 6 MM² | 19
36214 | 9200440000 | CABLE LUG TERMINAL ENDINSULATED CABLE CONNECTOR4 MM² - 6 MM² | 19
36215 | 9200450000 | CABLE LUG TERMINAL ENDINSULATED CABLE CONNECTOR4 MM² - 6 MM² | 19
36216 | 9200460000 | CABLE LUG TERMINAL ENDINSULATED CABLE CONNECTOR0.5 MM² - 1.5 MM² | 19
36217 | 9200470000 | CABLE LUG TERMINAL ENDINSULATED CABLE CONNECTOR1.5 MM² - 2.5 MM² | 19
36218 | 9200480000 | CABLE LUG TERMINAL ENDINSULATED CABLE CONNECTOR4 MM² - 6 MM² | 19
36219 | 9200490000 | CABLE LUG TERMINAL ENDINSULATED CABLE CONNECTOR0.5 MM² - 1.5 MM² | 19
36220 | 9200500000 | CABLE LUG TERMINAL ENDINSULATED CABLE CONNECTOR1.5 MM² - 2.5 MM² | 19
36221 | 9200510000 | CABLE LUG TERMINAL ENDINSULATED CABLE CONNECTOR4 MM² - 6 MM² | 19
36222 | 9200520000 | CABLE LUG TERMINAL ENDINSULATED CABLE CONNECTOR1.5 MM²0.5 MM² - 1.5 MM² | 19
36223 | 9200530000 | CABLE LUG TERMINAL ENDINSULATED CABLE CONNECTOR1.5 MM²0.5 MM² - 1.5 MM² | 19
36224 | 9200540000 | CABLE LUG TERMINAL ENDINSULATED CABLE CONNECTOR1.5 MM²0.5 MM² - 1.5 MM² | 19
36225 | 9200550000 | CABLE LUG TERMINAL ENDINSULATED CABLE CONNECTOR1.5 MM²1.5 MM² - 2.5 MM² | 19
36226 | 9200560000 | CABLE LUG TERMINAL ENDINSULATED CABLE CONNECTOR2.5 MM²1.5 MM² - 2.5 MM² | 19
36227 | 9200570000 | CABLE LUG TERMINAL ENDINSULATED CABLE CONNECTOR6 MM²4 MM² - 6 MM² | 19
36228 | 9200580000 | CABLE LUG TERMINAL ENDINSULATED CABLE CONNECTOR0.5 MM² - 1.5 MM² | 19
36229 | 9200590000 | CABLE LUG TERMINAL ENDINSULATED CABLE CONNECTOR1.5 MM² - 2.5 MM² | 19
36230 | 9200600000 | CABLE LUG TERMINAL ENDINSULATED CABLE CONNECTOR4 MM² - 6 MM² | 19
36231 | 9200610000 | CABLE LUG TERMINAL ENDINSULATED CABLE CONNECTOR0.5 MM² - 1.5 MM² | 19
36232 | 9200620000 | CABLE LUG TERMINAL ENDINSULATED CABLE CONNECTOR1.5 MM² - 2.5 MM² | 19
36233 | 9200630000 | CABLE LUG TERMINAL ENDINSULATED CABLE CONNECTOR4 MM² - 6 MM² | 19
36234 | 9200640000 | CABLE LUG TERMINAL ENDINSULATED CABLE CONNECTOR0.5 MM² - 1.5 MM² | 19
36235 | 9200650000 | CABLE LUG TERMINAL ENDINSULATED CABLE CONNECTOR1.5 MM² - 2.5 MM² | 19
36236 | 9200660000 | CABLE LUG TERMINAL ENDINSULATED CABLE CONNECTOR4 MM² - 6 MM² | 19
36237 | 9200670000 | CABLE LUG TERMINAL ENDINSULATED CABLE CONNECTOR0.5 MM² - 1.5 MM² | 19
36238 | 9200680000 | CABLE LUG TERMINAL ENDINSULATED CABLE CONNECTOR1.5 MM² - 2.5 MM² | 19
36239 | 9200690000 | CABLE LUG TERMINAL ENDINSULATED CABLE CONNECTOR4 MM² - 6 MM² | 19
36240 | 9200700000 | CABLE LUG TERMINAL ENDINSULATED CABLE CONNECTOR0.5 MM² - 1.5 MM² | 19
36241 | 9200710000 | CABLE LUG TERMINAL ENDINSULATED CABLE CONNECTOR1.5 MM² - 2.5 MM² | 19
36242 | 9200720000 | CABLE LUG TERMINAL ENDINSULATED CABLE CONNECTOR4 MM² - 6 MM² | 19
36243 | 9204240000 | WIRE-END FERRULE SDARD 10 MM 9 MM LIGHT | 205
36244 | 9426770000 | WIRE-END FERRULE SDARD 10 MM 8 MM GREY | 16
36245 | 1977060000 | PCB PLUG-IN CONNECTOR MALE HEADER FLANGE THT SOLDER CONNECTION 3.81 MM N OF POLES: 4 135° SOLDER PIN LENGTH (L): 3.2 MM TINNED BOX | 0
36246 | 1977040000 | PCB PLUG-IN CONNECTOR MALE HEADER FLANGE THT SOLDER CONNECTION 3.81 MM N OF POLES: 2 135° SOLDER PIN LENGTH (L): 3.2 MM TINNED BOX | 0
36247 | 1971410000 | PCB PLUG-IN CONNECTOR MALE PLUG 3.81 MM N OF POLES: 10 180° CLAMPING YOKE CONNECTION CLAMPING RANGE MAX. : 1.5 MM² BOX | 1
36248 | 1971370000 | PCB PLUG-IN CONNECTOR MALE PLUG 3.81 MM N OF POLES: 8 180° CLAMPING YOKE CONNECTION CLAMPING RANGE MAX. : 1.5 MM² BOX | 1
36249 | 1971360000 | PCB PLUG-IN CONNECTOR MALE PLUG 3.81 MM N OF POLES: 7 180° CLAMPING YOKE CONNECTION CLAMPING RANGE MAX. : 1.5 MM² BOX | 1
36250 | 1971350000 | PCB PLUG-IN CONNECTOR MALE PLUG 3.81 MM N OF POLES: 6 180° CLAMPING YOKE CONNECTION CLAMPING RANGE MAX. : 1.5 MM² BOX | 1
36251 | 1971340000 | PCB PLUG-IN CONNECTOR MALE PLUG 3.81 MM N OF POLES: 5 180° CLAMPING YOKE CONNECTION CLAMPING RANGE MAX. : 1.5 MM² BOX | 1
36252 | 1970800000 | PCB PLUG-IN CONNECTOR MALE PLUG 3.81 MM N OF POLES: 10 180° CLAMPING YOKE CONNECTION CLAMPING RANGE MAX. : 1.5 MM² BOX | 1
36253 | 1970740000 | PCB PLUG-IN CONNECTOR MALE PLUG 3.81 MM N OF POLES: 5 180° CLAMPING YOKE CONNECTION CLAMPING RANGE MAX. : 1.5 MM² BOX | 1
36254 | 1970720000 | PCB PLUG-IN CONNECTOR MALE PLUG 3.81 MM N OF POLES: 4 180° CLAMPING YOKE CONNECTION CLAMPING RANGE MAX. : 1.5 MM² BOX | 1
36255 | 1970710000 | PCB PLUG-IN CONNECTOR MALE PLUG 3.81 MM N OF POLES: 3 180° CLAMPING YOKE CONNECTION CLAMPING RANGE MAX. : 1.5 MM² BOX | 1
36256 | 1970090000 | PCB PLUG-IN CONNECTOR MALE PLUG 3.81 MM N OF POLES: 9 180° CLAMPING YOKE CONNECTION CLAMPING RANGE MAX. : 1.5 MM² BOX | 1
36257 | 1970070000 | PCB PLUG-IN CONNECTOR MALE PLUG 3.81 MM N OF POLES: 7 180° CLAMPING YOKE CONNECTION CLAMPING RANGE MAX. : 1.5 MM² BOX | 1
36258 | 1970060000 | PCB PLUG-IN CONNECTOR MALE PLUG 3.81 MM N OF POLES: 6 180° CLAMPING YOKE CONNECTION CLAMPING RANGE MAX. : 1.5 MM² BOX | 1
36259 | 1970030000 | PCB PLUG-IN CONNECTOR MALE PLUG 3.81 MM N OF POLES: 4 180° CLAMPING YOKE CONNECTION CLAMPING RANGE MAX. : 1.5 MM² BOX | 1
36260 | 1970020000 | PCB PLUG-IN CONNECTOR MALE PLUG 3.81 MM N OF POLES: 3 180° CLAMPING YOKE CONNECTION CLAMPING RANGE MAX. : 1.5 MM² BOX | 1
36261 | 1943480000 | PCB PLUG-IN CONNECTOR MALE HEADER FLANGE THT SOLDER CONNECTION 3.81 MM N OF POLES: 11 180° SOLDER PIN LENGTH (L): 3.2 MM TINNED BOX | 0
36262 | 1943100000 | PCB PLUG-IN CONNECTOR MALE HEADER CLOSED SIDE THT SOLDER CONNECTION 3.81 MM N OF POLES: 11 180° SOLDER PIN LENGTH (L): 3.2 MM TINNED BOX | 0
36263 | 1942780000 | PCB PLUG-IN CONNECTOR MALE HEADER FLANGE THT SOLDER CONNECTION 3.81 MM N OF POLES: 14 90° SOLDER PIN LENGTH (L): 3.2 MM TINNED BOX | 0
36264 | 1942760000 | PCB PLUG-IN CONNECTOR MALE HEADER FLANGE THT SOLDER CONNECTION 3.81 MM N OF POLES: 11 90° SOLDER PIN LENGTH (L): 3.2 MM TINNED BOX | 0
36265 | 1942740000 | PCB PLUG-IN CONNECTOR MALE HEADER FLANGE THT SOLDER CONNECTION 3.81 MM N OF POLES: 7 90° SOLDER PIN LENGTH (L): 3.2 MM TINNED BOX | 0
36266 | 1942390000 | PCB PLUG-IN CONNECTOR MALE HEADER CLOSED SIDE THT SOLDER CONNECTION 3.81 MM N OF POLES: 14 90° SOLDER PIN LENGTH (L): 3.2 MM TINNED BOX | 0
36267 | 1942380000 | PCB PLUG-IN CONNECTOR MALE HEADER CLOSED SIDE THT SOLDER CONNECTION 3.81 MM N OF POLES: 13 90° SOLDER PIN LENGTH (L): 3.2 MM TINNED BOX | 0
36268 | 1942370000 | PCB PLUG-IN CONNECTOR MALE HEADER CLOSED SIDE THT SOLDER CONNECTION 3.81 MM N OF POLES: 11 90° SOLDER PIN LENGTH (L): 3.2 MM TINNED BOX | 0
36269 | 1942350000 | PCB PLUG-IN CONNECTOR MALE HEADER CLOSED SIDE THT SOLDER CONNECTION 3.81 MM N OF POLES: 7 90° SOLDER PIN LENGTH (L): 3.2 MM TINNED BOX | 0
36270 | 1071870000 | PCB PLUG-IN CONNECTOR MALE PLUG 3.81 MM N OF POLES: 12 180° CLAMPING YOKE CONNECTION CLAMPING RANGE MAX. : 1.5 MM² BOX | 1
36271 | 1071830000 | PCB PLUG-IN CONNECTOR MALE PLUG 3.81 MM N OF POLES: 8 180° CLAMPING YOKE CONNECTION CLAMPING RANGE MAX. : 1.5 MM² BOX | 1
36272 | 1071810000 | PCB PLUG-IN CONNECTOR MALE PLUG 3.81 MM N OF POLES: 6 180° CLAMPING YOKE CONNECTION CLAMPING RANGE MAX. : 1.5 MM² BOX | 1
36273 | 1071790000 | PCB PLUG-IN CONNECTOR MALE PLUG 3.81 MM N OF POLES: 5 180° CLAMPING YOKE CONNECTION CLAMPING RANGE MAX. : 1.5 MM² BOX | 1
36274 | 1071780000 | PCB PLUG-IN CONNECTOR MALE PLUG 3.81 MM N OF POLES: 12 180° CLAMPING YOKE CONNECTION CLAMPING RANGE MAX. : 1.5 MM² BOX | 1
36275 | 1071760000 | PCB PLUG-IN CONNECTOR MALE PLUG 3.81 MM N OF POLES: 10 180° CLAMPING YOKE CONNECTION CLAMPING RANGE MAX. : 1.5 MM² BOX | 1
36276 | 1071750000 | PCB PLUG-IN CONNECTOR MALE PLUG 3.81 MM N OF POLES: 9 180° CLAMPING YOKE CONNECTION CLAMPING RANGE MAX. : 1.5 MM² BOX | 1
36277 | 1071740000 | PCB PLUG-IN CONNECTOR MALE PLUG 3.81 MM N OF POLES: 8 180° CLAMPING YOKE CONNECTION CLAMPING RANGE MAX. : 1.5 MM² BOX | 1
36278 | 1071720000 | PCB PLUG-IN CONNECTOR MALE PLUG 3.81 MM N OF POLES: 6 180° CLAMPING YOKE CONNECTION CLAMPING RANGE MAX. : 1.5 MM² BOX | 1
36279 | 1041380000 | PCB PLUG-IN CONNECTOR MALE HEADER FLANGE THT SOLDER CONNECTION 3.81 MM N OF POLES: 20 90° SOLDER PIN LENGTH (L): 3.2 MM TINNED BOX | 0
36280 | 1041360000 | PCB PLUG-IN CONNECTOR MALE HEADER FLANGE THT SOLDER CONNECTION 3.81 MM N OF POLES: 16 90° SOLDER PIN LENGTH (L): 3.2 MM TINNED BOX | 0
36281 | 1040920000 | PCB PLUG-IN CONNECTOR MALE HEADER CLOSED SIDE THT SOLDER CONNECTION 3.81 MM N OF POLES: 26 90° SOLDER PIN LENGTH (L): 3.2 MM TINNED BOX | 0
36282 | 1040890000 | PCB PLUG-IN CONNECTOR MALE HEADER CLOSED SIDE THT SOLDER CONNECTION 3.81 MM N OF POLES: 20 90° SOLDER PIN LENGTH (L): 3.2 MM TINNED BOX | 0
36283 | 1038450000 | PCB PLUG-IN CONNECTOR MALE HEADER FLANGE THT SOLDER CONNECTION 3.81 MM N OF POLES: 6 270° SOLDER PIN LENGTH (L): 3.2 MM TINNED BOX | 0
36284 | 1038420000 | PCB PLUG-IN CONNECTOR MALE HEADER FLANGE THT SOLDER CONNECTION 3.81 MM N OF POLES: 3 270° SOLDER PIN LENGTH (L): 3.2 MM TINNED BOX | 0
36285 | 1037980000 | PCB PLUG-IN CONNECTOR MALE HEADER CLOSED SIDE THT SOLDER CONNECTION 3.81 MM N OF POLES: 12 270° SOLDER PIN LENGTH (L): 3.2 MM TINNED BOX | 0
36286 | 1037930000 | PCB PLUG-IN CONNECTOR MALE HEADER CLOSED SIDE THT SOLDER CONNECTION 3.81 MM N OF POLES: 7 270° SOLDER PIN LENGTH (L): 3.2 MM TINNED BOX | 0
36287 | 1037920000 | PCB PLUG-IN CONNECTOR MALE HEADER CLOSED SIDE THT SOLDER CONNECTION 3.81 MM N OF POLES: 6 270° SOLDER PIN LENGTH (L): 3.2 MM TINNED BOX | 0
36288 | 1037910000 | PCB PLUG-IN CONNECTOR MALE HEADER CLOSED SIDE THT SOLDER CONNECTION 3.81 MM N OF POLES: 5 270° SOLDER PIN LENGTH (L): 3.2 MM TINNED BOX | 0
36289 | 1037890000 | PCB PLUG-IN CONNECTOR MALE HEADER CLOSED SIDE THT SOLDER CONNECTION 3.81 MM N OF POLES: 4 270° SOLDER PIN LENGTH (L): 3.2 MM TINNED BOX | 0
36290 | 1037880000 | PCB PLUG-IN CONNECTOR MALE HEADER CLOSED SIDE THT SOLDER CONNECTION 3.81 MM N OF POLES: 3 270° SOLDER PIN LENGTH (L): 3.2 MM TINNED BOX | 0
36291 | 1030360000 | PCB PLUG-IN CONNECTOR MALE HEADER CLOSED SIDE THT SOLDER CONNECTION 3.81 MM N OF POLES: 20 180° SOLDER PIN LENGTH (L): 3.2 MM TINNED BOX | 0
36292 | 1940680000 | PCB PLUG-IN CONNECTOR FEMALE PLUG 3.81 MM N OF POLES: 9 270° CLAMPING YOKE CONNECTION CLAMPING RANGE MAX. : 1.5 MM² BOX | 1
36293 | 1940670000 | PCB PLUG-IN CONNECTOR FEMALE PLUG 3.81 MM N OF POLES: 7 270° CLAMPING YOKE CONNECTION CLAMPING RANGE MAX. : 1.5 MM² BOX | 1
36294 | 1940400000 | PCB PLUG-IN CONNECTOR FEMALE PLUG 3.81 MM N OF POLES: 7 270° CLAMPING YOKE CONNECTION CLAMPING RANGE MAX. : 1.5 MM² BOX | 1
36295 | 1072140000 | PCB PLUG-IN CONNECTOR FEMALE PLUG 3.81 MM N OF POLES: 6 180° CLAMPING YOKE CONNECTION CLAMPING RANGE MAX. : 1.5 MM² BOX | 1
36296 | 1072010000 | PCB PLUG-IN CONNECTOR FEMALE PLUG 3.81 MM N OF POLES: 10 180° CLAMPING YOKE CONNECTION CLAMPING RANGE MAX. : 1.5 MM² BOX | 1
36297 | 1071960000 | PCB PLUG-IN CONNECTOR FEMALE PLUG 3.81 MM N OF POLES: 6 180° CLAMPING YOKE CONNECTION CLAMPING RANGE MAX. : 1.5 MM² BOX | 1
36298 | 1071950000 | PCB PLUG-IN CONNECTOR FEMALE PLUG 3.81 MM N OF POLES: 5 180° CLAMPING YOKE CONNECTION CLAMPING RANGE MAX. : 1.5 MM² BOX | 1
36299 | 1972000000 | PCB PLUG-IN CONNECTOR FEMALE PLUG 3.81 MM N OF POLES: 14 180° PUSH IN WITH ACTUATOR TENSION-CLAMP CONNECTION CLAMPING RANGE MAX. : 1.5 MM² BOX | 1
36300 | 1971940000 | PCB PLUG-IN CONNECTOR FEMALE PLUG 3.81 MM N OF POLES: 12 180° PUSH IN WITH ACTUATOR TENSION-CLAMP CONNECTION CLAMPING RANGE MAX. : 1.5 MM² BOX | 1
36301 | 1971900000 | PCB PLUG-IN CONNECTOR FEMALE PLUG 3.81 MM N OF POLES: 11 180° PUSH IN WITH ACTUATOR TENSION-CLAMP CONNECTION CLAMPING RANGE MAX. : 1.5 MM² BOX | 1
36302 | 1971870000 | PCB PLUG-IN CONNECTOR FEMALE PLUG 3.81 MM N OF POLES: 10 180° PUSH IN WITH ACTUATOR TENSION-CLAMP CONNECTION CLAMPING RANGE MAX. : 1.5 MM² BOX | 1
36303 | 1970200000 | PCB PLUG-IN CONNECTOR FEMALE PLUG 3.81 MM N OF POLES: 13 180° PUSH IN WITH ACTUATOR TENSION-CLAMP CONNECTION CLAMPING RANGE MAX. : 1.5 MM² BOX | 1
36304 | 1970170000 | PCB PLUG-IN CONNECTOR FEMALE PLUG 3.81 MM N OF POLES: 11 180° PUSH IN WITH ACTUATOR TENSION-CLAMP CONNECTION CLAMPING RANGE MAX. : 1.5 MM² BOX | 1
36305 | 1969980000 | PCB PLUG-IN CONNECTOR FEMALE PLUG 3.81 MM N OF POLES: 6 180° PUSH IN WITH ACTUATOR TENSION-CLAMP CONNECTION CLAMPING RANGE MAX. : 1.5 MM² BOX | 1
36306 | 1969890000 | PCB PLUG-IN CONNECTOR FEMALE PLUG 3.81 MM N OF POLES: 2 180° PUSH IN WITH ACTUATOR TENSION-CLAMP CONNECTION CLAMPING RANGE MAX. : 1.5 MM² BOX | 1
36307 | 1969920000 | PCB PLUG-IN CONNECTOR FEMALE PLUG 3.81 MM N OF POLES: 3 180° PUSH IN WITH ACTUATOR TENSION-CLAMP CONNECTION CLAMPING RANGE MAX. : 1.5 MM² BOX | 1
36308 | 1969970000 | PCB PLUG-IN CONNECTOR FEMALE PLUG 3.81 MM N OF POLES: 5 180° PUSH IN WITH ACTUATOR TENSION-CLAMP CONNECTION CLAMPING RANGE MAX. : 1.5 MM² BOX | 1
36309 | 1969990000 | PCB PLUG-IN CONNECTOR FEMALE PLUG 3.81 MM N OF POLES: 7 180° PUSH IN WITH ACTUATOR TENSION-CLAMP CONNECTION CLAMPING RANGE MAX. : 1.5 MM² BOX | 1
36310 | 1970000000 | PCB PLUG-IN CONNECTOR FEMALE PLUG 3.81 MM N OF POLES: 8 180° PUSH IN WITH ACTUATOR TENSION-CLAMP CONNECTION CLAMPING RANGE MAX. : 1.5 MM² BOX | 1
36311 | 1970010000 | PCB PLUG-IN CONNECTOR MALE PLUG 3.81 MM N OF POLES: 2 180° CLAMPING YOKE CONNECTION CLAMPING RANGE MAX. : 1.5 MM² BOX | 1
36312 | 1970040000 | PCB PLUG-IN CONNECTOR FEMALE PLUG 3.81 MM N OF POLES: 9 180° PUSH IN WITH ACTUATOR TENSION-CLAMP CONNECTION CLAMPING RANGE MAX. : 1.5 MM² BOX | 1
36313 | 1970050000 | PCB PLUG-IN CONNECTOR MALE PLUG 3.81 MM N OF POLES: 5 180° CLAMPING YOKE CONNECTION CLAMPING RANGE MAX. : 1.5 MM² BOX | 1
36314 | 1970080000 | PCB PLUG-IN CONNECTOR MALE PLUG 3.81 MM N OF POLES: 8 180° CLAMPING YOKE CONNECTION CLAMPING RANGE MAX. : 1.5 MM² BOX | 1
36315 | 1970100000 | PCB PLUG-IN CONNECTOR MALE PLUG 3.81 MM N OF POLES: 10 180° CLAMPING YOKE CONNECTION CLAMPING RANGE MAX. : 1.5 MM² BOX | 1
36316 | 1970120000 | PCB PLUG-IN CONNECTOR MALE PLUG 3.81 MM N OF POLES: 12 180° CLAMPING YOKE CONNECTION CLAMPING RANGE MAX. : 1.5 MM² BOX | 1
36317 | 1970130000 | PCB PLUG-IN CONNECTOR FEMALE PLUG 3.81 MM N OF POLES: 10 180° PUSH IN WITH ACTUATOR TENSION-CLAMP CONNECTION CLAMPING RANGE MAX. : 1.5 MM² BOX | 1
36318 | 1970190000 | PCB PLUG-IN CONNECTOR FEMALE PLUG 3.81 MM N OF POLES: 12 180° PUSH IN WITH ACTUATOR TENSION-CLAMP CONNECTION CLAMPING RANGE MAX. : 1.5 MM² BOX | 1
36319 | 1971310000 | PCB PLUG-IN CONNECTOR MALE PLUG 3.81 MM N OF POLES: 3 180° CLAMPING YOKE CONNECTION CLAMPING RANGE MAX. : 1.5 MM² BOX | 1
36320 | 1971500000 | PCB PLUG-IN CONNECTOR FEMALE PLUG 3.81 MM N OF POLES: 2 180° PUSH IN WITH ACTUATOR TENSION-CLAMP CONNECTION CLAMPING RANGE MAX. : 1.5 MM² BOX | 1
36321 | 1971570000 | PCB PLUG-IN CONNECTOR FEMALE PLUG 3.81 MM N OF POLES: 3 180° PUSH IN WITH ACTUATOR TENSION-CLAMP CONNECTION CLAMPING RANGE MAX. : 1.5 MM² BOX | 1
36322 | 1971620000 | PCB PLUG-IN CONNECTOR FEMALE PLUG 3.81 MM N OF POLES: 5 180° PUSH IN WITH ACTUATOR TENSION-CLAMP CONNECTION CLAMPING RANGE MAX. : 1.5 MM² BOX | 1
36323 | 1971650000 | PCB PLUG-IN CONNECTOR FEMALE PLUG 3.81 MM N OF POLES: 6 180° PUSH IN WITH ACTUATOR TENSION-CLAMP CONNECTION CLAMPING RANGE MAX. : 1.5 MM² BOX | 1
36324 | 1971780000 | PCB PLUG-IN CONNECTOR FEMALE PLUG 3.81 MM N OF POLES: 7 180° PUSH IN WITH ACTUATOR TENSION-CLAMP CONNECTION CLAMPING RANGE MAX. : 1.5 MM² BOX | 1
36325 | 1971830000 | PCB PLUG-IN CONNECTOR FEMALE PLUG 3.81 MM N OF POLES: 8 180° PUSH IN WITH ACTUATOR TENSION-CLAMP CONNECTION CLAMPING RANGE MAX. : 1.5 MM² BOX | 1
36326 | 1971850000 | PCB PLUG-IN CONNECTOR FEMALE PLUG 3.81 MM N OF POLES: 9 180° PUSH IN WITH ACTUATOR TENSION-CLAMP CONNECTION CLAMPING RANGE MAX. : 1.5 MM² BOX | 1
36327 | 1976380000 | PCB PLUG-IN CONNECTOR MALE HEADER CLOSED SIDE THT SOLDER CONNECTION 3.81 MM N OF POLES: 2 135° SOLDER PIN LENGTH (L): 3.2 MM TINNED BOX | 0
36328 | 1976400000 | PCB PLUG-IN CONNECTOR MALE HEADER CLOSED SIDE THT SOLDER CONNECTION 3.81 MM N OF POLES: 3 135° SOLDER PIN LENGTH (L): 3.2 MM TINNED BOX | 0
36329 | 1942360000 | PCB PLUG-IN CONNECTOR MALE HEADER CLOSED SIDE THT SOLDER CONNECTION 3.81 MM N OF POLES: 9 90° SOLDER PIN LENGTH (L): 3.2 MM TINNED BOX | 0
36330 | 1005340000 | PCB PLUG-IN CONNECTOR ACCESSORIES HOOD N OF POLES: 9 | 27
36331 | 1005350000 | PCB PLUG-IN CONNECTOR ACCESSORIES HOOD N OF POLES: 10 | 27
36332 | 1943470000 | PCB PLUG-IN CONNECTOR MALE HEADER FLANGE THT SOLDER CONNECTION 3.81 MM N OF POLES: 9 180° SOLDER PIN LENGTH (L): 3.2 MM TINNED BOX | 0
36333 | 1971290000 | PCB PLUG-IN CONNECTOR MALE PLUG 3.81 MM N OF POLES: 2 180° CLAMPING YOKE CONNECTION CLAMPING RANGE MAX. : 1.5 MM² BOX | 1
36334 | 1969950000 | PCB PLUG-IN CONNECTOR FEMALE PLUG 3.81 MM N OF POLES: 4 180° PUSH IN WITH ACTUATOR TENSION-CLAMP CONNECTION CLAMPING RANGE MAX. : 1.5 MM² BOX | 1
36335 | 1971320000 | PCB PLUG-IN CONNECTOR MALE PLUG 3.81 MM N OF POLES: 4 180° CLAMPING YOKE CONNECTION CLAMPING RANGE MAX. : 1.5 MM² BOX | 1
36336 | 1971590000 | PCB PLUG-IN CONNECTOR FEMALE PLUG 3.81 MM N OF POLES: 4 180° PUSH IN WITH ACTUATOR TENSION-CLAMP CONNECTION CLAMPING RANGE MAX. : 1.5 MM² BOX | 1
36337 | 1976420000 | PCB PLUG-IN CONNECTOR MALE HEADER CLOSED SIDE THT SOLDER CONNECTION 3.81 MM N OF POLES: 4 135° SOLDER PIN LENGTH (L): 3.2 MM TINNED BOX | 0
36338 | 1038430000 | PCB PLUG-IN CONNECTOR MALE HEADER FLANGE THT SOLDER CONNECTION 3.81 MM N OF POLES: 4 270° SOLDER PIN LENGTH (L): 3.2 MM TINNED BOX | 0
36339 | 1072030000 | PCB PLUG-IN CONNECTOR FEMALE PLUG 3.81 MM N OF POLES: 12 180° CLAMPING YOKE CONNECTION CLAMPING RANGE MAX. : 1.5 MM² BOX | 1
36340 | 124300000 | WIRE-END FERRULE SDARD 15 MM 15 MM NO | 264
36341 | 124700000 | WIRE-END FERRULE SDARD 15 MM 15 MM NO | 264
36342 | 124800000 | WIRE-END FERRULE SDARD 15 MM 15 MM NO | 264
36343 | 191900000 | WIRE-END FERRULE SDARD 12 MM 12 MM NO | 16
36344 | 235860000 | DEKAFIX TERMINAL MARKER 5 X 5 MM PITCH IN MM (P): 5.00 WEIDMUELLER | 13
36345 | 235960000 | DEKAFIX TERMINAL MARKER 5 X 5 MM PITCH IN MM (P): 5.00 WEIDMUELLER | 13
36346 | 236060000 | DEKAFIX TERMINAL MARKER 5 X 5 MM PITCH IN MM (P): 5.00 WEIDMUELLER | 13
36347 | 236160000 | DEKAFIX TERMINAL MARKER 5 X 5 MM PITCH IN MM (P): 5.00 WEIDMUELLER | 13
36348 | 236260000 | DEKAFIX TERMINAL MARKER 5 X 5 MM PITCH IN MM (P): 5.00 WEIDMUELLER | 13
36349 | 236360000 | DEKAFIX TERMINAL MARKER 5 X 5 MM PITCH IN MM (P): 5.00 WEIDMUELLER | 13
36350 | 282900000 | WIRE-END FERRULE SDARD 12 MM 12 MM NO | 16
36351 | 373100000 | WIRE-END FERRULE SDARD 9 MM 9 MM NO | 1267
36352 | 379300000 | WIRE-END FERRULE SDARD 18 MM 18 MM NO | 16
36353 | 492500000 | WIRE-END FERRULE SDARD 12 MM 12 MM NO | 16
36354 | 558360000 | DEKAFIX TERMINAL MARKER 5 X 5 MM PITCH IN MM (P): 5.00 WEIDMUELLER | 13
36355 | 632560000 | DEKAFIX TERMINAL MARKER 5 X 6 MM PITCH IN MM (P): 6.00 WEIDMUELLER | 13
36356 | 1001140001 | ESG DEVICE MARKERS X 10 MM PA 66 COLOUR: PLUGGABLE | 109
36357 | 1001150001 | ESG DEVICE MARKERS X 10 MM PA 66 COLOUR: PLUGGABLE | 109
36358 | 1001170001 | ESG DEVICE MARKERS X 10 MM PA 66 COLOUR: PLUGGABLE | 109
36359 | 1010860000 | ESG DEVICE MARKERS X 20 MM PA 66 COLOUR: PLUGGABLE | 109
36360 | 1011320000 | DEKAFIX TERMINAL MARKER 5 X 6 MM PITCH IN MM (P): 6.00 WEIDMUELLER | 13
36361 | 1016030000 | DMC DEVICE MARKERS 1.5 - 7.5 MM 12 X 27 MM | 759
36362 | 1018190000 | DMC DEVICE MARKERS 1.5 - 7.5 MM 12 X 27 MM | 759
36363 | 1026550000 | ESG DEVICE MARKERS X 7 MM PA 66 COLOUR: PLUGGABLE | 109
36364 | 1026560000 | ESG DEVICE MARKERS X 7 MM PA 66 COLOUR: PLUGGABLE | 109
36365 | 1026570000 | ESG DEVICE MARKERS X 7 MM PA 66 COLOUR: PLUGGABLE | 109
36366 | 1026580000 | ESG DEVICE MARKERS X 7 MM PA 66 COLOUR: ORANGE PLUGGABLE | 109
36367 | 1027280000 | ESG DEVICE MARKERS X 17 MM PA 66 COLOUR: PLUGGABLE | 109
36368 | 1027290000 | ESG DEVICE MARKERS X 20 MM PA 66 COLOUR: PLUGGABLE | 109
36369 | 1027310000 | MULTIFIT TERMINAL MARKER 9 X 5 MM PITCH IN MM (P): 5.00 WAGO LEGRAND | 101
36370 | 1027830000 | SWITCHMARK DEVICE MARKERS 12.5 X 27 MM GREY | 44
36371 | 1038650000 | DEKAFIX TERMINAL MARKER 5 X 6 MM PITCH IN MM (P): 6.00 WEIDMUELLER TO CUSTOMER SPECIFICATION | 49
36372 | 1038660000 | MULTIFIT TERMINAL MARKER 10 X 5 MM PITCH IN MM (P): 5.00 CABUR TO CUSTOMER SPECIFICATION | 49
36373 | 1038670000 | MULTIFIT TERMINAL MARKER 12 X 5 MM PITCH IN MM (P): 5.00 CABUR TO CUSTOMER SPECIFICATION | 49
36374 | 1038690000 | MULTIFIT TERMINAL MARKER 4 X 5.2 MM PITCH IN MM (P): 5.20 PHOENIX TO CUSTOMER SPECIFICATION | 49
36375 | 1038730000 | MULTIFIT TERMINAL MARKER 5 X 10 MM PITCH IN MM (P): 5.00 PHOENIX TO CUSTOMER SPECIFICATION | 49
36376 | 1038750000 | MULTIFIT TERMINAL MARKER 9 X 4.2 MM PITCH IN MM (P): 4.20 WAGO LEGRAND TO CUSTOMER SPECIFICATION | 49
36377 | 1038760000 | MULTIFIT TERMINAL MARKER 9 X 5.2 MM PITCH IN MM (P): 5.20 WAGO LEGRAND TO CUSTOMER SPECIFICATION | 49
36378 | 1038770000 | MULTIFIT TERMINAL MARKER 9 X 6.2 MM PITCH IN MM (P): 6.20 WAGO LEGRAND TO CUSTOMER SPECIFICATION | 49
36379 | 1038790000 | WS TERMINAL MARKER 8 X 5 MM PITCH IN MM (P): 5.00 WEIDMUELLER ALLEN-BRADLEY TO CUSTOMER SPECIFICATION | 49
36380 | 1038820000 | WS TERMINAL MARKER 8 X 6 MM PITCH IN MM (P): 6.00 WEIDMUELLER TO CUSTOMER SPECIFICATION | 49
36381 | 1038830000 | DMC DEVICE MARKERS 1.5 - 7.5 MM 12 X 27 MM TO CUSTOMER SPECIFICATION | 986
36382 | 1038840000 | ESG DEVICE MARKERS X 10 MM PA 66 COLOUR: TO CUSTOMER SPECIFICATION PLUGGABLE | 92
36383 | 1038850000 | ESG DEVICE MARKERS X 11 MM PA 66 COLOUR: TO CUSTOMER SPECIFICATION PLUGGABLE | 92
36384 | 1038870000 | ESG DEVICE MARKERS X 17 MM PA 66 COLOUR: TO CUSTOMER SPECIFICATION PLUGGABLE | 92
36385 | 1038880000 | ESG DEVICE MARKERS X 10 MM PA 66 COLOUR: TO CUSTOMER SPECIFICATION PLUGGABLE | 92
36386 | 1038890000 | ESG DEVICE MARKERS X 10 MM PA 66 COLOUR: TO CUSTOMER SPECIFICATION PLUGGABLE | 92
36387 | 1038910000 | ESG DEVICE MARKERS X 20 MM PA 66 COLOUR: TO CUSTOMER SPECIFICATION PLUGGABLE | 92
36388 | 1038920000 | ESG DEVICE MARKERS X 17 MM PA 66 COLOUR: TO CUSTOMER SPECIFICATION PLUGGABLE | 92
36389 | 1038930000 | ESG DEVICE MARKERS X 7 MM PA 66 COLOUR: TO CUSTOMER SPECIFICATION PLUGGABLE | 92
36390 | 1038940000 | ESG DEVICE MARKERS X 6 MM PA 66 COLOUR: TO CUSTOMER SPECIFICATION PLUGGABLE | 92
36391 | 1045570000 | ELS INSERT MARKERS 30 X 6 MM | 233
36392 | 1045580000 | ELS INSERT MARKERS 30 X 6 MM | 233
36393 | 1045620000 | ELS INSERT MARKERS 40 X 16 MM | 233
36394 | 1045630000 | ELS INSERT MARKERS 40 X 16 MM | 233
36395 | 1045640000 | ELS INSERT MARKERS 40 X 7 MM | 233
36396 | 1045650000 | ELS INSERT MARKERS 40 X 7 MM | 233
36397 | 1045980000 | MULTIFIT TERMINAL MARKER 9 X 5 MM PITCH IN MM (P): 5.00 WAGO LEGRAND GREY | 101
36398 | 1046340000 | DEKAFIX TERMINAL MARKER 5 X 6.5 MM PITCH IN MM (P): 6.50 WEIDMUELLER | 13
36399 | 1046350000 | DEKAFIX TERMINAL MARKER 5 X 8 MM PITCH IN MM (P): 8.00 WEIDMUELLER | 13
36400 | 1046360000 | DEKAFIX TERMINAL MARKER 5 X 6.5 MM PITCH IN MM (P): 6.50 WEIDMUELLER TO CUSTOMER SPECIFICATION | 49
36401 | 1046370000 | DEKAFIX TERMINAL MARKER 5 X 8 MM PITCH IN MM (P): 8.00 WEIDMUELLER TO CUSTOMER SPECIFICATION | 49
36402 | 1046380000 | WS TERMINAL MARKER 10 X 5 MM PITCH IN MM (P): 5.00 WEIDMUELLER ALLEN-BRADLEY | 13
36403 | 1046390000 | WS TERMINAL MARKER 10 X 6 MM PITCH IN MM (P): 6.00 WEIDMUELLER ALLEN-BRADLEY | 13
36404 | 1057580000 | CLIPCARD DEVICE MARKERS 15 X 60 MM WITH HOLE | 190
36405 | 1059990000 | CLIPCARD DEVICE MARKERS 15 X 60 MM WITH HOLE | 190
36406 | 1060010000 | CLIPCARD DEVICE MARKERS 15 X 60 MM WITH HOLE TO CUSTOMER SPECIFICATION | 117
36407 | 1358460000 | DEKAFIX TERMINAL MARKER 5 X 5 MM PITCH IN MM (P): 5.00 WEIDMUELLER | 13
36408 | 1358560000 | DEKAFIX TERMINAL MARKER 5 X 5 MM PITCH IN MM (P): 5.00 WEIDMUELLER | 13
36409 | 1358660000 | DEKAFIX TERMINAL MARKER 5 X 6 MM PITCH IN MM (P): 6.00 WEIDMUELLER | 13
36410 | 1358760000 | DEKAFIX TERMINAL MARKER 5 X 6 MM PITCH IN MM (P): 6.00 WEIDMUELLER | 13
36411 | 1609940000 | ESG DEVICE MARKERS X 20 MM PA 66 COLOUR: PLUGGABLE | 109
36412 | 1609950000 | ESG DEVICE MARKERS X 20 MM PA 66 COLOUR: TO CUSTOMER SPECIFICATION PLUGGABLE | 92
36413 | 1652220000 | ESG DEVICE MARKERS X 19 MM PA 66 COLOUR: PLUGGABLE | 109
36414 | 1652230000 | ESG DEVICE MARKERS X 19 MM PA 66 COLOUR: TO CUSTOMER SPECIFICATION PLUGGABLE | 92
36415 | 1674740000 | ESG DEVICE MARKERS X 17 MM PA 66 COLOUR: PLUGGABLE | 109
36416 | 1674750000 | ESG DEVICE MARKERS X 17 MM PA 66 COLOUR: TO CUSTOMER SPECIFICATION PLUGGABLE | 92
36417 | 1674760000 | ESG DEVICE MARKERS X 17 MM PA 66 COLOUR: SELF-ADHESIVE | 325
36418 | 1682420000 | HEAVY-DUTY CONNECTORS CRIMP CONTACT CM 20 PIN CONDUCTOR CROSS-SECTION MAX.: 0.2 PUNCHED ALLOY | 48
36419 | 1682430000 | HEAVY-DUTY CONNECTORS CRIMP CONTACT CM 20 FEMALE CONDUCTOR CROSS-SECTION MAX.: 0.2 PUNCHED ALLOY | 48
36420 | 1682440000 | HEAVY-DUTY CONNECTORS CRIMP CONTACT CM 20 PIN CONDUCTOR CROSS-SECTION MAX.: 0.52 PUNCHED ALLOY | 48
36421 | 1682450000 | HEAVY-DUTY CONNECTORS CRIMP CONTACT CM 20 FEMALE CONDUCTOR CROSS-SECTION MAX.: 0.52 PUNCHED ALLOY | 48
36422 | 1699820000 | SWITCHMARK DEVICE MARKERS 8 X 27 MM | 44
36423 | 1699830000 | SWITCHMARK DEVICE MARKERS 8 X 27 MM TO CUSTOMER SPECIFICATION | 117
36424 | 1699840000 | SWITCHMARK DEVICE MARKERS 12.5 X 27 MM SWITCHMARK HOLDER | 44
36425 | 1699850000 | SWITCHMARK DEVICE MARKERS 12.5 X 27 MM SWITCHMARK HOLDER TO CUSTOMER SPECIFICATION | 117
36426 | 1699860000 | SWITCHMARK DEVICE MARKERS 18 X 27 MM SWITCHMARK HOLDER | 44
36427 | 1699870000 | SWITCHMARK DEVICE MARKERS 18 X 27 MM SWITCHMARK HOLDER TO CUSTOMER SPECIFICATION | 117
36428 | 1699880000 | SWITCHMARK DEVICE MARKERS 12.5 X 27 MM | 44
36429 | 1699890000 | SWITCHMARK DEVICE MARKERS 12.5 X 27 MM TO CUSTOMER SPECIFICATION | 117
36430 | 1707270000 | SWITCHMARK DEVICE MARKERS 18 X 27 MM | 44
36431 | 1707280000 | SWITCHMARK DEVICE MARKERS 18 X 27 MM TO CUSTOMER SPECIFICATION | 117
36432 | 1713680000 | SWITCHMARK DEVICE MARKERS 8 X 27 MM | 44
36433 | 1713690000 | SWITCHMARK DEVICE MARKERS 8 X 27 MM TO CUSTOMER SPECIFICATION | 117
36434 | 1713700000 | SWITCHMARK DEVICE MARKERS 12.5 X 27 MM SWITCHMARK HOLDER | 44
36435 | 1713720000 | SWITCHMARK DEVICE MARKERS 12.5 X 27 MM | 44
36436 | 1713740000 | SWITCHMARK DEVICE MARKERS 18 X 27 MM SWITCHMARK HOLDER | 44
36437 | 1713760000 | SWITCHMARK DEVICE MARKERS 18 X 27 MM | 44
36438 | 1715370000 | PRINTED CIRCUIT BOARD TERMINALS 5.00 MM N OF POLES: 2 90° SOLDER PIN LENGTH (L): 3.5 MM TINNED PALE GREEN CLAMPING YOKE CONNECTION CLAMPING RANGE MAX. : 2.5 MM² BOX | 1
36439 | 1715380000 | PRINTED CIRCUIT BOARD TERMINALS 5.00 MM N OF POLES: 3 90° SOLDER PIN LENGTH (L): 3.5 MM TINNED PALE GREEN CLAMPING YOKE CONNECTION CLAMPING RANGE MAX. : 2.5 MM² BOX | 1
36440 | 1716630000 | SWITCHMARK ACCESSORIES 48 X 27 MM | 494
36441 | 1716640000 | SWITCHMARK ACCESSORIES 42 X 27 MM | 494
36442 | 1720610000 | ESG DEVICE MARKERS X 17 MM PA 66 COLOUR: PLUGGABLE | 109
36443 | 1724760000 | ESG DEVICE MARKERS X 17 MM PA 66 COLOUR: PLUGGABLE | 109
36444 | 1736190000 | ESG DEVICE MARKERS X 10 MM PA 66 COLOUR: PLUGGABLE | 109
36445 | 1753500000 | ESG DEVICE MARKERS X 17 MM PA 66 COLOUR: SELF-ADHESIVE | 325
36446 | 1755270000 | DEKAFIX TERMINAL MARKER 5 X 3.5 MM PITCH IN MM (P): 3.50 WEIDMUELLER | 13
36447 | 1755340000 | ESG DEVICE MARKERS X 17 MM PA 66 COLOUR: PLUGGABLE | 109
36448 | 1755350000 | ESG DEVICE MARKERS X 17 MM PA 66 COLOUR: TO CUSTOMER SPECIFICATION PLUGGABLE | 92
36449 | 1766160000 | ESG DEVICE MARKERS X 20 MM PA 66 COLOUR: PLUGGABLE | 109
36450 | 1770500000 | ESG DEVICE MARKERS X 20 MM PA 66 COLOUR: | 177
36451 | 1771920000 | DEKAFIX TERMINAL MARKER 5 X 3.5 MM PITCH IN MM (P): 3.50 WEIDMUELLER | 13
36452 | 1771930000 | SWITCHMARK DEVICE MARKERS 8 X 27 MM | 44
36453 | 1773220000 | SWITCHMARK DEVICE MARKERS 27 X 27 MM SWITCHMARK HOLDER | 44
36454 | 1773230000 | SWITCHMARK DEVICE MARKERS 27 X 27 MM SWITCHMARK HOLDER | 44
36455 | 1775910000 | ESG DEVICE MARKERS X 10 MM PA 66 COLOUR: PLUGGABLE | 109
36456 | 1781340000 | DEKAFIX TERMINAL MARKER 5 X 5 MM PITCH IN MM (P): 5.00 WEIDMUELLER | 13
36457 | 1782710000 | SWITCHMARK ACCESSORIES 59 X 27 MM | 494
36458 | 1782990000 | SWITCHMARK DEVICE MARKERS 27 X 27 MM | 44
36459 | 1783000000 | SWITCHMARK DEVICE MARKERS 27 X 27 MM | 44
36460 | 1790410000 | CLIPCARD ACCESSORIES 15 X 27 MM | 486
36461 | 1790420000 | CLIPCARD ACCESSORIES 15 X 49 MM | 486
36462 | 1790430000 | CLIPCARD ACCESSORIES 15 X 17 MM | 486
36463 | 1793930000 | DEKAFIX TERMINAL MARKER 5 X 3.5 MM PITCH IN MM (P): 3.50 WEIDMUELLER | 13
36464 | 1793940000 | DEKAFIX TERMINAL MARKER 5 X 3.5 MM PITCH IN MM (P): 3.50 WEIDMUELLER | 13
36465 | 1812630000 | SWITCHMARK DEVICE MARKERS 8 X 27 MM | 44
36466 | 1816240000 | MULTIFIT TERMINAL MARKER 5 X 5 MM PITCH IN MM (P): 5.00 WAGO LEGRAND ENTRELEC | 101
36467 | 1816250000 | MULTIFIT TERMINAL MARKER 5 X 5 MM PITCH IN MM (P): 5.00 PHOENIX | 101
36468 | 1816260000 | MULTIFIT TERMINAL MARKER 5 X 6 MM PITCH IN MM (P): 6.00 PHOENIX | 101
36469 | 1816270000 | MULTIFIT TERMINAL MARKER 9 X 5 MM PITCH IN MM (P): 5.00 WAGO LEGRAND | 101
36470 | 1816280000 | MULTIFIT TERMINAL MARKER 9 X 5 MM PITCH IN MM (P): 5.00 WAGO LEGRAND | 101
36471 | 1816290000 | MULTIFIT TERMINAL MARKER 9 X 6 MM PITCH IN MM (P): 6.00 WAGO LEGRAND | 101
36472 | 1816310000 | MULTIFIT TERMINAL MARKER 5 X 5 MM PITCH IN MM (P): 5.00 WAGO LEGRAND TO CUSTOMER SPECIFICATION | 49
36473 | 1816320000 | MULTIFIT TERMINAL MARKER 5 X 5 MM PITCH IN MM (P): 5.00 PHOENIX TO CUSTOMER SPECIFICATION | 49
36474 | 1816330000 | MULTIFIT TERMINAL MARKER 5 X 6 MM PITCH IN MM (P): 6.00 PHOENIX TO CUSTOMER SPECIFICATION | 49
36475 | 1816340000 | MULTIFIT TERMINAL MARKER 9 X 5 MM PITCH IN MM (P): 5.00 WAGO LEGRAND TO CUSTOMER SPECIFICATION | 49
36476 | 1850120000 | PRINTED CIRCUIT BOARD TERMINALS 5.08 MM N OF POLES: 2 90° SOLDER PIN LENGTH (L): 3.5 MM TINNED ORANGE TOP CONNECTION CLAMPING RANGE MAX. : 2.5 MM² BOX | 1
36477 | 1850130000 | PRINTED CIRCUIT BOARD TERMINALS 5.08 MM N OF POLES: 3 90° SOLDER PIN LENGTH (L): 3.5 MM TINNED ORANGE TOP CONNECTION CLAMPING RANGE MAX. : 2.5 MM² BOX | 1
36478 | 1850230000 | PRINTED CIRCUIT BOARD TERMINALS 5.08 MM N OF POLES: 2 180° SOLDER PIN LENGTH (L): 4.5 MM TINNED ORANGE TOP CONNECTION CLAMPING RANGE MAX. : 2.5 MM² BOX | 1
36479 | 1850250000 | PRINTED CIRCUIT BOARD TERMINALS 5.08 MM N OF POLES: 4 180° SOLDER PIN LENGTH (L): 4.5 MM TINNED ORANGE TOP CONNECTION CLAMPING RANGE MAX. : 2.5 MM² BOX | 1
36480 | 1850260000 | PRINTED CIRCUIT BOARD TERMINALS 5.08 MM N OF POLES: 5 180° SOLDER PIN LENGTH (L): 4.5 MM TINNED ORANGE TOP CONNECTION CLAMPING RANGE MAX. : 2.5 MM² BOX | 1
36481 | 1850270000 | PRINTED CIRCUIT BOARD TERMINALS 5.08 MM N OF POLES: 6 180° SOLDER PIN LENGTH (L): 4.5 MM TINNED ORANGE TOP CONNECTION CLAMPING RANGE MAX. : 2.5 MM² BOX | 1
36482 | 1850280000 | PRINTED CIRCUIT BOARD TERMINALS 5.08 MM N OF POLES: 7 180° SOLDER PIN LENGTH (L): 4.5 MM TINNED ORANGE TOP CONNECTION CLAMPING RANGE MAX. : 2.5 MM² BOX | 1
36483 | 1850450000 | PRINTED CIRCUIT BOARD TERMINALS 7.62 MM N OF POLES: 2 180° SOLDER PIN LENGTH (L): 4.5 MM TINNED ORANGE TOP CONNECTION CLAMPING RANGE MAX. : 2.5 MM² BOX | 1
36484 | 1850460000 | PRINTED CIRCUIT BOARD TERMINALS 7.62 MM N OF POLES: 3 180° SOLDER PIN LENGTH (L): 4.5 MM TINNED ORANGE TOP CONNECTION CLAMPING RANGE MAX. : 2.5 MM² BOX | 1
36485 | 1850480000 | PRINTED CIRCUIT BOARD TERMINALS 7.62 MM N OF POLES: 5 180° SOLDER PIN LENGTH (L): 4.5 MM TINNED ORANGE TOP CONNECTION CLAMPING RANGE MAX. : 2.5 MM² BOX | 1
36486 | 1856700000 | ESG DEVICE MARKERS X 17 MM PA 66 COLOUR: PLUGGABLE | 109
36487 | 1856720000 | ESG DEVICE MARKERS X 20 MM PA 66 COLOUR: PLUGGABLE | 109
36488 | 1857440000 | ESG DEVICE MARKERS X 11 MM PA 66 COLOUR: SELF-ADHESIVE | 325
36489 | 1858470000 | DEKAFIX TERMINAL MARKER 5 X 3.5 MM PITCH IN MM (P): 3.50 WEIDMUELLER | 13
36490 | 1858480000 | DEKAFIX TERMINAL MARKER 5 X 3.5 MM PITCH IN MM (P): 3.50 WEIDMUELLER | 13
36491 | 1858490000 | DEKAFIX TERMINAL MARKER 5 X 3.5 MM PITCH IN MM (P): 3.50 WEIDMUELLER | 13
36492 | 1858500000 | DEKAFIX TERMINAL MARKER 5 X 3.5 MM PITCH IN MM (P): 3.50 WEIDMUELLER | 13
36493 | 1858510000 | DEKAFIX TERMINAL MARKER 5 X 3.5 MM PITCH IN MM (P): 3.50 WEIDMUELLER | 13
36494 | 1859100000 | PRINTED CIRCUIT BOARD TERMINALS 7.62 MM N OF POLES: 1 180° SOLDER PIN LENGTH (L): 4.5 MM TINNED ORANGE TOP CONNECTION CLAMPING RANGE MAX. : 2.5 MM² BOX | 1
36495 | 1871420000 | PCB PLUG-IN CONNECTOR FEMALE PLUG 3.81 MM N OF POLES: 9 90° CLAMPING YOKE CONNECTION CLAMPING RANGE MAX. : 1.5 MM² BOX | 1
36496 | 1876570000 | CLIPCARD DEVICE MARKERS 15 X 17 MM HOLDER CC-H 15/17 | 339
36497 | 1876580000 | CLIPCARD DEVICE MARKERS 15 X 17 MM | 64
36498 | 1876590000 | CLIPCARD DEVICE MARKERS 15 X 17 MM | 64
36499 | 1876610000 | CLIPCARD DEVICE MARKERS 15 X 17 MM HOLDER CC-H 15/17 | 339
36500 | 1878910000 | CLIPCARD ACCESSORIES 15 X 60 MM | 486
36501 | 1880100000 | ESG DEVICE MARKERS X 15 MM PA 66 COLOUR: SELF-ADHESIVE | 325
36502 | 1880110000 | ESG DEVICE MARKERS X 17 MM PA 66 COLOUR: SELF-ADHESIVE | 325
36503 | 1880120000 | ESG DEVICE MARKERS X 17 MM PA 66 COLOUR: SELF-ADHESIVE | 325
36504 | 1880130000 | ESG DEVICE MARKERS X 15 MM PA 66 COLOUR: SELF-ADHESIVE | 325
36505 | 1881280000 | ESG DEVICE MARKERS X 15 MM PA 66 COLOUR: PLUGGABLE | 109
36506 | 1888280000 | CLIPCARD ACCESSORIES 15 X 60 MM TRANSPARENT | 284
36507 | 1888290000 | CLIPCARD ACCESSORIES 15 X 27 MM TRANSPARENT | 284
36508 | 1888300000 | CLIPCARD ACCESSORIES 15 X 49 MM TRANSPARENT | 284
36509 | 1888310000 | CLIPCARD ACCESSORIES 15 X 17 MM TRANSPARENT | 284
36510 | 1888360000 | ESG DEVICE MARKERS X 6 MM PA 66 COLOUR: PLUGGABLE | 109
36511 | 1890460000 | ESG DEVICE MARKERS X 20 MM PA 66 COLOUR: PLUGGABLE | 109
36512 | 1890470000 | ESG DEVICE MARKERS X 17 MM PA 66 COLOUR: PLUGGABLE | 109
36513 | 1897570000 | ESG DEVICE MARKERS X 11 MM PA 66 COLOUR: PLUGGABLE | 109
36514 | 1906110000 | SWITCHMARK DEVICE MARKERS 18 X 27 MM SWITCHMARK HOLDER | 44
36515 | 1906120000 | SWITCHMARK DEVICE MARKERS 18 X 27 MM | 44
36516 | 1907530000 | MULTIFIT TERMINAL MARKER 4 X 5.2 MM PITCH IN MM (P): 5.20 PHOENIX | 101
36517 | 1912130000 | ESG DEVICE MARKERS X 13.5 MM PA 66 COLOUR: TRANSPARENT | 1154
36518 | 1913120000 | PRINTED CIRCUIT BOARD TERMINALS 5.00 MM N OF POLES: 3 90° SOLDER PIN LENGTH (L): 3.5 MM TINNED PEBBLE GREY CLAMPING YOKE CONNECTION CLAMPING RANGE MAX. : 2.5 MM² BOX | 1
36519 | 1913440000 | PRINTED CIRCUIT BOARD TERMINALS 5.00 MM N OF POLES: 2 135° SOLDER PIN LENGTH (L): 3.5 MM TINNED PEBBLE GREY CLAMPING YOKE CONNECTION CLAMPING RANGE MAX. : 2.5 MM² BOX | 1
36520 | 1919940000 | ESG DEVICE MARKERS X 10 MM PA 66 COLOUR: PLUGGABLE | 109
36521 | 1924260000 | MULTIFIT TERMINAL MARKER 5 X 5 MM PITCH IN MM (P): 5.00 WAGO LEGRAND ENTRELEC | 101
36522 | 1924270000 | MULTIFIT TERMINAL MARKER 5 X 5 MM PITCH IN MM (P): 5.00 WAGO LEGRAND ENTRELEC | 101
36523 | 1924280000 | MULTIFIT TERMINAL MARKER 5 X 5 MM PITCH IN MM (P): 5.00 WAGO LEGRAND ENTRELEC | 101
36524 | 1924290000 | MULTIFIT TERMINAL MARKER 5 X 5 MM PITCH IN MM (P): 5.00 WAGO LEGRAND ENTRELEC GREEN | 13
36525 | 1926880000 | ESG DEVICE MARKERS X 17 MM PA 66 COLOUR: PLUGGABLE | 109
36526 | 1934450000 | CLIPCARD ACCESSORIES 30 X 60 MM TRANSPARENT | 284
36527 | 9004100000 | WIRE-END FERRULE SDARD 15 MM 15 MM NO | 264
36528 | 9004110000 | WIRE-END FERRULE SDARD 18 MM 18 MM NO | 16
36529 | 9004120000 | WIRE-END FERRULE SDARD 10 MM 10 MM NO | 16
36530 | 9004130000 | WIRE-END FERRULE SDARD 18 MM 18 MM NO | 16
36531 | 9004270000 | WIRE-END FERRULE SDARD 10 MM 8 MM ORANGE | 16
36532 | 9004280000 | WIRE-END FERRULE SDARD 10 MM 8 MM | 16
36533 | 9004290000 | WIRE-END FERRULE SDARD 10 MM 8 MM | 16
36534 | 9004300000 | WIRE-END FERRULE SDARD 10 MM 8 MM GREY | 16
36535 | 9004310000 | WIRE-END FERRULE SDARD 10 MM 8 MM LIGHT | 205
36536 | 9004320000 | WIRE-END FERRULE SDARD 10 MM 8 MM | 16
36537 | 9004330000 | WIRE-END FERRULE SDARD 10 MM 8 MM | 16
36538 | 9004340000 | WIRE-END FERRULE SDARD 10 MM 8 MM | 16
36539 | 9004350000 | WIRE-END FERRULE SDARD 10 MM 8 MM | 16
36540 | 9004360000 | WIRE-END FERRULE SDARD 10 MM 8 MM | 16
36541 | 9004370000 | WIRE-END FERRULE SDARD 11 MM 8 MM GREY | 16
36542 | 9004410000 | WIRE-END FERRULE TWIN WIRE-END FERRULE 11 MM 8 MM | 42
36543 | 9004420000 | WIRE-END FERRULE TWIN WIRE-END FERRULE 11 MM 8 MM | 42
36544 | 9004440000 | WIRE-END FERRULE TWIN WIRE-END FERRULE 11 MM 8 MM ORANGE | 42
36545 | 9004750000 | WIRE-END FERRULE TWIN WIRE-END FERRULE 15 MM 12 MM | 42
36546 | 9004760000 | WIRE-END FERRULE TWIN WIRE-END FERRULE 16 MM 12 MM | 42
36547 | 9004770000 | WIRE-END FERRULE TWIN WIRE-END FERRULE 13 MM 10 MM GREY | 42
36548 | 9004780000 | WIRE-END FERRULE TWIN WIRE-END FERRULE 11 MM 8 MM | 42
36549 | 9004900000 | WIRE-END FERRULE TWIN WIRE-END FERRULE 13 MM 10 MM | 42
36550 | 9004910000 | WIRE-END FERRULE TWIN WIRE-END FERRULE 16 MM 12 MM | 42
36551 | 9004920000 | WIRE-END FERRULE TWIN WIRE-END FERRULE 15 MM 12 MM | 42
36552 | 9005140000 | WIRE-END FERRULE TWIN WIRE-END FERRULE 13 MM 10 MM LIGHT | 42
36553 | 9018510000 | WIRE-END FERRULE TWIN WIRE-END FERRULE 11 MM 8 MM | 42
36554 | 9018520000 | WIRE-END FERRULE TWIN WIRE-END FERRULE 11 MM 8 MM GREY | 42
36555 | 9018530000 | WIRE-END FERRULE TWIN WIRE-END FERRULE 12 MM 8 MM | 42
36556 | 9018540000 | WIRE-END FERRULE TWIN WIRE-END FERRULE 12 MM 8 MM | 42
36557 | 9018570000 | WIRE-END FERRULE TWIN WIRE-END FERRULE 11 MM 8 MM LIGHT | 42
36558 | 9018650000 | WIRE-END FERRULE TWIN WIRE-END FERRULE 12 MM 8 MM | 42
36559 | 9018690000 | WIRE-END FERRULE TWIN WIRE-END FERRULE 12 MM 8 MM | 42
36560 | 9021930000 | WIRE-END FERRULE SDARD 10 MM 8 MM | 16
36561 | 9021950000 | WIRE-END FERRULE SDARD 10 MM 8 MM | 16
36562 | 9021960000 | WIRE-END FERRULE SDARD 10 MM 8 MM | 16
36563 | 9028490000 | WIRE-END FERRULE SDARD 8 MM 6 MM | 16
36564 | 9028520000 | WIRE-END FERRULE SDARD 10 MM 8 MM GREY | 16
36565 | 9036200000 | WIRE-END FERRULE SDARD 8 MM 6 MM GREY | 16
36566 | 9036210000 | WIRE-END FERRULE SDARD 12 MM 10 MM GREY | 16
36567 | 9036220000 | WIRE-END FERRULE SDARD 13 MM 10 MM | 16
36568 | 9036230000 | WIRE-END FERRULE SDARD 10 MM 8 MM ORANGE | 16
36569 | 9036330000 | WIRE-END FERRULE TWIN WIRE-END FERRULE 21 MM 14 MM DARK | 42
36570 | 9037200000 | WIRE-END FERRULE TWIN WIRE-END FERRULE 11 MM 8 MM ORANGE | 42
36571 | 9037210000 | WIRE-END FERRULE TWIN WIRE-END FERRULE 13 MM 10 MM ORANGE | 42
36572 | 9037220000 | WIRE-END FERRULE TWIN WIRE-END FERRULE 15 MM 12 MM ORANGE | 42
36573 | 9037230000 | WIRE-END FERRULE TWIN WIRE-END FERRULE 11 MM 8 MM | 42
36574 | 9037240000 | WIRE-END FERRULE TWIN WIRE-END FERRULE 13 MM 10 MM | 42
36575 | 9037250000 | WIRE-END FERRULE TWIN WIRE-END FERRULE 21 MM 18 MM | 42
36576 | 9037260000 | WIRE-END FERRULE TWIN WIRE-END FERRULE 11 MM 8 MM | 42
36577 | 9037270000 | WIRE-END FERRULE TWIN WIRE-END FERRULE 16 MM 12 MM | 42
36578 | 9037280000 | WIRE-END FERRULE TWIN WIRE-END FERRULE 22 MM 18 MM | 42
36579 | 9037290000 | WIRE-END FERRULE TWIN WIRE-END FERRULE 11 MM 8 MM DARK | 42
36580 | 9037300000 | WIRE-END FERRULE TWIN WIRE-END FERRULE 15 MM 12 MM | 42
36581 | 9037380000 | WIRE-END FERRULE TWIN WIRE-END FERRULE 11 MM 8 MM | 42
36582 | 9037390000 | WIRE-END FERRULE TWIN WIRE-END FERRULE 13 MM 10 MM | 42
36583 | 9037400000 | WIRE-END FERRULE TWIN WIRE-END FERRULE 15 MM 12 MM | 42
36584 | 9037410000 | WIRE-END FERRULE TWIN WIRE-END FERRULE 11 MM 8 MM GREY | 42
36585 | 9037420000 | WIRE-END FERRULE TWIN WIRE-END FERRULE 13 MM 10 MM GREY | 42
36586 | 9037430000 | WIRE-END FERRULE TWIN WIRE-END FERRULE 21 MM 18 MM GREY | 42
36587 | 9037440000 | WIRE-END FERRULE TWIN WIRE-END FERRULE 11 MM 8 MM DARK | 42
36588 | 9037450000 | WIRE-END FERRULE TWIN WIRE-END FERRULE 16 MM 12 MM DARK | 42
36589 | 9037460000 | WIRE-END FERRULE TWIN WIRE-END FERRULE 22 MM 18 MM DARK | 42
36590 | 9037470000 | WIRE-END FERRULE TWIN WIRE-END FERRULE 11 MM 8 MM | 42
36591 | 9037480000 | WIRE-END FERRULE TWIN WIRE-END FERRULE 15 MM 12 MM | 42
36592 | 9037500000 | WIRE-END FERRULE TWIN WIRE-END FERRULE 13 MM 10 MM | 42
36593 | 9037610000 | WIRE-END FERRULE TWIN WIRE-END FERRULE 11 MM 8 MM LIGHT | 42
36594 | 9037620000 | WIRE-END FERRULE TWIN WIRE-END FERRULE 13 MM 10 MM LIGHT | 42
36595 | 9037630000 | WIRE-END FERRULE TWIN WIRE-END FERRULE 21 MM 18 MM LIGHT | 42
36596 | 9037640000 | WIRE-END FERRULE TWIN WIRE-END FERRULE 13 MM 10 MM GREY | 42
36597 | 1837010000 | PCB PLUG-IN CONNECTOR MALE HEADER FLANGE THT SOLDER CONNECTION 3.81 MM N OF POLES: 7 180° SOLDER PIN LENGTH (L): 3.2 MM TINNED BOX | 0
36598 | 1793780000 | PCB PLUG-IN CONNECTOR MALE HEADER FLANGE THT SOLDER CONNECTION 3.81 MM N OF POLES: 16 180° SOLDER PIN LENGTH (L): 3.2 MM TINNED BOX | 0
36599 | 1793770000 | PCB PLUG-IN CONNECTOR MALE HEADER FLANGE THT SOLDER CONNECTION 3.81 MM N OF POLES: 12 180° SOLDER PIN LENGTH (L): 3.2 MM TINNED BOX | 0
36600 | 1793760000 | PCB PLUG-IN CONNECTOR MALE HEADER FLANGE THT SOLDER CONNECTION 3.81 MM N OF POLES: 10 180° SOLDER PIN LENGTH (L): 3.2 MM TINNED BOX | 0
36601 | 1793730000 | PCB PLUG-IN CONNECTOR MALE HEADER FLANGE THT SOLDER CONNECTION 3.81 MM N OF POLES: 5 180° SOLDER PIN LENGTH (L): 3.2 MM TINNED BOX | 0
36602 | 1793600000 | PCB PLUG-IN CONNECTOR MALE HEADER CLOSED SIDE THT SOLDER CONNECTION 3.81 MM N OF POLES: 16 180° SOLDER PIN LENGTH (L): 3.2 MM TINNED BOX | 0
36603 | 1793590000 | PCB PLUG-IN CONNECTOR MALE HEADER CLOSED SIDE THT SOLDER CONNECTION 3.81 MM N OF POLES: 12 180° SOLDER PIN LENGTH (L): 3.2 MM TINNED BOX | 0
36604 | 1793410000 | PCB PLUG-IN CONNECTOR MALE HEADER FLANGE THT SOLDER CONNECTION 3.81 MM N OF POLES: 16 90° SOLDER PIN LENGTH (L): 3.2 MM TINNED BOX | 0
36605 | 1793390000 | PCB PLUG-IN CONNECTOR MALE HEADER FLANGE THT SOLDER CONNECTION 3.81 MM N OF POLES: 10 90° SOLDER PIN LENGTH (L): 3.2 MM TINNED BOX | 0
36606 | 1793370000 | PCB PLUG-IN CONNECTOR MALE HEADER FLANGE THT SOLDER CONNECTION 3.81 MM N OF POLES: 6 90° SOLDER PIN LENGTH (L): 3.2 MM TINNED BOX | 0
36607 | 1793360000 | PCB PLUG-IN CONNECTOR MALE HEADER FLANGE THT SOLDER CONNECTION 3.81 MM N OF POLES: 5 90° SOLDER PIN LENGTH (L): 3.2 MM TINNED BOX | 0
36608 | 1793210000 | PCB PLUG-IN CONNECTOR MALE HEADER CLOSED SIDE THT SOLDER CONNECTION 3.81 MM N OF POLES: 16 90° SOLDER PIN LENGTH (L): 3.2 MM TINNED BOX | 0
36609 | 1793200000 | PCB PLUG-IN CONNECTOR MALE HEADER CLOSED SIDE THT SOLDER CONNECTION 3.81 MM N OF POLES: 12 90° SOLDER PIN LENGTH (L): 3.2 MM TINNED BOX | 0
36610 | 1899590000 | PCB PLUG-IN CONNECTOR FEMALE PLUG 3.81 MM N OF POLES: 14 180° CLAMPING YOKE CONNECTION CLAMPING RANGE MAX. : 1.5 MM² BOX | 1
36611 | 1899550000 | PCB PLUG-IN CONNECTOR FEMALE PLUG 3.81 MM N OF POLES: 11 180° CLAMPING YOKE CONNECTION CLAMPING RANGE MAX. : 1.5 MM² BOX | 1
36612 | 1899540000 | PCB PLUG-IN CONNECTOR FEMALE PLUG 3.81 MM N OF POLES: 9 90° CLAMPING YOKE CONNECTION CLAMPING RANGE MAX. : 1.5 MM² BOX | 1
36613 | 1899500000 | PCB PLUG-IN CONNECTOR FEMALE PLUG 3.81 MM N OF POLES: 15 90° CLAMPING YOKE CONNECTION CLAMPING RANGE MAX. : 1.5 MM² BOX | 1
36614 | 1899480000 | PCB PLUG-IN CONNECTOR FEMALE PLUG 3.81 MM N OF POLES: 14 180° CLAMPING YOKE CONNECTION CLAMPING RANGE MAX. : 1.5 MM² BOX | 1
36615 | 1899460000 | PCB PLUG-IN CONNECTOR FEMALE PLUG 3.81 MM N OF POLES: 14 90° CLAMPING YOKE CONNECTION CLAMPING RANGE MAX. : 1.5 MM² BOX | 1
36616 | 1899420000 | PCB PLUG-IN CONNECTOR FEMALE PLUG 3.81 MM N OF POLES: 13 90° CLAMPING YOKE CONNECTION CLAMPING RANGE MAX. : 1.5 MM² BOX | 1
36617 | 1899400000 | PCB PLUG-IN CONNECTOR FEMALE PLUG 3.81 MM N OF POLES: 11 180° CLAMPING YOKE CONNECTION CLAMPING RANGE MAX. : 1.5 MM² BOX | 1
36618 | 1899380000 | PCB PLUG-IN CONNECTOR FEMALE PLUG 3.81 MM N OF POLES: 11 90° CLAMPING YOKE CONNECTION CLAMPING RANGE MAX. : 1.5 MM² BOX | 1
36619 | 1871430000 | PCB PLUG-IN CONNECTOR FEMALE PLUG 3.81 MM N OF POLES: 9 90° CLAMPING YOKE CONNECTION CLAMPING RANGE MAX. : 1.5 MM² BOX | 1
36620 | 1858960000 | PCB PLUG-IN CONNECTOR FEMALE PLUG 3.81 MM N OF POLES: 7 90° CLAMPING YOKE CONNECTION CLAMPING RANGE MAX. : 1.5 MM² BOX | 1
36621 | 1845690000 | PCB PLUG-IN CONNECTOR FEMALE PLUG 3.81 MM N OF POLES: 7 90° CLAMPING YOKE CONNECTION CLAMPING RANGE MAX. : 1.5 MM² BOX | 1
36622 | 1837020000 | PCB PLUG-IN CONNECTOR FEMALE PLUG 3.81 MM N OF POLES: 7 180° CLAMPING YOKE CONNECTION CLAMPING RANGE MAX. : 1.5 MM² BOX | 1
36623 | 1799160000 | PCB PLUG-IN CONNECTOR FEMALE PLUG 3.81 MM N OF POLES: 16 270° CLAMPING YOKE CONNECTION CLAMPING RANGE MAX. : 1.5 MM² BOX | 1
36624 | 1799130000 | PCB PLUG-IN CONNECTOR FEMALE PLUG 3.81 MM N OF POLES: 6 270° CLAMPING YOKE CONNECTION CLAMPING RANGE MAX. : 1.5 MM² BOX | 1
36625 | 1799120000 | PCB PLUG-IN CONNECTOR FEMALE PLUG 3.81 MM N OF POLES: 5 270° CLAMPING YOKE CONNECTION CLAMPING RANGE MAX. : 1.5 MM² BOX | 1
36626 | 1799100000 | PCB PLUG-IN CONNECTOR FEMALE PLUG 3.81 MM N OF POLES: 2 270° CLAMPING YOKE CONNECTION CLAMPING RANGE MAX. : 1.5 MM² BOX | 1
36627 | 1799000000 | PCB PLUG-IN CONNECTOR FEMALE PLUG 3.81 MM N OF POLES: 16 270° CLAMPING YOKE CONNECTION CLAMPING RANGE MAX. : 1.5 MM² BOX | 1
36628 | 1798990000 | PCB PLUG-IN CONNECTOR FEMALE PLUG 3.81 MM N OF POLES: 12 270° CLAMPING YOKE CONNECTION CLAMPING RANGE MAX. : 1.5 MM² BOX | 1
36629 | 1798970000 | PCB PLUG-IN CONNECTOR FEMALE PLUG 3.81 MM N OF POLES: 6 270° CLAMPING YOKE CONNECTION CLAMPING RANGE MAX. : 1.5 MM² BOX | 1
36630 | 1798960000 | PCB PLUG-IN CONNECTOR FEMALE PLUG 3.81 MM N OF POLES: 5 270° CLAMPING YOKE CONNECTION CLAMPING RANGE MAX. : 1.5 MM² BOX | 1
36631 | 1798950000 | PCB PLUG-IN CONNECTOR FEMALE PLUG 3.81 MM N OF POLES: 4 270° CLAMPING YOKE CONNECTION CLAMPING RANGE MAX. : 1.5 MM² BOX | 1
36632 | 1798840000 | PCB PLUG-IN CONNECTOR FEMALE PLUG 3.81 MM N OF POLES: 16 90° CLAMPING YOKE CONNECTION CLAMPING RANGE MAX. : 1.5 MM² BOX | 1
36633 | 1798820000 | PCB PLUG-IN CONNECTOR FEMALE PLUG 3.81 MM N OF POLES: 10 90° CLAMPING YOKE CONNECTION CLAMPING RANGE MAX. : 1.5 MM² BOX | 1
36634 | 1798810000 | PCB PLUG-IN CONNECTOR FEMALE PLUG 3.81 MM N OF POLES: 6 90° CLAMPING YOKE CONNECTION CLAMPING RANGE MAX. : 1.5 MM² BOX | 1
36635 | 1798800000 | PCB PLUG-IN CONNECTOR FEMALE PLUG 3.81 MM N OF POLES: 5 90° CLAMPING YOKE CONNECTION CLAMPING RANGE MAX. : 1.5 MM² BOX | 1
36636 | 1798660000 | PCB PLUG-IN CONNECTOR FEMALE PLUG 3.81 MM N OF POLES: 16 90° CLAMPING YOKE CONNECTION CLAMPING RANGE MAX. : 1.5 MM² BOX | 1
36637 | 1798630000 | PCB PLUG-IN CONNECTOR FEMALE PLUG 3.81 MM N OF POLES: 12 90° CLAMPING YOKE CONNECTION CLAMPING RANGE MAX. : 1.5 MM² BOX | 1
36638 | 1798610000 | PCB PLUG-IN CONNECTOR FEMALE PLUG 3.81 MM N OF POLES: 10 90° CLAMPING YOKE CONNECTION CLAMPING RANGE MAX. : 1.5 MM² BOX | 1
36639 | 1798590000 | PCB PLUG-IN CONNECTOR FEMALE PLUG 3.81 MM N OF POLES: 6 90° CLAMPING YOKE CONNECTION CLAMPING RANGE MAX. : 1.5 MM² BOX | 1
36640 | 1798570000 | PCB PLUG-IN CONNECTOR FEMALE PLUG 3.81 MM N OF POLES: 5 90° CLAMPING YOKE CONNECTION CLAMPING RANGE MAX. : 1.5 MM² BOX | 1
36641 | 1798190000 | PCB PLUG-IN CONNECTOR FEMALE PLUG 3.81 MM N OF POLES: 8 270° CLAMPING YOKE CONNECTION CLAMPING RANGE MAX. : 1.5 MM² BOX | 1
36642 | 1798180000 | PCB PLUG-IN CONNECTOR FEMALE PLUG 3.81 MM N OF POLES: 3 270° CLAMPING YOKE CONNECTION CLAMPING RANGE MAX. : 1.5 MM² BOX | 1
36643 | 1798170000 | PCB PLUG-IN CONNECTOR FEMALE PLUG 3.81 MM N OF POLES: 8 270° CLAMPING YOKE CONNECTION CLAMPING RANGE MAX. : 1.5 MM² BOX | 1
36644 | 1798160000 | PCB PLUG-IN CONNECTOR FEMALE PLUG 3.81 MM N OF POLES: 3 270° CLAMPING YOKE CONNECTION CLAMPING RANGE MAX. : 1.5 MM² BOX | 1
36645 | 1798140000 | PCB PLUG-IN CONNECTOR FEMALE PLUG 3.81 MM N OF POLES: 3 90° CLAMPING YOKE CONNECTION CLAMPING RANGE MAX. : 1.5 MM² BOX | 1
36646 | 1793030000 | PCB PLUG-IN CONNECTOR FEMALE PLUG 3.81 MM N OF POLES: 16 180° CLAMPING YOKE CONNECTION CLAMPING RANGE MAX. : 1.5 MM² BOX | 1
36647 | 1793010000 | PCB PLUG-IN CONNECTOR FEMALE PLUG 3.81 MM N OF POLES: 10 180° CLAMPING YOKE CONNECTION CLAMPING RANGE MAX. : 1.5 MM² BOX | 1
36648 | 1793000000 | PCB PLUG-IN CONNECTOR FEMALE PLUG 3.81 MM N OF POLES: 8 180° CLAMPING YOKE CONNECTION CLAMPING RANGE MAX. : 1.5 MM² BOX | 1
36649 | 1792990000 | PCB PLUG-IN CONNECTOR FEMALE PLUG 3.81 MM N OF POLES: 6 180° CLAMPING YOKE CONNECTION CLAMPING RANGE MAX. : 1.5 MM² BOX | 1
36650 | 1792980000 | PCB PLUG-IN CONNECTOR FEMALE PLUG 3.81 MM N OF POLES: 5 180° CLAMPING YOKE CONNECTION CLAMPING RANGE MAX. : 1.5 MM² BOX | 1
36651 | 1792770000 | PCB PLUG-IN CONNECTOR FEMALE PLUG 3.81 MM N OF POLES: 2 180° CLAMPING YOKE CONNECTION CLAMPING RANGE MAX. : 1.5 MM² BOX | 1
36652 | 1792780000 | PCB PLUG-IN CONNECTOR FEMALE PLUG 3.81 MM N OF POLES: 3 180° CLAMPING YOKE CONNECTION CLAMPING RANGE MAX. : 1.5 MM² BOX | 1
36653 | 1792800000 | PCB PLUG-IN CONNECTOR FEMALE PLUG 3.81 MM N OF POLES: 5 180° CLAMPING YOKE CONNECTION CLAMPING RANGE MAX. : 1.5 MM² BOX | 1
36654 | 1792810000 | PCB PLUG-IN CONNECTOR FEMALE PLUG 3.81 MM N OF POLES: 6 180° CLAMPING YOKE CONNECTION CLAMPING RANGE MAX. : 1.5 MM² BOX | 1
36655 | 1792820000 | PCB PLUG-IN CONNECTOR FEMALE PLUG 3.81 MM N OF POLES: 8 180° CLAMPING YOKE CONNECTION CLAMPING RANGE MAX. : 1.5 MM² BOX | 1
36656 | 1792830000 | PCB PLUG-IN CONNECTOR FEMALE PLUG 3.81 MM N OF POLES: 10 180° CLAMPING YOKE CONNECTION CLAMPING RANGE MAX. : 1.5 MM² BOX | 1
36657 | 1792840000 | PCB PLUG-IN CONNECTOR FEMALE PLUG 3.81 MM N OF POLES: 12 180° CLAMPING YOKE CONNECTION CLAMPING RANGE MAX. : 1.5 MM² BOX | 1
36658 | 1792850000 | PCB PLUG-IN CONNECTOR FEMALE PLUG 3.81 MM N OF POLES: 16 180° CLAMPING YOKE CONNECTION CLAMPING RANGE MAX. : 1.5 MM² BOX | 1
36659 | 1792950000 | PCB PLUG-IN CONNECTOR FEMALE PLUG 3.81 MM N OF POLES: 2 180° CLAMPING YOKE CONNECTION CLAMPING RANGE MAX. : 1.5 MM² BOX | 1
36660 | 1792960000 | PCB PLUG-IN CONNECTOR FEMALE PLUG 3.81 MM N OF POLES: 3 180° CLAMPING YOKE CONNECTION CLAMPING RANGE MAX. : 1.5 MM² BOX | 1
36661 | 1793020000 | PCB PLUG-IN CONNECTOR FEMALE PLUG 3.81 MM N OF POLES: 12 180° CLAMPING YOKE CONNECTION CLAMPING RANGE MAX. : 1.5 MM² BOX | 1
36662 | 1793140000 | PCB PLUG-IN CONNECTOR MALE HEADER CLOSED SIDE THT SOLDER CONNECTION 3.81 MM N OF POLES: 3 90° SOLDER PIN LENGTH (L): 3.2 MM TINNED BOX | 0
36663 | 1793160000 | PCB PLUG-IN CONNECTOR MALE HEADER CLOSED SIDE THT SOLDER CONNECTION 3.81 MM N OF POLES: 5 90° SOLDER PIN LENGTH (L): 3.2 MM TINNED BOX | 0
36664 | 1793170000 | PCB PLUG-IN CONNECTOR MALE HEADER CLOSED SIDE THT SOLDER CONNECTION 3.81 MM N OF POLES: 6 90° SOLDER PIN LENGTH (L): 3.2 MM TINNED BOX | 0
36665 | 1793180000 | PCB PLUG-IN CONNECTOR MALE HEADER CLOSED SIDE THT SOLDER CONNECTION 3.81 MM N OF POLES: 8 90° SOLDER PIN LENGTH (L): 3.2 MM TINNED BOX | 0
36666 | 1793190000 | PCB PLUG-IN CONNECTOR MALE HEADER CLOSED SIDE THT SOLDER CONNECTION 3.81 MM N OF POLES: 10 90° SOLDER PIN LENGTH (L): 3.2 MM TINNED BOX | 0
36667 | 1793330000 | PCB PLUG-IN CONNECTOR MALE HEADER FLANGE THT SOLDER CONNECTION 3.81 MM N OF POLES: 2 90° SOLDER PIN LENGTH (L): 3.2 MM TINNED BOX | 0
36668 | 1793340000 | PCB PLUG-IN CONNECTOR MALE HEADER FLANGE THT SOLDER CONNECTION 3.81 MM N OF POLES: 3 90° SOLDER PIN LENGTH (L): 3.2 MM TINNED BOX | 0
36669 | 1793380000 | PCB PLUG-IN CONNECTOR MALE HEADER FLANGE THT SOLDER CONNECTION 3.81 MM N OF POLES: 8 90° SOLDER PIN LENGTH (L): 3.2 MM TINNED BOX | 0
36670 | 1793400000 | PCB PLUG-IN CONNECTOR MALE HEADER FLANGE THT SOLDER CONNECTION 3.81 MM N OF POLES: 12 90° SOLDER PIN LENGTH (L): 3.2 MM TINNED BOX | 0
36671 | 1793530000 | PCB PLUG-IN CONNECTOR MALE HEADER CLOSED SIDE THT SOLDER CONNECTION 3.81 MM N OF POLES: 3 180° SOLDER PIN LENGTH (L): 3.2 MM TINNED BOX | 0
36672 | 1793560000 | PCB PLUG-IN CONNECTOR MALE HEADER CLOSED SIDE THT SOLDER CONNECTION 3.81 MM N OF POLES: 6 180° SOLDER PIN LENGTH (L): 3.2 MM TINNED BOX | 0
36673 | 1793580000 | PCB PLUG-IN CONNECTOR MALE HEADER CLOSED SIDE THT SOLDER CONNECTION 3.81 MM N OF POLES: 10 180° SOLDER PIN LENGTH (L): 3.2 MM TINNED BOX | 0
36674 | 1793700000 | PCB PLUG-IN CONNECTOR MALE HEADER FLANGE THT SOLDER CONNECTION 3.81 MM N OF POLES: 2 180° SOLDER PIN LENGTH (L): 3.2 MM TINNED BOX | 0
36675 | 1793710000 | PCB PLUG-IN CONNECTOR MALE HEADER FLANGE THT SOLDER CONNECTION 3.81 MM N OF POLES: 3 180° SOLDER PIN LENGTH (L): 3.2 MM TINNED BOX | 0
36676 | 1793740000 | PCB PLUG-IN CONNECTOR MALE HEADER FLANGE THT SOLDER CONNECTION 3.81 MM N OF POLES: 6 180° SOLDER PIN LENGTH (L): 3.2 MM TINNED BOX | 0
36677 | 1793750000 | PCB PLUG-IN CONNECTOR MALE HEADER FLANGE THT SOLDER CONNECTION 3.81 MM N OF POLES: 8 180° SOLDER PIN LENGTH (L): 3.2 MM TINNED BOX | 0
36678 | 1798780000 | PCB PLUG-IN CONNECTOR FEMALE PLUG 3.81 MM N OF POLES: 2 90° CLAMPING YOKE CONNECTION CLAMPING RANGE MAX. : 1.5 MM² BOX | 1
36679 | 1798830000 | PCB PLUG-IN CONNECTOR FEMALE PLUG 3.81 MM N OF POLES: 12 90° CLAMPING YOKE CONNECTION CLAMPING RANGE MAX. : 1.5 MM² BOX | 1
36680 | 1798940000 | PCB PLUG-IN CONNECTOR FEMALE PLUG 3.81 MM N OF POLES: 2 270° CLAMPING YOKE CONNECTION CLAMPING RANGE MAX. : 1.5 MM² BOX | 1
36681 | 1798980000 | PCB PLUG-IN CONNECTOR FEMALE PLUG 3.81 MM N OF POLES: 10 270° CLAMPING YOKE CONNECTION CLAMPING RANGE MAX. : 1.5 MM² BOX | 1
36682 | 1799110000 | PCB PLUG-IN CONNECTOR FEMALE PLUG 3.81 MM N OF POLES: 4 270° CLAMPING YOKE CONNECTION CLAMPING RANGE MAX. : 1.5 MM² BOX | 1
36683 | 1799140000 | PCB PLUG-IN CONNECTOR FEMALE PLUG 3.81 MM N OF POLES: 10 270° CLAMPING YOKE CONNECTION CLAMPING RANGE MAX. : 1.5 MM² BOX | 1
36684 | 1871390000 | PCB PLUG-IN CONNECTOR FEMALE PLUG 3.81 MM N OF POLES: 9 180° CLAMPING YOKE CONNECTION CLAMPING RANGE MAX. : 1.5 MM² BOX | 1
36685 | 1871410000 | PCB PLUG-IN CONNECTOR FEMALE PLUG 3.81 MM N OF POLES: 7 180° CLAMPING YOKE CONNECTION CLAMPING RANGE MAX. : 1.5 MM² BOX | 1
36686 | 1871490000 | PCB PLUG-IN CONNECTOR MALE HEADER CLOSED SIDE THT SOLDER CONNECTION 3.81 MM N OF POLES: 7 180° SOLDER PIN LENGTH (L): 3.2 MM TINNED BOX | 0
36687 | 1899440000 | PCB PLUG-IN CONNECTOR FEMALE PLUG 3.81 MM N OF POLES: 13 180° CLAMPING YOKE CONNECTION CLAMPING RANGE MAX. : 1.5 MM² BOX | 1
36688 | 1899520000 | PCB PLUG-IN CONNECTOR FEMALE PLUG 3.81 MM N OF POLES: 15 180° CLAMPING YOKE CONNECTION CLAMPING RANGE MAX. : 1.5 MM² BOX | 1
36689 | 1899530000 | PCB PLUG-IN CONNECTOR FEMALE PLUG 3.81 MM N OF POLES: 9 180° CLAMPING YOKE CONNECTION CLAMPING RANGE MAX. : 1.5 MM² BOX | 1
36690 | 1793550000 | PCB PLUG-IN CONNECTOR MALE HEADER CLOSED SIDE THT SOLDER CONNECTION 3.81 MM N OF POLES: 5 180° SOLDER PIN LENGTH (L): 3.2 MM TINNED BOX | 0
36691 | 1793570000 | PCB PLUG-IN CONNECTOR MALE HEADER CLOSED SIDE THT SOLDER CONNECTION 3.81 MM N OF POLES: 8 180° SOLDER PIN LENGTH (L): 3.2 MM TINNED BOX | 0
36692 | 1871470000 | PCB PLUG-IN CONNECTOR MALE HEADER CLOSED SIDE THT SOLDER CONNECTION 3.81 MM N OF POLES: 9 180° SOLDER PIN LENGTH (L): 3.2 MM TINNED BOX | 0
36693 | 1793520000 | PCB PLUG-IN CONNECTOR MALE HEADER CLOSED SIDE THT SOLDER CONNECTION 3.81 MM N OF POLES: 2 180° SOLDER PIN LENGTH (L): 3.2 MM TINNED BOX | 0
36694 | 1792790000 | PCB PLUG-IN CONNECTOR FEMALE PLUG 3.81 MM N OF POLES: 4 180° CLAMPING YOKE CONNECTION CLAMPING RANGE MAX. : 1.5 MM² BOX | 1
36695 | 1792970000 | PCB PLUG-IN CONNECTOR FEMALE PLUG 3.81 MM N OF POLES: 4 180° CLAMPING YOKE CONNECTION CLAMPING RANGE MAX. : 1.5 MM² BOX | 1
36696 | 1793150000 | PCB PLUG-IN CONNECTOR MALE HEADER CLOSED SIDE THT SOLDER CONNECTION 3.81 MM N OF POLES: 4 90° SOLDER PIN LENGTH (L): 3.2 MM TINNED BOX | 0
36697 | 1793350000 | PCB PLUG-IN CONNECTOR MALE HEADER FLANGE THT SOLDER CONNECTION 3.81 MM N OF POLES: 4 90° SOLDER PIN LENGTH (L): 3.2 MM TINNED BOX | 0
36698 | 1793540000 | PCB PLUG-IN CONNECTOR MALE HEADER CLOSED SIDE THT SOLDER CONNECTION 3.81 MM N OF POLES: 4 180° SOLDER PIN LENGTH (L): 3.2 MM TINNED BOX | 0
36699 | 1793720000 | PCB PLUG-IN CONNECTOR MALE HEADER FLANGE THT SOLDER CONNECTION 3.81 MM N OF POLES: 4 180° SOLDER PIN LENGTH (L): 3.2 MM TINNED BOX | 0
36700 | 1798550000 | PCB PLUG-IN CONNECTOR FEMALE PLUG 3.81 MM N OF POLES: 4 90° CLAMPING YOKE CONNECTION CLAMPING RANGE MAX. : 1.5 MM² BOX | 1
36701 | 1798790000 | PCB PLUG-IN CONNECTOR FEMALE PLUG 3.81 MM N OF POLES: 4 90° CLAMPING YOKE CONNECTION CLAMPING RANGE MAX. : 1.5 MM² BOX | 1
36702 | 1798120000 | PCB PLUG-IN CONNECTOR FEMALE PLUG 3.81 MM N OF POLES: 3 90° CLAMPING YOKE CONNECTION CLAMPING RANGE MAX. : 1.5 MM² BOX | 1
36703 | 1798130000 | PCB PLUG-IN CONNECTOR FEMALE PLUG 3.81 MM N OF POLES: 8 90° CLAMPING YOKE CONNECTION CLAMPING RANGE MAX. : 1.5 MM² BOX | 1
36704 | 1798150000 | PCB PLUG-IN CONNECTOR FEMALE PLUG 3.81 MM N OF POLES: 8 90° CLAMPING YOKE CONNECTION CLAMPING RANGE MAX. : 1.5 MM² BOX | 1
36705 | 1798500000 | PCB PLUG-IN CONNECTOR FEMALE PLUG 3.81 MM N OF POLES: 2 90° CLAMPING YOKE CONNECTION CLAMPING RANGE MAX. : 1.5 MM² BOX | 1
36706 | 1793130000 | PCB PLUG-IN CONNECTOR MALE HEADER CLOSED SIDE THT SOLDER CONNECTION 3.81 MM N OF POLES: 2 90° SOLDER PIN LENGTH (L): 3.2 MM TINNED BOX | 0
36707 | 138000000 | ACCESSORIES GAUGE RING (AUTOMATIC CIRCUIT BREAKER) 2 A | 340
36708 | 138100000 | ACCESSORIES GAUGE RING (AUTOMATIC CIRCUIT BREAKER) 4 A | 340
36709 | 139000000 | TERMINAL MARKERS INSERT MARKERS 500 X 12.5 MM | 167
36710 | 189400000 | CABLELINE ACCESSORIES 10 - 317 MM 110 X 11.3 MM | 723
36711 | 206160000 | ACCESSORIES END BRACKET | 234
36712 | 241260000 | MULTIPIN TERMINAL STRIP SINGLE- AND MULTI-POLE TERMINAL STRIP RATED CROSS-SECTION: 2.5 MM² SCREW CONNECTION DIRECT MOUNTING | 18
36713 | 243820000 | MULTIPIN TERMINAL STRIP SINGLE- AND MULTI-POLE TERMINAL STRIP RATED CROSS-SECTION: 2.5 MM² SCREW CONNECTION DIRECT MOUNTING | 18
36714 | 252509999 | CABLELINE CONDUCTOR AND CABLE MARKERS 1.3 - 3 MM 15 X 3.4 MM TO CUSTOMER SPECIFICATION | 33
36715 | 273820000 | MULTIPIN TERMINAL STRIP SINGLE- AND MULTI-POLE TERMINAL STRIP RATED CROSS-SECTION: 2.5 MM² SCREW CONNECTION DIRECT MOUNTING | 18
36716 | 273920000 | MULTIPIN TERMINAL STRIP SINGLE- AND MULTI-POLE TERMINAL STRIP RATED CROSS-SECTION: 2.5 MM² SCREW CONNECTION DIRECT MOUNTING | 18
36717 | 274020000 | MULTIPIN TERMINAL STRIP SINGLE- AND MULTI-POLE TERMINAL STRIP RATED CROSS-SECTION: 2.5 MM² SCREW CONNECTION DIRECT MOUNTING | 18
36718 | 274040000 | MULTIPIN TERMINAL STRIP SINGLE- AND MULTI-POLE TERMINAL STRIP RATED CROSS-SECTION: 2.5 MM² SCREW CONNECTION DIRECT MOUNTING | 18
36719 | 274120000 | MULTIPIN TERMINAL STRIP SINGLE- AND MULTI-POLE TERMINAL STRIP RATED CROSS-SECTION: 2.5 MM² SCREW CONNECTION DIRECT MOUNTING | 18
36720 | 274220000 | MULTIPIN TERMINAL STRIP SINGLE- AND MULTI-POLE TERMINAL STRIP RATED CROSS-SECTION: 2.5 MM² SCREW CONNECTION DIRECT MOUNTING | 18
36721 | 274320000 | MULTIPIN TERMINAL STRIP SINGLE- AND MULTI-POLE TERMINAL STRIP RATED CROSS-SECTION: 2.5 MM² SCREW CONNECTION DIRECT MOUNTING | 18
36722 | 316500000 | ACCESSORIES CLAMPING YOKE FOR BUSBAR RATED CROSS-SECTION: CLAMPING YOKE FEED-THROUGH (BUSHING) | 139
36723 | 316600000 | ACCESSORIES CLAMPING YOKE FOR BUSBAR RATED CROSS-SECTION: CLAMPING YOKE FEED-THROUGH (BUSHING) | 139
36724 | 322110000 | ACCESSORIES CLAMPING YOKE FOR BUSBAR RATED CROSS-SECTION: CLAMPING YOKE PA FEED-THROUGH (BUSHING) | 139
36725 | 322160000 | ACCESSORIES CLAMPING YOKE FOR BUSBAR RATED CROSS-SECTION: CLAMPING YOKE PA GREEN/ FEED-THROUGH (BUSHING) | 139
36726 | 322180000 | ACCESSORIES CLAMPING YOKE FOR BUSBAR RATED CROSS-SECTION: CLAMPING YOKE PA FEED-THROUGH (BUSHING) | 139
36727 | 328600000 | ACCESSORIES GAUGE RING (AUTOMATIC CIRCUIT BREAKER) 6 A | 340
36728 | 328700000 | ACCESSORIES GAUGE RING (AUTOMATIC CIRCUIT BREAKER) 10 A | 340
36729 | 361800000 | ACCESSORIES GAUGE RING (AUTOMATIC CIRCUIT BREAKER) 20 A | 340
36730 | 361900000 | ACCESSORIES GAUGE RING (AUTOMATIC CIRCUIT BREAKER) 25 A | 340
36731 | 362000000 | ACCESSORIES GAUGE RING (AUTOMATIC CIRCUIT BREAKER) 35 A | 340
36732 | 362100000 | ACCESSORIES GAUGE RING (AUTOMATIC CIRCUIT BREAKER) 50 A | 340
36733 | 368900000 | WIRE-END FERRULE SDARD 18 MM 18 MM NO | 16
36734 | 375200000 | WIRE-END FERRULE SDARD 18 MM 18 MM NO | 16
36735 | 375300000 | WIRE-END FERRULE SDARD 18 MM 18 MM NO | 16
36736 | 382860000 | ACCESSORIES END BRACKET | 234
36737 | 383530000 | ACCESSORIES END BRACKET | 234
36738 | 383560000 | ACCESSORIES END BRACKET | 234
36739 | 459500000 | ACCESSORIES CLAMPING YOKE FOR BUSBAR RATED CROSS-SECTION: CLAMPING YOKE BUSBAR DIRECT MOUNTING | 139
36740 | 475310000 | ACCESSORIES CLAMPING YOKE FOR BUSBAR RATED CROSS-SECTION: CLAMPING YOKE PA FEED-THROUGH (BUSHING) | 139
36741 | 475360000 | ACCESSORIES CLAMPING YOKE FOR BUSBAR RATED CROSS-SECTION: CLAMPING YOKE PA GREEN/ FEED-THROUGH (BUSHING) | 139
36742 | 475380000 | ACCESSORIES CLAMPING YOKE FOR BUSBAR RATED CROSS-SECTION: CLAMPING YOKE PA FEED-THROUGH (BUSHING) | 139
36743 | 494920000 | ACCESSORIES RAIL SUPPORT KRG | 713
36744 | 502810000 | ACCESSORIES CLAMPING YOKE FOR BUSBAR RATED CROSS-SECTION: CLAMPING YOKE PA FEED-THROUGH (BUSHING) | 139
36745 | 502860000 | ACCESSORIES CLAMPING YOKE FOR BUSBAR RATED CROSS-SECTION: CLAMPING YOKE PA GREEN/ FEED-THROUGH (BUSHING) | 139
36746 | 502880000 | ACCESSORIES CLAMPING YOKE FOR BUSBAR RATED CROSS-SECTION: CLAMPING YOKE PA FEED-THROUGH (BUSHING) | 139
36747 | 524400000 | CABLELINE ACCESSORIES 10 - 317 MM 70 X 11.3 MM | 723
36748 | 525910000 | ACCESSORIES CLAMPING YOKE FOR BUSBAR RATED CROSS-SECTION: CLAMPING YOKE PA BUSBAR DIRECT MOUNTING | 139
36749 | 525960000 | ACCESSORIES CLAMPING YOKE FOR BUSBAR RATED CROSS-SECTION: CLAMPING YOKE PA GREEN/ BUSBAR DIRECT MOUNTING | 139
36750 | 525980000 | ACCESSORIES CLAMPING YOKE FOR BUSBAR RATED CROSS-SECTION: CLAMPING YOKE PA BUSBAR DIRECT MOUNTING | 139
36751 | 556660000 | FILTER MAT IP54 | 361
36752 | 556700000 | ACCESSORIES CLAMPING YOKE FOR BUSBAR RATED CROSS-SECTION: CLAMPING YOKE FEED-THROUGH (BUSHING) | 139
36753 | 556800000 | ACCESSORIES CLAMPING YOKE FOR BUSBAR RATED CROSS-SECTION: CLAMPING YOKE FEED-THROUGH (BUSHING) | 139
36754 | 565460000 | ACCESSORIES CLAMPING YOKE FOR BUSBAR RATED CROSS-SECTION: CLAMPING YOKE PA GREEN/ FEED-THROUGH (BUSHING) | 139
36755 | 565480000 | ACCESSORIES CLAMPING YOKE FOR BUSBAR RATED CROSS-SECTION: CLAMPING YOKE PA FEED-THROUGH (BUSHING) | 139
36756 | 620320000 | MULTIPIN TERMINAL STRIP SINGLE- AND MULTI-POLE TERMINAL STRIP RATED CROSS-SECTION: 6 MM² SCREW CONNECTION DIRECT MOUNTING | 18
36757 | 620420000 | MULTIPIN TERMINAL STRIP SINGLE- AND MULTI-POLE TERMINAL STRIP RATED CROSS-SECTION: 6 MM² SCREW CONNECTION DIRECT MOUNTING | 18
36758 | 641720000 | ACCESSORIES RAIL SUPPORT KRG | 713
36759 | 693060000 | ACCESSORIES END BRACKET | 234
36760 | 1002680000 | STAINLESS STEEL MARKERS CONDUCTOR AND CABLE MARKERS 176 X 11 MM | 72
36761 | 1003220000 | HEAVY-DUTY CONNECTORS ACCESSORIES CODING SYSTEM | 211
36762 | 1003230000 | HEAVY-DUTY CONNECTORS ACCESSORIES CODING SYSTEM | 211
36763 | 1003240000 | HEAVY-DUTY CONNECTORS ACCESSORIES CODING SYSTEM | 211
36764 | 1003400000 | LASERMARK DEVICE MARKERS 34 X 89 MM | 98
36765 | 1010680000 | NEUTRAL CONDUCTOR DISCONNECT TERMINAL BUSBAR CONNECTION 2.5 MM² 400 V 24 A SLIDING | 313
36766 | 1015220000 | CABLE TIES 4.6 X 100 MM STAINLESS STEEL POLYESTER COATED 445 N | 352
36767 | 1015230000 | CABLE TIES 4.6 X 125 MM STAINLESS STEEL POLYESTER COATED 445 N | 352
36768 | 1015240000 | CABLE TIES 4.6 X 150 MM STAINLESS STEEL POLYESTER COATED 445 N | 352
36769 | 1015250000 | CABLE TIES 4.6 X 200 MM STAINLESS STEEL POLYESTER COATED 445 N | 352
36770 | 1015270000 | CABLE TIES 4.6 X 360 MM STAINLESS STEEL POLYESTER COATED 445 N | 352
36771 | 1015280000 | CABLE TIES 4.6 X 520 MM STAINLESS STEEL POLYESTER COATED 445 N | 352
36772 | 1015290000 | CABLE TIES 4.6 X 680 MM STAINLESS STEEL POLYESTER COATED 445 N | 352
36773 | 1015300000 | CABLE TIES 4.6 X 840 MM STAINLESS STEEL POLYESTER COATED 445 N | 352
36774 | 1015310000 | CABLE TIES 7.9 X 200 MM STAINLESS STEEL POLYESTER COATED 1112 N | 466
36775 | 1015320000 | CABLE TIES 7.9 X 360 MM STAINLESS STEEL POLYESTER COATED 1112 N | 466
36776 | 1015330000 | CABLE TIES 7.9 X 520 MM STAINLESS STEEL POLYESTER COATED 1112 N | 466
36777 | 1015340000 | CABLE TIES 7.9 X 680 MM STAINLESS STEEL POLYESTER COATED 1112 N | 466
36778 | 1015350000 | CABLE TIES 7.9 X 840 MM STAINLESS STEEL POLYESTER COATED 1112 N | 466
36779 | 1018110000 | HEAVY-DUTY CONNECTORS ACCESSORIES SHIELD CLIP | 107
36780 | 1018120000 | HEAVY-DUTY CONNECTORS ACCESSORIES SHIELD CLIP | 107
36781 | 1018130000 | HEAVY-DUTY CONNECTORS ACCESSORIES SHIELD CLIP | 107
36782 | 1018150000 | HEAVY-DUTY CONNECTORS ACCESSORIES SHIELD CLIP | 107
36783 | 1018160000 | HEAVY-DUTY CONNECTORS ACCESSORIES SHIELD CLIP | 107
36784 | 1018170000 | HEAVY-DUTY CONNECTORS ACCESSORIES SHIELD CLIP | 107
36785 | 1018180000 | HEAVY-DUTY CONNECTORS ACCESSORIES SHIELD CLIP | 107
36786 | 1022960000 | SENSOR/ACTUATOR LINE N OF POLES : 5 SHIELDED: NO SHEATH MATERIAL: PUR HALOGEN: NO | 0
36787 | 1025660000 | HEAVY-DUTY CONNECTORS ACCESSORIES PE SCREW | 437
36788 | 1025670000 | HEAVY-DUTY CONNECTORS ACCESSORIES PE SCREW | 437
36789 | 1031400000 | FEED-THROUGH TERMINAL SCREW CONNECTION 1.5 MM² 800 V 17.5 A DARK | 10
36790 | 1058630000 | BUS LINE N OF POLES: 5 SHIELDED: YES LED: NO SHEATH MATERIAL: PUR HALOGEN: NO | 0
36791 | 1059000000 | W-SERIES END BRACKET | 288
36792 | 1059200000 | CABLE TIES 7.5 X 200 MM POLYAMIDE 66 220 N | 66
36793 | 1059210000 | CABLE TIES 7.5 X 200 MM POLYAMIDE 66 220 N | 66
36794 | 1059220000 | CABLE TIES 7.5 X 250 MM POLYAMIDE 66 220 N | 66
36795 | 1059230000 | CABLE TIES 7.5 X 250 MM POLYAMIDE 66 220 N | 66
36796 | 1059240000 | CABLE TIES 7.5 X 350 MM POLYAMIDE 66 220 N | 66
36797 | 1059250000 | CABLE TIES 7.5 X 350 MM POLYAMIDE 66 220 N | 66
36798 | 1061210000 | W-SERIES END BRACKET | 288
36799 | 1068260000 | W-SERIES FIXING BRACKET ORANGE 5 MM | 538
36800 | 1072760000 | W-SERIES FIXING BRACKET ORANGE 5 MM | 538
36801 | 1200500000 | HEAVY-DUTY CONNECTORS CRIMP CONTACT HE HEE HQ MIXMATE PIN CONDUCTOR CROSS-SECTION MAX.: 0.5 TURNED ALLOY | 48
36802 | 1200600000 | HEAVY-DUTY CONNECTORS CRIMP CONTACT HE HEE HQ MIXMATE PIN CONDUCTOR CROSS-SECTION MAX.: 1 TURNED ALLOY | 48
36803 | 1200700000 | HEAVY-DUTY CONNECTORS CRIMP CONTACT HE HEE HQ MIXMATE PIN CONDUCTOR CROSS-SECTION MAX.: 1.5 TURNED ALLOY | 48
36804 | 1200800000 | HEAVY-DUTY CONNECTORS CRIMP CONTACT HE HEE HQ MIXMATE PIN CONDUCTOR CROSS-SECTION MAX.: 2.5 TURNED ALLOY | 48
36805 | 1200900000 | HEAVY-DUTY CONNECTORS CRIMP CONTACT HE HEE HQ MIXMATE PIN CONDUCTOR CROSS-SECTION MAX.: 4 TURNED ALLOY | 48
36806 | 1201100000 | HEAVY-DUTY CONNECTORS CRIMP CONTACT HE HEE HQ MIXMATE FEMALE CONDUCTOR CROSS-SECTION MAX.: 0.5 TURNED ALLOY | 48
36807 | 1201200000 | HEAVY-DUTY CONNECTORS CRIMP CONTACT HE HEE HQ MIXMATE FEMALE CONDUCTOR CROSS-SECTION MAX.: 1 TURNED ALLOY | 48
36808 | 1201300000 | HEAVY-DUTY CONNECTORS CRIMP CONTACT HE HEE HQ MIXMATE FEMALE CONDUCTOR CROSS-SECTION MAX.: 1.5 TURNED ALLOY | 48
36809 | 1201400000 | HEAVY-DUTY CONNECTORS CRIMP CONTACT HE HEE HQ MIXMATE FEMALE CONDUCTOR CROSS-SECTION MAX.: 2.5 TURNED ALLOY | 48
36810 | 1201500000 | HEAVY-DUTY CONNECTORS CRIMP CONTACT HE HEE HQ MIXMATE FEMALE CONDUCTOR CROSS-SECTION MAX.: 4 TURNED ALLOY | 48
36811 | 1261300000 | ACCESSORIES CLAMPING YOKE FOR BUSBAR RATED CROSS-SECTION: CLAMPING YOKE FEED-THROUGH (BUSHING) | 139
36812 | 1278600000 | CABLE TIES 2.5 X 98 MM POLYAMIDE 66 80 N | 66
36813 | 1278700000 | CABLE TIES 3.5 X 140 MM POLYAMIDE 66 180 N | 66
36814 | 1278800000 | CABLE TIES 4.5 X 200 MM POLYAMIDE 66 220 N | 66
36815 | 1278900000 | CABLE TIES 4.5 X 290 MM POLYAMIDE 66 220 N | 66
36816 | 1279000000 | CABLE TIES 4.5 X 360 MM POLYAMIDE 66 220 N | 66
36817 | 1279100000 | CABLE TIES 7.5 X 365 MM POLYAMIDE 66 540 N | 217
36818 | 1279200000 | CABLE TIES 6.2 X 8.1 MM PLASTIC 80 N | 1062
36819 | 1279300000 | CABLE TIES 4.8 X 203 MM PLASTIC 220 N | 1070
36820 | 1289200000 | CABLE TIES 19 X 19 MM PLASTIC 80 N | 731
36821 | 1289400000 | CABLE TIES 27 X 27 MM PLASTIC 80 N | 732
36822 | 1471300000 | HEAVY-DUTY CONNECTORS ACCESSORIES CODING SYSTEM | 211
36823 | 1471500000 | HEAVY-DUTY CONNECTORS ACCESSORIES CODING ELEMENT | 917
36824 | 1579500000 | CABLELINE CONDUCTOR AND CABLE MARKERS 10 - 317 MM 25 X 11.4 MM | 5
36825 | 1599120000 | PCB PLUG-IN CONNECTOR ACCESSORIES LATCHES N OF POLES: 1 | 27
36826 | 1600740000 | CABLELINE CONDUCTOR AND CABLE MARKERS 20 X 4 MM | 5
36827 | 1601750000 | HEAVY-DUTY CONNECTORS CRIMP CONTACT HD HDD HQ MIXMATE PIN CONDUCTOR CROSS-SECTION MAX.: 1 TURNED ALLOY | 48
36828 | 1601760000 | HEAVY-DUTY CONNECTORS CRIMP CONTACT HD HDD HQ MIXMATE FEMALE CONDUCTOR CROSS-SECTION MAX.: 1 TURNED ALLOY | 48
36829 | 1608740000 | Z-SERIES ACCESSORIES END PLATE PARTITION PLATE | 418
36830 | 1608750000 | Z-SERIES ACCESSORIES END PLATE PARTITION PLATE | 418
36831 | 1608760000 | Z-SERIES END PLATE PARTITION PLATE | 46
36832 | 1608770000 | Z-SERIES ACCESSORIES END PLATE PARTITION PLATE | 418
36833 | 1608780000 | Z-SERIES END PLATE PARTITION PLATE | 46
36834 | 1608790000 | Z-SERIES END PLATE PARTITION PLATE | 46
36835 | 1608800000 | Z-SERIES ACCESSORIES END PLATE PARTITION PLATE | 418
36836 | 1608810000 | Z-SERIES END PLATE PARTITION PLATE | 46
36837 | 1608820000 | Z-SERIES END PLATE PARTITION PLATE | 46
36838 | 1608830000 | Z-SERIES END PLATE PARTITION PLATE | 46
36839 | 1608840000 | Z-SERIES END PLATE PARTITION PLATE | 46
36840 | 1608850000 | Z-SERIES END PLATE PARTITION PLATE | 46
36841 | 1610110000 | ACCESSORIES MOUNTING RAIL SUPPORT STEEL | 410
36842 | 1613820000 | PCB PLUG-IN CONNECTOR ACCESSORIES N OF POLES: 10 | 27
36843 | 1632090000 | Z-SERIES ACCESSORIES END PLATE PARTITION PLATE | 418
36844 | 1632100000 | Z-SERIES END PLATE PARTITION PLATE | 46
36845 | 1632110000 | Z-SERIES END PLATE PARTITION PLATE | 46
36846 | 1634790000 | CABLELINE CONDUCTOR AND CABLE MARKERS 10 - 317 MM 4 X 11.4 MM | 5
36847 | 1649540000 | Z-SERIES END PLATE PARTITION PLATE | 46
36848 | 1649550000 | Z-SERIES END PLATE PARTITION PLATE | 46
36849 | 1651420000 | HEAVY-DUTY CONNECTORS CRIMP CONTACT HE HEE HQ MIXMATE PIN CONDUCTOR CROSS-SECTION MAX.: 0.5 TURNED ALLOY | 48
36850 | 1651430000 | HEAVY-DUTY CONNECTORS CRIMP CONTACT HE HEE HQ MIXMATE PIN CONDUCTOR CROSS-SECTION MAX.: 1 TURNED ALLOY | 48
36851 | 1651440000 | HEAVY-DUTY CONNECTORS CRIMP CONTACT HE HEE HQ MIXMATE PIN CONDUCTOR CROSS-SECTION MAX.: 1.5 TURNED ALLOY | 48
36852 | 1651450000 | HEAVY-DUTY CONNECTORS CRIMP CONTACT HE HEE HQ MIXMATE PIN CONDUCTOR CROSS-SECTION MAX.: 2.5 TURNED ALLOY | 48
36853 | 1651460000 | HEAVY-DUTY CONNECTORS CRIMP CONTACT HE HEE HQ MIXMATE PIN CONDUCTOR CROSS-SECTION MAX.: 4 TURNED ALLOY | 48
36854 | 1651470000 | HEAVY-DUTY CONNECTORS CRIMP CONTACT HE HEE HQ MIXMATE FEMALE CONDUCTOR CROSS-SECTION MAX.: 0.5 TURNED ALLOY | 48
36855 | 1651480000 | HEAVY-DUTY CONNECTORS CRIMP CONTACT HE HEE HQ MIXMATE FEMALE CONDUCTOR CROSS-SECTION MAX.: 1 TURNED ALLOY | 48
36856 | 1651490000 | HEAVY-DUTY CONNECTORS CRIMP CONTACT HE HEE HQ MIXMATE FEMALE CONDUCTOR CROSS-SECTION MAX.: 1.5 TURNED ALLOY | 48
36857 | 1651500000 | HEAVY-DUTY CONNECTORS CRIMP CONTACT HE HEE HQ MIXMATE FEMALE CONDUCTOR CROSS-SECTION MAX.: 2.5 TURNED ALLOY | 48
36858 | 1651510000 | HEAVY-DUTY CONNECTORS CRIMP CONTACT HE HEE HQ MIXMATE FEMALE CONDUCTOR CROSS-SECTION MAX.: 4 TURNED ALLOY | 48
36859 | 1651520000 | HEAVY-DUTY CONNECTORS CRIMP CONTACT HD HDD HQ MIXMATE PIN CONDUCTOR CROSS-SECTION MAX.: 0.37 TURNED ALLOY | 48
36860 | 1651530000 | HEAVY-DUTY CONNECTORS CRIMP CONTACT HD HDD HQ MIXMATE PIN CONDUCTOR CROSS-SECTION MAX.: 0.5 TURNED ALLOY | 48
36861 | 1651550000 | HEAVY-DUTY CONNECTORS CRIMP CONTACT HD HDD HQ MIXMATE PIN CONDUCTOR CROSS-SECTION MAX.: 1.5 TURNED ALLOY | 48
36862 | 1651560000 | HEAVY-DUTY CONNECTORS CRIMP CONTACT HD HDD HQ MIXMATE PIN CONDUCTOR CROSS-SECTION MAX.: 2.5 TURNED ALLOY | 48
36863 | 1651570000 | HEAVY-DUTY CONNECTORS CRIMP CONTACT HD HDD HQ MIXMATE FEMALE CONDUCTOR CROSS-SECTION MAX.: 0.37 TURNED ALLOY | 48
36864 | 1651580000 | HEAVY-DUTY CONNECTORS CRIMP CONTACT HD HDD HQ MIXMATE FEMALE CONDUCTOR CROSS-SECTION MAX.: 0.5 TURNED ALLOY | 48
36865 | 1651600000 | HEAVY-DUTY CONNECTORS CRIMP CONTACT HD HDD HQ MIXMATE FEMALE CONDUCTOR CROSS-SECTION MAX.: 1.5 TURNED ALLOY | 48
36866 | 1651610000 | HEAVY-DUTY CONNECTORS CRIMP CONTACT HD HDD HQ MIXMATE FEMALE CONDUCTOR CROSS-SECTION MAX.: 2.5 TURNED ALLOY | 48
36867 | 1651620000 | HEAVY-DUTY CONNECTORS CRIMP CONTACT HD HDD HQ MIXMATE PIN CONDUCTOR CROSS-SECTION MAX.: 0.37 TURNED ALLOY | 48
36868 | 1651630000 | HEAVY-DUTY CONNECTORS CRIMP CONTACT HD HDD HQ MIXMATE PIN CONDUCTOR CROSS-SECTION MAX.: 0.5 TURNED ALLOY | 48
36869 | 1651640000 | HEAVY-DUTY CONNECTORS CRIMP CONTACT HD HDD HQ MIXMATE PIN CONDUCTOR CROSS-SECTION MAX.: 1 TURNED ALLOY | 48
36870 | 1651650000 | HEAVY-DUTY CONNECTORS CRIMP CONTACT HD HDD HQ MIXMATE PIN CONDUCTOR CROSS-SECTION MAX.: 1.5 TURNED ALLOY | 48
36871 | 1651660000 | HEAVY-DUTY CONNECTORS CRIMP CONTACT HD HDD HQ MIXMATE PIN CONDUCTOR CROSS-SECTION MAX.: 2.5 TURNED ALLOY | 48
36872 | 1651670000 | HEAVY-DUTY CONNECTORS CRIMP CONTACT HD HDD HQ MIXMATE FEMALE CONDUCTOR CROSS-SECTION MAX.: 0.37 TURNED ALLOY | 48
36873 | 1651680000 | HEAVY-DUTY CONNECTORS CRIMP CONTACT HD HDD HQ MIXMATE FEMALE CONDUCTOR CROSS-SECTION MAX.: 0.5 TURNED ALLOY | 48
36874 | 1651690000 | HEAVY-DUTY CONNECTORS CRIMP CONTACT HD HDD HQ MIXMATE FEMALE CONDUCTOR CROSS-SECTION MAX.: 1 TURNED ALLOY | 48
36875 | 1651700000 | HEAVY-DUTY CONNECTORS CRIMP CONTACT HD HDD HQ MIXMATE FEMALE CONDUCTOR CROSS-SECTION MAX.: 1.5 TURNED ALLOY | 48
36876 | 1651710000 | HEAVY-DUTY CONNECTORS CRIMP CONTACT HD HDD HQ MIXMATE FEMALE CONDUCTOR CROSS-SECTION MAX.: 2.5 TURNED ALLOY | 48
36877 | 1651990000 | INITIATOR/ACTUATOR TERMINAL TENSION-CLAMP CONNECTION 1.5 MM² FLANGE-MOUNTED HOUSING TENSION-CLAMP CONNECTION WITH LED PLUGGABLE LED | 260
36878 | 1652020000 | INITIATOR/ACTUATOR TERMINAL TENSION-CLAMP CONNECTION 1.5 MM² FLANGE-MOUNTED HOUSING TENSION-CLAMP CONNECTION WITH LED PLUGGABLE LED | 260
36879 | 1656390000 | VG H (HDC HALVED CABLE GLAND) CABLE GLANDS PG 11 IP65 NICKEL-PLATED | 320
36880 | 1656400000 | VG H (HDC HALVED CABLE GLAND) CABLE GLANDS PG 13 IP65 NICKEL-PLATED | 320
36881 | 1656410000 | VG H (HDC HALVED CABLE GLAND) CABLE GLANDS PG 16 IP65 NICKEL-PLATED | 320
36882 | 1656420000 | VG H (HDC HALVED CABLE GLAND) CABLE GLANDS PG 21 IP65 NICKEL-PLATED | 320
36883 | 1656430000 | VG H (HDC HALVED CABLE GLAND) CABLE GLANDS PG 29 IP65 NICKEL-PLATED | 320
36884 | 1664980000 | HEAVY-DUTY CONNECTORS ACCESSORIES ADAPTER PLATE SIZE: 8 PLASTIC ORANGE 3 | 112
36885 | 1665000000 | HEAVY-DUTY CONNECTORS ACCESSORIES ADAPTER PLATE SIZE: 8 PLASTIC ORANGE 4 | 112
36886 | 1665020000 | HEAVY-DUTY CONNECTORS ACCESSORIES ADAPTER PLATE SIZE: 8 PLASTIC ORANGE 6 | 112
36887 | 1674650000 | Z-SERIES END PLATE PARTITION PLATE | 46
36888 | 1677120000 | ACCESSORIES CROSS-CONNECTOR BRIDGE 24 A | 889
36889 | 1682260000 | HEAVY-DUTY CONNECTORS CRIMP CONTACT CM 3 PIN CONDUCTOR CROSS-SECTION MAX.: 4 TURNED ALLOY | 48
36890 | 1682270000 | HEAVY-DUTY CONNECTORS CRIMP CONTACT CM 3 FEMALE CONDUCTOR CROSS-SECTION MAX.: 4 TURNED ALLOY | 48
36891 | 1682280000 | HEAVY-DUTY CONNECTORS CRIMP CONTACT CM 3 PIN CONDUCTOR CROSS-SECTION MAX.: 6 TURNED ALLOY | 48
36892 | 1682290000 | HEAVY-DUTY CONNECTORS CRIMP CONTACT CM 3 FEMALE CONDUCTOR CROSS-SECTION MAX.: 6 TURNED ALLOY | 48
36893 | 1682300000 | HEAVY-DUTY CONNECTORS CRIMP CONTACT CM 3 PIN CONDUCTOR CROSS-SECTION MAX.: 10 TURNED ALLOY | 48
36894 | 1682310000 | HEAVY-DUTY CONNECTORS CRIMP CONTACT CM 3 FEMALE CONDUCTOR CROSS-SECTION MAX.: 10 TURNED ALLOY | 48
36895 | 1682320000 | HEAVY-DUTY CONNECTORS CRIMP CONTACT CM 5 PIN CONDUCTOR CROSS-SECTION MAX.: 0.5 TURNED ALLOY | 48
36896 | 1682330000 | HEAVY-DUTY CONNECTORS CRIMP CONTACT CM 5 FEMALE CONDUCTOR CROSS-SECTION MAX.: 0.5 TURNED ALLOY | 48
36897 | 1682340000 | HEAVY-DUTY CONNECTORS CRIMP CONTACT CM 5 PIN CONDUCTOR CROSS-SECTION MAX.: 1 TURNED ALLOY | 48
36898 | 1682350000 | HEAVY-DUTY CONNECTORS CRIMP CONTACT CM 5 FEMALE CONDUCTOR CROSS-SECTION MAX.: 1 TURNED ALLOY | 48
36899 | 1682360000 | HEAVY-DUTY CONNECTORS CRIMP CONTACT CM 5 PIN CONDUCTOR CROSS-SECTION MAX.: 1.5 TURNED ALLOY | 48
36900 | 1682370000 | HEAVY-DUTY CONNECTORS CRIMP CONTACT CM 5 FEMALE CONDUCTOR CROSS-SECTION MAX.: 1.5 TURNED ALLOY | 48
36901 | 1682380000 | HEAVY-DUTY CONNECTORS CRIMP CONTACT CM 5 PIN CONDUCTOR CROSS-SECTION MAX.: 2.5 TURNED ALLOY | 48
36902 | 1682390000 | HEAVY-DUTY CONNECTORS CRIMP CONTACT CM 5 FEMALE CONDUCTOR CROSS-SECTION MAX.: 2.5 TURNED ALLOY | 48
36903 | 1682400000 | HEAVY-DUTY CONNECTORS CRIMP CONTACT CM 5 PIN CONDUCTOR CROSS-SECTION MAX.: 4 TURNED ALLOY | 48
36904 | 1682410000 | HEAVY-DUTY CONNECTORS CRIMP CONTACT CM 5 FEMALE CONDUCTOR CROSS-SECTION MAX.: 4 TURNED ALLOY | 48
36905 | 1683660000 | Z-SERIES END PLATE PARTITION PLATE | 46
36906 | 1683680000 | Z-SERIES END PLATE PARTITION PLATE | 46
36907 | 1683710000 | Z-SERIES END PLATE PARTITION PLATE | 46
36908 | 1683730000 | Z-SERIES END PLATE PARTITION PLATE | 46
36909 | 1683740000 | Z-SERIES END PLATE PARTITION PLATE | 46
36910 | 1683760000 | Z-SERIES END PLATE PARTITION PLATE | 46
36911 | 1683820000 | Z-SERIES END PLATE PARTITION PLATE | 46
36912 | 1683840000 | Z-SERIES END PLATE PARTITION PLATE | 46
36913 | 1683870000 | Z-SERIES END PLATE PARTITION PLATE | 46
36914 | 1683880000 | Z-SERIES END PLATE PARTITION PLATE | 46
36915 | 1683890000 | Z-SERIES END PLATE PARTITION PLATE | 46
36916 | 1683920000 | Z-SERIES END PLATE PARTITION PLATE | 46
36917 | 1697890000 | CABLE TIES 2.5 X 98 MM POLYAMIDE 66 80 N | 66
36918 | 1697900000 | CABLE TIES 3.5 X 140 MM POLYAMIDE 66 180 N | 66
36919 | 1697910000 | CABLE TIES 4.5 X 200 MM POLYAMIDE 66 220 N | 66
36920 | 1697920000 | CABLE TIES 4.5 X 290 MM POLYAMIDE 66 220 N | 66
36921 | 1697930000 | CABLE TIES 4.5 X 360 MM POLYAMIDE 66 220 N | 66
36922 | 1697940000 | CABLE TIES 7.5 X 365 MM POLYAMIDE 66 540 N | 217
36923 | 1697950000 | CABLE TIES 19 X 19 MM PLASTIC 80 N | 731
36924 | 1697960000 | CABLE TIES 27 X 27 MM PLASTIC 80 N | 732
36925 | 1698150000 | HEAVY-DUTY CONNECTORS CRIMP CONTACT CM 3 FEMALE CONDUCTOR CROSS-SECTION MAX.: 2.5 TURNED ALLOY | 48
36926 | 1698180000 | Z-SERIES END PLATE | 115
36927 | 1698190000 | Z-SERIES PLUG-IN CONNECTOR RATED CROSS-SECTION: 1.5 MM² PLUG-IN CONNECTION DARK PLUG | 18
36928 | 1698200000 | Z-SERIES PLUG-IN CONNECTOR RATED CROSS-SECTION: 1.5 MM² PLUG-IN CONNECTION GREEN PLUG DIRECT MOUNTING | 18
36929 | 1699800000 | CABLE TIES 4.6 X 127 MM STAINLESS STEEL 1.4301 445 N | 387
36930 | 1699810000 | CABLE TIES 4.6 X 201 MM STAINLESS STEEL 1.4301 445 N | 387
36931 | 1699900000 | CABLE TIES 4.6 X 266 MM STAINLESS STEEL 1.4301 445 N | 387
36932 | 1699910000 | CABLE TIES 4.6 X 360 MM STAINLESS STEEL 1.4301 445 N | 387
36933 | 1699920000 | CABLE TIES 4.6 X 520 MM STAINLESS STEEL 1.4301 445 N | 387
36934 | 1699930000 | CABLE TIES 4.6 X 679 MM STAINLESS STEEL 1.4301 445 N | 387
36935 | 1699940000 | CABLE TIES 4.6 X 838 MM STAINLESS STEEL 1.4301 445 N | 387
36936 | 1700530001 | DEVICE MARKERS DEVICE MARKERS 25 X 25 MM | 1093
36937 | 1700540001 | DEVICE MARKERS DEVICE MARKERS 50 X 50 MM | 1093
36938 | 1700560001 | DEVICE MARKERS DEVICE MARKERS 200 X 200 MM | 1109
36939 | 1704340000 | Z-SERIES PARTITION PLATE | 283
36940 | 1704740000 | ACCESSORIES FIXING BRACKET | 908
36941 | 1704750000 | Z-SERIES END PLATE | 115
36942 | 1704760000 | Z-SERIES END PLATE | 115
36943 | 1704770000 | Z-SERIES END PLATE | 115
36944 | 1705310000 | ACCESSORIES CRIMP CONTACT RATED CROSS-SECTION: 0.35 MM² CRIMP CONTACT DIRECT MOUNTING | 887
36945 | 1706110000 | Z-SERIES END PLATE PARTITION PLATE | 46
36946 | 1706120000 | Z-SERIES END PLATE PARTITION PLATE | 46
36947 | 1706130000 | Z-SERIES END PLATE PARTITION PLATE | 46
36948 | 1716140000 | PRINTED CIRCUIT BOARD TERMINALS 5.08 MM N OF POLES: 2 90° SOLDER PIN LENGTH (L): 3.5 MM TINNED PALE GREEN CLAMPING YOKE CONNECTION CLAMPING RANGE MAX. : 2.5 MM² BOX | 1
36949 | 1716150000 | PRINTED CIRCUIT BOARD TERMINALS 5.08 MM N OF POLES: 3 90° SOLDER PIN LENGTH (L): 3.5 MM TINNED PALE GREEN CLAMPING YOKE CONNECTION CLAMPING RANGE MAX. : 2.5 MM² BOX | 1
36950 | 1718810000 | VG MS ZE (SDARD CABLE GLAND STRAIN RELIEF) CABLE GLANDS PG 9 6 MM OD MIN. 4 - OD MAX. 10 MM IP65 NICKEL-PLATED | 8
36951 | 1719250000 | VPK (BLANKING PLUG IN PLASTIC) BLANKING PLUG PG 7 6 MM IP65 POLYAMID 6 (PA6 - GF30) | 113
36952 | 1719560000 | GWDR NP (FLAT GASKET - NEOPRENE) SEALING RING PG 11 NEOPRENE | 185
36953 | 1720570000 | SWITCHMARK PROTECTIVE CAP 8 X 27 MM TRANSPARENT | 456
36954 | 1720580000 | SWITCHMARK PROTECTIVE CAP 12.5 X 27 MM TRANSPARENT | 456
36955 | 1720630000 | CABLE TIES 3.5 X 200 MM POLYAMIDE 66 180 N | 66
36956 | 1720640000 | CABLE TIES 3.5 X 290 MM POLYAMIDE 66 180 N | 66
36957 | 1720650000 | CABLE TIES 3.5 X 290 MM POLYAMIDE 66 180 N | 66
36958 | 1720660000 | CABLE TIES 3.5 X 200 MM POLYAMIDE 66 180 N | 66
36959 | 1720670000 | CABLE TIES 7.5 X 750 MM POLYAMIDE 66 540 N | 217
36960 | 1720680000 | CABLE TIES 7.5 X 750 MM POLYAMIDE 66 540 N | 217
36961 | 1720960000 | Z-SERIES END PLATE PARTITION PLATE | 46
36962 | 1720970000 | Z-SERIES END PLATE PARTITION PLATE | 46
36963 | 1720980000 | Z-SERIES END PLATE PARTITION PLATE | 46
36964 | 1723540000 | CABLE TIES 4.5 X 160 MM POLYAMIDE 66 220 N | 66
36965 | 1723550000 | CABLE TIES 4.8 X 178 MM POLYAMIDE 66 220 N | 66
36966 | 1723560000 | CABLE TIES 4.5 X 160 MM POLYAMIDE 66 220 N | 66
36967 | 1723570000 | CABLE TIES 4.8 X 178 MM POLYAMIDE 66 220 N | 66
36968 | 1723660000 | ACCESSORIES MOUNTING FOOT | 702
36969 | 1724750050 | SAI PASSIVE SENSOR-ACTUATOR PASSIVE DISTRIBUTOR IDC HOOD VERSION NO | 22
36970 | 1736250000 | GWDR NP (FLAT GASKET - NEOPRENE) SEALING RING M 25 NEOPRENE | 185
36971 | 1736300000 | SZS (SERRATED WASHER) RETAINING TOOTHED WASHERS M 16 STAINLESS STEEL 1.4404 (316L) | 392
36972 | 1736310000 | SZS (SERRATED WASHER) RETAINING TOOTHED WASHERS M 20 STAINLESS STEEL 1.4404 (316L) | 392
36973 | 1736320000 | SZS (SERRATED WASHER) RETAINING TOOTHED WASHERS M 25 STAINLESS STEEL 1.4404 (316L) | 392
36974 | 1736330000 | SZS (SERRATED WASHER) RETAINING TOOTHED WASHERS M 32 STAINLESS STEEL 1.4404 (316L) | 392
36975 | 1736520000 | EA (EARTHING RINGS) EARTHING RING M 40 NICKEL-PLATED | 354
36976 | 1736530000 | EA (EARTHING RINGS) EARTHING RING M 50 NICKEL-PLATED | 354
36977 | 1736540000 | EA (EARTHING RINGS) EARTHING RING M 63 NICKEL-PLATED | 354
36978 | 1736550000 | EA (EARTHING RINGS) EARTHING RING M 75 NICKEL-PLATED | 354
36979 | 1736570000 | KSP (KLIPPON SHROUD) PROTECTIVE CAP PVC | 212
36980 | 1736580000 | KSP (KLIPPON SHROUD) PROTECTIVE CAP PVC | 212
36981 | 1736590000 | KSP (KLIPPON SHROUD) PROTECTIVE CAP PVC | 212
36982 | 1736600000 | KSP (KLIPPON SHROUD) PROTECTIVE CAP PVC | 212
36983 | 1736610000 | KSP (KLIPPON SHROUD) PROTECTIVE CAP PVC | 212
36984 | 1736620000 | KSP (KLIPPON SHROUD) PROTECTIVE CAP PVC | 212
36985 | 1736630000 | KSP (KLIPPON SHROUD) PROTECTIVE CAP PVC | 212
36986 | 1736640000 | KSP (KLIPPON SHROUD) PROTECTIVE CAP PVC | 212
36987 | 1736670000 | KSP (KLIPPON SHROUD) PROTECTIVE CAP PVC | 212
36988 | 1736680000 | KSP (KLIPPON SHROUD) PROTECTIVE CAP PVC | 212
36989 | 1736990000 | SKMU MS ( LOCKNUT) LOCKNUT M 16 2.8 MM NICKEL-PLATED | 111
36990 | 1737000000 | SKMU MS ( LOCKNUT) LOCKNUT M 20 3 MM NICKEL-PLATED | 111
36991 | 1737010000 | SKMU MS ( LOCKNUT) LOCKNUT M 25 3.5 MM NICKEL-PLATED | 111
36992 | 1737020000 | SKMU MS ( LOCKNUT) LOCKNUT M 32 4 MM NICKEL-PLATED | 111
36993 | 1737030000 | SKMU MS ( LOCKNUT) LOCKNUT M 40 5 MM NICKEL-PLATED | 111
36994 | 1752080050 | SENSOR-ACTUATOR PASSIVE DISTRIBUTOR HOOD VERSION NO | 22
36995 | 1763270000 | CABLELINE CONDUCTOR AND CABLE MARKERS 10 - 317 MM 33 X 6 MM TRANSPARENT | 622
36996 | 1763280000 | CABLELINE CONDUCTOR AND CABLE MARKERS 10 - 317 MM 33 X 11.3 MM TRANSPARENT | 622
36997 | 1763390000 | CABLELINE CONDUCTOR AND CABLE MARKERS 10 - 317 MM 66 X 11.3 MM TRANSPARENT | 622
36998 | 1764050000 | CABLELINE CONDUCTOR AND CABLE MARKERS 17.5 X 9 MM | 5
36999 | 1764230000 | CABLELINE SOCKET X 5 MM PVC COLOUR: TRANSPARENT CONDUCTOR O.D.: 4 - 10 MM | 71
37000 | 1764240000 | CABLELINE SOCKET X 5 MM PVC COLOUR: TRANSPARENT CONDUCTOR O.D.: 4 - 10 MM | 71
37001 | 1764250000 | CABLELINE SOCKET X 5 MM PVC COLOUR: TRANSPARENT CONDUCTOR O.D.: 4 - 10 MM | 71
37002 | 1764260000 | CABLELINE SOCKET X 5 MM PVC COLOUR: TRANSPARENT CONDUCTOR O.D.: 4 - 10 MM | 71
37003 | 1764270000 | CABLELINE SOCKET X 5 MM PVC COLOUR: TRANSPARENT CONDUCTOR O.D.: 8 - 16 MM | 71
37004 | 1764280000 | CABLELINE SOCKET X 5 MM PVC COLOUR: TRANSPARENT CONDUCTOR O.D.: 8 - 16 MM | 71
37005 | 1764290000 | CABLELINE SOCKET X 5 MM PVC COLOUR: TRANSPARENT CONDUCTOR O.D.: 8 - 16 MM | 71
37006 | 1764300000 | CABLELINE SOCKET X 5 MM PVC COLOUR: TRANSPARENT CONDUCTOR O.D.: 8 - 16 MM | 71
37007 | 1767730000 | DEKAFIX TERMINAL MARKER 5 X 3.5 MM PITCH IN MM (P): 3.50 WEIDMUELLER TO CUSTOMER SPECIFICATION | 49
37008 | 1768010000 | Z-SERIES END PLATE | 115
37009 | 1770400000 | Z-SERIES END PLATE | 115
37010 | 1770880000 | Z-SERIES END PLATE | 115
37011 | 1770890000 | Z-SERIES END PLATE | 115
37012 | 1771440000 | Z-SERIES END PLATE | 115
37013 | 1771450000 | Z-SERIES END PLATE | 115
37014 | 1771460000 | Z-SERIES END PLATE | 115
37015 | 1771860000 | Z-SERIES LOCKOUT DEVICE | 944
37016 | 1774490000 | STAINLESS STEEL MARKERS CONDUCTOR AND CABLE MARKERS 288 X 11 MM | 72
37017 | 1774500000 | STAINLESS STEEL MARKERS CONDUCTOR AND CABLE MARKERS 48 X 11 MM | 72
37018 | 1774510000 | STAINLESS STEEL MARKERS CONDUCTOR AND CABLE MARKERS 60 X 11 MM | 72
37019 | 1774520000 | STAINLESS STEEL MARKERS CONDUCTOR AND CABLE MARKERS 84 X 11 MM | 72
37020 | 1774530000 | STAINLESS STEEL MARKERS CONDUCTOR AND CABLE MARKERS 108 X 11 MM | 72
37021 | 1777610000 | SKMU MS EMV ( LOCKNUT - EMC) LOCKNUT M 12 3.6 MM NICKEL-PLATED | 111
37022 | 1781520000 | PLUG-IN CONNECTOR IP20 | 937
37023 | 1791470000 | FEED-THROUGH TERMINAL DOUBLE-TIER TERMINAL TENSION-CLAMP CONNECTION 2.5 MM² 800 V 24 A BROWN DARK | 10
37024 | 1791710000 | PRINTED CIRCUIT BOARD TERMINALS 5.00 MM N OF POLES: 4 135° SOLDER PIN LENGTH (L): 3.2 MM TINNED ORANGE CLAMPING YOKE CONNECTION CLAMPING RANGE MAX. : 6 MM² BOX | 1
37025 | 1804480000 | LASERMARK DEVICE MARKERS 50 X 12 MM SIEMENS | 228
37026 | 1805840000 | SWITCHMARK PROTECTIVE CAP 27 X 27 MM TRANSPARENT | 456
37027 | 1805880000 | GROUP MARKERS TERMINAL MARKER 23 X 5 MM PITCH IN MM (P): 5.00 WEIDMUELLER | 13
37028 | 1806120000 | EM TERMINAL MARKER 32.4 X 7.2 MM PITCH IN MM (P): 7.20 WEIDMUELLER TRANSPARENT | 13
37029 | 1812660000 | KSW TERMINAL MARKER 2.5 X PITCH IN MM (P): 2.50 WEIDMUELLER | 13
37030 | 1812670000 | KSW TERMINAL MARKER 4 X PITCH IN MM (P): 4.00 WEIDMUELLER | 13
37031 | 1816150000 | Z-SERIES CODING ELEMENT 2.9 MM | 1171
37032 | 1821020000 | LASERMARK DEVICE MARKERS 100 X 22.6 MM SIEMENS | 228
37033 | 1821030000 | LASERMARK DEVICE MARKERS 251 X 11.5 MM SIEMENS | 228
37034 | 1821040000 | LASERMARK DEVICE MARKERS 251 X 11.5 MM SIEMENS | 228
37035 | 1821490000 | PRINTED CIRCUIT BOARD TERMINALS 5.00 MM N OF POLES: 4 90° SOLDER PIN LENGTH (L): 3.5 MM TINNED ORANGE CLAMPING YOKE CONNECTION CLAMPING RANGE MAX. : 2.5 MM² BOX | 1
37036 | 1835820000 | LASERMARK DEVICE MARKERS 6 X 17 MM | 98
37037 | 1835830000 | LASERMARK DEVICE MARKERS 6.3 X 19.05 MM | 98
37038 | 1837580000 | PRINTED CIRCUIT BOARD TERMINALS ACCESSORIES INTERMEDIATE PLATE PEBBLE GREY N OF POLES: 1 | 273
37039 | 1845310000 | PRINTED CIRCUIT BOARD TERMINALS 5.00 MM N OF POLES: 5 90° SOLDER PIN LENGTH (L): 3.5 MM TINNED ORANGE CLAMPING YOKE CONNECTION CLAMPING RANGE MAX. : 2.5 MM² BOX | 1
37040 | 1845320000 | PRINTED CIRCUIT BOARD TERMINALS 5.00 MM N OF POLES: 6 90° SOLDER PIN LENGTH (L): 3.5 MM TINNED ORANGE CLAMPING YOKE CONNECTION CLAMPING RANGE MAX. : 2.5 MM² BOX | 1
37041 | 1845330000 | PRINTED CIRCUIT BOARD TERMINALS 5.00 MM N OF POLES: 7 90° SOLDER PIN LENGTH (L): 3.5 MM TINNED ORANGE CLAMPING YOKE CONNECTION CLAMPING RANGE MAX. : 2.5 MM² BOX | 1
37042 | 1845340000 | PRINTED CIRCUIT BOARD TERMINALS 5.00 MM N OF POLES: 8 90° SOLDER PIN LENGTH (L): 3.5 MM TINNED ORANGE CLAMPING YOKE CONNECTION CLAMPING RANGE MAX. : 2.5 MM² BOX | 1
37043 | 1845350000 | PRINTED CIRCUIT BOARD TERMINALS 5.00 MM N OF POLES: 9 90° SOLDER PIN LENGTH (L): 3.5 MM TINNED ORANGE CLAMPING YOKE CONNECTION CLAMPING RANGE MAX. : 2.5 MM² BOX | 1
37044 | 1845360000 | PRINTED CIRCUIT BOARD TERMINALS 5.00 MM N OF POLES: 10 90° SOLDER PIN LENGTH (L): 3.5 MM TINNED ORANGE CLAMPING YOKE CONNECTION CLAMPING RANGE MAX. : 2.5 MM² BOX | 1
37045 | 1845370000 | PRINTED CIRCUIT BOARD TERMINALS 5.00 MM N OF POLES: 11 90° SOLDER PIN LENGTH (L): 3.5 MM TINNED ORANGE CLAMPING YOKE CONNECTION CLAMPING RANGE MAX. : 2.5 MM² BOX | 1
37046 | 1845380000 | PRINTED CIRCUIT BOARD TERMINALS 5.00 MM N OF POLES: 12 90° SOLDER PIN LENGTH (L): 3.5 MM TINNED ORANGE CLAMPING YOKE CONNECTION CLAMPING RANGE MAX. : 2.5 MM² BOX | 1
37047 | 1845390000 | PRINTED CIRCUIT BOARD TERMINALS 5.00 MM N OF POLES: 4 135° SOLDER PIN LENGTH (L): 3.5 MM TINNED ORANGE CLAMPING YOKE CONNECTION CLAMPING RANGE MAX. : 2.5 MM² BOX | 1
37048 | 1845400000 | PRINTED CIRCUIT BOARD TERMINALS 5.00 MM N OF POLES: 5 135° SOLDER PIN LENGTH (L): 3.5 MM TINNED ORANGE CLAMPING YOKE CONNECTION CLAMPING RANGE MAX. : 2.5 MM² BOX | 1
37049 | 1845410000 | PRINTED CIRCUIT BOARD TERMINALS 5.00 MM N OF POLES: 6 135° SOLDER PIN LENGTH (L): 3.5 MM TINNED ORANGE CLAMPING YOKE CONNECTION CLAMPING RANGE MAX. : 2.5 MM² BOX | 1
37050 | 1845420000 | PRINTED CIRCUIT BOARD TERMINALS 5.00 MM N OF POLES: 7 135° SOLDER PIN LENGTH (L): 3.5 MM TINNED ORANGE CLAMPING YOKE CONNECTION CLAMPING RANGE MAX. : 2.5 MM² BOX | 1
37051 | 1845430000 | PRINTED CIRCUIT BOARD TERMINALS 5.00 MM N OF POLES: 8 135° SOLDER PIN LENGTH (L): 3.5 MM TINNED ORANGE CLAMPING YOKE CONNECTION CLAMPING RANGE MAX. : 2.5 MM² BOX | 1
37052 | 1845440000 | PRINTED CIRCUIT BOARD TERMINALS 5.00 MM N OF POLES: 9 135° SOLDER PIN LENGTH (L): 3.5 MM TINNED ORANGE CLAMPING YOKE CONNECTION CLAMPING RANGE MAX. : 2.5 MM² BOX | 1
37053 | 1845450000 | PRINTED CIRCUIT BOARD TERMINALS 5.00 MM N OF POLES: 10 135° SOLDER PIN LENGTH (L): 3.5 MM TINNED ORANGE CLAMPING YOKE CONNECTION CLAMPING RANGE MAX. : 2.5 MM² BOX | 1
37054 | 1845460000 | PRINTED CIRCUIT BOARD TERMINALS 5.00 MM N OF POLES: 11 135° SOLDER PIN LENGTH (L): 3.5 MM TINNED ORANGE CLAMPING YOKE CONNECTION CLAMPING RANGE MAX. : 2.5 MM² BOX | 1
37055 | 1845470000 | PRINTED CIRCUIT BOARD TERMINALS 5.00 MM N OF POLES: 12 135° SOLDER PIN LENGTH (L): 3.5 MM TINNED ORANGE CLAMPING YOKE CONNECTION CLAMPING RANGE MAX. : 2.5 MM² BOX | 1
37056 | 1847640000 | LASERMARK DEVICE MARKERS 251 X 13.5 MM SIEMENS | 228
37057 | 1847650000 | LASERMARK DEVICE MARKERS 208 X 17.3 MM SIEMENS | 228
37058 | 1854410000 | ACCESSORIES END BRACKET | 234
37059 | 1859410000 | CABLE TIES 43.5 X 10 MM PLASTIC 80 N | 1063
37060 | 1861040000 | Z-SERIES COUPLING RATED CROSS-SECTION: 2.5 MM² PLUG-IN CONNECTION DIRECT MOUNTING | 18
37061 | 1861050000 | Z-SERIES COUPLING RATED CROSS-SECTION: 2.5 MM² PLUG-IN CONNECTION DIRECT MOUNTING | 18
37062 | 1865440000 | LASERMARK DEVICE MARKERS 50 X 12 MM SIEMENS | 228
37063 | 1865450000 | LASERMARK DEVICE MARKERS 100 X 22.6 MM SIEMENS | 228
37064 | 1865460000 | LASERMARK DEVICE MARKERS 208 X 17.3 MM SIEMENS | 228
37065 | 1865490000 | LASERMARK DEVICE MARKERS 251 X 13.5 MM SIEMENS | 228
37066 | 1866070000 | Z-SERIES COUPLING RATED CROSS-SECTION: 2.5 MM² PLUG-IN CONNECTION DIRECT MOUNTING | 18
37067 | 1868819999 | CABLELINE CONDUCTOR AND CABLE MARKERS 2.5 - 5 MM 9 X 4.2 MM TO CUSTOMER SPECIFICATION | 33
37068 | 1871809999 | CABLELINE CONDUCTOR AND CABLE MARKERS 2.5 - 5 MM 18 X 4.2 MM TO CUSTOMER SPECIFICATION | 33
37069 | 1871839999 | CABLELINE CONDUCTOR AND CABLE MARKERS 4 - 10 MM 18 X 6.9 MM TO CUSTOMER SPECIFICATION | 33
37070 | 1872309999 | CABLELINE CONDUCTOR AND CABLE MARKERS 8 - 16 MM 6 X 11 MM TO CUSTOMER SPECIFICATION | 33
37071 | 1872659999 | CABLELINE CONDUCTOR AND CABLE MARKERS 8 - 16 MM 9 X 11 MM TO CUSTOMER SPECIFICATION | 33
37072 | 1872679999 | CABLELINE CONDUCTOR AND CABLE MARKERS 8 - 16 MM 18 X 11 MM TO CUSTOMER SPECIFICATION | 33
37073 | 1873330000 | CABLELINE CONDUCTOR AND CABLE MARKERS 1.3 - 3 MM 12 X 3.4 MM TO CUSTOMER SPECIFICATION | 33
37074 | 1873340000 | CABLELINE CONDUCTOR AND CABLE MARKERS 1.3 - 3 MM 21 X 3.4 MM TO CUSTOMER SPECIFICATION | 33
37075 | 1873350000 | CABLELINE CONDUCTOR AND CABLE MARKERS 2.5 - 5 MM 12 X 4.2 MM TO CUSTOMER SPECIFICATION | 33
37076 | 1873360000 | CABLELINE CONDUCTOR AND CABLE MARKERS 2.5 - 5 MM 15 X 4.2 MM TO CUSTOMER SPECIFICATION | 33
37077 | 1873370000 | CABLELINE CONDUCTOR AND CABLE MARKERS 2.5 - 5 MM 21 X 4.2 MM TO CUSTOMER SPECIFICATION | 33
37078 | 1873380000 | CABLELINE CONDUCTOR AND CABLE MARKERS 4 - 10 MM 12 X 6.9 MM TO CUSTOMER SPECIFICATION | 33
37079 | 1873390000 | CABLELINE CONDUCTOR AND CABLE MARKERS 4 - 10 MM 15 X 6.9 MM TO CUSTOMER SPECIFICATION | 33
37080 | 1873400000 | CABLELINE CONDUCTOR AND CABLE MARKERS 4 - 10 MM 21 X 6.9 MM TO CUSTOMER SPECIFICATION | 33
37081 | 1873410000 | CABLELINE CONDUCTOR AND CABLE MARKERS 8 - 16 MM 21 X 11 MM TO CUSTOMER SPECIFICATION | 33
37082 | 1873420000 | CABLELINE CONDUCTOR AND CABLE MARKERS 8 - 16 MM 12 X 11 MM TO CUSTOMER SPECIFICATION | 33
37083 | 1873430000 | CABLELINE CONDUCTOR AND CABLE MARKERS 8 - 16 MM 15 X 11 MM TO CUSTOMER SPECIFICATION | 33
37084 | 1873440000 | CABLELINE CONDUCTOR AND CABLE MARKERS 10 - 317 MM 9 X 11.4 MM | 5
37085 | 1873450000 | CABLELINE CONDUCTOR AND CABLE MARKERS 10 - 317 MM 12 X 11.4 MM | 5
37086 | 1873460000 | CABLELINE CONDUCTOR AND CABLE MARKERS 10 - 317 MM 21 X 11.4 MM | 5
37087 | 1873749999 | CABLELINE CONDUCTOR AND CABLE MARKERS 1.3 - 3 MM 18 X 3.4 MM TO CUSTOMER SPECIFICATION | 33
37088 | 1873810000 | LASERMARK DEVICE MARKERS 18 X 27 MM | 98
37089 | 1875150000 | Z-SERIES PLUG-IN CONNECTOR DARK DIRECT MOUNTING | 18
37090 | 1875180000 | Z-SERIES PLUG-IN CONNECTOR DIRECT MOUNTING | 18
37091 | 1875190000 | Z-SERIES PLUG-IN CONNECTOR DARK DIRECT MOUNTING | 18
37092 | 1875200000 | Z-SERIES PLUG-IN CONNECTOR DIRECT MOUNTING | 18
37093 | 1875210000 | Z-SERIES PLUG-IN CONNECTOR DARK DIRECT MOUNTING | 18
37094 | 1875220000 | Z-SERIES PLUG-IN CONNECTOR DIRECT MOUNTING | 18
37095 | 1880720000 | SWITCHMARK PROTECTIVE CAP 22 X 22 MM TRANSPARENT | 456
37096 | 1880810000 | CLIPCARD ACCESSORIES 15 X 27 MM TRANSPARENT | 284
37097 | 1880830000 | CLIPCARD ACCESSORIES 15 X 49 MM TRANSPARENT | 284
37098 | 1880840000 | CLIPCARD ACCESSORIES 15 X 60 MM TRANSPARENT | 284
37099 | 1880850000 | CLIPCARD ACCESSORIES 15 X 17 MM TRANSPARENT | 284
37100 | 1882890000 | LASERMARK DEVICE MARKERS 9 X 15 MM | 98
37101 | 1882910000 | LASERMARK DEVICE MARKERS 6 X 12 MM | 98
37102 | 1889550000 | CABLELINE SOCKET X 5 MM PVC COLOUR: TRANSPARENT CONDUCTOR O.D.: 8 - 16 MM | 71
37103 | 1889570000 | CABLELINE SOCKET X 5 MM PVC COLOUR: TRANSPARENT CONDUCTOR O.D.: 4 - 10 MM | 71
37104 | 1896300000 | P-SERIES END PLATE DARK 2.5 MM | 209
37105 | 1896320000 | P-SERIES END PLATE DARK 2.5 MM | 209
37106 | 1896480000 | P-SERIES END PLATE DARK 2.5 MM | 209
37107 | 1899230000 | CABLELINE CONDUCTOR AND CABLE MARKERS 10 - 317 MM 18 X 11.4 MM | 5
37108 | 1899260000 | CABLELINE CONDUCTOR AND CABLE MARKERS 10 - 317 MM 15 X 11.4 MM | 5
37109 | 1902110000 | SENSOR/ACTUATOR LINE ONE END WITHOUT CONNECTOR N OF POLES : 3 SHIELDED: NO LED: NO SHEATH MATERIAL: PUR HALOGEN: NO | 0
37110 | 1902120000 | SENSOR/ACTUATOR LINE N OF POLES : 4 SHIELDED: NO LED: NO SHEATH MATERIAL: PUR HALOGEN: NO | 0
37111 | 1902130000 | SENSOR/ACTUATOR LINE N OF POLES : 4 SHIELDED: NO SHEATH MATERIAL: PUR HALOGEN: NO | 0
37112 | 1902140000 | SENSOR/ACTUATOR LINE N OF POLES : 3 SHIELDED: NO SHEATH MATERIAL: PUR HALOGEN: NO | 0
37113 | 1902160000 | SENSOR/ACTUATOR LINE N OF POLES : 3 SHIELDED: NO SHEATH MATERIAL: PVC HALOGEN: YES | 54
37114 | 1902170000 | SENSOR/ACTUATOR LINE N OF POLES : 4 SHIELDED: NO SHEATH MATERIAL: PVC HALOGEN: YES | 54
37115 | 1902180000 | SENSOR/ACTUATOR LINE N OF POLES : 4 SHIELDED: NO SHEATH MATERIAL: PVC HALOGEN: YES | 54
37116 | 1902190000 | SENSOR/ACTUATOR LINE N OF POLES : 3 SHIELDED: NO SHEATH MATERIAL: PVC HALOGEN: YES | 54
37117 | 1905170000 | FEED-THROUGH TERMINAL DOUBLE-TIER TERMINAL TENSION-CLAMP CONNECTION 4 MM² 800 V 32 A DARK | 10
37118 | 1905470000 | Z-SERIES TEST-DISCONNECT TERMINAL RATED CROSS-SECTION: 2.5 MM² TENSION-CLAMP CONNECTION | 7
37119 | 1909320000 | KDSU (KLIPPON DOUBLE SEAL UNIVERSAL EX CABLE GLAND) CABLE GLANDS M 32 16 MM SINGLE-WIRE ARMOURING METAL FOIL ARMOURING BRAIDED ARMOURING 0.1 - 2 MM OD MIN. 26.7 - OD MAX. 34 MM ID MIN. 19.50 - ID MAX. 26.30 MM IP66 IP68 - 2.5 BAR | 8
37120 | 1909330000 | KDSU (KLIPPON DOUBLE SEAL UNIVERSAL EX CABLE GLAND) CABLE GLANDS M 40 16 MM SINGLE-WIRE ARMOURING METAL FOIL ARMOURING BRAIDED ARMOURING 0.1 - 2 MM OD MIN. 33 - OD MAX. 40.6 MM ID MIN. 23.00 - ID MAX. 32.20 MM IP66 IP68 - 2.5 BAR | 8
37121 | 1909430000 | KSG (KLIPPON SDARD EX CABLE GLAND) CABLE GLANDS M 32 16 MM OD MIN. 19.5 - OD MAX. 26.3 MM IP66 IP68 - 2.5 BAR | 8
37122 | 1909440000 | KSG (KLIPPON SDARD EX CABLE GLAND) CABLE GLANDS M 40 16 MM OD MIN. 23 - OD MAX. 32.2 MM IP66 IP68 - 2.5 BAR | 8
37123 | 1911430000 | KDSU (KLIPPON DOUBLE SEAL UNIVERSAL EX CABLE GLAND) CABLE GLANDS M 32 16 MM SINGLE-WIRE ARMOURING METAL FOIL ARMOURING BRAIDED ARMOURING 0.1 - 2 MM OD MIN. 26.7 - OD MAX. 34 MM ID MIN. 19.50 - ID MAX. 26.30 MM IP66 IP68 - 2.5 BAR NICKEL-PLATED | 8
37124 | 1911440000 | KDSU (KLIPPON DOUBLE SEAL UNIVERSAL EX CABLE GLAND) CABLE GLANDS M 40 16 MM SINGLE-WIRE ARMOURING METAL FOIL ARMOURING BRAIDED ARMOURING 0.1 - 2 MM OD MIN. 33 - OD MAX. 40.6 MM ID MIN. 23.00 - ID MAX. 32.20 MM IP66 IP68 - 2.5 BAR NICKEL-PLATED | 8
37125 | 1911580000 | KSG (KLIPPON SDARD EX CABLE GLAND) CABLE GLANDS M 32 16 MM OD MIN. 19.5 - OD MAX. 26.3 MM IP66 IP68 - 2.5 BAR NICKEL-PLATED | 8
37126 | 1911590000 | KSG (KLIPPON SDARD EX CABLE GLAND) CABLE GLANDS M 40 16 MM OD MIN. 23 - OD MAX. 32.2 MM IP66 IP68 - 2.5 BAR NICKEL-PLATED | 8
37127 | 1912190000 | HEAVY-DUTY CONNECTORS ACCESSORIES SHIELD CLIP | 107
37128 | 1912200000 | HEAVY-DUTY CONNECTORS ACCESSORIES SHIELD CLIP | 107
37129 | 1912210000 | HEAVY-DUTY CONNECTORS ACCESSORIES SHIELD CLIP | 107
37130 | 1912220000 | HEAVY-DUTY CONNECTORS ACCESSORIES SHIELD CLIP | 107
37131 | 1912230000 | HEAVY-DUTY CONNECTORS ACCESSORIES SHIELD CLIP | 107
37132 | 1912240000 | HEAVY-DUTY CONNECTORS ACCESSORIES SHIELD CLIP | 107
37133 | 1912250000 | HEAVY-DUTY CONNECTORS ACCESSORIES SHIELD CLIP | 107
37134 | 1912500000 | CABLELINE CONDUCTOR AND CABLE MARKERS 1.3 - 3 MM 24 X 3.4 MM TO CUSTOMER SPECIFICATION | 33
37135 | 1912510000 | CABLELINE CONDUCTOR AND CABLE MARKERS 1.3 - 3 MM 27 X 3.4 MM TO CUSTOMER SPECIFICATION | 33
37136 | 1912550000 | CABLELINE CONDUCTOR AND CABLE MARKERS 1.3 - 3 MM 3 X 3.4 MM TO CUSTOMER SPECIFICATION | 33
37137 | 1912580000 | CABLELINE CONDUCTOR AND CABLE MARKERS 1.3 - 3 MM 30 X 3.4 MM TO CUSTOMER SPECIFICATION | 33
37138 | 1912590000 | CABLELINE CONDUCTOR AND CABLE MARKERS 1.3 - 3 MM 33 X 3.4 MM TO CUSTOMER SPECIFICATION | 33
37139 | 1912600000 | CABLELINE CONDUCTOR AND CABLE MARKERS 1.3 - 3 MM 36 X 3.4 MM TO CUSTOMER SPECIFICATION | 33
37140 | 1912610000 | CABLELINE CONDUCTOR AND CABLE MARKERS 1.3 - 3 MM 39 X 3.4 MM TO CUSTOMER SPECIFICATION | 33
37141 | 1912640000 | CABLELINE CONDUCTOR AND CABLE MARKERS 2.5 - 5 MM 27 X 4.2 MM TO CUSTOMER SPECIFICATION | 33
37142 | 1912650000 | CABLELINE CONDUCTOR AND CABLE MARKERS 2.5 - 5 MM 3 X 4.2 MM TO CUSTOMER SPECIFICATION | 33
37143 | 1912660000 | CABLELINE CONDUCTOR AND CABLE MARKERS 2.5 - 5 MM 30 X 4.2 MM TO CUSTOMER SPECIFICATION | 33
37144 | 1912670000 | CABLELINE CONDUCTOR AND CABLE MARKERS 2.5 - 5 MM 33 X 4.2 MM TO CUSTOMER SPECIFICATION | 33
37145 | 1912680000 | CABLELINE CONDUCTOR AND CABLE MARKERS 2.5 - 5 MM 36 X 4.2 MM TO CUSTOMER SPECIFICATION | 33
37146 | 1912690000 | CABLELINE CONDUCTOR AND CABLE MARKERS 2.5 - 5 MM 39 X 4.2 MM TO CUSTOMER SPECIFICATION | 33
37147 | 1912700000 | CABLELINE CONDUCTOR AND CABLE MARKERS 2.5 - 5 MM 6 X 4.2 MM TO CUSTOMER SPECIFICATION | 33
37148 | 1912710000 | CABLELINE CONDUCTOR AND CABLE MARKERS 4 - 10 MM 24 X 6.9 MM TO CUSTOMER SPECIFICATION | 33
37149 | 1912720000 | CABLELINE CONDUCTOR AND CABLE MARKERS 4 - 10 MM 27 X 6.9 MM TO CUSTOMER SPECIFICATION | 33
37150 | 1912730000 | CABLELINE CONDUCTOR AND CABLE MARKERS 4 - 10 MM 30 X 6.9 MM TO CUSTOMER SPECIFICATION | 33
37151 | 1912740000 | CABLELINE CONDUCTOR AND CABLE MARKERS 4 - 10 MM 33 X 6.9 MM TO CUSTOMER SPECIFICATION | 33
37152 | 1912750000 | CABLELINE CONDUCTOR AND CABLE MARKERS 4 - 10 MM 36 X 6.9 MM TO CUSTOMER SPECIFICATION | 33
37153 | 1912760000 | CABLELINE CONDUCTOR AND CABLE MARKERS 4 - 10 MM 39 X 6.9 MM TO CUSTOMER SPECIFICATION | 33
37154 | 1912770000 | CABLELINE CONDUCTOR AND CABLE MARKERS 8 - 16 MM 24 X 11 MM TO CUSTOMER SPECIFICATION | 33
37155 | 1912780000 | CABLELINE CONDUCTOR AND CABLE MARKERS 8 - 16 MM 27 X 11 MM TO CUSTOMER SPECIFICATION | 33
37156 | 1912790000 | CABLELINE CONDUCTOR AND CABLE MARKERS 8 - 16 MM 30 X 11 MM TO CUSTOMER SPECIFICATION | 33
37157 | 1912800000 | CABLELINE CONDUCTOR AND CABLE MARKERS 8 - 16 MM 33 X 11 MM TO CUSTOMER SPECIFICATION | 33
37158 | 1912810000 | CABLELINE CONDUCTOR AND CABLE MARKERS 8 - 16 MM 36 X 11 MM TO CUSTOMER SPECIFICATION | 33
37159 | 1912820000 | CABLELINE CONDUCTOR AND CABLE MARKERS 8 - 16 MM 39 X 11 MM TO CUSTOMER SPECIFICATION | 33
37160 | 1912830000 | CABLELINE CONDUCTOR AND CABLE MARKERS 10 - 317 MM 4 X 11.4 MM | 5
37161 | 1912840000 | CABLELINE CONDUCTOR AND CABLE MARKERS 10 - 317 MM 6 X 11.4 MM | 5
37162 | 1912860000 | CABLELINE CONDUCTOR AND CABLE MARKERS 10 - 317 MM 24 X 11.4 MM | 5
37163 | 1912870000 | CABLELINE CONDUCTOR AND CABLE MARKERS 10 - 317 MM 27 X 11.4 MM | 5
37164 | 1912880000 | CABLELINE CONDUCTOR AND CABLE MARKERS 10 - 317 MM 30 X 11.4 MM | 5
37165 | 1912920000 | CABLELINE CONDUCTOR AND CABLE MARKERS 10 - 317 MM 33 X 11.4 MM | 5
37166 | 1912950000 | CABLELINE CONDUCTOR AND CABLE MARKERS 10 - 317 MM 36 X 11.4 MM | 5
37167 | 1912960000 | CABLELINE CONDUCTOR AND CABLE MARKERS 10 - 317 MM 39 X 11.4 MM | 5
37168 | 1913000000 | PRINTED CIRCUIT BOARD TERMINALS 5.00 MM N OF POLES: 4 90° SOLDER PIN LENGTH (L): 3.5 MM TINNED PALE GREEN CLAMPING YOKE CONNECTION CLAMPING RANGE MAX. : 2.5 MM² BOX | 1
37169 | 1913150000 | PRINTED CIRCUIT BOARD TERMINALS 5.00 MM N OF POLES: 4 90° SOLDER PIN LENGTH (L): 3.5 MM TINNED PEBBLE GREY CLAMPING YOKE CONNECTION CLAMPING RANGE MAX. : 2.5 MM² BOX | 1
37170 | 1913160000 | PRINTED CIRCUIT BOARD TERMINALS 5.00 MM N OF POLES: 5 90° SOLDER PIN LENGTH (L): 3.5 MM TINNED PEBBLE GREY CLAMPING YOKE CONNECTION CLAMPING RANGE MAX. : 2.5 MM² BOX | 1
37171 | 1913190000 | PRINTED CIRCUIT BOARD TERMINALS 5.00 MM N OF POLES: 8 90° SOLDER PIN LENGTH (L): 3.5 MM TINNED PEBBLE GREY CLAMPING YOKE CONNECTION CLAMPING RANGE MAX. : 2.5 MM² BOX | 1
37172 | 1913200000 | PRINTED CIRCUIT BOARD TERMINALS 5.00 MM N OF POLES: 9 90° SOLDER PIN LENGTH (L): 3.5 MM TINNED PEBBLE GREY CLAMPING YOKE CONNECTION CLAMPING RANGE MAX. : 2.5 MM² BOX | 1
37173 | 1913500000 | PRINTED CIRCUIT BOARD TERMINALS 5.00 MM N OF POLES: 8 135° SOLDER PIN LENGTH (L): 3.5 MM TINNED PEBBLE GREY CLAMPING YOKE CONNECTION CLAMPING RANGE MAX. : 2.5 MM² BOX | 1
37174 | 1913510000 | PRINTED CIRCUIT BOARD TERMINALS 5.00 MM N OF POLES: 9 135° SOLDER PIN LENGTH (L): 3.5 MM TINNED PEBBLE GREY CLAMPING YOKE CONNECTION CLAMPING RANGE MAX. : 2.5 MM² BOX | 1
37175 | 1915320000 | LASERMARK DEVICE MARKERS 12 X 202 MM | 98
37176 | 1921720000 | VG H (HDC HALVED CABLE GLAND) CABLE GLANDS M 20 IP65 NICKEL-PLATED | 320
37177 | 1934050000 | OMNIMATE POWER - SERIES WGK FEED-THROUGH TERMINAL RATED CROSS-SECTION: 4 MM² SCREW CONNECTION WEMID (PA) GREY FEED-THROUGH (BUSHING) | 29
37178 | 1936440000 | OMNIMATE POWER - SERIES WGK FEED-THROUGH TERMINAL | 196
37179 | 1936540000 | OMNIMATE POWER - SERIES WGK FEED-THROUGH TERMINAL RATED CROSS-SECTION: 4 MM² SCREW CONNECTION WEMID (PA) GREEN/ DIRECT MOUNTING FEED-THROUGH (BUSHING) | 29
37180 | 1936560000 | OMNIMATE POWER - SERIES WGK FEED-THROUGH TERMINAL RATED CROSS-SECTION: 4 MM² SCREW CONNECTION WEMID (PA) GREEN/ DIRECT MOUNTING FEED-THROUGH (BUSHING) | 29
37181 | 1936570000 | OMNIMATE POWER - SERIES WGK FEED-THROUGH TERMINAL RATED CROSS-SECTION: 4 MM² SCREW CONNECTION WEMID (PA) GREY DIRECT MOUNTING FEED-THROUGH (BUSHING) | 29
37182 | 1936610000 | OMNIMATE POWER - SERIES WGK FEED-THROUGH TERMINAL RATED CROSS-SECTION: 4 MM² SCREW CONNECTION WEMID (PA) GREEN/ FEED-THROUGH (BUSHING) | 29
37183 | 1936620000 | OMNIMATE POWER - SERIES WGK FEED-THROUGH TERMINAL RATED CROSS-SECTION: 4 MM² SCREW CONNECTION WEMID (PA) GREEN/ DIRECT MOUNTING FEED-THROUGH (BUSHING) | 29
37184 | 1936630000 | OMNIMATE POWER - SERIES WGK FEED-THROUGH TERMINAL RATED CROSS-SECTION: 4 MM² SCREW CONNECTION WEMID (PA) GREY DIRECT MOUNTING FEED-THROUGH (BUSHING) | 29
37185 | 1936670000 | PRINTED CIRCUIT BOARD TERMINALS 3.50 MM N OF POLES: 4 90° SOLDER PIN LENGTH (L): 3.2 MM TINNED CLAMPING YOKE CONNECTION CLAMPING RANGE MAX. : 2.08 MM² BOX | 1
37186 | 1936700000 | OMNIMATE POWER - SERIES WGK FEED-THROUGH TERMINAL | 196
37187 | 1936710000 | OMNIMATE POWER - SERIES WGK FEED-THROUGH TERMINAL | 196
37188 | 1937020000 | OMNIMATE POWER - SERIES WGK FEED-THROUGH TERMINAL | 196
37189 | 1937030000 | OMNIMATE POWER - SERIES WGK FEED-THROUGH TERMINAL | 196
37190 | 1937120000 | OMNIMATE POWER - SERIES WGK FEED-THROUGH TERMINAL RATED CROSS-SECTION: 95 MM² SCREW CONNECTION WEMID (PA) GREEN/ DIRECT MOUNTING FEED-THROUGH (BUSHING) | 29
37191 | 1937130000 | OMNIMATE POWER - SERIES WGK FEED-THROUGH TERMINAL RATED CROSS-SECTION: 95 MM² SCREW CONNECTION WEMID (PA) GREY DIRECT MOUNTING FEED-THROUGH (BUSHING) | 29
37192 | 1937360000 | OMNIMATE POWER - SERIES WGK FEED-THROUGH TERMINAL RATED CROSS-SECTION: 95 MM² SCREW CONNECTION WEMID (PA) GREEN/ DIRECT MOUNTING FEED-THROUGH (BUSHING) | 29
37193 | 1937370000 | OMNIMATE POWER - SERIES WGK FEED-THROUGH TERMINAL RATED CROSS-SECTION: 95 MM² SCREW CONNECTION WEMID (PA) GREEN/ DIRECT MOUNTING FEED-THROUGH (BUSHING) | 29
37194 | 1937390000 | OMNIMATE POWER - SERIES WGK FEED-THROUGH TERMINAL RATED CROSS-SECTION: 95 MM² SCREW CONNECTION WEMID (PA) GREEN/ DIRECT MOUNTING FEED-THROUGH (BUSHING) | 29
37195 | 1937400000 | OMNIMATE POWER - SERIES WGK FEED-THROUGH TERMINAL RATED CROSS-SECTION: 95 MM² SCREW CONNECTION WEMID (PA) GREY DIRECT MOUNTING FEED-THROUGH (BUSHING) | 29
37196 | 1938030000 | FEED-THROUGH TERMINAL DOUBLE-TIER TERMINAL TENSION-CLAMP CONNECTION 2.5 MM² 800 V 24 A DARK | 10
37197 | 1950590000 | FEED-THROUGH TERMINAL PUSH IN 4 MM² 800 V 32 A | 15
37198 | 1950680000 | TEST-DISCONNECT TERMINAL SCREW CONNECTION 2.5 MM² 500 V 24 A PIVOTING | 36
37199 | 1951920000 | DEKAFIX TERMINAL MARKER 5 X 30 MM WEIDMUELLER | 231
37200 | 1962430000 | BENDING PROTECTION SLEEVE | 379
37201 | 1962440000 | BENDING PROTECTION SLEEVE GREY | 379
37202 | 1962450000 | BENDING PROTECTION SLEEVE ORANGE | 379
37203 | 1962470000 | BENDING PROTECTION SLEEVE | 379
37204 | 1962480000 | BENDING PROTECTION SLEEVE | 379
37205 | 1962490000 | BENDING PROTECTION SLEEVE GREEN | 379
37206 | 1962500000 | BENDING PROTECTION SLEEVE | 379
37207 | 1963050000 | INDUSTRIAL ETHERNET COLOUR CODING RING STRAIN RELIEF | 425
37208 | 1963060000 | INDUSTRIAL ETHERNET COLOUR CODING RING GREY STRAIN RELIEF GREY | 425
37209 | 1963070000 | INDUSTRIAL ETHERNET COLOUR CODING RING ORANGE STRAIN RELIEF ORANGE | 425
37210 | 1963080000 | INDUSTRIAL ETHERNET COLOUR CODING RING STRAIN RELIEF | 425
37211 | 1963090000 | INDUSTRIAL ETHERNET COLOUR CODING RING STRAIN RELIEF | 425
37212 | 1963100000 | INDUSTRIAL ETHERNET COLOUR CODING RING GREEN STRAIN RELIEF GREEN | 425
37213 | 1963580000 | RJ45 CRIMP PLUG PLUG WITHOUT BENDING PROTECTION SLEEVE CAT.6A / CLASS EA (ISO/IEC 11801 2010) | 745
37214 | 1963590000 | RJ45 CRIMP PLUG PLUG WITH BENDING PROTECTION SLEEVE IN CAT.6A / CLASS EA (ISO/IEC 11801 2010) | 745
37215 | 1975160000 | LASERMARK DEVICE MARKERS 105 X 105 MM | 98
37216 | 2418620000 | MODULAR HOUSING OMNIMATE HOUSING - SERIES CH20M TRANSPARENT TILT COVER WIDTH: 6.1 MM | 26
37217 | 2418660000 | MODULAR HOUSING OMNIMATE HOUSING - SERIES CH20M WIDTH: 22.5 MM | 26
37218 | 2418670000 | MODULAR HOUSING OMNIMATE HOUSING - SERIES CH20M TRANSPARENT WIDTH: 22.5 MM | 26
37219 | 7906110000 | MULTIPIN TERMINAL STRIP SINGLE- AND MULTI-POLE TERMINAL STRIP RATED CROSS-SECTION: 2.5 MM² SCREW CONNECTION DIRECT MOUNTING | 18
37220 | 7906120000 | MULTIPIN TERMINAL STRIP SINGLE- AND MULTI-POLE TERMINAL STRIP RATED CROSS-SECTION: 2.5 MM² SCREW CONNECTION DIRECT MOUNTING | 18
37221 | 7906130000 | MULTIPIN TERMINAL STRIP SINGLE- AND MULTI-POLE TERMINAL STRIP RATED CROSS-SECTION: 2.5 MM² SCREW CONNECTION DIRECT MOUNTING | 18
37222 | 7906150000 | MULTIPIN TERMINAL STRIP SINGLE- AND MULTI-POLE TERMINAL STRIP RATED CROSS-SECTION: 2.5 MM² SCREW CONNECTION DIRECT MOUNTING | 18
37223 | 7906220000 | MULTIPIN TERMINAL STRIP SINGLE- AND MULTI-POLE TERMINAL STRIP RATED CROSS-SECTION: 6 MM² SCREW CONNECTION DIRECT MOUNTING | 18
37224 | 7906230000 | MULTIPIN TERMINAL STRIP SINGLE- AND MULTI-POLE TERMINAL STRIP RATED CROSS-SECTION: 6 MM² SCREW CONNECTION DIRECT MOUNTING | 18
37225 | 7940006040 | CABLE TIES 2.5 X 135 MM POLYAMIDE 66 80 N | 66
37226 | 7940006047 | CABLE TIES 2.5 X 135 MM POLYAMIDE 66 80 N | 66
37227 | 7940006048 | CABLE TIES 2.6 X 160 MM POLYAMIDE 66 80 N | 66
37228 | 7940006049 | CABLE TIES 2.6 X 160 MM POLYAMIDE 66 80 N | 66
37229 | 7940006050 | CABLE TIES 2.6 X 200 MM POLYAMIDE 66 80 N | 66
37230 | 7940006051 | CABLE TIES 2.6 X 200 MM POLYAMIDE 66 80 N | 66
37231 | 7940006054 | CABLE TIES 4.8 X 250 MM POLYAMIDE 66 220 N | 66
37232 | 7940006055 | CABLE TIES 4.8 X 250 MM POLYAMIDE 66 220 N | 66
37233 | 7940006056 | CABLE TIES 3.5 X 370 MM POLYAMIDE 66 180 N | 66
37234 | 7940006057 | CABLE TIES 3.5 X 370 MM POLYAMIDE 66 180 N | 66
37235 | 7940006058 | CABLE TIES 4.5 X 390 MM POLYAMIDE 66 220 N | 66
37236 | 7940006059 | CABLE TIES 4.5 X 390 MM POLYAMIDE 66 220 N | 66
37237 | 7940006060 | CABLE TIES 4.5 X 430 MM POLYAMIDE 66 220 N | 66
37238 | 7940006061 | CABLE TIES 4.5 X 430 MM POLYAMIDE 66 220 N | 66
37239 | 7940006064 | CABLE TIES 7.8 X 180 MM POLYAMIDE 66 540 N | 66
37240 | 7940006065 | CABLE TIES 7.8 X 180 MM POLYAMIDE 66 540 N | 66
37241 | 7940006066 | CABLE TIES 7.8 X 240 MM POLYAMIDE 66 540 N | 66
37242 | 7940006067 | CABLE TIES 7.8 X 240 MM POLYAMIDE 66 540 N | 66
37243 | 7940006068 | CABLE TIES 7.5 X 300 MM POLYAMIDE 66 540 N | 217
37244 | 7940006069 | CABLE TIES 7.5 X 300 MM POLYAMIDE 66 540 N | 217
37245 | 7940006070 | CABLE TIES 7.5 X 450 MM POLYAMIDE 66 540 N | 217
37246 | 7940006071 | CABLE TIES 7.5 X 450 MM POLYAMIDE 66 540 N | 217
37247 | 7940006072 | CABLE TIES 7.5 X 540 MM POLYAMIDE 66 540 N | 217
37248 | 7940006073 | CABLE TIES 7.5 X 540 MM POLYAMIDE 66 540 N | 217
37249 | 7940006074 | CABLE TIES 9 X 780 MM POLYAMIDE 66 700 N | 798
37250 | 7940006075 | CABLE TIES 9 X 780 MM POLYAMIDE 66 700 N | 798
37251 | 7940006076 | CABLE TIES 12.5 X 225 MM POLYAMIDE 66 1080 N | 66
37252 | 7940006077 | CABLE TIES 12.5 X 225 MM POLYAMIDE 66 1080 N | 66
37253 | 7940006078 | CABLE TIES 12.5 X 500 MM POLYAMIDE 66 1080 N | 66
37254 | 7940006079 | CABLE TIES 12.5 X 500 MM POLYAMIDE 66 1080 N | 66
37255 | 7940006082 | CABLE TIES 12.5 X 850 MM POLYAMIDE 66 1080 N | 66
37256 | 7940006085 | CABLE TIES 12.5 X 1000 MM POLYAMIDE 66 1080 N | 66
37257 | 8536700000 | PLUGSERIES RETAINING CLIP | 1140
37258 | 8693810000 | RIDERSERIES RCL RETAINING CLIP | 239
37259 | 8694500000 | RIDERSERIES RCM RELAY SOCKET N OF CONTACTS: 4 CO CONTACT CONTINUOUS CURRENT: 10 A SCREW CONNECTION | 927
37260 | 8813100000 | RJ45 PLUG-IN CONNECTOR WITHOUT KINK PROTECTION; 5.5 - 7.1 MM CAT.6A / CLASS EA (ISO/IEC 11801 2010) IP20 | 608
37261 | 8813110000 | RJ45 PLUG-IN CONNECTOR WITH KINK PROTECTION; 5.5 - 6.2 MM CAT.6A / CLASS EA (ISO/IEC 11801 2010) IP20 | 608
37262 | 8813120000 | RJ45 PLUG-IN CONNECTOR WITH KINK PROTECTION; 6.2 - 7.1 MM CAT.6A / CLASS EA (ISO/IEC 11801 2010) IP20 | 608
37263 | 8813490000 | FLANGE-MOUNTED HOUSING PROTECTIVE CAP | 375
37264 | 8902820000 | PCB CONNECTION ELEMENT M12 M12 CAT.5 (ISO/IEC 11801) IP65 IN ACC. WITH DIN EN 60529 | 588
37265 | 9004150000 | WIRE-END FERRULE SDARD 25 MM 25 MM NO | 264
37266 | 9004160000 | WIRE-END FERRULE SDARD 32 MM 32 MM NO | 265
37267 | 9004180000 | WIRE-END FERRULE SDARD 32 MM 32 MM NO | 265
37268 | 9004190000 | WIRE-END FERRULE SDARD 25 MM 25 MM NO | 264
37269 | 9004200000 | WIRE-END FERRULE SDARD 32 MM 32 MM NO | 265
37270 | 9004210000 | WIRE-END FERRULE SDARD 18 MM 18 MM NO | 16
37271 | 9004220000 | WIRE-END FERRULE SDARD 32 MM 32 MM NO | 265
37272 | 9004230000 | WIRE-END FERRULE SDARD 25 MM 25 MM NO | 264
37273 | 9004240000 | WIRE-END FERRULE SDARD 32 MM 32 MM NO | 265
37274 | 9004250000 | WIRE-END FERRULE SDARD 25 MM 25 MM NO | 264
37275 | 9004260000 | WIRE-END FERRULE SDARD 32 MM 32 MM NO | 265
37276 | 9004710000 | WIRE-END FERRULE TWIN WIRE-END FERRULE 17 MM 12 MM | 42
37277 | 9004720000 | WIRE-END FERRULE TWIN WIRE-END FERRULE 20 MM 12 MM | 42
37278 | 9004730000 | WIRE-END FERRULE TWIN WIRE-END FERRULE 15 MM 12 MM GREY | 42
37279 | 9004930000 | WIRE-END FERRULE TWIN WIRE-END FERRULE 20 MM 12 MM | 42
37280 | 9004940000 | WIRE-END FERRULE TWIN WIRE-END FERRULE 17 MM 12 MM | 42
37281 | 9005160000 | WIRE-END FERRULE TWIN WIRE-END FERRULE 20 MM 12 MM GREEN | 42
37282 | 9005170000 | WIRE-END FERRULE TWIN WIRE-END FERRULE 17 MM 12 MM BROWN | 42
37283 | 9018590000 | WIRE-END FERRULE TWIN WIRE-END FERRULE 15 MM 12 MM ORANGE | 42
37284 | 9018860000 | WIRE-END FERRULE TWIN WIRE-END FERRULE 17 MM 12 MM | 42
37285 | 9018870000 | WIRE-END FERRULE TWIN WIRE-END FERRULE 23 MM 18 MM | 42
37286 | 9018880000 | WIRE-END FERRULE TWIN WIRE-END FERRULE 17 MM 12 MM | 42
37287 | 9018890000 | WIRE-END FERRULE TWIN WIRE-END FERRULE 23 MM 18 MM | 42
37288 | 9025880000 | WIRE-END FERRULE SDARD 22 MM 22 MM NO | 265
37289 | 9036290000 | CABLE LUG TERMINAL ENDINSULATED CABLE CONNECTOR1.5 MM²0.25 MM² - 1.5 MM²16.75 MM | 19
37290 | 9036300000 | CABLE LUG TERMINAL ENDINSULATED CABLE CONNECTOR2.5 MM²1 MM² - 2.5 MM²16.75 MM | 19
37291 | 9037310000 | WIRE-END FERRULE TWIN WIRE-END FERRULE 21 MM 18 MM | 42
37292 | 9037320000 | WIRE-END FERRULE TWIN WIRE-END FERRULE 20 MM 12 MM | 42
37293 | 9037330000 | WIRE-END FERRULE TWIN WIRE-END FERRULE 24 MM 18 MM | 42
37294 | 9037340000 | WIRE-END FERRULE TWIN WIRE-END FERRULE 17 MM 12 MM | 42
37295 | 9037350000 | WIRE-END FERRULE TWIN WIRE-END FERRULE 23 MM 18 MM | 42
37296 | 9037360000 | WIRE-END FERRULE TWIN WIRE-END FERRULE 20 MM 16 MM GREEN | 42
37297 | 9037370000 | WIRE-END FERRULE TWIN WIRE-END FERRULE 29 MM 25 MM GREEN | 42
37298 | 9037490000 | WIRE-END FERRULE TWIN WIRE-END FERRULE 21 MM 18 MM | 42
37299 | 9037510000 | WIRE-END FERRULE TWIN WIRE-END FERRULE 15 MM 12 MM | 42
37300 | 9037520000 | WIRE-END FERRULE TWIN WIRE-END FERRULE 21 MM 18 MM | 42
37301 | 9037530000 | WIRE-END FERRULE TWIN WIRE-END FERRULE 15 MM 12 MM GREY | 42
37302 | 9037540000 | WIRE-END FERRULE TWIN WIRE-END FERRULE 21 MM 18 MM GREY | 42
37303 | 9037550000 | WIRE-END FERRULE TWIN WIRE-END FERRULE 20 MM 12 MM | 42
37304 | 9037560000 | WIRE-END FERRULE TWIN WIRE-END FERRULE 24 MM 18 MM | 42
37305 | 9037570000 | WIRE-END FERRULE TWIN WIRE-END FERRULE 17 MM 12 MM | 42
37306 | 9037580000 | WIRE-END FERRULE TWIN WIRE-END FERRULE 23 MM 18 MM | 42
37307 | 9037590000 | WIRE-END FERRULE TWIN WIRE-END FERRULE 20 MM 16 MM | 42
37308 | 9037600000 | WIRE-END FERRULE TWIN WIRE-END FERRULE 29 MM 25 MM | 42
37309 | 9037650000 | WIRE-END FERRULE TWIN WIRE-END FERRULE 15 MM 12 MM GREY | 42
37310 | 9037660000 | WIRE-END FERRULE TWIN WIRE-END FERRULE 21 MM 18 MM GREY | 42
37311 | 9037670000 | WIRE-END FERRULE TWIN WIRE-END FERRULE 15 MM 12 MM ORANGE | 42
37312 | 9037680000 | WIRE-END FERRULE TWIN WIRE-END FERRULE 21 MM 18 MM ORANGE | 42
37313 | 9037690000 | WIRE-END FERRULE TWIN WIRE-END FERRULE 20 MM 12 MM GREEN | 42
37314 | 9037700000 | WIRE-END FERRULE TWIN WIRE-END FERRULE 24 MM 18 MM GREEN | 42
37315 | 9037710000 | WIRE-END FERRULE TWIN WIRE-END FERRULE 17 MM 12 MM BROWN | 42
37316 | 9037720000 | WIRE-END FERRULE TWIN WIRE-END FERRULE 23 MM 18 MM BROWN | 42
37317 | 9037730000 | WIRE-END FERRULE TWIN WIRE-END FERRULE 20 MM 16 MM | 42
37318 | 9037740000 | WIRE-END FERRULE TWIN WIRE-END FERRULE 29 MM 25 MM | 42
37319 | 9202820000 | WIRE-END FERRULE TWIN WIRE-END FERRULE 21 MM 12 MM | 42
37320 | 9202830000 | WIRE-END FERRULE TWIN WIRE-END FERRULE 21 MM 12 MM GREY | 42
37321 | 9202840000 | WIRE-END FERRULE TWIN WIRE-END FERRULE 16 MM 12 MM LIGHT | 42
37322 | 9202870000 | WIRE-END FERRULE SDARD 18 MM 14.5 MM | 16
37323 | 9202880000 | WIRE-END FERRULE SDARD 18 MM 14.5 MM | 16
37324 | 9202900000 | WIRE-END FERRULE SDARD 12 MM 10 MM ORANGE | 16
37325 | 9202910000 | WIRE-END FERRULE SDARD 12 MM 10 MM | 16
37326 | 9203620000 | WIRE-END FERRULE SDARD 15 MM 12 MM | 16
37327 | 9203630000 | WIRE-END FERRULE SDARD 15 MM 12 MM GREY | 16
37328 | 9204090000 | WIRE-END FERRULE SDARD 6 MM 6 MM | 16
37329 | 9451000000 | WIRE-END FERRULE SDARD 30 MM 30 MM NO | 837
37330 | 9457300000 | HEAVY-DUTY CONNECTORS ACCESSORIES COVER PLATE SIZE: 1 METAL NATURAL | 112
37331 | 9993300000 | PRINTED CIRCUIT BOARD TERMINALS 5.00 MM N OF POLES: 4 90° SOLDER PIN LENGTH (L): 3.5 MM TINNED CLAMPING YOKE CONNECTION CLAMPING RANGE MAX. : 2.5 MM² BOX | 1
37332 | 9993320000 | PRINTED CIRCUIT BOARD TERMINALS 5.00 MM N OF POLES: 6 90° SOLDER PIN LENGTH (L): 3.5 MM TINNED CLAMPING YOKE CONNECTION CLAMPING RANGE MAX. : 2.5 MM² BOX | 1
37333 | 9993340000 | PRINTED CIRCUIT BOARD TERMINALS 5.00 MM N OF POLES: 8 90° SOLDER PIN LENGTH (L): 3.5 MM TINNED CLAMPING YOKE CONNECTION CLAMPING RANGE MAX. : 2.5 MM² BOX | 1
37334 | 9993510000 | PRINTED CIRCUIT BOARD TERMINALS 5.00 MM N OF POLES: 4 135° SOLDER PIN LENGTH (L): 3.5 MM TINNED CLAMPING YOKE CONNECTION CLAMPING RANGE MAX. : 2.5 MM² BOX | 1
37335 | 9993570000 | PRINTED CIRCUIT BOARD TERMINALS 5.00 MM N OF POLES: 10 135° SOLDER PIN LENGTH (L): 3.5 MM TINNED CLAMPING YOKE CONNECTION CLAMPING RANGE MAX. : 2.5 MM² BOX | 1
37336 | 9993720000 | PRINTED CIRCUIT BOARD TERMINALS 5.00 MM N OF POLES: 4 180° SOLDER PIN LENGTH (L): 3.5 MM TINNED CLAMPING YOKE CONNECTION CLAMPING RANGE MAX. : 2.5 MM² BOX | 1
37337 | 9993780000 | PRINTED CIRCUIT BOARD TERMINALS 5.00 MM N OF POLES: 10 180° SOLDER PIN LENGTH (L): 3.5 MM TINNED CLAMPING YOKE CONNECTION CLAMPING RANGE MAX. : 2.5 MM² BOX | 1
37338 | 1011010000 | W-SERIES FUSE TERMINAL RATED CROSS-SECTION: 6 MM² SCREW CONNECTION | 7
37339 | 2418630000 | MODULAR HOUSING OMNIMATE HOUSING - SERIES CH20M WIDTH: 22.5 MM | 26
37340 | 2418650000 | MODULAR HOUSING OMNIMATE HOUSING - SERIES CH20M WIDTH: 22.5 MM | 26
37341 | 117500000 | RAIL TS 15 WITH SLOT STEEL GALVANIC ZINC PLATED AND PASSIVATED | 85
37342 | 122800000 | RAIL TS 32 WITHOUT SLOT STEEL GALVANIC ZINC PLATED AND PASSIVATED | 85
37343 | 124400000 | WIRE-END FERRULE SDARD 15 MM 15 MM NO | 264
37344 | 134700000 | RAIL TS 15 WITHOUT SLOT ALUMINIUM UNTREATED | 816
37345 | 137400000 | ACTIVE COMPONENTS CARTRIDGE FUSE | 236
37346 | 137500000 | ACTIVE COMPONENTS CARTRIDGE FUSE | 236
37347 | 169300000 | RAIL TS 32 WITHOUT SLOT ALUMINIUM UNTREATED | 816
37348 | 186100000 | WIRE-END FERRULE SDARD 12 MM 12 MM NO | 16
37349 | 186500000 | WIRE-END FERRULE SDARD 10 MM 10 MM NO | 16
37350 | 192700000 | ACTIVE COMPONENTS FUSE | 168
37351 | 192800000 | ACTIVE COMPONENTS FUSE | 168
37352 | 192900000 | ACTIVE COMPONENTS FUSE | 168
37353 | 193100000 | ACTIVE COMPONENTS FUSE | 168
37354 | 208500000 | ACTIVE COMPONENTS CARTRIDGE FUSE | 236
37355 | 208600000 | ACTIVE COMPONENTS CARTRIDGE FUSE | 236
37356 | 208700000 | ACTIVE COMPONENTS CARTRIDGE FUSE | 236
37357 | 208800000 | ACTIVE COMPONENTS CARTRIDGE FUSE | 236
37358 | 236400000 | RAIL TS 35 TS 35 X 15 WITHOUT SLOT STEEL GALVANIC ZINC PLATED AND PASSIVATED | 85
37359 | 236500000 | RAIL TS 35 TS 35 X 15 WITH SLOT STEEL GALVANIC ZINC PLATED AND PASSIVATED | 85
37360 | 243520000 | MULTIPIN TERMINAL STRIP SINGLE- AND MULTI-POLE TERMINAL STRIP RATED CROSS-SECTION: 2.5 MM² SCREW CONNECTION DIRECT MOUNTING | 18
37361 | 244100000 | WIRE-END FERRULE SDARD 12 MM 12 MM NO | 16
37362 | 244220000 | MULTIPIN TERMINAL STRIP SINGLE- AND MULTI-POLE TERMINAL STRIP RATED CROSS-SECTION: 2.5 MM² SCREW CONNECTION DIRECT MOUNTING | 18
37363 | 265800000 | ACTIVE COMPONENTS FUSE | 168
37364 | 266500000 | ACCESSORIES CLAMPING YOKE FOR BUSBAR RATED CROSS-SECTION: CLAMPING YOKE FEED-THROUGH (BUSHING) | 139
37365 | 270100000 | RAIL TS 35 TS 35 X 15 WITHOUT SLOT UNTREATED | 810
37366 | 274420000 | MULTIPIN TERMINAL STRIP SINGLE- AND MULTI-POLE TERMINAL STRIP RATED CROSS-SECTION: 2.5 MM² SCREW CONNECTION DIRECT MOUNTING | 18
37367 | 274620000 | MULTIPIN TERMINAL STRIP SINGLE- AND MULTI-POLE TERMINAL STRIP RATED CROSS-SECTION: 2.5 MM² SCREW CONNECTION DIRECT MOUNTING | 18
37368 | 282600000 | WIRE-END FERRULE SDARD 6 MM 6 MM NO | 836
37369 | 282700000 | WIRE-END FERRULE SDARD 6 MM 6 MM NO | 836
37370 | 282800000 | WIRE-END FERRULE SDARD 10 MM 10 MM NO | 16
37371 | 292460000 | SCHT TERMINAL MARKER 44.5 X 19.5 MM PITCH IN MM (P): 5.00 WEIDMUELLER | 465
37372 | 293220000 | RAIL TS 32 WITHOUT SLOT STAINLESS STEEL -PROOF UNTREATED | 1260
37373 | 294000000 | TERMINAL MARKERS PROTECTIVE CAP 40 X 16.5 MM TRANSPARENT | 462
37374 | 299860000 | ACCESSORIES RAIL SUPPORT POLYAMIDE 66 | 743
37375 | 323100000 | SAK SERIES PE TERMINAL RATED CROSS-SECTION: 10 MM² SCREW CONNECTION | 7
37376 | 328300000 | ACTIVE COMPONENTS CARTRIDGE FUSE | 236
37377 | 328400000 | ACTIVE COMPONENTS CARTRIDGE FUSE | 236
37378 | 328500000 | ACTIVE COMPONENTS CARTRIDGE FUSE | 236
37379 | 330800000 | RAIL TS 35 TS 35 X 7.5 WITHOUT SLOT ALUMINIUM UNTREATED | 818
37380 | 334900000 | REMOTE I/O FIELDBUS COUPLER IP20 DEVICENET | 755
37381 | 361300000 | ACTIVE COMPONENTS CARTRIDGE FUSE | 236
37382 | 361400000 | ACTIVE COMPONENTS CARTRIDGE FUSE | 236
37383 | 361600000 | ACTIVE COMPONENTS CARTRIDGE FUSE | 236
37384 | 361700000 | ACTIVE COMPONENTS CARTRIDGE FUSE | 236
37385 | 372600000 | WIRE-END FERRULE SDARD 6 MM 6 MM NO | 836
37386 | 372700000 | WIRE-END FERRULE SDARD 7 MM 7 MM NO | 836
37387 | 373000000 | WIRE-END FERRULE SDARD 7 MM 7 MM NO | 836
37388 | 383400000 | RAIL TS 35 TS 35 X 7.5 WITHOUT SLOT STEEL GALVANIC ZINC PLATED AND PASSIVATED | 85
37389 | 401460000 | ACCESSORIES RAIL SUPPORT POLYAMIDE 66 | 743
37390 | 430300000 | ACTIVE COMPONENTS FUSE | 168
37391 | 430400000 | ACTIVE COMPONENTS FUSE | 168
37392 | 430500000 | ACTIVE COMPONENTS FUSE | 168
37393 | 430700000 | ACTIVE COMPONENTS FUSE | 168
37394 | 430800000 | ACTIVE COMPONENTS FUSE | 168
37395 | 430900000 | ACTIVE COMPONENTS FUSE | 168
37396 | 431000000 | ACTIVE COMPONENTS FUSE | 168
37397 | 431100000 | ACTIVE COMPONENTS FUSE | 168
37398 | 431300000 | ACTIVE COMPONENTS FUSE | 168
37399 | 431400000 | ACTIVE COMPONENTS FUSE | 168
37400 | 433500000 | KLIPPON STB (SMALL TERMINAL BOX) FIXING NUT MATERIAL: STEEL GALVANISED | 1273
37401 | 439000000 | ACTIVE COMPONENTS FUSE | 168
37402 | 498000000 | RAIL TS 35 TS 35 X 15 WITHOUT SLOT STEEL GALVANIC ZINC PLATED AND PASSIVATED | 85
37403 | 502610000 | ACCESSORIES CLAMPING YOKE FOR BUSBAR RATED CROSS-SECTION: CLAMPING YOKE PA FEED-THROUGH (BUSHING) | 139
37404 | 502660000 | ACCESSORIES CLAMPING YOKE FOR BUSBAR RATED CROSS-SECTION: CLAMPING YOKE PA GREEN/ FEED-THROUGH (BUSHING) | 139
37405 | 502680000 | ACCESSORIES CLAMPING YOKE FOR BUSBAR RATED CROSS-SECTION: CLAMPING YOKE PA FEED-THROUGH (BUSHING) | 139
37406 | 510300000 | ACTIVE COMPONENTS FUSE | 168
37407 | 514200000 | RAIL TS 15 WITHOUT SLOT STEEL GALVANIC ZINC PLATED AND PASSIVATED | 85
37408 | 514300000 | RAIL TS 35 TS 35 X 15 WITHOUT SLOT PVC UNTREATED | 810
37409 | 514400000 | RAIL TS 32 WITH SLOT STEEL GALVANIC ZINC PLATED AND PASSIVATED | 85
37410 | 514500000 | RAIL TS 35 TS 35 X 7.5 WITH SLOT STEEL GALVANIC ZINC PLATED AND PASSIVATED | 85
37411 | 515300000 | TERMINAL MARKERS PROTECTIVE CAP 27 X 6.3 MM TRANSPARENT | 462
37412 | 517960000 | SCHT TERMINAL MARKER 39.3 X 8 MM PITCH IN MM (P): 7.00 WEIDMUELLER | 1156
37413 | 526700000 | ACCESSORIES INSULATION PROFILE | 404
37414 | 526760000 | ACCESSORIES INSULATION PROFILE | 404
37415 | 526780000 | ACCESSORIES INSULATION PROFILE | 404
37416 | 532100000 | CABLELINE MOUNTING MANDREL | 32
37417 | 542500000 | WIRE-END FERRULE SDARD 10 MM 10 MM NO | 16
37418 | 546000000 | ACCESSORIES INSULATION PROFILE | 404
37419 | 546040000 | ACCESSORIES INSULATION PROFILE | 404
37420 | 546080000 | ACCESSORIES INSULATION PROFILE | 404
37421 | 546900000 | ACTIVE COMPONENTS FUSE | 168
37422 | 559900000 | CABLELINE MOUNTING MANDREL | 32
37423 | 620120000 | MULTIPIN TERMINAL STRIP SINGLE- AND MULTI-POLE TERMINAL STRIP RATED CROSS-SECTION: 6 MM² SCREW CONNECTION DIRECT MOUNTING | 18
37424 | 620220000 | MULTIPIN TERMINAL STRIP SINGLE- AND MULTI-POLE TERMINAL STRIP RATED CROSS-SECTION: 6 MM² SCREW CONNECTION DIRECT MOUNTING | 18
37425 | 646210000 | ACCESSORIES MOUNTING FOOT POLYAMIDE 66 | 746
37426 | 646260000 | ACCESSORIES MOUNTING FOOT POLYAMIDE 66 | 746
37427 | 646400000 | ACTIVE COMPONENTS FUSE | 168
37428 | 1000850001 | PCB PLUG-IN CONNECTOR MALE PLUG 5.08 MM N OF POLES: 12 180° CLAMPING YOKE CONNECTION CLAMPING RANGE MAX. : 3.31 MM² BOX | 1
37429 | 1005250000 | ACCESSORIES FUSE HOLDER RATED CROSS-SECTION: OPERATING INSTRUCTIONS/CATALOGUE | 189
37430 | 1010950000 | PRINTED CIRCUIT BOARD TERMINALS 10.16 MM N OF POLES: 2 90° SOLDER PIN LENGTH (L): 4.5 MM TINNED PALE GREEN CLAMPING YOKE CONNECTION CLAMPING RANGE MAX. : 16 MM² BOX | 1
37431 | 1029400000 | BOLT-TYPE SCREW TERMINALS FEED-THROUGH TERMINAL RATED CROSS-SECTION: 70 MM² THREADED STUD CONNECTION DIRECT MOUNTING | 7
37432 | 1047130000 | PRINTED CIRCUIT BOARD TERMINALS 15.00 MM N OF POLES: 2 90° SOLDER PIN LENGTH (L): 4.5 MM TINNED CLAMPING YOKE CONNECTION CLAMPING RANGE MAX. : 50 MM² BOX | 1
37433 | 1047140000 | PRINTED CIRCUIT BOARD TERMINALS 15.00 MM N OF POLES: 3 90° SOLDER PIN LENGTH (L): 4.5 MM TINNED CLAMPING YOKE CONNECTION CLAMPING RANGE MAX. : 50 MM² BOX | 1
37434 | 1047150000 | PRINTED CIRCUIT BOARD TERMINALS 15.00 MM N OF POLES: 4 90° SOLDER PIN LENGTH (L): 4.5 MM TINNED CLAMPING YOKE CONNECTION CLAMPING RANGE MAX. : 50 MM² BOX | 1
37435 | 1047200000 | PRINTED CIRCUIT BOARD TERMINALS 15.00 MM N OF POLES: 1 90° SOLDER PIN LENGTH (L): 4.5 MM TINNED PEBBLE GREY CLAMPING YOKE CONNECTION CLAMPING RANGE MAX. : 50 MM² BOX | 1
37436 | 1047210000 | PRINTED CIRCUIT BOARD TERMINALS 15.00 MM N OF POLES: 2 90° SOLDER PIN LENGTH (L): 4.5 MM TINNED PEBBLE GREY CLAMPING YOKE CONNECTION CLAMPING RANGE MAX. : 50 MM² BOX | 1
37437 | 1047220000 | PRINTED CIRCUIT BOARD TERMINALS 15.00 MM N OF POLES: 3 90° SOLDER PIN LENGTH (L): 4.5 MM TINNED PEBBLE GREY CLAMPING YOKE CONNECTION CLAMPING RANGE MAX. : 50 MM² BOX | 1
37438 | 1047230000 | PRINTED CIRCUIT BOARD TERMINALS 15.00 MM N OF POLES: 4 90° SOLDER PIN LENGTH (L): 4.5 MM TINNED PEBBLE GREY CLAMPING YOKE CONNECTION CLAMPING RANGE MAX. : 50 MM² BOX | 1
37439 | 1047280000 | PRINTED CIRCUIT BOARD TERMINALS 15.00 MM N OF POLES: 1 90° SOLDER PIN LENGTH (L): 4.5 MM TINNED CLAMPING YOKE CONNECTION CLAMPING RANGE MAX. : 50 MM² BOX | 1
37440 | 1047290000 | PRINTED CIRCUIT BOARD TERMINALS 15.00 MM N OF POLES: 2 90° SOLDER PIN LENGTH (L): 4.5 MM TINNED CLAMPING YOKE CONNECTION CLAMPING RANGE MAX. : 50 MM² BOX | 1
37441 | 1047300000 | PRINTED CIRCUIT BOARD TERMINALS 15.00 MM N OF POLES: 3 90° SOLDER PIN LENGTH (L): 4.5 MM TINNED CLAMPING YOKE CONNECTION CLAMPING RANGE MAX. : 50 MM² BOX | 1
37442 | 1047310000 | PRINTED CIRCUIT BOARD TERMINALS 15.00 MM N OF POLES: 4 90° SOLDER PIN LENGTH (L): 4.5 MM TINNED CLAMPING YOKE CONNECTION CLAMPING RANGE MAX. : 50 MM² BOX | 1
37443 | 1047360000 | PRINTED CIRCUIT BOARD TERMINALS 15.00 MM N OF POLES: 1 90° SOLDER PIN LENGTH (L): 4.5 MM TINNED PEBBLE GREY CLAMPING YOKE CONNECTION CLAMPING RANGE MAX. : 50 MM² BOX | 1
37444 | 1047370000 | PRINTED CIRCUIT BOARD TERMINALS 15.00 MM N OF POLES: 2 90° SOLDER PIN LENGTH (L): 4.5 MM TINNED PEBBLE GREY CLAMPING YOKE CONNECTION CLAMPING RANGE MAX. : 50 MM² BOX | 1
37445 | 1047380000 | PRINTED CIRCUIT BOARD TERMINALS 15.00 MM N OF POLES: 3 90° SOLDER PIN LENGTH (L): 4.5 MM TINNED PEBBLE GREY CLAMPING YOKE CONNECTION CLAMPING RANGE MAX. : 50 MM² BOX | 1
37446 | 1047390000 | PRINTED CIRCUIT BOARD TERMINALS 15.00 MM N OF POLES: 4 90° SOLDER PIN LENGTH (L): 4.5 MM TINNED PEBBLE GREY CLAMPING YOKE CONNECTION CLAMPING RANGE MAX. : 50 MM² BOX | 1
37447 | 1047440000 | PRINTED CIRCUIT BOARD TERMINALS 15.00 MM N OF POLES: 1 90° SOLDER PIN LENGTH (L): 4.5 MM TINNED CLAMPING YOKE CONNECTION CLAMPING RANGE MAX. : 50 MM² BOX | 1
37448 | 1047450000 | PRINTED CIRCUIT BOARD TERMINALS 15.00 MM N OF POLES: 2 90° SOLDER PIN LENGTH (L): 4.5 MM TINNED CLAMPING YOKE CONNECTION CLAMPING RANGE MAX. : 50 MM² BOX | 1
37449 | 1047460000 | PRINTED CIRCUIT BOARD TERMINALS 15.00 MM N OF POLES: 3 90° SOLDER PIN LENGTH (L): 4.5 MM TINNED CLAMPING YOKE CONNECTION CLAMPING RANGE MAX. : 50 MM² BOX | 1
37450 | 1047470000 | PRINTED CIRCUIT BOARD TERMINALS 15.00 MM N OF POLES: 4 90° SOLDER PIN LENGTH (L): 4.5 MM TINNED CLAMPING YOKE CONNECTION CLAMPING RANGE MAX. : 50 MM² BOX | 1
37451 | 1047520000 | PRINTED CIRCUIT BOARD TERMINALS 15.00 MM N OF POLES: 1 90° SOLDER PIN LENGTH (L): 4.5 MM TINNED PEBBLE GREY CLAMPING YOKE CONNECTION CLAMPING RANGE MAX. : 50 MM² BOX | 1
37452 | 1047530000 | PRINTED CIRCUIT BOARD TERMINALS 15.00 MM N OF POLES: 2 90° SOLDER PIN LENGTH (L): 4.5 MM TINNED PEBBLE GREY CLAMPING YOKE CONNECTION CLAMPING RANGE MAX. : 50 MM² BOX | 1
37453 | 1047540000 | PRINTED CIRCUIT BOARD TERMINALS 15.00 MM N OF POLES: 3 90° SOLDER PIN LENGTH (L): 4.5 MM TINNED PEBBLE GREY CLAMPING YOKE CONNECTION CLAMPING RANGE MAX. : 50 MM² BOX | 1
37454 | 1047550000 | PRINTED CIRCUIT BOARD TERMINALS 15.00 MM N OF POLES: 4 90° SOLDER PIN LENGTH (L): 4.5 MM TINNED PALE GREEN CLAMPING YOKE CONNECTION CLAMPING RANGE MAX. : 50 MM² BOX | 1
37455 | 1047600000 | PRINTED CIRCUIT BOARD TERMINALS 15.00 MM N OF POLES: 1 90° SOLDER PIN LENGTH (L): 4.5 MM TINNED CLAMPING YOKE CONNECTION CLAMPING RANGE MAX. : 50 MM² BOX | 1
37456 | 1047610000 | PRINTED CIRCUIT BOARD TERMINALS 15.00 MM N OF POLES: 2 90° SOLDER PIN LENGTH (L): 4.5 MM TINNED CLAMPING YOKE CONNECTION CLAMPING RANGE MAX. : 50 MM² BOX | 1
37457 | 1047620000 | PRINTED CIRCUIT BOARD TERMINALS 15.00 MM N OF POLES: 3 90° SOLDER PIN LENGTH (L): 4.5 MM TINNED CLAMPING YOKE CONNECTION CLAMPING RANGE MAX. : 50 MM² BOX | 1
37458 | 1047630000 | PRINTED CIRCUIT BOARD TERMINALS 15.00 MM N OF POLES: 4 90° SOLDER PIN LENGTH (L): 4.5 MM TINNED CLAMPING YOKE CONNECTION CLAMPING RANGE MAX. : 50 MM² BOX | 1
37459 | 1047690000 | PRINTED CIRCUIT BOARD TERMINALS 15.00 MM N OF POLES: 2 90° SOLDER PIN LENGTH (L): 4.5 MM TINNED PEBBLE GREY CLAMPING YOKE CONNECTION CLAMPING RANGE MAX. : 50 MM² BOX | 1
37460 | 1047700000 | PRINTED CIRCUIT BOARD TERMINALS 15.00 MM N OF POLES: 3 90° SOLDER PIN LENGTH (L): 4.5 MM TINNED PEBBLE GREY CLAMPING YOKE CONNECTION CLAMPING RANGE MAX. : 50 MM² BOX | 1
37461 | 1047710000 | PRINTED CIRCUIT BOARD TERMINALS 15.00 MM N OF POLES: 4 90° SOLDER PIN LENGTH (L): 4.5 MM TINNED PEBBLE GREY CLAMPING YOKE CONNECTION CLAMPING RANGE MAX. : 50 MM² BOX | 1
37462 | 1062860000 | GROUP MARKERS COVER 64 X 27 MM PITCH IN MM (P): 27.00 WEIDMUELLER | 789
37463 | 1062960000 | GROUP MARKERS COVER 64 X 27 MM PITCH IN MM (P): 27.00 WEIDMUELLER | 789
37464 | 1397000000 | ACCESSORIES BUSBAR | 335
37465 | 1420600000 | PCB PLUG-IN CONNECTOR CRIMP CONTACT INDIVIDUAL CONTACT PIN – SDARD GOLD-PLATED MAX. CLAMPING RANGE : 0.25 MM² | 53
37466 | 1420700000 | PCB PLUG-IN CONNECTOR CRIMP CONTACT INDIVIDUAL CONTACT PIN – LONG GOLD-PLATED MAX. CLAMPING RANGE : 0.25 MM² | 53
37467 | 1420800000 | PCB PLUG-IN CONNECTOR CRIMP CONTACT REEL PACKAGED SOCKET CONNECTOR GOLD-PLATED MAX. CLAMPING RANGE : 0.25 MM² | 53
37468 | 1420900000 | PCB PLUG-IN CONNECTOR CRIMP CONTACT INDIVIDUAL CONTACT SOCKET CONNECTOR GOLD-PLATED MAX. CLAMPING RANGE : 0.25 MM² | 53
37469 | 1421600000 | PCB PLUG-IN CONNECTOR CRIMP CONTACT INDIVIDUAL CONTACT PIN – SDARD TINNED MAX. CLAMPING RANGE : 0.25 MM² | 53
37470 | 1421700000 | PCB PLUG-IN CONNECTOR CRIMP CONTACT INDIVIDUAL CONTACT PIN – LONG TINNED MAX. CLAMPING RANGE : 0.25 MM² | 53
37471 | 1421800000 | PCB PLUG-IN CONNECTOR CRIMP CONTACT REEL PACKAGED SOCKET CONNECTOR TINNED MAX. CLAMPING RANGE : 0.25 MM² | 53
37472 | 1421900000 | PCB PLUG-IN CONNECTOR CRIMP CONTACT INDIVIDUAL CONTACT SOCKET CONNECTOR TINNED MAX. CLAMPING RANGE : 0.25 MM² | 53
37473 | 1422500000 | PCB PLUG-IN CONNECTOR CRIMP CONTACT REEL PACKAGED PIN – SDARD GOLD-PLATED MAX. CLAMPING RANGE : 0.5 MM² | 53
37474 | 1422600000 | PCB PLUG-IN CONNECTOR CRIMP CONTACT INDIVIDUAL CONTACT PIN – SDARD GOLD-PLATED MAX. CLAMPING RANGE : 0.5 MM² | 53
37475 | 1422700000 | PCB PLUG-IN CONNECTOR CRIMP CONTACT INDIVIDUAL CONTACT PIN – LONG GOLD-PLATED MAX. CLAMPING RANGE : 0.5 MM² | 53
37476 | 1422800000 | PCB PLUG-IN CONNECTOR CRIMP CONTACT REEL PACKAGED SOCKET CONNECTOR GOLD-PLATED MAX. CLAMPING RANGE : 0.5 MM² | 53
37477 | 1422900000 | PCB PLUG-IN CONNECTOR CRIMP CONTACT INDIVIDUAL CONTACT SOCKET CONNECTOR GOLD-PLATED MAX. CLAMPING RANGE : 0.5 MM² | 53
37478 | 1423500000 | PCB PLUG-IN CONNECTOR CRIMP CONTACT REEL PACKAGED PIN – SDARD TINNED MAX. CLAMPING RANGE : 0.5 MM² | 53
37479 | 1423600000 | PCB PLUG-IN CONNECTOR CRIMP CONTACT INDIVIDUAL CONTACT PIN – SDARD TINNED MAX. CLAMPING RANGE : 0.5 MM² | 53
37480 | 1423700000 | PCB PLUG-IN CONNECTOR CRIMP CONTACT INDIVIDUAL CONTACT PIN – LONG TINNED MAX. CLAMPING RANGE : 0.5 MM² | 53
37481 | 1423800000 | PCB PLUG-IN CONNECTOR CRIMP CONTACT REEL PACKAGED SOCKET CONNECTOR TINNED MAX. CLAMPING RANGE : 0.5 MM² | 53
37482 | 1423900000 | PCB PLUG-IN CONNECTOR CRIMP CONTACT INDIVIDUAL CONTACT SOCKET CONNECTOR TINNED MAX. CLAMPING RANGE : 0.5 MM² | 53
37483 | 1424500000 | PCB PLUG-IN CONNECTOR CRIMP CONTACT REEL PACKAGED PIN – SDARD GOLD-PLATED MAX. CLAMPING RANGE : 0.5 MM² | 53
37484 | 1424600000 | PCB PLUG-IN CONNECTOR CRIMP CONTACT INDIVIDUAL CONTACT PIN – SDARD GOLD-PLATED MAX. CLAMPING RANGE : 0.5 MM² | 53
37485 | 1424700000 | PCB PLUG-IN CONNECTOR CRIMP CONTACT INDIVIDUAL CONTACT PIN – LONG GOLD-PLATED MAX. CLAMPING RANGE : 0.5 MM² | 53
37486 | 1424800000 | PCB PLUG-IN CONNECTOR CRIMP CONTACT REEL PACKAGED SOCKET CONNECTOR GOLD-PLATED MAX. CLAMPING RANGE : 0.5 MM² | 53
37487 | 1424900000 | PCB PLUG-IN CONNECTOR CRIMP CONTACT INDIVIDUAL CONTACT SOCKET CONNECTOR GOLD-PLATED MAX. CLAMPING RANGE : 0.5 MM² | 53
37488 | 1425500000 | PCB PLUG-IN CONNECTOR CRIMP CONTACT REEL PACKAGED PIN – SDARD TINNED MAX. CLAMPING RANGE : 0.5 MM² | 53
37489 | 1425600000 | PCB PLUG-IN CONNECTOR CRIMP CONTACT INDIVIDUAL CONTACT PIN – SDARD TINNED MAX. CLAMPING RANGE : 0.5 MM² | 53
37490 | 1425700000 | PCB PLUG-IN CONNECTOR CRIMP CONTACT INDIVIDUAL CONTACT PIN – LONG TINNED MAX. CLAMPING RANGE : 0.5 MM² | 53
37491 | 1425800000 | PCB PLUG-IN CONNECTOR CRIMP CONTACT REEL PACKAGED SOCKET CONNECTOR TINNED MAX. CLAMPING RANGE : 0.5 MM² | 53
37492 | 1425900000 | PCB PLUG-IN CONNECTOR CRIMP CONTACT INDIVIDUAL CONTACT SOCKET CONNECTOR TINNED MAX. CLAMPING RANGE : 0.5 MM² | 53
37493 | 1426500000 | PCB PLUG-IN CONNECTOR CRIMP CONTACT REEL PACKAGED PIN – SDARD GOLD-PLATED MAX. CLAMPING RANGE : 1.5 MM² | 53
37494 | 1426600000 | PCB PLUG-IN CONNECTOR CRIMP CONTACT INDIVIDUAL CONTACT PIN – SDARD GOLD-PLATED MAX. CLAMPING RANGE : 1.5 MM² | 53
37495 | 1426700000 | PCB PLUG-IN CONNECTOR CRIMP CONTACT INDIVIDUAL CONTACT PIN – LONG GOLD-PLATED MAX. CLAMPING RANGE : 1.5 MM² | 53
37496 | 1426800000 | PCB PLUG-IN CONNECTOR CRIMP CONTACT REEL PACKAGED SOCKET CONNECTOR GOLD-PLATED MAX. CLAMPING RANGE : 1.5 MM² | 53
37497 | 1426900000 | PCB PLUG-IN CONNECTOR CRIMP CONTACT INDIVIDUAL CONTACT SOCKET CONNECTOR GOLD-PLATED MAX. CLAMPING RANGE : 1.5 MM² | 53
37498 | 1427500000 | PCB PLUG-IN CONNECTOR CRIMP CONTACT REEL PACKAGED PIN – SDARD TINNED MAX. CLAMPING RANGE : 1.5 MM² | 53
37499 | 1427600000 | PCB PLUG-IN CONNECTOR CRIMP CONTACT INDIVIDUAL CONTACT PIN – SDARD TINNED MAX. CLAMPING RANGE : 1.5 MM² | 53
37500 | 1427700000 | PCB PLUG-IN CONNECTOR CRIMP CONTACT INDIVIDUAL CONTACT PIN – LONG TINNED MAX. CLAMPING RANGE : 1.5 MM² | 53
37501 | 1427800000 | PCB PLUG-IN CONNECTOR CRIMP CONTACT REEL PACKAGED SOCKET CONNECTOR TINNED MAX. CLAMPING RANGE : 1.5 MM² | 53
37502 | 1427900000 | PCB PLUG-IN CONNECTOR CRIMP CONTACT INDIVIDUAL CONTACT SOCKET CONNECTOR TINNED MAX. CLAMPING RANGE : 1.5 MM² | 53
37503 | 1428600000 | PCB PLUG-IN CONNECTOR CRIMP CONTACT INDIVIDUAL CONTACT PIN – SDARD GOLD-PLATED MAX. CLAMPING RANGE : 2.5 MM² | 53
37504 | 1428700000 | PCB PLUG-IN CONNECTOR CRIMP CONTACT INDIVIDUAL CONTACT PIN – LONG GOLD-PLATED MAX. CLAMPING RANGE : 2.5 MM² | 53
37505 | 1428900000 | PCB PLUG-IN CONNECTOR CRIMP CONTACT INDIVIDUAL CONTACT SOCKET CONNECTOR GOLD-PLATED MAX. CLAMPING RANGE : 2.5 MM² | 53
37506 | 1429600000 | PCB PLUG-IN CONNECTOR CRIMP CONTACT INDIVIDUAL CONTACT PIN – SDARD TINNED MAX. CLAMPING RANGE : 2.5 MM² | 53
37507 | 1429700000 | PCB PLUG-IN CONNECTOR CRIMP CONTACT INDIVIDUAL CONTACT PIN – LONG TINNED MAX. CLAMPING RANGE : 2.5 MM² | 53
37508 | 1429900000 | PCB PLUG-IN CONNECTOR CRIMP CONTACT INDIVIDUAL CONTACT SOCKET CONNECTOR TINNED MAX. CLAMPING RANGE : 2.5 MM² | 53
37509 | 1480100000 | PCB PLUG-IN CONNECTOR CRIMP CONTACT CONTACT TINNED MAX. CLAMPING RANGE : 2.5 MM² | 53
37510 | 1539860000 | PRINTED CIRCUIT BOARD TERMINALS ACCESSORIES MOUNTING BLOCK ORANGE N OF POLES: 1 | 273
37511 | 1563400000 | PCB PLUG-IN CONNECTOR ACCESSORIES STRAIN RELIEF N OF POLES: 9 | 27
37512 | 1565790000 | PCB PLUG-IN CONNECTOR CRIMP CONTACT REEL PACKAGED PIN – LONG GOLD-PLATED MAX. CLAMPING RANGE : 1.5 MM² | 53
37513 | 1565810000 | PCB PLUG-IN CONNECTOR CRIMP CONTACT REEL PACKAGED PIN – LONG TINNED MAX. CLAMPING RANGE : 1.5 MM² | 53
37514 | 1565820000 | PCB PLUG-IN CONNECTOR CRIMP CONTACT REEL PACKAGED PIN – LONG GOLD-PLATED MAX. CLAMPING RANGE : 0.5 MM² | 53
37515 | 1565870000 | PCB PLUG-IN CONNECTOR CRIMP CONTACT REEL PACKAGED PIN – LONG TINNED MAX. CLAMPING RANGE : 0.5 MM² | 53
37516 | 1565900000 | PCB PLUG-IN CONNECTOR CRIMP CONTACT REEL PACKAGED PIN – LONG TINNED MAX. CLAMPING RANGE : 0.25 MM² | 53
37517 | 1567060000 | PCB PLUG-IN CONNECTOR CRIMP CONTACT CONTACT TINNED MAX. CLAMPING RANGE : 1 MM² | 53
37518 | 1582250000 | PCB PLUG-IN CONNECTOR CRIMP CONTACT INDIVIDUAL CONTACT PIN – SDARD GOLD-PLATED MAX. CLAMPING RANGE : 1.5 MM² | 53
37519 | 1582270000 | PCB PLUG-IN CONNECTOR CRIMP CONTACT INDIVIDUAL CONTACT PIN – SDARD TINNED MAX. CLAMPING RANGE : 1.5 MM² | 53
37520 | 1582290000 | PCB PLUG-IN CONNECTOR CRIMP CONTACT INDIVIDUAL CONTACT PIN – SDARD GOLD-PLATED MAX. CLAMPING RANGE : 2.5 MM² | 53
37521 | 1582310000 | PCB PLUG-IN CONNECTOR CRIMP CONTACT INDIVIDUAL CONTACT PIN – SDARD TINNED MAX. CLAMPING RANGE : 2.5 MM² | 53
37522 | 1582330000 | PCB PLUG-IN CONNECTOR CRIMP CONTACT INDIVIDUAL CONTACT PIN – LONG GOLD-PLATED MAX. CLAMPING RANGE : 1.5 MM² | 53
37523 | 1582350000 | PCB PLUG-IN CONNECTOR CRIMP CONTACT INDIVIDUAL CONTACT PIN – LONG TINNED MAX. CLAMPING RANGE : 1.5 MM² | 53
37524 | 1582370000 | PCB PLUG-IN CONNECTOR CRIMP CONTACT INDIVIDUAL CONTACT PIN – LONG GOLD-PLATED MAX. CLAMPING RANGE : 2.5 MM² | 53
37525 | 1582390000 | PCB PLUG-IN CONNECTOR CRIMP CONTACT INDIVIDUAL CONTACT PIN – LONG TINNED MAX. CLAMPING RANGE : 2.5 MM² | 53
37526 | 1582410000 | PCB PLUG-IN CONNECTOR CRIMP CONTACT INDIVIDUAL CONTACT SOCKET CONNECTOR GOLD-PLATED MAX. CLAMPING RANGE : 1.5 MM² | 53
37527 | 1582430000 | PCB PLUG-IN CONNECTOR CRIMP CONTACT INDIVIDUAL CONTACT SOCKET CONNECTOR TINNED MAX. CLAMPING RANGE : 1.5 MM² | 53
37528 | 1582450000 | PCB PLUG-IN CONNECTOR CRIMP CONTACT INDIVIDUAL CONTACT SOCKET CONNECTOR GOLD-PLATED MAX. CLAMPING RANGE : 2.5 MM² | 53
37529 | 1582470000 | PCB PLUG-IN CONNECTOR CRIMP CONTACT INDIVIDUAL CONTACT SOCKET CONNECTOR TINNED MAX. CLAMPING RANGE : 2.5 MM² | 53
37530 | 1594200000 | PCB PLUG-IN CONNECTOR ACCESSORIES MOUNTING BLOCK ORANGE N OF POLES: 1 | 27
37531 | 1595230000 | HEAVY-DUTY CONNECTORS ACCESSORIES TERMINAL RAIL MOUNTING SYSTEM | 240
37532 | 1595240000 | HEAVY-DUTY CONNECTORS ACCESSORIES TERMINAL RAIL MOUNTING SYSTEM | 240
37533 | 1598080000 | SAK SERIES FEED-THROUGH TERMINAL RATED CROSS-SECTION: 4 MM² SCREW CONNECTION DIRECT MOUNTING | 7
37534 | 1598090000 | SAK SERIES FEED-THROUGH TERMINAL RATED CROSS-SECTION: 10 MM² SCREW CONNECTION DIRECT MOUNTING | 7
37535 | 1604120000 | PCB PLUG-IN CONNECTOR ACCESSORIES MOUNTING BLOCK ORANGE N OF POLES: 1 | 27
37536 | 1604250000 | PCB PLUG-IN CONNECTOR CRIMP CONTACT CONTACT TINNED MAX. CLAMPING RANGE : 0.35 MM² | 53
37537 | 1607710000 | TERMINAL MARKERS INSERT MARKERS 40 X 16.5 MM | 167
37538 | 1607720000 | TERMINAL MARKERS INSERT MARKERS 27 X 6.3 MM | 167
37539 | 1608890000 | ACCESSORIES CROSS-CONNECTOR 24 A | 47
37540 | 1608910000 | ACCESSORIES CROSS-CONNECTOR 24 A | 47
37541 | 1608920000 | ACCESSORIES CROSS-CONNECTOR 24 A | 47
37542 | 1608930000 | ACCESSORIES CROSS-CONNECTOR 24 A | 47
37543 | 1608980000 | ACCESSORIES CROSS-CONNECTOR 32 A | 47
37544 | 1608990000 | ACCESSORIES CROSS-CONNECTOR 32 A | 47
37545 | 1609000000 | ACCESSORIES CROSS-CONNECTOR 32 A | 47
37546 | 1609010000 | ACCESSORIES CROSS-CONNECTOR 32 A | 47
37547 | 1609020000 | ACCESSORIES CROSS-CONNECTOR 32 A | 47
37548 | 1609030000 | ACCESSORIES CROSS-CONNECTOR 32 A | 47
37549 | 1609080000 | Z-SERIES COVER | 314
37550 | 1609110000 | Z-SERIES COVER | 314
37551 | 1609120000 | Z-SERIES COVER | 314
37552 | 1609820000 | DEKAFIX TERMINAL MARKER 5 X 6 MM PITCH IN MM (P): 6.00 WEIDMUELLER | 13
37553 | 1609900000 | WS TERMINAL MARKER 12 X 6 MM PITCH IN MM (P): 6.00 WEIDMUELLER ALLEN-BRADLEY | 13
37554 | 1609920000 | WS TERMINAL MARKER 12 X 6.5 MM PITCH IN MM (P): 6.50 WEIDMUELLER ALLEN-BRADLEY | 13
37555 | 1610840000 | Z-SERIES END PLATE | 115
37556 | 1611930000 | TERMINAL MARKERS TERMINAL MARKER 32 X 7 MM PITCH IN MM (P): 5.00 WEIDMUELLER | 13
37557 | 1613940000 | PCB PLUG-IN CONNECTOR ACCESSORIES STRAIN RELIEF N OF POLES: 10 | 27
37558 | 1614280000 | Z-SERIES UCING SLEEVE | 347
37559 | 1614290000 | Z-SERIES UCING SLEEVE | 347
37560 | 1614300000 | Z-SERIES UCING SLEEVE | 347
37561 | 1631350000 | TERMINAL MARKERS INSERT MARKERS 40 X 16.5 MM | 167
37562 | 1631920000 | TERMINAL MARKERS INSERT MARKERS 40 X 7 MM | 167
37563 | 1631930000 | SCHT TERMINAL MARKER 44.5 X 9.5 MM PITCH IN MM (P): 5.00 WEIDMUELLER | 465
37564 | 1631940000 | TERMINAL MARKERS PROTECTIVE CAP 40 X 7 MM TRANSPARENT | 462
37565 | 1632130000 | Z-SERIES UCING SLEEVE | 347
37566 | 1632140000 | Z-SERIES UCING SLEEVE | 347
37567 | 1634780000 | TERMINAL MARKERS INSERT MARKERS 27 X 6.3 MM | 167
37568 | 1636510000 | TERMINAL MARKERS INSERT MARKERS 15 X 6 MM | 167
37569 | 1636520000 | TERMINAL MARKERS PROTECTIVE CAP 15 X 6.3 MM TRANSPARENT | 462
37570 | 1636530000 | TERMINAL MARKERS TERMINAL MARKER 15 X 7 MM PITCH IN MM (P): 5.00 WEIDMUELLER | 13
37571 | 1636640000 | Z-SERIES UCING SLEEVE | 347
37572 | 1651840000 | PCB PLUG-IN CONNECTOR FEMALE PLUG 5.08 MM N OF POLES: 12 90°/270° CLAMPING YOKE CONNECTION CLAMPING RANGE MAX. : 3.31 MM² BOX | 1
37573 | 1665940000 | HEAVY-DUTY CONNECTORS ACCESSORIES ADAPTER PLATE SIZE: 3 PLASTIC GREY 3 | 112
37574 | 1665950000 | HEAVY-DUTY CONNECTORS ACCESSORIES ADAPTER PLATE SIZE: 3 PLASTIC GREY 3 | 112
37575 | 1666200000 | HEAVY-DUTY CONNECTORS ACCESSORIES ADAPTER PLATE SIZE: 3 PLASTIC GREY 3 | 112
37576 | 1666210000 | HEAVY-DUTY CONNECTORS ACCESSORIES ADAPTER PLATE SIZE: 3 PLASTIC GREY 3 | 112
37577 | 1666220000 | HEAVY-DUTY CONNECTORS ACCESSORIES ADAPTER PLATE SIZE: 4 PLASTIC GREY 4 | 112
37578 | 1666230000 | HEAVY-DUTY CONNECTORS ACCESSORIES ADAPTER PLATE SIZE: 4 PLASTIC GREY 4 | 112
37579 | 1666320000 | HEAVY-DUTY CONNECTORS ACCESSORIES ADAPTER PLATE SIZE: 6 PLASTIC GREY 6 | 112
37580 | 1666330000 | HEAVY-DUTY CONNECTORS ACCESSORIES ADAPTER PLATE SIZE: 6 PLASTIC GREY 6 | 112
37581 | 1666340000 | HEAVY-DUTY CONNECTORS ACCESSORIES ADAPTER PLATE SIZE: 6 PLASTIC GREY 6 | 112
37582 | 1666350000 | HEAVY-DUTY CONNECTORS ACCESSORIES ADAPTER PLATE SIZE: 6 PLASTIC GREY 6 | 112
37583 | 1666460000 | HEAVY-DUTY CONNECTORS ACCESSORIES ADAPTER PLATE SIZE: 6 PLASTIC GREY 6 | 112
37584 | 1666470000 | HEAVY-DUTY CONNECTORS ACCESSORIES ADAPTER PLATE SIZE: 6 PLASTIC GREY 6 | 112
37585 | 1670370000 | TERMINAL MARKERS INSERT MARKERS 40 X 16.5 MM | 167
37586 | 1670380000 | TERMINAL MARKERS INSERT MARKERS 40 X 16.5 MM | 167
37587 | 1670400000 | TERMINAL MARKERS INSERT MARKERS 27 X 6.3 MM | 167
37588 | 1674730000 | Z-SERIES END PLATE PARTITION PLATE | 46
37589 | 1677140000 | MULTIFIT TERMINAL MARKER 8 X 5 MM PITCH IN MM (P): 5.00 PHOENIX WIELAND LEGRAND TELEMECANIQUE ENTRELEC WAGO | 49
37590 | 1677160000 | MULTIFIT TERMINAL MARKER 10 X 5 MM PITCH IN MM (P): 5.00 PHOENIX WIELAND LEGRAND TELEMECANIQUE ENTRELEC | 49
37591 | 1677180000 | MULTIFIT TERMINAL MARKER 12 X 5 MM PITCH IN MM (P): 5.00 PHOENIX WIELAND LEGRAND TELEMECANIQUE ENTRELEC WAGO | 49
37592 | 1677220000 | MULTIFIT TERMINAL MARKER 10 X 6 MM PITCH IN MM (P): 6.00 PHOENIX WIELAND LEGRAND TELEMECANIQUE ENTRELEC | 49
37593 | 1678800000 | Z-SERIES UCING SLEEVE | 347
37594 | 1678810000 | Z-SERIES UCING SLEEVE | 347
37595 | 1686160000 | DEVICE MARKERS DEVICE MARKERS 9 X 15 MM | 169
37596 | 1686170000 | DEVICE MARKERS DEVICE MARKERS 11 X 19 MM | 169
37597 | 1686180000 | DEVICE MARKERS DEVICE MARKERS 8 X 20 MM | 169
37598 | 1686190000 | DEVICE MARKERS DEVICE MARKERS 11 X 28 MM | 169
37599 | 1686200000 | DEVICE MARKERS DEVICE MARKERS 11 X 38 MM | 169
37600 | 1686210000 | DEVICE MARKERS DEVICE MARKERS 22 X 56 MM | 169
37601 | 1686220000 | DEVICE MARKERS DEVICE MARKERS 35 X 60 MM | 169
37602 | 1690080000 | Z-SERIES END PLATE PARTITION PLATE | 46
37603 | 1693830000 | Z-SERIES CROSS-CONNECTOR 24 A | 235
37604 | 1693890000 | Z-SERIES CROSS-CONNECTOR 24 A | 235
37605 | 1700550001 | DEVICE MARKERS DEVICE MARKERS 100 X 100 MM | 1108
37606 | 1718110000 | Z-SERIES CROSS-CONNECTOR FOR THE TERMINALS N OF POLES: 5 | 23
37607 | 1718170000 | Z-SERIES CROSS-CONNECTOR FOR THE TERMINALS N OF POLES: 50 | 23
37608 | 1718180000 | ACCESSORIES CROSS-CONNECTOR 24 A | 47
37609 | 1718190000 | Z-SERIES CROSS-CONNECTOR FOR THE TERMINALS N OF POLES: 50 | 23
37610 | 1718370000 | Z-SERIES END PLATE | 115
37611 | 1719740000 | EWS (DRAINAGE DEVICE) COMPENSATING ELEMENT M 25 5 MM POLYAMIDE | 783
37612 | 1720520000 | VG K SZS (SDARD PLASTIC CABLE GLAND WITH ANTI-KINK COILS) CABLE GLANDS PG 21 11 MM OD MIN. 13 - OD MAX. 18 MM POLYAMIDE 6 | 8
37613 | 1720890000 | Z-SERIES FIXING PLATE | 567
37614 | 1720900000 | Z-SERIES END PLATE | 115
37615 | 1720910000 | Z-SERIES END PLATE | 115
37616 | 1723430000 | PCB PLUG-IN CONNECTOR ACCESSORIES MOUNTING BLOCK ORANGE N OF POLES: 1 | 27
37617 | 1736340000 | SZS (SERRATED WASHER) RETAINING TOOTHED WASHERS M 40 STAINLESS STEEL 1.4404 (316L) | 392
37618 | 1736350000 | SZS (SERRATED WASHER) RETAINING TOOTHED WASHERS M 50 STAINLESS STEEL 1.4404 (316L) | 392
37619 | 1736360000 | SZS (SERRATED WASHER) RETAINING TOOTHED WASHERS M 63 STAINLESS STEEL 1.4404 (316L) | 392
37620 | 1736480000 | EA (EARTHING RINGS) EARTHING RING M 16 NICKEL-PLATED | 354
37621 | 1736490000 | EA (EARTHING RINGS) EARTHING RING M 20 NICKEL-PLATED | 354
37622 | 1736500000 | EA (EARTHING RINGS) EARTHING RING M 25 NICKEL-PLATED | 354
37623 | 1736510000 | EA (EARTHING RINGS) EARTHING RING M 32 NICKEL-PLATED | 354
37624 | 1737040000 | SKMU MS ( LOCKNUT) LOCKNUT M 50 5 MM NICKEL-PLATED | 111
37625 | 1737050000 | SKMU MS ( LOCKNUT) LOCKNUT M 63 6 MM NICKEL-PLATED | 111
37626 | 1737060000 | SKMU MS ( LOCKNUT) LOCKNUT M 75 7 MM NICKEL-PLATED | 111
37627 | 1739660000 | Z-SERIES END PLATE | 115
37628 | 1745150000 | Z-SERIES END PLATE PARTITION PLATE | 46
37629 | 1745160000 | Z-SERIES END PLATE PARTITION PLATE | 46
37630 | 1745180000 | Z-SERIES INTERMEDIATE PLATE | 1286
37631 | 1745210000 | Z-SERIES COVER | 314
37632 | 1745420000 | Z-SERIES END PLATE | 115
37633 | 1745710000 | PCB PLUG-IN CONNECTOR ACCESSORIES HOOD N OF POLES: 16 | 27
37634 | 1746070000 | HEAVY-DUTY CONNECTORS MODUFLEX C MODULFLEX C FRAME | 591
37635 | 1746730000 | Z-SERIES COVER | 314
37636 | 1747350000 | RAIL TS 35 TS 35 X 7.5 WITHOUT SLOT STAINLESS STEEL -PROOF UNTREATED | 1266
37637 | 1748660000 | Z-SERIES END PLATE PARTITION PLATE | 46
37638 | 1748670000 | Z-SERIES END PLATE PARTITION PLATE | 46
37639 | 1748800000 | Z-SERIES END PLATE PARTITION PLATE | 46
37640 | 1749580000 | Z-SERIES END PLATE PARTITION PLATE | 46
37641 | 1749590000 | Z-SERIES END PLATE PARTITION PLATE | 46
37642 | 1752620000 | Z-SERIES COVER | 314
37643 | 1757960000 | Z-SERIES FIXING PLATE 3 MM | 1313
37644 | 1762360000 | SCHT TERMINAL MARKER 44.5 X 19.5 MM PITCH IN MM (P): 5.00 | 465
37645 | 1762370000 | SCHT TERMINAL MARKER 44.5 X 9.5 MM PITCH IN MM (P): 5.00 | 465
37646 | 1764100000 | Z-SERIES END PLATE PARTITION PLATE | 46
37647 | 1764110000 | Z-SERIES END PLATE PARTITION PLATE | 46
37648 | 1764560000 | Z-SERIES COVER | 314
37649 | 1768390000 | LASERMARK CONDUCTOR AND CABLE MARKERS 6.8 - 12 MM 25.4 X 57 MM | 191
37650 | 1768520000 | Z-SERIES END PLATE PARTITION PLATE | 46
37651 | 1771870000 | Z-SERIES PARTITION PLATE | 283
37652 | 1771880000 | Z-SERIES PARTITION PLATE | 283
37653 | 1773551686 | WS TERMINAL MARKER 12 X 6 MM PITCH IN MM (P): 6.00 WEIDMUELLER ALLEN-BRADLEY | 13
37654 | 1773551687 | WS TERMINAL MARKER 12 X 6 MM PITCH IN MM (P): 6.00 WEIDMUELLER ALLEN-BRADLEY | 13
37655 | 1773551689 | WS TERMINAL MARKER 12 X 6 MM PITCH IN MM (P): 6.00 WEIDMUELLER ALLEN-BRADLEY | 13
37656 | 1773551690 | WS TERMINAL MARKER 12 X 6 MM PITCH IN MM (P): 6.00 WEIDMUELLER ALLEN-BRADLEY ORANGE | 13
37657 | 1773551692 | WS TERMINAL MARKER 12 X 6 MM PITCH IN MM (P): 6.00 WEIDMUELLER ALLEN-BRADLEY BROWN | 13
37658 | 1773551693 | WS TERMINAL MARKER 12 X 6 MM PITCH IN MM (P): 6.00 WEIDMUELLER ALLEN-BRADLEY | 13
37659 | 1773561686 | WS TERMINAL MARKER 12 X 6.5 MM PITCH IN MM (P): 6.50 WEIDMUELLER ALLEN-BRADLEY | 13
37660 | 1773561687 | WS TERMINAL MARKER 12 X 6.5 MM PITCH IN MM (P): 6.50 WEIDMUELLER ALLEN-BRADLEY | 13
37661 | 1773561693 | WS TERMINAL MARKER 12 X 6.5 MM PITCH IN MM (P): 6.50 WEIDMUELLER ALLEN-BRADLEY | 13
37662 | 1776030000 | Z-SERIES END PLATE PARTITION PLATE | 46
37663 | 1776060000 | Z-SERIES END PLATE PARTITION PLATE | 46
37664 | 1776090000 | Z-SERIES END PLATE PARTITION PLATE | 46
37665 | 1778270000 | WS TERMINAL MARKER 12 X 3.5 MM PITCH IN MM (P): 3.50 WEIDMUELLER ALLEN-BRADLEY | 13
37666 | 1778290000 | TERMINAL MARKERS TERMINAL MARKER 32 X 7 MM PITCH IN MM (P): 3.50 | 101
37667 | 1781940000 | Z-SERIES COVER | 314
37668 | 1782490000 | PRINTED CIRCUIT BOARD TERMINALS 5.08 MM N OF POLES: 15 180° SOLDER PIN LENGTH (L): 4.5 MM TINNED ORANGE TOP CONNECTION CLAMPING RANGE MAX. : 2.5 MM² BOX | 1
37669 | 1791080000 | PRINTED CIRCUIT BOARD TERMINALS 10.16 MM N OF POLES: 2 90° SOLDER PIN LENGTH (L): 3.2 MM TINNED PEBBLE GREY CLAMPING YOKE CONNECTION CLAMPING RANGE MAX. : 16 MM² BOX | 1
37670 | 1791090000 | PRINTED CIRCUIT BOARD TERMINALS 10.16 MM N OF POLES: 4 90° SOLDER PIN LENGTH (L): 3.2 MM TINNED PEBBLE GREY CLAMPING YOKE CONNECTION CLAMPING RANGE MAX. : 16 MM² BOX | 1
37671 | 1797580000 | HEAVY-DUTY CONNECTORS ACCESSORIES TERMINAL RAIL MOUNTING SYSTEM | 240
37672 | 1797620000 | PCB PLUG-IN CONNECTOR MALE HEADER OPEN SIDE THT/THR SOLDER CONNECTION 5.00 MM N OF POLES: 2 90° SOLDER PIN LENGTH (L): 1.5 MM TINNED TAPE | 0
37673 | 1797630000 | PCB PLUG-IN CONNECTOR MALE HEADER OPEN SIDE THT/THR SOLDER CONNECTION 5.00 MM N OF POLES: 3 90° SOLDER PIN LENGTH (L): 1.5 MM TINNED TAPE | 0
37674 | 1797640000 | PCB PLUG-IN CONNECTOR MALE HEADER OPEN SIDE THT/THR SOLDER CONNECTION 5.00 MM N OF POLES: 4 90° SOLDER PIN LENGTH (L): 1.5 MM TINNED TAPE | 0
37675 | 1797650000 | PCB PLUG-IN CONNECTOR MALE HEADER OPEN SIDE THT/THR SOLDER CONNECTION 5.00 MM N OF POLES: 5 90° SOLDER PIN LENGTH (L): 1.5 MM TINNED TAPE | 0
37676 | 1797660000 | PCB PLUG-IN CONNECTOR MALE HEADER OPEN SIDE THT/THR SOLDER CONNECTION 5.00 MM N OF POLES: 6 90° SOLDER PIN LENGTH (L): 1.5 MM TINNED TAPE | 0
37677 | 1797670000 | PCB PLUG-IN CONNECTOR MALE HEADER OPEN SIDE THT/THR SOLDER CONNECTION 5.00 MM N OF POLES: 7 90° SOLDER PIN LENGTH (L): 1.5 MM TINNED TAPE | 0
37678 | 1797680000 | PCB PLUG-IN CONNECTOR MALE HEADER OPEN SIDE THT/THR SOLDER CONNECTION 5.00 MM N OF POLES: 8 90° SOLDER PIN LENGTH (L): 1.5 MM TINNED TAPE | 0
37679 | 1797690000 | PCB PLUG-IN CONNECTOR MALE HEADER CLOSED SIDE THT/THR SOLDER CONNECTION 5.00 MM N OF POLES: 2 90° SOLDER PIN LENGTH (L): 1.5 MM TINNED TAPE | 0
37680 | 1797700000 | PCB PLUG-IN CONNECTOR MALE HEADER CLOSED SIDE THT/THR SOLDER CONNECTION 5.00 MM N OF POLES: 3 90° SOLDER PIN LENGTH (L): 1.5 MM TINNED TAPE | 0
37681 | 1797710000 | PCB PLUG-IN CONNECTOR MALE HEADER CLOSED SIDE THT/THR SOLDER CONNECTION 5.00 MM N OF POLES: 4 90° SOLDER PIN LENGTH (L): 1.5 MM TINNED TAPE | 0
37682 | 1797720000 | PCB PLUG-IN CONNECTOR MALE HEADER CLOSED SIDE THT/THR SOLDER CONNECTION 5.00 MM N OF POLES: 5 90° SOLDER PIN LENGTH (L): 1.5 MM TINNED TAPE | 0
37683 | 1797730000 | PCB PLUG-IN CONNECTOR MALE HEADER CLOSED SIDE THT/THR SOLDER CONNECTION 5.00 MM N OF POLES: 6 90° SOLDER PIN LENGTH (L): 1.5 MM TINNED TAPE | 0
37684 | 1797740000 | PCB PLUG-IN CONNECTOR MALE HEADER CLOSED SIDE THT/THR SOLDER CONNECTION 5.00 MM N OF POLES: 7 90° SOLDER PIN LENGTH (L): 1.5 MM TINNED TAPE | 0
37685 | 1797750000 | PCB PLUG-IN CONNECTOR MALE HEADER SOLDER FLANGE THT/THR SOLDER CONNECTION 5.00 MM N OF POLES: 2 90° SOLDER PIN LENGTH (L): 1.5 MM TINNED TAPE | 0
37686 | 1797760000 | PCB PLUG-IN CONNECTOR MALE HEADER SOLDER FLANGE THT/THR SOLDER CONNECTION 5.00 MM N OF POLES: 3 90° SOLDER PIN LENGTH (L): 1.5 MM TINNED TAPE | 0
37687 | 1797770000 | PCB PLUG-IN CONNECTOR MALE HEADER SOLDER FLANGE THT/THR SOLDER CONNECTION 5.00 MM N OF POLES: 4 90° SOLDER PIN LENGTH (L): 1.5 MM TINNED TAPE | 0
37688 | 1797780000 | PCB PLUG-IN CONNECTOR MALE HEADER SOLDER FLANGE THT/THR SOLDER CONNECTION 5.00 MM N OF POLES: 5 90° SOLDER PIN LENGTH (L): 1.5 MM TINNED TAPE | 0
37689 | 1797790000 | PCB PLUG-IN CONNECTOR MALE HEADER SOLDER FLANGE THT/THR SOLDER CONNECTION 5.00 MM N OF POLES: 6 90° SOLDER PIN LENGTH (L): 1.5 MM TINNED TAPE | 0
37690 | 1797800000 | PCB PLUG-IN CONNECTOR MALE HEADER OPEN SIDE THT/THR SOLDER CONNECTION 5.00 MM N OF POLES: 2 180° SOLDER PIN LENGTH (L): 1.5 MM TINNED TAPE | 0
37691 | 1797810000 | PCB PLUG-IN CONNECTOR MALE HEADER OPEN SIDE THT/THR SOLDER CONNECTION 5.00 MM N OF POLES: 3 180° SOLDER PIN LENGTH (L): 1.5 MM TINNED TAPE | 0
37692 | 1797820000 | PCB PLUG-IN CONNECTOR MALE HEADER OPEN SIDE THT/THR SOLDER CONNECTION 5.00 MM N OF POLES: 4 180° SOLDER PIN LENGTH (L): 1.5 MM TINNED TAPE | 0
37693 | 1797830000 | PCB PLUG-IN CONNECTOR MALE HEADER OPEN SIDE THT/THR SOLDER CONNECTION 5.00 MM N OF POLES: 5 180° SOLDER PIN LENGTH (L): 1.5 MM TINNED TAPE | 0
37694 | 1797840000 | PCB PLUG-IN CONNECTOR MALE HEADER OPEN SIDE THT/THR SOLDER CONNECTION 5.00 MM N OF POLES: 6 180° SOLDER PIN LENGTH (L): 1.5 MM TINNED TAPE | 0
37695 | 1797850000 | PCB PLUG-IN CONNECTOR MALE HEADER OPEN SIDE THT/THR SOLDER CONNECTION 5.00 MM N OF POLES: 7 180° SOLDER PIN LENGTH (L): 1.5 MM TINNED TAPE | 0
37696 | 1797860000 | PCB PLUG-IN CONNECTOR MALE HEADER OPEN SIDE THT/THR SOLDER CONNECTION 5.00 MM N OF POLES: 8 180° SOLDER PIN LENGTH (L): 1.5 MM TINNED TAPE | 0
37697 | 1797870000 | PCB PLUG-IN CONNECTOR MALE HEADER CLOSED SIDE THT/THR SOLDER CONNECTION 5.00 MM N OF POLES: 2 180° SOLDER PIN LENGTH (L): 1.5 MM TINNED TAPE | 0
37698 | 1797880000 | PCB PLUG-IN CONNECTOR MALE HEADER CLOSED SIDE THT/THR SOLDER CONNECTION 5.00 MM N OF POLES: 3 180° SOLDER PIN LENGTH (L): 1.5 MM TINNED TAPE | 0
37699 | 1797890000 | PCB PLUG-IN CONNECTOR MALE HEADER CLOSED SIDE THT/THR SOLDER CONNECTION 5.00 MM N OF POLES: 4 180° SOLDER PIN LENGTH (L): 1.5 MM TINNED TAPE | 0
37700 | 1797900000 | PCB PLUG-IN CONNECTOR MALE HEADER CLOSED SIDE THT/THR SOLDER CONNECTION 5.00 MM N OF POLES: 5 180° SOLDER PIN LENGTH (L): 1.5 MM TINNED TAPE | 0
37701 | 1797910000 | PCB PLUG-IN CONNECTOR MALE HEADER CLOSED SIDE THT/THR SOLDER CONNECTION 5.00 MM N OF POLES: 6 180° SOLDER PIN LENGTH (L): 1.5 MM TINNED TAPE | 0
37702 | 1797920000 | PCB PLUG-IN CONNECTOR MALE HEADER CLOSED SIDE THT/THR SOLDER CONNECTION 5.00 MM N OF POLES: 7 180° SOLDER PIN LENGTH (L): 1.5 MM TINNED TAPE | 0
37703 | 1797930000 | PCB PLUG-IN CONNECTOR MALE HEADER SOLDER FLANGE THT/THR SOLDER CONNECTION 5.00 MM N OF POLES: 2 180° SOLDER PIN LENGTH (L): 1.5 MM TINNED TAPE | 0
37704 | 1797940000 | PCB PLUG-IN CONNECTOR MALE HEADER SOLDER FLANGE THT/THR SOLDER CONNECTION 5.00 MM N OF POLES: 3 180° SOLDER PIN LENGTH (L): 1.5 MM TINNED TAPE | 0
37705 | 1797950000 | PCB PLUG-IN CONNECTOR MALE HEADER SOLDER FLANGE THT/THR SOLDER CONNECTION 5.00 MM N OF POLES: 4 180° SOLDER PIN LENGTH (L): 1.5 MM TINNED TAPE | 0
37706 | 1797960000 | PCB PLUG-IN CONNECTOR MALE HEADER SOLDER FLANGE THT/THR SOLDER CONNECTION 5.00 MM N OF POLES: 5 180° SOLDER PIN LENGTH (L): 1.5 MM TINNED TAPE | 0
37707 | 1797970000 | PCB PLUG-IN CONNECTOR MALE HEADER SOLDER FLANGE THT/THR SOLDER CONNECTION 5.00 MM N OF POLES: 6 180° SOLDER PIN LENGTH (L): 1.5 MM TINNED TAPE | 0
37708 | 1805980000 | RAIL TS 35 TS 35 X 15 WITH SLOT STEEL GALVANIC ZINC PLATED AND PASSIVATED | 85
37709 | 1814690000 | Z-SERIES FUSE TERMINAL RATED CROSS-SECTION: 6 MM² TENSION-CLAMP CONNECTION DIRECT MOUNTING | 7
37710 | 1814700000 | Z-SERIES FUSE TERMINAL RATED CROSS-SECTION: 6 MM² TENSION-CLAMP CONNECTION DIRECT MOUNTING | 7
37711 | 1815580000 | Z-SERIES PLUG-IN CONNECTOR DARK DIRECT MOUNTING | 18
37712 | 1818400000 | WS TERMINAL MARKER 10 X 6 MM PITCH IN MM (P): 6.00 WEIDMUELLER ALLEN-BRADLEY | 13
37713 | 1828450000 | WS TERMINAL MARKER 10 X 6 MM PITCH IN MM (P): 6.00 WEIDMUELLER ALLEN-BRADLEY | 13
37714 | 1833350000 | FEED-THROUGH TERMINAL SCREW CONNECTION 10 MM² 1000 V 57 A | 10
37715 | 1837380000 | RAIL TS 35 TS 35 X 15 WITH SLOT STEEL GALVANIC ZINC PLATED AND PASSIVATED | 85
37716 | 1854490000 | DEKAFIX TERMINAL MARKER 5 X 5 MM PITCH IN MM (P): 5.00 WEIDMUELLER | 13
37717 | 1854510000 | MULTIFIT TERMINAL MARKER 10 X 5 MM PITCH IN MM (P): 5.00 CABUR | 101
37718 | 1854520000 | MULTIFIT TERMINAL MARKER 12 X 5 MM PITCH IN MM (P): 5.00 CABUR | 101
37719 | 1856780000 | MULTIFIT TERMINAL MARKER 10 X 6 MM PITCH IN MM (P): 6.00 FESTO | 101
37720 | 1859580000 | W-SERIES ADDITIONAL CONNECTION | 272
37721 | 1861510000 | LASERMARK DEVICE MARKERS 8 X 27 MM | 98
37722 | 1865470000 | LASERMARK DEVICE MARKERS 251 X 11.5 MM SIEMENS | 228
37723 | 1865480000 | LASERMARK DEVICE MARKERS 251 X 11.5 MM SIEMENS | 228
37724 | 1866240000 | Z-SERIES PLUG-IN MODULAR TERMINALS 15 MM | 1253
37725 | 1866250000 | Z-SERIES PLUG-IN MODULAR TERMINALS 8.8 MM | 829
37726 | 1866260000 | Z-SERIES PLUG-IN MODULAR TERMINALS 8.8 MM | 829
37727 | 1868440000 | MULTIFIT TERMINAL MARKER 10 X 8 MM PITCH IN MM (P): 8.00 PHOENIX ENTRELEC | 101
37728 | 1872720000 | W-SERIES ADDITIONAL CONNECTION | 272
37729 | 1878600000 | Z-SERIES PLUG-IN MODULAR TERMINALS | 826
37730 | 1878610000 | Z-SERIES PLUG-IN MODULAR TERMINALS | 826
37731 | 1878620000 | Z-SERIES LOCKING CLIPS 15 MM | 1010
37732 | 1883450000 | PRINTED CIRCUIT BOARD TERMINALS 10.16 MM N OF POLES: 8 90° SOLDER PIN LENGTH (L): 3.2 MM TINNED PEBBLE GREY CLAMPING YOKE CONNECTION CLAMPING RANGE MAX. : 16 MM² BOX | 1
37733 | 1884210000 | PCB PLUG-IN CONNECTOR MALE HEADER CLOSED SIDE THT/THR SOLDER CONNECTION 5.08 MM N OF POLES: 2 90° SOLDER PIN LENGTH (L): 3.2 MM TINNED TAPE | 0
37734 | 1907520000 | DEKAFIX TERMINAL MARKER 5 X 5 MM PITCH IN MM (P): 5.00 WEIDMUELLER | 13
37735 | 1909260000 | KDSU (KLIPPON DOUBLE SEAL UNIVERSAL EX CABLE GLAND) CABLE GLANDS M 20 16 MM SINGLE-WIRE ARMOURING METAL FOIL ARMOURING BRAIDED ARMOURING 0.1 - 1.25 MM OD MIN. 9 - OD MAX. 13.5 MM ID MIN. 3.40 - ID MAX. 8.40 MM IP66 IP68 - 2.5 BAR | 8
37736 | 1909290000 | KDSU (KLIPPON DOUBLE SEAL UNIVERSAL EX CABLE GLAND) CABLE GLANDS M 20 16 MM SINGLE-WIRE ARMOURING METAL FOIL ARMOURING BRAIDED ARMOURING 0.1 - 1.25 MM OD MIN. 11.5 - OD MAX. 16 MM ID MIN. 7.20 - ID MAX. 11.70 MM IP66 IP68 - 2.5 BAR | 8
37737 | 1909300000 | KDSU (KLIPPON DOUBLE SEAL UNIVERSAL EX CABLE GLAND) CABLE GLANDS M 20 16 MM SINGLE-WIRE ARMOURING METAL FOIL ARMOURING BRAIDED ARMOURING 0.1 - 1.25 MM OD MIN. 15.5 - OD MAX. 21.1 MM ID MIN. 9.40 - ID MAX. 14.00 MM IP66 IP68 - 2.5 BAR | 8
37738 | 1909310000 | KDSU (KLIPPON DOUBLE SEAL UNIVERSAL EX CABLE GLAND) CABLE GLANDS M 25 16 MM SINGLE-WIRE ARMOURING METAL FOIL ARMOURING BRAIDED ARMOURING 0.1 - 1.6 MM OD MIN. 20.3 - OD MAX. 27.4 MM ID MIN. 13.50 - ID MAX. 20.00 MM IP66 IP68 - 2.5 BAR | 8
37739 | 1909380000 | KSG (KLIPPON SDARD EX CABLE GLAND) CABLE GLANDS M 20 16 MM OD MIN. 4 - OD MAX. 8.4 MM IP66 IP68 - 2.5 BAR | 8
37740 | 1909400000 | KSG (KLIPPON SDARD EX CABLE GLAND) CABLE GLANDS M 20 16 MM OD MIN. 7.2 - OD MAX. 11.7 MM IP66 IP68 - 2.5 BAR | 8
37741 | 1909410000 | KSG (KLIPPON SDARD EX CABLE GLAND) CABLE GLANDS M 20 16 MM OD MIN. 9.6 - OD MAX. 14 MM IP66 IP68 - 2.5 BAR | 8
37742 | 1909420000 | KSG (KLIPPON SDARD EX CABLE GLAND) CABLE GLANDS M 25 16 MM OD MIN. 13.5 - OD MAX. 20 MM IP66 IP68 - 2.5 BAR | 8
37743 | 1911380000 | KDSU (KLIPPON DOUBLE SEAL UNIVERSAL EX CABLE GLAND) CABLE GLANDS M 20 16 MM SINGLE-WIRE ARMOURING METAL FOIL ARMOURING BRAIDED ARMOURING 0.1 - 1.25 MM OD MIN. 9 - OD MAX. 13.5 MM ID MIN. 3.40 - ID MAX. 8.40 MM IP66 IP68 - 2.5 BAR NICKEL-PLATED | 8
37744 | 1911390000 | KDSU (KLIPPON DOUBLE SEAL UNIVERSAL EX CABLE GLAND) CABLE GLANDS M 20 16 MM SINGLE-WIRE ARMOURING METAL FOIL ARMOURING BRAIDED ARMOURING 0.1 - 1.25 MM OD MIN. 11.5 - OD MAX. 16 MM ID MIN. 7.20 - ID MAX. 11.70 MM IP66 IP68 - 2.5 BAR NICKEL-PLATED | 8
37745 | 1911400000 | KDSU (KLIPPON DOUBLE SEAL UNIVERSAL EX CABLE GLAND) CABLE GLANDS M 20 16 MM SINGLE-WIRE ARMOURING METAL FOIL ARMOURING BRAIDED ARMOURING 0.1 - 1.25 MM OD MIN. 15.5 - OD MAX. 21.1 MM ID MIN. 9.40 - ID MAX. 14.00 MM IP66 IP68 - 2.5 BAR NICKEL-PLATED | 8
37746 | 1911420000 | KDSU (KLIPPON DOUBLE SEAL UNIVERSAL EX CABLE GLAND) CABLE GLANDS M 25 16 MM SINGLE-WIRE ARMOURING METAL FOIL ARMOURING BRAIDED ARMOURING 0.1 - 1.6 MM OD MIN. 20.3 - OD MAX. 27.4 MM ID MIN. 13.50 - ID MAX. 20.00 MM IP66 IP68 - 2.5 BAR NICKEL-PLATED | 8
37747 | 1911510000 | KSG (KLIPPON SDARD EX CABLE GLAND) CABLE GLANDS M 20 16 MM OD MIN. 4 - OD MAX. 8.4 MM IP66 IP68 - 2.5 BAR NICKEL-PLATED | 8
37748 | 1911540000 | KSG (KLIPPON SDARD EX CABLE GLAND) CABLE GLANDS M 20 16 MM OD MIN. 7.2 - OD MAX. 11.7 MM IP66 IP68 - 2.5 BAR NICKEL-PLATED | 8
37749 | 1911560000 | KSG (KLIPPON SDARD EX CABLE GLAND) CABLE GLANDS M 20 16 MM OD MIN. 9.6 - OD MAX. 14 MM IP66 IP68 - 2.5 BAR NICKEL-PLATED | 8
37750 | 1911570000 | KSG (KLIPPON SDARD EX CABLE GLAND) CABLE GLANDS M 25 16 MM OD MIN. 13.5 - OD MAX. 20 MM IP66 IP68 - 2.5 BAR NICKEL-PLATED | 8
37751 | 1912090000 | DEKAFIX TERMINAL MARKER 5 X 6 MM PITCH IN MM (P): 6.00 WEIDMUELLER ORANGE | 13
37752 | 1917420000 | WS TERMINAL MARKER 10 X 6 MM PITCH IN MM (P): 6.00 WEIDMUELLER ALLEN-BRADLEY GREEN | 13
37753 | 1917430000 | WS TERMINAL MARKER 10 X 6 MM PITCH IN MM (P): 6.00 WEIDMUELLER ALLEN-BRADLEY | 13
37754 | 1917440000 | WS TERMINAL MARKER 10 X 6 MM PITCH IN MM (P): 6.00 WEIDMUELLER ALLEN-BRADLEY | 13
37755 | 1919870000 | TERMINAL MARKERS INSERT MARKERS 20 X 7 MM | 167
37756 | 1919880000 | TERMINAL MARKERS INSERT MARKERS 20 X 7 MM | 167
37757 | 1919890000 | TERMINAL MARKERS INSERT MARKERS 20 X 7 MM | 167
37758 | 1919900000 | TERMINAL MARKERS INSERT MARKERS 20 X 7 MM | 167
37759 | 1921740000 | VG H (HDC HALVED CABLE GLAND) CABLE GLANDS M 25 IP65 NICKEL-PLATED | 320
37760 | 1924320000 | ADHESIVE STRIP | 1300
37761 | 1924910000 | Z-SERIES END PLATE PARTITION PLATE | 46
37762 | 1927510000 | WS TERMINAL MARKER 12 X 5 MM PITCH IN MM (P): 5.00 WEIDMUELLER ALLEN-BRADLEY | 13
37763 | 1927530000 | WS TERMINAL MARKER 12 X 6 MM PITCH IN MM (P): 6.00 WEIDMUELLER ALLEN-BRADLEY | 13
37764 | 1934240000 | PCB PLUG-IN CONNECTOR MALE HEADER THT SOLDER CONNECTION 5.08 MM N OF POLES: 2 180° SOLDER PIN LENGTH (L): 2.4 MM TINNED BOX | 0
37765 | 1951870000 | WS TERMINAL MARKER 8 X 5 MM PITCH IN MM (P): 5.00 WEIDMUELLER ALLEN-BRADLEY | 13
37766 | 1951880000 | WS TERMINAL MARKER 8 X 6 MM PITCH IN MM (P): 6.00 WEIDMUELLER | 13
37767 | 1954050000 | MULTIFIT TERMINAL MARKER 5 X 10 MM PITCH IN MM (P): 10.00 PHOENIX | 101
37768 | 1957340000 | MULTIFIT TERMINAL MARKER 10 X 6 MM PITCH IN MM (P): 6.00 FESTO | 101
37769 | 1961880000 | ELECTRONICS HOUSINGS RS 90 ORANGE END PLATE WIDTH: 5 MM | 529
37770 | 1964820000 | W-SERIES FASTENING ELEMENT | 1295
37771 | 1964830000 | W-SERIES ADDITIONAL CONNECTION | 272
37772 | 1967600000 | FIELDPOWER® FIELD POWER® SEALING INSERT TPE-U | 563
37773 | 1968940000 | BOLT-TYPE SCREW TERMINALS FEED-THROUGH TERMINAL RATED CROSS-SECTION: 120 MM² THREADED STUD CONNECTION DIRECT MOUNTING | 7
37774 | 1968950000 | BOLT-TYPE SCREW TERMINALS FEED-THROUGH TERMINAL RATED CROSS-SECTION: 120 MM² THREADED STUD CONNECTION | 7
37775 | 1968960000 | BOLT-TYPE SCREW TERMINALS FEED-THROUGH TERMINAL RATED CROSS-SECTION: 50 MM² THREADED STUD CONNECTION | 7
37776 | 1968990000 | BOLT-TYPE SCREW TERMINALS FEED-THROUGH TERMINAL RATED CROSS-SECTION: 16 MM² THREADED STUD CONNECTION | 7
37777 | 1969000000 | BOLT-TYPE SCREW TERMINALS FEED-THROUGH TERMINAL RATED CROSS-SECTION: 35 MM² THREADED STUD CONNECTION | 7
37778 | 3835020000 | SAK SERIES TEST-DISCONNECT TERMINAL RATED CROSS-SECTION: 6 MM² SCREW CONNECTION | 7
37779 | 3896100000 | KLIPPON EBI (ESSENTIAL BOX INDUSTRIAL) SPACER HEIGHT: 15 MM MATERIAL: STEEL | 645
37780 | 3896200000 | KLIPPON EBI (ESSENTIAL BOX INDUSTRIAL) SPACER HEIGHT: 20 MM MATERIAL: STEEL | 645
37781 | 3896300000 | KLIPPON EBI (ESSENTIAL BOX INDUSTRIAL) SPACER HEIGHT: 30 MM MATERIAL: STEEL | 645
37782 | 4323210000 | FIELDPOWER® FIELD POWER® SEALING INSERT ROUND IP65 9 MM - 11 MM | 478
37783 | 4323220000 | FIELDPOWER® FIELD POWER® SEALING INSERT ROUND IP65 13 MM - 15 MM | 478
37784 | 4323230000 | FIELDPOWER® FIELD POWER® SEALING INSERT ROUND IP65 11 MM - 13 MM | 478
37785 | 4323240000 | FIELDPOWER® FIELD POWER® SEALING INSERT IP65 | 563
37786 | 4324010000 | FIELDPOWER® FIELD POWER® SEALING INSERT ROUND IP65 15 MM - 17 MM | 478
37787 | 4329610000 | FIELDPOWER® FIELD POWER® SEALING INSERT ROUND IP65 7 MM - 9 MM | 478
37788 | 7906170000 | MULTIPIN TERMINAL STRIP SINGLE- AND MULTI-POLE TERMINAL STRIP RATED CROSS-SECTION: 2.5 MM² SCREW CONNECTION DIRECT MOUNTING | 18
37789 | 7906210000 | MULTIPIN TERMINAL STRIP SINGLE- AND MULTI-POLE TERMINAL STRIP RATED CROSS-SECTION: 2.5 MM² SCREW CONNECTION DIRECT MOUNTING | 18
37790 | 7906240000 | MULTIPIN TERMINAL STRIP SINGLE- AND MULTI-POLE TERMINAL STRIP RATED CROSS-SECTION: 6 MM² SCREW CONNECTION DIRECT MOUNTING | 18
37791 | 7906250000 | MULTIPIN TERMINAL STRIP SINGLE- AND MULTI-POLE TERMINAL STRIP RATED CROSS-SECTION: 6 MM² SCREW CONNECTION DIRECT MOUNTING | 18
37792 | 7906260000 | MULTIPIN TERMINAL STRIP SINGLE- AND MULTI-POLE TERMINAL STRIP RATED CROSS-SECTION: 6 MM² SCREW CONNECTION DIRECT MOUNTING | 18
37793 | 7907370000 | Z-SERIES END PLATE PARTITION PLATE | 46
37794 | 7915060000 | RAIL TS 35 TS 35 X 7.5 WITH SLOT STEEL GALVANIC ZINC PLATED AND PASSIVATED | 85
37795 | 8799030000 | RIDERSERIES RRD RELAY N OF CONTACTS: 3 CO CONTACT WITH TEST BUTTON AGNI RATED CONTROL VOLTAGE: 12 V DC CONTINUOUS CURRENT: 10 A PLUG-IN CONNECTION TEST BUTTON AVAILABLE: YES | 3
37796 | 8869370000 | RIDERSERIES RRD RETAINING CLIP | 780
37797 | 9001530000 | ACCESSORIES SPARE CUTTING BLADE | 338
37798 | 9004050000 | WIRE-END FERRULE SDARD 10 MM 10 MM NO | 16
37799 | 9004060000 | WIRE-END FERRULE SDARD 12 MM 12 MM NO | 16
37800 | 9004070000 | WIRE-END FERRULE SDARD 18 MM 18 MM NO | 16
37801 | 9004080000 | WIRE-END FERRULE SDARD 10 MM 10 MM NO | 16
37802 | 9004090000 | WIRE-END FERRULE SDARD 18 MM 18 MM NO | 16
37803 | 9004170000 | WIRE-END FERRULE SDARD 25 MM 25 MM NO | 264
37804 | 9004390000 | WIRE-END FERRULE SDARD 10 MM 8 MM | 16
37805 | 9004430000 | WIRE-END FERRULE TWIN WIRE-END FERRULE 13 MM 10 MM | 42
37806 | 9004740000 | WIRE-END FERRULE TWIN WIRE-END FERRULE 15 MM 12 MM | 42
37807 | 9005150000 | WIRE-END FERRULE TWIN WIRE-END FERRULE 15 MM 12 MM GREY | 42
37808 | 9005450000 | ACCESSORIES BRUSH | 902
37809 | 9005810000 | WIRE-END FERRULE SDARD 10 MM 8 MM ORANGE | 16
37810 | 9005820000 | WIRE-END FERRULE SDARD 10 MM 8 MM | 16
37811 | 9005830000 | WIRE-END FERRULE SDARD 10 MM 8 MM | 16
37812 | 9005840000 | WIRE-END FERRULE SDARD 10 MM 8 MM | 16
37813 | 9005860000 | WIRE-END FERRULE SDARD 10 MM 8 MM | 16
37814 | 9005870000 | WIRE-END FERRULE SDARD 10 MM 8 MM GREY | 16
37815 | 9005880000 | WIRE-END FERRULE SDARD 10 MM 8 MM | 16
37816 | 9005890000 | WIRE-END FERRULE SDARD 10 MM 8 MM | 16
37817 | 9005900000 | WIRE-END FERRULE SDARD 10 MM 8 MM LIGHT | 205
37818 | 9018580000 | WIRE-END FERRULE TWIN WIRE-END FERRULE 13 MM 10 MM GREY | 42
37819 | 9018910000 | WIRE-END FERRULE SDARD 5 MM 5 MM NO | 264
37820 | 9028370000 | WIRE-END FERRULE SDARD 10 MM 8 MM GREEN | 16
37821 | 9036240000 | WIRE-END FERRULE SDARD 32 MM 32 MM NO | 265
37822 | 9036250000 | WIRE-END FERRULE SDARD 32 MM 32 MM NO | 265
37823 | 9036260000 | WIRE-END FERRULE SDARD 32 MM 32 MM NO | 265
37824 | 9050340000 | SPARE CUTTING BLADE | 613
37825 | 9204370000 | MOUNTING TOOL | 204
37826 | 9502600000 | SAK SERIES FEED-THROUGH TERMINAL RATED CROSS-SECTION: 4 MM² SCREW CONNECTION DIRECT MOUNTING | 7
37827 | 9502610000 | SAK SERIES FEED-THROUGH TERMINAL RATED CROSS-SECTION: 10 MM² SCREW CONNECTION DIRECT MOUNTING | 7
37828 | 9540000000 | Z-SERIES END BRACKET | 412
37829 | 9543070000 | ACCESSORIES FUSE HOLDER RATED CROSS-SECTION: DIRECT MOUNTING | 189
37830 | 4053240000 | ELECTRONICS HOUSINGS RS 90 ORANGE EXTRUDED PROFILE WIDTH: 84.4 MM | 277
37831 | 4157440000 | ELECTRONICS HOUSINGS RS 80 ORANGE EXTRUDED PROFILE WIDTH: 84 MM | 277
37832 | 1924720000 | PCB PLUG-IN CONNECTOR FEMALE PLUG 10.16 MM N OF POLES: 4 180° CLAMPING YOKE CONNECTION CLAMPING RANGE MAX. : 16 MM² BOX | 1
37833 | 1924580000 | PCB PLUG-IN CONNECTOR FEMALE PLUG 10.16 MM N OF POLES: 6 180° CLAMPING YOKE CONNECTION CLAMPING RANGE MAX. : 16 MM² BOX | 1
37834 | 1924640000 | PCB PLUG-IN CONNECTOR FEMALE PLUG 10.16 MM N OF POLES: 4 180° CLAMPING YOKE CONNECTION CLAMPING RANGE MAX. : 16 MM² BOX | 1
37835 | 636800000 | ACCESSORIES MOUNTING FOOT STEEL BRIGHT FINISH | 521
37836 | 636900000 | ACCESSORIES MOUNTING FOOT STEEL BRIGHT FINISH | 521
37837 | 687900000 | ACCESSORIES MOUNTING FOOT STEEL BRIGHT FINISH | 521
37838 | 689600000 | CABLELINE CONDUCTOR AND CABLE MARKERS 2 - 3 MM 3 X 4 MM | 5
37839 | 689700000 | CABLELINE CONDUCTOR AND CABLE MARKERS 3 - 4 MM 3 X 5.5 MM | 5
37840 | 689800000 | CABLELINE CONDUCTOR AND CABLE MARKERS 4 - 5 MM 3 X 6 MM | 5
37841 | 935110000 | KLIPPON TB (TERMINAL BOX) SPACER MATERIAL: STAINLESS STEEL 1.4305 (303) | 547
37842 | 935120000 | KLIPPON TB (TERMINAL BOX) SPACER MATERIAL: STAINLESS STEEL 1.4305 (303) | 547
37843 | 935130000 | KLIPPON TB (TERMINAL BOX) SPACER MATERIAL: STAINLESS STEEL 1.4305 (303) | 547
37844 | 935140000 | KLIPPON TB (TERMINAL BOX) SPACER MATERIAL: STAINLESS STEEL 1.4305 (303) | 547
37845 | 1011460000 | PCB PLUG-IN CONNECTOR FEMALE PLUG 5.08 MM N OF POLES: 16 180° TOP CONNECTION CLAMPING RANGE MAX. : 2.5 MM² BOX | 1
37846 | 1014710000 | FEED-THROUGH TERMINAL PUSH IN 4 MM² 800 V 32 A BROWN | 15
37847 | 1019570000 | USB INSERT FLANGE INSERT TYPE A | 658
37848 | 1019890000 | FEED-THROUGH TERMINAL PUSH IN 4 MM² 800 V 32 A | 15
37849 | 1023470000 | PCB PLUG-IN CONNECTOR CRIMP CONTACT REEL PACKAGED SOCKET CONNECTOR GOLD-PLATED MAX. CLAMPING RANGE : 1.5 MM² | 53
37850 | 1039470000 | PCB PLUG-IN CONNECTOR MALE PLUG 5.08 MM N OF POLES: 2 180° CLAMPING YOKE CONNECTION CLAMPING RANGE MAX. : 3.31 MM² BOX | 1
37851 | 1043140000 | PCB PLUG-IN CONNECTOR MALE HEADER CLOSED SIDE THT/THR SOLDER CONNECTION 3.50 MM N OF POLES: 11 180° SOLDER PIN LENGTH (L): 3.2 MM TINNED TRAY | 0
37852 | 1043160000 | PCB PLUG-IN CONNECTOR MALE HEADER CLOSED SIDE THT/THR SOLDER CONNECTION 3.50 MM N OF POLES: 13 180° SOLDER PIN LENGTH (L): 3.2 MM TINNED TRAY | 0
37853 | 1043180000 | PCB PLUG-IN CONNECTOR MALE HEADER CLOSED SIDE THT/THR SOLDER CONNECTION 3.50 MM N OF POLES: 18 180° SOLDER PIN LENGTH (L): 3.2 MM TINNED TRAY | 0
37854 | 1043190000 | PCB PLUG-IN CONNECTOR MALE HEADER CLOSED SIDE THT/THR SOLDER CONNECTION 3.50 MM N OF POLES: 19 180° SOLDER PIN LENGTH (L): 3.2 MM TINNED TRAY | 0
37855 | 1045660000 | ELS INSERT MARKERS 30 X 6 MM TO CUSTOMER SPECIFICATION | 286
37856 | 1045690000 | ELS INSERT MARKERS 40 X 16 MM TO CUSTOMER SPECIFICATION | 286
37857 | 1045700000 | ELS INSERT MARKERS 40 X 7 MM TO CUSTOMER SPECIFICATION | 286
37858 | 1046320000 | WS TERMINAL MARKER 10 X 5 MM PITCH IN MM (P): 5.00 WEIDMUELLER ALLEN-BRADLEY TO CUSTOMER SPECIFICATION | 49
37859 | 1046330000 | WS TERMINAL MARKER 10 X 6 MM PITCH IN MM (P): 6.00 WEIDMUELLER ALLEN-BRADLEY TO CUSTOMER SPECIFICATION | 49
37860 | 1063170000 | PCB PLUG-IN CONNECTOR CONNECTION ELEMENT RIGHT MALE HEADER OPEN SIDE THT/THR SOLDER CONNECTION 5.00 MM N OF POLES: 3 90° SOLDER PIN LENGTH (L): 1.5 MM TINNED TAPE | 0
37861 | 1063180000 | PCB PLUG-IN CONNECTOR CONNECTION ELEMENT RIGHT MALE HEADER OPEN SIDE THT/THR SOLDER CONNECTION 5.00 MM N OF POLES: 4 90° SOLDER PIN LENGTH (L): 1.5 MM TINNED TAPE | 0
37862 | 1063240000 | PCB PLUG-IN CONNECTOR CONNECTION ELEMENT LEFT MALE HEADER OPEN SIDE THT/THR SOLDER CONNECTION 5.00 MM N OF POLES: 3 90° SOLDER PIN LENGTH (L): 1.5 MM TINNED TAPE | 0
37863 | 1063250000 | PCB PLUG-IN CONNECTOR CONNECTION ELEMENT LEFT MALE HEADER OPEN SIDE THT/THR SOLDER CONNECTION 5.00 MM N OF POLES: 4 90° SOLDER PIN LENGTH (L): 1.5 MM TINNED TAPE | 0
37864 | 1428500000 | PCB PLUG-IN CONNECTOR CRIMP CONTACT REEL PACKAGED PIN – SDARD GOLD-PLATED MAX. CLAMPING RANGE : 2.5 MM² | 53
37865 | 1428800000 | PCB PLUG-IN CONNECTOR CRIMP CONTACT REEL PACKAGED SOCKET CONNECTOR GOLD-PLATED MAX. CLAMPING RANGE : 2.5 MM² | 53
37866 | 1429500000 | PCB PLUG-IN CONNECTOR CRIMP CONTACT REEL PACKAGED PIN – SDARD TINNED MAX. CLAMPING RANGE : 2.5 MM² | 53
37867 | 1429800000 | PCB PLUG-IN CONNECTOR CRIMP CONTACT REEL PACKAGED SOCKET CONNECTOR TINNED MAX. CLAMPING RANGE : 2.5 MM² | 53
37868 | 1480000000 | PCB PLUG-IN CONNECTOR CRIMP CONTACT CONTACT TINNED MAX. CLAMPING RANGE : 1 MM² | 53
37869 | 1565780000 | PCB PLUG-IN CONNECTOR CRIMP CONTACT REEL PACKAGED PIN – LONG TINNED MAX. CLAMPING RANGE : 2.5 MM² | 53
37870 | 1582260000 | PCB PLUG-IN CONNECTOR CRIMP CONTACT REEL PACKAGED PIN – SDARD GOLD-PLATED MAX. CLAMPING RANGE : 1.5 MM² | 53
37871 | 1582280000 | PCB PLUG-IN CONNECTOR CRIMP CONTACT REEL PACKAGED PIN – SDARD TINNED MAX. CLAMPING RANGE : 1.5 MM² | 53
37872 | 1582320000 | PCB PLUG-IN CONNECTOR CRIMP CONTACT REEL PACKAGED PIN – SDARD TINNED MAX. CLAMPING RANGE : 2.5 MM² | 53
37873 | 1582360000 | PCB PLUG-IN CONNECTOR CRIMP CONTACT REEL PACKAGED PIN – LONG TINNED MAX. CLAMPING RANGE : 1.5 MM² | 53
37874 | 1582420000 | PCB PLUG-IN CONNECTOR CRIMP CONTACT REEL PACKAGED SOCKET CONNECTOR GOLD-PLATED MAX. CLAMPING RANGE : 1.5 MM² | 53
37875 | 1582440000 | PCB PLUG-IN CONNECTOR CRIMP CONTACT REEL PACKAGED SOCKET CONNECTOR TINNED MAX. CLAMPING RANGE : 1.5 MM² | 53
37876 | 1582460000 | PCB PLUG-IN CONNECTOR CRIMP CONTACT REEL PACKAGED SOCKET CONNECTOR GOLD-PLATED MAX. CLAMPING RANGE : 2.5 MM² | 53
37877 | 1582480000 | PCB PLUG-IN CONNECTOR CRIMP CONTACT REEL PACKAGED SOCKET CONNECTOR TINNED MAX. CLAMPING RANGE : 2.5 MM² | 53
37878 | 1604230000 | PCB PLUG-IN CONNECTOR CRIMP CONTACT CONTACT TINNED MAX. CLAMPING RANGE : 0.35 MM² | 53
37879 | 1608870000 | ACCESSORIES CROSS-CONNECTOR 24 A | 47
37880 | 1608880000 | ACCESSORIES CROSS-CONNECTOR 24 A | 47
37881 | 1608950000 | ACCESSORIES CROSS-CONNECTOR 32 A | 47
37882 | 1608960000 | ACCESSORIES CROSS-CONNECTOR 32 A | 47
37883 | 1608970000 | ACCESSORIES CROSS-CONNECTOR 32 A | 47
37884 | 1609810000 | DEKAFIX TERMINAL MARKER 5 X 5 MM PITCH IN MM (P): 5.00 WEIDMUELLER TO CUSTOMER SPECIFICATION | 49
37885 | 1609830000 | DEKAFIX TERMINAL MARKER 5 X 6 MM PITCH IN MM (P): 6.00 WEIDMUELLER TO CUSTOMER SPECIFICATION | 49
37886 | 1609840000 | DEKAFIX TERMINAL MARKER 5 X 6.5 MM PITCH IN MM (P): 6.50 WEIDMUELLER | 13
37887 | 1609850000 | DEKAFIX TERMINAL MARKER 5 X 6.5 MM PITCH IN MM (P): 6.50 WEIDMUELLER TO CUSTOMER SPECIFICATION | 49
37888 | 1609860000 | WS TERMINAL MARKER 12 X 5 MM PITCH IN MM (P): 5.00 WEIDMUELLER ALLEN-BRADLEY | 13
37889 | 1609870000 | WS TERMINAL MARKER 12 X 5 MM PITCH IN MM (P): 5.00 WEIDMUELLER ALLEN-BRADLEY TO CUSTOMER SPECIFICATION | 49
37890 | 1609880000 | WS TERMINAL MARKER 15 X 5 MM PITCH IN MM (P): 5.00 WEIDMUELLER ALLEN-BRADLEY | 13
37891 | 1609890000 | WS TERMINAL MARKER 15 X 5 MM PITCH IN MM (P): 5.00 WEIDMUELLER ALLEN-BRADLEY TO CUSTOMER SPECIFICATION | 49
37892 | 1609910000 | WS TERMINAL MARKER 12 X 6 MM PITCH IN MM (P): 6.00 WEIDMUELLER ALLEN-BRADLEY TO CUSTOMER SPECIFICATION | 49
37893 | 1609930000 | WS TERMINAL MARKER 12 X 6.5 MM PITCH IN MM (P): 6.50 WEIDMUELLER ALLEN-BRADLEY TO CUSTOMER SPECIFICATION | 49
37894 | 1610000000 | ZS TERMINAL MARKER 10 X 5 MM PITCH IN MM (P): 5.00 WEIDMUELLER ALLEN-BRADLEY | 13
37895 | 1610010000 | ZS TERMINAL MARKER 10 X 5 MM PITCH IN MM (P): 5.00 WEIDMUELLER ALLEN-BRADLEY TO CUSTOMER SPECIFICATION | 49
37896 | 1610020000 | ZS TERMINAL MARKER 12 X 6 MM PITCH IN MM (P): 6.00 WEIDMUELLER ALLEN-BRADLEY | 13
37897 | 1610030000 | ZS TERMINAL MARKER 12 X 6 MM PITCH IN MM (P): 6.00 WEIDMUELLER ALLEN-BRADLEY TO CUSTOMER SPECIFICATION | 49
37898 | 1635000000 | WS TERMINAL MARKER 10 X 5 MM PITCH IN MM (P): 5.00 WEIDMUELLER ALLEN-BRADLEY | 13
37899 | 1635010000 | WS TERMINAL MARKER 10 X 5 MM PITCH IN MM (P): 5.00 WEIDMUELLER ALLEN-BRADLEY TO CUSTOMER SPECIFICATION | 49
37900 | 1640740000 | WS TERMINAL MARKER 8 X 5 MM PITCH IN MM (P): 5.00 WEIDMUELLER ALLEN-BRADLEY | 13
37901 | 1640750000 | WS TERMINAL MARKER 8 X 5 MM PITCH IN MM (P): 5.00 WEIDMUELLER ALLEN-BRADLEY TO CUSTOMER SPECIFICATION | 49
37902 | 1646630000 | ZS TERMINAL MARKER 15 X 5 MM PITCH IN MM (P): 5.00 WEIDMUELLER ALLEN-BRADLEY | 13
37903 | 1646640000 | ZS TERMINAL MARKER 15 X 5 MM PITCH IN MM (P): 5.00 WEIDMUELLER ALLEN-BRADLEY TO CUSTOMER SPECIFICATION | 49
37904 | 1677150000 | MULTIFIT TERMINAL MARKER 8 X 5 MM PITCH IN MM (P): 5.00 PHOENIX WIELAND LEGRAND TELEMECANIQUE ENTRELEC WAGO TO CUSTOMER SPECIFICATION | 49
37905 | 1677170000 | MULTIFIT TERMINAL MARKER 10 X 5 MM PITCH IN MM (P): 5.00 PHOENIX WIELAND LEGRAND TELEMECANIQUE ENTRELEC TO CUSTOMER SPECIFICATION | 49
37906 | 1677190000 | MULTIFIT TERMINAL MARKER 12 X 5 MM PITCH IN MM (P): 5.00 PHOENIX WIELAND LEGRAND TELEMECANIQUE ENTRELEC WAGO TO CUSTOMER SPECIFICATION | 49
37907 | 1677230000 | MULTIFIT TERMINAL MARKER 10 X 6 MM PITCH IN MM (P): 6.00 PHOENIX WIELAND LEGRAND TELEMECANIQUE ENTRELEC TO CUSTOMER SPECIFICATION | 49
37908 | 1692270000 | MULTIFIT TERMINAL MARKER 12 X 5 MM PITCH IN MM (P): 5.00 WOERTZ | 101
37909 | 1692280000 | MULTIFIT TERMINAL MARKER 12 X 5 MM PITCH IN MM (P): 5.00 WOERTZ TO CUSTOMER SPECIFICATION | 49
37910 | 1692290000 | MULTIFIT TERMINAL MARKER 12 X 6 MM PITCH IN MM (P): 6.00 WOERTZ | 101
37911 | 1692300000 | MULTIFIT TERMINAL MARKER 12 X 6 MM PITCH IN MM (P): 6.00 WOERTZ TO CUSTOMER SPECIFICATION | 49
37912 | 1693800000 | Z-SERIES CROSS-CONNECTOR 24 A | 235
37913 | 1693810000 | Z-SERIES CROSS-CONNECTOR 24 A | 235
37914 | 1693820000 | Z-SERIES CROSS-CONNECTOR 24 A | 235
37915 | 1716800000 | MULTIFIT TERMINAL MARKER 5 X 5 MM PITCH IN MM (P): 5.00 WOERTZ | 101
37916 | 1716810000 | MULTIFIT TERMINAL MARKER 5 X 5 MM PITCH IN MM (P): 5.00 WOERTZ TO CUSTOMER SPECIFICATION | 49
37917 | 1716820000 | MULTIFIT TERMINAL MARKER 9 X 6 MM PITCH IN MM (P): 6.00 WOERTZ | 101
37918 | 1716830000 | MULTIFIT TERMINAL MARKER 9 X 6 MM PITCH IN MM (P): 6.00 WOERTZ TO CUSTOMER SPECIFICATION | 49
37919 | 1716840000 | MULTIFIT TERMINAL MARKER 9 X 5 MM PITCH IN MM (P): 5.00 WOERTZ | 101
37920 | 1716850000 | MULTIFIT TERMINAL MARKER 9 X 5 MM PITCH IN MM (P): 5.00 WOERTZ TO CUSTOMER SPECIFICATION | 49
37921 | 1718080000 | ACCESSORIES CROSS-CONNECTOR 24 A | 47
37922 | 1718090000 | Z-SERIES CROSS-CONNECTOR FOR THE TERMINALS N OF POLES: 3 | 23
37923 | 1718100000 | Z-SERIES CROSS-CONNECTOR FOR THE TERMINALS N OF POLES: 4 | 23
37924 | 1720620000 | DEKAFIX TERMINAL MARKER 5 X 7.5 MM PITCH IN MM (P): 7.50 WEIDMUELLER | 13
37925 | 1724580000 | ACCESSORIES MOUNTING FOOT STEEL BRIGHT FINISH | 521
37926 | 1741090000 | DEVICE MARKERS DEVICE MARKERS 25 X 25 MM | 1093
37927 | 1753014099 | PCB PLUG-IN CONNECTOR MALE HEADER CLOSED SIDE THT/THR SOLDER CONNECTION 3.50 MM N OF POLES: 5 180° SOLDER PIN LENGTH (L): 1.5 MM TINNED TAPE | 0
37928 | 1764060000 | CABLELINE SOCKET X 5 MM PVC COLOUR: TRANSPARENT CONDUCTOR O.D.: 1.3 - 3 MM | 71
37929 | 1764070000 | CABLELINE SOCKET X 5 MM PVC COLOUR: TRANSPARENT CONDUCTOR O.D.: 1.3 - 3 MM | 71
37930 | 1764140000 | CABLELINE SOCKET X 5 MM PVC COLOUR: TRANSPARENT CONDUCTOR O.D.: 1.3 - 3 MM | 71
37931 | 1764150000 | CABLELINE SOCKET X 5 MM PVC COLOUR: TRANSPARENT CONDUCTOR O.D.: 1.3 - 3 MM | 71
37932 | 1764190000 | CABLELINE SOCKET X 5 MM PVC COLOUR: TRANSPARENT CONDUCTOR O.D.: 2.5 - 5 MM | 71
37933 | 1764200000 | CABLELINE SOCKET X 5 MM PVC COLOUR: TRANSPARENT CONDUCTOR O.D.: 2.5 - 5 MM | 71
37934 | 1764210000 | CABLELINE SOCKET X 5 MM PVC COLOUR: TRANSPARENT CONDUCTOR O.D.: 2.5 - 5 MM | 71
37935 | 1764220000 | CABLELINE SOCKET X 5 MM PVC COLOUR: TRANSPARENT CONDUCTOR O.D.: 2.5 - 5 MM | 71
37936 | 1768090000 | WS TERMINAL MARKER 14 X 5 MM PITCH IN MM (P): 5.00 WEIDMUELLER | 13
37937 | 1770490000 | DEKAFIX TERMINAL MARKER 5 X 7.5 MM PITCH IN MM (P): 7.50 WEIDMUELLER TO CUSTOMER SPECIFICATION | 49
37938 | 1773521686 | WS TERMINAL MARKER 8 X 5 MM PITCH IN MM (P): 5.00 WEIDMUELLER ALLEN-BRADLEY | 13
37939 | 1773521687 | WS TERMINAL MARKER 8 X 5 MM PITCH IN MM (P): 5.00 WEIDMUELLER ALLEN-BRADLEY | 13
37940 | 1773521690 | WS TERMINAL MARKER 8 X 5 MM PITCH IN MM (P): 5.00 WEIDMUELLER ALLEN-BRADLEY ORANGE | 13
37941 | 1773521693 | WS TERMINAL MARKER 8 X 5 MM PITCH IN MM (P): 5.00 WEIDMUELLER ALLEN-BRADLEY | 13
37942 | 1773531686 | WS TERMINAL MARKER 10 X 5 MM PITCH IN MM (P): 5.00 WEIDMUELLER ALLEN-BRADLEY | 13
37943 | 1773531687 | WS TERMINAL MARKER 10 X 5 MM PITCH IN MM (P): 5.00 WEIDMUELLER ALLEN-BRADLEY | 13
37944 | 1773531693 | WS TERMINAL MARKER 10 X 5 MM PITCH IN MM (P): 5.00 WEIDMUELLER ALLEN-BRADLEY | 13
37945 | 1773541686 | WS TERMINAL MARKER 12 X 5 MM PITCH IN MM (P): 5.00 WEIDMUELLER ALLEN-BRADLEY | 13
37946 | 1773541687 | WS TERMINAL MARKER 12 X 5 MM PITCH IN MM (P): 5.00 WEIDMUELLER ALLEN-BRADLEY | 13
37947 | 1773541690 | WS TERMINAL MARKER 12 X 5 MM PITCH IN MM (P): 5.00 WEIDMUELLER ALLEN-BRADLEY ORANGE | 13
37948 | 1773541693 | WS TERMINAL MARKER 12 X 5 MM PITCH IN MM (P): 5.00 WEIDMUELLER ALLEN-BRADLEY | 13
37949 | 1773571687 | WS TERMINAL MARKER 15 X 5 MM PITCH IN MM (P): 5.00 WEIDMUELLER ALLEN-BRADLEY | 13
37950 | 1792000000 | WS TERMINAL MARKER 10 X 5 MM PITCH IN MM (P): 5.00 WEIDMUELLER ALLEN-BRADLEY | 13
37951 | 1802190000 | PCB PLUG-IN CONNECTOR MALE HEADER CLOSED SIDE THT/THR SOLDER CONNECTION 3.50 MM N OF POLES: 24 90° SOLDER PIN LENGTH (L): 3.2 MM TINNED TAPE | 0
37952 | 1807390000 | PCB PLUG-IN CONNECTOR MALE HEADER OPEN SIDE THT/THR SOLDER CONNECTION 3.50 MM N OF POLES: 10 90° SOLDER PIN LENGTH (L): 3.2 MM TINNED TAPE | 0
37953 | 1807470000 | PCB PLUG-IN CONNECTOR MALE HEADER CLOSED SIDE THT/THR SOLDER CONNECTION 3.50 MM N OF POLES: 6 90° SOLDER PIN LENGTH (L): 3.2 MM TINNED TAPE | 0
37954 | 1807480000 | PCB PLUG-IN CONNECTOR MALE HEADER CLOSED SIDE THT/THR SOLDER CONNECTION 3.50 MM N OF POLES: 8 90° SOLDER PIN LENGTH (L): 3.2 MM TINNED TAPE | 0
37955 | 1807490000 | PCB PLUG-IN CONNECTOR MALE HEADER CLOSED SIDE THT/THR SOLDER CONNECTION 3.50 MM N OF POLES: 10 90° SOLDER PIN LENGTH (L): 3.2 MM TINNED TAPE | 0
37956 | 1807500000 | PCB PLUG-IN CONNECTOR MALE HEADER CLOSED SIDE THT/THR SOLDER CONNECTION 3.50 MM N OF POLES: 12 90° SOLDER PIN LENGTH (L): 3.2 MM TINNED TAPE | 0
37957 | 1807510000 | PCB PLUG-IN CONNECTOR MALE HEADER CLOSED SIDE THT/THR SOLDER CONNECTION 3.50 MM N OF POLES: 14 90° SOLDER PIN LENGTH (L): 3.2 MM TINNED TAPE | 0
37958 | 1807520000 | PCB PLUG-IN CONNECTOR MALE HEADER CLOSED SIDE THT/THR SOLDER CONNECTION 3.50 MM N OF POLES: 16 90° SOLDER PIN LENGTH (L): 3.2 MM TINNED TAPE | 0
37959 | 1807530000 | PCB PLUG-IN CONNECTOR MALE HEADER CLOSED SIDE THT/THR SOLDER CONNECTION 3.50 MM N OF POLES: 18 90° SOLDER PIN LENGTH (L): 3.2 MM TINNED TAPE | 0
37960 | 1807540000 | PCB PLUG-IN CONNECTOR MALE HEADER CLOSED SIDE THT/THR SOLDER CONNECTION 3.50 MM N OF POLES: 20 90° SOLDER PIN LENGTH (L): 3.2 MM TINNED TAPE | 0
37961 | 1807550000 | PCB PLUG-IN CONNECTOR MALE HEADER CLOSED SIDE THT/THR SOLDER CONNECTION 3.50 MM N OF POLES: 22 90° SOLDER PIN LENGTH (L): 3.2 MM TINNED TAPE | 0
37962 | 1807560000 | PCB PLUG-IN CONNECTOR MALE HEADER SOLDER FLANGE THT/THR SOLDER CONNECTION 3.50 MM N OF POLES: 6 90° SOLDER PIN LENGTH (L): 3.2 MM TINNED TAPE | 0
37963 | 1807570000 | PCB PLUG-IN CONNECTOR MALE HEADER SOLDER FLANGE THT/THR SOLDER CONNECTION 3.50 MM N OF POLES: 8 90° SOLDER PIN LENGTH (L): 3.2 MM TINNED TAPE | 0
37964 | 1807580000 | PCB PLUG-IN CONNECTOR MALE HEADER SOLDER FLANGE THT/THR SOLDER CONNECTION 3.50 MM N OF POLES: 10 90° SOLDER PIN LENGTH (L): 3.2 MM TINNED TAPE | 0
37965 | 1807590000 | PCB PLUG-IN CONNECTOR MALE HEADER SOLDER FLANGE THT/THR SOLDER CONNECTION 3.50 MM N OF POLES: 12 90° SOLDER PIN LENGTH (L): 3.2 MM TINNED TAPE | 0
37966 | 1807600000 | PCB PLUG-IN CONNECTOR MALE HEADER SOLDER FLANGE THT/THR SOLDER CONNECTION 3.50 MM N OF POLES: 14 90° SOLDER PIN LENGTH (L): 3.2 MM TINNED TAPE | 0
37967 | 1807610000 | PCB PLUG-IN CONNECTOR MALE HEADER SOLDER FLANGE THT/THR SOLDER CONNECTION 3.50 MM N OF POLES: 16 90° SOLDER PIN LENGTH (L): 3.2 MM TINNED TAPE | 0
37968 | 1807620000 | PCB PLUG-IN CONNECTOR MALE HEADER SOLDER FLANGE THT/THR SOLDER CONNECTION 3.50 MM N OF POLES: 18 90° SOLDER PIN LENGTH (L): 3.2 MM TINNED TAPE | 0
37969 | 1807630000 | PCB PLUG-IN CONNECTOR MALE HEADER SOLDER FLANGE THT/THR SOLDER CONNECTION 3.50 MM N OF POLES: 20 90° SOLDER PIN LENGTH (L): 3.2 MM TINNED TAPE | 0
37970 | 1807780000 | PCB PLUG-IN CONNECTOR MALE HEADER CLOSED SIDE THT/THR SOLDER CONNECTION 3.50 MM N OF POLES: 6 180° SOLDER PIN LENGTH (L): 3.5 MM TINNED TAPE | 0
37971 | 1807790000 | PCB PLUG-IN CONNECTOR MALE HEADER CLOSED SIDE THT/THR SOLDER CONNECTION 3.50 MM N OF POLES: 8 180° SOLDER PIN LENGTH (L): 3.5 MM TINNED TAPE | 0
37972 | 1807800000 | PCB PLUG-IN CONNECTOR MALE HEADER CLOSED SIDE THT/THR SOLDER CONNECTION 3.50 MM N OF POLES: 10 180° SOLDER PIN LENGTH (L): 3.5 MM TINNED TAPE | 0
37973 | 1807810000 | PCB PLUG-IN CONNECTOR MALE HEADER CLOSED SIDE THT/THR SOLDER CONNECTION 3.50 MM N OF POLES: 12 180° SOLDER PIN LENGTH (L): 3.5 MM TINNED TAPE | 0
37974 | 1807820000 | PCB PLUG-IN CONNECTOR MALE HEADER CLOSED SIDE THT/THR SOLDER CONNECTION 3.50 MM N OF POLES: 14 180° SOLDER PIN LENGTH (L): 3.5 MM TINNED TAPE | 0
37975 | 1807830000 | PCB PLUG-IN CONNECTOR MALE HEADER CLOSED SIDE THT/THR SOLDER CONNECTION 3.50 MM N OF POLES: 16 180° SOLDER PIN LENGTH (L): 3.5 MM TINNED TAPE | 0
37976 | 1807840000 | PCB PLUG-IN CONNECTOR MALE HEADER CLOSED SIDE THT/THR SOLDER CONNECTION 3.50 MM N OF POLES: 18 180° SOLDER PIN LENGTH (L): 3.5 MM TINNED TAPE | 0
37977 | 1807850000 | PCB PLUG-IN CONNECTOR MALE HEADER CLOSED SIDE THT/THR SOLDER CONNECTION 3.50 MM N OF POLES: 20 180° SOLDER PIN LENGTH (L): 3.5 MM TINNED TAPE | 0
37978 | 1807870000 | PCB PLUG-IN CONNECTOR MALE HEADER SOLDER FLANGE THT/THR SOLDER CONNECTION 3.50 MM N OF POLES: 6 180° SOLDER PIN LENGTH (L): 3.5 MM TINNED TAPE | 0
37979 | 1807890000 | PCB PLUG-IN CONNECTOR MALE HEADER SOLDER FLANGE THT/THR SOLDER CONNECTION 3.50 MM N OF POLES: 10 180° SOLDER PIN LENGTH (L): 3.5 MM TINNED TAPE | 0
37980 | 1807910000 | PCB PLUG-IN CONNECTOR MALE HEADER SOLDER FLANGE THT/THR SOLDER CONNECTION 3.50 MM N OF POLES: 14 180° SOLDER PIN LENGTH (L): 3.5 MM TINNED TAPE | 0
37981 | 1842610000 | PCB PLUG-IN CONNECTOR MALE HEADER SOLDER FLANGE THT/THR SOLDER CONNECTION 3.50 MM N OF POLES: 9 180° SOLDER PIN LENGTH (L): 3.2 MM TINNED BOX | 0
37982 | 1847900000 | PCB PLUG-IN CONNECTOR MALE HEADER 5.08 MM N OF POLES: 8 180° FLAT-BLADE CONNECTION SOLDER CONNECTION BOX | 0
37983 | 1854090000 | WS TERMINAL MARKER 10 X 15 MM PITCH IN MM (P): 15.00 WEIDMUELLER ALLEN-BRADLEY | 13
37984 | 1854500000 | DEKAFIX TERMINAL MARKER 5 X 5 MM PITCH IN MM (P): 5.00 WEIDMUELLER TO CUSTOMER SPECIFICATION | 49
37985 | 1856740000 | DEKAFIX TERMINAL MARKER 5 X 8 MM PITCH IN MM (P): 8.00 WEIDMUELLER | 13
37986 | 1856750000 | DEKAFIX TERMINAL MARKER 5 X 8 MM PITCH IN MM (P): 8.00 WEIDMUELLER TO CUSTOMER SPECIFICATION | 49
37987 | 1856760000 | MULTIFIT TERMINAL MARKER 10 X 10 MM PITCH IN MM (P): 10.00 PHOENIX ENTRELEC | 101
37988 | 1856770000 | MULTIFIT TERMINAL MARKER 10 X 10 MM PITCH IN MM (P): 10.00 PHOENIX ENTRELEC TO CUSTOMER SPECIFICATION | 49
37989 | 1860120000 | SLIMFIX X CONDUCTOR AND CABLE MARKERS 7 - 40 MM 60 X 11 MM | 12
37990 | 1860130000 | SLIMFIX X CONDUCTOR AND CABLE MARKERS 7 - 40 MM 60 X 11 MM GREY | 12
37991 | 1860140000 | SLIMFIX X CONDUCTOR AND CABLE MARKERS 7 - 40 MM 60 X 11 MM TO CUSTOMER SPECIFICATION | 33
37992 | 1860150000 | SLIMFIX X CONDUCTOR AND CABLE MARKERS 7 - 40 MM 60 X 11 MM | 12
37993 | 1866680000 | TM SOCKET X 20 MM PVC COLOUR: TRANSPARENT CONDUCTOR O.D.: 10 - 317 MM | 71
37994 | 1866690000 | ESG DEVICE MARKERS X 20 MM PA 66 COLOUR: PLUGGABLE | 109
37995 | 1889180000 | MULTIFIT TERMINAL MARKER 8 X 5 MM PITCH IN MM (P): 5.00 SIEMENS | 101
37996 | 1889190000 | MULTIFIT TERMINAL MARKER 10 X 5 MM PITCH IN MM (P): 5.00 SIEMENS | 101
37997 | 1889240000 | MULTIFIT TERMINAL MARKER 8 X 6 MM PITCH IN MM (P): 6.00 SIEMENS | 101
37998 | 1889260000 | MULTIFIT TERMINAL MARKER 10 X 6 MM PITCH IN MM (P): 6.00 SIEMENS | 101
37999 | 1889560000 | CABLELINE SOCKET X 5 MM PVC COLOUR: TRANSPARENT CONDUCTOR O.D.: 2.5 - 5 MM | 71
38000 | 1889580000 | CABLELINE SOCKET X 5 MM PVC COLOUR: TRANSPARENT CONDUCTOR O.D.: 1.3 - 3 MM | 71
38001 | 1889780000 | MULTIFIT TERMINAL MARKER 7 X 5 MM PITCH IN MM (P): 6.50 SIEMENS | 101
38002 | 1889800000 | MULTIFIT TERMINAL MARKER 10 X 5 MM PITCH IN MM (P): 6.50 SIEMENS | 101
38003 | 1905950000 | WS TERMINAL MARKER 10 X 8 MM PITCH IN MM (P): 8.00 WEIDMUELLER | 13
38004 | 1905970000 | WS TERMINAL MARKER 10 X 12 MM PITCH IN MM (P): 12.00 WEIDMUELLER | 13
38005 | 1906000000 | WS TERMINAL MARKER 12 X 8 MM PITCH IN MM (P): 8.00 WEIDMUELLER | 13
38006 | 1906010000 | WS TERMINAL MARKER 12 X 8 MM PITCH IN MM (P): 8.00 WEIDMUELLER TO CUSTOMER SPECIFICATION | 49
38007 | 1927520000 | WS TERMINAL MARKER 12 X 5 MM PITCH IN MM (P): 5.00 WEIDMUELLER ALLEN-BRADLEY TO CUSTOMER SPECIFICATION | 49
38008 | 1927540000 | WS TERMINAL MARKER 12 X 6 MM PITCH IN MM (P): 6.00 WEIDMUELLER ALLEN-BRADLEY TO CUSTOMER SPECIFICATION | 49
38009 | 1935450000 | Z-SERIES FEED-THROUGH TERMINAL RATED CROSS-SECTION: 2.5 MM² TENSION-CLAMP CONNECTION DIRECT MOUNTING | 7
38010 | 1946210000 | FEED-THROUGH TERMINAL TENSION-CLAMP CONNECTION 2.5 MM² 800 V 24 A | 10
38011 | 1946230000 | FEED-THROUGH TERMINAL TENSION-CLAMP CONNECTION 2.5 MM² 800 V 24 A | 10
38012 | 1946240000 | FEED-THROUGH TERMINAL TENSION-CLAMP CONNECTION 2.5 MM² 800 V 24 A | 10
38013 | 1949040000 | PCB PLUG-IN CONNECTOR FEMALE PLUG 5.08 MM N OF POLES: 4 270° CLAMPING YOKE CONNECTION CLAMPING RANGE MAX. : 4 MM² BOX | 1
38014 | 1962250000 | ELECTRONICS HOUSINGS MOUNTING FLANGE ACCESSORIES | 698
38015 | 1963650000 | SLIMFIX X CONDUCTOR AND CABLE MARKERS 7 - 40 MM 60 X 11 MM | 12
38016 | 1963660000 | SLIMFIX X CONDUCTOR AND CABLE MARKERS 7 - 40 MM 60 X 11 MM GREEN | 12
38017 | 1968140000 | ESG DEVICE MARKERS X 20 MM PA 66 COLOUR: TO CUSTOMER SPECIFICATION PLUGGABLE | 92
38018 | 1981330000 | PCB PLUG-IN CONNECTOR MALE HEADER FLANGE THT/THR SOLDER CONNECTION 5.08 MM N OF POLES: 4 180° SOLDER PIN LENGTH (L): 4.5 MM TINNED GREY BOX | 0
38019 | 1981340000 | PCB PLUG-IN CONNECTOR MALE HEADER FLANGE THT/THR SOLDER CONNECTION 5.08 MM N OF POLES: 5 180° SOLDER PIN LENGTH (L): 4.5 MM TINNED GREY BOX | 0
38020 | 1981350000 | PCB PLUG-IN CONNECTOR MALE HEADER FLANGE THT/THR SOLDER CONNECTION 5.08 MM N OF POLES: 6 180° SOLDER PIN LENGTH (L): 4.5 MM TINNED GREY BOX | 0
38021 | 1981360000 | PCB PLUG-IN CONNECTOR MALE HEADER FLANGE THT/THR SOLDER CONNECTION 5.08 MM N OF POLES: 20 180° SOLDER PIN LENGTH (L): 4.5 MM TINNED GREY BOX | 0
38022 | 2418580000 | PRINTED CIRCUIT BOARD TERMINALS CONNECTION ELEMENT LEFT BLOCK ASSEMBLY CLOSED SIDE THT/THR SOLDER CONNECTION N OF POLES: 1 SOLDER PIN LENGTH (L): 1.5 MM TINNED TAPE | 0
38023 | 2418590000 | PRINTED CIRCUIT BOARD TERMINALS CONNECTION ELEMENT RIGHT BLOCK ASSEMBLY CLOSED SIDE THT/THR SOLDER CONNECTION N OF POLES: 1 SOLDER PIN LENGTH (L): 1.5 MM TINNED TAPE | 0
38024 | 8161820000 | W-SERIES COMPONENT TERMINAL RATED CROSS-SECTION: 4 MM² SCREW CONNECTION | 7
38025 | 8576350000 | SOLID-STATE RELAY 1 NO CONTACT (BIPOLAR TRANSISTOR) RATED CONTROL VOLTAGE: 15 V UC...30 V UC RATED SWITCHING VOLTAGE: 0...30 V DC CONTINUOUS CURRENT: 5 A PLUG-IN CONNECTION | 3
38026 | 8576360000 | SOLID-STATE RELAY 1 NO CONTACT (TRIAC (ZERO-CROSS SWITCH)) RATED CONTROL VOLTAGE: 15 V UC...30 V UC RATED SWITCHING VOLTAGE: 12...275 V AC CONTINUOUS CURRENT: 4 A PLUG-IN CONNECTION | 3
38027 | 8691100000 | RIDERSERIES RCM RETAINING CLIP | 239
38028 | 8902810000 | PCB CONNECTION ELEMENT M12 M12 CAT.5 (ISO/IEC 11801) IP65 IN ACC. WITH DIN EN 60529 | 588
38029 | 8952950000 | MOUNTING FLANGE CAT.6A / CLASS EA (ISO/IEC 11801 2010) IP20 | 615
38030 | 9005850000 | WIRE-END FERRULE SDARD 10 MM 8 MM | 16
38031 | 9005910000 | WIRE-END FERRULE SDARD 10 MM 8 MM GREY | 16
38032 | 9300090000 | RAIL TS 35 TS 35 X 7.5 WITHOUT SLOT STEEL GALVANIC ZINC PLATED AND PASSIVATED | 85
38033 | 9456050000 | PROTECTED COMPONENT ASSEMBLIES PROTECTIVE CAP | 156
38034 | 9456600000 | SENSOR-ACTUATOR PASSIVE DISTRIBUTOR M12 FIXED CABLE VERSION 3 M YES | 22
38035 | 9918110000 | SCREWDRIVER | 151
38036 | 1807930000 | PCB PLUG-IN CONNECTOR MALE HEADER SOLDER FLANGE THT/THR SOLDER CONNECTION 3.50 MM N OF POLES: 18 180° SOLDER PIN LENGTH (L): 3.5 MM TINNED TAPE | 0
38037 | 8951860000 | LIGHTNING AND SURGE PROTECTION TESTING DEVICE | 761
38038 | 1965690000 | PLUG HOUSING PROTECTIVE CAP | 600
38039 | 1963410000 | FO CONNECTOR VARIANT 4 SC-DUPLEX SINGLE-MODE WITH KINK PREVENTION IP67 | 348
38040 | 1963400000 | FO CONNECTOR VARIANT 4 SC-DUPLEX SINGLE-MODE IP67 | 345
38041 | 1963390000 | FO CONNECTOR VERSION 4 SC-RJ POF KINK PREVENTION IP67 | 1054
38042 | 1963380000 | FO CONNECTOR VERSION 4 SC-RJ POF IP67 | 500
38043 | 1963370000 | FO CONNECTOR VARIANT 4 SC-DUPLEX MULTI-MODE WITH KINK PREVENTION IP67 | 348
38044 | 1963360000 | FO CONNECTOR VARIANT 4 SC-DUPLEX MULTI-MODE IP67 | 345
38045 | 1963350000 | FO CONNECTOR VARIANT 4 LC-DUPLEX SINGLE-MODE WITH KINK PREVENTION IP67 | 348
38046 | 1963340000 | FO CONNECTOR VARIANT 4 LC-DUPLEX SINGLE-MODE IP67 | 345
38047 | 1963330000 | FO CONNECTOR VARIANT 4 LC-DUPLEX MULTI-MODE WITH KINK PREVENTION IP67 | 348
38048 | 1963320000 | FO CONNECTOR VARIANT 4 LC-DUPLEX MULTI-MODE IP67 | 345
38049 | 1962530000 | EMPTY ENCLOSURE PLUG HOUSING BENDING PROTECTION VARIANT 4 TO IEC 61076-3-106 IP67 | 328
38050 | 1047950000 | EMPTY ENCLOSURE | 510
38051 | 1016960000 | EMPTY ENCLOSURE FLANGE-MOUNTED HOUSING IP67 | 1204
38052 | 1012570000 | RJ45 PLUG NO TOOLS REQUI VARIANT 1 METAL WITH KINK PREVENTION CAT.6A / CLASS EA (ISO/IEC 11801 2010) | 745
38053 | 1012490000 | RJ45 PLUG NO TOOLS REQUI VARIANT 1 PLASTIC CAT.6A / CLASS EA (ISO/IEC 11801 2010) | 96
38054 | 1012460000 | EMPTY ENCLOSURE PLUG HOUSING BENDING PROTECTION IP67 | 1146
38055 | 1012320000 | FLANGE RJ45 IP67 V14 METAL FLANGE RJ45 IDC MODULE SDARDIZED FLANGE WITH RJ45 ADAPTER CAT.6A / CLASS EA (ISO/IEC 11801 2010) | 96
38056 | 1011540000 | EMPTY ENCLOSURE | 510
38057 | 1924780000 | PCB PLUG-IN CONNECTOR FEMALE PLUG 10.16 MM N OF POLES: 9 180° CLAMPING YOKE CONNECTION CLAMPING RANGE MAX. : 16 MM² BOX | 1
38058 | 1924770000 | PCB PLUG-IN CONNECTOR FEMALE PLUG 10.16 MM N OF POLES: 8 180° CLAMPING YOKE CONNECTION CLAMPING RANGE MAX. : 16 MM² BOX | 1
38059 | 1924760000 | PCB PLUG-IN CONNECTOR FEMALE PLUG 10.16 MM N OF POLES: 7 180° CLAMPING YOKE CONNECTION CLAMPING RANGE MAX. : 16 MM² BOX | 1
38060 | 1924710000 | PCB PLUG-IN CONNECTOR FEMALE PLUG 10.16 MM N OF POLES: 3 180° CLAMPING YOKE CONNECTION CLAMPING RANGE MAX. : 16 MM² BOX | 1
38061 | 1924700000 | PCB PLUG-IN CONNECTOR FEMALE PLUG 10.16 MM N OF POLES: 2 180° CLAMPING YOKE CONNECTION CLAMPING RANGE MAX. : 16 MM² BOX | 1
38062 | 1924690000 | PCB PLUG-IN CONNECTOR FEMALE PLUG 10.16 MM N OF POLES: 9 180° CLAMPING YOKE CONNECTION CLAMPING RANGE MAX. : 16 MM² BOX | 1
38063 | 1924650000 | PCB PLUG-IN CONNECTOR FEMALE PLUG 10.16 MM N OF POLES: 5 180° CLAMPING YOKE CONNECTION CLAMPING RANGE MAX. : 16 MM² BOX | 1
38064 | 1924610000 | PCB PLUG-IN CONNECTOR FEMALE PLUG 10.16 MM N OF POLES: 9 180° CLAMPING YOKE CONNECTION CLAMPING RANGE MAX. : 16 MM² BOX | 1
38065 | 1924600000 | PCB PLUG-IN CONNECTOR FEMALE PLUG 10.16 MM N OF POLES: 8 180° CLAMPING YOKE CONNECTION CLAMPING RANGE MAX. : 16 MM² BOX | 1
38066 | 1924590000 | PCB PLUG-IN CONNECTOR FEMALE PLUG 10.16 MM N OF POLES: 7 180° CLAMPING YOKE CONNECTION CLAMPING RANGE MAX. : 16 MM² BOX | 1
38067 | 1924540000 | PCB PLUG-IN CONNECTOR FEMALE PLUG 10.16 MM N OF POLES: 2 180° CLAMPING YOKE CONNECTION CLAMPING RANGE MAX. : 16 MM² BOX | 1
38068 | 1043300000 | PCB PLUG-IN CONNECTOR FEMALE HEADER FLANGE THT SOLDER CONNECTION 7.62 MM N OF POLES: 5 90° SOLDER PIN LENGTH (L): 3.2 MM TINNED BOX | 0
38069 | 1043290000 | PCB PLUG-IN CONNECTOR FEMALE HEADER FLANGE THT SOLDER CONNECTION 7.62 MM N OF POLES: 4 90° SOLDER PIN LENGTH (L): 3.2 MM TINNED BOX | 0
38070 | 1043280000 | PCB PLUG-IN CONNECTOR FEMALE HEADER FLANGE THT SOLDER CONNECTION 7.62 MM N OF POLES: 3 90° SOLDER PIN LENGTH (L): 3.2 MM TINNED BOX | 0
38071 | 1043270000 | PCB PLUG-IN CONNECTOR FEMALE HEADER FLANGE THT SOLDER CONNECTION 7.62 MM N OF POLES: 2 90° SOLDER PIN LENGTH (L): 3.2 MM TINNED BOX | 0
38072 | 1043260000 | PCB PLUG-IN CONNECTOR FEMALE HEADER CLOSED SIDE THT SOLDER CONNECTION 7.62 MM N OF POLES: 5 90° SOLDER PIN LENGTH (L): 3.2 MM TINNED BOX | 0
38073 | 1043250000 | PCB PLUG-IN CONNECTOR FEMALE HEADER CLOSED SIDE THT SOLDER CONNECTION 7.62 MM N OF POLES: 4 90° SOLDER PIN LENGTH (L): 3.2 MM TINNED BOX | 0
38074 | 1043230000 | PCB PLUG-IN CONNECTOR FEMALE HEADER CLOSED SIDE THT SOLDER CONNECTION 7.62 MM N OF POLES: 2 90° SOLDER PIN LENGTH (L): 3.2 MM TINNED BOX | 0
38075 | 1063270000 | PCB PLUG-IN CONNECTOR ORANGE RELEASE LEVER BHZ 5.00/03/90LH SN BK/OR BX | 290
38076 | 1012170000 | PLUG INSERT RJ45 TOOL-FREE VARIANT 14 METAL CAT.5 (ISO/IEC 11801) | 1174
38077 | 1018790000 | FRONTCOM MICRO RJ45 COUPLING | 684
38078 | 2742310000 | FRONTCOM MICRO RJ45 COUPLING | 684
38079 | 1058280000 | PLUG HOUSING PROTECTIVE CAP | 600
38080 | 1965700000 | FLANGE-MOUNTED HOUSING PROTECTIVE CAP | 375
38081 | 1963900000 | FLANGE-MOUNTED HOUSING PROTECTIVE CAP | 375
38082 | 1058310000 | FLANGE-MOUNTED HOUSING PROTECTIVE CAP | 375
38083 | 1963180000 | RJ45 CRIMP PLUG VERSION 4 CAT.6A / CLASS EA (ISO/IEC 11801 2010) | 96
38084 | 1012160000 | RJ45 CRIMP PLUG VARIANT 14 METAL CAT.6A / CLASS EA (ISO/IEC 11801 2010) | 96
38085 | 1012470000 | RJ45 CRIMP PLUG VARIANT 1 PLASTIC CAT.6A / CLASS EA (ISO/IEC 11801 2010) | 96
38086 | 1058250000 | FLANGE RJ45 IP67 VARIANT 14 METAL RJ45-RJ45 COUPLER CENTRAL LOCKING FLANGE WITH RJ45 ADAPTER CAT.6A / CLASS EA (ISO/IEC 11801 2010) | 96
38087 | 1058270000 | FLANGE RJ45 IP67 VARIANT 14 METAL RJ45 IDC MODULE CENTRAL LOCKING FLANGE WITH RJ45 ADAPTER CAT.6A / CLASS EA (ISO/IEC 11801 2010) | 96
38088 | 1018820000 | FRONTCOM MICRO RJ45 MODULE TIA-568B | 735
38089 | 1011560000 | EMPTY ENCLOSURE | 510
38090 | 1012370000 | FLANGE RJ45 IP67 VARIANT 1 PLASTIC RJ45 / RJ45 COUPLING CAT.6A / CLASS EA (ISO/IEC 11801 2010) | 96
38091 | 1012380000 | FLANGE RJ45 IP67 VARIANT 1 METAL IDC EIA/TIA 586 A CAT.6A / CLASS EA (ISO/IEC 11801 2010) | 96
38092 | 1012440000 | EMPTY ENCLOSURE PLUG HOUSING IP67 | 1175
38093 | 1012560000 | RJ45 CRIMP PLUG VARIANT 1 PLASTIC WITH KINK PREVENTION CAT.6A / CLASS EA (ISO/IEC 11801 2010) | 96
38094 | 1962520000 | EMPTY ENCLOSURE PLUG HOUSING VARIANT 4 TO IEC 61076-3-106 IP67 | 328
38095 | 1963170000 | RJ45 PLUG NO TOOLS REQUI VERSION 4 ANTI-KINK DEVICE CAT.6A / CLASS EA (ISO/IEC 11801 2010) | 745
38096 | 1963190000 | RJ45 CRIMP PLUG VERSION 4 ANTI-KINK DEVICE CAT.6A / CLASS EA (ISO/IEC 11801 2010) | 96
38097 | 1963160000 | RJ45 PLUG NO TOOLS REQUI VERSION 4 CAT.6A / CLASS EA (ISO/IEC 11801 2010) | 745
38098 | 1012310000 | FLANGE RJ45 IP67 V14 METAL FLANGE RJ45-RJ45 COUPLER SDARDIZED FLANGE WITH RJ45 ADAPTER CAT.6A / CLASS EA (ISO/IEC 11801 2010) | 621
38099 | 1018810000 | FRONTCOM MICRO RJ45 MODULE TIA-568A | 735
38100 | 1018830000 | FRONTCOM MICRO RJ45 MODULE PROFINET | 1051
38101 | 1018840000 | FRONTCOM MICRO USB COUPLING USB 2.0 TYPE A | 602
38102 | 1063260000 | PCB PLUG-IN CONNECTOR ORANGE RELEASE LEVER BHZ 5.00/02/90LH SN BK/OR BX | 290
38103 | 1043240000 | PCB PLUG-IN CONNECTOR FEMALE HEADER CLOSED SIDE THT SOLDER CONNECTION 7.62 MM N OF POLES: 3 90° SOLDER PIN LENGTH (L): 3.2 MM TINNED BOX | 0
38104 | 1924670000 | PCB PLUG-IN CONNECTOR FEMALE PLUG 10.16 MM N OF POLES: 7 180° CLAMPING YOKE CONNECTION CLAMPING RANGE MAX. : 16 MM² BOX | 1
38105 | 1924660000 | PCB PLUG-IN CONNECTOR FEMALE PLUG 10.16 MM N OF POLES: 6 180° CLAMPING YOKE CONNECTION CLAMPING RANGE MAX. : 16 MM² BOX | 1
38106 | 1924750000 | PCB PLUG-IN CONNECTOR FEMALE PLUG 10.16 MM N OF POLES: 6 180° CLAMPING YOKE CONNECTION CLAMPING RANGE MAX. : 16 MM² BOX | 1
38107 | 1924620000 | PCB PLUG-IN CONNECTOR FEMALE PLUG 10.16 MM N OF POLES: 2 180° CLAMPING YOKE CONNECTION CLAMPING RANGE MAX. : 16 MM² BOX | 1
38108 | 1924630000 | PCB PLUG-IN CONNECTOR FEMALE PLUG 10.16 MM N OF POLES: 3 180° CLAMPING YOKE CONNECTION CLAMPING RANGE MAX. : 16 MM² BOX | 1
38109 | 1924570000 | PCB PLUG-IN CONNECTOR FEMALE PLUG 10.16 MM N OF POLES: 5 180° CLAMPING YOKE CONNECTION CLAMPING RANGE MAX. : 16 MM² BOX | 1
38110 | 1924740000 | PCB PLUG-IN CONNECTOR FEMALE PLUG 10.16 MM N OF POLES: 5 180° CLAMPING YOKE CONNECTION CLAMPING RANGE MAX. : 16 MM² BOX | 1
38111 | 1924680000 | PCB PLUG-IN CONNECTOR FEMALE PLUG 10.16 MM N OF POLES: 8 180° CLAMPING YOKE CONNECTION CLAMPING RANGE MAX. : 16 MM² BOX | 1
38112 | 1924550000 | PCB PLUG-IN CONNECTOR FEMALE PLUG 10.16 MM N OF POLES: 3 180° CLAMPING YOKE CONNECTION CLAMPING RANGE MAX. : 16 MM² BOX | 1
38113 | 1924560000 | PCB PLUG-IN CONNECTOR FEMALE PLUG 10.16 MM N OF POLES: 4 180° CLAMPING YOKE CONNECTION CLAMPING RANGE MAX. : 16 MM² BOX | 1
38114 | 2436450000 | PCB PLUG-IN CONNECTOR RJ45 JACKS CAT. 5 THT SOLDER CONNECTION 180° SHIELD TABS: NONE 30...80 Μ" NI / ? 30 Μ" AU LED: NO N OF POLES: 8 TRAY (MANUAL ASSEMBLY) | 51
38115 | 2599020000 | PCB PLUG-IN CONNECTOR FEMALE PLUG 3.81 MM N OF POLES: 3 180° CLAMPING YOKE CONNECTION CLAMPING RANGE MAX. : 1.5 MM² BOX | 1
38116 | 8000013843 | FIELDPOWER® CABLE METAL HOUSING N OF WIRES: 7 ÖLFLEX CLASSIC 110 CY 7G2.5 OR SIMILAR CROSS-SECTION: 2.5 MM² 3 M | 129
38117 | 8953160000 | INSTALLATION CABLE CAT.5 (ISO/IEC 11801) / CAT.5E (TIA T568-B) PVC PRODUCTS SOLD BY METER FROM 110 M | 11
38118 | 1187100000 | A2L (KLIPPON UNARMO EX E/D CABLE GLAND) CABLE GLANDS 3/4" NPT 13.9 MM OD MIN. 4.5 - OD MAX. 8.7 MM NICKEL-PLATED | 17
38119 | 1205670000 | A2LC (KLIPPON UNARMO WITH CONDUIT CONNECTION THREAD EX E/D CABLE GLAND) CABLE GLANDS 1/2" NPT 13.6 MM OD MIN. 10 - OD MAX. 14 MM NICKEL-PLATED | 17
38120 | 1186970000 | A2L (KLIPPON UNARMO EX E/D CABLE GLAND) CABLE GLANDS M 63 X 1.5 19 MM OD MIN. 43.5 - OD MAX. 50.1 MM NICKEL-PLATED | 8
38121 | 1206540000 | A2LC (KLIPPON UNARMO WITH CONDUIT CONNECTION THREAD EX E/D CABLE GLAND) CABLE GLANDS 3/4" NPT 13.9 MM OD MIN. 10 - OD MAX. 14 MM NICKEL-PLATED | 17
38122 | 1263230000 | ADAP (KLIPPON EX ADAPTOR) ADAPTER 1 1/4" NPT M 40 NICKEL-PLATED | 81
38123 | 1263250000 | ADAP (KLIPPON EX ADAPTOR) ADAPTER 1 1/2" NPT M 50 NICKEL-PLATED | 81
38124 | 1262770000 | ADAP (KLIPPON EX ADAPTOR) ADAPTER M 25 X 1.5 M 32 NICKEL-PLATED | 81
38125 | 1262810000 | ADAP (KLIPPON EX ADAPTOR) ADAPTER M 40 X 1.5 M 50 NICKEL-PLATED | 81
38126 | 1262880000 | ADAP (KLIPPON EX ADAPTOR) ADAPTER M 25 X 1.5 1/2" NPT NICKEL-PLATED | 81
38127 | 1262980000 | ADAP (KLIPPON EX ADAPTOR) ADAPTER M 40 X 1.5 1 1/2" NPT NICKEL-PLATED | 81
38128 | 1262510000 | ADAP (KLIPPON EX ADAPTOR) ADAPTER 1" NPT 3/4" NPT NICKEL-PLATED | 81
38129 | 1262870000 | ADAP (KLIPPON EX ADAPTOR) ADAPTER M 20 X 1.5 3/4" NPT NICKEL-PLATED | 81
38130 | 1185210000 | E1XZ (KLIPPON DOUBLE SEAL SWB/STA ARMO EX E/D CABLE GLAND) CABLE GLANDS 3/4" NPT 13.9 MM BRAIDED ARMOURING METAL FOIL ARMOURING 0.9 - 1.25 MM OD MIN. 15 - OD MAX. 21 MM ID MIN. 10.00 - ID MAX. 14.00 MM NICKEL-PLATED | 8
38131 | 1184790000 | E1W (KLIPPON DOUBLE SEAL SWA ARMO EX E/D CABLE GLAND) CABLE GLANDS 1/2" NPT 13.6 MM SINGLE-WIRE ARMOURING 0.9 - 1.25 MM OD MIN. 15 - OD MAX. 21 MM ID MIN. 10.00 - ID MAX. 14.00 MM NICKEL-PLATED | 8
38132 | 1185040000 | E1XZ (KLIPPON DOUBLE SEAL SWB/STA ARMO EX E/D CABLE GLAND) CABLE GLANDS M 50 X 1.5 16 MM BRAIDED ARMOURING METAL FOIL ARMOURING 2 - 2.5 MM OD MIN. 45.5 - OD MAX. 53 MM ID MIN. 37.50 - ID MAX. 44.10 MM NICKEL-PLATED | 8
38133 | 1262970000 | ADAP (KLIPPON EX ADAPTOR) ADAPTER M 40 X 1.5 1 1/4" NPT NICKEL-PLATED | 81
38134 | 1263210000 | ADAP (KLIPPON EX ADAPTOR) ADAPTER 1" NPT M 32 NICKEL-PLATED | 81
38135 | 1188500000 | VP (KLIPPON EX BLANKING PLUG WITH MUSHROOM HEAD) BLANKING PLUG M 32 X 1.5 16 MM NICKEL-PLATED | 94
38136 | 1262830000 | ADAP (KLIPPON EX ADAPTOR) ADAPTER M 50 X 1.5 M 40 NICKEL-PLATED | 81
38137 | 1188510000 | VP (KLIPPON EX BLANKING PLUG WITH MUSHROOM HEAD) BLANKING PLUG M 40 X 1.5 16 MM NICKEL-PLATED | 94
38138 | 1188470000 | VP (KLIPPON EX BLANKING PLUG WITH MUSHROOM HEAD) BLANKING PLUG M 16 X 1.5 16 MM NICKEL-PLATED | 94
38139 | 1550070000 | REMOTE I/O MODULE IP20 DIGITAL SIGNALS INPUT 4-CHANNEL | 79
38140 | 1262780000 | ADAP (KLIPPON EX ADAPTOR) ADAPTER M 32 X 1.5 M 25 NICKEL-PLATED | 81
38141 | 1263030000 | ADAP (KLIPPON EX ADAPTOR) ADAPTER M 50 X 1.5 2" NPT NICKEL-PLATED | 81
38142 | 1218970000 | VP-HEX (KLIPPON EX BLANKING PLUG WITH HEXAGON HEAD) BLANKING PLUG M 32 X 1.5 16 MM NICKEL-PLATED | 94
38143 | 1466240050 | PRE-ASSEMBLED CABLE PAC CABLE LIYCY 0.25 MM² | 2
38144 | 1462090040 | PRE-ASSEMBLED CABLE PAC CABLE LIYY 0.25 MM² | 2
38145 | 1262900000 | ADAP (KLIPPON EX ADAPTOR) ADAPTER M 25 X 1.5 1" NPT NICKEL-PLATED | 81
38146 | 1184820000 | E1W (KLIPPON DOUBLE SEAL SWA ARMO EX E/D CABLE GLAND) CABLE GLANDS 1 1/4" NPT 18 MM SINGLE-WIRE ARMOURING 1.6 - 2 MM OD MIN. 30.5 - OD MAX. 40.5 MM ID MIN. 25.50 - ID MAX. 32.20 MM NICKEL-PLATED | 8
38147 | 1262910000 | ADAP (KLIPPON EX ADAPTOR) ADAPTER M 32 X 1.5 3/4" NPT NICKEL-PLATED | 81
38148 | 2475760000 | PRINTED CIRCUIT BOARD TERMINALS 5.08 MM 90° SOLDER PIN LENGTH (L): 3.2 MM TINNED CLAMPING YOKE CONNECTION CLAMPING RANGE MAX. : 6 MM² BOX | 1
38149 | 1262530000 | ADAP (KLIPPON EX ADAPTOR) ADAPTER 1 1/4" NPT 1" NPT NICKEL-PLATED | 81
38150 | 1263150000 | ADAP (KLIPPON EX ADAPTOR) ADAPTER 1/2" NPT M 16 NICKEL-PLATED | 81
38151 | 1262840000 | ADAP (KLIPPON EX ADAPTOR) ADAPTER M 16 X 1.5 1/2" NPT NICKEL-PLATED | 81
38152 | 1185010000 | E1XZ (KLIPPON DOUBLE SEAL SWB/STA ARMO EX E/D CABLE GLAND) CABLE GLANDS M 32 X 1.5 16 MM BRAIDED ARMOURING METAL FOIL ARMOURING 1.6 - 2 MM OD MIN. 26 - OD MAX. 34 MM ID MIN. 19.50 - ID MAX. 26.30 MM NICKEL-PLATED | 8
38153 | 1262730000 | ADAP (KLIPPON EX ADAPTOR) ADAPTER M 16 X 1.5 M 20 NICKEL-PLATED | 81
38154 | 1262950000 | ADAP (KLIPPON EX ADAPTOR) ADAPTER M 32 X 1.5 1 1/2" NPT NICKEL-PLATED | 81
38155 | 1262740000 | ADAP (KLIPPON EX ADAPTOR) ADAPTER M 20 X 1.5 M 16 NICKEL-PLATED | 81
38156 | 1184720000 | E1W (KLIPPON DOUBLE SEAL SWA ARMO EX E/D CABLE GLAND) CABLE GLANDS M 50 X 1.5 16 MM SINGLE-WIRE ARMOURING 2 - 2.5 MM OD MIN. 38.5 - OD MAX. 46.5 MM ID MIN. 31.50 - ID MAX. 38.20 MM NICKEL-PLATED | 8
38157 | 1263170000 | ADAP (KLIPPON EX ADAPTOR) ADAPTER 1/2" NPT M 20 NICKEL-PLATED | 81
38158 | 1218990000 | VP-HEX (KLIPPON EX BLANKING PLUG WITH HEXAGON HEAD) BLANKING PLUG M 50 X 1.5 16 MM NICKEL-PLATED | 94
38159 | 1184900000 | E1W (KLIPPON DOUBLE SEAL SWA ARMO EX E/D CABLE GLAND) CABLE GLANDS 3/4" NPT 13.9 MM SINGLE-WIRE ARMOURING 0.9 - 1.25 MM OD MIN. 15 - OD MAX. 21 MM ID MIN. 10.00 - ID MAX. 14.00 MM NICKEL-PLATED | 8
38160 | 1263240000 | ADAP (KLIPPON EX ADAPTOR) ADAPTER 1 1/2" NPT M 40 NICKEL-PLATED | 81
38161 | 1185030000 | E1XZ (KLIPPON DOUBLE SEAL SWB/STA ARMO EX E/D CABLE GLAND) CABLE GLANDS M 50 X 1.5 16 MM BRAIDED ARMOURING METAL FOIL ARMOURING 2 - 2.5 MM OD MIN. 38.5 - OD MAX. 46.5 MM ID MIN. 31.50 - ID MAX. 38.20 MM NICKEL-PLATED | 8
38162 | 1262890000 | ADAP (KLIPPON EX ADAPTOR) ADAPTER M 25 X 1.5 3/4" NPT NICKEL-PLATED | 81
38163 | 1187030000 | A2L (KLIPPON UNARMO EX E/D CABLE GLAND) CABLE GLANDS 1" NPT 17.3 MM OD MIN. 19.5 - OD MAX. 26.3 MM NICKEL-PLATED | 17
38164 | 1262960000 | ADAP (KLIPPON EX ADAPTOR) ADAPTER M 40 X 1.5 1" NPT NICKEL-PLATED | 81
38165 | 1188540000 | VP (KLIPPON EX BLANKING PLUG WITH MUSHROOM HEAD) BLANKING PLUG 1/2" NPT 15.5 MM NICKEL-PLATED | 94
38166 | 1184800000 | E1W (KLIPPON DOUBLE SEAL SWA ARMO EX E/D CABLE GLAND) CABLE GLANDS 3/4" NPT 13.9 MM SINGLE-WIRE ARMOURING 1.25 - 1.6 MM OD MIN. 20 - OD MAX. 27.5 MM ID MIN. 13.50 - ID MAX. 20.00 MM NICKEL-PLATED | 8
38167 | 1188490000 | VP (KLIPPON EX BLANKING PLUG WITH MUSHROOM HEAD) BLANKING PLUG M 25 X 1.5 16 MM NICKEL-PLATED | 94
38168 | 1218940000 | VP-HEX (KLIPPON EX BLANKING PLUG WITH HEXAGON HEAD) BLANKING PLUG M 16 X 1.5 16 MM NICKEL-PLATED | 94
38169 | 1185020000 | E1XZ (KLIPPON DOUBLE SEAL SWB/STA ARMO EX E/D CABLE GLAND) CABLE GLANDS M 40 X 1.5 16 MM BRAIDED ARMOURING METAL FOIL ARMOURING 1.6 - 2 MM OD MIN. 30.5 - OD MAX. 40.5 MM ID MIN. 25.50 - ID MAX. 32.20 MM NICKEL-PLATED | 8
38170 | 1365030000 | HDC ENCLOSURES SIZE: 8 PROTECTION DEGREE: IP65 (IN PLUGGED CONDITION) CABLE ENTRY FROM TOP PLUG HOUSING SIDE-LOCKING CLAMP ON LOWER SIDE SDARD SIZE OF CABLE ENTRIES: M 25 | 6
38171 | 1263200000 | ADAP (KLIPPON EX ADAPTOR) ADAPTER 1" NPT M 25 NICKEL-PLATED | 81
38172 | 2821630000 | FEED-THROUGH TERMINAL 10 MM² 1000 V 57 A BROWN | 62
38173 | 1185100000 | E1XZ (KLIPPON DOUBLE SEAL SWB/STA ARMO EX E/D CABLE GLAND) CABLE GLANDS 1/2" NPT 13.6 MM BRAIDED ARMOURING METAL FOIL ARMOURING 0.9 - 1.25 MM OD MIN. 15 - OD MAX. 21 MM ID MIN. 10.00 - ID MAX. 14.00 MM NICKEL-PLATED | 8
38174 | 1184780000 | E1W (KLIPPON DOUBLE SEAL SWA ARMO EX E/D CABLE GLAND) CABLE GLANDS 1/2" NPT 13.6 MM SINGLE-WIRE ARMOURING 0.9 - 1.25 MM OD MIN. 12.5 - OD MAX. 16 MM ID MIN. 8.00 - ID MAX. 11.70 MM NICKEL-PLATED | 8
38175 | 1394390000 | REMOTE I/O MODULE IP20 4-CHANNEL ANALOG SIGNALS INPUT CURRENT/VOLTAGE 12 BIT | 79
38176 | 1184930000 | E1W (KLIPPON DOUBLE SEAL SWA ARMO EX E/D CABLE GLAND) CABLE GLANDS 1 1/2" NPT 18.4 MM SINGLE-WIRE ARMOURING 1.6 - 2 MM OD MIN. 30.5 - OD MAX. 40.5 MM ID MIN. 25.50 - ID MAX. 32.20 MM NICKEL-PLATED | 8
38177 | 1185000000 | E1XZ (KLIPPON DOUBLE SEAL SWB/STA ARMO EX E/D CABLE GLAND) CABLE GLANDS M 25 X 1.5 16 MM BRAIDED ARMOURING METAL FOIL ARMOURING 1.25 - 1.6 MM OD MIN. 20 - OD MAX. 27.5 MM ID MIN. 13.50 - ID MAX. 20.00 MM NICKEL-PLATED | 8
38178 | 1184970000 | E1XZ (KLIPPON DOUBLE SEAL SWB/STA ARMO EX E/D CABLE GLAND) CABLE GLANDS M 16 X 1.5 16 MM BRAIDED ARMOURING METAL FOIL ARMOURING 0.9 - 0.9 MM OD MIN. 8 - OD MAX. 13.5 MM ID MIN. 4.50 - ID MAX. 8.70 MM NICKEL-PLATED | 8
38179 | 1218980000 | VP-HEX (KLIPPON EX BLANKING PLUG WITH HEXAGON HEAD) BLANKING PLUG M 40 X 1.5 16 MM NICKEL-PLATED | 94
38180 | 468660951 | DEKAFIX TERMINAL MARKER 5 X 6 MM PITCH IN MM (P): 6.00 WEIDMUELLER | 13
38181 | 133360001 | DEKAFIX TERMINAL MARKER 5 X 6 MM PITCH IN MM (P): 6.00 WEIDMUELLER | 13
38182 | 133360021 | DEKAFIX TERMINAL MARKER 5 X 6 MM PITCH IN MM (P): 6.00 WEIDMUELLER | 13
38183 | 133360031 | DEKAFIX TERMINAL MARKER 5 X 6 MM PITCH IN MM (P): 6.00 WEIDMUELLER | 13
38184 | 133360041 | DEKAFIX TERMINAL MARKER 5 X 6 MM PITCH IN MM (P): 6.00 WEIDMUELLER | 13
38185 | 171111687 | CABLELINE CONDUCTOR AND CABLE MARKERS 2.5 - 5 MM 3 X 4.2 MM | 5
38186 | 251310001 | CABLELINE CONDUCTOR AND CABLE MARKERS 4 - 10 MM 4 X 7 MM | 5
38187 | 251310002 | CABLELINE CONDUCTOR AND CABLE MARKERS 4 - 10 MM 4 X 7 MM | 5
38188 | 251311503 | CABLELINE CONDUCTOR AND CABLE MARKERS 4 - 10 MM 4 X 7 MM | 5
38189 | 251311505 | CABLELINE CONDUCTOR AND CABLE MARKERS 4 - 10 MM 4 X 7 MM | 5
38190 | 251311506 | CABLELINE CONDUCTOR AND CABLE MARKERS 4 - 10 MM 4 X 7 MM BROWN | 5
38191 | 251311508 | CABLELINE CONDUCTOR AND CABLE MARKERS 4 - 10 MM 4 X 7 MM | 5
38192 | 251311509 | CABLELINE CONDUCTOR AND CABLE MARKERS 4 - 10 MM 4 X 7 MM | 5
38193 | 251311511 | CABLELINE CONDUCTOR AND CABLE MARKERS 4 - 10 MM 4 X 7 MM | 5
38194 | 251311512 | CABLELINE CONDUCTOR AND CABLE MARKERS 4 - 10 MM 4 X 7 MM ORANGE | 5
38195 | 251311514 | CABLELINE CONDUCTOR AND CABLE MARKERS 4 - 10 MM 4 X 7 MM | 5
38196 | 251311517 | CABLELINE CONDUCTOR AND CABLE MARKERS 4 - 10 MM 4 X 7 MM | 5
38197 | 251311518 | CABLELINE CONDUCTOR AND CABLE MARKERS 4 - 10 MM 4 X 7 MM GREEN | 5
38198 | 251311520 | CABLELINE CONDUCTOR AND CABLE MARKERS 4 - 10 MM 4 X 7 MM | 5
38199 | 251311521 | CABLELINE CONDUCTOR AND CABLE MARKERS 4 - 10 MM 4 X 7 MM | 5
38200 | 251311523 | CABLELINE CONDUCTOR AND CABLE MARKERS 4 - 10 MM 4 X 7 MM | 5
38201 | 251311524 | CABLELINE CONDUCTOR AND CABLE MARKERS 4 - 10 MM 4 X 7 MM | 5
38202 | 251311526 | CABLELINE CONDUCTOR AND CABLE MARKERS 4 - 10 MM 4 X 7 MM | 5
38203 | 251311527 | CABLELINE CONDUCTOR AND CABLE MARKERS 4 - 10 MM 4 X 7 MM GREY | 5
38204 | 251311529 | CABLELINE CONDUCTOR AND CABLE MARKERS 4 - 10 MM 4 X 7 MM | 5
38205 | 251311637 | CABLELINE CONDUCTOR AND CABLE MARKERS 4 - 10 MM 4 X 7 MM | 5
38206 | 251311639 | CABLELINE CONDUCTOR AND CABLE MARKERS 4 - 10 MM 4 X 7 MM | 5
38207 | 251311641 | CABLELINE CONDUCTOR AND CABLE MARKERS 4 - 10 MM 4 X 7 MM | 5
38208 | 251311643 | CABLELINE CONDUCTOR AND CABLE MARKERS 4 - 10 MM 4 X 7 MM | 5
38209 | 251311645 | CABLELINE CONDUCTOR AND CABLE MARKERS 4 - 10 MM 4 X 7 MM | 5
38210 | 251311647 | CABLELINE CONDUCTOR AND CABLE MARKERS 4 - 10 MM 4 X 7 MM | 5
38211 | 251311649 | CABLELINE CONDUCTOR AND CABLE MARKERS 4 - 10 MM 4 X 7 MM | 5
38212 | 251311651 | CABLELINE CONDUCTOR AND CABLE MARKERS 4 - 10 MM 4 X 7 MM | 5
38213 | 251311653 | CABLELINE CONDUCTOR AND CABLE MARKERS 4 - 10 MM 4 X 7 MM | 5
38214 | 251311655 | CABLELINE CONDUCTOR AND CABLE MARKERS 4 - 10 MM 4 X 7 MM | 5
38215 | 251311738 | CABLELINE CONDUCTOR AND CABLE MARKERS 4 - 10 MM 4 X 7 MM | 5
38216 | 251311740 | CABLELINE CONDUCTOR AND CABLE MARKERS 4 - 10 MM 4 X 7 MM | 5
38217 | 251311742 | CABLELINE CONDUCTOR AND CABLE MARKERS 4 - 10 MM 4 X 7 MM | 5
38218 | 251311746 | CABLELINE CONDUCTOR AND CABLE MARKERS 4 - 10 MM 4 X 7 MM | 5
38219 | 251311747 | CABLELINE CONDUCTOR AND CABLE MARKERS 4 - 10 MM 4 X 7 MM | 5
38220 | 251311748 | CABLELINE CONDUCTOR AND CABLE MARKERS 4 - 10 MM 4 X 7 MM | 5
38221 | 251311750 | CABLELINE CONDUCTOR AND CABLE MARKERS 4 - 10 MM 4 X 7 MM | 5
38222 | 251311752 | CABLELINE CONDUCTOR AND CABLE MARKERS 4 - 10 MM 4 X 7 MM | 5
38223 | 252111502 | CABLELINE CONDUCTOR AND CABLE MARKERS 1.3 - 3 MM 3 X 3.4 MM | 5
38224 | 252111503 | CABLELINE CONDUCTOR AND CABLE MARKERS 1.3 - 3 MM 3 X 3.4 MM | 5
38225 | 252111505 | CABLELINE CONDUCTOR AND CABLE MARKERS 1.3 - 3 MM 3 X 3.4 MM | 5
38226 | 252111506 | CABLELINE CONDUCTOR AND CABLE MARKERS 1.3 - 3 MM 3 X 3.4 MM BROWN | 5
38227 | 252111508 | CABLELINE CONDUCTOR AND CABLE MARKERS 1.3 - 3 MM 3 X 3.4 MM | 5
38228 | 252111509 | CABLELINE CONDUCTOR AND CABLE MARKERS 1.3 - 3 MM 3 X 3.4 MM | 5
38229 | 252111512 | CABLELINE CONDUCTOR AND CABLE MARKERS 1.3 - 3 MM 3 X 3.4 MM ORANGE | 5
38230 | 252111514 | CABLELINE CONDUCTOR AND CABLE MARKERS 1.3 - 3 MM 3 X 3.4 MM | 5
38231 | 252111517 | CABLELINE CONDUCTOR AND CABLE MARKERS 1.3 - 3 MM 3 X 3.4 MM | 5
38232 | 252111518 | CABLELINE CONDUCTOR AND CABLE MARKERS 1.3 - 3 MM 3 X 3.4 MM GREEN | 5
38233 | 252111520 | CABLELINE CONDUCTOR AND CABLE MARKERS 1.3 - 3 MM 3 X 3.4 MM | 5
38234 | 252111521 | CABLELINE CONDUCTOR AND CABLE MARKERS 1.3 - 3 MM 3 X 3.4 MM | 5
38235 | 252111523 | CABLELINE CONDUCTOR AND CABLE MARKERS 1.3 - 3 MM 3 X 3.4 MM | 5
38236 | 252111681 | CABLELINE CONDUCTOR AND CABLE MARKERS 1.3 - 3 MM 3 X 3.4 MM | 5
38237 | 252111683 | CABLELINE CONDUCTOR AND CABLE MARKERS 1.3 - 3 MM 3 X 3.4 MM | 5
38238 | 252111687 | CABLELINE CONDUCTOR AND CABLE MARKERS 1.3 - 3 MM 3 X 3.4 MM | 5
38239 | 252111696 | CABLELINE CONDUCTOR AND CABLE MARKERS 1.3 - 3 MM 3 X 3.4 MM | 5
38240 | 252111698 | CABLELINE CONDUCTOR AND CABLE MARKERS 1.3 - 3 MM 3 X 3.4 MM | 5
38241 | 252111715 | CABLELINE CONDUCTOR AND CABLE MARKERS 1.3 - 3 MM 3 X 3.4 MM | 5
38242 | 252111737 | CABLELINE CONDUCTOR AND CABLE MARKERS 1.3 - 3 MM 3 X 3.4 MM | 5
38243 | 252111738 | CABLELINE CONDUCTOR AND CABLE MARKERS 1.3 - 3 MM 3 X 3.4 MM | 5
38244 | 252111740 | CABLELINE CONDUCTOR AND CABLE MARKERS 1.3 - 3 MM 3 X 3.4 MM | 5
38245 | 252111741 | CABLELINE CONDUCTOR AND CABLE MARKERS 1.3 - 3 MM 3 X 3.4 MM | 5
38246 | 252111742 | CABLELINE CONDUCTOR AND CABLE MARKERS 1.3 - 3 MM 3 X 3.4 MM | 5
38247 | 252111746 | CABLELINE CONDUCTOR AND CABLE MARKERS 1.3 - 3 MM 3 X 3.4 MM | 5
38248 | 252111748 | CABLELINE CONDUCTOR AND CABLE MARKERS 1.3 - 3 MM 3 X 3.4 MM | 5
38249 | 252111751 | CABLELINE CONDUCTOR AND CABLE MARKERS 1.3 - 3 MM 3 X 3.4 MM | 5
38250 | 252111752 | CABLELINE CONDUCTOR AND CABLE MARKERS 1.3 - 3 MM 3 X 3.4 MM | 5
38251 | 252611502 | CABLELINE CONDUCTOR AND CABLE MARKERS 2.5 - 5 MM 3 X 4.2 MM | 5
38252 | 252611503 | CABLELINE CONDUCTOR AND CABLE MARKERS 2.5 - 5 MM 3 X 4.2 MM | 5
38253 | 252611505 | CABLELINE CONDUCTOR AND CABLE MARKERS 2.5 - 5 MM 3 X 4.2 MM | 5
38254 | 252611506 | CABLELINE CONDUCTOR AND CABLE MARKERS 2.5 - 5 MM 3 X 4.2 MM BROWN | 5
38255 | 252611508 | CABLELINE CONDUCTOR AND CABLE MARKERS 2.5 - 5 MM 3 X 4.2 MM | 5
38256 | 252611509 | CABLELINE CONDUCTOR AND CABLE MARKERS 2.5 - 5 MM 3 X 4.2 MM | 5
38257 | 252611511 | CABLELINE CONDUCTOR AND CABLE MARKERS 2.5 - 5 MM 3 X 4.2 MM | 5
38258 | 252611512 | CABLELINE CONDUCTOR AND CABLE MARKERS 2.5 - 5 MM 3 X 4.2 MM ORANGE | 5
38259 | 252611514 | CABLELINE CONDUCTOR AND CABLE MARKERS 2.5 - 5 MM 3 X 4.2 MM | 5
38260 | 252611517 | CABLELINE CONDUCTOR AND CABLE MARKERS 2.5 - 5 MM 3 X 4.2 MM | 5
38261 | 252611518 | CABLELINE CONDUCTOR AND CABLE MARKERS 2.5 - 5 MM 3 X 4.2 MM GREEN | 5
38262 | 252611520 | CABLELINE CONDUCTOR AND CABLE MARKERS 2.5 - 5 MM 3 X 4.2 MM | 5
38263 | 252611521 | CABLELINE CONDUCTOR AND CABLE MARKERS 2.5 - 5 MM 3 X 4.2 MM | 5
38264 | 252611523 | CABLELINE CONDUCTOR AND CABLE MARKERS 2.5 - 5 MM 3 X 4.2 MM | 5
38265 | 252611524 | CABLELINE CONDUCTOR AND CABLE MARKERS 2.5 - 5 MM 3 X 4.2 MM | 5
38266 | 252611526 | CABLELINE CONDUCTOR AND CABLE MARKERS 2.5 - 5 MM 3 X 4.2 MM | 5
38267 | 252611527 | CABLELINE CONDUCTOR AND CABLE MARKERS 2.5 - 5 MM 3 X 4.2 MM GREY | 5
38268 | 252611529 | CABLELINE CONDUCTOR AND CABLE MARKERS 2.5 - 5 MM 3 X 4.2 MM | 5
38269 | 252611530 | CABLELINE CONDUCTOR AND CABLE MARKERS 2.5 - 5 MM 3 X 4.2 MM | 5
38270 | 252611637 | CABLELINE CONDUCTOR AND CABLE MARKERS 2.5 - 5 MM 3 X 4.2 MM | 5
38271 | 252611639 | CABLELINE CONDUCTOR AND CABLE MARKERS 2.5 - 5 MM 3 X 4.2 MM | 5
38272 | 252611641 | CABLELINE CONDUCTOR AND CABLE MARKERS 2.5 - 5 MM 3 X 4.2 MM | 5
38273 | 252611643 | CABLELINE CONDUCTOR AND CABLE MARKERS 2.5 - 5 MM 3 X 4.2 MM | 5
38274 | 252611645 | CABLELINE CONDUCTOR AND CABLE MARKERS 2.5 - 5 MM 3 X 4.2 MM | 5
38275 | 252611647 | CABLELINE CONDUCTOR AND CABLE MARKERS 2.5 - 5 MM 3 X 4.2 MM | 5
38276 | 252611649 | CABLELINE CONDUCTOR AND CABLE MARKERS 2.5 - 5 MM 3 X 4.2 MM | 5
38277 | 252611651 | CABLELINE CONDUCTOR AND CABLE MARKERS 2.5 - 5 MM 3 X 4.2 MM | 5
38278 | 252611653 | CABLELINE CONDUCTOR AND CABLE MARKERS 2.5 - 5 MM 3 X 4.2 MM | 5
38279 | 252611655 | CABLELINE CONDUCTOR AND CABLE MARKERS 2.5 - 5 MM 3 X 4.2 MM | 5
38280 | 252611657 | CABLELINE CONDUCTOR AND CABLE MARKERS 2.5 - 5 MM 3 X 4.2 MM | 5
38281 | 252611659 | CABLELINE CONDUCTOR AND CABLE MARKERS 2.5 - 5 MM 3 X 4.2 MM | 5
38282 | 252611661 | CABLELINE CONDUCTOR AND CABLE MARKERS 2.5 - 5 MM 3 X 4.2 MM | 5
38283 | 252611663 | CABLELINE CONDUCTOR AND CABLE MARKERS 2.5 - 5 MM 3 X 4.2 MM | 5
38284 | 252611665 | CABLELINE CONDUCTOR AND CABLE MARKERS 2.5 - 5 MM 3 X 4.2 MM | 5
38285 | 252611667 | CABLELINE CONDUCTOR AND CABLE MARKERS 2.5 - 5 MM 3 X 4.2 MM | 5
38286 | 252611669 | CABLELINE CONDUCTOR AND CABLE MARKERS 2.5 - 5 MM 3 X 4.2 MM | 5
38287 | 252611671 | CABLELINE CONDUCTOR AND CABLE MARKERS 2.5 - 5 MM 3 X 4.2 MM | 5
38288 | 252611673 | CABLELINE CONDUCTOR AND CABLE MARKERS 2.5 - 5 MM 3 X 4.2 MM | 5
38289 | 252611676 | CABLELINE CONDUCTOR AND CABLE MARKERS 2.5 - 5 MM 3 X 4.2 MM | 5
38290 | 252611679 | CABLELINE CONDUCTOR AND CABLE MARKERS 2.5 - 5 MM 3 X 4.2 MM | 5
38291 | 252611681 | CABLELINE CONDUCTOR AND CABLE MARKERS 2.5 - 5 MM 3 X 4.2 MM | 5
38292 | 252611683 | CABLELINE CONDUCTOR AND CABLE MARKERS 2.5 - 5 MM 3 X 4.2 MM | 5
38293 | 252611687 | CABLELINE CONDUCTOR AND CABLE MARKERS 2.5 - 5 MM 3 X 4.2 MM | 5
38294 | 252611696 | CABLELINE CONDUCTOR AND CABLE MARKERS 2.5 - 5 MM 3 X 4.2 MM | 5
38295 | 252611698 | CABLELINE CONDUCTOR AND CABLE MARKERS 2.5 - 5 MM 3 X 4.2 MM | 5
38296 | 252611737 | CABLELINE CONDUCTOR AND CABLE MARKERS 2.5 - 5 MM 3 X 4.2 MM | 5
38297 | 252611738 | CABLELINE CONDUCTOR AND CABLE MARKERS 2.5 - 5 MM 3 X 4.2 MM | 5
38298 | 252611740 | CABLELINE CONDUCTOR AND CABLE MARKERS 2.5 - 5 MM 3 X 4.2 MM | 5
38299 | 252611741 | CABLELINE CONDUCTOR AND CABLE MARKERS 2.5 - 5 MM 3 X 4.2 MM | 5
38300 | 252611742 | CABLELINE CONDUCTOR AND CABLE MARKERS 2.5 - 5 MM 3 X 4.2 MM | 5
38301 | 252611746 | CABLELINE CONDUCTOR AND CABLE MARKERS 2.5 - 5 MM 3 X 4.2 MM | 5
38302 | 252611747 | CABLELINE CONDUCTOR AND CABLE MARKERS 2.5 - 5 MM 3 X 4.2 MM | 5
38303 | 252611748 | CABLELINE CONDUCTOR AND CABLE MARKERS 2.5 - 5 MM 3 X 4.2 MM | 5
38304 | 252611750 | CABLELINE CONDUCTOR AND CABLE MARKERS 2.5 - 5 MM 3 X 4.2 MM | 5
38305 | 252711522 | CABLELINE CONDUCTOR AND CABLE MARKERS 2.5 - 5 MM 6 X 4.2 MM | 5
38306 | 252711523 | CABLELINE CONDUCTOR AND CABLE MARKERS 2.5 - 5 MM 6 X 4.2 MM | 5
38307 | 252711524 | CABLELINE CONDUCTOR AND CABLE MARKERS 2.5 - 5 MM 6 X 4.2 MM | 5
38308 | 252711525 | CABLELINE CONDUCTOR AND CABLE MARKERS 2.5 - 5 MM 6 X 4.2 MM | 5
38309 | 252711526 | CABLELINE CONDUCTOR AND CABLE MARKERS 2.5 - 5 MM 6 X 4.2 MM | 5
38310 | 252711527 | CABLELINE CONDUCTOR AND CABLE MARKERS 2.5 - 5 MM 6 X 4.2 MM | 5
38311 | 252711528 | CABLELINE CONDUCTOR AND CABLE MARKERS 2.5 - 5 MM 6 X 4.2 MM | 5
38312 | 252711529 | CABLELINE CONDUCTOR AND CABLE MARKERS 2.5 - 5 MM 6 X 4.2 MM | 5
38313 | 252711530 | CABLELINE CONDUCTOR AND CABLE MARKERS 2.5 - 5 MM 6 X 4.2 MM | 5
38314 | 252711531 | CABLELINE CONDUCTOR AND CABLE MARKERS 2.5 - 5 MM 6 X 4.2 MM | 5
38315 | 252711532 | CABLELINE CONDUCTOR AND CABLE MARKERS 2.5 - 5 MM 6 X 4.2 MM | 5
38316 | 252711533 | CABLELINE CONDUCTOR AND CABLE MARKERS 2.5 - 5 MM 6 X 4.2 MM | 5
38317 | 252711534 | CABLELINE CONDUCTOR AND CABLE MARKERS 2.5 - 5 MM 6 X 4.2 MM | 5
38318 | 252711535 | CABLELINE CONDUCTOR AND CABLE MARKERS 2.5 - 5 MM 6 X 4.2 MM | 5
38319 | 252711536 | CABLELINE CONDUCTOR AND CABLE MARKERS 2.5 - 5 MM 6 X 4.2 MM | 5
38320 | 252711537 | CABLELINE CONDUCTOR AND CABLE MARKERS 2.5 - 5 MM 6 X 4.2 MM | 5
38321 | 252711538 | CABLELINE CONDUCTOR AND CABLE MARKERS 2.5 - 5 MM 6 X 4.2 MM | 5
38322 | 252711539 | CABLELINE CONDUCTOR AND CABLE MARKERS 2.5 - 5 MM 6 X 4.2 MM | 5
38323 | 252711540 | CABLELINE CONDUCTOR AND CABLE MARKERS 2.5 - 5 MM 6 X 4.2 MM | 5
38324 | 252711541 | CABLELINE CONDUCTOR AND CABLE MARKERS 2.5 - 5 MM 6 X 4.2 MM | 5
38325 | 252711542 | CABLELINE CONDUCTOR AND CABLE MARKERS 2.5 - 5 MM 6 X 4.2 MM | 5
38326 | 252711543 | CABLELINE CONDUCTOR AND CABLE MARKERS 2.5 - 5 MM 6 X 4.2 MM | 5
38327 | 252711544 | CABLELINE CONDUCTOR AND CABLE MARKERS 2.5 - 5 MM 6 X 4.2 MM | 5
38328 | 252711545 | CABLELINE CONDUCTOR AND CABLE MARKERS 2.5 - 5 MM 6 X 4.2 MM | 5
38329 | 252711726 | CABLELINE CONDUCTOR AND CABLE MARKERS 2.5 - 5 MM 6 X 4.2 MM | 5
38330 | 252711727 | CABLELINE CONDUCTOR AND CABLE MARKERS 2.5 - 5 MM 6 X 4.2 MM | 5
38331 | 252711728 | CABLELINE CONDUCTOR AND CABLE MARKERS 2.5 - 5 MM 6 X 4.2 MM | 5
38332 | 252711729 | CABLELINE CONDUCTOR AND CABLE MARKERS 2.5 - 5 MM 6 X 4.2 MM | 5
38333 | 252711730 | CABLELINE CONDUCTOR AND CABLE MARKERS 2.5 - 5 MM 6 X 4.2 MM | 5
38334 | 253411502 | CABLELINE CONDUCTOR AND CABLE MARKERS 8 - 16 MM 6 X 11 MM | 5
38335 | 253411505 | CABLELINE CONDUCTOR AND CABLE MARKERS 8 - 16 MM 6 X 11 MM | 5
38336 | 253411508 | CABLELINE CONDUCTOR AND CABLE MARKERS 8 - 16 MM 6 X 11 MM | 5
38337 | 253411511 | CABLELINE CONDUCTOR AND CABLE MARKERS 8 - 16 MM 6 X 11 MM | 5
38338 | 253411514 | CABLELINE CONDUCTOR AND CABLE MARKERS 8 - 16 MM 6 X 11 MM | 5
38339 | 253411517 | CABLELINE CONDUCTOR AND CABLE MARKERS 8 - 16 MM 6 X 11 MM | 5
38340 | 253411520 | CABLELINE CONDUCTOR AND CABLE MARKERS 8 - 16 MM 6 X 11 MM | 5
38341 | 253411523 | CABLELINE CONDUCTOR AND CABLE MARKERS 8 - 16 MM 6 X 11 MM | 5
38342 | 253411526 | CABLELINE CONDUCTOR AND CABLE MARKERS 8 - 16 MM 6 X 11 MM | 5
38343 | 253411529 | CABLELINE CONDUCTOR AND CABLE MARKERS 8 - 16 MM 6 X 11 MM | 5
38344 | 253411637 | CABLELINE CONDUCTOR AND CABLE MARKERS 8 - 16 MM 6 X 11 MM | 5
38345 | 253411639 | CABLELINE CONDUCTOR AND CABLE MARKERS 8 - 16 MM 6 X 11 MM | 5
38346 | 253411641 | CABLELINE CONDUCTOR AND CABLE MARKERS 8 - 16 MM 6 X 11 MM | 5
38347 | 253411643 | CABLELINE CONDUCTOR AND CABLE MARKERS 8 - 16 MM 6 X 11 MM | 5
38348 | 253411645 | CABLELINE CONDUCTOR AND CABLE MARKERS 8 - 16 MM 6 X 11 MM | 5
38349 | 253411647 | CABLELINE CONDUCTOR AND CABLE MARKERS 8 - 16 MM 6 X 11 MM | 5
38350 | 253411649 | CABLELINE CONDUCTOR AND CABLE MARKERS 8 - 16 MM 6 X 11 MM | 5
38351 | 253411651 | CABLELINE CONDUCTOR AND CABLE MARKERS 8 - 16 MM 6 X 11 MM | 5
38352 | 253411653 | CABLELINE CONDUCTOR AND CABLE MARKERS 8 - 16 MM 6 X 11 MM | 5
38353 | 253411655 | CABLELINE CONDUCTOR AND CABLE MARKERS 8 - 16 MM 6 X 11 MM | 5
38354 | 253411657 | CABLELINE CONDUCTOR AND CABLE MARKERS 8 - 16 MM 6 X 11 MM | 5
38355 | 253411659 | CABLELINE CONDUCTOR AND CABLE MARKERS 8 - 16 MM 6 X 11 MM | 5
38356 | 253411661 | CABLELINE CONDUCTOR AND CABLE MARKERS 8 - 16 MM 6 X 11 MM | 5
38357 | 253411663 | CABLELINE CONDUCTOR AND CABLE MARKERS 8 - 16 MM 6 X 11 MM | 5
38358 | 253411665 | CABLELINE CONDUCTOR AND CABLE MARKERS 8 - 16 MM 6 X 11 MM | 5
38359 | 253411667 | CABLELINE CONDUCTOR AND CABLE MARKERS 8 - 16 MM 6 X 11 MM | 5
38360 | 253411669 | CABLELINE CONDUCTOR AND CABLE MARKERS 8 - 16 MM 6 X 11 MM | 5
38361 | 253411671 | CABLELINE CONDUCTOR AND CABLE MARKERS 8 - 16 MM 6 X 11 MM | 5
38362 | 253411673 | CABLELINE CONDUCTOR AND CABLE MARKERS 8 - 16 MM 6 X 11 MM | 5
38363 | 253411676 | CABLELINE CONDUCTOR AND CABLE MARKERS 8 - 16 MM 6 X 11 MM | 5
38364 | 253411679 | CABLELINE CONDUCTOR AND CABLE MARKERS 8 - 16 MM 6 X 11 MM | 5
38365 | 253411681 | CABLELINE CONDUCTOR AND CABLE MARKERS 8 - 16 MM 6 X 11 MM | 5
38366 | 253411683 | CABLELINE CONDUCTOR AND CABLE MARKERS 8 - 16 MM 6 X 11 MM | 5
38367 | 253411687 | CABLELINE CONDUCTOR AND CABLE MARKERS 8 - 16 MM 6 X 11 MM | 5
38368 | 253411696 | CABLELINE CONDUCTOR AND CABLE MARKERS 8 - 16 MM 6 X 11 MM | 5
38369 | 253411698 | CABLELINE CONDUCTOR AND CABLE MARKERS 8 - 16 MM 6 X 11 MM | 5
38370 | 253411738 | CABLELINE CONDUCTOR AND CABLE MARKERS 8 - 16 MM 6 X 11 MM | 5
38371 | 253411740 | CABLELINE CONDUCTOR AND CABLE MARKERS 8 - 16 MM 6 X 11 MM | 5
38372 | 253411742 | CABLELINE CONDUCTOR AND CABLE MARKERS 8 - 16 MM 6 X 11 MM | 5
38373 | 253411746 | CABLELINE CONDUCTOR AND CABLE MARKERS 8 - 16 MM 6 X 11 MM | 5
38374 | 253411748 | CABLELINE CONDUCTOR AND CABLE MARKERS 8 - 16 MM 6 X 11 MM | 5
38375 | 253411750 | CABLELINE CONDUCTOR AND CABLE MARKERS 8 - 16 MM 6 X 11 MM | 5
38376 | 253511728 | CABLELINE CONDUCTOR AND CABLE MARKERS 8 - 16 MM 9 X 11 MM | 5
38377 | 253511729 | CABLELINE CONDUCTOR AND CABLE MARKERS 8 - 16 MM 9 X 11 MM | 5
38378 | 253511730 | CABLELINE CONDUCTOR AND CABLE MARKERS 8 - 16 MM 9 X 11 MM | 5
38379 | 354361187 | DEKAFIX TERMINAL MARKER 5 X 5 MM PITCH IN MM (P): 5.00 WEIDMUELLER | 13
38380 | 354361203 | DEKAFIX TERMINAL MARKER 5 X 5 MM PITCH IN MM (P): 5.00 WEIDMUELLER | 13
38381 | 407360001 | DEKAFIX TERMINAL MARKER 5 X 6.5 MM PITCH IN MM (P): 6.50 WEIDMUELLER | 13
38382 | 407360011 | DEKAFIX TERMINAL MARKER 5 X 6.5 MM PITCH IN MM (P): 6.50 WEIDMUELLER | 13
38383 | 460660061 | DEKAFIX TERMINAL MARKER 5 X 5 MM PITCH IN MM (P): 5.00 WEIDMUELLER | 13
38384 | 460660071 | DEKAFIX TERMINAL MARKER 5 X 5 MM PITCH IN MM (P): 5.00 WEIDMUELLER | 13
38385 | 460660081 | DEKAFIX TERMINAL MARKER 5 X 5 MM PITCH IN MM (P): 5.00 WEIDMUELLER | 13
38386 | 460660091 | DEKAFIX TERMINAL MARKER 5 X 5 MM PITCH IN MM (P): 5.00 WEIDMUELLER | 13
38387 | 468160001 | DEKAFIX TERMINAL MARKER 5 X 6.5 MM PITCH IN MM (P): 6.50 WEIDMUELLER | 13
38388 | 468160051 | DEKAFIX TERMINAL MARKER 5 X 6.5 MM PITCH IN MM (P): 6.50 WEIDMUELLER | 13
38389 | 468160101 | DEKAFIX TERMINAL MARKER 5 X 6.5 MM PITCH IN MM (P): 6.50 WEIDMUELLER | 13
38390 | 468260001 | DEKAFIX TERMINAL MARKER 5 X 6.5 MM PITCH IN MM (P): 6.50 WEIDMUELLER | 13
38391 | 468260051 | DEKAFIX TERMINAL MARKER 5 X 6.5 MM PITCH IN MM (P): 6.50 WEIDMUELLER | 13
38392 | 468260101 | DEKAFIX TERMINAL MARKER 5 X 6.5 MM PITCH IN MM (P): 6.50 WEIDMUELLER | 13
38393 | 468660151 | DEKAFIX TERMINAL MARKER 5 X 6 MM PITCH IN MM (P): 6.00 WEIDMUELLER | 13
38394 | 468660201 | DEKAFIX TERMINAL MARKER 5 X 6 MM PITCH IN MM (P): 6.00 WEIDMUELLER | 13
38395 | 468660251 | DEKAFIX TERMINAL MARKER 5 X 6 MM PITCH IN MM (P): 6.00 WEIDMUELLER | 13
38396 | 468660301 | DEKAFIX TERMINAL MARKER 5 X 6 MM PITCH IN MM (P): 6.00 WEIDMUELLER | 13
38397 | 468660351 | DEKAFIX TERMINAL MARKER 5 X 6 MM PITCH IN MM (P): 6.00 WEIDMUELLER | 13
38398 | 468660451 | DEKAFIX TERMINAL MARKER 5 X 6 MM PITCH IN MM (P): 6.00 WEIDMUELLER | 13
38399 | 468660501 | DEKAFIX TERMINAL MARKER 5 X 6 MM PITCH IN MM (P): 6.00 WEIDMUELLER | 13
38400 | 468660551 | DEKAFIX TERMINAL MARKER 5 X 6 MM PITCH IN MM (P): 6.00 WEIDMUELLER | 13
38401 | 468660601 | DEKAFIX TERMINAL MARKER 5 X 6 MM PITCH IN MM (P): 6.00 WEIDMUELLER | 13
38402 | 468660651 | DEKAFIX TERMINAL MARKER 5 X 6 MM PITCH IN MM (P): 6.00 WEIDMUELLER | 13
38403 | 468660701 | DEKAFIX TERMINAL MARKER 5 X 6 MM PITCH IN MM (P): 6.00 WEIDMUELLER | 13
38404 | 468660751 | DEKAFIX TERMINAL MARKER 5 X 6 MM PITCH IN MM (P): 6.00 WEIDMUELLER | 13
38405 | 468660801 | DEKAFIX TERMINAL MARKER 5 X 6 MM PITCH IN MM (P): 6.00 WEIDMUELLER | 13
38406 | 468660851 | DEKAFIX TERMINAL MARKER 5 X 6 MM PITCH IN MM (P): 6.00 WEIDMUELLER | 13
38407 | 468660901 | DEKAFIX TERMINAL MARKER 5 X 6 MM PITCH IN MM (P): 6.00 WEIDMUELLER | 13
38408 | 468760051 | DEKAFIX TERMINAL MARKER 5 X 6 MM PITCH IN MM (P): 6.00 WEIDMUELLER | 13
38409 | 468760101 | DEKAFIX TERMINAL MARKER 5 X 6 MM PITCH IN MM (P): 6.00 WEIDMUELLER | 13
38410 | 473460251 | DEKAFIX TERMINAL MARKER 5 X 5 MM PITCH IN MM (P): 5.00 WEIDMUELLER | 13
38411 | 473460301 | DEKAFIX TERMINAL MARKER 5 X 5 MM PITCH IN MM (P): 5.00 WEIDMUELLER | 13
38412 | 473460351 | DEKAFIX TERMINAL MARKER 5 X 5 MM PITCH IN MM (P): 5.00 WEIDMUELLER | 13
38413 | 473460401 | DEKAFIX TERMINAL MARKER 5 X 5 MM PITCH IN MM (P): 5.00 WEIDMUELLER | 13
38414 | 473460451 | DEKAFIX TERMINAL MARKER 5 X 5 MM PITCH IN MM (P): 5.00 WEIDMUELLER | 13
38415 | 473460501 | DEKAFIX TERMINAL MARKER 5 X 5 MM PITCH IN MM (P): 5.00 WEIDMUELLER | 13
38416 | 473460551 | DEKAFIX TERMINAL MARKER 5 X 5 MM PITCH IN MM (P): 5.00 WEIDMUELLER | 13
38417 | 473460601 | DEKAFIX TERMINAL MARKER 5 X 5 MM PITCH IN MM (P): 5.00 WEIDMUELLER | 13
38418 | 473460651 | DEKAFIX TERMINAL MARKER 5 X 5 MM PITCH IN MM (P): 5.00 WEIDMUELLER | 13
38419 | 473460701 | DEKAFIX TERMINAL MARKER 5 X 5 MM PITCH IN MM (P): 5.00 WEIDMUELLER | 13
38420 | 473460751 | DEKAFIX TERMINAL MARKER 5 X 5 MM PITCH IN MM (P): 5.00 WEIDMUELLER | 13
38421 | 473460801 | DEKAFIX TERMINAL MARKER 5 X 5 MM PITCH IN MM (P): 5.00 WEIDMUELLER | 13
38422 | 473460851 | DEKAFIX TERMINAL MARKER 5 X 5 MM PITCH IN MM (P): 5.00 WEIDMUELLER | 13
38423 | 473460901 | DEKAFIX TERMINAL MARKER 5 X 5 MM PITCH IN MM (P): 5.00 WEIDMUELLER | 13
38424 | 519060001 | DEKAFIX TERMINAL MARKER 5 X 6.5 MM PITCH IN MM (P): 6.50 WEIDMUELLER | 13
38425 | 519060011 | DEKAFIX TERMINAL MARKER 5 X 6.5 MM PITCH IN MM (P): 6.50 WEIDMUELLER | 13
38426 | 519060021 | DEKAFIX TERMINAL MARKER 5 X 6.5 MM PITCH IN MM (P): 6.50 WEIDMUELLER | 13
38427 | 522361075 | DEKAFIX TERMINAL MARKER 5 X 5 MM PITCH IN MM (P): 5.00 WEIDMUELLER | 13
38428 | 522361076 | DEKAFIX TERMINAL MARKER 5 X 5 MM PITCH IN MM (P): 5.00 WEIDMUELLER | 13
38429 | 522361077 | DEKAFIX TERMINAL MARKER 5 X 5 MM PITCH IN MM (P): 5.00 WEIDMUELLER | 13
38430 | 522660003 | DEKAFIX TERMINAL MARKER 5 X 5 MM PITCH IN MM (P): 5.00 WEIDMUELLER | 13
38431 | 522660004 | DEKAFIX TERMINAL MARKER 5 X 5 MM PITCH IN MM (P): 5.00 WEIDMUELLER | 13
38432 | 522660005 | DEKAFIX TERMINAL MARKER 5 X 5 MM PITCH IN MM (P): 5.00 WEIDMUELLER | 13
38433 | 522660007 | DEKAFIX TERMINAL MARKER 5 X 5 MM PITCH IN MM (P): 5.00 WEIDMUELLER | 13
38434 | 522660008 | DEKAFIX TERMINAL MARKER 5 X 5 MM PITCH IN MM (P): 5.00 WEIDMUELLER | 13
38435 | 522660009 | DEKAFIX TERMINAL MARKER 5 X 5 MM PITCH IN MM (P): 5.00 WEIDMUELLER | 13
38436 | 522660010 | DEKAFIX TERMINAL MARKER 5 X 5 MM PITCH IN MM (P): 5.00 WEIDMUELLER | 13
38437 | 522660011 | DEKAFIX TERMINAL MARKER 5 X 5 MM PITCH IN MM (P): 5.00 WEIDMUELLER | 13
38438 | 522660012 | DEKAFIX TERMINAL MARKER 5 X 5 MM PITCH IN MM (P): 5.00 WEIDMUELLER | 13
38439 | 522660013 | DEKAFIX TERMINAL MARKER 5 X 5 MM PITCH IN MM (P): 5.00 WEIDMUELLER | 13
38440 | 522660014 | DEKAFIX TERMINAL MARKER 5 X 5 MM PITCH IN MM (P): 5.00 WEIDMUELLER | 13
38441 | 522660015 | DEKAFIX TERMINAL MARKER 5 X 5 MM PITCH IN MM (P): 5.00 WEIDMUELLER | 13
38442 | 522660016 | DEKAFIX TERMINAL MARKER 5 X 5 MM PITCH IN MM (P): 5.00 WEIDMUELLER | 13
38443 | 522660017 | DEKAFIX TERMINAL MARKER 5 X 5 MM PITCH IN MM (P): 5.00 WEIDMUELLER | 13
38444 | 522660018 | DEKAFIX TERMINAL MARKER 5 X 5 MM PITCH IN MM (P): 5.00 WEIDMUELLER | 13
38445 | 522660019 | DEKAFIX TERMINAL MARKER 5 X 5 MM PITCH IN MM (P): 5.00 WEIDMUELLER | 13
38446 | 522660020 | DEKAFIX TERMINAL MARKER 5 X 5 MM PITCH IN MM (P): 5.00 WEIDMUELLER | 13
38447 | 522660021 | DEKAFIX TERMINAL MARKER 5 X 5 MM PITCH IN MM (P): 5.00 WEIDMUELLER | 13
38448 | 522761021 | DEKAFIX TERMINAL MARKER 5 X 5 MM PITCH IN MM (P): 5.00 WEIDMUELLER | 13
38449 | 522761022 | DEKAFIX TERMINAL MARKER 5 X 5 MM PITCH IN MM (P): 5.00 WEIDMUELLER | 13
38450 | 522761026 | DEKAFIX TERMINAL MARKER 5 X 5 MM PITCH IN MM (P): 5.00 WEIDMUELLER | 13
38451 | 522761035 | DEKAFIX TERMINAL MARKER 5 X 5 MM PITCH IN MM (P): 5.00 WEIDMUELLER | 13
38452 | 522761038 | DEKAFIX TERMINAL MARKER 5 X 5 MM PITCH IN MM (P): 5.00 WEIDMUELLER | 13
38453 | 522761039 | DEKAFIX TERMINAL MARKER 5 X 5 MM PITCH IN MM (P): 5.00 WEIDMUELLER | 13
38454 | 522761040 | DEKAFIX TERMINAL MARKER 5 X 5 MM PITCH IN MM (P): 5.00 WEIDMUELLER | 13
38455 | 522761041 | DEKAFIX TERMINAL MARKER 5 X 5 MM PITCH IN MM (P): 5.00 WEIDMUELLER | 13
38456 | 522761042 | DEKAFIX TERMINAL MARKER 5 X 5 MM PITCH IN MM (P): 5.00 WEIDMUELLER | 13
38457 | 522761043 | DEKAFIX TERMINAL MARKER 5 X 5 MM PITCH IN MM (P): 5.00 WEIDMUELLER | 13
38458 | 522761044 | DEKAFIX TERMINAL MARKER 5 X 5 MM PITCH IN MM (P): 5.00 WEIDMUELLER | 13
38459 | 523060071 | DEKAFIX TERMINAL MARKER 5 X 5 MM PITCH IN MM (P): 5.00 WEIDMUELLER | 13
38460 | 523060081 | DEKAFIX TERMINAL MARKER 5 X 5 MM PITCH IN MM (P): 5.00 WEIDMUELLER | 13
38461 | 523060091 | DEKAFIX TERMINAL MARKER 5 X 5 MM PITCH IN MM (P): 5.00 WEIDMUELLER | 13
38462 | 526960001 | DEKAFIX TERMINAL MARKER 5 X 6 MM PITCH IN MM (P): 6.00 WEIDMUELLER | 13
38463 | 526960004 | DEKAFIX TERMINAL MARKER 5 X 6 MM PITCH IN MM (P): 6.00 WEIDMUELLER | 13
38464 | 526960005 | DEKAFIX TERMINAL MARKER 5 X 6 MM PITCH IN MM (P): 6.00 WEIDMUELLER | 13
38465 | 526960006 | DEKAFIX TERMINAL MARKER 5 X 6 MM PITCH IN MM (P): 6.00 WEIDMUELLER | 13
38466 | 526960007 | DEKAFIX TERMINAL MARKER 5 X 6 MM PITCH IN MM (P): 6.00 WEIDMUELLER | 13
38467 | 526960008 | DEKAFIX TERMINAL MARKER 5 X 6 MM PITCH IN MM (P): 6.00 WEIDMUELLER | 13
38468 | 526960009 | DEKAFIX TERMINAL MARKER 5 X 6 MM PITCH IN MM (P): 6.00 WEIDMUELLER | 13
38469 | 526960010 | DEKAFIX TERMINAL MARKER 5 X 6 MM PITCH IN MM (P): 6.00 WEIDMUELLER | 13
38470 | 537261187 | DEKAFIX TERMINAL MARKER 5 X 5 MM PITCH IN MM (P): 5.00 WEIDMUELLER | 13
38471 | 572900002 | CABLELINE MOUNTING MANDREL | 32
38472 | 572901503 | CABLELINE MOUNTING MANDREL | 32
38473 | 572901506 | CABLELINE MOUNTING MANDREL | 32
38474 | 572901509 | CABLELINE MOUNTING MANDREL | 32
38475 | 572901512 | CABLELINE MOUNTING MANDREL | 32
38476 | 572901515 | CABLELINE MOUNTING MANDREL | 32
38477 | 572901518 | CABLELINE MOUNTING MANDREL | 32
38478 | 572901521 | CABLELINE MOUNTING MANDREL | 32
38479 | 572901524 | CABLELINE MOUNTING MANDREL | 32
38480 | 572901527 | CABLELINE MOUNTING MANDREL | 32
38481 | 572901530 | CABLELINE MOUNTING MANDREL | 32
38482 | 572901638 | CABLELINE MOUNTING MANDREL | 32
38483 | 572901660 | CABLELINE MOUNTING MANDREL | 32
38484 | 572901662 | CABLELINE MOUNTING MANDREL | 32
38485 | 572901672 | CABLELINE MOUNTING MANDREL | 32
38486 | 572901675 | CABLELINE MOUNTING MANDREL | 32
38487 | 572901678 | CABLELINE MOUNTING MANDREL | 32
38488 | 572901687 | CABLELINE MOUNTING MANDREL | 32
38489 | 572901693 | CABLELINE MOUNTING MANDREL | 32
38490 | 572901738 | CABLELINE MOUNTING MANDREL | 32
38491 | 572901740 | CABLELINE MOUNTING MANDREL | 32
38492 | 576261198 | DEKAFIX TERMINAL MARKER 5 X 5 MM PITCH IN MM (P): 5.00 WEIDMUELLER | 13
38493 | 576261199 | DEKAFIX TERMINAL MARKER 5 X 5 MM PITCH IN MM (P): 5.00 WEIDMUELLER | 13
38494 | 576261202 | DEKAFIX TERMINAL MARKER 5 X 5 MM PITCH IN MM (P): 5.00 WEIDMUELLER | 13
38495 | 631961203 | DEKAFIX TERMINAL MARKER 5 X 6 MM PITCH IN MM (P): 6.00 WEIDMUELLER | 13
38496 | 648001502 | CABLELINE CONDUCTOR AND CABLE MARKERS 2 - 3 MM 3 X 4 MM | 5
38497 | 648001517 | CABLELINE CONDUCTOR AND CABLE MARKERS 2 - 3 MM 3 X 4 MM | 5
38498 | 648001526 | CABLELINE CONDUCTOR AND CABLE MARKERS 2 - 3 MM 3 X 4 MM | 5
38499 | 648001529 | CABLELINE CONDUCTOR AND CABLE MARKERS 2 - 3 MM 3 X 4 MM | 5
38500 | 648001637 | CABLELINE CONDUCTOR AND CABLE MARKERS 2 - 3 MM 3 X 4 MM | 5
38501 | 648001639 | CABLELINE CONDUCTOR AND CABLE MARKERS 2 - 3 MM 3 X 4 MM | 5
38502 | 648001641 | CABLELINE CONDUCTOR AND CABLE MARKERS 2 - 3 MM 3 X 4 MM | 5
38503 | 648001643 | CABLELINE CONDUCTOR AND CABLE MARKERS 2 - 3 MM 3 X 4 MM | 5
38504 | 648001645 | CABLELINE CONDUCTOR AND CABLE MARKERS 2 - 3 MM 3 X 4 MM | 5
38505 | 648001647 | CABLELINE CONDUCTOR AND CABLE MARKERS 2 - 3 MM 3 X 4 MM | 5
38506 | 648001649 | CABLELINE CONDUCTOR AND CABLE MARKERS 2 - 3 MM 3 X 4 MM | 5
38507 | 648001651 | CABLELINE CONDUCTOR AND CABLE MARKERS 2 - 3 MM 3 X 4 MM | 5
38508 | 648001653 | CABLELINE CONDUCTOR AND CABLE MARKERS 2 - 3 MM 3 X 4 MM | 5
38509 | 648001655 | CABLELINE CONDUCTOR AND CABLE MARKERS 2 - 3 MM 3 X 4 MM | 5
38510 | 648001657 | CABLELINE CONDUCTOR AND CABLE MARKERS 2 - 3 MM 3 X 4 MM | 5
38511 | 648001659 | CABLELINE CONDUCTOR AND CABLE MARKERS 2 - 3 MM 3 X 4 MM | 5
38512 | 648001661 | CABLELINE CONDUCTOR AND CABLE MARKERS 2 - 3 MM 3 X 4 MM | 5
38513 | 648001663 | CABLELINE CONDUCTOR AND CABLE MARKERS 2 - 3 MM 3 X 4 MM | 5
38514 | 648001665 | CABLELINE CONDUCTOR AND CABLE MARKERS 2 - 3 MM 3 X 4 MM | 5
38515 | 648001667 | CABLELINE CONDUCTOR AND CABLE MARKERS 2 - 3 MM 3 X 4 MM | 5
38516 | 648001669 | CABLELINE CONDUCTOR AND CABLE MARKERS 2 - 3 MM 3 X 4 MM | 5
38517 | 648001671 | CABLELINE CONDUCTOR AND CABLE MARKERS 2 - 3 MM 3 X 4 MM | 5
38518 | 648001673 | CABLELINE CONDUCTOR AND CABLE MARKERS 2 - 3 MM 3 X 4 MM | 5
38519 | 648001676 | CABLELINE CONDUCTOR AND CABLE MARKERS 2 - 3 MM 3 X 4 MM | 5
38520 | 648001679 | CABLELINE CONDUCTOR AND CABLE MARKERS 2 - 3 MM 3 X 4 MM | 5
38521 | 648001681 | CABLELINE CONDUCTOR AND CABLE MARKERS 2 - 3 MM 3 X 4 MM | 5
38522 | 648001683 | CABLELINE CONDUCTOR AND CABLE MARKERS 2 - 3 MM 3 X 4 MM | 5
38523 | 648001687 | CABLELINE CONDUCTOR AND CABLE MARKERS 2 - 3 MM 3 X 4 MM | 5
38524 | 648001696 | CABLELINE CONDUCTOR AND CABLE MARKERS 2 - 3 MM 3 X 4 MM | 5
38525 | 648001698 | CABLELINE CONDUCTOR AND CABLE MARKERS 2 - 3 MM 3 X 4 MM | 5
38526 | 648001738 | CABLELINE CONDUCTOR AND CABLE MARKERS 2 - 3 MM 3 X 4 MM | 5
38527 | 648001740 | CABLELINE CONDUCTOR AND CABLE MARKERS 2 - 3 MM 3 X 4 MM | 5
38528 | 648001746 | CABLELINE CONDUCTOR AND CABLE MARKERS 2 - 3 MM 3 X 4 MM | 5
38529 | 648101502 | CABLELINE CONDUCTOR AND CABLE MARKERS 3 - 4 MM 3 X 5.5 MM | 5
38530 | 648101517 | CABLELINE CONDUCTOR AND CABLE MARKERS 3 - 4 MM 3 X 5.5 MM | 5
38531 | 648101520 | CABLELINE CONDUCTOR AND CABLE MARKERS 3 - 4 MM 3 X 5.5 MM | 5
38532 | 648101523 | CABLELINE CONDUCTOR AND CABLE MARKERS 3 - 4 MM 3 X 5.5 MM | 5
38533 | 648101526 | CABLELINE CONDUCTOR AND CABLE MARKERS 3 - 4 MM 3 X 5.5 MM | 5
38534 | 648101529 | CABLELINE CONDUCTOR AND CABLE MARKERS 3 - 4 MM 3 X 5.5 MM | 5
38535 | 648101639 | CABLELINE CONDUCTOR AND CABLE MARKERS 3 - 4 MM 3 X 5.5 MM | 5
38536 | 648101641 | CABLELINE CONDUCTOR AND CABLE MARKERS 3 - 4 MM 3 X 5.5 MM | 5
38537 | 648101643 | CABLELINE CONDUCTOR AND CABLE MARKERS 3 - 4 MM 3 X 5.5 MM | 5
38538 | 648101645 | CABLELINE CONDUCTOR AND CABLE MARKERS 3 - 4 MM 3 X 5.5 MM | 5
38539 | 648101647 | CABLELINE CONDUCTOR AND CABLE MARKERS 3 - 4 MM 3 X 5.5 MM | 5
38540 | 648101649 | CABLELINE CONDUCTOR AND CABLE MARKERS 3 - 4 MM 3 X 5.5 MM | 5
38541 | 648101651 | CABLELINE CONDUCTOR AND CABLE MARKERS 3 - 4 MM 3 X 5.5 MM | 5
38542 | 648101653 | CABLELINE CONDUCTOR AND CABLE MARKERS 3 - 4 MM 3 X 5.5 MM | 5
38543 | 648101655 | CABLELINE CONDUCTOR AND CABLE MARKERS 3 - 4 MM 3 X 5.5 MM | 5
38544 | 648101657 | CABLELINE CONDUCTOR AND CABLE MARKERS 3 - 4 MM 3 X 5.5 MM | 5
38545 | 648101659 | CABLELINE CONDUCTOR AND CABLE MARKERS 3 - 4 MM 3 X 5.5 MM | 5
38546 | 648101661 | CABLELINE CONDUCTOR AND CABLE MARKERS 3 - 4 MM 3 X 5.5 MM | 5
38547 | 648101663 | CABLELINE CONDUCTOR AND CABLE MARKERS 3 - 4 MM 3 X 5.5 MM | 5
38548 | 648101665 | CABLELINE CONDUCTOR AND CABLE MARKERS 3 - 4 MM 3 X 5.5 MM | 5
38549 | 648101667 | CABLELINE CONDUCTOR AND CABLE MARKERS 3 - 4 MM 3 X 5.5 MM | 5
38550 | 648101669 | CABLELINE CONDUCTOR AND CABLE MARKERS 3 - 4 MM 3 X 5.5 MM | 5
38551 | 648101671 | CABLELINE CONDUCTOR AND CABLE MARKERS 3 - 4 MM 3 X 5.5 MM | 5
38552 | 648101673 | CABLELINE CONDUCTOR AND CABLE MARKERS 3 - 4 MM 3 X 5.5 MM | 5
38553 | 648101676 | CABLELINE CONDUCTOR AND CABLE MARKERS 3 - 4 MM 3 X 5.5 MM | 5
38554 | 648101679 | CABLELINE CONDUCTOR AND CABLE MARKERS 3 - 4 MM 3 X 5.5 MM | 5
38555 | 648101681 | CABLELINE CONDUCTOR AND CABLE MARKERS 3 - 4 MM 3 X 5.5 MM | 5
38556 | 648101683 | CABLELINE CONDUCTOR AND CABLE MARKERS 3 - 4 MM 3 X 5.5 MM | 5
38557 | 648101687 | CABLELINE CONDUCTOR AND CABLE MARKERS 3 - 4 MM 3 X 5.5 MM | 5
38558 | 648101696 | CABLELINE CONDUCTOR AND CABLE MARKERS 3 - 4 MM 3 X 5.5 MM | 5
38559 | 648101698 | CABLELINE CONDUCTOR AND CABLE MARKERS 3 - 4 MM 3 X 5.5 MM | 5
38560 | 648101738 | CABLELINE CONDUCTOR AND CABLE MARKERS 3 - 4 MM 3 X 5.5 MM | 5
38561 | 648101740 | CABLELINE CONDUCTOR AND CABLE MARKERS 3 - 4 MM 3 X 5.5 MM | 5
38562 | 648101746 | CABLELINE CONDUCTOR AND CABLE MARKERS 3 - 4 MM 3 X 5.5 MM | 5
38563 | 648201502 | CABLELINE CONDUCTOR AND CABLE MARKERS 4 - 5 MM 3 X 6 MM | 5
38564 | 648201505 | CABLELINE CONDUCTOR AND CABLE MARKERS 4 - 5 MM 3 X 6 MM | 5
38565 | 648201508 | CABLELINE CONDUCTOR AND CABLE MARKERS 4 - 5 MM 3 X 6 MM | 5
38566 | 648201511 | CABLELINE CONDUCTOR AND CABLE MARKERS 4 - 5 MM 3 X 6 MM | 5
38567 | 648201514 | CABLELINE CONDUCTOR AND CABLE MARKERS 4 - 5 MM 3 X 6 MM | 5
38568 | 648201517 | CABLELINE CONDUCTOR AND CABLE MARKERS 4 - 5 MM 3 X 6 MM | 5
38569 | 648201520 | CABLELINE CONDUCTOR AND CABLE MARKERS 4 - 5 MM 3 X 6 MM | 5
38570 | 648201523 | CABLELINE CONDUCTOR AND CABLE MARKERS 4 - 5 MM 3 X 6 MM | 5
38571 | 648201526 | CABLELINE CONDUCTOR AND CABLE MARKERS 4 - 5 MM 3 X 6 MM | 5
38572 | 648201529 | CABLELINE CONDUCTOR AND CABLE MARKERS 4 - 5 MM 3 X 6 MM | 5
38573 | 648201637 | CABLELINE CONDUCTOR AND CABLE MARKERS 4 - 5 MM 3 X 6 MM | 5
38574 | 648201639 | CABLELINE CONDUCTOR AND CABLE MARKERS 4 - 5 MM 3 X 6 MM | 5
38575 | 648201641 | CABLELINE CONDUCTOR AND CABLE MARKERS 4 - 5 MM 3 X 6 MM | 5
38576 | 648201643 | CABLELINE CONDUCTOR AND CABLE MARKERS 4 - 5 MM 3 X 6 MM | 5
38577 | 648201645 | CABLELINE CONDUCTOR AND CABLE MARKERS 4 - 5 MM 3 X 6 MM | 5
38578 | 648201647 | CABLELINE CONDUCTOR AND CABLE MARKERS 4 - 5 MM 3 X 6 MM | 5
38579 | 648201649 | CABLELINE CONDUCTOR AND CABLE MARKERS 4 - 5 MM 3 X 6 MM | 5
38580 | 648201651 | CABLELINE CONDUCTOR AND CABLE MARKERS 4 - 5 MM 3 X 6 MM | 5
38581 | 648201653 | CABLELINE CONDUCTOR AND CABLE MARKERS 4 - 5 MM 3 X 6 MM | 5
38582 | 648201655 | CABLELINE CONDUCTOR AND CABLE MARKERS 4 - 5 MM 3 X 6 MM | 5
38583 | 648201657 | CABLELINE CONDUCTOR AND CABLE MARKERS 4 - 5 MM 3 X 6 MM | 5
38584 | 648201659 | CABLELINE CONDUCTOR AND CABLE MARKERS 4 - 5 MM 3 X 6 MM | 5
38585 | 648201661 | CABLELINE CONDUCTOR AND CABLE MARKERS 4 - 5 MM 3 X 6 MM | 5
38586 | 648201663 | CABLELINE CONDUCTOR AND CABLE MARKERS 4 - 5 MM 3 X 6 MM | 5
38587 | 648201665 | CABLELINE CONDUCTOR AND CABLE MARKERS 4 - 5 MM 3 X 6 MM | 5
38588 | 648201667 | CABLELINE CONDUCTOR AND CABLE MARKERS 4 - 5 MM 3 X 6 MM | 5
38589 | 648201669 | CABLELINE CONDUCTOR AND CABLE MARKERS 4 - 5 MM 3 X 6 MM | 5
38590 | 648201671 | CABLELINE CONDUCTOR AND CABLE MARKERS 4 - 5 MM 3 X 6 MM | 5
38591 | 648201673 | CABLELINE CONDUCTOR AND CABLE MARKERS 4 - 5 MM 3 X 6 MM | 5
38592 | 648201676 | CABLELINE CONDUCTOR AND CABLE MARKERS 4 - 5 MM 3 X 6 MM | 5
38593 | 648201679 | CABLELINE CONDUCTOR AND CABLE MARKERS 4 - 5 MM 3 X 6 MM | 5
38594 | 648201681 | CABLELINE CONDUCTOR AND CABLE MARKERS 4 - 5 MM 3 X 6 MM | 5
38595 | 648201683 | CABLELINE CONDUCTOR AND CABLE MARKERS 4 - 5 MM 3 X 6 MM | 5
38596 | 648201687 | CABLELINE CONDUCTOR AND CABLE MARKERS 4 - 5 MM 3 X 6 MM | 5
38597 | 648201695 | CABLELINE CONDUCTOR AND CABLE MARKERS 4 - 5 MM 3 X 6 MM | 5
38598 | 648201696 | CABLELINE CONDUCTOR AND CABLE MARKERS 4 - 5 MM 3 X 6 MM | 5
38599 | 648201697 | CABLELINE CONDUCTOR AND CABLE MARKERS 4 - 5 MM 3 X 6 MM | 5
38600 | 648201698 | CABLELINE CONDUCTOR AND CABLE MARKERS 4 - 5 MM 3 X 6 MM | 5
38601 | 648201699 | CABLELINE CONDUCTOR AND CABLE MARKERS 4 - 5 MM 3 X 6 MM | 5
38602 | 648201738 | CABLELINE CONDUCTOR AND CABLE MARKERS 4 - 5 MM 3 X 6 MM | 5
38603 | 648201740 | CABLELINE CONDUCTOR AND CABLE MARKERS 4 - 5 MM 3 X 6 MM | 5
38604 | 648201746 | CABLELINE CONDUCTOR AND CABLE MARKERS 4 - 5 MM 3 X 6 MM | 5
38605 | 1318061187 | DEKAFIX TERMINAL MARKER 5 X 6 MM PITCH IN MM (P): 6.00 WEIDMUELLER | 13
38606 | 1318061198 | DEKAFIX TERMINAL MARKER 5 X 6 MM PITCH IN MM (P): 6.00 WEIDMUELLER | 13
38607 | 1318061199 | DEKAFIX TERMINAL MARKER 5 X 6 MM PITCH IN MM (P): 6.00 WEIDMUELLER | 13
38608 | 1318061202 | DEKAFIX TERMINAL MARKER 5 X 6 MM PITCH IN MM (P): 6.00 WEIDMUELLER | 13
38609 | 1568241058 | CABLELINE CONDUCTOR AND CABLE MARKERS 1.3 - 3 MM 3 X 3.4 MM | 5
38610 | 1568241502 | CABLELINE CONDUCTOR AND CABLE MARKERS 1.3 - 3 MM 3 X 3.4 MM | 5
38611 | 1568241503 | CABLELINE CONDUCTOR AND CABLE MARKERS 1.3 - 3 MM 3 X 3.4 MM | 5
38612 | 1568241505 | CABLELINE CONDUCTOR AND CABLE MARKERS 1.3 - 3 MM 3 X 3.4 MM | 5
38613 | 1568241506 | CABLELINE CONDUCTOR AND CABLE MARKERS 1.3 - 3 MM 3 X 3.4 MM BROWN | 5
38614 | 1568241508 | CABLELINE CONDUCTOR AND CABLE MARKERS 1.3 - 3 MM 3 X 3.4 MM | 5
38615 | 1568241509 | CABLELINE CONDUCTOR AND CABLE MARKERS 1.3 - 3 MM 3 X 3.4 MM | 5
38616 | 1568241511 | CABLELINE CONDUCTOR AND CABLE MARKERS 1.3 - 3 MM 3 X 3.4 MM | 5
38617 | 1568241512 | CABLELINE CONDUCTOR AND CABLE MARKERS 1.3 - 3 MM 3 X 3.4 MM ORANGE | 5
38618 | 1568241514 | CABLELINE CONDUCTOR AND CABLE MARKERS 1.3 - 3 MM 3 X 3.4 MM | 5
38619 | 1568241517 | CABLELINE CONDUCTOR AND CABLE MARKERS 1.3 - 3 MM 3 X 3.4 MM | 5
38620 | 1568241518 | CABLELINE CONDUCTOR AND CABLE MARKERS 1.3 - 3 MM 3 X 3.4 MM GREEN | 5
38621 | 1568241520 | CABLELINE CONDUCTOR AND CABLE MARKERS 1.3 - 3 MM 3 X 3.4 MM | 5
38622 | 1568241521 | CABLELINE CONDUCTOR AND CABLE MARKERS 1.3 - 3 MM 3 X 3.4 MM | 5
38623 | 1568241523 | CABLELINE CONDUCTOR AND CABLE MARKERS 1.3 - 3 MM 3 X 3.4 MM | 5
38624 | 1568241524 | CABLELINE CONDUCTOR AND CABLE MARKERS 1.3 - 3 MM 3 X 3.4 MM | 5
38625 | 1568241526 | CABLELINE CONDUCTOR AND CABLE MARKERS 1.3 - 3 MM 3 X 3.4 MM | 5
38626 | 1568241527 | CABLELINE CONDUCTOR AND CABLE MARKERS 1.3 - 3 MM 3 X 3.4 MM GREY | 5
38627 | 1568241530 | CABLELINE CONDUCTOR AND CABLE MARKERS 1.3 - 3 MM 3 X 3.4 MM | 5
38628 | 1568241637 | CABLELINE CONDUCTOR AND CABLE MARKERS 1.3 - 3 MM 3 X 3.4 MM | 5
38629 | 1568241639 | CABLELINE CONDUCTOR AND CABLE MARKERS 1.3 - 3 MM 3 X 3.4 MM | 5
38630 | 1568241641 | CABLELINE CONDUCTOR AND CABLE MARKERS 1.3 - 3 MM 3 X 3.4 MM | 5
38631 | 1568241643 | CABLELINE CONDUCTOR AND CABLE MARKERS 1.3 - 3 MM 3 X 3.4 MM | 5
38632 | 1568241655 | CABLELINE CONDUCTOR AND CABLE MARKERS 1.3 - 3 MM 3 X 3.4 MM | 5
38633 | 1568241657 | CABLELINE CONDUCTOR AND CABLE MARKERS 1.3 - 3 MM 3 X 3.4 MM | 5
38634 | 1568241659 | CABLELINE CONDUCTOR AND CABLE MARKERS 1.3 - 3 MM 3 X 3.4 MM | 5
38635 | 1568241661 | CABLELINE CONDUCTOR AND CABLE MARKERS 1.3 - 3 MM 3 X 3.4 MM | 5
38636 | 1568241663 | CABLELINE CONDUCTOR AND CABLE MARKERS 1.3 - 3 MM 3 X 3.4 MM | 5
38637 | 1568241667 | CABLELINE CONDUCTOR AND CABLE MARKERS 1.3 - 3 MM 3 X 3.4 MM | 5
38638 | 1568241669 | CABLELINE CONDUCTOR AND CABLE MARKERS 1.3 - 3 MM 3 X 3.4 MM | 5
38639 | 1568241671 | CABLELINE CONDUCTOR AND CABLE MARKERS 1.3 - 3 MM 3 X 3.4 MM | 5
38640 | 1568241673 | CABLELINE CONDUCTOR AND CABLE MARKERS 1.3 - 3 MM 3 X 3.4 MM | 5
38641 | 1568241676 | CABLELINE CONDUCTOR AND CABLE MARKERS 1.3 - 3 MM 3 X 3.4 MM | 5
38642 | 1568241679 | CABLELINE CONDUCTOR AND CABLE MARKERS 1.3 - 3 MM 3 X 3.4 MM | 5
38643 | 1568241681 | CABLELINE CONDUCTOR AND CABLE MARKERS 1.3 - 3 MM 3 X 3.4 MM | 5
38644 | 1568241683 | CABLELINE CONDUCTOR AND CABLE MARKERS 1.3 - 3 MM 3 X 3.4 MM | 5
38645 | 1568241687 | CABLELINE CONDUCTOR AND CABLE MARKERS 1.3 - 3 MM 3 X 3.4 MM | 5
38646 | 1568251040 | CABLELINE CONDUCTOR AND CABLE MARKERS 2.5 - 5 MM 3 X 4.2 MM | 5
38647 | 1568251041 | CABLELINE CONDUCTOR AND CABLE MARKERS 2.5 - 5 MM 3 X 4.2 MM | 5
38648 | 1568251042 | CABLELINE CONDUCTOR AND CABLE MARKERS 2.5 - 5 MM 3 X 4.2 MM | 5
38649 | 1568251043 | CABLELINE CONDUCTOR AND CABLE MARKERS 2.5 - 5 MM 3 X 4.2 MM | 5
38650 | 1568251044 | CABLELINE CONDUCTOR AND CABLE MARKERS 2.5 - 5 MM 3 X 4.2 MM | 5
38651 | 1568251045 | CABLELINE CONDUCTOR AND CABLE MARKERS 2.5 - 5 MM 3 X 4.2 MM | 5
38652 | 1568251046 | CABLELINE CONDUCTOR AND CABLE MARKERS 2.5 - 5 MM 3 X 4.2 MM | 5
38653 | 1568251047 | CABLELINE CONDUCTOR AND CABLE MARKERS 2.5 - 5 MM 3 X 4.2 MM | 5
38654 | 1568251048 | CABLELINE CONDUCTOR AND CABLE MARKERS 2.5 - 5 MM 3 X 4.2 MM | 5
38655 | 1568251049 | CABLELINE CONDUCTOR AND CABLE MARKERS 2.5 - 5 MM 3 X 4.2 MM | 5
38656 | 1568251050 | CABLELINE CONDUCTOR AND CABLE MARKERS 2.5 - 5 MM 3 X 4.2 MM | 5
38657 | 1568251053 | CABLELINE CONDUCTOR AND CABLE MARKERS 2.5 - 5 MM 3 X 4.2 MM | 5
38658 | 1568251054 | CABLELINE CONDUCTOR AND CABLE MARKERS 2.5 - 5 MM 3 X 4.2 MM | 5
38659 | 1568251055 | CABLELINE CONDUCTOR AND CABLE MARKERS 2.5 - 5 MM 3 X 4.2 MM | 5
38660 | 1568251502 | CABLELINE CONDUCTOR AND CABLE MARKERS 2.5 - 5 MM 3 X 4.2 MM | 5
38661 | 1568251503 | CABLELINE CONDUCTOR AND CABLE MARKERS 2.5 - 5 MM 3 X 4.2 MM | 5
38662 | 1568251506 | CABLELINE CONDUCTOR AND CABLE MARKERS 2.5 - 5 MM 3 X 4.2 MM BROWN | 5
38663 | 1568251509 | CABLELINE CONDUCTOR AND CABLE MARKERS 2.5 - 5 MM 3 X 4.2 MM | 5
38664 | 1568251512 | CABLELINE CONDUCTOR AND CABLE MARKERS 2.5 - 5 MM 3 X 4.2 MM ORANGE | 5
38665 | 1568251514 | CABLELINE CONDUCTOR AND CABLE MARKERS 2.5 - 5 MM 3 X 4.2 MM | 5
38666 | 1568251518 | CABLELINE CONDUCTOR AND CABLE MARKERS 2.5 - 5 MM 3 X 4.2 MM GREEN | 5
38667 | 1568251520 | CABLELINE CONDUCTOR AND CABLE MARKERS 2.5 - 5 MM 3 X 4.2 MM | 5
38668 | 1568251524 | CABLELINE CONDUCTOR AND CABLE MARKERS 2.5 - 5 MM 3 X 4.2 MM | 5
38669 | 1568251526 | CABLELINE CONDUCTOR AND CABLE MARKERS 2.5 - 5 MM 3 X 4.2 MM | 5
38670 | 1568251527 | CABLELINE CONDUCTOR AND CABLE MARKERS 2.5 - 5 MM 3 X 4.2 MM GREY | 5
38671 | 1568251530 | CABLELINE CONDUCTOR AND CABLE MARKERS 2.5 - 5 MM 3 X 4.2 MM | 5
38672 | 1568251641 | CABLELINE CONDUCTOR AND CABLE MARKERS 2.5 - 5 MM 3 X 4.2 MM | 5
38673 | 1568251643 | CABLELINE CONDUCTOR AND CABLE MARKERS 2.5 - 5 MM 3 X 4.2 MM | 5
38674 | 1568251645 | CABLELINE CONDUCTOR AND CABLE MARKERS 2.5 - 5 MM 3 X 4.2 MM | 5
38675 | 1568251647 | CABLELINE CONDUCTOR AND CABLE MARKERS 2.5 - 5 MM 3 X 4.2 MM | 5
38676 | 1568251649 | CABLELINE CONDUCTOR AND CABLE MARKERS 2.5 - 5 MM 3 X 4.2 MM | 5
38677 | 1568251651 | CABLELINE CONDUCTOR AND CABLE MARKERS 2.5 - 5 MM 3 X 4.2 MM | 5
38678 | 1568251653 | CABLELINE CONDUCTOR AND CABLE MARKERS 2.5 - 5 MM 3 X 4.2 MM | 5
38679 | 1568251655 | CABLELINE CONDUCTOR AND CABLE MARKERS 2.5 - 5 MM 3 X 4.2 MM | 5
38680 | 1568251657 | CABLELINE CONDUCTOR AND CABLE MARKERS 2.5 - 5 MM 3 X 4.2 MM | 5
38681 | 1568251659 | CABLELINE CONDUCTOR AND CABLE MARKERS 2.5 - 5 MM 3 X 4.2 MM | 5
38682 | 1568251661 | CABLELINE CONDUCTOR AND CABLE MARKERS 2.5 - 5 MM 3 X 4.2 MM | 5
38683 | 1568251663 | CABLELINE CONDUCTOR AND CABLE MARKERS 2.5 - 5 MM 3 X 4.2 MM | 5
38684 | 1568251664 | CABLELINE CONDUCTOR AND CABLE MARKERS 2.5 - 5 MM 3 X 4.2 MM | 5
38685 | 1568251665 | CABLELINE CONDUCTOR AND CABLE MARKERS 2.5 - 5 MM 3 X 4.2 MM | 5
38686 | 1568251667 | CABLELINE CONDUCTOR AND CABLE MARKERS 2.5 - 5 MM 3 X 4.2 MM | 5
38687 | 1568251669 | CABLELINE CONDUCTOR AND CABLE MARKERS 2.5 - 5 MM 3 X 4.2 MM | 5
38688 | 1568251671 | CABLELINE CONDUCTOR AND CABLE MARKERS 2.5 - 5 MM 3 X 4.2 MM | 5
38689 | 1568251673 | CABLELINE CONDUCTOR AND CABLE MARKERS 2.5 - 5 MM 3 X 4.2 MM | 5
38690 | 1568251676 | CABLELINE CONDUCTOR AND CABLE MARKERS 2.5 - 5 MM 3 X 4.2 MM | 5
38691 | 1568251679 | CABLELINE CONDUCTOR AND CABLE MARKERS 2.5 - 5 MM 3 X 4.2 MM | 5
38692 | 1568251681 | CABLELINE CONDUCTOR AND CABLE MARKERS 2.5 - 5 MM 3 X 4.2 MM | 5
38693 | 1568251683 | CABLELINE CONDUCTOR AND CABLE MARKERS 2.5 - 5 MM 3 X 4.2 MM | 5
38694 | 1568251686 | CABLELINE CONDUCTOR AND CABLE MARKERS 2.5 - 5 MM 3 X 4.2 MM | 5
38695 | 1568251687 | CABLELINE CONDUCTOR AND CABLE MARKERS 2.5 - 5 MM 3 X 4.2 MM | 5
38696 | 1568251688 | CABLELINE CONDUCTOR AND CABLE MARKERS 2.5 - 5 MM 3 X 4.2 MM GREEN | 5
38697 | 1568251691 | CABLELINE CONDUCTOR AND CABLE MARKERS 2.5 - 5 MM 3 X 4.2 MM GREY | 5
38698 | 1568251693 | CABLELINE CONDUCTOR AND CABLE MARKERS 2.5 - 5 MM 3 X 4.2 MM | 5
38699 | 1568251694 | CABLELINE CONDUCTOR AND CABLE MARKERS 2.5 - 5 MM 3 X 4.2 MM | 5
38700 | 1568251696 | CABLELINE CONDUCTOR AND CABLE MARKERS 2.5 - 5 MM 3 X 4.2 MM | 5
38701 | 1568251698 | CABLELINE CONDUCTOR AND CABLE MARKERS 2.5 - 5 MM 3 X 4.2 MM | 5
38702 | 1568251699 | CABLELINE CONDUCTOR AND CABLE MARKERS 2.5 - 5 MM 3 X 4.2 MM | 5
38703 | 1568251737 | CABLELINE CONDUCTOR AND CABLE MARKERS 2.5 - 5 MM 3 X 4.2 MM | 5
38704 | 1568251738 | CABLELINE CONDUCTOR AND CABLE MARKERS 2.5 - 5 MM 3 X 4.2 MM | 5
38705 | 1568251740 | CABLELINE CONDUCTOR AND CABLE MARKERS 2.5 - 5 MM 3 X 4.2 MM | 5
38706 | 1568251741 | CABLELINE CONDUCTOR AND CABLE MARKERS 2.5 - 5 MM 3 X 4.2 MM | 5
38707 | 1568251742 | CABLELINE CONDUCTOR AND CABLE MARKERS 2.5 - 5 MM 3 X 4.2 MM | 5
38708 | 1568251746 | CABLELINE CONDUCTOR AND CABLE MARKERS 2.5 - 5 MM 3 X 4.2 MM | 5
38709 | 1568251747 | CABLELINE CONDUCTOR AND CABLE MARKERS 2.5 - 5 MM 3 X 4.2 MM | 5
38710 | 1568251748 | CABLELINE CONDUCTOR AND CABLE MARKERS 2.5 - 5 MM 3 X 4.2 MM | 5
38711 | 1568251750 | CABLELINE CONDUCTOR AND CABLE MARKERS 2.5 - 5 MM 3 X 4.2 MM | 5
38712 | 1568251751 | CABLELINE CONDUCTOR AND CABLE MARKERS 2.5 - 5 MM 3 X 4.2 MM | 5
38713 | 1568251752 | CABLELINE CONDUCTOR AND CABLE MARKERS 2.5 - 5 MM 3 X 4.2 MM | 5
38714 | 1568251795 | CABLELINE CONDUCTOR AND CABLE MARKERS 2.5 - 5 MM 3 X 4.2 MM | 5
38715 | 1568251797 | CABLELINE CONDUCTOR AND CABLE MARKERS 2.5 - 5 MM 3 X 4.2 MM | 5
38716 | 1568251799 | CABLELINE CONDUCTOR AND CABLE MARKERS 2.5 - 5 MM 3 X 4.2 MM | 5
38717 | 1568261502 | CABLELINE CONDUCTOR AND CABLE MARKERS 4 - 10 MM 4 X 7 MM | 5
38718 | 1568261503 | CABLELINE CONDUCTOR AND CABLE MARKERS 4 - 10 MM 4 X 7 MM | 5
38719 | 1568261505 | CABLELINE CONDUCTOR AND CABLE MARKERS 4 - 10 MM 4 X 7 MM | 5
38720 | 1568261506 | CABLELINE CONDUCTOR AND CABLE MARKERS 4 - 10 MM 4 X 7 MM BROWN | 5
38721 | 1568261508 | CABLELINE CONDUCTOR AND CABLE MARKERS 4 - 10 MM 4 X 7 MM | 5
38722 | 1568261509 | CABLELINE CONDUCTOR AND CABLE MARKERS 4 - 10 MM 4 X 7 MM | 5
38723 | 1568261511 | CABLELINE CONDUCTOR AND CABLE MARKERS 4 - 10 MM 4 X 7 MM | 5
38724 | 1568261512 | CABLELINE CONDUCTOR AND CABLE MARKERS 4 - 10 MM 4 X 7 MM ORANGE | 5
38725 | 1568261514 | CABLELINE CONDUCTOR AND CABLE MARKERS 4 - 10 MM 4 X 7 MM | 5
38726 | 1568261517 | CABLELINE CONDUCTOR AND CABLE MARKERS 4 - 10 MM 4 X 7 MM | 5
38727 | 1568261518 | CABLELINE CONDUCTOR AND CABLE MARKERS 4 - 10 MM 4 X 7 MM GREEN | 5
38728 | 1568261520 | CABLELINE CONDUCTOR AND CABLE MARKERS 4 - 10 MM 4 X 7 MM | 5
38729 | 1568261521 | CABLELINE CONDUCTOR AND CABLE MARKERS 4 - 10 MM 4 X 7 MM | 5
38730 | 1568261523 | CABLELINE CONDUCTOR AND CABLE MARKERS 4 - 10 MM 4 X 7 MM | 5
38731 | 1568261524 | CABLELINE CONDUCTOR AND CABLE MARKERS 4 - 10 MM 4 X 7 MM | 5
38732 | 1568261526 | CABLELINE CONDUCTOR AND CABLE MARKERS 4 - 10 MM 4 X 7 MM | 5
38733 | 1568261527 | CABLELINE CONDUCTOR AND CABLE MARKERS 4 - 10 MM 4 X 7 MM GREY | 5
38734 | 1568261529 | CABLELINE CONDUCTOR AND CABLE MARKERS 4 - 10 MM 4 X 7 MM | 5
38735 | 1568261530 | CABLELINE CONDUCTOR AND CABLE MARKERS 4 - 10 MM 4 X 7 MM | 5
38736 | 1568261637 | CABLELINE CONDUCTOR AND CABLE MARKERS 4 - 10 MM 4 X 7 MM | 5
38737 | 1568261639 | CABLELINE CONDUCTOR AND CABLE MARKERS 4 - 10 MM 4 X 7 MM | 5
38738 | 1568261641 | CABLELINE CONDUCTOR AND CABLE MARKERS 4 - 10 MM 4 X 7 MM | 5
38739 | 1568261643 | CABLELINE CONDUCTOR AND CABLE MARKERS 4 - 10 MM 4 X 7 MM | 5
38740 | 1568261645 | CABLELINE CONDUCTOR AND CABLE MARKERS 4 - 10 MM 4 X 7 MM | 5
38741 | 1568261647 | CABLELINE CONDUCTOR AND CABLE MARKERS 4 - 10 MM 4 X 7 MM | 5
38742 | 1568261649 | CABLELINE CONDUCTOR AND CABLE MARKERS 4 - 10 MM 4 X 7 MM | 5
38743 | 1568261651 | CABLELINE CONDUCTOR AND CABLE MARKERS 4 - 10 MM 4 X 7 MM | 5
38744 | 1568261653 | CABLELINE CONDUCTOR AND CABLE MARKERS 4 - 10 MM 4 X 7 MM | 5
38745 | 1568261655 | CABLELINE CONDUCTOR AND CABLE MARKERS 4 - 10 MM 4 X 7 MM | 5
38746 | 1568261657 | CABLELINE CONDUCTOR AND CABLE MARKERS 4 - 10 MM 4 X 7 MM | 5
38747 | 1568261659 | CABLELINE CONDUCTOR AND CABLE MARKERS 4 - 10 MM 4 X 7 MM | 5
38748 | 1568261661 | CABLELINE CONDUCTOR AND CABLE MARKERS 4 - 10 MM 4 X 7 MM | 5
38749 | 1568261663 | CABLELINE CONDUCTOR AND CABLE MARKERS 4 - 10 MM 4 X 7 MM | 5
38750 | 1568261665 | CABLELINE CONDUCTOR AND CABLE MARKERS 4 - 10 MM 4 X 7 MM | 5
38751 | 1568261667 | CABLELINE CONDUCTOR AND CABLE MARKERS 4 - 10 MM 4 X 7 MM | 5
38752 | 1568261669 | CABLELINE CONDUCTOR AND CABLE MARKERS 4 - 10 MM 4 X 7 MM | 5
38753 | 1568261671 | CABLELINE CONDUCTOR AND CABLE MARKERS 4 - 10 MM 4 X 7 MM | 5
38754 | 1568261673 | CABLELINE CONDUCTOR AND CABLE MARKERS 4 - 10 MM 4 X 7 MM | 5
38755 | 1568261676 | CABLELINE CONDUCTOR AND CABLE MARKERS 4 - 10 MM 4 X 7 MM | 5
38756 | 1568261679 | CABLELINE CONDUCTOR AND CABLE MARKERS 4 - 10 MM 4 X 7 MM | 5
38757 | 1568261681 | CABLELINE CONDUCTOR AND CABLE MARKERS 4 - 10 MM 4 X 7 MM | 5
38758 | 1568261683 | CABLELINE CONDUCTOR AND CABLE MARKERS 4 - 10 MM 4 X 7 MM | 5
38759 | 1568261687 | CABLELINE CONDUCTOR AND CABLE MARKERS 4 - 10 MM 4 X 7 MM | 5
38760 | 1568261696 | CABLELINE CONDUCTOR AND CABLE MARKERS 4 - 10 MM 4 X 7 MM | 5
38761 | 1568261698 | CABLELINE CONDUCTOR AND CABLE MARKERS 4 - 10 MM 4 X 7 MM | 5
38762 | 1568261737 | CABLELINE CONDUCTOR AND CABLE MARKERS 4 - 10 MM 4 X 7 MM | 5
38763 | 1568261738 | CABLELINE CONDUCTOR AND CABLE MARKERS 4 - 10 MM 4 X 7 MM | 5
38764 | 1568261740 | CABLELINE CONDUCTOR AND CABLE MARKERS 4 - 10 MM 4 X 7 MM | 5
38765 | 1568261741 | CABLELINE CONDUCTOR AND CABLE MARKERS 4 - 10 MM 4 X 7 MM | 5
38766 | 1568261742 | CABLELINE CONDUCTOR AND CABLE MARKERS 4 - 10 MM 4 X 7 MM | 5
38767 | 1568261746 | CABLELINE CONDUCTOR AND CABLE MARKERS 4 - 10 MM 4 X 7 MM | 5
38768 | 1568261747 | CABLELINE CONDUCTOR AND CABLE MARKERS 4 - 10 MM 4 X 7 MM | 5
38769 | 1568261748 | CABLELINE CONDUCTOR AND CABLE MARKERS 4 - 10 MM 4 X 7 MM | 5
38770 | 1568261750 | CABLELINE CONDUCTOR AND CABLE MARKERS 4 - 10 MM 4 X 7 MM | 5
38771 | 1568261752 | CABLELINE CONDUCTOR AND CABLE MARKERS 4 - 10 MM 4 X 7 MM | 5
38772 | 1568300001 | CABLELINE CONDUCTOR AND CABLE MARKERS 10 - 317 MM 4 X 11.4 MM | 5
38773 | 1568300002 | CABLELINE CONDUCTOR AND CABLE MARKERS 10 - 317 MM 4 X 11.3 MM | 5
38774 | 1568300003 | CABLELINE CONDUCTOR AND CABLE MARKERS 10 - 317 MM 4 X 11.3 MM | 5
38775 | 1568300004 | CABLELINE CONDUCTOR AND CABLE MARKERS 10 - 317 MM 4 X 11.3 MM | 5
38776 | 1568300005 | CABLELINE CONDUCTOR AND CABLE MARKERS 10 - 317 MM 4 X 11.3 MM | 5
38777 | 1568300006 | CABLELINE CONDUCTOR AND CABLE MARKERS 10 - 317 MM 4 X 11.3 MM | 5
38778 | 1568300007 | CABLELINE CONDUCTOR AND CABLE MARKERS 10 - 317 MM 4 X 11.3 MM | 5
38779 | 1568300008 | CABLELINE CONDUCTOR AND CABLE MARKERS 10 - 317 MM 4 X 11.3 MM | 5
38780 | 1568301000 | CABLELINE CONDUCTOR AND CABLE MARKERS 10 - 317 MM 4 X 11.3 MM | 5
38781 | 1568301502 | CABLELINE CONDUCTOR AND CABLE MARKERS 10 - 317 MM 4 X 11.3 MM | 5
38782 | 1568301503 | CABLELINE CONDUCTOR AND CABLE MARKERS 10 - 317 MM 4 X 11.3 MM | 5
38783 | 1568301505 | CABLELINE CONDUCTOR AND CABLE MARKERS 10 - 317 MM 4 X 11.3 MM | 5
38784 | 1568301506 | CABLELINE CONDUCTOR AND CABLE MARKERS 10 - 317 MM 4 X 11.3 MM BROWN | 5
38785 | 1568301508 | CABLELINE CONDUCTOR AND CABLE MARKERS 10 - 317 MM 4 X 11.3 MM | 5
38786 | 1568301509 | CABLELINE CONDUCTOR AND CABLE MARKERS 10 - 317 MM 4 X 11.3 MM | 5
38787 | 1568301511 | CABLELINE CONDUCTOR AND CABLE MARKERS 10 - 317 MM 4 X 11.3 MM | 5
38788 | 1568301512 | CABLELINE CONDUCTOR AND CABLE MARKERS 10 - 317 MM 4 X 11.3 MM ORANGE | 5
38789 | 1568301514 | CABLELINE CONDUCTOR AND CABLE MARKERS 10 - 317 MM 4 X 11.3 MM | 5
38790 | 1568301517 | CABLELINE CONDUCTOR AND CABLE MARKERS 10 - 317 MM 4 X 11.3 MM | 5
38791 | 1568301518 | CABLELINE CONDUCTOR AND CABLE MARKERS 10 - 317 MM 4 X 11.3 MM GREEN | 5
38792 | 1568301520 | CABLELINE CONDUCTOR AND CABLE MARKERS 10 - 317 MM 4 X 11.3 MM | 5
38793 | 1568301521 | CABLELINE CONDUCTOR AND CABLE MARKERS 10 - 317 MM 4 X 11.3 MM | 5
38794 | 1568301523 | CABLELINE CONDUCTOR AND CABLE MARKERS 10 - 317 MM 4 X 11.3 MM | 5
38795 | 1568301524 | CABLELINE CONDUCTOR AND CABLE MARKERS 10 - 317 MM 4 X 11.3 MM | 5
38796 | 1568301526 | CABLELINE CONDUCTOR AND CABLE MARKERS 10 - 317 MM 4 X 11.3 MM | 5
38797 | 1568301527 | CABLELINE CONDUCTOR AND CABLE MARKERS 10 - 317 MM 4 X 11.3 MM GREY | 5
38798 | 1568301529 | CABLELINE CONDUCTOR AND CABLE MARKERS 10 - 317 MM 4 X 11.3 MM | 5
38799 | 1568301530 | CABLELINE CONDUCTOR AND CABLE MARKERS 10 - 317 MM 4 X 11.3 MM | 5
38800 | 1568301637 | CABLELINE CONDUCTOR AND CABLE MARKERS 10 - 317 MM 4 X 11.3 MM | 5
38801 | 1568301639 | CABLELINE CONDUCTOR AND CABLE MARKERS 10 - 317 MM 4 X 11.3 MM | 5
38802 | 1568301641 | CABLELINE CONDUCTOR AND CABLE MARKERS 10 - 317 MM 4 X 11.3 MM | 5
38803 | 1568301643 | CABLELINE CONDUCTOR AND CABLE MARKERS 10 - 317 MM 4 X 11.3 MM | 5
38804 | 1568301645 | CABLELINE CONDUCTOR AND CABLE MARKERS 10 - 317 MM 4 X 11.3 MM | 5
38805 | 1568301647 | CABLELINE CONDUCTOR AND CABLE MARKERS 10 - 317 MM 4 X 11.3 MM | 5
38806 | 1568301649 | CABLELINE CONDUCTOR AND CABLE MARKERS 10 - 317 MM 4 X 11.3 MM | 5
38807 | 1568301651 | CABLELINE CONDUCTOR AND CABLE MARKERS 10 - 317 MM 4 X 11.3 MM | 5
38808 | 1568301653 | CABLELINE CONDUCTOR AND CABLE MARKERS 10 - 317 MM 4 X 11.3 MM | 5
38809 | 1568301655 | CABLELINE CONDUCTOR AND CABLE MARKERS 10 - 317 MM 4 X 11.3 MM | 5
38810 | 1568301657 | CABLELINE CONDUCTOR AND CABLE MARKERS 10 - 317 MM 4 X 11.3 MM | 5
38811 | 1568301659 | CABLELINE CONDUCTOR AND CABLE MARKERS 10 - 317 MM 4 X 11.3 MM | 5
38812 | 1568301661 | CABLELINE CONDUCTOR AND CABLE MARKERS 10 - 317 MM 4 X 11.3 MM | 5
38813 | 1568301663 | CABLELINE CONDUCTOR AND CABLE MARKERS 10 - 317 MM 4 X 11.3 MM | 5
38814 | 1568301665 | CABLELINE CONDUCTOR AND CABLE MARKERS 10 - 317 MM 4 X 11.3 MM | 5
38815 | 1568301667 | CABLELINE CONDUCTOR AND CABLE MARKERS 10 - 317 MM 4 X 11.3 MM | 5
38816 | 1568301669 | CABLELINE CONDUCTOR AND CABLE MARKERS 10 - 317 MM 4 X 11.3 MM | 5
38817 | 1568301671 | CABLELINE CONDUCTOR AND CABLE MARKERS 10 - 317 MM 4 X 11.3 MM | 5
38818 | 1568301673 | CABLELINE CONDUCTOR AND CABLE MARKERS 10 - 317 MM 4 X 11.3 MM | 5
38819 | 1568301676 | CABLELINE CONDUCTOR AND CABLE MARKERS 10 - 317 MM 4 X 11.3 MM | 5
38820 | 1568301679 | CABLELINE CONDUCTOR AND CABLE MARKERS 10 - 317 MM 4 X 11.3 MM | 5
38821 | 1568301681 | CABLELINE CONDUCTOR AND CABLE MARKERS 10 - 317 MM 4 X 11.3 MM | 5
38822 | 1568301683 | CABLELINE CONDUCTOR AND CABLE MARKERS 10 - 317 MM 4 X 11.3 MM | 5
38823 | 1568301687 | CABLELINE CONDUCTOR AND CABLE MARKERS 10 - 317 MM 4 X 11.3 MM | 5
38824 | 1568301696 | CABLELINE CONDUCTOR AND CABLE MARKERS 10 - 317 MM 4 X 11.3 MM | 5
38825 | 1568301697 | CABLELINE CONDUCTOR AND CABLE MARKERS 10 - 317 MM 4 X 11.3 MM | 5
38826 | 1568301698 | CABLELINE CONDUCTOR AND CABLE MARKERS 10 - 317 MM 4 X 11.3 MM | 5
38827 | 1568301736 | CABLELINE CONDUCTOR AND CABLE MARKERS 10 - 317 MM 4 X 11.3 MM | 5
38828 | 1568301738 | CABLELINE CONDUCTOR AND CABLE MARKERS 10 - 317 MM 4 X 11.3 MM | 5
38829 | 1568301740 | CABLELINE CONDUCTOR AND CABLE MARKERS 10 - 317 MM 4 X 11.3 MM | 5
38830 | 1568301741 | CABLELINE CONDUCTOR AND CABLE MARKERS 10 - 317 MM 4 X 11.3 MM | 5
38831 | 1568301742 | CABLELINE CONDUCTOR AND CABLE MARKERS 10 - 317 MM 4 X 11.3 MM | 5
38832 | 1568301746 | CABLELINE CONDUCTOR AND CABLE MARKERS 10 - 317 MM 4 X 11.3 MM | 5
38833 | 1568301747 | CABLELINE CONDUCTOR AND CABLE MARKERS 10 - 317 MM 4 X 11.3 MM | 5
38834 | 1568301748 | CABLELINE CONDUCTOR AND CABLE MARKERS 10 - 317 MM 4 X 11.3 MM | 5
38835 | 1568301750 | CABLELINE CONDUCTOR AND CABLE MARKERS 10 - 317 MM 4 X 11.3 MM | 5
38836 | 1568301751 | CABLELINE CONDUCTOR AND CABLE MARKERS 10 - 317 MM 4 X 11.3 MM | 5
38837 | 1568301752 | CABLELINE CONDUCTOR AND CABLE MARKERS 10 - 317 MM 4 X 11.3 MM | 5
38838 | 133360011 | DEKAFIX TERMINAL MARKER 5 X 6 MM PITCH IN MM (P): 6.00 WEIDMUELLER | 13
38839 | 171301687 | CABLELINE CONDUCTOR AND CABLE MARKERS 4 - 10 MM 4 X 6.9 MM | 5
38840 | 213811687 | CABLELINE CONDUCTOR AND CABLE MARKERS 1.3 - 3 MM 3 X 3.5 MM | 5
38841 | 251310009 | CABLELINE CONDUCTOR AND CABLE MARKERS 4 - 10 MM 4 X 7 MM | 5
38842 | 251311502 | CABLELINE CONDUCTOR AND CABLE MARKERS 4 - 10 MM 4 X 7 MM | 5
38843 | 251311657 | CABLELINE CONDUCTOR AND CABLE MARKERS 4 - 10 MM 4 X 7 MM | 5
38844 | 251311659 | CABLELINE CONDUCTOR AND CABLE MARKERS 4 - 10 MM 4 X 7 MM | 5
38845 | 251311661 | CABLELINE CONDUCTOR AND CABLE MARKERS 4 - 10 MM 4 X 7 MM | 5
38846 | 251311663 | CABLELINE CONDUCTOR AND CABLE MARKERS 4 - 10 MM 4 X 7 MM | 5
38847 | 251311665 | CABLELINE CONDUCTOR AND CABLE MARKERS 4 - 10 MM 4 X 7 MM | 5
38848 | 251311667 | CABLELINE CONDUCTOR AND CABLE MARKERS 4 - 10 MM 4 X 7 MM | 5
38849 | 251311669 | CABLELINE CONDUCTOR AND CABLE MARKERS 4 - 10 MM 4 X 7 MM | 5
38850 | 251311671 | CABLELINE CONDUCTOR AND CABLE MARKERS 4 - 10 MM 4 X 7 MM | 5
38851 | 251311673 | CABLELINE CONDUCTOR AND CABLE MARKERS 4 - 10 MM 4 X 7 MM | 5
38852 | 251311676 | CABLELINE CONDUCTOR AND CABLE MARKERS 4 - 10 MM 4 X 7 MM | 5
38853 | 251311679 | CABLELINE CONDUCTOR AND CABLE MARKERS 4 - 10 MM 4 X 7 MM | 5
38854 | 251311681 | CABLELINE CONDUCTOR AND CABLE MARKERS 4 - 10 MM 4 X 7 MM | 5
38855 | 251311683 | CABLELINE CONDUCTOR AND CABLE MARKERS 4 - 10 MM 4 X 7 MM | 5
38856 | 251311687 | CABLELINE CONDUCTOR AND CABLE MARKERS 4 - 10 MM 4 X 7 MM | 5
38857 | 251311695 | CABLELINE CONDUCTOR AND CABLE MARKERS 4 - 10 MM 4 X 7 MM | 5
38858 | 251311696 | CABLELINE CONDUCTOR AND CABLE MARKERS 4 - 10 MM 4 X 7 MM | 5
38859 | 251311697 | CABLELINE CONDUCTOR AND CABLE MARKERS 4 - 10 MM 4 X 7 MM | 5
38860 | 251311698 | CABLELINE CONDUCTOR AND CABLE MARKERS 4 - 10 MM 4 X 7 MM | 5
38861 | 251311699 | CABLELINE CONDUCTOR AND CABLE MARKERS 4 - 10 MM 4 X 7 MM | 5
38862 | 251311735 | CABLELINE CONDUCTOR AND CABLE MARKERS 4 - 10 MM 4 X 7 MM | 5
38863 | 251311736 | CABLELINE CONDUCTOR AND CABLE MARKERS 4 - 10 MM 4 X 7 MM | 5
38864 | 251311751 | CABLELINE CONDUCTOR AND CABLE MARKERS 4 - 10 MM 4 X 7 MM | 5
38865 | 252111511 | CABLELINE CONDUCTOR AND CABLE MARKERS 1.3 - 3 MM 3 X 3.4 MM | 5
38866 | 252111524 | CABLELINE CONDUCTOR AND CABLE MARKERS 1.3 - 3 MM 3 X 3.4 MM | 5
38867 | 252111526 | CABLELINE CONDUCTOR AND CABLE MARKERS 1.3 - 3 MM 3 X 3.4 MM | 5
38868 | 252111527 | CABLELINE CONDUCTOR AND CABLE MARKERS 1.3 - 3 MM 3 X 3.4 MM GREY | 5
38869 | 252111529 | CABLELINE CONDUCTOR AND CABLE MARKERS 1.3 - 3 MM 3 X 3.4 MM | 5
38870 | 252111530 | CABLELINE CONDUCTOR AND CABLE MARKERS 1.3 - 3 MM 3 X 3.4 MM | 5
38871 | 252111637 | CABLELINE CONDUCTOR AND CABLE MARKERS 1.3 - 3 MM 3 X 3.4 MM | 5
38872 | 252111639 | CABLELINE CONDUCTOR AND CABLE MARKERS 1.3 - 3 MM 3 X 3.4 MM | 5
38873 | 252111641 | CABLELINE CONDUCTOR AND CABLE MARKERS 1.3 - 3 MM 3 X 3.4 MM | 5
38874 | 252111643 | CABLELINE CONDUCTOR AND CABLE MARKERS 1.3 - 3 MM 3 X 3.4 MM | 5
38875 | 252111645 | CABLELINE CONDUCTOR AND CABLE MARKERS 1.3 - 3 MM 3 X 3.4 MM | 5
38876 | 252111647 | CABLELINE CONDUCTOR AND CABLE MARKERS 1.3 - 3 MM 3 X 3.4 MM | 5
38877 | 252111649 | CABLELINE CONDUCTOR AND CABLE MARKERS 1.3 - 3 MM 3 X 3.4 MM | 5
38878 | 252111651 | CABLELINE CONDUCTOR AND CABLE MARKERS 1.3 - 3 MM 3 X 3.4 MM | 5
38879 | 252111653 | CABLELINE CONDUCTOR AND CABLE MARKERS 1.3 - 3 MM 3 X 3.4 MM | 5
38880 | 252111655 | CABLELINE CONDUCTOR AND CABLE MARKERS 1.3 - 3 MM 3 X 3.4 MM | 5
38881 | 252111657 | CABLELINE CONDUCTOR AND CABLE MARKERS 1.3 - 3 MM 3 X 3.4 MM | 5
38882 | 252111659 | CABLELINE CONDUCTOR AND CABLE MARKERS 1.3 - 3 MM 3 X 3.4 MM | 5
38883 | 252111661 | CABLELINE CONDUCTOR AND CABLE MARKERS 1.3 - 3 MM 3 X 3.4 MM | 5
38884 | 252111663 | CABLELINE CONDUCTOR AND CABLE MARKERS 1.3 - 3 MM 3 X 3.4 MM | 5
38885 | 252111665 | CABLELINE CONDUCTOR AND CABLE MARKERS 1.3 - 3 MM 3 X 3.4 MM | 5
38886 | 252111667 | CABLELINE CONDUCTOR AND CABLE MARKERS 1.3 - 3 MM 3 X 3.4 MM | 5
38887 | 252111669 | CABLELINE CONDUCTOR AND CABLE MARKERS 1.3 - 3 MM 3 X 3.4 MM | 5
38888 | 252111671 | CABLELINE CONDUCTOR AND CABLE MARKERS 1.3 - 3 MM 3 X 3.4 MM | 5
38889 | 252111673 | CABLELINE CONDUCTOR AND CABLE MARKERS 1.3 - 3 MM 3 X 3.4 MM | 5
38890 | 252111676 | CABLELINE CONDUCTOR AND CABLE MARKERS 1.3 - 3 MM 3 X 3.4 MM | 5
38891 | 252111679 | CABLELINE CONDUCTOR AND CABLE MARKERS 1.3 - 3 MM 3 X 3.4 MM | 5
38892 | 252111695 | CABLELINE CONDUCTOR AND CABLE MARKERS 1.3 - 3 MM 3 X 3.4 MM | 5
38893 | 252111697 | CABLELINE CONDUCTOR AND CABLE MARKERS 1.3 - 3 MM 3 X 3.4 MM | 5
38894 | 252111699 | CABLELINE CONDUCTOR AND CABLE MARKERS 1.3 - 3 MM 3 X 3.4 MM | 5
38895 | 252111714 | CABLELINE CONDUCTOR AND CABLE MARKERS 1.3 - 3 MM 3 X 3.4 MM | 5
38896 | 252111726 | CABLELINE CONDUCTOR AND CABLE MARKERS 1.3 - 3 MM 6 X 3.4 MM | 5
38897 | 252111727 | CABLELINE CONDUCTOR AND CABLE MARKERS 1.3 - 3 MM 6 X 3.4 MM | 5
38898 | 252111728 | CABLELINE CONDUCTOR AND CABLE MARKERS 1.3 - 3 MM 6 X 3.4 MM | 5
38899 | 252111729 | CABLELINE CONDUCTOR AND CABLE MARKERS 1.3 - 3 MM 6 X 3.4 MM | 5
38900 | 252111730 | CABLELINE CONDUCTOR AND CABLE MARKERS 1.3 - 3 MM 6 X 3.4 MM | 5
38901 | 252111734 | CABLELINE CONDUCTOR AND CABLE MARKERS 1.3 - 3 MM 9 X 3.4 MM | 5
38902 | 252111750 | CABLELINE CONDUCTOR AND CABLE MARKERS 1.3 - 3 MM 3 X 3.4 MM | 5
38903 | 252611664 | CABLELINE CONDUCTOR AND CABLE MARKERS 2.5 - 5 MM 3 X 4.2 MM | 5
38904 | 252611695 | CABLELINE CONDUCTOR AND CABLE MARKERS 2.5 - 5 MM 3 X 4.2 MM | 5
38905 | 252611697 | CABLELINE CONDUCTOR AND CABLE MARKERS 2.5 - 5 MM 3 X 4.2 MM | 5
38906 | 252611699 | CABLELINE CONDUCTOR AND CABLE MARKERS 2.5 - 5 MM 3 X 4.2 MM | 5
38907 | 252611711 | CABLELINE CONDUCTOR AND CABLE MARKERS 2.5 - 5 MM 3 X 4.2 MM | 5
38908 | 252611751 | CABLELINE CONDUCTOR AND CABLE MARKERS 2.5 - 5 MM 3 X 4.2 MM | 5
38909 | 252611752 | CABLELINE CONDUCTOR AND CABLE MARKERS 2.5 - 5 MM 3 X 4.2 MM | 5
38910 | 252711546 | CABLELINE CONDUCTOR AND CABLE MARKERS 2.5 - 5 MM 6 X 4.2 MM | 5
38911 | 252711547 | CABLELINE CONDUCTOR AND CABLE MARKERS 2.5 - 5 MM 6 X 4.2 MM | 5
38912 | 252711548 | CABLELINE CONDUCTOR AND CABLE MARKERS 2.5 - 5 MM 6 X 4.2 MM | 5
38913 | 252711549 | CABLELINE CONDUCTOR AND CABLE MARKERS 2.5 - 5 MM 6 X 4.2 MM | 5
38914 | 252711550 | CABLELINE CONDUCTOR AND CABLE MARKERS 2.5 - 5 MM 6 X 4.2 MM | 5
38915 | 252711551 | CABLELINE CONDUCTOR AND CABLE MARKERS 2.5 - 5 MM 6 X 4.2 MM | 5
38916 | 252711552 | CABLELINE CONDUCTOR AND CABLE MARKERS 2.5 - 5 MM 6 X 4.2 MM | 5
38917 | 252711553 | CABLELINE CONDUCTOR AND CABLE MARKERS 2.5 - 5 MM 6 X 4.2 MM | 5
38918 | 252711554 | CABLELINE CONDUCTOR AND CABLE MARKERS 2.5 - 5 MM 6 X 4.2 MM | 5
38919 | 252711555 | CABLELINE CONDUCTOR AND CABLE MARKERS 2.5 - 5 MM 6 X 4.2 MM | 5
38920 | 252711556 | CABLELINE CONDUCTOR AND CABLE MARKERS 2.5 - 5 MM 6 X 4.2 MM | 5
38921 | 252711557 | CABLELINE CONDUCTOR AND CABLE MARKERS 2.5 - 5 MM 6 X 4.2 MM | 5
38922 | 252711558 | CABLELINE CONDUCTOR AND CABLE MARKERS 2.5 - 5 MM 6 X 4.2 MM | 5
38923 | 252711559 | CABLELINE CONDUCTOR AND CABLE MARKERS 2.5 - 5 MM 6 X 4.2 MM | 5
38924 | 252711560 | CABLELINE CONDUCTOR AND CABLE MARKERS 2.5 - 5 MM 6 X 4.2 MM | 5
38925 | 252711561 | CABLELINE CONDUCTOR AND CABLE MARKERS 2.5 - 5 MM 6 X 4.2 MM | 5
38926 | 252711562 | CABLELINE CONDUCTOR AND CABLE MARKERS 2.5 - 5 MM 6 X 4.2 MM | 5
38927 | 252711563 | CABLELINE CONDUCTOR AND CABLE MARKERS 2.5 - 5 MM 6 X 4.2 MM | 5
38928 | 252711564 | CABLELINE CONDUCTOR AND CABLE MARKERS 2.5 - 5 MM 6 X 4.2 MM | 5
38929 | 252711565 | CABLELINE CONDUCTOR AND CABLE MARKERS 2.5 - 5 MM 6 X 4.2 MM | 5
38930 | 252711566 | CABLELINE CONDUCTOR AND CABLE MARKERS 2.5 - 5 MM 6 X 4.2 MM | 5
38931 | 252711567 | CABLELINE CONDUCTOR AND CABLE MARKERS 2.5 - 5 MM 6 X 4.2 MM | 5
38932 | 252711568 | CABLELINE CONDUCTOR AND CABLE MARKERS 2.5 - 5 MM 6 X 4.2 MM | 5
38933 | 252711569 | CABLELINE CONDUCTOR AND CABLE MARKERS 2.5 - 5 MM 6 X 4.2 MM | 5
38934 | 252711570 | CABLELINE CONDUCTOR AND CABLE MARKERS 2.5 - 5 MM 6 X 4.2 MM | 5
38935 | 252711571 | CABLELINE CONDUCTOR AND CABLE MARKERS 2.5 - 5 MM 6 X 4.2 MM | 5
38936 | 252711572 | CABLELINE CONDUCTOR AND CABLE MARKERS 2.5 - 5 MM 6 X 4.2 MM | 5
38937 | 252711573 | CABLELINE CONDUCTOR AND CABLE MARKERS 2.5 - 5 MM 6 X 4.2 MM | 5
38938 | 252711574 | CABLELINE CONDUCTOR AND CABLE MARKERS 2.5 - 5 MM 6 X 4.2 MM | 5
38939 | 252711575 | CABLELINE CONDUCTOR AND CABLE MARKERS 2.5 - 5 MM 6 X 4.2 MM | 5
38940 | 252711576 | CABLELINE CONDUCTOR AND CABLE MARKERS 2.5 - 5 MM 6 X 4.2 MM | 5
38941 | 252711577 | CABLELINE CONDUCTOR AND CABLE MARKERS 2.5 - 5 MM 6 X 4.2 MM | 5
38942 | 252711578 | CABLELINE CONDUCTOR AND CABLE MARKERS 2.5 - 5 MM 6 X 4.2 MM | 5
38943 | 252711579 | CABLELINE CONDUCTOR AND CABLE MARKERS 2.5 - 5 MM 6 X 4.2 MM | 5
38944 | 252711580 | CABLELINE CONDUCTOR AND CABLE MARKERS 2.5 - 5 MM 6 X 4.2 MM | 5
38945 | 252711581 | CABLELINE CONDUCTOR AND CABLE MARKERS 2.5 - 5 MM 6 X 4.2 MM | 5
38946 | 252711582 | CABLELINE CONDUCTOR AND CABLE MARKERS 2.5 - 5 MM 6 X 4.2 MM | 5
38947 | 252711583 | CABLELINE CONDUCTOR AND CABLE MARKERS 2.5 - 5 MM 6 X 4.2 MM | 5
38948 | 252711584 | CABLELINE CONDUCTOR AND CABLE MARKERS 2.5 - 5 MM 6 X 4.2 MM | 5
38949 | 252711585 | CABLELINE CONDUCTOR AND CABLE MARKERS 2.5 - 5 MM 6 X 4.2 MM | 5
38950 | 252711586 | CABLELINE CONDUCTOR AND CABLE MARKERS 2.5 - 5 MM 6 X 4.2 MM | 5
38951 | 252711587 | CABLELINE CONDUCTOR AND CABLE MARKERS 2.5 - 5 MM 6 X 4.2 MM | 5
38952 | 252711588 | CABLELINE CONDUCTOR AND CABLE MARKERS 2.5 - 5 MM 6 X 4.2 MM | 5
38953 | 252711589 | CABLELINE CONDUCTOR AND CABLE MARKERS 2.5 - 5 MM 6 X 4.2 MM | 5
38954 | 252711590 | CABLELINE CONDUCTOR AND CABLE MARKERS 2.5 - 5 MM 6 X 4.2 MM | 5
38955 | 252711591 | CABLELINE CONDUCTOR AND CABLE MARKERS 2.5 - 5 MM 6 X 4.2 MM | 5
38956 | 252711592 | CABLELINE CONDUCTOR AND CABLE MARKERS 2.5 - 5 MM 6 X 4.2 MM | 5
38957 | 252711593 | CABLELINE CONDUCTOR AND CABLE MARKERS 2.5 - 5 MM 6 X 4.2 MM | 5
38958 | 252711594 | CABLELINE CONDUCTOR AND CABLE MARKERS 2.5 - 5 MM 6 X 4.2 MM | 5
38959 | 252711595 | CABLELINE CONDUCTOR AND CABLE MARKERS 2.5 - 5 MM 6 X 4.2 MM | 5
38960 | 252711596 | CABLELINE CONDUCTOR AND CABLE MARKERS 2.5 - 5 MM 6 X 4.2 MM | 5
38961 | 252711597 | CABLELINE CONDUCTOR AND CABLE MARKERS 2.5 - 5 MM 6 X 4.2 MM | 5
38962 | 252711598 | CABLELINE CONDUCTOR AND CABLE MARKERS 2.5 - 5 MM 6 X 4.2 MM | 5
38963 | 252711599 | CABLELINE CONDUCTOR AND CABLE MARKERS 2.5 - 5 MM 6 X 4.2 MM | 5
38964 | 252711600 | CABLELINE CONDUCTOR AND CABLE MARKERS 2.5 - 5 MM 6 X 4.2 MM | 5
38965 | 252711601 | CABLELINE CONDUCTOR AND CABLE MARKERS 2.5 - 5 MM 6 X 4.2 MM | 5
38966 | 252711602 | CABLELINE CONDUCTOR AND CABLE MARKERS 2.5 - 5 MM 6 X 4.2 MM | 5
38967 | 252711603 | CABLELINE CONDUCTOR AND CABLE MARKERS 2.5 - 5 MM 6 X 4.2 MM | 5
38968 | 252711604 | CABLELINE CONDUCTOR AND CABLE MARKERS 2.5 - 5 MM 6 X 4.2 MM | 5
38969 | 252711605 | CABLELINE CONDUCTOR AND CABLE MARKERS 2.5 - 5 MM 6 X 4.2 MM | 5
38970 | 252711606 | CABLELINE CONDUCTOR AND CABLE MARKERS 2.5 - 5 MM 6 X 4.2 MM | 5
38971 | 252711607 | CABLELINE CONDUCTOR AND CABLE MARKERS 2.5 - 5 MM 6 X 4.2 MM | 5
38972 | 252711608 | CABLELINE CONDUCTOR AND CABLE MARKERS 2.5 - 5 MM 6 X 4.2 MM | 5
38973 | 252711609 | CABLELINE CONDUCTOR AND CABLE MARKERS 2.5 - 5 MM 6 X 4.2 MM | 5
38974 | 252711610 | CABLELINE CONDUCTOR AND CABLE MARKERS 2.5 - 5 MM 6 X 4.2 MM | 5
38975 | 252711611 | CABLELINE CONDUCTOR AND CABLE MARKERS 2.5 - 5 MM 6 X 4.2 MM | 5
38976 | 252711612 | CABLELINE CONDUCTOR AND CABLE MARKERS 2.5 - 5 MM 6 X 4.2 MM | 5
38977 | 252711613 | CABLELINE CONDUCTOR AND CABLE MARKERS 2.5 - 5 MM 6 X 4.2 MM | 5
38978 | 252711614 | CABLELINE CONDUCTOR AND CABLE MARKERS 2.5 - 5 MM 6 X 4.2 MM | 5
38979 | 252711615 | CABLELINE CONDUCTOR AND CABLE MARKERS 2.5 - 5 MM 6 X 4.2 MM | 5
38980 | 252711616 | CABLELINE CONDUCTOR AND CABLE MARKERS 2.5 - 5 MM 6 X 4.2 MM | 5
38981 | 252711617 | CABLELINE CONDUCTOR AND CABLE MARKERS 2.5 - 5 MM 6 X 4.2 MM | 5
38982 | 252711618 | CABLELINE CONDUCTOR AND CABLE MARKERS 2.5 - 5 MM 6 X 4.2 MM | 5
38983 | 252711619 | CABLELINE CONDUCTOR AND CABLE MARKERS 2.5 - 5 MM 6 X 4.2 MM | 5
38984 | 252711620 | CABLELINE CONDUCTOR AND CABLE MARKERS 2.5 - 5 MM 6 X 4.2 MM | 5
38985 | 252711733 | CABLELINE CONDUCTOR AND CABLE MARKERS 2.5 - 5 MM 6 X 4.2 MM | 5
38986 | 252711734 | CABLELINE CONDUCTOR AND CABLE MARKERS 2.5 - 5 MM 9 X 4.2 MM | 5
38987 | 252809999 | CABLELINE CONDUCTOR AND CABLE MARKERS 2.5 - 5 MM 9 X 4.2 MM TO CUSTOMER SPECIFICATION | 33
38988 | 253411695 | CABLELINE CONDUCTOR AND CABLE MARKERS 8 - 16 MM 6 X 11 MM | 5
38989 | 253411697 | CABLELINE CONDUCTOR AND CABLE MARKERS 8 - 16 MM 6 X 11 MM | 5
38990 | 253411699 | CABLELINE CONDUCTOR AND CABLE MARKERS 8 - 16 MM 6 X 11 MM | 5
38991 | 253411741 | CABLELINE CONDUCTOR AND CABLE MARKERS 8 - 16 MM 6 X 11 MM | 5
38992 | 253411751 | CABLELINE CONDUCTOR AND CABLE MARKERS 8 - 16 MM 6 X 11 MM | 5
38993 | 253411752 | CABLELINE CONDUCTOR AND CABLE MARKERS 8 - 16 MM 6 X 11 MM | 5
38994 | 253511726 | CABLELINE CONDUCTOR AND CABLE MARKERS 8 - 16 MM 9 X 11 MM | 5
38995 | 253511727 | CABLELINE CONDUCTOR AND CABLE MARKERS 8 - 16 MM 9 X 11 MM | 5
38996 | 253511733 | CABLELINE CONDUCTOR AND CABLE MARKERS 8 - 16 MM 9 X 11 MM | 5
38997 | 253511735 | CABLELINE CONDUCTOR AND CABLE MARKERS 8 - 16 MM 9 X 11 MM | 5
38998 | 253511750 | CABLELINE CONDUCTOR AND CABLE MARKERS 8 - 16 MM 9 X 11 MM | 5
38999 | 253511751 | CABLELINE CONDUCTOR AND CABLE MARKERS 8 - 16 MM 9 X 11 MM | 5
39000 | 253511752 | CABLELINE CONDUCTOR AND CABLE MARKERS 8 - 16 MM 9 X 11 MM | 5
39001 | 460660001 | DEKAFIX TERMINAL MARKER 5 X 5 MM PITCH IN MM (P): 5.00 WEIDMUELLER | 13
39002 | 460660011 | DEKAFIX TERMINAL MARKER 5 X 5 MM PITCH IN MM (P): 5.00 WEIDMUELLER | 13
39003 | 460660021 | DEKAFIX TERMINAL MARKER 5 X 5 MM PITCH IN MM (P): 5.00 WEIDMUELLER | 13
39004 | 460660031 | DEKAFIX TERMINAL MARKER 5 X 5 MM PITCH IN MM (P): 5.00 WEIDMUELLER | 13
39005 | 460660041 | DEKAFIX TERMINAL MARKER 5 X 5 MM PITCH IN MM (P): 5.00 WEIDMUELLER | 13
39006 | 460660051 | DEKAFIX TERMINAL MARKER 5 X 5 MM PITCH IN MM (P): 5.00 WEIDMUELLER | 13
39007 | 468660001 | DEKAFIX TERMINAL MARKER 5 X 6 MM PITCH IN MM (P): 6.00 WEIDMUELLER | 13
39008 | 468660051 | DEKAFIX TERMINAL MARKER 5 X 6 MM PITCH IN MM (P): 6.00 WEIDMUELLER | 13
39009 | 468660101 | DEKAFIX TERMINAL MARKER 5 X 6 MM PITCH IN MM (P): 6.00 WEIDMUELLER | 13
39010 | 468760001 | DEKAFIX TERMINAL MARKER 5 X 6 MM PITCH IN MM (P): 6.00 WEIDMUELLER | 13
39011 | 473460001 | DEKAFIX TERMINAL MARKER 5 X 5 MM PITCH IN MM (P): 5.00 WEIDMUELLER | 13
39012 | 473460051 | DEKAFIX TERMINAL MARKER 5 X 5 MM PITCH IN MM (P): 5.00 WEIDMUELLER | 13
39013 | 473460101 | DEKAFIX TERMINAL MARKER 5 X 5 MM PITCH IN MM (P): 5.00 WEIDMUELLER | 13
39014 | 473460151 | DEKAFIX TERMINAL MARKER 5 X 5 MM PITCH IN MM (P): 5.00 WEIDMUELLER | 13
39015 | 473460201 | DEKAFIX TERMINAL MARKER 5 X 5 MM PITCH IN MM (P): 5.00 WEIDMUELLER | 13
39016 | 473560001 | DEKAFIX TERMINAL MARKER 5 X 5 MM PITCH IN MM (P): 5.00 WEIDMUELLER | 13
39017 | 473560051 | DEKAFIX TERMINAL MARKER 5 X 5 MM PITCH IN MM (P): 5.00 WEIDMUELLER | 13
39018 | 473560101 | DEKAFIX TERMINAL MARKER 5 X 5 MM PITCH IN MM (P): 5.00 WEIDMUELLER | 13
39019 | 473560151 | DEKAFIX TERMINAL MARKER 5 X 5 MM PITCH IN MM (P): 5.00 WEIDMUELLER | 13
39020 | 473560201 | DEKAFIX TERMINAL MARKER 5 X 5 MM PITCH IN MM (P): 5.00 WEIDMUELLER | 13
39021 | 518960001 | DEKAFIX TERMINAL MARKER 5 X 6 MM PITCH IN MM (P): 6.00 WEIDMUELLER | 13
39022 | 518960011 | DEKAFIX TERMINAL MARKER 5 X 6 MM PITCH IN MM (P): 6.00 WEIDMUELLER | 13
39023 | 518960021 | DEKAFIX TERMINAL MARKER 5 X 6 MM PITCH IN MM (P): 6.00 WEIDMUELLER | 13
39024 | 518960031 | DEKAFIX TERMINAL MARKER 5 X 6 MM PITCH IN MM (P): 6.00 WEIDMUELLER | 13
39025 | 518960041 | DEKAFIX TERMINAL MARKER 5 X 6 MM PITCH IN MM (P): 6.00 WEIDMUELLER | 13
39026 | 518960051 | DEKAFIX TERMINAL MARKER 5 X 6 MM PITCH IN MM (P): 6.00 WEIDMUELLER | 13
39027 | 518960061 | DEKAFIX TERMINAL MARKER 5 X 6 MM PITCH IN MM (P): 6.00 WEIDMUELLER | 13
39028 | 518960071 | DEKAFIX TERMINAL MARKER 5 X 6 MM PITCH IN MM (P): 6.00 WEIDMUELLER | 13
39029 | 518960081 | DEKAFIX TERMINAL MARKER 5 X 6 MM PITCH IN MM (P): 6.00 WEIDMUELLER | 13
39030 | 518960091 | DEKAFIX TERMINAL MARKER 5 X 6 MM PITCH IN MM (P): 6.00 WEIDMUELLER | 13
39031 | 522660001 | DEKAFIX TERMINAL MARKER 5 X 5 MM PITCH IN MM (P): 5.00 WEIDMUELLER | 13
39032 | 522660002 | DEKAFIX TERMINAL MARKER 5 X 5 MM PITCH IN MM (P): 5.00 WEIDMUELLER | 13
39033 | 522660006 | DEKAFIX TERMINAL MARKER 5 X 5 MM PITCH IN MM (P): 5.00 WEIDMUELLER | 13
39034 | 522761032 | DEKAFIX TERMINAL MARKER 5 X 5 MM PITCH IN MM (P): 5.00 WEIDMUELLER | 13
39035 | 522761034 | DEKAFIX TERMINAL MARKER 5 X 5 MM PITCH IN MM (P): 5.00 WEIDMUELLER | 13
39036 | 523060001 | DEKAFIX TERMINAL MARKER 5 X 5 MM PITCH IN MM (P): 5.00 WEIDMUELLER | 13
39037 | 523060011 | DEKAFIX TERMINAL MARKER 5 X 5 MM PITCH IN MM (P): 5.00 WEIDMUELLER | 13
39038 | 523060021 | DEKAFIX TERMINAL MARKER 5 X 5 MM PITCH IN MM (P): 5.00 WEIDMUELLER | 13
39039 | 523060031 | DEKAFIX TERMINAL MARKER 5 X 5 MM PITCH IN MM (P): 5.00 WEIDMUELLER | 13
39040 | 523060041 | DEKAFIX TERMINAL MARKER 5 X 5 MM PITCH IN MM (P): 5.00 WEIDMUELLER | 13
39041 | 523060051 | DEKAFIX TERMINAL MARKER 5 X 5 MM PITCH IN MM (P): 5.00 WEIDMUELLER | 13
39042 | 523060061 | DEKAFIX TERMINAL MARKER 5 X 5 MM PITCH IN MM (P): 5.00 WEIDMUELLER | 13
39043 | 526960002 | DEKAFIX TERMINAL MARKER 5 X 6 MM PITCH IN MM (P): 6.00 WEIDMUELLER | 13
39044 | 526960003 | DEKAFIX TERMINAL MARKER 5 X 6 MM PITCH IN MM (P): 6.00 WEIDMUELLER | 13
39045 | 560001501 | CABLELINE MOUNTING MANDREL | 32
39046 | 560001503 | CABLELINE MOUNTING MANDREL | 32
39047 | 560001504 | CABLELINE MOUNTING MANDREL | 32
39048 | 560001506 | CABLELINE MOUNTING MANDREL | 32
39049 | 560001507 | CABLELINE MOUNTING MANDREL | 32
39050 | 560001509 | CABLELINE MOUNTING MANDREL | 32
39051 | 560001510 | CABLELINE MOUNTING MANDREL | 32
39052 | 560001512 | CABLELINE MOUNTING MANDREL | 32
39053 | 560001513 | CABLELINE MOUNTING MANDREL | 32
39054 | 560001516 | CABLELINE MOUNTING MANDREL | 32
39055 | 560001518 | CABLELINE MOUNTING MANDREL | 32
39056 | 560001519 | CABLELINE MOUNTING MANDREL | 32
39057 | 560001521 | CABLELINE MOUNTING MANDREL | 32
39058 | 560001522 | CABLELINE MOUNTING MANDREL | 32
39059 | 560001524 | CABLELINE MOUNTING MANDREL | 32
39060 | 560001525 | CABLELINE MOUNTING MANDREL | 32
39061 | 560001527 | CABLELINE MOUNTING MANDREL | 32
39062 | 560001528 | CABLELINE MOUNTING MANDREL | 32
39063 | 560001530 | CABLELINE MOUNTING MANDREL | 32
39064 | 560001531 | CABLELINE MOUNTING MANDREL | 32
39065 | 560001638 | CABLELINE MOUNTING MANDREL | 32
39066 | 560001640 | CABLELINE MOUNTING MANDREL | 32
39067 | 560001642 | CABLELINE MOUNTING MANDREL | 32
39068 | 560001644 | CABLELINE MOUNTING MANDREL | 32
39069 | 560001646 | CABLELINE MOUNTING MANDREL | 32
39070 | 560001648 | CABLELINE MOUNTING MANDREL | 32
39071 | 560001650 | CABLELINE MOUNTING MANDREL | 32
39072 | 560001652 | CABLELINE MOUNTING MANDREL | 32
39073 | 560001654 | CABLELINE MOUNTING MANDREL | 32
39074 | 560001656 | CABLELINE MOUNTING MANDREL | 32
39075 | 560001658 | CABLELINE MOUNTING MANDREL | 32
39076 | 560001660 | CABLELINE MOUNTING MANDREL | 32
39077 | 560001662 | CABLELINE MOUNTING MANDREL | 32
39078 | 560001664 | CABLELINE MOUNTING MANDREL | 32
39079 | 560001666 | CABLELINE MOUNTING MANDREL | 32
39080 | 560001668 | CABLELINE MOUNTING MANDREL | 32
39081 | 560001670 | CABLELINE MOUNTING MANDREL | 32
39082 | 560001672 | CABLELINE MOUNTING MANDREL | 32
39083 | 560001675 | CABLELINE MOUNTING MANDREL | 32
39084 | 560001678 | CABLELINE MOUNTING MANDREL | 32
39085 | 560001680 | CABLELINE MOUNTING MANDREL | 32
39086 | 560001682 | CABLELINE MOUNTING MANDREL | 32
39087 | 560001684 | CABLELINE MOUNTING MANDREL | 32
39088 | 560001687 | CABLELINE MOUNTING MANDREL | 32
39089 | 560001693 | CABLELINE MOUNTING MANDREL | 32
39090 | 560001695 | CABLELINE MOUNTING MANDREL | 32
39091 | 560001697 | CABLELINE MOUNTING MANDREL | 32
39092 | 560001698 | CABLELINE MOUNTING MANDREL | 32
39093 | 560001699 | CABLELINE MOUNTING MANDREL | 32
39094 | 560001738 | CABLELINE MOUNTING MANDREL | 32
39095 | 560001739 | CABLELINE MOUNTING MANDREL | 32
39096 | 560001740 | CABLELINE MOUNTING MANDREL | 32
39097 | 560001741 | CABLELINE MOUNTING MANDREL | 32
39098 | 560001743 | CABLELINE MOUNTING MANDREL | 32
39099 | 560001745 | CABLELINE MOUNTING MANDREL | 32
39100 | 560001749 | CABLELINE MOUNTING MANDREL | 32
39101 | 560009999 | CABLELINE MOUNTING MANDREL | 32
39102 | 572901502 | CABLELINE MOUNTING MANDREL | 32
39103 | 572901505 | CABLELINE MOUNTING MANDREL | 32
39104 | 572901508 | CABLELINE MOUNTING MANDREL | 32
39105 | 572901511 | CABLELINE MOUNTING MANDREL | 32
39106 | 572901517 | CABLELINE MOUNTING MANDREL | 32
39107 | 572901520 | CABLELINE MOUNTING MANDREL | 32
39108 | 572901523 | CABLELINE MOUNTING MANDREL | 32
39109 | 572901526 | CABLELINE MOUNTING MANDREL | 32
39110 | 572901529 | CABLELINE MOUNTING MANDREL | 32
39111 | 572901531 | CABLELINE MOUNTING MANDREL | 32
39112 | 572901640 | CABLELINE MOUNTING MANDREL | 32
39113 | 572901642 | CABLELINE MOUNTING MANDREL | 32
39114 | 572901644 | CABLELINE MOUNTING MANDREL | 32
39115 | 572901646 | CABLELINE MOUNTING MANDREL | 32
39116 | 572901648 | CABLELINE MOUNTING MANDREL | 32
39117 | 572901650 | CABLELINE MOUNTING MANDREL | 32
39118 | 572901652 | CABLELINE MOUNTING MANDREL | 32
39119 | 572901654 | CABLELINE MOUNTING MANDREL | 32
39120 | 572901656 | CABLELINE MOUNTING MANDREL | 32
39121 | 572901658 | CABLELINE MOUNTING MANDREL | 32
39122 | 572901664 | CABLELINE MOUNTING MANDREL | 32
39123 | 572901666 | CABLELINE MOUNTING MANDREL | 32
39124 | 572901668 | CABLELINE MOUNTING MANDREL | 32
39125 | 572901670 | CABLELINE MOUNTING MANDREL | 32
39126 | 572901680 | CABLELINE MOUNTING MANDREL | 32
39127 | 572901682 | CABLELINE MOUNTING MANDREL | 32
39128 | 572901684 | CABLELINE MOUNTING MANDREL | 32
39129 | 572901697 | CABLELINE MOUNTING MANDREL | 32
39130 | 572901698 | CABLELINE MOUNTING MANDREL | 32
39131 | 572901699 | CABLELINE MOUNTING MANDREL | 32
39132 | 572901739 | CABLELINE MOUNTING MANDREL | 32
39133 | 572901741 | CABLELINE MOUNTING MANDREL | 32
39134 | 572901743 | CABLELINE MOUNTING MANDREL | 32
39135 | 572901745 | CABLELINE MOUNTING MANDREL | 32
39136 | 572901746 | CABLELINE MOUNTING MANDREL | 32
39137 | 572901749 | CABLELINE MOUNTING MANDREL | 32
39138 | 572909999 | CABLELINE MOUNTING MANDREL | 32
39139 | 576261203 | DEKAFIX TERMINAL MARKER 5 X 5 MM PITCH IN MM (P): 5.00 WEIDMUELLER | 13
39140 | 631961187 | DEKAFIX TERMINAL MARKER 5 X 6 MM PITCH IN MM (P): 6.00 WEIDMUELLER | 13
39141 | 632161203 | DEKAFIX TERMINAL MARKER 5 X 6.5 MM PITCH IN MM (P): 6.50 WEIDMUELLER | 13
39142 | 648001505 | CABLELINE CONDUCTOR AND CABLE MARKERS 2 - 3 MM 3 X 4 MM | 5
39143 | 648001508 | CABLELINE CONDUCTOR AND CABLE MARKERS 2 - 3 MM 3 X 4 MM | 5
39144 | 648001511 | CABLELINE CONDUCTOR AND CABLE MARKERS 2 - 3 MM 3 X 4 MM | 5
39145 | 648001514 | CABLELINE CONDUCTOR AND CABLE MARKERS 2 - 3 MM 3 X 4 MM | 5
39146 | 648001520 | CABLELINE CONDUCTOR AND CABLE MARKERS 2 - 3 MM 3 X 4 MM | 5
39147 | 648001523 | CABLELINE CONDUCTOR AND CABLE MARKERS 2 - 3 MM 3 X 4 MM | 5
39148 | 648001695 | CABLELINE CONDUCTOR AND CABLE MARKERS 2 - 3 MM 3 X 4 MM | 5
39149 | 648001697 | CABLELINE CONDUCTOR AND CABLE MARKERS 2 - 3 MM 3 X 4 MM | 5
39150 | 648001699 | CABLELINE CONDUCTOR AND CABLE MARKERS 2 - 3 MM 3 X 4 MM | 5
39151 | 648009999 | CABLELINE CONDUCTOR AND CABLE MARKERS 2 - 3 MM 3 X 4 MM TO CUSTOMER SPECIFICATION | 33
39152 | 648101505 | CABLELINE CONDUCTOR AND CABLE MARKERS 3 - 4 MM 3 X 5.5 MM | 5
39153 | 648101508 | CABLELINE CONDUCTOR AND CABLE MARKERS 3 - 4 MM 3 X 5.5 MM | 5
39154 | 648101511 | CABLELINE CONDUCTOR AND CABLE MARKERS 3 - 4 MM 3 X 5.5 MM | 5
39155 | 648101514 | CABLELINE CONDUCTOR AND CABLE MARKERS 3 - 4 MM 3 X 5.5 MM | 5
39156 | 648101637 | CABLELINE CONDUCTOR AND CABLE MARKERS 3 - 4 MM 3 X 5.5 MM | 5
39157 | 648101695 | CABLELINE CONDUCTOR AND CABLE MARKERS 3 - 4 MM 3 X 5.5 MM | 5
39158 | 648101697 | CABLELINE CONDUCTOR AND CABLE MARKERS 3 - 4 MM 3 X 5.5 MM | 5
39159 | 648101699 | CABLELINE CONDUCTOR AND CABLE MARKERS 3 - 4 MM 3 X 5.5 MM | 5
39160 | 648109999 | CABLELINE CONDUCTOR AND CABLE MARKERS 3 - 4 MM 3 X 5.5 MM TO CUSTOMER SPECIFICATION | 33
39161 | 648209999 | CABLELINE CONDUCTOR AND CABLE MARKERS 4 - 5 MM 3 X 6 MM TO CUSTOMER SPECIFICATION | 33
39162 | 1568241055 | CABLELINE CONDUCTOR AND CABLE MARKERS 1.3 - 3 MM 3 X 3.4 MM | 5
39163 | 1568241056 | CABLELINE CONDUCTOR AND CABLE MARKERS 1.3 - 3 MM 3 X 3.4 MM | 5
39164 | 1568241057 | CABLELINE CONDUCTOR AND CABLE MARKERS 1.3 - 3 MM 3 X 3.4 MM | 5
39165 | 1568241529 | CABLELINE CONDUCTOR AND CABLE MARKERS 1.3 - 3 MM 3 X 3.4 MM | 5
39166 | 1568241645 | CABLELINE CONDUCTOR AND CABLE MARKERS 1.3 - 3 MM 3 X 3.4 MM | 5
39167 | 1568241647 | CABLELINE CONDUCTOR AND CABLE MARKERS 1.3 - 3 MM 3 X 3.4 MM | 5
39168 | 1568241649 | CABLELINE CONDUCTOR AND CABLE MARKERS 1.3 - 3 MM 3 X 3.4 MM | 5
39169 | 1568241651 | CABLELINE CONDUCTOR AND CABLE MARKERS 1.3 - 3 MM 3 X 3.4 MM | 5
39170 | 1568241653 | CABLELINE CONDUCTOR AND CABLE MARKERS 1.3 - 3 MM 3 X 3.4 MM | 5
39171 | 1568241665 | CABLELINE CONDUCTOR AND CABLE MARKERS 1.3 - 3 MM 3 X 3.4 MM | 5
39172 | 1568241696 | CABLELINE CONDUCTOR AND CABLE MARKERS 1.3 - 3 MM 3 X 3.4 MM | 5
39173 | 1568241698 | CABLELINE CONDUCTOR AND CABLE MARKERS 1.3 - 3 MM 3 X 3.4 MM | 5
39174 | 1568241726 | CABLELINE CONDUCTOR AND CABLE MARKERS 1.3 - 3 MM 6 X 3.4 MM | 5
39175 | 1568241727 | CABLELINE CONDUCTOR AND CABLE MARKERS 1.3 - 3 MM 6 X 3.4 MM | 5
39176 | 1568241728 | CABLELINE CONDUCTOR AND CABLE MARKERS 1.3 - 3 MM 6 X 3.4 MM | 5
39177 | 1568241729 | CABLELINE CONDUCTOR AND CABLE MARKERS 1.3 - 3 MM 6 X 3.4 MM | 5
39178 | 1568241730 | CABLELINE CONDUCTOR AND CABLE MARKERS 1.3 - 3 MM 6 X 3.4 MM | 5
39179 | 1568241734 | CABLELINE CONDUCTOR AND CABLE MARKERS 1.3 - 3 MM 9 X 3.4 MM | 5
39180 | 1568241735 | CABLELINE CONDUCTOR AND CABLE MARKERS 1.3 - 3 MM 3 X 3.4 MM | 5
39181 | 1568241736 | CABLELINE CONDUCTOR AND CABLE MARKERS 1.3 - 3 MM 3 X 3.4 MM | 5
39182 | 1568241737 | CABLELINE CONDUCTOR AND CABLE MARKERS 1.3 - 3 MM 3 X 3.4 MM | 5
39183 | 1568241738 | CABLELINE CONDUCTOR AND CABLE MARKERS 1.3 - 3 MM 3 X 3.4 MM | 5
39184 | 1568241740 | CABLELINE CONDUCTOR AND CABLE MARKERS 1.3 - 3 MM 3 X 3.4 MM | 5
39185 | 1568241741 | CABLELINE CONDUCTOR AND CABLE MARKERS 1.3 - 3 MM 3 X 3.4 MM | 5
39186 | 1568241742 | CABLELINE CONDUCTOR AND CABLE MARKERS 1.3 - 3 MM 3 X 3.4 MM | 5
39187 | 1568241746 | CABLELINE CONDUCTOR AND CABLE MARKERS 1.3 - 3 MM 3 X 3.4 MM | 5
39188 | 1568241747 | CABLELINE CONDUCTOR AND CABLE MARKERS 1.3 - 3 MM 3 X 3.4 MM | 5
39189 | 1568241748 | CABLELINE CONDUCTOR AND CABLE MARKERS 1.3 - 3 MM 3 X 3.4 MM | 5
39190 | 1568241750 | CABLELINE CONDUCTOR AND CABLE MARKERS 1.3 - 3 MM 3 X 3.4 MM | 5
39191 | 1568241751 | CABLELINE CONDUCTOR AND CABLE MARKERS 1.3 - 3 MM 3 X 3.4 MM | 5
39192 | 1568241752 | CABLELINE CONDUCTOR AND CABLE MARKERS 1.3 - 3 MM 3 X 3.4 MM | 5
39193 | 1568250001 | CABLELINE CONDUCTOR AND CABLE MARKERS 2.5 - 5 MM 3 X 4.2 MM | 5
39194 | 1568250002 | CABLELINE CONDUCTOR AND CABLE MARKERS 2.5 - 5 MM 3 X 4.2 MM | 5
39195 | 1568250003 | CABLELINE CONDUCTOR AND CABLE MARKERS 2.5 - 5 MM 3 X 4.2 MM | 5
39196 | 1568250004 | CABLELINE CONDUCTOR AND CABLE MARKERS 2.5 - 5 MM 3 X 4.2 MM | 5
39197 | 1568250005 | CABLELINE CONDUCTOR AND CABLE MARKERS 2.5 - 5 MM 3 X 4.2 MM | 5
39198 | 1568250006 | CABLELINE CONDUCTOR AND CABLE MARKERS 2.5 - 5 MM 3 X 4.2 MM | 5
39199 | 1568250007 | CABLELINE CONDUCTOR AND CABLE MARKERS 2.5 - 5 MM 3 X 4.2 MM | 5
39200 | 1568250008 | CABLELINE CONDUCTOR AND CABLE MARKERS 2.5 - 5 MM 3 X 4.2 MM | 5
39201 | 1568251000 | CABLELINE CONDUCTOR AND CABLE MARKERS 2.5 - 5 MM 3 X 4.2 MM | 5
39202 | 1568251021 | CABLELINE CONDUCTOR AND CABLE MARKERS 2.5 - 5 MM 3 X 4.2 MM | 5
39203 | 1568251022 | CABLELINE CONDUCTOR AND CABLE MARKERS 2.5 - 5 MM 3 X 4.2 MM | 5
39204 | 1568251023 | CABLELINE CONDUCTOR AND CABLE MARKERS 2.5 - 5 MM 3 X 4.2 MM | 5
39205 | 1568251024 | CABLELINE CONDUCTOR AND CABLE MARKERS 2.5 - 5 MM 3 X 4.2 MM | 5
39206 | 1568251025 | CABLELINE CONDUCTOR AND CABLE MARKERS 2.5 - 5 MM 3 X 4.2 MM | 5
39207 | 1568251026 | CABLELINE CONDUCTOR AND CABLE MARKERS 2.5 - 5 MM 3 X 4.2 MM | 5
39208 | 1568251027 | CABLELINE CONDUCTOR AND CABLE MARKERS 2.5 - 5 MM 3 X 4.2 MM | 5
39209 | 1568251028 | CABLELINE CONDUCTOR AND CABLE MARKERS 2.5 - 5 MM 3 X 4.2 MM | 5
39210 | 1568251029 | CABLELINE CONDUCTOR AND CABLE MARKERS 2.5 - 5 MM 3 X 4.2 MM | 5
39211 | 1568251030 | CABLELINE CONDUCTOR AND CABLE MARKERS 2.5 - 5 MM 3 X 4.2 MM | 5
39212 | 1568251031 | CABLELINE CONDUCTOR AND CABLE MARKERS 2.5 - 5 MM 3 X 4.2 MM | 5
39213 | 1568251032 | CABLELINE CONDUCTOR AND CABLE MARKERS 2.5 - 5 MM 3 X 4.2 MM | 5
39214 | 1568251033 | CABLELINE CONDUCTOR AND CABLE MARKERS 2.5 - 5 MM 3 X 4.2 MM | 5
39215 | 1568251034 | CABLELINE CONDUCTOR AND CABLE MARKERS 2.5 - 5 MM 3 X 4.2 MM | 5
39216 | 1568251035 | CABLELINE CONDUCTOR AND CABLE MARKERS 2.5 - 5 MM 3 X 4.2 MM | 5
39217 | 1568251036 | CABLELINE CONDUCTOR AND CABLE MARKERS 2.5 - 5 MM 3 X 4.2 MM | 5
39218 | 1568251037 | CABLELINE CONDUCTOR AND CABLE MARKERS 2.5 - 5 MM 3 X 4.2 MM | 5
39219 | 1568251038 | CABLELINE CONDUCTOR AND CABLE MARKERS 2.5 - 5 MM 3 X 4.2 MM | 5
39220 | 1568251039 | CABLELINE CONDUCTOR AND CABLE MARKERS 2.5 - 5 MM 3 X 4.2 MM | 5
39221 | 1568251051 | CABLELINE CONDUCTOR AND CABLE MARKERS 2.5 - 5 MM 3 X 4.2 MM | 5
39222 | 1568251052 | CABLELINE CONDUCTOR AND CABLE MARKERS 2.5 - 5 MM 3 X 4.2 MM | 5
39223 | 1568251057 | CABLELINE CONDUCTOR AND CABLE MARKERS 2.5 - 5 MM 3 X 4.2 MM | 5
39224 | 1568251058 | CABLELINE CONDUCTOR AND CABLE MARKERS 2.5 - 5 MM 3 X 4.2 MM | 5
39225 | 1568251505 | CABLELINE CONDUCTOR AND CABLE MARKERS 2.5 - 5 MM 3 X 4.2 MM | 5
39226 | 1568251508 | CABLELINE CONDUCTOR AND CABLE MARKERS 2.5 - 5 MM 3 X 4.2 MM | 5
39227 | 1568251511 | CABLELINE CONDUCTOR AND CABLE MARKERS 2.5 - 5 MM 3 X 4.2 MM | 5
39228 | 1568251517 | CABLELINE CONDUCTOR AND CABLE MARKERS 2.5 - 5 MM 3 X 4.2 MM | 5
39229 | 1568251521 | CABLELINE CONDUCTOR AND CABLE MARKERS 2.5 - 5 MM 3 X 4.2 MM | 5
39230 | 1568251523 | CABLELINE CONDUCTOR AND CABLE MARKERS 2.5 - 5 MM 3 X 4.2 MM | 5
39231 | 1568251529 | CABLELINE CONDUCTOR AND CABLE MARKERS 2.5 - 5 MM 3 X 4.2 MM | 5
39232 | 1568251637 | CABLELINE CONDUCTOR AND CABLE MARKERS 2.5 - 5 MM 3 X 4.2 MM | 5
39233 | 1568251639 | CABLELINE CONDUCTOR AND CABLE MARKERS 2.5 - 5 MM 3 X 4.2 MM | 5
39234 | 1568251711 | CABLELINE CONDUCTOR AND CABLE MARKERS 2.5 - 5 MM 3 X 4.2 MM | 5
39235 | 1568251735 | CABLELINE CONDUCTOR AND CABLE MARKERS 2.5 - 5 MM 3 X 4.2 MM | 5
39236 | 1568251736 | CABLELINE CONDUCTOR AND CABLE MARKERS 2.5 - 5 MM 3 X 4.2 MM | 5
39237 | 1568251753 | CABLELINE CONDUCTOR AND CABLE MARKERS 2.5 - 5 MM 3 X 4.2 MM | 5
39238 | 1568261695 | CABLELINE CONDUCTOR AND CABLE MARKERS 4 - 10 MM 4 X 7 MM | 5
39239 | 1568261697 | CABLELINE CONDUCTOR AND CABLE MARKERS 4 - 10 MM 4 X 7 MM | 5
39240 | 1568261699 | CABLELINE CONDUCTOR AND CABLE MARKERS 4 - 10 MM 4 X 7 MM | 5
39241 | 1568261735 | CABLELINE CONDUCTOR AND CABLE MARKERS 4 - 10 MM 4 X 7 MM | 5
39242 | 1568261736 | CABLELINE CONDUCTOR AND CABLE MARKERS 4 - 10 MM 4 X 7 MM | 5
39243 | 1568261751 | CABLELINE CONDUCTOR AND CABLE MARKERS 4 - 10 MM 4 X 7 MM | 5
39244 | 1568301694 | CABLELINE CONDUCTOR AND CABLE MARKERS 10 - 317 MM 4 X 11.3 MM | 5
39245 | 1568301695 | CABLELINE CONDUCTOR AND CABLE MARKERS 10 - 317 MM 4 X 11.3 MM | 5
39246 | 1568301699 | CABLELINE CONDUCTOR AND CABLE MARKERS 10 - 317 MM 4 X 11.3 MM | 5
39247 | 1568301735 | CABLELINE CONDUCTOR AND CABLE MARKERS 10 - 317 MM 4 X 11.3 MM | 5
39248 | 1609801044 | DEKAFIX TERMINAL MARKER 5 X 5 MM PITCH IN MM (P): 5.00 WEIDMUELLER | 13
39249 | 1609801686 | DEKAFIX TERMINAL MARKER 5 X 5 MM PITCH IN MM (P): 5.00 WEIDMUELLER | 13
39250 | 1609801687 | DEKAFIX TERMINAL MARKER 5 X 5 MM PITCH IN MM (P): 5.00 WEIDMUELLER | 13
39251 | 1609801688 | DEKAFIX TERMINAL MARKER 5 X 5 MM PITCH IN MM (P): 5.00 WEIDMUELLER GREEN | 13
39252 | 1609801691 | DEKAFIX TERMINAL MARKER 5 X 5 MM PITCH IN MM (P): 5.00 WEIDMUELLER GREY | 13
39253 | 1609801693 | DEKAFIX TERMINAL MARKER 5 X 5 MM PITCH IN MM (P): 5.00 WEIDMUELLER | 13
39254 | 1609981044 | TM-I INSERT MARKERS 15 X 4 MM | 70
39255 | 1609981686 | TM-I INSERT MARKERS 15 X 4 MM | 70
39256 | 1609981687 | TM-I INSERT MARKERS 15 X 4 MM | 70
39257 | 1609981688 | TM-I INSERT MARKERS 15 X 4 MM GREEN | 305
39258 | 1609981693 | TM-I INSERT MARKERS 15 X 4 MM | 70
39259 | 1609981697 | TM-I INSERT MARKERS 15 X 4 MM | 70
39260 | 1630150001 | KSW TERMINAL MARKER 4 X 56 MM PITCH IN MM (P): 3.50 WEIDMUELLER | 13
39261 | 1630160001 | KSW TERMINAL MARKER 4 X 81.3 MM PITCH IN MM (P): 5.08 WEIDMUELLER | 13
39262 | 1630160017 | KSW TERMINAL MARKER 4 X 81.3 MM PITCH IN MM (P): 5.08 WEIDMUELLER | 13
39263 | 1630180001 | KSW TERMINAL MARKER 4 X 121.9 MM PITCH IN MM (P): 5.08 WEIDMUELLER | 13
39264 | 1630200001 | KSW TERMINAL MARKER 4 X 40.6 MM PITCH IN MM (P): 5.08 WEIDMUELLER | 13
39265 | 1631640001 | CLIPCARD ACCESSORIES 90 X 58 MM | 438
39266 | 1631640002 | CLIPCARD ACCESSORIES 90 X 58 MM GREY | 438
39267 | 1631640003 | CLIPCARD ACCESSORIES 90 X 58 MM DARK | 438
39268 | 1652250001 | KSW TERMINAL MARKER 2.5 X 84 MM PITCH IN MM (P): 3.50 WEIDMUELLER | 13
39269 | 1675130001 | DEVICE MARKERS ACCESSORIES 90 X 31 MM | 708
39270 | 1675130002 | DEVICE MARKERS ACCESSORIES 90 X 31 MM GREY | 708
39271 | 1680411044 | TM-I INSERT MARKERS 20 X 4 MM | 70
39272 | 1680411686 | TM-I INSERT MARKERS 20 X 4 MM | 70
39273 | 1680411687 | TM-I INSERT MARKERS 20 X 4 MM | 70
39274 | 1680411688 | TM-I INSERT MARKERS 20 X 4 MM GREEN | 305
39275 | 1680411693 | TM-I INSERT MARKERS 20 X 4 MM | 70
39276 | 1685690002 | DEVICE MARKERS DEVICE MARKERS 14 X 14 MM | 169
39277 | 1686360001 | LASERMARK DEVICE MARKERS 6 X 15.2 MM | 98
39278 | 1686361044 | LASERMARK DEVICE MARKERS 6 X 15.2 MM | 98
39279 | 1686361687 | LASERMARK DEVICE MARKERS 6 X 15.2 MM | 98
39280 | 1686380001 | LASERMARK DEVICE MARKERS 8 X 20.3 MM | 98
39281 | 1686381044 | LASERMARK DEVICE MARKERS 8 X 20.3 MM | 98
39282 | 1686381687 | LASERMARK DEVICE MARKERS 8 X 20.3 MM | 98
39283 | 1686390001 | LASERMARK DEVICE MARKERS 12.7 X 25.4 MM | 98
39284 | 1686391044 | LASERMARK DEVICE MARKERS 12.7 X 25.4 MM | 98
39285 | 1686391687 | LASERMARK DEVICE MARKERS 12.7 X 25.4 MM | 98
39286 | 1686400001 | LASERMARK DEVICE MARKERS 10 X 26 MM | 98
39287 | 1686401044 | LASERMARK DEVICE MARKERS 10 X 26 MM | 98
39288 | 1686401687 | LASERMARK DEVICE MARKERS 10 X 26 MM | 98
39289 | 1686420001 | LASERMARK DEVICE MARKERS 22 X 56 MM | 98
39290 | 1686421044 | LASERMARK DEVICE MARKERS 22 X 56 MM | 98
39291 | 1686421687 | LASERMARK DEVICE MARKERS 22 X 56 MM | 98
39292 | 1686430001 | LASERMARK DEVICE MARKERS 36 X 60 MM | 98
39293 | 1686431044 | LASERMARK DEVICE MARKERS 36 X 60 MM | 98
39294 | 1686431687 | LASERMARK DEVICE MARKERS 36 X 60 MM | 98
39295 | 1686440001 | LASERMARK DEVICE MARKERS 297 X 210 MM | 98
39296 | 1686441044 | LASERMARK DEVICE MARKERS 297 X 210 MM | 98
39297 | 1686441687 | LASERMARK DEVICE MARKERS 297 X 210 MM | 98
39298 | 1689390001 | SLIMFIX CONDUCTOR AND CABLE MARKERS 1.7 - 2.1 MM 21 X 3.2 MM | 12
39299 | 1689390002 | SLIMFIX CONDUCTOR AND CABLE MARKERS 1.7 - 2.1 MM 21 X 3.2 MM | 12
39300 | 1689390003 | SLIMFIX CONDUCTOR AND CABLE MARKERS 1.7 - 2.1 MM 21 X 3.2 MM | 12
39301 | 1689390004 | SLIMFIX CONDUCTOR AND CABLE MARKERS 1.7 - 2.1 MM 21 X 3.2 MM | 12
39302 | 1689410001 | SLIMFIX CONDUCTOR AND CABLE MARKERS 2.2 - 2.9 MM 21 X 3.6 MM | 12
39303 | 1689410002 | SLIMFIX CONDUCTOR AND CABLE MARKERS 2.2 - 2.9 MM 21 X 3.6 MM | 12
39304 | 1689410003 | SLIMFIX CONDUCTOR AND CABLE MARKERS 2.2 - 2.9 MM 21 X 3.6 MM | 12
39305 | 1689410004 | SLIMFIX CONDUCTOR AND CABLE MARKERS 2.2 - 2.9 MM 21 X 3.6 MM | 12
39306 | 1689410005 | SLIMFIX CONDUCTOR AND CABLE MARKERS 2.2 - 2.9 MM 21 X 3.6 MM GREEN | 12
39307 | 1689430001 | SLIMFIX CONDUCTOR AND CABLE MARKERS 3 - 3.7 MM 21 X 4.6 MM | 12
39308 | 1689430002 | SLIMFIX CONDUCTOR AND CABLE MARKERS 3 - 3.7 MM 21 X 4.6 MM | 12
39309 | 1689430003 | SLIMFIX CONDUCTOR AND CABLE MARKERS 3 - 3.7 MM 21 X 4.6 MM | 12
39310 | 1689430004 | SLIMFIX CONDUCTOR AND CABLE MARKERS 3 - 3.7 MM 21 X 4.6 MM | 12
39311 | 1689430005 | SLIMFIX CONDUCTOR AND CABLE MARKERS 3 - 3.7 MM 21 X 4.6 MM GREEN | 12
39312 | 1689450001 | SLIMFIX CONDUCTOR AND CABLE MARKERS 3.6 - 6 MM 21 X 5.7 MM | 12
39313 | 1689450002 | SLIMFIX CONDUCTOR AND CABLE MARKERS 3.6 - 6 MM 21 X 5.7 MM | 12
39314 | 1689450003 | SLIMFIX CONDUCTOR AND CABLE MARKERS 3.6 - 6 MM 21 X 5.7 MM | 12
39315 | 1689450004 | SLIMFIX CONDUCTOR AND CABLE MARKERS 3.6 - 6 MM 21 X 5.7 MM | 12
39316 | 1689450005 | SLIMFIX CONDUCTOR AND CABLE MARKERS 3.6 - 6 MM 21 X 5.7 MM GREEN | 12
39317 | 1689470001 | SLIMFIX CONDUCTOR AND CABLE MARKERS 4.8 - 7.4 MM 21 X 7.4 MM | 12
39318 | 1689470002 | SLIMFIX CONDUCTOR AND CABLE MARKERS 4.8 - 7.4 MM 21 X 7.4 MM | 12
39319 | 1689470003 | SLIMFIX CONDUCTOR AND CABLE MARKERS 4.8 - 7.4 MM 21 X 7.4 MM | 12
39320 | 1689470004 | SLIMFIX CONDUCTOR AND CABLE MARKERS 4.8 - 7.4 MM 21 X 7.4 MM | 12
39321 | 1689470005 | SLIMFIX CONDUCTOR AND CABLE MARKERS 4.8 - 7.4 MM 21 X 7.4 MM GREEN | 12
39322 | 1689490001 | SLIMFIX X CONDUCTOR AND CABLE MARKERS 7 - 40 MM 23 X 14 MM | 12
39323 | 1689490002 | SLIMFIX X CONDUCTOR AND CABLE MARKERS 7 - 40 MM 23 X 14 MM | 12
39324 | 1689490003 | SLIMFIX X CONDUCTOR AND CABLE MARKERS 7 - 40 MM 23 X 14 MM | 12
39325 | 1689490004 | SLIMFIX X CONDUCTOR AND CABLE MARKERS 7 - 40 MM 23 X 14 MM | 12
39326 | 1695711044 | LASERMARK CONDUCTOR AND CABLE MARKERS 5 - 7 MM 18 X 34 MM | 191
39327 | 1695711687 | LASERMARK CONDUCTOR AND CABLE MARKERS 5 - 7 MM 18 X 34 MM | 191
39328 | 1695721044 | LASERMARK CONDUCTOR AND CABLE MARKERS 6.8 - 12 MM 23 X 55 MM | 191
39329 | 1695721687 | LASERMARK CONDUCTOR AND CABLE MARKERS 6.8 - 12 MM 23 X 55 MM | 191
39330 | 1695731044 | LASERMARK CONDUCTOR AND CABLE MARKERS 8.2 - 14.3 MM 25 X 68 MM | 191
39331 | 1695731687 | LASERMARK CONDUCTOR AND CABLE MARKERS 8.2 - 14.3 MM 25 X 68 MM | 191
39332 | 1695741044 | LASERMARK CONDUCTOR AND CABLE MARKERS 9.5 - 22.3 MM 36 X 93 MM | 191
39333 | 1695741687 | LASERMARK CONDUCTOR AND CABLE MARKERS 9.5 - 22.3 MM 36 X 93 MM | 191
39334 | 1705820001 | KSW TERMINAL MARKER 4 X 50.8 MM PITCH IN MM (P): 5.08 WEIDMUELLER | 13
39335 | 1707350001 | DEVICE MARKERS DEVICE MARKERS 16 X 16 MM | 169
39336 | 1707350002 | DEVICE MARKERS DEVICE MARKERS 16 X 16 MM | 169
39337 | 1707350003 | DEVICE MARKERS DEVICE MARKERS 16 X 16 MM | 169
39338 | 1707350004 | DEVICE MARKERS DEVICE MARKERS 16 X 16 MM | 169
39339 | 1707350005 | DEVICE MARKERS DEVICE MARKERS 16 X 16 MM | 169
39340 | 1707350006 | DEVICE MARKERS DEVICE MARKERS 16 X 16 MM | 169
39341 | 1712491044 | LASERMARK CONDUCTOR AND CABLE MARKERS 16.2 - 36.4 MM 25 X 140 MM | 191
39342 | 1712491687 | LASERMARK CONDUCTOR AND CABLE MARKERS 16.2 - 36.4 MM 25 X 140 MM | 191
39343 | 1712500001 | STAINLESS STEEL MARKERS CONDUCTOR AND CABLE MARKERS 5.5 X 9.9 MM | 72
39344 | 1712500002 | STAINLESS STEEL MARKERS CONDUCTOR AND CABLE MARKERS 5.5 X 9.9 MM | 72
39345 | 1712500003 | STAINLESS STEEL MARKERS CONDUCTOR AND CABLE MARKERS 5.5 X 9.9 MM | 72
39346 | 1712500004 | STAINLESS STEEL MARKERS CONDUCTOR AND CABLE MARKERS 5.5 X 9.9 MM | 72
39347 | 1712500005 | STAINLESS STEEL MARKERS CONDUCTOR AND CABLE MARKERS 5.5 X 9.9 MM | 72
39348 | 1712500006 | STAINLESS STEEL MARKERS CONDUCTOR AND CABLE MARKERS 5.5 X 9.9 MM | 72
39349 | 1712500007 | STAINLESS STEEL MARKERS CONDUCTOR AND CABLE MARKERS 5.5 X 9.9 MM | 72
39350 | 1712500008 | STAINLESS STEEL MARKERS CONDUCTOR AND CABLE MARKERS 5.5 X 9.9 MM | 72
39351 | 1712500009 | STAINLESS STEEL MARKERS CONDUCTOR AND CABLE MARKERS 5.5 X 9.9 MM | 72
39352 | 1712501000 | STAINLESS STEEL MARKERS CONDUCTOR AND CABLE MARKERS 5.5 X 9.9 MM | 72
39353 | 1712501053 | STAINLESS STEEL MARKERS CONDUCTOR AND CABLE MARKERS 5.5 X 9.9 MM | 72
39354 | 1712501054 | STAINLESS STEEL MARKERS CONDUCTOR AND CABLE MARKERS 5.5 X 9.9 MM | 72
39355 | 1712501055 | STAINLESS STEEL MARKERS CONDUCTOR AND CABLE MARKERS 5.5 X 9.9 MM | 72
39356 | 1712501056 | STAINLESS STEEL MARKERS CONDUCTOR AND CABLE MARKERS 5.5 X 9.9 MM | 72
39357 | 1712501637 | STAINLESS STEEL MARKERS CONDUCTOR AND CABLE MARKERS 5.5 X 9.9 MM | 72
39358 | 1712501639 | STAINLESS STEEL MARKERS CONDUCTOR AND CABLE MARKERS 5.5 X 9.9 MM | 72
39359 | 1712501641 | STAINLESS STEEL MARKERS CONDUCTOR AND CABLE MARKERS 5.5 X 9.9 MM | 72
39360 | 1712501643 | STAINLESS STEEL MARKERS CONDUCTOR AND CABLE MARKERS 5.5 X 9.9 MM | 72
39361 | 1712501645 | STAINLESS STEEL MARKERS CONDUCTOR AND CABLE MARKERS 5.5 X 9.9 MM | 72
39362 | 1712501647 | STAINLESS STEEL MARKERS CONDUCTOR AND CABLE MARKERS 5.5 X 9.9 MM | 72
39363 | 1712501649 | STAINLESS STEEL MARKERS CONDUCTOR AND CABLE MARKERS 5.5 X 9.9 MM | 72
39364 | 1712501651 | STAINLESS STEEL MARKERS CONDUCTOR AND CABLE MARKERS 5.5 X 9.9 MM | 72
39365 | 1712501653 | STAINLESS STEEL MARKERS CONDUCTOR AND CABLE MARKERS 5.5 X 9.9 MM | 72
39366 | 1712501655 | STAINLESS STEEL MARKERS CONDUCTOR AND CABLE MARKERS 5.5 X 9.9 MM | 72
39367 | 1712501657 | STAINLESS STEEL MARKERS CONDUCTOR AND CABLE MARKERS 5.5 X 9.9 MM | 72
39368 | 1712501659 | STAINLESS STEEL MARKERS CONDUCTOR AND CABLE MARKERS 5.5 X 9.9 MM | 72
39369 | 1712501661 | STAINLESS STEEL MARKERS CONDUCTOR AND CABLE MARKERS 5.5 X 9.9 MM | 72
39370 | 1712501663 | STAINLESS STEEL MARKERS CONDUCTOR AND CABLE MARKERS 5.5 X 9.9 MM | 72
39371 | 1712501665 | STAINLESS STEEL MARKERS CONDUCTOR AND CABLE MARKERS 5.5 X 9.9 MM | 72
39372 | 1712501667 | STAINLESS STEEL MARKERS CONDUCTOR AND CABLE MARKERS 5.5 X 9.9 MM | 72
39373 | 1712501669 | STAINLESS STEEL MARKERS CONDUCTOR AND CABLE MARKERS 5.5 X 9.9 MM | 72
39374 | 1712501670 | STAINLESS STEEL MARKERS CONDUCTOR AND CABLE MARKERS 5.5 X 9.9 MM | 72
39375 | 1712501671 | STAINLESS STEEL MARKERS CONDUCTOR AND CABLE MARKERS 5.5 X 9.9 MM | 72
39376 | 1712501672 | STAINLESS STEEL MARKERS CONDUCTOR AND CABLE MARKERS 5.5 X 9.9 MM | 72
39377 | 1712501673 | STAINLESS STEEL MARKERS CONDUCTOR AND CABLE MARKERS 5.5 X 9.9 MM | 72
39378 | 1712501676 | STAINLESS STEEL MARKERS CONDUCTOR AND CABLE MARKERS 5.5 X 9.9 MM | 72
39379 | 1712501679 | STAINLESS STEEL MARKERS CONDUCTOR AND CABLE MARKERS 5.5 X 9.9 MM | 72
39380 | 1712501681 | STAINLESS STEEL MARKERS CONDUCTOR AND CABLE MARKERS 5.5 X 9.9 MM | 72
39381 | 1712501683 | STAINLESS STEEL MARKERS CONDUCTOR AND CABLE MARKERS 5.5 X 9.9 MM | 72
39382 | 1712501687 | STAINLESS STEEL MARKERS CONDUCTOR AND CABLE MARKERS 5.5 X 9.9 MM | 72
39383 | 1712501696 | STAINLESS STEEL MARKERS CONDUCTOR AND CABLE MARKERS 5.5 X 9.9 MM | 72
39384 | 1712501698 | STAINLESS STEEL MARKERS CONDUCTOR AND CABLE MARKERS 5.5 X 9.9 MM | 72
39385 | 1712501699 | STAINLESS STEEL MARKERS CONDUCTOR AND CABLE MARKERS 5.5 X 9.9 MM | 72
39386 | 1712501700 | STAINLESS STEEL MARKERS CONDUCTOR AND CABLE MARKERS 5.5 X 9.9 MM | 72
39387 | 1712501738 | STAINLESS STEEL MARKERS CONDUCTOR AND CABLE MARKERS 5.5 X 9.9 MM | 72
39388 | 1712501739 | STAINLESS STEEL MARKERS CONDUCTOR AND CABLE MARKERS 5.5 X 9.9 MM | 72
39389 | 1712501740 | STAINLESS STEEL MARKERS CONDUCTOR AND CABLE MARKERS 5.5 X 9.9 MM | 72
39390 | 1712501741 | STAINLESS STEEL MARKERS CONDUCTOR AND CABLE MARKERS 5.5 X 9.9 MM | 72
39391 | 1712501742 | STAINLESS STEEL MARKERS CONDUCTOR AND CABLE MARKERS 5.5 X 9.9 MM | 72
39392 | 1712501743 | STAINLESS STEEL MARKERS CONDUCTOR AND CABLE MARKERS 5.5 X 9.9 MM | 72
39393 | 1712501744 | STAINLESS STEEL MARKERS CONDUCTOR AND CABLE MARKERS 5.5 X 9.9 MM | 72
39394 | 1712502000 | STAINLESS STEEL MARKERS CONDUCTOR AND CABLE MARKERS 5.5 X 9.9 MM | 72
39395 | 1714091044 | TM-I INSERT MARKERS 12 X 4 MM | 70
39396 | 1714091687 | TM-I INSERT MARKERS 12 X 4 MM | 70
39397 | 1714101044 | TM-I INSERT MARKERS 18 X 4 MM | 70
39398 | 1714101686 | TM-I INSERT MARKERS 18 X 4 MM | 70
39399 | 1714101687 | TM-I INSERT MARKERS 18 X 4 MM | 70
39400 | 1714101688 | TM-I INSERT MARKERS 18 X 4 MM GREEN | 305
39401 | 1714101690 | TM-I INSERT MARKERS 18 X 4 MM ORANGE | 305
39402 | 1714101693 | TM-I INSERT MARKERS 18 X 4 MM | 70
39403 | 1718411044 | TM-I INSERT MARKERS 12 X 4 MM | 70
39404 | 1718411686 | TM-I INSERT MARKERS 12 X 4 MM | 70
39405 | 1718411687 | TM-I INSERT MARKERS 12 X 4 MM | 70
39406 | 1718411688 | TM-I INSERT MARKERS 12 X 4 MM GREEN | 305
39407 | 1718411693 | TM-I INSERT MARKERS 12 X 4 MM | 70
39408 | 1718431044 | TM-I INSERT MARKERS 18 X 4 MM | 70
39409 | 1718431686 | TM-I INSERT MARKERS 18 X 4 MM | 70
39410 | 1718431687 | TM-I INSERT MARKERS 18 X 4 MM | 70
39411 | 1718431688 | TM-I INSERT MARKERS 18 X 4 MM GREEN | 305
39412 | 1718431693 | TM-I INSERT MARKERS 18 X 4 MM | 70
39413 | 1718470001 | SLIMFIX CONDUCTOR AND CABLE MARKERS 1.7 - 2.1 MM 12 X 3.2 MM | 12
39414 | 1718470004 | SLIMFIX CONDUCTOR AND CABLE MARKERS 1.7 - 2.1 MM 12 X 3.2 MM | 12
39415 | 1718480001 | SLIMFIX CONDUCTOR AND CABLE MARKERS 2.2 - 2.9 MM 12 X 3.6 MM | 12
39416 | 1718480002 | SLIMFIX CONDUCTOR AND CABLE MARKERS 2.2 - 2.9 MM 12 X 3.6 MM | 12
39417 | 1718480003 | SLIMFIX CONDUCTOR AND CABLE MARKERS 2.2 - 2.9 MM 12 X 3.6 MM | 12
39418 | 1718480004 | SLIMFIX CONDUCTOR AND CABLE MARKERS 2.2 - 2.9 MM 12 X 3.6 MM | 12
39419 | 1718490001 | SLIMFIX CONDUCTOR AND CABLE MARKERS 3 - 3.7 MM 12 X 4.6 MM | 12
39420 | 1718490002 | SLIMFIX CONDUCTOR AND CABLE MARKERS 3 - 3.7 MM 12 X 4.6 MM | 12
39421 | 1718490003 | SLIMFIX CONDUCTOR AND CABLE MARKERS 3 - 3.7 MM 12 X 4.6 MM | 12
39422 | 1718490004 | SLIMFIX CONDUCTOR AND CABLE MARKERS 3 - 3.7 MM 12 X 4.6 MM | 12
39423 | 1720590002 | SWITCHMARK PROTECTIVE CAP 18 X 27 MM TRANSPARENT | 456
39424 | 1724140001 | LASERMARK DEVICE MARKERS 4.63 X 15 MM | 98
39425 | 1724141044 | LASERMARK DEVICE MARKERS 4.63 X 15 MM | 98
39426 | 1724141687 | LASERMARK DEVICE MARKERS 4.63 X 15 MM | 98
39427 | 1724150001 | LASERMARK DEVICE MARKERS 9 X 17.8 MM | 98
39428 | 1724151044 | LASERMARK DEVICE MARKERS 9 X 17.8 MM | 98
39429 | 1724151687 | LASERMARK DEVICE MARKERS 9 X 17.8 MM | 98
39430 | 1724160001 | LASERMARK DEVICE MARKERS 20 X 30 MM | 98
39431 | 1724161044 | LASERMARK DEVICE MARKERS 20 X 30 MM | 98
39432 | 1724161687 | LASERMARK DEVICE MARKERS 20 X 30 MM | 98
39433 | 1724170001 | LASERMARK DEVICE MARKERS 148 X 105 MM | 98
39434 | 1724171044 | LASERMARK DEVICE MARKERS 148 X 105 MM | 98
39435 | 1724180001 | LASERMARK DEVICE MARKERS 148 X 210 MM | 98
39436 | 1724181687 | LASERMARK DEVICE MARKERS 148 X 210 MM | 98
39437 | 1727740001 | SLIMFIX X CONDUCTOR AND CABLE MARKERS 7 - 40 MM 24 X 15 MM | 12
39438 | 1727740002 | SLIMFIX X CONDUCTOR AND CABLE MARKERS 7 - 40 MM 24 X 15 MM | 12
39439 | 1727740003 | SLIMFIX X CONDUCTOR AND CABLE MARKERS 7 - 40 MM 24 X 15 MM | 12
39440 | 1727740004 | SLIMFIX X CONDUCTOR AND CABLE MARKERS 7 - 40 MM 24 X 15 MM | 12
39441 | 1727770001 | SLIMFIX X CONDUCTOR AND CABLE MARKERS 7 - 40 MM 23 X 10 MM | 12
39442 | 1727770002 | SLIMFIX X CONDUCTOR AND CABLE MARKERS 7 - 40 MM 23 X 10 MM | 12
39443 | 1727770003 | SLIMFIX X CONDUCTOR AND CABLE MARKERS 7 - 40 MM 23 X 10 MM | 12
39444 | 1727770004 | SLIMFIX X CONDUCTOR AND CABLE MARKERS 7 - 40 MM 23 X 10 MM | 12
39445 | 1730560001 | SLIMFIX CONDUCTOR AND CABLE MARKERS 5.8 - 7.8 MM 21 X 8.4 MM | 12
39446 | 1730560002 | SLIMFIX CONDUCTOR AND CABLE MARKERS 5.8 - 7.8 MM 21 X 8.4 MM | 12
39447 | 1730560003 | SLIMFIX CONDUCTOR AND CABLE MARKERS 5.8 - 7.8 MM 21 X 8.4 MM | 12
39448 | 1730560004 | SLIMFIX CONDUCTOR AND CABLE MARKERS 5.8 - 7.8 MM 21 X 8.4 MM | 12
39449 | 1730570001 | SLIMFIX CONDUCTOR AND CABLE MARKERS 4.1 - 4.9 MM 21 X 7.4 MM | 12
39450 | 1730570002 | SLIMFIX CONDUCTOR AND CABLE MARKERS 4.1 - 4.9 MM 21 X 7.4 MM | 12
39451 | 1730570003 | SLIMFIX CONDUCTOR AND CABLE MARKERS 4.1 - 4.9 MM 21 X 7.4 MM | 12
39452 | 1730570004 | SLIMFIX CONDUCTOR AND CABLE MARKERS 4.1 - 4.9 MM 21 X 7.4 MM | 12
39453 | 1730580001 | SLIMFIX CONDUCTOR AND CABLE MARKERS 1 - 1.3 MM 21 X 3.2 MM | 12
39454 | 1730580002 | SLIMFIX CONDUCTOR AND CABLE MARKERS 1 - 1.3 MM 21 X 3.2 MM | 12
39455 | 1730580003 | SLIMFIX CONDUCTOR AND CABLE MARKERS 1 - 1.3 MM 21 X 3.2 MM | 12
39456 | 1730580004 | SLIMFIX CONDUCTOR AND CABLE MARKERS 1 - 1.3 MM 21 X 3.2 MM | 12
39457 | 1730590001 | SLIMFIX CONDUCTOR AND CABLE MARKERS 1.2 - 1.6 MM 21 X 3.2 MM | 12
39458 | 1730590002 | SLIMFIX CONDUCTOR AND CABLE MARKERS 1.2 - 1.6 MM 21 X 3.2 MM | 12
39459 | 1730590003 | SLIMFIX CONDUCTOR AND CABLE MARKERS 1.2 - 1.6 MM 21 X 3.2 MM | 12
39460 | 1730590004 | SLIMFIX CONDUCTOR AND CABLE MARKERS 1.2 - 1.6 MM 21 X 3.2 MM | 12
39461 | 1733650004 | CABLELINE CONDUCTOR AND CABLE MARKERS 10 - 317 MM 4 X 11.4 MM | 5
39462 | 1733651502 | CABLELINE CONDUCTOR AND CABLE MARKERS 10 - 317 MM 4 X 11.3 MM | 5
39463 | 1733651503 | CABLELINE CONDUCTOR AND CABLE MARKERS 10 - 317 MM 4 X 11.3 MM | 5
39464 | 1733651505 | CABLELINE CONDUCTOR AND CABLE MARKERS 10 - 317 MM 4 X 11.3 MM | 5
39465 | 1733651506 | CABLELINE CONDUCTOR AND CABLE MARKERS 10 - 317 MM 4 X 11.3 MM BROWN | 5
39466 | 1733651508 | CABLELINE CONDUCTOR AND CABLE MARKERS 10 - 317 MM 4 X 11.3 MM | 5
39467 | 1733651509 | CABLELINE CONDUCTOR AND CABLE MARKERS 10 - 317 MM 4 X 11.3 MM | 5
39468 | 1733651511 | CABLELINE CONDUCTOR AND CABLE MARKERS 10 - 317 MM 4 X 11.3 MM | 5
39469 | 1733651512 | CABLELINE CONDUCTOR AND CABLE MARKERS 10 - 317 MM 4 X 11.3 MM ORANGE | 5
39470 | 1733651514 | CABLELINE CONDUCTOR AND CABLE MARKERS 10 - 317 MM 4 X 11.3 MM | 5
39471 | 1733651517 | CABLELINE CONDUCTOR AND CABLE MARKERS 10 - 317 MM 4 X 11.3 MM | 5
39472 | 1733651518 | CABLELINE CONDUCTOR AND CABLE MARKERS 10 - 317 MM 4 X 11.3 MM GREEN | 5
39473 | 1733651520 | CABLELINE CONDUCTOR AND CABLE MARKERS 10 - 317 MM 4 X 11.3 MM | 5
39474 | 1733651521 | CABLELINE CONDUCTOR AND CABLE MARKERS 10 - 317 MM 4 X 11.3 MM | 5
39475 | 1733651523 | CABLELINE CONDUCTOR AND CABLE MARKERS 10 - 317 MM 4 X 11.3 MM | 5
39476 | 1733651524 | CABLELINE CONDUCTOR AND CABLE MARKERS 10 - 317 MM 4 X 11.3 MM | 5
39477 | 1733651526 | CABLELINE CONDUCTOR AND CABLE MARKERS 10 - 317 MM 4 X 11.3 MM | 5
39478 | 1733651527 | CABLELINE CONDUCTOR AND CABLE MARKERS 10 - 317 MM 4 X 11.3 MM GREY | 5
39479 | 1733651529 | CABLELINE CONDUCTOR AND CABLE MARKERS 10 - 317 MM 4 X 11.3 MM | 5
39480 | 1733651530 | CABLELINE CONDUCTOR AND CABLE MARKERS 10 - 317 MM 4 X 11.3 MM | 5
39481 | 1733651637 | CABLELINE CONDUCTOR AND CABLE MARKERS 10 - 317 MM 4 X 11.3 MM | 5
39482 | 1733651639 | CABLELINE CONDUCTOR AND CABLE MARKERS 10 - 317 MM 4 X 11.3 MM | 5
39483 | 1733651641 | CABLELINE CONDUCTOR AND CABLE MARKERS 10 - 317 MM 4 X 11.3 MM | 5
39484 | 1733651643 | CABLELINE CONDUCTOR AND CABLE MARKERS 10 - 317 MM 4 X 11.3 MM | 5
39485 | 1733651645 | CABLELINE CONDUCTOR AND CABLE MARKERS 10 - 317 MM 4 X 11.3 MM | 5
39486 | 1733651647 | CABLELINE CONDUCTOR AND CABLE MARKERS 10 - 317 MM 4 X 11.3 MM | 5
39487 | 1733651649 | CABLELINE CONDUCTOR AND CABLE MARKERS 10 - 317 MM 4 X 11.3 MM | 5
39488 | 1733651651 | CABLELINE CONDUCTOR AND CABLE MARKERS 10 - 317 MM 4 X 11.3 MM | 5
39489 | 1733651653 | CABLELINE CONDUCTOR AND CABLE MARKERS 10 - 317 MM 4 X 11.3 MM | 5
39490 | 1733651655 | CABLELINE CONDUCTOR AND CABLE MARKERS 10 - 317 MM 4 X 11.3 MM | 5
39491 | 1733651657 | CABLELINE CONDUCTOR AND CABLE MARKERS 10 - 317 MM 4 X 11.3 MM | 5
39492 | 1733651659 | CABLELINE CONDUCTOR AND CABLE MARKERS 10 - 317 MM 4 X 11.3 MM | 5
39493 | 1733651661 | CABLELINE CONDUCTOR AND CABLE MARKERS 10 - 317 MM 4 X 11.3 MM | 5
39494 | 1733651663 | CABLELINE CONDUCTOR AND CABLE MARKERS 10 - 317 MM 4 X 11.3 MM | 5
39495 | 1733651665 | CABLELINE CONDUCTOR AND CABLE MARKERS 10 - 317 MM 4 X 11.3 MM | 5
39496 | 1733651667 | CABLELINE CONDUCTOR AND CABLE MARKERS 10 - 317 MM 4 X 11.3 MM | 5
39497 | 1733651669 | CABLELINE CONDUCTOR AND CABLE MARKERS 10 - 317 MM 4 X 11.3 MM | 5
39498 | 1733651671 | CABLELINE CONDUCTOR AND CABLE MARKERS 10 - 317 MM 4 X 11.3 MM | 5
39499 | 1733651673 | CABLELINE CONDUCTOR AND CABLE MARKERS 10 - 317 MM 4 X 11.3 MM | 5
39500 | 1733651676 | CABLELINE CONDUCTOR AND CABLE MARKERS 10 - 317 MM 4 X 11.3 MM | 5
39501 | 1733651679 | CABLELINE CONDUCTOR AND CABLE MARKERS 10 - 317 MM 4 X 11.3 MM | 5
39502 | 1733651681 | CABLELINE CONDUCTOR AND CABLE MARKERS 10 - 317 MM 4 X 11.3 MM | 5
39503 | 1733651683 | CABLELINE CONDUCTOR AND CABLE MARKERS 10 - 317 MM 4 X 11.3 MM | 5
39504 | 1733651687 | CABLELINE CONDUCTOR AND CABLE MARKERS 10 - 317 MM 4 X 11.3 MM | 5
39505 | 1733651695 | CABLELINE CONDUCTOR AND CABLE MARKERS 10 - 317 MM 4 X 11.3 MM | 5
39506 | 1733651696 | CABLELINE CONDUCTOR AND CABLE MARKERS 10 - 317 MM 4 X 11.3 MM | 5
39507 | 1733651697 | CABLELINE CONDUCTOR AND CABLE MARKERS 10 - 317 MM 4 X 11.3 MM | 5
39508 | 1733651698 | CABLELINE CONDUCTOR AND CABLE MARKERS 10 - 317 MM 4 X 11.3 MM | 5
39509 | 1733651699 | CABLELINE CONDUCTOR AND CABLE MARKERS 10 - 317 MM 4 X 11.3 MM | 5
39510 | 1733651738 | CABLELINE CONDUCTOR AND CABLE MARKERS 10 - 317 MM 4 X 11.3 MM | 5
39511 | 1733651740 | CABLELINE CONDUCTOR AND CABLE MARKERS 10 - 317 MM 4 X 11.3 MM | 5
39512 | 1733651742 | CABLELINE CONDUCTOR AND CABLE MARKERS 10 - 317 MM 4 X 11.3 MM | 5
39513 | 1733651746 | CABLELINE CONDUCTOR AND CABLE MARKERS 10 - 317 MM 4 X 11.3 MM | 5
39514 | 1733651747 | CABLELINE CONDUCTOR AND CABLE MARKERS 10 - 317 MM 4 X 11.3 MM | 5
39515 | 1733651748 | CABLELINE CONDUCTOR AND CABLE MARKERS 10 - 317 MM 4 X 11.3 MM | 5
39516 | 1733651750 | CABLELINE CONDUCTOR AND CABLE MARKERS 10 - 317 MM 4 X 11.3 MM | 5
39517 | 1733651751 | CABLELINE CONDUCTOR AND CABLE MARKERS 10 - 317 MM 4 X 11.3 MM | 5
39518 | 1733651752 | CABLELINE CONDUCTOR AND CABLE MARKERS 10 - 317 MM 4 X 11.3 MM | 5
39519 | 1736181044 | ESG DEVICE MARKERS X 20 MM PA 66 COLOUR: PLUGGABLE | 109
39520 | 1736181696 | ESG DEVICE MARKERS X 20 MM PA 66 COLOUR: PLUGGABLE | 109
39521 | 1746030001 | SLIMFIX CONDUCTOR AND CABLE MARKERS 3.6 - 6 MM 12 X 5.7 MM | 12
39522 | 1746030002 | SLIMFIX CONDUCTOR AND CABLE MARKERS 3.6 - 6 MM 12 X 5.7 MM | 12
39523 | 1746030003 | SLIMFIX CONDUCTOR AND CABLE MARKERS 3.6 - 6 MM 12 X 5.7 MM | 12
39524 | 1746030004 | SLIMFIX CONDUCTOR AND CABLE MARKERS 3.6 - 6 MM 12 X 5.7 MM | 12
39525 | 1746040001 | SLIMFIX CONDUCTOR AND CABLE MARKERS 4.7 - 7.4 MM 12 X 7.4 MM | 12
39526 | 1746040003 | SLIMFIX CONDUCTOR AND CABLE MARKERS 4.7 - 7.4 MM 12 X 7.4 MM | 12
39527 | 1746040004 | SLIMFIX CONDUCTOR AND CABLE MARKERS 4.7 - 7.4 MM 12 X 7.4 MM | 12
39528 | 1747320001 | SLIMFIX CLIP CONDUCTOR AND CABLE MARKERS 2 - 3.5 MM 12 X 5.8 MM | 12
39529 | 1747320002 | SLIMFIX CLIP CONDUCTOR AND CABLE MARKERS 2 - 3.5 MM 12 X 5.8 MM | 12
39530 | 1747320003 | SLIMFIX CLIP CONDUCTOR AND CABLE MARKERS 2 - 3.5 MM 12 X 5.8 MM | 12
39531 | 1747320004 | SLIMFIX CLIP CONDUCTOR AND CABLE MARKERS 2 - 3.5 MM 12 X 5.8 MM | 12
39532 | 1749320001 | LASERMARK DEVICE MARKERS 6.5 X 18 MM | 98
39533 | 1749321044 | LASERMARK DEVICE MARKERS 6.5 X 18 MM | 98
39534 | 1749321687 | LASERMARK DEVICE MARKERS 6.5 X 18 MM | 98
39535 | 1751561044 | THM CONDUCTOR AND CABLE MARKERS 8.3 - 36.4 MM 25 X 140 MM | 21
39536 | 1751561687 | THM CONDUCTOR AND CABLE MARKERS 8.3 - 36.4 MM 25 X 140 MM | 21
39537 | 1751750001 | THM DEVICE MARKERS 12 X 25 MM | 533
39538 | 1751751044 | THM DEVICE MARKERS 12 X 25 MM | 533
39539 | 1751751687 | THM DEVICE MARKERS 12 X 25 MM | 533
39540 | 1751760001 | THM DEVICE MARKERS 10 X 26 MM | 77
39541 | 1751761044 | THM DEVICE MARKERS 10 X 26 MM | 77
39542 | 1751761687 | THM DEVICE MARKERS 10 X 26 MM | 77
39543 | 1751770001 | THM DEVICE MARKERS 9 X 32 MM | 77
39544 | 1751771044 | THM DEVICE MARKERS 9 X 32 MM | 77
39545 | 1751800001 | THM DEVICE MARKERS 19 X 38 MM | 77
39546 | 1751801044 | THM DEVICE MARKERS 19 X 38 MM | 77
39547 | 1751801687 | THM DEVICE MARKERS 19 X 38 MM | 77
39548 | 1751810001 | THM DEVICE MARKERS 23 X 45 MM | 77
39549 | 1751811044 | THM DEVICE MARKERS 23 X 45 MM | 77
39550 | 1751811687 | THM DEVICE MARKERS 23 X 45 MM | 77
39551 | 1751820001 | THM DEVICE MARKERS 48 X 101 MM | 327
39552 | 1751821044 | THM DEVICE MARKERS 48 X 101 MM | 327
39553 | 1751821687 | THM DEVICE MARKERS 48 X 101 MM | 327
39554 | 1751830001 | THM DEVICE MARKERS 35 X 65 MM | 77
39555 | 1751830004 | THM DEVICE MARKERS 35 X 65 MM | 77
39556 | 1751831044 | THM DEVICE MARKERS 35 X 65 MM | 77
39557 | 1751831687 | THM DEVICE MARKERS 35 X 65 MM | 77
39558 | 1752110001 | SLIMFIX CONDUCTOR AND CABLE MARKERS 1.2 - 1.6 MM 12 X 3.2 MM | 12
39559 | 1752110003 | SLIMFIX CONDUCTOR AND CABLE MARKERS 1.2 - 1.6 MM 12 X 3.2 MM | 12
39560 | 1752110004 | SLIMFIX CONDUCTOR AND CABLE MARKERS 1.2 - 1.6 MM 12 X 3.2 MM | 12
39561 | 1752200001 | SLIMFIX CONDUCTOR AND CABLE MARKERS 1 - 1.3 MM 12 X 3.2 MM | 12
39562 | 1752200004 | SLIMFIX CONDUCTOR AND CABLE MARKERS 1 - 1.3 MM 12 X 3.2 MM | 12
39563 | 1753230001 | THM DEVICE MARKERS 6 X 15 MM | 77
39564 | 1753231044 | THM DEVICE MARKERS 6 X 15 MM | 77
39565 | 1753231687 | THM DEVICE MARKERS 6 X 15 MM | 77
39566 | 1753241044 | THM DEVICE MARKERS 8 X 20 MM | 77
39567 | 1753241687 | THM DEVICE MARKERS 8 X 20 MM | 77
39568 | 1753250001 | THM DEVICE MARKERS 9 X 18 MM | 77
39569 | 1753251044 | THM DEVICE MARKERS 9 X 18 MM | 77
39570 | 1753251687 | THM DEVICE MARKERS 9 X 18 MM | 77
39571 | 1753260001 | THM DEVICE MARKERS 20 X 30 MM | 1163
39572 | 1753261044 | THM DEVICE MARKERS 20 X 30 MM | 1163
39573 | 1753261687 | THM DEVICE MARKERS 20 X 30 MM | 1163
39574 | 1753270001 | THM DEVICE MARKERS 6 X 18 MM | 77
39575 | 1753271044 | THM DEVICE MARKERS 6 X 18 MM | 77
39576 | 1753271687 | THM DEVICE MARKERS 6 X 18 MM | 77
39577 | 1758320001 | SLIMFIX CLIP CONDUCTOR AND CABLE MARKERS 3 - 5 MM 12 X 5.8 MM | 12
39578 | 1758320002 | SLIMFIX CLIP CONDUCTOR AND CABLE MARKERS 3 - 5 MM 12 X 5.8 MM | 12
39579 | 1758320003 | SLIMFIX CLIP CONDUCTOR AND CABLE MARKERS 3 - 5 MM 12 X 5.8 MM | 12
39580 | 1758320004 | SLIMFIX CLIP CONDUCTOR AND CABLE MARKERS 3 - 5 MM 12 X 5.8 MM | 12
39581 | 1759871044 | LASERMARK CONDUCTOR AND CABLE MARKERS 8.2 - 14.3 MM 15 X 70 MM | 191
39582 | 1760461044 | LASERMARK DEVICE MARKERS 6 X 40 MM | 98
39583 | 1762320001 | DEKAFIX TERMINAL MARKER 5 X 3.5 MM PITCH IN MM (P): 3.50 WEIDMUELLER | 13
39584 | 1762320011 | DEKAFIX TERMINAL MARKER 5 X 3.5 MM PITCH IN MM (P): 3.50 WEIDMUELLER | 13
39585 | 1762320021 | DEKAFIX TERMINAL MARKER 5 X 3.5 MM PITCH IN MM (P): 3.50 WEIDMUELLER | 13
39586 | 1762320031 | DEKAFIX TERMINAL MARKER 5 X 3.5 MM PITCH IN MM (P): 3.50 WEIDMUELLER | 13
39587 | 1762320041 | DEKAFIX TERMINAL MARKER 5 X 3.5 MM PITCH IN MM (P): 3.50 WEIDMUELLER | 13
39588 | 1762320051 | DEKAFIX TERMINAL MARKER 5 X 3.5 MM PITCH IN MM (P): 3.50 WEIDMUELLER | 13
39589 | 1762320061 | DEKAFIX TERMINAL MARKER 5 X 3.5 MM PITCH IN MM (P): 3.50 WEIDMUELLER | 13
39590 | 1762320071 | DEKAFIX TERMINAL MARKER 5 X 3.5 MM PITCH IN MM (P): 3.50 WEIDMUELLER | 13
39591 | 1762320081 | DEKAFIX TERMINAL MARKER 5 X 3.5 MM PITCH IN MM (P): 3.50 WEIDMUELLER | 13
39592 | 1762320091 | DEKAFIX TERMINAL MARKER 5 X 3.5 MM PITCH IN MM (P): 3.50 WEIDMUELLER | 13
39593 | 1762320101 | DEKAFIX TERMINAL MARKER 5 X 3.5 MM PITCH IN MM (P): 3.50 WEIDMUELLER | 13
39594 | 1762320111 | DEKAFIX TERMINAL MARKER 5 X 3.5 MM PITCH IN MM (P): 3.50 WEIDMUELLER | 13
39595 | 1762320121 | DEKAFIX TERMINAL MARKER 5 X 3.5 MM PITCH IN MM (P): 3.50 WEIDMUELLER | 13
39596 | 1779080001 | SLIMFIX CLIP CONDUCTOR AND CABLE MARKERS 2 - 3.5 MM 21 X 5.8 MM | 12
39597 | 1779080002 | SLIMFIX CLIP CONDUCTOR AND CABLE MARKERS 2 - 3.5 MM 21 X 5.8 MM | 12
39598 | 1779080003 | SLIMFIX CLIP CONDUCTOR AND CABLE MARKERS 2 - 3.5 MM 21 X 5.8 MM | 12
39599 | 1779080004 | SLIMFIX CLIP CONDUCTOR AND CABLE MARKERS 2 - 3.5 MM 21 X 5.8 MM | 12
39600 | 1779080005 | SLIMFIX CLIP CONDUCTOR AND CABLE MARKERS 2 - 3.5 MM 21 X 5.8 MM GREEN | 12
39601 | 1868811150 | CABLELINE CONDUCTOR AND CABLE MARKERS 2.5 - 5 MM 6 X 4.2 MM | 5
39602 | 1868811151 | CABLELINE CONDUCTOR AND CABLE MARKERS 2.5 - 5 MM 6 X 4.2 MM | 5
39603 | 1868811522 | CABLELINE CONDUCTOR AND CABLE MARKERS 2.5 - 5 MM 6 X 4.2 MM | 5
39604 | 1868811523 | CABLELINE CONDUCTOR AND CABLE MARKERS 2.5 - 5 MM 6 X 4.2 MM | 5
39605 | 1868811524 | CABLELINE CONDUCTOR AND CABLE MARKERS 2.5 - 5 MM 6 X 4.2 MM | 5
39606 | 1868811525 | CABLELINE CONDUCTOR AND CABLE MARKERS 2.5 - 5 MM 6 X 4.2 MM | 5
39607 | 1868811526 | CABLELINE CONDUCTOR AND CABLE MARKERS 2.5 - 5 MM 6 X 4.2 MM | 5
39608 | 1868811527 | CABLELINE CONDUCTOR AND CABLE MARKERS 2.5 - 5 MM 6 X 4.2 MM | 5
39609 | 1868811528 | CABLELINE CONDUCTOR AND CABLE MARKERS 2.5 - 5 MM 6 X 4.2 MM | 5
39610 | 1868811529 | CABLELINE CONDUCTOR AND CABLE MARKERS 2.5 - 5 MM 6 X 4.2 MM | 5
39611 | 1868811530 | CABLELINE CONDUCTOR AND CABLE MARKERS 2.5 - 5 MM 6 X 4.2 MM | 5
39612 | 1868811531 | CABLELINE CONDUCTOR AND CABLE MARKERS 2.5 - 5 MM 6 X 4.2 MM | 5
39613 | 1868811532 | CABLELINE CONDUCTOR AND CABLE MARKERS 2.5 - 5 MM 6 X 4.2 MM | 5
39614 | 1868811533 | CABLELINE CONDUCTOR AND CABLE MARKERS 2.5 - 5 MM 6 X 4.2 MM | 5
39615 | 1868811534 | CABLELINE CONDUCTOR AND CABLE MARKERS 2.5 - 5 MM 6 X 4.2 MM | 5
39616 | 1868811535 | CABLELINE CONDUCTOR AND CABLE MARKERS 2.5 - 5 MM 6 X 4.2 MM | 5
39617 | 1868811536 | CABLELINE CONDUCTOR AND CABLE MARKERS 2.5 - 5 MM 6 X 4.2 MM | 5
39618 | 1868811537 | CABLELINE CONDUCTOR AND CABLE MARKERS 2.5 - 5 MM 6 X 4.2 MM | 5
39619 | 1868811538 | CABLELINE CONDUCTOR AND CABLE MARKERS 2.5 - 5 MM 6 X 4.2 MM | 5
39620 | 1868811539 | CABLELINE CONDUCTOR AND CABLE MARKERS 2.5 - 5 MM 6 X 4.2 MM | 5
39621 | 1868811540 | CABLELINE CONDUCTOR AND CABLE MARKERS 2.5 - 5 MM 6 X 4.2 MM | 5
39622 | 1868811541 | CABLELINE CONDUCTOR AND CABLE MARKERS 2.5 - 5 MM 6 X 4.2 MM | 5
39623 | 1868811542 | CABLELINE CONDUCTOR AND CABLE MARKERS 2.5 - 5 MM 6 X 4.2 MM | 5
39624 | 1868811543 | CABLELINE CONDUCTOR AND CABLE MARKERS 2.5 - 5 MM 6 X 4.2 MM | 5
39625 | 1868811544 | CABLELINE CONDUCTOR AND CABLE MARKERS 2.5 - 5 MM 6 X 4.2 MM | 5
39626 | 1868811545 | CABLELINE CONDUCTOR AND CABLE MARKERS 2.5 - 5 MM 6 X 4.2 MM | 5
39627 | 1868811546 | CABLELINE CONDUCTOR AND CABLE MARKERS 2.5 - 5 MM 6 X 4.2 MM | 5
39628 | 1868811547 | CABLELINE CONDUCTOR AND CABLE MARKERS 2.5 - 5 MM 6 X 4.2 MM | 5
39629 | 1868811548 | CABLELINE CONDUCTOR AND CABLE MARKERS 2.5 - 5 MM 6 X 4.2 MM | 5
39630 | 1868811549 | CABLELINE CONDUCTOR AND CABLE MARKERS 2.5 - 5 MM 6 X 4.2 MM | 5
39631 | 1868811550 | CABLELINE CONDUCTOR AND CABLE MARKERS 2.5 - 5 MM 6 X 4.2 MM | 5
39632 | 1868811551 | CABLELINE CONDUCTOR AND CABLE MARKERS 2.5 - 5 MM 6 X 4.2 MM | 5
39633 | 1868811552 | CABLELINE CONDUCTOR AND CABLE MARKERS 2.5 - 5 MM 6 X 4.2 MM | 5
39634 | 1868811553 | CABLELINE CONDUCTOR AND CABLE MARKERS 2.5 - 5 MM 6 X 4.2 MM | 5
39635 | 1868811554 | CABLELINE CONDUCTOR AND CABLE MARKERS 2.5 - 5 MM 6 X 4.2 MM | 5
39636 | 1868811555 | CABLELINE CONDUCTOR AND CABLE MARKERS 2.5 - 5 MM 6 X 4.2 MM | 5
39637 | 1868811556 | CABLELINE CONDUCTOR AND CABLE MARKERS 2.5 - 5 MM 6 X 4.2 MM | 5
39638 | 1868811557 | CABLELINE CONDUCTOR AND CABLE MARKERS 2.5 - 5 MM 6 X 4.2 MM | 5
39639 | 1868811558 | CABLELINE CONDUCTOR AND CABLE MARKERS 2.5 - 5 MM 6 X 4.2 MM | 5
39640 | 1868811559 | CABLELINE CONDUCTOR AND CABLE MARKERS 2.5 - 5 MM 6 X 4.2 MM | 5
39641 | 1868811560 | CABLELINE CONDUCTOR AND CABLE MARKERS 2.5 - 5 MM 6 X 4.2 MM | 5
39642 | 1868811561 | CABLELINE CONDUCTOR AND CABLE MARKERS 2.5 - 5 MM 6 X 4.2 MM | 5
39643 | 1868811562 | CABLELINE CONDUCTOR AND CABLE MARKERS 2.5 - 5 MM 6 X 4.2 MM | 5
39644 | 1868811563 | CABLELINE CONDUCTOR AND CABLE MARKERS 2.5 - 5 MM 6 X 4.2 MM | 5
39645 | 1868811564 | CABLELINE CONDUCTOR AND CABLE MARKERS 2.5 - 5 MM 6 X 4.2 MM | 5
39646 | 1868811565 | CABLELINE CONDUCTOR AND CABLE MARKERS 2.5 - 5 MM 6 X 4.2 MM | 5
39647 | 1868811566 | CABLELINE CONDUCTOR AND CABLE MARKERS 2.5 - 5 MM 6 X 4.2 MM | 5
39648 | 1868811567 | CABLELINE CONDUCTOR AND CABLE MARKERS 2.5 - 5 MM 6 X 4.2 MM | 5
39649 | 1868811568 | CABLELINE CONDUCTOR AND CABLE MARKERS 2.5 - 5 MM 6 X 4.2 MM | 5
39650 | 1868811569 | CABLELINE CONDUCTOR AND CABLE MARKERS 2.5 - 5 MM 6 X 4.2 MM | 5
39651 | 1868811570 | CABLELINE CONDUCTOR AND CABLE MARKERS 2.5 - 5 MM 6 X 4.2 MM | 5
39652 | 1868811571 | CABLELINE CONDUCTOR AND CABLE MARKERS 2.5 - 5 MM 6 X 4.2 MM | 5
39653 | 1868811572 | CABLELINE CONDUCTOR AND CABLE MARKERS 2.5 - 5 MM 6 X 4.2 MM | 5
39654 | 1868811573 | CABLELINE CONDUCTOR AND CABLE MARKERS 2.5 - 5 MM 6 X 4.2 MM | 5
39655 | 1868811574 | CABLELINE CONDUCTOR AND CABLE MARKERS 2.5 - 5 MM 6 X 4.2 MM | 5
39656 | 1868811575 | CABLELINE CONDUCTOR AND CABLE MARKERS 2.5 - 5 MM 6 X 4.2 MM | 5
39657 | 1868811576 | CABLELINE CONDUCTOR AND CABLE MARKERS 2.5 - 5 MM 6 X 4.2 MM | 5
39658 | 1868811577 | CABLELINE CONDUCTOR AND CABLE MARKERS 2.5 - 5 MM 6 X 4.2 MM | 5
39659 | 1868811578 | CABLELINE CONDUCTOR AND CABLE MARKERS 2.5 - 5 MM 6 X 4.2 MM | 5
39660 | 1868811579 | CABLELINE CONDUCTOR AND CABLE MARKERS 2.5 - 5 MM 6 X 4.2 MM | 5
39661 | 1868811580 | CABLELINE CONDUCTOR AND CABLE MARKERS 2.5 - 5 MM 6 X 4.2 MM | 5
39662 | 1868811581 | CABLELINE CONDUCTOR AND CABLE MARKERS 2.5 - 5 MM 6 X 4.2 MM | 5
39663 | 1868811582 | CABLELINE CONDUCTOR AND CABLE MARKERS 2.5 - 5 MM 6 X 4.2 MM | 5
39664 | 1868811583 | CABLELINE CONDUCTOR AND CABLE MARKERS 2.5 - 5 MM 6 X 4.2 MM | 5
39665 | 1868811584 | CABLELINE CONDUCTOR AND CABLE MARKERS 2.5 - 5 MM 6 X 4.2 MM | 5
39666 | 1868811585 | CABLELINE CONDUCTOR AND CABLE MARKERS 2.5 - 5 MM 6 X 4.2 MM | 5
39667 | 1868811586 | CABLELINE CONDUCTOR AND CABLE MARKERS 2.5 - 5 MM 6 X 4.2 MM | 5
39668 | 1868811587 | CABLELINE CONDUCTOR AND CABLE MARKERS 2.5 - 5 MM 6 X 4.2 MM | 5
39669 | 1868811588 | CABLELINE CONDUCTOR AND CABLE MARKERS 2.5 - 5 MM 6 X 4.2 MM | 5
39670 | 1868811589 | CABLELINE CONDUCTOR AND CABLE MARKERS 2.5 - 5 MM 6 X 4.2 MM | 5
39671 | 1868811590 | CABLELINE CONDUCTOR AND CABLE MARKERS 2.5 - 5 MM 6 X 4.2 MM | 5
39672 | 1868811591 | CABLELINE CONDUCTOR AND CABLE MARKERS 2.5 - 5 MM 6 X 4.2 MM | 5
39673 | 1868811592 | CABLELINE CONDUCTOR AND CABLE MARKERS 2.5 - 5 MM 6 X 4.2 MM | 5
39674 | 1868811593 | CABLELINE CONDUCTOR AND CABLE MARKERS 2.5 - 5 MM 6 X 4.2 MM | 5
39675 | 1868811594 | CABLELINE CONDUCTOR AND CABLE MARKERS 2.5 - 5 MM 6 X 4.2 MM | 5
39676 | 1868811595 | CABLELINE CONDUCTOR AND CABLE MARKERS 2.5 - 5 MM 6 X 4.2 MM | 5
39677 | 1868811596 | CABLELINE CONDUCTOR AND CABLE MARKERS 2.5 - 5 MM 6 X 4.2 MM | 5
39678 | 1868811597 | CABLELINE CONDUCTOR AND CABLE MARKERS 2.5 - 5 MM 6 X 4.2 MM | 5
39679 | 1868811598 | CABLELINE CONDUCTOR AND CABLE MARKERS 2.5 - 5 MM 6 X 4.2 MM | 5
39680 | 1868811599 | CABLELINE CONDUCTOR AND CABLE MARKERS 2.5 - 5 MM 6 X 4.2 MM | 5
39681 | 1868811600 | CABLELINE CONDUCTOR AND CABLE MARKERS 2.5 - 5 MM 6 X 4.2 MM | 5
39682 | 1868811601 | CABLELINE CONDUCTOR AND CABLE MARKERS 2.5 - 5 MM 6 X 4.2 MM | 5
39683 | 1868811602 | CABLELINE CONDUCTOR AND CABLE MARKERS 2.5 - 5 MM 6 X 4.2 MM | 5
39684 | 1868811603 | CABLELINE CONDUCTOR AND CABLE MARKERS 2.5 - 5 MM 6 X 4.2 MM | 5
39685 | 1868811604 | CABLELINE CONDUCTOR AND CABLE MARKERS 2.5 - 5 MM 6 X 4.2 MM | 5
39686 | 1868811605 | CABLELINE CONDUCTOR AND CABLE MARKERS 2.5 - 5 MM 6 X 4.2 MM | 5
39687 | 1868811606 | CABLELINE CONDUCTOR AND CABLE MARKERS 2.5 - 5 MM 6 X 4.2 MM | 5
39688 | 1868811607 | CABLELINE CONDUCTOR AND CABLE MARKERS 2.5 - 5 MM 6 X 4.2 MM | 5
39689 | 1868811608 | CABLELINE CONDUCTOR AND CABLE MARKERS 2.5 - 5 MM 6 X 4.2 MM | 5
39690 | 1868811609 | CABLELINE CONDUCTOR AND CABLE MARKERS 2.5 - 5 MM 6 X 4.2 MM | 5
39691 | 1868811610 | CABLELINE CONDUCTOR AND CABLE MARKERS 2.5 - 5 MM 6 X 4.2 MM | 5
39692 | 1868811611 | CABLELINE CONDUCTOR AND CABLE MARKERS 2.5 - 5 MM 6 X 4.2 MM | 5
39693 | 1868811612 | CABLELINE CONDUCTOR AND CABLE MARKERS 2.5 - 5 MM 6 X 4.2 MM | 5
39694 | 1868811613 | CABLELINE CONDUCTOR AND CABLE MARKERS 2.5 - 5 MM 6 X 4.2 MM | 5
39695 | 1868811614 | CABLELINE CONDUCTOR AND CABLE MARKERS 2.5 - 5 MM 6 X 4.2 MM | 5
39696 | 1868811615 | CABLELINE CONDUCTOR AND CABLE MARKERS 2.5 - 5 MM 6 X 4.2 MM | 5
39697 | 1868811616 | CABLELINE CONDUCTOR AND CABLE MARKERS 2.5 - 5 MM 6 X 4.2 MM | 5
39698 | 1868811617 | CABLELINE CONDUCTOR AND CABLE MARKERS 2.5 - 5 MM 6 X 4.2 MM | 5
39699 | 1868811618 | CABLELINE CONDUCTOR AND CABLE MARKERS 2.5 - 5 MM 6 X 4.2 MM | 5
39700 | 1868811619 | CABLELINE CONDUCTOR AND CABLE MARKERS 2.5 - 5 MM 6 X 4.2 MM | 5
39701 | 1868811620 | CABLELINE CONDUCTOR AND CABLE MARKERS 2.5 - 5 MM 6 X 4.2 MM | 5
39702 | 1868811687 | CABLELINE CONDUCTOR AND CABLE MARKERS 2.5 - 5 MM 6 X 4.2 MM | 5
39703 | 1868811726 | CABLELINE CONDUCTOR AND CABLE MARKERS 2.5 - 5 MM 6 X 4.2 MM | 5
39704 | 1868811727 | CABLELINE CONDUCTOR AND CABLE MARKERS 2.5 - 5 MM 6 X 4.2 MM | 5
39705 | 1868811728 | CABLELINE CONDUCTOR AND CABLE MARKERS 2.5 - 5 MM 6 X 4.2 MM | 5
39706 | 1868811729 | CABLELINE CONDUCTOR AND CABLE MARKERS 2.5 - 5 MM 6 X 4.2 MM | 5
39707 | 1868811730 | CABLELINE CONDUCTOR AND CABLE MARKERS 2.5 - 5 MM 6 X 4.2 MM | 5
39708 | 1868811731 | CABLELINE CONDUCTOR AND CABLE MARKERS 2.5 - 5 MM 6 X 4.2 MM | 5
39709 | 1868811733 | CABLELINE CONDUCTOR AND CABLE MARKERS 2.5 - 5 MM 6 X 4.2 MM | 5
39710 | 1868811734 | CABLELINE CONDUCTOR AND CABLE MARKERS 2.5 - 5 MM 9 X 4.2 MM | 5
39711 | 1868811735 | CABLELINE CONDUCTOR AND CABLE MARKERS 2.5 - 5 MM 6 X 4.2 MM | 5
39712 | 1868811736 | CABLELINE CONDUCTOR AND CABLE MARKERS 2.5 - 5 MM 6 X 4.2 MM | 5
39713 | 1868811737 | CABLELINE CONDUCTOR AND CABLE MARKERS 2.5 - 5 MM 6 X 4.2 MM | 5
39714 | 1868811738 | CABLELINE CONDUCTOR AND CABLE MARKERS 2.5 - 5 MM 6 X 4.2 MM | 5
39715 | 1868811739 | CABLELINE CONDUCTOR AND CABLE MARKERS 2.5 - 5 MM 6 X 4.2 MM | 5
39716 | 1868811740 | CABLELINE CONDUCTOR AND CABLE MARKERS 2.5 - 5 MM 6 X 4.2 MM | 5
39717 | 1868811741 | CABLELINE CONDUCTOR AND CABLE MARKERS 2.5 - 5 MM 6 X 4.2 MM | 5
39718 | 1868811742 | CABLELINE CONDUCTOR AND CABLE MARKERS 2.5 - 5 MM 6 X 4.2 MM | 5
39719 | 1868811743 | CABLELINE CONDUCTOR AND CABLE MARKERS 2.5 - 5 MM 6 X 4.2 MM | 5
39720 | 1869821502 | CABLELINE CONDUCTOR AND CABLE MARKERS 1.3 - 3 MM 3 X 3.4 MM | 5
39721 | 1869821505 | CABLELINE CONDUCTOR AND CABLE MARKERS 1.3 - 3 MM 3 X 3.4 MM | 5
39722 | 1869821508 | CABLELINE CONDUCTOR AND CABLE MARKERS 1.3 - 3 MM 3 X 3.4 MM | 5
39723 | 1869821511 | CABLELINE CONDUCTOR AND CABLE MARKERS 1.3 - 3 MM 3 X 3.4 MM | 5
39724 | 1869821514 | CABLELINE CONDUCTOR AND CABLE MARKERS 1.3 - 3 MM 3 X 3.4 MM | 5
39725 | 1869821517 | CABLELINE CONDUCTOR AND CABLE MARKERS 1.3 - 3 MM 3 X 3.4 MM | 5
39726 | 1869821520 | CABLELINE CONDUCTOR AND CABLE MARKERS 1.3 - 3 MM 3 X 3.4 MM | 5
39727 | 1869821523 | CABLELINE CONDUCTOR AND CABLE MARKERS 1.3 - 3 MM 3 X 3.4 MM | 5
39728 | 1869821526 | CABLELINE CONDUCTOR AND CABLE MARKERS 1.3 - 3 MM 3 X 3.4 MM | 5
39729 | 1869821740 | CABLELINE CONDUCTOR AND CABLE MARKERS 1.3 - 3 MM 3 X 3.4 MM | 5
39730 | 1871371502 | CABLELINE CONDUCTOR AND CABLE MARKERS 10 - 317 MM 4 X 11.3 MM | 5
39731 | 1871371505 | CABLELINE CONDUCTOR AND CABLE MARKERS 10 - 317 MM 4 X 11.3 MM | 5
39732 | 1871751728 | CABLELINE CONDUCTOR AND CABLE MARKERS 10 - 317 MM 6 X 11.3 MM | 5
39733 | 1871751729 | CABLELINE CONDUCTOR AND CABLE MARKERS 10 - 317 MM 6 X 11.3 MM | 5
39734 | 1871751730 | CABLELINE CONDUCTOR AND CABLE MARKERS 10 - 317 MM 6 X 11.3 MM | 5
39735 | 1871781728 | CABLELINE CONDUCTOR AND CABLE MARKERS 10 - 317 MM 6 X 11.3 MM | 5
39736 | 1871781729 | CABLELINE CONDUCTOR AND CABLE MARKERS 10 - 317 MM 6 X 11.3 MM | 5
39737 | 1871781730 | CABLELINE CONDUCTOR AND CABLE MARKERS 10 - 317 MM 6 X 11.3 MM | 5
39738 | 1871801687 | CABLELINE CONDUCTOR AND CABLE MARKERS 2.5 - 5 MM 18 X 4.2 MM | 5
39739 | 1871831687 | CABLELINE CONDUCTOR AND CABLE MARKERS 4 - 10 MM 18 X 6.9 MM | 5
39740 | 1871891728 | CABLELINE CONDUCTOR AND CABLE MARKERS 4 - 10 MM 6 X 7 MM | 5
39741 | 1871891729 | CABLELINE CONDUCTOR AND CABLE MARKERS 4 - 10 MM 6 X 7 MM | 5
39742 | 1871891730 | CABLELINE CONDUCTOR AND CABLE MARKERS 4 - 10 MM 6 X 7 MM | 5
39743 | 1871901728 | CABLELINE CONDUCTOR AND CABLE MARKERS 4 - 10 MM 6 X 7 MM | 5
39744 | 1871901729 | CABLELINE CONDUCTOR AND CABLE MARKERS 4 - 10 MM 6 X 7 MM | 5
39745 | 1871901730 | CABLELINE CONDUCTOR AND CABLE MARKERS 4 - 10 MM 6 X 7 MM | 5
39746 | 1871901731 | CABLELINE CONDUCTOR AND CABLE MARKERS 4 - 10 MM 6 X 7 MM | 5
39747 | 1871909999 | CABLELINE CONDUCTOR AND CABLE MARKERS 4 - 10 MM 6 X 6.9 MM TO CUSTOMER SPECIFICATION | 33
39748 | 1871971687 | CABLELINE CONDUCTOR AND CABLE MARKERS 4 - 10 MM 9 X 6.9 MM | 5
39749 | 1871971734 | CABLELINE CONDUCTOR AND CABLE MARKERS 4 - 10 MM 9 X 7 MM | 5
39750 | 1871979999 | CABLELINE CONDUCTOR AND CABLE MARKERS 4 - 10 MM 9 X 6.9 MM TO CUSTOMER SPECIFICATION | 33
39751 | 1872031734 | CABLELINE CONDUCTOR AND CABLE MARKERS 4 - 10 MM 9 X 7 MM | 5
39752 | 1872661733 | CABLELINE CONDUCTOR AND CABLE MARKERS 8 - 16 MM 9 X 11 MM | 5
39753 | 1873741687 | CABLELINE CONDUCTOR AND CABLE MARKERS 1.3 - 3 MM 18 X 3.4 MM | 5
39754 | 1878260001 | CABLELINE CONDUCTOR AND CABLE MARKERS 2.5 - 5 MM 9 X 4.2 MM | 5
39755 | 1878260020 | CABLELINE CONDUCTOR AND CABLE MARKERS 2.5 - 5 MM 9 X 4.2 MM | 5
39756 | 1878260040 | CABLELINE CONDUCTOR AND CABLE MARKERS 2.5 - 5 MM 9 X 4.2 MM | 5
39757 | 1878260060 | CABLELINE CONDUCTOR AND CABLE MARKERS 2.5 - 5 MM 9 X 4.2 MM | 5
39758 | 1878260080 | CABLELINE CONDUCTOR AND CABLE MARKERS 2.5 - 5 MM 9 X 4.2 MM | 5
39759 | 1878260100 | CABLELINE CONDUCTOR AND CABLE MARKERS 2.5 - 5 MM 9 X 4.2 MM | 5
39760 | 1878260120 | CABLELINE CONDUCTOR AND CABLE MARKERS 2.5 - 5 MM 9 X 4.2 MM | 5
39761 | 1878260140 | CABLELINE CONDUCTOR AND CABLE MARKERS 2.5 - 5 MM 9 X 4.2 MM | 5
39762 | 1878260160 | CABLELINE CONDUCTOR AND CABLE MARKERS 2.5 - 5 MM 9 X 4.2 MM | 5
39763 | 1878260180 | CABLELINE CONDUCTOR AND CABLE MARKERS 2.5 - 5 MM 9 X 4.2 MM | 5
39764 | 1878260200 | CABLELINE CONDUCTOR AND CABLE MARKERS 2.5 - 5 MM 9 X 4.2 MM | 5
39765 | 1878260220 | CABLELINE CONDUCTOR AND CABLE MARKERS 2.5 - 5 MM 9 X 4.2 MM | 5
39766 | 1878260240 | CABLELINE CONDUCTOR AND CABLE MARKERS 2.5 - 5 MM 9 X 4.2 MM | 5
39767 | 1878260260 | CABLELINE CONDUCTOR AND CABLE MARKERS 2.5 - 5 MM 9 X 4.2 MM | 5
39768 | 1878260280 | CABLELINE CONDUCTOR AND CABLE MARKERS 2.5 - 5 MM 9 X 4.2 MM | 5
39769 | 1878260300 | CABLELINE CONDUCTOR AND CABLE MARKERS 2.5 - 5 MM 9 X 4.2 MM | 5
39770 | 1878260320 | CABLELINE CONDUCTOR AND CABLE MARKERS 2.5 - 5 MM 9 X 4.2 MM | 5
39771 | 1878260340 | CABLELINE CONDUCTOR AND CABLE MARKERS 2.5 - 5 MM 9 X 4.2 MM | 5
39772 | 1878260360 | CABLELINE CONDUCTOR AND CABLE MARKERS 2.5 - 5 MM 9 X 4.2 MM | 5
39773 | 1878260380 | CABLELINE CONDUCTOR AND CABLE MARKERS 2.5 - 5 MM 9 X 4.2 MM | 5
39774 | 1878260400 | CABLELINE CONDUCTOR AND CABLE MARKERS 2.5 - 5 MM 9 X 4.2 MM | 5
39775 | 1878260420 | CABLELINE CONDUCTOR AND CABLE MARKERS 2.5 - 5 MM 9 X 4.2 MM | 5
39776 | 1878260440 | CABLELINE CONDUCTOR AND CABLE MARKERS 2.5 - 5 MM 9 X 4.2 MM | 5
39777 | 1878260460 | CABLELINE CONDUCTOR AND CABLE MARKERS 2.5 - 5 MM 9 X 4.2 MM | 5
39778 | 1878260480 | CABLELINE CONDUCTOR AND CABLE MARKERS 2.5 - 5 MM 9 X 4.2 MM | 5
39779 | 1878260500 | CABLELINE CONDUCTOR AND CABLE MARKERS 2.5 - 5 MM 9 X 4.2 MM | 5
39780 | 1878260520 | CABLELINE CONDUCTOR AND CABLE MARKERS 2.5 - 5 MM 9 X 4.2 MM | 5
39781 | 1878260540 | CABLELINE CONDUCTOR AND CABLE MARKERS 2.5 - 5 MM 9 X 4.2 MM | 5
39782 | 1878260560 | CABLELINE CONDUCTOR AND CABLE MARKERS 2.5 - 5 MM 9 X 4.2 MM | 5
39783 | 1878260580 | CABLELINE CONDUCTOR AND CABLE MARKERS 2.5 - 5 MM 9 X 4.2 MM | 5
39784 | 1878260600 | CABLELINE CONDUCTOR AND CABLE MARKERS 2.5 - 5 MM 9 X 4.2 MM | 5
39785 | 1878260620 | CABLELINE CONDUCTOR AND CABLE MARKERS 2.5 - 5 MM 9 X 4.2 MM | 5
39786 | 1878260640 | CABLELINE CONDUCTOR AND CABLE MARKERS 2.5 - 5 MM 9 X 4.2 MM | 5
39787 | 1878260660 | CABLELINE CONDUCTOR AND CABLE MARKERS 2.5 - 5 MM 9 X 4.2 MM | 5
39788 | 1878260680 | CABLELINE CONDUCTOR AND CABLE MARKERS 2.5 - 5 MM 9 X 4.2 MM | 5
39789 | 1878260700 | CABLELINE CONDUCTOR AND CABLE MARKERS 2.5 - 5 MM 9 X 4.2 MM | 5
39790 | 1878260720 | CABLELINE CONDUCTOR AND CABLE MARKERS 2.5 - 5 MM 9 X 4.2 MM | 5
39791 | 1878260740 | CABLELINE CONDUCTOR AND CABLE MARKERS 2.5 - 5 MM 9 X 4.2 MM | 5
39792 | 1878260760 | CABLELINE CONDUCTOR AND CABLE MARKERS 2.5 - 5 MM 9 X 4.2 MM | 5
39793 | 1878260780 | CABLELINE CONDUCTOR AND CABLE MARKERS 2.5 - 5 MM 9 X 4.2 MM | 5
39794 | 1878260800 | CABLELINE CONDUCTOR AND CABLE MARKERS 2.5 - 5 MM 9 X 4.2 MM | 5
39795 | 1878260820 | CABLELINE CONDUCTOR AND CABLE MARKERS 2.5 - 5 MM 9 X 4.2 MM | 5
39796 | 1878260840 | CABLELINE CONDUCTOR AND CABLE MARKERS 2.5 - 5 MM 9 X 4.2 MM | 5
39797 | 1878260860 | CABLELINE CONDUCTOR AND CABLE MARKERS 2.5 - 5 MM 9 X 4.2 MM | 5
39798 | 1878260880 | CABLELINE CONDUCTOR AND CABLE MARKERS 2.5 - 5 MM 9 X 4.2 MM | 5
39799 | 1878260900 | CABLELINE CONDUCTOR AND CABLE MARKERS 2.5 - 5 MM 9 X 4.2 MM | 5
39800 | 1878260920 | CABLELINE CONDUCTOR AND CABLE MARKERS 2.5 - 5 MM 9 X 4.2 MM | 5
39801 | 1878260940 | CABLELINE CONDUCTOR AND CABLE MARKERS 2.5 - 5 MM 9 X 4.2 MM | 5
39802 | 1878260960 | CABLELINE CONDUCTOR AND CABLE MARKERS 2.5 - 5 MM 9 X 4.2 MM | 5
39803 | 1878260980 | CABLELINE CONDUCTOR AND CABLE MARKERS 2.5 - 5 MM 9 X 4.2 MM | 5
39804 | 1878470001 | CABLELINE CONDUCTOR AND CABLE MARKERS 2.5 - 5 MM 6 X 4.2 MM | 5
39805 | 1878470010 | CABLELINE CONDUCTOR AND CABLE MARKERS 2.5 - 5 MM 6 X 4.2 MM | 5
39806 | 1878470020 | CABLELINE CONDUCTOR AND CABLE MARKERS 2.5 - 5 MM 6 X 4.2 MM | 5
39807 | 1878470040 | CABLELINE CONDUCTOR AND CABLE MARKERS 2.5 - 5 MM 6 X 4.2 MM | 5
39808 | 1878470060 | CABLELINE CONDUCTOR AND CABLE MARKERS 2.5 - 5 MM 6 X 4.2 MM | 5
39809 | 1878470080 | CABLELINE CONDUCTOR AND CABLE MARKERS 2.5 - 5 MM 6 X 4.2 MM | 5
39810 | 1886531687 | CABLELINE CONDUCTOR AND CABLE MARKERS 10 - 317 MM 25 X 11.4 MM | 5
39811 | 1886541687 | CABLELINE CONDUCTOR AND CABLE MARKERS 10 - 317 MM 4 X 11.4 MM | 5
39812 | 1188570000 | VP (KLIPPON EX BLANKING PLUG WITH MUSHROOM HEAD) BLANKING PLUG 1 1/4" NPT 20 MM NICKEL-PLATED | 94
39813 | 1329630000 | KLIPPON K (ALUMINIUM EMPTY ENCLOSURE) EMPTY ENCLOSURE ALUMINIUM ENCLOSURE HEIGHT: 70 MM WIDTH: 70 MM DEPTH: 45 MM MATERIAL: ALUMINIUM ALSI12 POWDER-COATED GREY | 38
39814 | 1329640000 | KLIPPON K (ALUMINIUM EMPTY ENCLOSURE) EMPTY ENCLOSURE ALUMINIUM ENCLOSURE HEIGHT: 80 MM WIDTH: 75 MM DEPTH: 57 MM MATERIAL: ALUMINIUM ALSI12 POWDER-COATED GREY | 38
39815 | 1262760000 | ADAP (KLIPPON EX ADAPTOR) ADAPTER M 25 X 1.5 M 20 NICKEL-PLATED | 81
39816 | 1184710000 | E1W (KLIPPON DOUBLE SEAL SWA ARMO EX E/D CABLE GLAND) CABLE GLANDS M 40 X 1.5 16 MM SINGLE-WIRE ARMOURING 1.6 - 2 MM OD MIN. 30.5 - OD MAX. 40.5 MM ID MIN. 25.50 - ID MAX. 32.20 MM NICKEL-PLATED | 8
39817 | 1329650000 | KLIPPON K (ALUMINIUM EMPTY ENCLOSURE) EMPTY ENCLOSURE ALUMINIUM ENCLOSURE HEIGHT: 70 MM WIDTH: 100 MM DEPTH: 45 MM MATERIAL: ALUMINIUM ALSI12 POWDER-COATED GREY | 38
39818 | 1188560000 | VP (KLIPPON EX BLANKING PLUG WITH MUSHROOM HEAD) BLANKING PLUG 1" NPT 19.5 MM NICKEL-PLATED | 94
39819 | 1263180000 | ADAP (KLIPPON EX ADAPTOR) ADAPTER 3/4" NPT M 20 NICKEL-PLATED | 81
39820 | 1329670000 | KLIPPON K (ALUMINIUM EMPTY ENCLOSURE) EMPTY ENCLOSURE ALUMINIUM ENCLOSURE HEIGHT: 70 MM WIDTH: 165 MM DEPTH: 45 MM MATERIAL: ALUMINIUM ALSI12 POWDER-COATED GREY | 38
39821 | 1184810000 | E1W (KLIPPON DOUBLE SEAL SWA ARMO EX E/D CABLE GLAND) CABLE GLANDS 1" NPT 17.3 MM SINGLE-WIRE ARMOURING 1.6 - 2 MM OD MIN. 26 - OD MAX. 34 MM ID MIN. 19.50 - ID MAX. 26.30 MM NICKEL-PLATED | 8
39822 | 1262930000 | ADAP (KLIPPON EX ADAPTOR) ADAPTER M 32 X 1.5 1" NPT NICKEL-PLATED | 81
39823 | 1184990000 | E1XZ (KLIPPON DOUBLE SEAL SWB/STA ARMO EX E/D CABLE GLAND) CABLE GLANDS M 20 X 1.5 16 MM BRAIDED ARMOURING METAL FOIL ARMOURING 0.9 - 1.25 MM OD MIN. 15 - OD MAX. 21 MM ID MIN. 10.00 - ID MAX. 14.00 MM NICKEL-PLATED | 8
39824 | 1329680000 | KLIPPON K (ALUMINIUM EMPTY ENCLOSURE) EMPTY ENCLOSURE ALUMINIUM ENCLOSURE HEIGHT: 80 MM WIDTH: 175 MM DEPTH: 57 MM MATERIAL: ALUMINIUM ALSI12 POWDER-COATED GREY | 38
39825 | 1329240030 | PRE-ASSEMBLED CABLE PAC CABLE LIYY 0.25 MM² | 2
39826 | 1329690000 | KLIPPON K (ALUMINIUM EMPTY ENCLOSURE) EMPTY ENCLOSURE ALUMINIUM ENCLOSURE HEIGHT: 80 MM WIDTH: 250 MM DEPTH: 55 MM MATERIAL: ALUMINIUM ALSI12 POWDER-COATED GREY | 38
39827 | 1329700000 | KLIPPON K (ALUMINIUM EMPTY ENCLOSURE) EMPTY ENCLOSURE ALUMINIUM ENCLOSURE HEIGHT: 82 MM WIDTH: 130 MM DEPTH: 72 MM MATERIAL: ALUMINIUM ALSI12 POWDER-COATED GREY | 38
39828 | 1329720000 | KLIPPON K (ALUMINIUM EMPTY ENCLOSURE) EMPTY ENCLOSURE ALUMINIUM ENCLOSURE HEIGHT: 130 MM WIDTH: 170 MM DEPTH: 90 MM MATERIAL: ALUMINIUM ALSI12 POWDER-COATED GREY | 38
39829 | 1329730000 | KLIPPON K (ALUMINIUM EMPTY ENCLOSURE) EMPTY ENCLOSURE ALUMINIUM ENCLOSURE HEIGHT: 160 MM WIDTH: 160 MM DEPTH: 91 MM MATERIAL: ALUMINIUM ALSI12 POWDER-COATED GREY | 38
39830 | 2762660000 | WPAK POTENTIAL EQUALISATION BLOCK RATED CROSS-SECTION: SCREW CONNECTION | 495
39831 | 1329740000 | KLIPPON K (ALUMINIUM EMPTY ENCLOSURE) EMPTY ENCLOSURE ALUMINIUM ENCLOSURE HEIGHT: 160 MM WIDTH: 200 MM DEPTH: 100 MM MATERIAL: ALUMINIUM ALSI12 POWDER-COATED GREY | 38
39832 | 1329750000 | KLIPPON K (ALUMINIUM EMPTY ENCLOSURE) EMPTY ENCLOSURE ALUMINIUM ENCLOSURE HEIGHT: 160 MM WIDTH: 350 MM DEPTH: 91 MM MATERIAL: ALUMINIUM ALSI12 POWDER-COATED GREY | 38
39833 | 1769170000 | PRINTED CIRCUIT BOARD TERMINALS 5.08 MM N OF POLES: 22 90° SOLDER PIN LENGTH (L): 3.5 MM TINNED CLAMPING YOKE CONNECTION CLAMPING RANGE MAX. : 2.5 MM² BOX | 1
39834 | 2795170000 | PCB PLUG-IN CONNECTOR MALE HEADER CLIP-ON FLANGE THT/THR SOLDER CONNECTION 1.80 MM N OF POLES: 2 180° SOLDER PIN LENGTH (L): 2.1 MM NI/AU TAPE | 0
39835 | 2795120000 | PCB PLUG-IN CONNECTOR MALE HEADER CLIP-ON FLANGE THT/THR SOLDER CONNECTION 1.80 MM N OF POLES: 2 90° SOLDER PIN LENGTH (L): 2.1 MM NI/AU TAPE | 0
39836 | 1262860000 | ADAP (KLIPPON EX ADAPTOR) ADAPTER M 20 X 1.5 1/2" NPT NICKEL-PLATED | 81
39837 | 2791900000 | PHOTOVOLTAICS COMBINER BOX 1000 V 6 MPPT?S 2 INPUTS / 1 OUTPUT PER MPPT SURGE PROTECTION II WM4C | 60
39838 | 2791910000 | PHOTOVOLTAICS COMBINER BOX 1000 V 6 MPPT?S 2 INPUTS / 1 OUTPUT PER MPPT SURGE PROTECTION II CABLE GLAND | 60
39839 | 1315620000 | REMOTE I/O MODULE IP20 4-CHANNEL ANALOG SIGNALS INPUT CURRENT/VOLTAGE 16 BIT | 79
39840 | 1184700000 | E1W (KLIPPON DOUBLE SEAL SWA ARMO EX E/D CABLE GLAND) CABLE GLANDS M 32 X 1.5 16 MM SINGLE-WIRE ARMOURING 1.6 - 2 MM OD MIN. 26 - OD MAX. 34 MM ID MIN. 19.50 - ID MAX. 26.30 MM NICKEL-PLATED | 8
39841 | 2807400000 | SURGE VOLTAGE ARRESTER LOW VOLTAGE SURGE PROTECTION WITH REMOTE CONTACT SINGLE-PHASE TN | 24
39842 | 2827580000 | SURGE VOLTAGE ARRESTER LOW VOLTAGE CLASS II SURGE PROTECTION NO LEAKAGE CURRENT SINGLE-PHASE | 24
39843 | 2827630000 | SURGE VOLTAGE ARRESTER LOW VOLTAGE CLASS II SURGE PROTECTION NO LEAKAGE CURRENT TN-S IT WITH N IT WITHOUT N TT | 68
39844 | 2827590000 | SURGE VOLTAGE ARRESTER LOW VOLTAGE CLASS II SURGE PROTECTION NO LEAKAGE CURRENT SINGLE-PHASE TN | 24
39845 | 2827620000 | SURGE VOLTAGE ARRESTER LOW VOLTAGE OVERVOLTAGE PROTECTION FOR LOW-VOLTAGE SUPPLY SINGLE-PHASE TN IT WITH N TT | 1231
39846 | 2827600000 | SURGE VOLTAGE ARRESTER LOW VOLTAGE CLASS II SURGE PROTECTION NO LEAKAGE CURRENT TN-C | 24
39847 | 2807390000 | SURGE VOLTAGE ARRESTER LOW VOLTAGE SURGE PROTECTION WITH REMOTE CONTACT SINGLE-PHASE | 24
39848 | 2807410000 | SURGE VOLTAGE ARRESTER LOW VOLTAGE SURGE PROTECTION WITH REMOTE CONTACT TN-C | 24
39849 | 2807440000 | SURGE VOLTAGE ARRESTER LOW VOLTAGE SURGE PROTECTION WITH REMOTE CONTACT TN-S TT IT WITH N IT WITHOUT N | 68
39850 | 2807430000 | SURGE VOLTAGE ARRESTER LOW VOLTAGE SURGE PROTECTION WITH REMOTE CONTACT SINGLE-PHASE TN IT WITH N IT WITHOUT N TT | 68
39851 | 2807420000 | SURGE VOLTAGE ARRESTER LOW VOLTAGE SURGE PROTECTION WITH REMOTE CONTACT TN-C-S | 24
39852 | 2807540000 | SURGE VOLTAGE ARRESTER LOW VOLTAGE TT NUR FÜR N-PE | 1256
39853 | 2827610000 | SURGE VOLTAGE ARRESTER LOW VOLTAGE CLASS II SURGE PROTECTION NO LEAKAGE CURRENT TN-S | 24
39854 | 2807520000 | SURGE VOLTAGE ARRESTER LOW VOLTAGE | 388
39855 | 1218960000 | VP-HEX (KLIPPON EX BLANKING PLUG WITH HEXAGON HEAD) BLANKING PLUG M 25 X 1.5 16 MM NICKEL-PLATED | 94
39856 | 1550550000 | REMOTE I/O FIELDBUS COUPLER ETHERNET | 543
39857 | 7789622020 | PRE-ASSEMBLED CABLE PAC CABLE LIYCY 0.25 MM² | 2
39858 | 2792000000 | CABLE LUG TERMINAL ENDINSULATED CABLE CONNECTOR1.5 MM²0.5 MM² - 1.5 MM² | 19
39859 | 2485280000 | REPLACEMENT PART | 55
39860 | 1315200000 | REMOTE I/O MODULE IP20 DIGITAL SIGNALS INPUT 16-CHANNEL | 79
39861 | 2786250000 | ER MODULE 24 V | 819
39862 | 1262800000 | ADAP (KLIPPON EX ADAPTOR) ADAPTER M 40 X 1.5 M 32 NICKEL-PLATED | 81
39863 | 1262850000 | ADAP (KLIPPON EX ADAPTOR) ADAPTER M 16 X 1.5 3/4" NPT NICKEL-PLATED | 81
39864 | 1186890000 | A2L (KLIPPON UNARMO EX E/D CABLE GLAND) CABLE GLANDS M 20 X 1.5 16 MM OD MIN. 8 - OD MAX. 11.7 MM NICKEL-PLATED | 8
39865 | 2472120000 | PRINTED CIRCUIT BOARD TERMINALS 7.50 MM N OF POLES: 6 90° SOLDER PIN LENGTH (L): 5 MM TINNED PUSH IN WITH ACTUATOR CLAMPING RANGE MAX. : 6 MM² BOX | 51
39866 | 1262750000 | ADAP (KLIPPON EX ADAPTOR) ADAPTER M 20 X 1.5 M 25 NICKEL-PLATED | 81
39867 | 1315580000 | REMOTE I/O MODULE IP20 DIGITAL SIGNALS INPUT PUSH IN CONNECTION COUNTER SINGLE CHANNEL | 415
39868 | 2659680000 | REMOTE I/O FIELDBUS COUPLER PROFINET RT | 1199
39869 | 2659700000 | REMOTE I/O FIELDBUS COUPLER MODBUS/TCP | 1074
39870 | 1335040000 | REMOTE I/O MODULE IP20 SAFETY SIL POWER SUPPLY | 652
39871 | 1192690000 | KLIPPON TB (TERMINAL BOX) EARTHING STUD MISCELLANEOUS WIDTH: 48.5 MM MATERIAL: STAINLESS STEEL 1.4404 UNTREATED | 4
39872 | 2464600000 | REMOTE I/O MODULE IP20 SAFETY DIGITAL SIGNALS 8-CHANNEL | 79
39873 | 2464580000 | REMOTE I/O MODULE IP20 SAFETY DIGITAL SIGNALS 4-CHANNEL | 79
39874 | 1315610000 | REMOTE I/O MODULE IP20 DIGITAL SIGNALS SPECIAL MODULE PWM 2 A PER CHANNEL | 797
39875 | 2489830000 | REMOTE I/O MODULE IP20 DIGITAL SIGNALS SPECIAL MODULE | 1217
39876 | 1315570000 | REMOTE I/O MODULE IP20 DIGITAL SIGNALS INPUT PUSH IN CONNECTION COUNTER SINGLE CHANNEL | 415
39877 | 1508090000 | REMOTE I/O MODULE IP20 | 557
39878 | 1460150000 | REMOTE I/O MODULE IP20 4-CHANNEL DIGITAL SIGNALS INPUT | 79
39879 | 1262560000 | ADAP (KLIPPON EX ADAPTOR) ADAPTER 1 1/2" NPT 2" NPT NICKEL-PLATED | 81
39880 | 1262990000 | ADAP (KLIPPON EX ADAPTOR) ADAPTER M 40 X 1.5 2" NPT NICKEL-PLATED | 81
39881 | 1315170000 | REMOTE I/O MODULE IP20 DIGITAL SIGNALS INPUT 4-CHANNEL | 79
39882 | 1262470000 | ADAP (KLIPPON EX ADAPTOR) ADAPTER 1/2" NPT 3/4" NPT NICKEL-PLATED | 81
39883 | 9005000000 | TOOLS STRIPPING AND CUTTING TOOL | 141
39884 | 1188580000 | VP (KLIPPON EX BLANKING PLUG WITH MUSHROOM HEAD) BLANKING PLUG 1 1/2" NPT 20.5 MM NICKEL-PLATED | 94
39885 | 1184670000 | E1W (KLIPPON DOUBLE SEAL SWA ARMO EX E/D CABLE GLAND) CABLE GLANDS M 20 X 1.5 16 MM SINGLE-WIRE ARMOURING 0.9 - 1.25 MM OD MIN. 12.5 - OD MAX. 16 MM ID MIN. 8.00 - ID MAX. 11.70 MM NICKEL-PLATED | 8
39886 | 2795100000 | BUILT-IN PLUGS M8 PCB INSERT SOLDER CONNECTION MALE CONTACT IP67 WITH HOUSING THT/THR SOLDER CONNECTION 90° N OF POLES: 2 | 121
39887 | 2795110000 | BUILT-IN PLUGS M8 PCB INSERT IP67 WITH HOUSING SMD SOLDER CONNECTION 180° N OF POLES: 2 | 1160
39888 | 1262540000 | ADAP (KLIPPON EX ADAPTOR) ADAPTER 1 1/4" NPT 1 1/2" NPT NICKEL-PLATED | 81
39889 | 1315650000 | REMOTE I/O MODULE IP20 ANALOG SIGNALS INPUT 8-CHANNEL | 79
39890 | 1512370020 | PRE-ASSEMBLED CABLE PAC CABLE LIYY 5.4 ± 1 MM | 20
39891 | 1188480000 | VP (KLIPPON EX BLANKING PLUG WITH MUSHROOM HEAD) BLANKING PLUG M 20 X 1.5 16 MM NICKEL-PLATED | 94
39892 | 1184890000 | E1W (KLIPPON DOUBLE SEAL SWA ARMO EX E/D CABLE GLAND) CABLE GLANDS 3/4" NPT 13.9 MM SINGLE-WIRE ARMOURING 0.9 - 1.25 MM OD MIN. 12.5 - OD MAX. 16 MM ID MIN. 8.00 - ID MAX. 11.70 MM NICKEL-PLATED | 8
39893 | 1184690000 | E1W (KLIPPON DOUBLE SEAL SWA ARMO EX E/D CABLE GLAND) CABLE GLANDS M 25 X 1.5 16 MM SINGLE-WIRE ARMOURING 1.25 - 1.6 MM OD MIN. 20 - OD MAX. 27.5 MM ID MIN. 13.50 - ID MAX. 20.00 MM NICKEL-PLATED | 8
39894 | 1262550000 | ADAP (KLIPPON EX ADAPTOR) ADAPTER 1 1/2" NPT 1 1/4" NPT NICKEL-PLATED | 81
39895 | 1262790000 | ADAP (KLIPPON EX ADAPTOR) ADAPTER M 32 X 1.5 M 40 NICKEL-PLATED | 81
39896 | 1184980000 | E1XZ (KLIPPON DOUBLE SEAL SWB/STA ARMO EX E/D CABLE GLAND) CABLE GLANDS M 20 X 1.5 16 MM BRAIDED ARMOURING METAL FOIL ARMOURING 0.9 - 1.25 MM OD MIN. 12.5 - OD MAX. 16 MM ID MIN. 8.00 - ID MAX. 11.70 MM NICKEL-PLATED | 8
39897 | 2781370000 | WALLBOX MAX. CHARGING CAPACITY OF 22 KW @ 3-PHASE (400 V) GRID CONNECTION MAX. CURRENT 32 A WITH ATTACHED 5 M CABLE AND TYPE 2 PLUG MODBUS RTU | 256
39898 | 2781380000 | WALLBOX MAX. CHARGING CAPACITY OF 22 KW @ 3-PHASE (400 V) GRID CONNECTION MAX. CURRENT 32 A TYPE 2 SOCKET OUTLET MODBUS RTU | 256
39899 | 1059340005 | SYSTEM CABLE M12 D-CODE ? IP 67 STRAIGHT SOCKET M12 D-CODE ? IP 67 STRAIGHT PIN CAT.5 (ISO/IEC 11801) / CAT.5E (TIA T568-B) RADOX GKW S 0.5 M | 11
39900 | 1262480000 | ADAP (KLIPPON EX ADAPTOR) ADAPTER 3/4" NPT 1/2" NPT NICKEL-PLATED | 81
39901 | 1262570000 | ADAP (KLIPPON EX ADAPTOR) ADAPTER 2" NPT 1 1/2" NPT NICKEL-PLATED | 81
39902 | 2742140000 | 95 MM² GREEN/ | 1331
39903 | 2742120000 | FEED-THROUGH TERMINAL 95 MM² 1000 V 232 A | 15
39904 | 1184680000 | E1W (KLIPPON DOUBLE SEAL SWA ARMO EX E/D CABLE GLAND) CABLE GLANDS M 20 X 1.5 16 MM SINGLE-WIRE ARMOURING 0.9 - 1.25 MM OD MIN. 15 - OD MAX. 21 MM ID MIN. 10.00 - ID MAX. 14.00 MM NICKEL-PLATED | 8
39905 | 1261910000 | ADAP (KLIPPON EX ADAPTOR) ADAPTER M 16 X 1.5 M 20 STAINLESS STEEL 1.4404 | 83
39906 | 1261920000 | ADAP (KLIPPON EX ADAPTOR) ADAPTER M 20 X 1.5 M 16 STAINLESS STEEL 1.4404 | 83
39907 | 1261930000 | ADAP (KLIPPON EX ADAPTOR) ADAPTER M 20 X 1.5 M 25 STAINLESS STEEL 1.4404 | 83
39908 | 1261940000 | ADAP (KLIPPON EX ADAPTOR) ADAPTER M 25 X 1.5 M 20 STAINLESS STEEL 1.4404 | 83
39909 | 1261950000 | ADAP (KLIPPON EX ADAPTOR) ADAPTER M 25 X 1.5 M 32 STAINLESS STEEL 1.4404 | 83
39910 | 1261960000 | ADAP (KLIPPON EX ADAPTOR) ADAPTER M 32 X 1.5 M 25 STAINLESS STEEL 1.4404 | 83
39911 | 1261970000 | ADAP (KLIPPON EX ADAPTOR) ADAPTER M 32 X 1.5 M 40 STAINLESS STEEL 1.4404 | 83
39912 | 1261980000 | ADAP (KLIPPON EX ADAPTOR) ADAPTER M 40 X 1.5 M 32 STAINLESS STEEL 1.4404 | 83
39913 | 1261990000 | ADAP (KLIPPON EX ADAPTOR) ADAPTER M 40 X 1.5 M 50 STAINLESS STEEL 1.4404 | 83
39914 | 1262010000 | ADAP (KLIPPON EX ADAPTOR) ADAPTER M 50 X 1.5 M 40 STAINLESS STEEL 1.4404 | 83
39915 | 1262020000 | ADAP (KLIPPON EX ADAPTOR) ADAPTER M 16 X 1.5 1/2" NPT STAINLESS STEEL 1.4404 | 83
39916 | 1262030000 | ADAP (KLIPPON EX ADAPTOR) ADAPTER M 16 X 1.5 3/4" NPT STAINLESS STEEL 1.4404 | 83
39917 | 1262040000 | ADAP (KLIPPON EX ADAPTOR) ADAPTER M 20 X 1.5 1/2" NPT STAINLESS STEEL 1.4404 | 83
39918 | 1262050000 | ADAP (KLIPPON EX ADAPTOR) ADAPTER M 20 X 1.5 3/4" NPT STAINLESS STEEL 1.4404 | 83
39919 | 1262060000 | ADAP (KLIPPON EX ADAPTOR) ADAPTER M 25 X 1.5 1/2" NPT STAINLESS STEEL 1.4404 | 83
39920 | 1262070000 | ADAP (KLIPPON EX ADAPTOR) ADAPTER M 25 X 1.5 3/4" NPT STAINLESS STEEL 1.4404 | 83
39921 | 1262080000 | ADAP (KLIPPON EX ADAPTOR) ADAPTER M 25 X 1.5 1" NPT STAINLESS STEEL 1.4404 | 83
39922 | 1262090000 | ADAP (KLIPPON EX ADAPTOR) ADAPTER M 32 X 1.5 3/4" NPT STAINLESS STEEL 1.4404 | 83
39923 | 1262100000 | ADAP (KLIPPON EX ADAPTOR) ADAPTER M 32 X 1.5 1" NPT STAINLESS STEEL 1.4404 | 83
39924 | 1262110000 | ADAP (KLIPPON EX ADAPTOR) ADAPTER M 32 X 1.5 1 1/4" NPT STAINLESS STEEL 1.4404 | 83
39925 | 1262120000 | ADAP (KLIPPON EX ADAPTOR) ADAPTER M 32 X 1.5 1 1/2" NPT STAINLESS STEEL 1.4404 | 83
39926 | 1262130000 | ADAP (KLIPPON EX ADAPTOR) ADAPTER M 40 X 1.5 1" NPT STAINLESS STEEL 1.4404 | 83
39927 | 1262140000 | ADAP (KLIPPON EX ADAPTOR) ADAPTER M 40 X 1.5 1 1/4" NPT STAINLESS STEEL 1.4404 | 83
39928 | 1187960000 | A2LC (KLIPPON UNARMO WITH CONDUIT CONNECTION THREAD EX E/D CABLE GLAND) CABLE GLANDS 2" NPT 19.2 MM OD MIN. 31.5 - OD MAX. 38.2 MM STAINLESS STEEL 1.4404 | 17
39929 | 1187710000 | A2LC (KLIPPON UNARMO WITH CONDUIT CONNECTION THREAD EX E/D CABLE GLAND) CABLE GLANDS 1 1/4" NPT 18 MM OD MIN. 25.5 - OD MAX. 32.2 MM STAINLESS STEEL 1.4404 | 17
39930 | 1187700000 | A2LC (KLIPPON UNARMO WITH CONDUIT CONNECTION THREAD EX E/D CABLE GLAND) CABLE GLANDS 1" NPT 17.3 MM OD MIN. 19.5 - OD MAX. 26.3 MM STAINLESS STEEL 1.4404 | 17
39931 | 1187730000 | A2LC (KLIPPON UNARMO WITH CONDUIT CONNECTION THREAD EX E/D CABLE GLAND) CABLE GLANDS 2" NPT 19.2 MM OD MIN. 43.5 - OD MAX. 50.1 MM STAINLESS STEEL 1.4404 | 17
39932 | 1188740000 | VP (KLIPPON EX BLANKING PLUG WITH MUSHROOM HEAD) BLANKING PLUG M 50 X 1.5 16 MM STAINLESS STEEL 1.4404 | 94
39933 | 1188950000 | E1W (KLIPPON DOUBLE SEAL SWA ARMO EX E/D CABLE GLAND) CABLE GLANDS 1/2" NPT 13.6 MM SINGLE-WIRE ARMOURING 0.9 - 1.25 MM OD MIN. 12.5 - OD MAX. 16 MM ID MIN. 8.00 - ID MAX. 11.70 MM STAINLESS STEEL 1.4404 | 8
39934 | 1188760000 | VP (KLIPPON EX BLANKING PLUG WITH MUSHROOM HEAD) BLANKING PLUG 1/2" NPT 15.5 MM STAINLESS STEEL 1.4404 | 94
39935 | 1185440000 | A2L (KLIPPON UNARMO EX E/D CABLE GLAND) CABLE GLANDS 1 1/4" NPT 18 MM OD MIN. 25.5 - OD MAX. 32.2 MM STAINLESS STEEL 1.4404 | 17
39936 | 1189000000 | E1W (KLIPPON DOUBLE SEAL SWA ARMO EX E/D CABLE GLAND) CABLE GLANDS 1 1/2" NPT 18.4 MM SINGLE-WIRE ARMOURING 2 - 2.5 MM OD MIN. 38.5 - OD MAX. 46.5 MM ID MIN. 31.50 - ID MAX. 38.20 MM STAINLESS STEEL 1.4404 | 8
39937 | 1185550000 | A2L (KLIPPON UNARMO EX E/D CABLE GLAND) CABLE GLANDS 1 1/2" NPT 18.4 MM OD MIN. 25.5 - OD MAX. 32.2 MM STAINLESS STEEL 1.4404 | 17
39938 | 1262180000 | ADAP (KLIPPON EX ADAPTOR) ADAPTER M 50 X 1.5 1 1/4" NPT STAINLESS STEEL 1.4404 | 83
39939 | 1188890000 | E1W (KLIPPON DOUBLE SEAL SWA ARMO EX E/D CABLE GLAND) CABLE GLANDS M 40 X 1.5 16 MM SINGLE-WIRE ARMOURING 1.6 - 2 MM OD MIN. 30.5 - OD MAX. 40.5 MM ID MIN. 25.50 - ID MAX. 32.20 MM STAINLESS STEEL 1.4404 | 8
39940 | 1188930000 | E1W (KLIPPON DOUBLE SEAL SWA ARMO EX E/D CABLE GLAND) CABLE GLANDS M 63 X 1.5 19 MM SINGLE-WIRE ARMOURING 2.5 - 2.5 MM OD MIN. 58 - OD MAX. 66 MM ID MIN. 49.50 - ID MAX. 56.00 MM STAINLESS STEEL 1.4404 | 8
39941 | 1185290000 | A2L (KLIPPON UNARMO EX E/D CABLE GLAND) CABLE GLANDS M 20 X 1.5 16 MM OD MIN. 8 - OD MAX. 11.7 MM STAINLESS STEEL 1.4404 | 8
39942 | 1262340000 | ADAP (KLIPPON EX ADAPTOR) ADAPTER 1/2" NPT M 20 STAINLESS STEEL 1.4404 | 83
39943 | 1188070000 | E1XZ (KLIPPON DOUBLE SEAL SWB/STA ARMO EX E/D CABLE GLAND) CABLE GLANDS M 40 X 1.5 16 MM BRAIDED ARMOURING METAL FOIL ARMOURING 1.6 - 2 MM OD MIN. 30.5 - OD MAX. 40.5 MM ID MIN. 25.50 - ID MAX. 32.20 MM STAINLESS STEEL 1.4404 | 8
39944 | 1188120000 | E1XZ (KLIPPON DOUBLE SEAL SWB/STA ARMO EX E/D CABLE GLAND) CABLE GLANDS 1/2" NPT 13.6 MM BRAIDED ARMOURING METAL FOIL ARMOURING 0.9 - 0.9 MM OD MIN. 8 - OD MAX. 13.5 MM ID MIN. 4.50 - ID MAX. 8.70 MM STAINLESS STEEL 1.4404 | 8
39945 | 1185450000 | A2L (KLIPPON UNARMO EX E/D CABLE GLAND) CABLE GLANDS 1 1/2" NPT 18.4 MM OD MIN. 31.5 - OD MAX. 38.2 MM STAINLESS STEEL 1.4404 | 17
39946 | 1188050000 | E1XZ (KLIPPON DOUBLE SEAL SWB/STA ARMO EX E/D CABLE GLAND) CABLE GLANDS M 25 X 1.5 16 MM BRAIDED ARMOURING METAL FOIL ARMOURING 1.25 - 1.6 MM OD MIN. 20 - OD MAX. 27.5 MM ID MIN. 13.50 - ID MAX. 20.00 MM STAINLESS STEEL 1.4404 | 8
39947 | 1188140000 | E1XZ (KLIPPON DOUBLE SEAL SWB/STA ARMO EX E/D CABLE GLAND) CABLE GLANDS 1/2" NPT 13.6 MM BRAIDED ARMOURING METAL FOIL ARMOURING 0.9 - 1.25 MM OD MIN. 12.5 - OD MAX. 16 MM ID MIN. 8.00 - ID MAX. 11.70 MM STAINLESS STEEL 1.4404 | 8
39948 | 1189090000 | E1W (KLIPPON DOUBLE SEAL SWA ARMO EX E/D CABLE GLAND) CABLE GLANDS 1 1/2" NPT 18.4 MM SINGLE-WIRE ARMOURING 1.6 - 2 MM OD MIN. 30.5 - OD MAX. 40.5 MM ID MIN. 25.50 - ID MAX. 32.20 MM STAINLESS STEEL 1.4404 | 8
39949 | 1262380000 | ADAP (KLIPPON EX ADAPTOR) ADAPTER 1" NPT M 25 STAINLESS STEEL 1.4404 | 83
39950 | 1185320000 | A2L (KLIPPON UNARMO EX E/D CABLE GLAND) CABLE GLANDS M 32 X 1.5 16 MM OD MIN. 19.5 - OD MAX. 26.3 MM STAINLESS STEEL 1.4404 | 8
39951 | 1262350000 | ADAP (KLIPPON EX ADAPTOR) ADAPTER 3/4" NPT M 20 STAINLESS STEEL 1.4404 | 83
39952 | 1262330000 | ADAP (KLIPPON EX ADAPTOR) ADAPTER 1/2" NPT M 16 STAINLESS STEEL 1.4404 | 83
39953 | 1262170000 | ADAP (KLIPPON EX ADAPTOR) ADAPTER M 40 X 1.5 2" NPT STAINLESS STEEL 1.4404 | 83
39954 | 1262200000 | ADAP (KLIPPON EX ADAPTOR) ADAPTER M 50 X 1.5 2" NPT STAINLESS STEEL 1.4404 | 83
39955 | 1187350000 | A2LC (KLIPPON UNARMO WITH CONDUIT CONNECTION THREAD EX E/D CABLE GLAND) CABLE GLANDS M 50 X 1.5 16 MM OD MIN. 37.5 - OD MAX. 44.1 MM STAINLESS STEEL 1.4404 | 17
39956 | 1187180000 | A2LC (KLIPPON UNARMO WITH CONDUIT CONNECTION THREAD EX E/D CABLE GLAND) CABLE GLANDS M 16 X 1.5 16 MM OD MIN. 4.5 - OD MAX. 8.7 MM STAINLESS STEEL 1.4404 | 17
39957 | 1187360000 | A2LC (KLIPPON UNARMO WITH CONDUIT CONNECTION THREAD EX E/D CABLE GLAND) CABLE GLANDS M 63 X 1.5 19 MM OD MIN. 43.5 - OD MAX. 50.1 MM STAINLESS STEEL 1.4404 | 17
39958 | 1185370000 | A2L (KLIPPON UNARMO EX E/D CABLE GLAND) CABLE GLANDS M 63 X 1.5 16 MM OD MIN. 43.5 - OD MAX. 50.1 MM STAINLESS STEEL 1.4404 | 8
39959 | 1187520000 | A2LC (KLIPPON UNARMO WITH CONDUIT CONNECTION THREAD EX E/D CABLE GLAND) CABLE GLANDS 1 1/2" NPT 18.4 MM OD MIN. 31.5 - OD MAX. 38.2 MM STAINLESS STEEL 1.4404 | 17
39960 | 1187300000 | A2LC (KLIPPON UNARMO WITH CONDUIT CONNECTION THREAD EX E/D CABLE GLAND) CABLE GLANDS M 20 X 1.5 16 MM OD MIN. 10 - OD MAX. 14 MM STAINLESS STEEL 1.4404 | 17
39961 | 1189040000 | E1W (KLIPPON DOUBLE SEAL SWA ARMO EX E/D CABLE GLAND) CABLE GLANDS 3/4" NPT 13.9 MM SINGLE-WIRE ARMOURING 0.9 - 0.9 MM OD MIN. 8 - OD MAX. 13.5 MM ID MIN. 4.50 - ID MAX. 8.70 MM STAINLESS STEEL 1.4404 | 8
39962 | 1187580000 | A2LC (KLIPPON UNARMO WITH CONDUIT CONNECTION THREAD EX E/D CABLE GLAND) CABLE GLANDS 1/2" NPT 13.6 MM OD MIN. 10 - OD MAX. 14 MM STAINLESS STEEL 1.4404 | 17
39963 | 1187440000 | A2LC (KLIPPON UNARMO WITH CONDUIT CONNECTION THREAD EX E/D CABLE GLAND) CABLE GLANDS M 50 X 1.5 16 MM OD MIN. 31.5 - OD MAX. 38.2 MM STAINLESS STEEL 1.4404 | 17
39964 | 1188870000 | E1W (KLIPPON DOUBLE SEAL SWA ARMO EX E/D CABLE GLAND) CABLE GLANDS M 25 X 1.5 16 MM SINGLE-WIRE ARMOURING 1.25 - 1.6 MM OD MIN. 20 - OD MAX. 27.5 MM ID MIN. 13.50 - ID MAX. 20.00 MM STAINLESS STEEL 1.4404 | 8
39965 | 1185390000 | A2L (KLIPPON UNARMO EX E/D CABLE GLAND) CABLE GLANDS 1/2" NPT 13.6 MM OD MIN. 4.5 - OD MAX. 8.7 MM STAINLESS STEEL 1.4404 | 17
39966 | 1188860000 | E1W (KLIPPON DOUBLE SEAL SWA ARMO EX E/D CABLE GLAND) CABLE GLANDS M 20 X 1.5 16 MM SINGLE-WIRE ARMOURING 0.9 - 1.25 MM OD MIN. 15 - OD MAX. 21 MM ID MIN. 10.00 - ID MAX. 14.00 MM STAINLESS STEEL 1.4404 | 8
39967 | 1185310000 | A2L (KLIPPON UNARMO EX E/D CABLE GLAND) CABLE GLANDS M 25 X 1.5 16 MM OD MIN. 13.5 - OD MAX. 20 MM STAINLESS STEEL 1.4404 | 8
39968 | 1188970000 | E1W (KLIPPON DOUBLE SEAL SWA ARMO EX E/D CABLE GLAND) CABLE GLANDS 3/4" NPT 13.9 MM SINGLE-WIRE ARMOURING 1.25 - 1.6 MM OD MIN. 20 - OD MAX. 27.5 MM ID MIN. 13.50 - ID MAX. 20.00 MM STAINLESS STEEL 1.4404 | 8
39969 | 1189080000 | E1W (KLIPPON DOUBLE SEAL SWA ARMO EX E/D CABLE GLAND) CABLE GLANDS 1 1/4" NPT 18 MM SINGLE-WIRE ARMOURING 1.6 - 2 MM OD MIN. 26 - OD MAX. 34 MM ID MIN. 19.50 - ID MAX. 26.30 MM STAINLESS STEEL 1.4404 | 8
39970 | 1189020000 | E1W (KLIPPON DOUBLE SEAL SWA ARMO EX E/D CABLE GLAND) CABLE GLANDS 2" NPT 19.2 MM SINGLE-WIRE ARMOURING 2.5 - 2.5 MM OD MIN. 51.5 - OD MAX. 59.5 MM ID MIN. 43.50 - ID MAX. 50.10 MM STAINLESS STEEL 1.4404 | 8
39971 | 1189010000 | E1W (KLIPPON DOUBLE SEAL SWA ARMO EX E/D CABLE GLAND) CABLE GLANDS 2" NPT 19.2 MM SINGLE-WIRE ARMOURING 2 - 2.5 MM OD MIN. 45.5 - OD MAX. 53 MM ID MIN. 37.50 - ID MAX. 44.10 MM STAINLESS STEEL 1.4404 | 8
39972 | 1187780000 | A2LC (KLIPPON UNARMO WITH CONDUIT CONNECTION THREAD EX E/D CABLE GLAND) CABLE GLANDS 1 1/4" NPT 18 MM OD MIN. 19.5 - OD MAX. 26.3 MM STAINLESS STEEL 1.4404 | 17
39973 | 1185300000 | A2L (KLIPPON UNARMO EX E/D CABLE GLAND) CABLE GLANDS M 20 X 1.5 16 MM OD MIN. 10 - OD MAX. 14 MM STAINLESS STEEL 1.4404 | 8
39974 | 1187470000 | A2LC (KLIPPON UNARMO WITH CONDUIT CONNECTION THREAD EX E/D CABLE GLAND) CABLE GLANDS 1/2" NPT 13.6 MM OD MIN. 8 - OD MAX. 11.7 MM STAINLESS STEEL 1.4404 | 17
39975 | 1188850000 | E1W (KLIPPON DOUBLE SEAL SWA ARMO EX E/D CABLE GLAND) CABLE GLANDS M 20 X 1.5 16 MM SINGLE-WIRE ARMOURING 0.9 - 1.25 MM OD MIN. 12.5 - OD MAX. 16 MM ID MIN. 8.00 - ID MAX. 11.70 MM STAINLESS STEEL 1.4404 | 8
39976 | 1185380000 | A2L (KLIPPON UNARMO EX E/D CABLE GLAND) CABLE GLANDS M 63 X 1.5 16 MM OD MIN. 49.5 - OD MAX. 56 MM STAINLESS STEEL 1.4404 | 8
39977 | 1187320000 | A2LC (KLIPPON UNARMO WITH CONDUIT CONNECTION THREAD EX E/D CABLE GLAND) CABLE GLANDS M 32 X 1.5 16 MM OD MIN. 19.5 - OD MAX. 26.3 MM STAINLESS STEEL 1.4404 | 17
39978 | 1189060000 | E1W (KLIPPON DOUBLE SEAL SWA ARMO EX E/D CABLE GLAND) CABLE GLANDS 3/4" NPT 13.9 MM SINGLE-WIRE ARMOURING 0.9 - 1.25 MM OD MIN. 15 - OD MAX. 21 MM ID MIN. 10.00 - ID MAX. 14.00 MM STAINLESS STEEL 1.4404 | 8
39979 | 1189110000 | E1W (KLIPPON DOUBLE SEAL SWA ARMO EX E/D CABLE GLAND) CABLE GLANDS 2 1/2" NPT 28.9 MM SINGLE-WIRE ARMOURING 2.5 - 2.5 MM OD MIN. 51.5 - OD MAX. 59.5 MM ID MIN. 43.50 - ID MAX. 50.10 MM STAINLESS STEEL 1.4404 | 8
39980 | 1187500000 | A2LC (KLIPPON UNARMO WITH CONDUIT CONNECTION THREAD EX E/D CABLE GLAND) CABLE GLANDS 1" NPT 17.3 MM OD MIN. 19.5 - OD MAX. 26.3 MM STAINLESS STEEL 1.4404 | 17
39981 | 1187790000 | A2LC (KLIPPON UNARMO WITH CONDUIT CONNECTION THREAD EX E/D CABLE GLAND) CABLE GLANDS 1 1/2" NPT 18.4 MM OD MIN. 25.5 - OD MAX. 32.2 MM STAINLESS STEEL 1.4404 | 17
39982 | 1185430000 | A2L (KLIPPON UNARMO EX E/D CABLE GLAND) CABLE GLANDS 1" NPT 17.3 MM OD MIN. 19.5 - OD MAX. 26.3 MM STAINLESS STEEL 1.4404 | 17
39983 | 1187670000 | A2LC (KLIPPON UNARMO WITH CONDUIT CONNECTION THREAD EX E/D CABLE GLAND) CABLE GLANDS 1/2" NPT 13.6 MM OD MIN. 8 - OD MAX. 11.7 MM STAINLESS STEEL 1.4404 | 17
39984 | 1187290000 | A2LC (KLIPPON UNARMO WITH CONDUIT CONNECTION THREAD EX E/D CABLE GLAND) CABLE GLANDS M 20 X 1.5 16 MM OD MIN. 8 - OD MAX. 11.7 MM STAINLESS STEEL 1.4404 | 17
39985 | 1187570000 | A2LC (KLIPPON UNARMO WITH CONDUIT CONNECTION THREAD EX E/D CABLE GLAND) CABLE GLANDS 1/2" NPT 13.6 MM OD MIN. 8 - OD MAX. 11.7 MM STAINLESS STEEL 1.4404 | 17
39986 | 1187810000 | A2LC (KLIPPON UNARMO WITH CONDUIT CONNECTION THREAD EX E/D CABLE GLAND) CABLE GLANDS 2 1/2" NPT 28.9 MM OD MIN. 43.5 - OD MAX. 50.1 MM STAINLESS STEEL 1.4404 | 17
39987 | 1187820000 | A2LC (KLIPPON UNARMO WITH CONDUIT CONNECTION THREAD EX E/D CABLE GLAND) CABLE GLANDS 3/4" NPT 13.9 MM OD MIN. 4.5 - OD MAX. 8.7 MM STAINLESS STEEL 1.4404 | 17
39988 | 1188820000 | VP (KLIPPON EX BLANKING PLUG WITH MUSHROOM HEAD) BLANKING PLUG 2 1/2" NPT 31.5 MM STAINLESS STEEL 1.4404 | 94
39989 | 1188170000 | E1XZ (KLIPPON DOUBLE SEAL SWB/STA ARMO EX E/D CABLE GLAND) CABLE GLANDS 1" NPT 17.3 MM BRAIDED ARMOURING METAL FOIL ARMOURING 1.6 - 2 MM OD MIN. 26 - OD MAX. 34 MM ID MIN. 19.50 - ID MAX. 26.30 MM STAINLESS STEEL 1.4404 | 8
39990 | 1188160000 | E1XZ (KLIPPON DOUBLE SEAL SWB/STA ARMO EX E/D CABLE GLAND) CABLE GLANDS 3/4" NPT 13.9 MM BRAIDED ARMOURING METAL FOIL ARMOURING 1.25 - 1.6 MM OD MIN. 20 - OD MAX. 27.5 MM ID MIN. 13.50 - ID MAX. 20.00 MM STAINLESS STEEL 1.4404 | 8
39991 | 1187890000 | A2LC (KLIPPON UNARMO WITH CONDUIT CONNECTION THREAD EX E/D CABLE GLAND) CABLE GLANDS 2 1/2" NPT 19.2 MM OD MIN. 43.5 - OD MAX. 50.1 MM STAINLESS STEEL 1.4404 | 17
39992 | 1262410000 | ADAP (KLIPPON EX ADAPTOR) ADAPTER 1 1/4" NPT M 32 STAINLESS STEEL 1.4404 | 83
39993 | 1187750000 | A2LC (KLIPPON UNARMO WITH CONDUIT CONNECTION THREAD EX E/D CABLE GLAND) CABLE GLANDS 3/4" NPT 13.9 MM OD MIN. 8 - OD MAX. 11.7 MM STAINLESS STEEL 1.4404 | 17
39994 | 1187940000 | A2LC (KLIPPON UNARMO WITH CONDUIT CONNECTION THREAD EX E/D CABLE GLAND) CABLE GLANDS 1 1/4" NPT 18 MM OD MIN. 19.5 - OD MAX. 26.3 MM STAINLESS STEEL 1.4404 | 17
39995 | 1187340000 | A2LC (KLIPPON UNARMO WITH CONDUIT CONNECTION THREAD EX E/D CABLE GLAND) CABLE GLANDS M 50 X 1.5 16 MM OD MIN. 31.5 - OD MAX. 38.2 MM STAINLESS STEEL 1.4404 | 17
39996 | 1187250000 | A2LC (KLIPPON UNARMO WITH CONDUIT CONNECTION THREAD EX E/D CABLE GLAND) CABLE GLANDS M 50 X 1.5 16 MM OD MIN. 37.5 - OD MAX. 44.1 MM STAINLESS STEEL 1.4404 | 17
39997 | 1187610000 | A2LC (KLIPPON UNARMO WITH CONDUIT CONNECTION THREAD EX E/D CABLE GLAND) CABLE GLANDS 1 1/4" NPT 18 MM OD MIN. 25.5 - OD MAX. 32.2 MM STAINLESS STEEL 1.4404 | 17
39998 | 1187380000 | A2LC (KLIPPON UNARMO WITH CONDUIT CONNECTION THREAD EX E/D CABLE GLAND) CABLE GLANDS M 16 X 1.5 16 MM OD MIN. 4.5 - OD MAX. 8.7 MM STAINLESS STEEL 1.4404 | 17
39999 | 1185580000 | A2L (KLIPPON UNARMO EX E/D CABLE GLAND) CABLE GLANDS 2 1/2" NPT 28.9 MM OD MIN. 43.5 - OD MAX. 50.1 MM STAINLESS STEEL 1.4404 | 17
40000 | 1185510000 | A2L (KLIPPON UNARMO EX E/D CABLE GLAND) CABLE GLANDS 3/4" NPT 13.9 MM OD MIN. 8 - OD MAX. 11.7 MM STAINLESS STEEL 1.4404 | 17
40001 | 1187200000 | A2LC (KLIPPON UNARMO WITH CONDUIT CONNECTION THREAD EX E/D CABLE GLAND) CABLE GLANDS M 20 X 1.5 16 MM OD MIN. 10 - OD MAX. 14 MM STAINLESS STEEL 1.4404 | 17
40002 | 1189030000 | E1W (KLIPPON DOUBLE SEAL SWA ARMO EX E/D CABLE GLAND) CABLE GLANDS 2 1/2" NPT 28.9 MM SINGLE-WIRE ARMOURING 2.5 - 2.5 MM OD MIN. 58 - OD MAX. 66 MM ID MIN. 49.50 - ID MAX. 56.00 MM STAINLESS STEEL 1.4404 | 8
40003 | 1262150000 | ADAP (KLIPPON EX ADAPTOR) ADAPTER M 40 X 1.5 1 1/2" NPT STAINLESS STEEL 1.4404 | 83
40004 | 1185570000 | A2L (KLIPPON UNARMO EX E/D CABLE GLAND) CABLE GLANDS 2" NPT 19.2 MM OD MIN. 31.5 - OD MAX. 38.2 MM STAINLESS STEEL 1.4404 | 17
40005 | 1185410000 | A2L (KLIPPON UNARMO EX E/D CABLE GLAND) CABLE GLANDS 1/2" NPT 13.6 MM OD MIN. 10 - OD MAX. 14 MM STAINLESS STEEL 1.4404 | 17
40006 | 1188270000 | E1XZ (KLIPPON DOUBLE SEAL SWB/STA ARMO EX E/D CABLE GLAND) CABLE GLANDS 1 1/4" NPT 18 MM BRAIDED ARMOURING METAL FOIL ARMOURING 1.6 - 2 MM OD MIN. 26 - OD MAX. 34 MM ID MIN. 19.50 - ID MAX. 26.30 MM STAINLESS STEEL 1.4404 | 8
40007 | 1188290000 | E1XZ (KLIPPON DOUBLE SEAL SWB/STA ARMO EX E/D CABLE GLAND) CABLE GLANDS 2" NPT 19.2 MM BRAIDED ARMOURING METAL FOIL ARMOURING 2 - 2.5 MM OD MIN. 38.5 - OD MAX. 46.5 MM ID MIN. 31.50 - ID MAX. 38.20 MM STAINLESS STEEL 1.4404 | 8
40008 | 1187230000 | A2LC (KLIPPON UNARMO WITH CONDUIT CONNECTION THREAD EX E/D CABLE GLAND) CABLE GLANDS M 40 X 1.5 16 MM OD MIN. 25.5 - OD MAX. 32.2 MM STAINLESS STEEL 1.4404 | 17
40009 | 1187510000 | A2LC (KLIPPON UNARMO WITH CONDUIT CONNECTION THREAD EX E/D CABLE GLAND) CABLE GLANDS 1 1/4" NPT 18 MM OD MIN. 25.5 - OD MAX. 32.2 MM STAINLESS STEEL 1.4404 | 17
40010 | 1188920000 | E1W (KLIPPON DOUBLE SEAL SWA ARMO EX E/D CABLE GLAND) CABLE GLANDS M 63 X 1.5 19 MM SINGLE-WIRE ARMOURING 2.5 - 2.5 MM OD MIN. 51.5 - OD MAX. 59.5 MM ID MIN. 43.50 - ID MAX. 50.10 MM STAINLESS STEEL 1.4404 | 8
40011 | 1188090000 | E1XZ (KLIPPON DOUBLE SEAL SWB/STA ARMO EX E/D CABLE GLAND) CABLE GLANDS M 50 X 1.5 16 MM BRAIDED ARMOURING METAL FOIL ARMOURING 2 - 2.5 MM OD MIN. 45.5 - OD MAX. 53 MM ID MIN. 37.50 - ID MAX. 44.10 MM STAINLESS STEEL 1.4404 | 8
40012 | 1187600000 | A2LC (KLIPPON UNARMO WITH CONDUIT CONNECTION THREAD EX E/D CABLE GLAND) CABLE GLANDS 1" NPT 17.3 MM OD MIN. 19.5 - OD MAX. 26.3 MM STAINLESS STEEL 1.4404 | 17
40013 | 1187190000 | A2LC (KLIPPON UNARMO WITH CONDUIT CONNECTION THREAD EX E/D CABLE GLAND) CABLE GLANDS M 20 X 1.5 16 MM OD MIN. 8 - OD MAX. 11.7 MM STAINLESS STEEL 1.4404 | 17
40014 | 1187840000 | A2LC (KLIPPON UNARMO WITH CONDUIT CONNECTION THREAD EX E/D CABLE GLAND) CABLE GLANDS 3/4" NPT 13.9 MM OD MIN. 10 - OD MAX. 14 MM STAINLESS STEEL 1.4404 | 17
40015 | 1188040000 | E1XZ (KLIPPON DOUBLE SEAL SWB/STA ARMO EX E/D CABLE GLAND) CABLE GLANDS M 20 X 1.5 16 MM BRAIDED ARMOURING METAL FOIL ARMOURING 0.9 - 1.25 MM OD MIN. 15 - OD MAX. 21 MM ID MIN. 10.00 - ID MAX. 14.00 MM STAINLESS STEEL 1.4404 | 8
40016 | 1188690000 | VP (KLIPPON EX BLANKING PLUG WITH MUSHROOM HEAD) BLANKING PLUG M 16 X 1.5 16 MM STAINLESS STEEL 1.4404 | 94
40017 | 1265740000 | ADAP (KLIPPON EX ADAPTOR) ADAPTER 2" NPT 1 1/2" NPT STAINLESS STEEL 1.4404 | 83
40018 | 1188770000 | VP (KLIPPON EX BLANKING PLUG WITH MUSHROOM HEAD) BLANKING PLUG 3/4" NPT 16 MM STAINLESS STEEL 1.4404 | 94
40019 | 1188750000 | VP (KLIPPON EX BLANKING PLUG WITH MUSHROOM HEAD) BLANKING PLUG M 63 X 1.5 16 MM STAINLESS STEEL 1.4404 | 94
40020 | 1219080000 | VP-HEX (KLIPPON EX BLANKING PLUG WITH HEXAGON HEAD) BLANKING PLUG M 63 X 1.5 16 MM STAINLESS STEEL 1.4404 | 94
40021 | 1188780000 | VP (KLIPPON EX BLANKING PLUG WITH MUSHROOM HEAD) BLANKING PLUG 1" NPT 19.5 MM STAINLESS STEEL 1.4404 | 94
40022 | 1185350000 | A2L (KLIPPON UNARMO EX E/D CABLE GLAND) CABLE GLANDS M 50 X 1.5 16 MM OD MIN. 37.5 - OD MAX. 44.1 MM STAINLESS STEEL 1.4404 | 8
40023 | 1189050000 | E1W (KLIPPON DOUBLE SEAL SWA ARMO EX E/D CABLE GLAND) CABLE GLANDS 3/4" NPT 13.9 MM SINGLE-WIRE ARMOURING 0.9 - 1.25 MM OD MIN. 12.5 - OD MAX. 16 MM ID MIN. 8.00 - ID MAX. 11.70 MM STAINLESS STEEL 1.4404 | 8
40024 | 1185340000 | A2L (KLIPPON UNARMO EX E/D CABLE GLAND) CABLE GLANDS M 50 X 1.5 16 MM OD MIN. 31.5 - OD MAX. 38.2 MM STAINLESS STEEL 1.4404 | 8
40025 | 1187830000 | A2LC (KLIPPON UNARMO WITH CONDUIT CONNECTION THREAD EX E/D CABLE GLAND) CABLE GLANDS 3/4" NPT 13.9 MM OD MIN. 8 - OD MAX. 11.7 MM STAINLESS STEEL 1.4404 | 17
40026 | 1187850000 | A2LC (KLIPPON UNARMO WITH CONDUIT CONNECTION THREAD EX E/D CABLE GLAND) CABLE GLANDS 1" NPT 17.3 MM OD MIN. 13.5 - OD MAX. 20 MM STAINLESS STEEL 1.4404 | 17
40027 | 1187870000 | A2LC (KLIPPON UNARMO WITH CONDUIT CONNECTION THREAD EX E/D CABLE GLAND) CABLE GLANDS 1 1/2" NPT 18.4 MM OD MIN. 25.5 - OD MAX. 32.2 MM STAINLESS STEEL 1.4404 | 17
40028 | 1187860000 | A2LC (KLIPPON UNARMO WITH CONDUIT CONNECTION THREAD EX E/D CABLE GLAND) CABLE GLANDS 1 1/4" NPT 18 MM OD MIN. 19.5 - OD MAX. 26.3 MM STAINLESS STEEL 1.4404 | 17
40029 | 1185330000 | A2L (KLIPPON UNARMO EX E/D CABLE GLAND) CABLE GLANDS M 40 X 1.5 16 MM OD MIN. 25.5 - OD MAX. 32.2 MM STAINLESS STEEL 1.4404 | 8
40030 | 1187650000 | A2LC (KLIPPON UNARMO WITH CONDUIT CONNECTION THREAD EX E/D CABLE GLAND) CABLE GLANDS 2 1/2" NPT 28.9 MM OD MIN. 49.5 - OD MAX. 56 MM STAINLESS STEEL 1.4404 | 17
40031 | 1187400000 | A2LC (KLIPPON UNARMO WITH CONDUIT CONNECTION THREAD EX E/D CABLE GLAND) CABLE GLANDS M 20 X 1.5 16 MM OD MIN. 10 - OD MAX. 14 MM STAINLESS STEEL 1.4404 | 17
40032 | 1187930000 | A2LC (KLIPPON UNARMO WITH CONDUIT CONNECTION THREAD EX E/D CABLE GLAND) CABLE GLANDS 1" NPT 17.3 MM OD MIN. 13.5 - OD MAX. 20 MM STAINLESS STEEL 1.4404 | 17
40033 | 1185400000 | A2L (KLIPPON UNARMO EX E/D CABLE GLAND) CABLE GLANDS 1/2" NPT 13.6 MM OD MIN. 8 - OD MAX. 11.7 MM STAINLESS STEEL 1.4404 | 17
40034 | 1262390000 | ADAP (KLIPPON EX ADAPTOR) ADAPTER 1" NPT M 32 STAINLESS STEEL 1.4404 | 83
40035 | 1187430000 | A2LC (KLIPPON UNARMO WITH CONDUIT CONNECTION THREAD EX E/D CABLE GLAND) CABLE GLANDS M 40 X 1.5 16 MM OD MIN. 25.5 - OD MAX. 32.2 MM STAINLESS STEEL 1.4404 | 17
40036 | 1188280000 | E1XZ (KLIPPON DOUBLE SEAL SWB/STA ARMO EX E/D CABLE GLAND) CABLE GLANDS 1 1/2" NPT 18.4 MM BRAIDED ARMOURING METAL FOIL ARMOURING 1.6 - 2 MM OD MIN. 30.5 - OD MAX. 40.5 MM ID MIN. 25.50 - ID MAX. 32.20 MM STAINLESS STEEL 1.4404 | 8
40037 | 1188900000 | E1W (KLIPPON DOUBLE SEAL SWA ARMO EX E/D CABLE GLAND) CABLE GLANDS M 50 X 1.5 16 MM SINGLE-WIRE ARMOURING 2 - 2.5 MM OD MIN. 38.5 - OD MAX. 46.5 MM ID MIN. 31.50 - ID MAX. 38.20 MM STAINLESS STEEL 1.4404 | 8
40038 | 1188960000 | E1W (KLIPPON DOUBLE SEAL SWA ARMO EX E/D CABLE GLAND) CABLE GLANDS 1/2" NPT 13.6 MM SINGLE-WIRE ARMOURING 0.9 - 1.25 MM OD MIN. 15 - OD MAX. 21 MM ID MIN. 10.00 - ID MAX. 14.00 MM STAINLESS STEEL 1.4404 | 8
40039 | 1188060000 | E1XZ (KLIPPON DOUBLE SEAL SWB/STA ARMO EX E/D CABLE GLAND) CABLE GLANDS M 32 X 1.5 16 MM BRAIDED ARMOURING METAL FOIL ARMOURING 1.6 - 2 MM OD MIN. 26 - OD MAX. 34 MM ID MIN. 19.50 - ID MAX. 26.30 MM STAINLESS STEEL 1.4404 | 8
40040 | 1188980000 | E1W (KLIPPON DOUBLE SEAL SWA ARMO EX E/D CABLE GLAND) CABLE GLANDS 1" NPT 17.3 MM SINGLE-WIRE ARMOURING 1.6 - 2 MM OD MIN. 26 - OD MAX. 34 MM ID MIN. 19.50 - ID MAX. 26.30 MM STAINLESS STEEL 1.4404 | 8
40041 | 1187630000 | A2LC (KLIPPON UNARMO WITH CONDUIT CONNECTION THREAD EX E/D CABLE GLAND) CABLE GLANDS 2" NPT 19.2 MM OD MIN. 37.5 - OD MAX. 44.1 MM STAINLESS STEEL 1.4404 | 17
40042 | 1187690000 | A2LC (KLIPPON UNARMO WITH CONDUIT CONNECTION THREAD EX E/D CABLE GLAND) CABLE GLANDS 3/4" NPT 13.9 MM OD MIN. 13.5 - OD MAX. 20 MM STAINLESS STEEL 1.4404 | 17
40043 | 1188940000 | E1W (KLIPPON DOUBLE SEAL SWA ARMO EX E/D CABLE GLAND) CABLE GLANDS 1/2" NPT 13.6 MM SINGLE-WIRE ARMOURING 0.9 - 0.9 MM OD MIN. 8 - OD MAX. 13.5 MM ID MIN. 4.50 - ID MAX. 8.70 MM STAINLESS STEEL 1.4404 | 8
40044 | 1187590000 | A2LC (KLIPPON UNARMO WITH CONDUIT CONNECTION THREAD EX E/D CABLE GLAND) CABLE GLANDS 3/4" NPT 13.9 MM OD MIN. 13.5 - OD MAX. 20 MM STAINLESS STEEL 1.4404 | 17
40045 | 1187720000 | A2LC (KLIPPON UNARMO WITH CONDUIT CONNECTION THREAD EX E/D CABLE GLAND) CABLE GLANDS 1 1/2" NPT 18.4 MM OD MIN. 31.5 - OD MAX. 38.2 MM STAINLESS STEEL 1.4404 | 17
40046 | 1187800000 | A2LC (KLIPPON UNARMO WITH CONDUIT CONNECTION THREAD EX E/D CABLE GLAND) CABLE GLANDS 2" NPT 19.2 MM OD MIN. 31.5 - OD MAX. 38.2 MM STAINLESS STEEL 1.4404 | 17
40047 | 1187880000 | A2LC (KLIPPON UNARMO WITH CONDUIT CONNECTION THREAD EX E/D CABLE GLAND) CABLE GLANDS 2" NPT 19.2 MM OD MIN. 31.5 - OD MAX. 38.2 MM STAINLESS STEEL 1.4404 | 17
40048 | 1187910000 | A2LC (KLIPPON UNARMO WITH CONDUIT CONNECTION THREAD EX E/D CABLE GLAND) CABLE GLANDS 3/4" NPT 13.9 MM OD MIN. 8 - OD MAX. 11.7 MM STAINLESS STEEL 1.4404 | 17
40049 | 1265720000 | ADAP (KLIPPON EX ADAPTOR) ADAPTER 1 1/2" NPT 1 1/4" NPT STAINLESS STEEL 1.4404 | 83
40050 | 1188720000 | VP (KLIPPON EX BLANKING PLUG WITH MUSHROOM HEAD) BLANKING PLUG M 32 X 1.5 16 MM STAINLESS STEEL 1.4404 | 94
40051 | 1188190000 | E1XZ (KLIPPON DOUBLE SEAL SWB/STA ARMO EX E/D CABLE GLAND) CABLE GLANDS 1 1/2" NPT 18.4 MM BRAIDED ARMOURING METAL FOIL ARMOURING 2 - 2.5 MM OD MIN. 38.5 - OD MAX. 46.5 MM ID MIN. 31.50 - ID MAX. 38.20 MM STAINLESS STEEL 1.4404 | 8
40052 | 1265650000 | ADAP (KLIPPON EX ADAPTOR) ADAPTER 3/4" NPT 1/2" NPT STAINLESS STEEL 1.4404 | 83
40053 | 1188080000 | E1XZ (KLIPPON DOUBLE SEAL SWB/STA ARMO EX E/D CABLE GLAND) CABLE GLANDS M 50 X 1.5 16 MM BRAIDED ARMOURING METAL FOIL ARMOURING 2 - 2.5 MM OD MIN. 38.5 - OD MAX. 46.5 MM ID MIN. 31.50 - ID MAX. 38.20 MM STAINLESS STEEL 1.4404 | 8
40054 | 1188100000 | E1XZ (KLIPPON DOUBLE SEAL SWB/STA ARMO EX E/D CABLE GLAND) CABLE GLANDS M 63 X 1.5 19 MM BRAIDED ARMOURING METAL FOIL ARMOURING 2.5 - 2.5 MM OD MIN. 51.5 - OD MAX. 59.5 MM ID MIN. 43.50 - ID MAX. 50.10 MM STAINLESS STEEL 1.4404 | 8
40055 | 1188240000 | E1XZ (KLIPPON DOUBLE SEAL SWB/STA ARMO EX E/D CABLE GLAND) CABLE GLANDS 3/4" NPT 13.9 MM BRAIDED ARMOURING METAL FOIL ARMOURING 0.9 - 1.25 MM OD MIN. 12.5 - OD MAX. 16 MM ID MIN. 8.00 - ID MAX. 11.70 MM STAINLESS STEEL 1.4404 | 8
40056 | 1188250000 | E1XZ (KLIPPON DOUBLE SEAL SWB/STA ARMO EX E/D CABLE GLAND) CABLE GLANDS 3/4" NPT 13.9 MM BRAIDED ARMOURING METAL FOIL ARMOURING 0.9 - 1.25 MM OD MIN. 15 - OD MAX. 21 MM ID MIN. 10.00 - ID MAX. 14.00 MM STAINLESS STEEL 1.4404 | 8
40057 | 1187970000 | A2LC (KLIPPON UNARMO WITH CONDUIT CONNECTION THREAD EX E/D CABLE GLAND) CABLE GLANDS 2 1/2" NPT 19.2 MM OD MIN. 43.5 - OD MAX. 50.1 MM STAINLESS STEEL 1.4404 | 17
40058 | 1265730000 | ADAP (KLIPPON EX ADAPTOR) ADAPTER 1 1/2" NPT 2" NPT STAINLESS STEEL 1.4404 | 83
40059 | 1219070000 | VP-HEX (KLIPPON EX BLANKING PLUG WITH HEXAGON HEAD) BLANKING PLUG M 50 X 1.5 16 MM STAINLESS STEEL 1.4404 | 94
40060 | 1262450000 | ADAP (KLIPPON EX ADAPTOR) ADAPTER 2" NPT M 50 STAINLESS STEEL 1.4404 | 83
40061 | 1219060000 | VP-HEX (KLIPPON EX BLANKING PLUG WITH HEXAGON HEAD) BLANKING PLUG M 40 X 1.5 16 MM STAINLESS STEEL 1.4404 | 94
40062 | 1188810000 | VP (KLIPPON EX BLANKING PLUG WITH MUSHROOM HEAD) BLANKING PLUG 2" NPT 21.5 MM STAINLESS STEEL 1.4404 | 94
40063 | 1188220000 | E1XZ (KLIPPON DOUBLE SEAL SWB/STA ARMO EX E/D CABLE GLAND) CABLE GLANDS 2 1/2" NPT 28.9 MM BRAIDED ARMOURING METAL FOIL ARMOURING 2.5 - 2.5 MM OD MIN. 58 - OD MAX. 66 MM ID MIN. 49.50 - ID MAX. 56.00 MM STAINLESS STEEL 1.4404 | 8
40064 | 1188230000 | E1XZ (KLIPPON DOUBLE SEAL SWB/STA ARMO EX E/D CABLE GLAND) CABLE GLANDS 3/4" NPT 13.9 MM BRAIDED ARMOURING METAL FOIL ARMOURING 0.9 - 0.9 MM OD MIN. 8 - OD MAX. 13.5 MM ID MIN. 4.50 - ID MAX. 8.70 MM STAINLESS STEEL 1.4404 | 8
40065 | 1188730000 | VP (KLIPPON EX BLANKING PLUG WITH MUSHROOM HEAD) BLANKING PLUG M 40 X 1.5 16 MM STAINLESS STEEL 1.4404 | 94
40066 | 1188180000 | E1XZ (KLIPPON DOUBLE SEAL SWB/STA ARMO EX E/D CABLE GLAND) CABLE GLANDS 1 1/4" NPT 18 MM BRAIDED ARMOURING METAL FOIL ARMOURING 1.6 - 2 MM OD MIN. 30.5 - OD MAX. 40.5 MM ID MIN. 25.50 - ID MAX. 32.20 MM STAINLESS STEEL 1.4404 | 8
40067 | 1187270000 | A2LC (KLIPPON UNARMO WITH CONDUIT CONNECTION THREAD EX E/D CABLE GLAND) CABLE GLANDS M 63 X 1.5 19 MM OD MIN. 49.5 - OD MAX. 56 MM STAINLESS STEEL 1.4404 | 17
40068 | 1188200000 | E1XZ (KLIPPON DOUBLE SEAL SWB/STA ARMO EX E/D CABLE GLAND) CABLE GLANDS 2" NPT 19.2 MM BRAIDED ARMOURING METAL FOIL ARMOURING 2 - 2.5 MM OD MIN. 45.5 - OD MAX. 53 MM ID MIN. 37.50 - ID MAX. 44.10 MM STAINLESS STEEL 1.4404 | 8
40069 | 1187490000 | A2LC (KLIPPON UNARMO WITH CONDUIT CONNECTION THREAD EX E/D CABLE GLAND) CABLE GLANDS 3/4" NPT 13.9 MM OD MIN. 13.5 - OD MAX. 20 MM STAINLESS STEEL 1.4404 | 17
40070 | 1265710000 | ADAP (KLIPPON EX ADAPTOR) ADAPTER 1 1/4" NPT 1 1/2" NPT STAINLESS STEEL 1.4404 | 83
40071 | 1187920000 | A2LC (KLIPPON UNARMO WITH CONDUIT CONNECTION THREAD EX E/D CABLE GLAND) CABLE GLANDS 3/4" NPT 13.9 MM OD MIN. 10 - OD MAX. 14 MM STAINLESS STEEL 1.4404 | 17
40072 | 1265640000 | ADAP (KLIPPON EX ADAPTOR) ADAPTER 1/2" NPT 3/4" NPT STAINLESS STEEL 1.4404 | 83
40073 | 1187900000 | A2LC (KLIPPON UNARMO WITH CONDUIT CONNECTION THREAD EX E/D CABLE GLAND) CABLE GLANDS 3/4" NPT 13.9 MM OD MIN. 4.5 - OD MAX. 8.7 MM STAINLESS STEEL 1.4404 | 17
40074 | 1262370000 | ADAP (KLIPPON EX ADAPTOR) ADAPTER 3/4" NPT M 25 STAINLESS STEEL 1.4404 | 83
40075 | 1262420000 | ADAP (KLIPPON EX ADAPTOR) ADAPTER 1 1/4" NPT M 40 STAINLESS STEEL 1.4404 | 83
40076 | 1188260000 | E1XZ (KLIPPON DOUBLE SEAL SWB/STA ARMO EX E/D CABLE GLAND) CABLE GLANDS 1" NPT 17.3 MM BRAIDED ARMOURING METAL FOIL ARMOURING 1.25 - 1.6 MM OD MIN. 20 - OD MAX. 27.5 MM ID MIN. 13.50 - ID MAX. 20.00 MM STAINLESS STEEL 1.4404 | 8
40077 | 1188710000 | VP (KLIPPON EX BLANKING PLUG WITH MUSHROOM HEAD) BLANKING PLUG M 25 X 1.5 16 MM STAINLESS STEEL 1.4404 | 94
40078 | 1188300000 | E1XZ (KLIPPON DOUBLE SEAL SWB/STA ARMO EX E/D CABLE GLAND) CABLE GLANDS 2 1/2" NPT 28.9 MM BRAIDED ARMOURING METAL FOIL ARMOURING 2.5 - 2.5 MM OD MIN. 51.5 - OD MAX. 59.5 MM ID MIN. 43.50 - ID MAX. 50.10 MM STAINLESS STEEL 1.4404 | 8
40079 | 1188110000 | E1XZ (KLIPPON DOUBLE SEAL SWB/STA ARMO EX E/D CABLE GLAND) CABLE GLANDS M 63 X 1.5 19 MM BRAIDED ARMOURING METAL FOIL ARMOURING 2.5 - 2.5 MM OD MIN. 58 - OD MAX. 66 MM ID MIN. 49.50 - ID MAX. 56.00 MM STAINLESS STEEL 1.4404 | 8
40080 | 1188840000 | E1W (KLIPPON DOUBLE SEAL SWA ARMO EX E/D CABLE GLAND) CABLE GLANDS M 16 X 1.5 16 MM SINGLE-WIRE ARMOURING 0.9 - 0.9 MM OD MIN. 8 - OD MAX. 13.5 MM ID MIN. 4.50 - ID MAX. 8.70 MM STAINLESS STEEL 1.4404 | 8
40081 | 1188880000 | E1W (KLIPPON DOUBLE SEAL SWA ARMO EX E/D CABLE GLAND) CABLE GLANDS M 32 X 1.5 16 MM SINGLE-WIRE ARMOURING 1.6 - 2 MM OD MIN. 26 - OD MAX. 34 MM ID MIN. 19.50 - ID MAX. 26.30 MM STAINLESS STEEL 1.4404 | 8
40082 | 1187530000 | A2LC (KLIPPON UNARMO WITH CONDUIT CONNECTION THREAD EX E/D CABLE GLAND) CABLE GLANDS 2" NPT 19.2 MM OD MIN. 37.5 - OD MAX. 44.1 MM STAINLESS STEEL 1.4404 | 17
40083 | 1187560000 | A2LC (KLIPPON UNARMO WITH CONDUIT CONNECTION THREAD EX E/D CABLE GLAND) CABLE GLANDS 1/2" NPT 13.6 MM OD MIN. 4.5 - OD MAX. 8.7 MM STAINLESS STEEL 1.4404 | 17
40084 | 1187640000 | A2LC (KLIPPON UNARMO WITH CONDUIT CONNECTION THREAD EX E/D CABLE GLAND) CABLE GLANDS 2" NPT 19.2 MM OD MIN. 43.5 - OD MAX. 50.1 MM STAINLESS STEEL 1.4404 | 17
40085 | 1187660000 | A2LC (KLIPPON UNARMO WITH CONDUIT CONNECTION THREAD EX E/D CABLE GLAND) CABLE GLANDS 1/2" NPT 13.6 MM OD MIN. 4.5 - OD MAX. 8.7 MM STAINLESS STEEL 1.4404 | 17
40086 | 1265700000 | ADAP (KLIPPON EX ADAPTOR) ADAPTER 1 1/4" NPT 1" NPT STAINLESS STEEL 1.4404 | 83
40087 | 1188790000 | VP (KLIPPON EX BLANKING PLUG WITH MUSHROOM HEAD) BLANKING PLUG 1 1/4" NPT 20 MM STAINLESS STEEL 1.4404 | 94
40088 | 1265690000 | ADAP (KLIPPON EX ADAPTOR) ADAPTER 1" NPT 1 1/4" NPT STAINLESS STEEL 1.4404 | 83
40089 | 1188800000 | VP (KLIPPON EX BLANKING PLUG WITH MUSHROOM HEAD) BLANKING PLUG 1 1/2" NPT 20.5 MM STAINLESS STEEL 1.4404 | 94
40090 | 1262430000 | ADAP (KLIPPON EX ADAPTOR) ADAPTER 1 1/2" NPT M 40 STAINLESS STEEL 1.4404 | 83
40091 | 1188030000 | E1XZ (KLIPPON DOUBLE SEAL SWB/STA ARMO EX E/D CABLE GLAND) CABLE GLANDS M 20 X 1.5 16 MM BRAIDED ARMOURING METAL FOIL ARMOURING 0.9 - 1.25 MM OD MIN. 12.5 - OD MAX. 16 MM ID MIN. 8.00 - ID MAX. 11.70 MM STAINLESS STEEL 1.4404 | 8
40092 | 1188910000 | E1W (KLIPPON DOUBLE SEAL SWA ARMO EX E/D CABLE GLAND) CABLE GLANDS M 50 X 1.5 16 MM SINGLE-WIRE ARMOURING 2 - 2.5 MM OD MIN. 45.5 - OD MAX. 53 MM ID MIN. 37.50 - ID MAX. 44.10 MM STAINLESS STEEL 1.4404 | 8
40093 | 1188990000 | E1W (KLIPPON DOUBLE SEAL SWA ARMO EX E/D CABLE GLAND) CABLE GLANDS 1 1/4" NPT 18 MM SINGLE-WIRE ARMOURING 1.6 - 2 MM OD MIN. 30.5 - OD MAX. 40.5 MM ID MIN. 25.50 - ID MAX. 32.20 MM STAINLESS STEEL 1.4404 | 8
40094 | 1185530000 | A2L (KLIPPON UNARMO EX E/D CABLE GLAND) CABLE GLANDS 1" NPT 17.3 MM OD MIN. 13.5 - OD MAX. 20 MM STAINLESS STEEL 1.4404 | 17
40095 | 1185490000 | A2L (KLIPPON UNARMO EX E/D CABLE GLAND) CABLE GLANDS 2 1/2" NPT 28.9 MM OD MIN. 49.5 - OD MAX. 56 MM STAINLESS STEEL 1.4404 | 17
40096 | 1219020000 | VP-HEX (KLIPPON EX BLANKING PLUG WITH HEXAGON HEAD) BLANKING PLUG M 16 X 1.5 16 MM STAINLESS STEEL 1.4404 | 94
40097 | 1265680000 | ADAP (KLIPPON EX ADAPTOR) ADAPTER 1" NPT 3/4" NPT STAINLESS STEEL 1.4404 | 83
40098 | 1185500000 | A2L (KLIPPON UNARMO EX E/D CABLE GLAND) CABLE GLANDS 3/4" NPT 13.9 MM OD MIN. 4.5 - OD MAX. 8.7 MM STAINLESS STEEL 1.4404 | 17
40099 | 1185280000 | A2L (KLIPPON UNARMO EX E/D CABLE GLAND) CABLE GLANDS M 16 X 1.5 16 MM OD MIN. 4.5 - OD MAX. 8.7 MM STAINLESS STEEL 1.4404 | 8
40100 | 1187240000 | A2LC (KLIPPON UNARMO WITH CONDUIT CONNECTION THREAD EX E/D CABLE GLAND) CABLE GLANDS M 50 X 1.5 16 MM OD MIN. 31.5 - OD MAX. 38.2 MM STAINLESS STEEL 1.4404 | 17
40101 | 1187390000 | A2LC (KLIPPON UNARMO WITH CONDUIT CONNECTION THREAD EX E/D CABLE GLAND) CABLE GLANDS M 20 X 1.5 16 MM OD MIN. 8 - OD MAX. 11.7 MM STAINLESS STEEL 1.4404 | 17
40102 | 1187770000 | A2LC (KLIPPON UNARMO WITH CONDUIT CONNECTION THREAD EX E/D CABLE GLAND) CABLE GLANDS 1" NPT 17.3 MM OD MIN. 13.5 - OD MAX. 20 MM STAINLESS STEEL 1.4404 | 17
40103 | 1187760000 | A2LC (KLIPPON UNARMO WITH CONDUIT CONNECTION THREAD EX E/D CABLE GLAND) CABLE GLANDS 3/4" NPT 13.9 MM OD MIN. 10 - OD MAX. 14 MM STAINLESS STEEL 1.4404 | 17
40104 | 1187410000 | A2LC (KLIPPON UNARMO WITH CONDUIT CONNECTION THREAD EX E/D CABLE GLAND) CABLE GLANDS M 25 X 1.5 16 MM OD MIN. 13.5 - OD MAX. 20 MM STAINLESS STEEL 1.4404 | 17
40105 | 1187950000 | A2LC (KLIPPON UNARMO WITH CONDUIT CONNECTION THREAD EX E/D CABLE GLAND) CABLE GLANDS 1 1/2" NPT 18.4 MM OD MIN. 25.5 - OD MAX. 32.2 MM STAINLESS STEEL 1.4404 | 17
40106 | 1187220000 | A2LC (KLIPPON UNARMO WITH CONDUIT CONNECTION THREAD EX E/D CABLE GLAND) CABLE GLANDS M 32 X 1.5 16 MM OD MIN. 19.5 - OD MAX. 26.3 MM STAINLESS STEEL 1.4404 | 17
40107 | 1189070000 | E1W (KLIPPON DOUBLE SEAL SWA ARMO EX E/D CABLE GLAND) CABLE GLANDS 1" NPT 17.3 MM SINGLE-WIRE ARMOURING 1.25 - 1.6 MM OD MIN. 20 - OD MAX. 27.5 MM ID MIN. 13.50 - ID MAX. 20.00 MM STAINLESS STEEL 1.4404 | 8
40108 | 1185420000 | A2L (KLIPPON UNARMO EX E/D CABLE GLAND) CABLE GLANDS 3/4" NPT 13.9 MM OD MIN. 13.5 - OD MAX. 20 MM STAINLESS STEEL 1.4404 | 17
40109 | 1185540000 | A2L (KLIPPON UNARMO EX E/D CABLE GLAND) CABLE GLANDS 1 1/4" NPT 18 MM OD MIN. 19.5 - OD MAX. 26.3 MM STAINLESS STEEL 1.4404 | 17
40110 | 1187740000 | A2LC (KLIPPON UNARMO WITH CONDUIT CONNECTION THREAD EX E/D CABLE GLAND) CABLE GLANDS 3/4" NPT 13.9 MM OD MIN. 4.5 - OD MAX. 8.7 MM STAINLESS STEEL 1.4404 | 17
40111 | 1187680000 | A2LC (KLIPPON UNARMO WITH CONDUIT CONNECTION THREAD EX E/D CABLE GLAND) CABLE GLANDS 1/2" NPT 13.6 MM OD MIN. 10 - OD MAX. 14 MM STAINLESS STEEL 1.4404 | 17
40112 | 1187620000 | A2LC (KLIPPON UNARMO WITH CONDUIT CONNECTION THREAD EX E/D CABLE GLAND) CABLE GLANDS 1 1/2" NPT 18.4 MM OD MIN. 31.5 - OD MAX. 38.2 MM STAINLESS STEEL 1.4404 | 17
40113 | 1262440000 | ADAP (KLIPPON EX ADAPTOR) ADAPTER 1 1/2" NPT M 50 STAINLESS STEEL 1.4404 | 83
40114 | 1185480000 | A2L (KLIPPON UNARMO EX E/D CABLE GLAND) CABLE GLANDS 2" NPT 19.2 MM OD MIN. 43.5 - OD MAX. 50.1 MM STAINLESS STEEL 1.4404 | 17
40115 | 1187540000 | A2LC (KLIPPON UNARMO WITH CONDUIT CONNECTION THREAD EX E/D CABLE GLAND) CABLE GLANDS 2" NPT 19.2 MM OD MIN. 43.5 - OD MAX. 50.1 MM STAINLESS STEEL 1.4404 | 17
40116 | 1185470000 | A2L (KLIPPON UNARMO EX E/D CABLE GLAND) CABLE GLANDS 2" NPT 19.2 MM OD MIN. 37.5 - OD MAX. 44.1 MM STAINLESS STEEL 1.4404 | 17
40117 | 1189100000 | E1W (KLIPPON DOUBLE SEAL SWA ARMO EX E/D CABLE GLAND) CABLE GLANDS 2" NPT 19.2 MM SINGLE-WIRE ARMOURING 2 - 2.5 MM OD MIN. 38.5 - OD MAX. 46.5 MM ID MIN. 31.50 - ID MAX. 38.20 MM STAINLESS STEEL 1.4404 | 8
40118 | 1185520000 | A2L (KLIPPON UNARMO EX E/D CABLE GLAND) CABLE GLANDS 3/4" NPT 13.9 MM OD MIN. 10 - OD MAX. 14 MM STAINLESS STEEL 1.4404 | 17
40119 | 1187210000 | A2LC (KLIPPON UNARMO WITH CONDUIT CONNECTION THREAD EX E/D CABLE GLAND) CABLE GLANDS M 25 X 1.5 16 MM OD MIN. 13.5 - OD MAX. 20 MM STAINLESS STEEL 1.4404 | 17
40120 | 1187460000 | A2LC (KLIPPON UNARMO WITH CONDUIT CONNECTION THREAD EX E/D CABLE GLAND) CABLE GLANDS 1/2" NPT 13.6 MM OD MIN. 4.5 - OD MAX. 8.7 MM STAINLESS STEEL 1.4404 | 17
40121 | 1187280000 | A2LC (KLIPPON UNARMO WITH CONDUIT CONNECTION THREAD EX E/D CABLE GLAND) CABLE GLANDS M 16 X 1.5 16 MM OD MIN. 4.5 - OD MAX. 8.7 MM STAINLESS STEEL 1.4404 | 17
40122 | 1187310000 | A2LC (KLIPPON UNARMO WITH CONDUIT CONNECTION THREAD EX E/D CABLE GLAND) CABLE GLANDS M 25 X 1.5 16 MM OD MIN. 13.5 - OD MAX. 20 MM STAINLESS STEEL 1.4404 | 17
40123 | 1187420000 | A2LC (KLIPPON UNARMO WITH CONDUIT CONNECTION THREAD EX E/D CABLE GLAND) CABLE GLANDS M 32 X 1.5 16 MM OD MIN. 19.5 - OD MAX. 26.3 MM STAINLESS STEEL 1.4404 | 17
40124 | 1187330000 | A2LC (KLIPPON UNARMO WITH CONDUIT CONNECTION THREAD EX E/D CABLE GLAND) CABLE GLANDS M 40 X 1.5 16 MM OD MIN. 25.5 - OD MAX. 32.2 MM STAINLESS STEEL 1.4404 | 17
40125 | 1187370000 | A2LC (KLIPPON UNARMO WITH CONDUIT CONNECTION THREAD EX E/D CABLE GLAND) CABLE GLANDS M 63 X 1.5 19 MM OD MIN. 49.5 - OD MAX. 56 MM STAINLESS STEEL 1.4404 | 17
40126 | 1187480000 | A2LC (KLIPPON UNARMO WITH CONDUIT CONNECTION THREAD EX E/D CABLE GLAND) CABLE GLANDS 1/2" NPT 13.6 MM OD MIN. 10 - OD MAX. 14 MM STAINLESS STEEL 1.4404 | 17
40127 | 1188020000 | E1XZ (KLIPPON DOUBLE SEAL SWB/STA ARMO EX E/D CABLE GLAND) CABLE GLANDS M 16 X 1.5 16 MM BRAIDED ARMOURING METAL FOIL ARMOURING 0.9 - 0.9 MM OD MIN. 8 - OD MAX. 13.5 MM ID MIN. 4.50 - ID MAX. 8.70 MM STAINLESS STEEL 1.4404 | 8
40128 | 1187550000 | A2LC (KLIPPON UNARMO WITH CONDUIT CONNECTION THREAD EX E/D CABLE GLAND) CABLE GLANDS 2 1/2" NPT 28.9 MM OD MIN. 49.5 - OD MAX. 56 MM STAINLESS STEEL 1.4404 | 17
40129 | 1219040000 | VP-HEX (KLIPPON EX BLANKING PLUG WITH HEXAGON HEAD) BLANKING PLUG M 25 X 1.5 16 MM STAINLESS STEEL 1.4404 | 94
40130 | 1219050000 | VP-HEX (KLIPPON EX BLANKING PLUG WITH HEXAGON HEAD) BLANKING PLUG M 32 X 1.5 16 MM STAINLESS STEEL 1.4404 | 94
40131 | 1188700000 | VP (KLIPPON EX BLANKING PLUG WITH MUSHROOM HEAD) BLANKING PLUG M 20 X 1.5 16 MM STAINLESS STEEL 1.4404 | 94
40132 | 1265670000 | ADAP (KLIPPON EX ADAPTOR) ADAPTER 3/4" NPT 1" NPT STAINLESS STEEL 1.4404 | 83
40133 | 1262190000 | ADAP (KLIPPON EX ADAPTOR) ADAPTER M 50 X 1.5 1 1/2" NPT STAINLESS STEEL 1.4404 | 83
40134 | 1187450000 | A2LC (KLIPPON UNARMO WITH CONDUIT CONNECTION THREAD EX E/D CABLE GLAND) CABLE GLANDS M 63 X 1.5 19 MM OD MIN. 43.5 - OD MAX. 50.1 MM STAINLESS STEEL 1.4404 | 17
40135 | 1187260000 | A2LC (KLIPPON UNARMO WITH CONDUIT CONNECTION THREAD EX E/D CABLE GLAND) CABLE GLANDS M 63 X 1.5 19 MM OD MIN. 43.5 - OD MAX. 50.1 MM STAINLESS STEEL 1.4404 | 17
40136 | 1188150000 | E1XZ (KLIPPON DOUBLE SEAL SWB/STA ARMO EX E/D CABLE GLAND) CABLE GLANDS 1/2" NPT 13.6 MM BRAIDED ARMOURING METAL FOIL ARMOURING 0.9 - 1.25 MM OD MIN. 15 - OD MAX. 21 MM ID MIN. 10.00 - ID MAX. 14.00 MM STAINLESS STEEL 1.4404 | 8
40137 | 1188210000 | E1XZ (KLIPPON DOUBLE SEAL SWB/STA ARMO EX E/D CABLE GLAND) CABLE GLANDS 2" NPT 19.2 MM BRAIDED ARMOURING METAL FOIL ARMOURING 2.5 - 2.5 MM OD MIN. 51.5 - OD MAX. 59.5 MM ID MIN. 43.50 - ID MAX. 50.10 MM STAINLESS STEEL 1.4404 | 8
40138 | 1219030000 | VP-HEX (KLIPPON EX BLANKING PLUG WITH HEXAGON HEAD) BLANKING PLUG M 20 X 1.5 16 MM STAINLESS STEEL 1.4404 | 94
40139 | 1185110000 | E1XZ (KLIPPON DOUBLE SEAL SWB/STA ARMO EX E/D CABLE GLAND) CABLE GLANDS 3/4" NPT 13.9 MM BRAIDED ARMOURING METAL FOIL ARMOURING 1.25 - 1.6 MM OD MIN. 20 - OD MAX. 27.5 MM ID MIN. 13.50 - ID MAX. 20.00 MM NICKEL-PLATED | 8
40140 | 1263010000 | ADAP (KLIPPON EX ADAPTOR) ADAPTER M 50 X 1.5 1 1/2" NPT NICKEL-PLATED | 81
40141 | 1184730000 | E1W (KLIPPON DOUBLE SEAL SWA ARMO EX E/D CABLE GLAND) CABLE GLANDS M 50 X 1.5 16 MM SINGLE-WIRE ARMOURING 2 - 2.5 MM OD MIN. 45.5 - OD MAX. 53 MM ID MIN. 37.50 - ID MAX. 44.10 MM NICKEL-PLATED | 8
40142 | 1263270000 | ADAP (KLIPPON EX ADAPTOR) ADAPTER 2" NPT M 50 NICKEL-PLATED | 81
40143 | 1263000000 | ADAP (KLIPPON EX ADAPTOR) ADAPTER M 50 X 1.5 1 1/4" NPT NICKEL-PLATED | 81
40144 | 2814190000 | PHOTOVOLTAICS Y-CONNECTOR CABLE 1X WM4 C FEMALE 2X WM4 C MALE 6MM² 1500 V | 271
40145 | 2814220000 | PHOTOVOLTAICS Y-CONNECTOR CABLE 1X WM4 C MALE 1X PARTLY STRIPPED CABLE END 1X WM4 C FEMALE 6MM² 1500 V | 271
40146 | 2814180000 | PHOTOVOLTAICS Y-CONNECTOR CABLE 1X WM4 C MALE 2X WM4 C FEMALE 6MM² 1500 V | 271
40147 | 1262490000 | ADAP (KLIPPON EX ADAPTOR) ADAPTER 3/4" NPT 1" NPT NICKEL-PLATED | 81
40148 | 1262520000 | ADAP (KLIPPON EX ADAPTOR) ADAPTER 1" NPT 1 1/4" NPT NICKEL-PLATED | 81
40149 | 2814200000 | PHOTOVOLTAICS Y-CONNECTOR CABLE 1X MC4 MALE 1X WM4 C FEMALE 1X MC4 FEMALE 6MM² 1500 V | 271
40150 | 2814210000 | PHOTOVOLTAICS Y-CONNECTOR CABLE 1X MC4 FEMALE 1X WM4 C MALE 1X MC4 MALE 6MM² 1500 V | 271
40151 | 2814280000 | PHOTOVOLTAICS X-CONNECTOR CABLE 2X WM4 C MALE 1X PARTLY STRIPPED CABLE END 1X WM4 C FEMALE 6MM² 1500 V | 271
40152 | 2814240000 | PHOTOVOLTAICS X-CONNECTOR CABLE 2X WM4 C MALE 2X WM4 C FEMALE 6MM² 1500 V | 271
40153 | 2814290000 | PHOTOVOLTAICS X-CONNECTOR CABLE 2X WM4 C FEMALE 1X PARTLY STRIPPED CABLE END 1X MC4 MALE 6MM² 1500 V | 271
40154 | 2814250000 | PHOTOVOLTAICS X-CONNECTOR CABLE 2X WM4 C FEMALE 2X WM4 C MALE 6MM² 1500 V | 271
40155 | 2814270000 | PHOTOVOLTAICS X-CONNECTOR CABLE 2X MC4 FEMALE 1X WM4 C MALE 1X MC4 MALE 6MM² 1500 V | 271
40156 | 2814260000 | PHOTOVOLTAICS X-CONNECTOR CABLE 2X MC4 MALE 1X WM4 C FEMALE 1X MC4 FEMALE 6MM² 1500 V | 271
40157 | 1263190000 | ADAP (KLIPPON EX ADAPTOR) ADAPTER 3/4" NPT M 25 NICKEL-PLATED | 81
40158 | 1263220000 | ADAP (KLIPPON EX ADAPTOR) ADAPTER 1 1/4" NPT M 32 NICKEL-PLATED | 81
40159 | 1184650000 | E1W (KLIPPON DOUBLE SEAL SWA ARMO EX E/D CABLE GLAND) CABLE GLANDS M 16 X 1.5 16 MM SINGLE-WIRE ARMOURING 0.9 - 0.9 MM OD MIN. 8 - OD MAX. 13.5 MM ID MIN. 4.50 - ID MAX. 8.70 MM NICKEL-PLATED | 8
40160 | 1262940000 | ADAP (KLIPPON EX ADAPTOR) ADAPTER M 32 X 1.5 1 1/4" NPT NICKEL-PLATED | 81
40161 | 1188520000 | VP (KLIPPON EX BLANKING PLUG WITH MUSHROOM HEAD) BLANKING PLUG M 50 X 1.5 16 MM NICKEL-PLATED | 94
40162 | 1188550000 | VP (KLIPPON EX BLANKING PLUG WITH MUSHROOM HEAD) BLANKING PLUG 3/4" NPT 16 MM NICKEL-PLATED | 94
40163 | 1218950000 | VP-HEX (KLIPPON EX BLANKING PLUG WITH HEXAGON HEAD) BLANKING PLUG M 20 X 1.5 16 MM NICKEL-PLATED | 94
40164 | 1303890000 | SAFESERIES SAFETY RELAY24 V DC ± 20% 35 MA MAX. SWITCHING CURRENT INTERNAL FUSE : 5 A (REFER TO DERATING CURVE) SIL 3 EN 61508:2010 | 467
40165 | 1319280000 | SAFESERIES SAFETY RELAY24 V DC ±15 % 24 VDC +15% / -10% DURING AUTO-START 35 MA 5 SIL 3 DIN EN 61508 EN ISO 13849-1 (PLE) | 1221
40166 | 2453870000 | REMOTE I/O MODULE IP20 ANALOG SIGNALS OUTPUT 4-CHANNEL CURRENT/VOLTAGE | 79
40167 | 2457250000 | REMOTE I/O MODULE IP20 DIGITAL SIGNALS OUTPUT 4-CHANNEL | 79
40168 | 8000072461 | PCB PLUG-IN CONNECTOR MALE HEADER THT/THR SOLDER CONNECTION PITCH IN MM (P): 5.00 MM N OF POLES: 11 180° T | 0
40169 | 8000072454 | PCB PLUG-IN CONNECTOR MALE HEADER THT/THR SOLDER CONNECTION PITCH IN MM (P): 5.00 MM N OF POLES: 9 180° T | 0
40170 | 8000072430 | PCB PLUG-IN CONNECTOR MALE HEADER THT/THR SOLDER CONNECTION PITCH IN MM (P): 5.00 MM N OF POLES: 3 180° T | 0
40171 | 8000072435 | PCB PLUG-IN CONNECTOR MALE HEADER THT/THR SOLDER CONNECTION PITCH IN MM (P): 5.00 MM N OF POLES: 5 180° T | 0
40172 | 8000072453 | PCB PLUG-IN CONNECTOR MALE HEADER THT/THR SOLDER CONNECTION PITCH IN MM (P): 5.00 MM N OF POLES: 8 180° T | 0
40173 | 8000072425 | PCB PLUG-IN CONNECTOR MALE HEADER THT/THR SOLDER CONNECTION PITCH IN MM (P): 5.00 MM N OF POLES: 2 180° T | 0
40174 | 8000072450 | PCB PLUG-IN CONNECTOR MALE HEADER THT/THR SOLDER CONNECTION PITCH IN MM (P): 5.00 MM N OF POLES: 7 180° T | 0
40175 | 8000072470 | PCB PLUG-IN CONNECTOR MALE HEADER THT/THR SOLDER CONNECTION PITCH IN MM (P): 5.00 MM N OF POLES: 12 180° T | 0
40176 | 8000072456 | PCB PLUG-IN CONNECTOR MALE HEADER THT/THR SOLDER CONNECTION PITCH IN MM (P): 5.00 MM N OF POLES: 10 180° T | 0
40177 | 8000072431 | PCB PLUG-IN CONNECTOR MALE HEADER THT/THR SOLDER CONNECTION PITCH IN MM (P): 5.00 MM N OF POLES: 4 180° T | 0
40178 | 8000072438 | PCB PLUG-IN CONNECTOR MALE HEADER THT/THR SOLDER CONNECTION PITCH IN MM (P): 5.00 MM N OF POLES: 6 180° T | 0
40179 | 2771190000 | FLANGE-MOUNTED HOUSING OMNIMATE HOUSING - SERIES CH20M HOOD WIDTH: 5.2 MM | 26
40180 | 2771150000 | FLANGE-MOUNTED HOUSING OMNIMATE HOUSING - SERIES CH20M HOOD WIDTH: 5.2 MM | 26
40181 | 2768740000 | RJ45 CRIMP PLUG VARIANT 14 METAL CAT.5 (ISO/IEC 11801) | 1059
40182 | 2771410000 | MODULAR HOUSING OMNIMATE HOUSING - SERIES CH20M HOUSING BASE PART WIDTH: 6.1 MM | 26
40183 | 2771490000 | MODULAR HOUSING OMNIMATE HOUSING - SERIES CH20M HOUSING BASE PART WIDTH: 6.1 MM | 26
40184 | 7789846060 | PRE-ASSEMBLED CABLE PAC CABLE LIYCY 0.25 MM² | 2
40185 | 2763410000 | INDUSTRIAL PC IP20 | 257
40186 | 2799290000 | THM DEVICE MARKERS 38 X TRANSPARENT | 1192
40187 | 2799210000 | THM DEVICE MARKERS 18.8 X 50 MM SIEMENS | 226
40188 | 2799240000 | THM CONDUCTOR AND CABLE MARKERS 8 - 16 MM 34 X 70 MM | 191
40189 | 2799230000 | THM CONDUCTOR AND CABLE MARKERS 14 - 27 MM 25.4 X 95.2 MM | 21
40190 | 2799220000 | THM DEVICE MARKERS 18.8 X 50 MM SIEMENS GREY | 226
40191 | 2799250000 | THM CONDUCTOR AND CABLE MARKERS 8 - 16 MM 34 X 38.1 MM | 21
40192 | 2799300000 | THM DEVICE MARKERS 5.1 X 16.5 MM | 293
40193 | 2798960000 | THM DEVICE MARKERS 12.7 X 25.4 MM TRANSPARENT | 1207
40194 | 2799200000 | THM DEVICE MARKERS 4 X 15 MM | 77
40195 | 2749420000 | SCREWDRIVER BLADE LENGTH: 100 MM | 225
40196 | 2659690000 | REMOTE I/O FIELDBUS COUPLER ETHERCAT | 543
40197 | 2496050000 | BOLT-TYPE SCREW TERMINALS FEED-THROUGH TERMINAL SCREW CONNECTION | 7
40198 | 2496040000 | BOLT-TYPE SCREW TERMINALS FEED-THROUGH TERMINAL SCREW CONNECTION | 7
40199 | 7789607010 | PRE-ASSEMBLED CABLE PAC CABLE LIYCY 0.25 MM² | 2
40200 | 1339920000 | COVER | 867
40201 | 1122880000 | TERMSERIES RELAY MODULE N OF CONTACTS: 1 CO CONTACT AGNI RATED CONTROL VOLTAGE: 24 V DC ±20 % CONTINUOUS CURRENT: 6 A TENSION-CLAMP CONNECTION TEST BUTTON AVAILABLE: NO | 3
40202 | 1081860000 | PCB PLUG-IN CONNECTOR MALE HEADER CLOSED SIDE MIDDLE SOLDER FLANGE THT SOLDER CONNECTION 7.62 MM N OF POLES: 4 90° SOLDER PIN LENGTH (L): 3.5 MM TINNED BOX | 0
40203 | 1930270000 | PCB PLUG-IN CONNECTOR MALE HEADER CLOSED SIDE THT SOLDER CONNECTION 7.62 MM N OF POLES: 2 90° SOLDER PIN LENGTH (L): 3.5 MM TINNED BOX | 0
40204 | 1930280000 | PCB PLUG-IN CONNECTOR MALE HEADER CLOSED SIDE THT SOLDER CONNECTION 7.62 MM N OF POLES: 3 90° SOLDER PIN LENGTH (L): 3.5 MM TINNED BOX | 0
40205 | 1768310000 | PE TERMINAL TENSION-CLAMP CONNECTION 16 MM² 1920 A (16 MM²) GREEN/ | 145
40206 | 1859200000 | W-SERIES END BRACKET | 288
40207 | 8817920000 | TEST-DISCONNECT TERMINAL TENSION-CLAMP CONNECTION 6 MM² 24 V 20 A PIVOTING DARK | 36
40208 | 1632080000 | PE TERMINAL TENSION-CLAMP CONNECTION 4 MM² 480 A (4 MM²) GREEN/ | 346
40209 | 7904170000 | PE TERMINAL TENSION-CLAMP CONNECTION 4 MM² 480 A (4 MM²) GREEN/ | 346
40210 | 1521540000 | PE TERMINAL PUSH IN 2.5 MM² GREEN/ | 123
40211 | 1739680000 | ACCESSORIES CROSS-CONNECTOR 57 A | 47
40212 | 1061200000 | W-SERIES END BRACKET | 288
40213 | 1028500000 | BOLT-TYPE SCREW TERMINALS FEED-THROUGH TERMINAL RATED CROSS-SECTION: 120 MM² THREADED STUD CONNECTION DIRECT MOUNTING | 7
40214 | 2485870000 | PE TERMINAL PUSH IN 1.5 MM² 500 V GREEN/ | 838
40215 | 2469410000 | DOUBLE-TIER TERMINAL PUSH IN 1.5 MM² 500 V GREEN/ | 831
40216 | 1694140000 | FEED-THROUGH TERMINAL DOUBLE-TIER TERMINAL TENSION-CLAMP CONNECTION 2.5 MM² 500 V 20 A ORANGE | 10
40217 | 1992230000 | INITIATOR/ACTUATOR TERMINAL PUSH IN 1.5 MM² 250 V 13.5 A DARK | 203
40218 | 1552670000 | PE TERMINAL PUSH IN 1.5 MM² GREEN/ | 123
40219 | 1029500000 | BOLT-TYPE SCREW TERMINALS FEED-THROUGH TERMINAL RATED CROSS-SECTION: 120 MM² THREADED STUD CONNECTION | 7
40220 | 1513870000 | PE TERMINAL PUSH IN 2.5 MM² 800 GREEN/ | 123
40221 | 1053960000 | W-SERIES CROSS-CONNECTOR FOR THE TERMINALS N OF POLES: 5 | 23
40222 | 1030600000 | W-SERIES DISTRIBUTOR TERMINAL BLOCK FOR N RAIL RATED CROSS-SECTION: 2.5 MM² SCREW CONNECTION | 7
40223 | 1029900000 | W-SERIES DISTRIBUTOR TERMINAL BLOCK WITH WQV RATED CROSS-SECTION: 2.5 MM² SCREW CONNECTION | 7
40224 | 1031100000 | W-SERIES DISTRIBUTOR TERMINAL BLOCK FOR N RAIL RATED CROSS-SECTION: 2.5 MM² SCREW CONNECTION | 7
40225 | 2051410000 | PE TERMINAL PUSH IN 4 MM² GREEN/ | 123
40226 | 1791010000 | Z-SERIES PE TERMINAL DOUBLE-TIER TERMINAL RATED CROSS-SECTION: 2.5 MM² TENSION-CLAMP CONNECTION GREEN/ | 7
40227 | 1058520000 | Z-SERIES FUSE TERMINAL RATED CROSS-SECTION: 6 MM² TENSION-CLAMP CONNECTION DIRECT MOUNTING | 7
40228 | 1808010000 | Z-SERIES INSTALLATION MULTI-TIER TERMINAL FEED-THROUGH TERMINAL RATED CROSS-SECTION: 2.5 MM² TENSION-CLAMP CONNECTION DARK DIRECT MOUNTING | 18
40229 | 1020310000 | FEED-THROUGH TERMINAL SCREW CONNECTION 10 MM² 1000 V 57 A | 10
40230 | 1020340000 | FEED-THROUGH TERMINAL SCREW CONNECTION 10 MM² 1000 V 57 A | 10
40231 | 1020240000 | FEED-THROUGH TERMINAL SCREW CONNECTION 6 MM² 800 V 41 A | 10
40232 | 1030700000 | W-SERIES DISTRIBUTOR TERMINAL BLOCK FOR N RAIL RATED CROSS-SECTION: 2.5 MM² SCREW CONNECTION | 7
40233 | 1036180000 | FEED-THROUGH TERMINAL SCREW CONNECTION 16 MM² 690 V 76 A | 10
40234 | 1036760000 | FEED-THROUGH TERMINAL SCREW CONNECTION 4 MM² 800 V 32 A ORANGE | 10
40235 | 1031200000 | W-SERIES DISTRIBUTOR TERMINAL BLOCK FOR N RAIL RATED CROSS-SECTION: 2.5 MM² SCREW CONNECTION | 7
40236 | 1216470000 | DOUBLE-TIER TERMINAL TENSION-CLAMP CONNECTION 2.5 MM² 800 V 24 A DARK | 10
40237 | 1674300000 | FEED-THROUGH TERMINAL DOUBLE-TIER TERMINAL TENSION-CLAMP CONNECTION 2.5 MM² 500 V 20 A | 10
40238 | 1720750000 | Z-SERIES INSTALLATION MULTI-TIER TERMINAL RATED CROSS-SECTION: 2.5 MM² TENSION-CLAMP CONNECTION DARK DIRECT MOUNTING | 18
40239 | 1720760000 | Z-SERIES INSTALLATION MULTI-TIER TERMINAL RATED CROSS-SECTION: 2.5 MM² TENSION-CLAMP CONNECTION DARK DIRECT MOUNTING | 18
40240 | 1608640000 | PE TERMINAL TENSION-CLAMP CONNECTION 2.5 MM² 300 A (2.5 MM²) GREEN/ | 145
40241 | 1579060000 | W-SERIES CROSS-CONNECTOR FOR THE TERMINALS N OF POLES: 24 | 23
40242 | 8731710000 | TEST-DISCONNECT TERMINAL TENSION-CLAMP CONNECTION 2.5 MM² 500 V 20 A PIVOTING | 36
40243 | 1909000000 | Z-SERIES CROSS-CONNECTOR 24 A | 235
40244 | 2051560000 | PE TERMINAL PUSH IN 4 MM² GREEN/ | 123
40245 | 2051360000 | PE TERMINAL PUSH IN 4 MM² GREEN/ | 123
40246 | 1020380000 | FEED-THROUGH TERMINAL SCREW CONNECTION 10 MM² 1000 V 57 A | 10
40247 | 1815080000 | Z-SERIES PE TERMINAL RATED CROSS-SECTION: 2.5 MM² TENSION-CLAMP CONNECTION GREEN/ | 7
40248 | 1933760000 | PE TERMINAL TENSION-CLAMP CONNECTION 2.5 MM² 300 A (2.5 MM²) GREEN/ | 145
40249 | 1552680000 | PE TERMINAL PUSH IN 1.5 MM² GREEN/ | 123
40250 | 1991850000 | PE TERMINAL PUSH IN 6 MM² GREEN/ | 123
40251 | 1991810000 | PE TERMINAL PUSH IN 6 MM² GREEN/ | 123
40252 | 1552660000 | PE TERMINAL PUSH IN 1.5 MM² GREEN/ | 123
40253 | 2428550000 | PE TERMINAL PUSH IN 2.5 MM² GREEN/ | 123
40254 | 2428840000 | MULTI-TIER MODULAR TERMINAL PUSH IN 2.5 MM² 800 V 24 A DARK | 282
40255 | 2428530000 | FEED-THROUGH TERMINAL PUSH IN 2.5 MM² 800 V 24 A DARK | 15
40256 | 1548160000 | PE TERMINAL PUSH IN 2.5 MM² 800 V GREEN/ | 838
40257 | 1547680000 | PE TERMINAL PUSH IN 2.5 MM² 800 V GREEN/ | 838
40258 | 1547640000 | FEED-THROUGH TERMINAL PUSH IN 2.5 MM² 800 V 24 A DARK | 15
40259 | 1608940000 | ACCESSORIES CROSS-CONNECTOR 24 A | 47
40260 | 1608860000 | Z-SERIES CROSS-CONNECTOR 24 A | 235
40261 | 1608900000 | ACCESSORIES CROSS-CONNECTOR 24 A | 47
40262 | 1513920000 | PE TERMINAL PUSH IN 2.5 MM² 800 GREEN/ | 123
40263 | 1924470000 | DOUBLE-TIER TERMINAL TENSION-CLAMP CONNECTION 2.5 MM² 800 V 300 A (2.5 MM²) DARK | 721
40264 | 1521670000 | PE TERMINAL PUSH IN 2.5 MM² GREEN/ | 123
40265 | 1521680000 | PE TERMINAL PUSH IN 2.5 MM² GREEN/ | 123
40266 | 1992250000 | INITIATOR/ACTUATOR TERMINAL PUSH IN 1.5 MM² 250 V 13.5 A DARK | 203
40267 | 1776130000 | ACCESSORIES CROSS-CONNECTOR 17.5 A | 47
40268 | 1068700000 | ACCESSORIES RAIL SUPPORT PA 66 GF 30 | 1058
40269 | 1608510000 | FEED-THROUGH TERMINAL TENSION-CLAMP CONNECTION 2.5 MM² 800 24 A DARK | 10
40270 | 1988140000 | SUPPLY TERMINAL PUSH IN 6 MM² DARK | 650
40271 | 1697540000 | ACCESSORIES CROSS-CONNECTOR 24 A | 47
40272 | 1020280000 | FEED-THROUGH TERMINAL SCREW CONNECTION 6 MM² 800 V 41 A | 10
40273 | 1036100000 | FEED-THROUGH TERMINAL SCREW CONNECTION 16 MM² 690 V 76 A DARK | 10
40274 | 2482220000 | PE TERMINAL PUSH IN 1.5 MM² 500 V GREEN/ | 838
40275 | 1069350000 | PCB PLUG-IN CONNECTOR RELEASE LEVER BHZ 5.00/04/90LH SN BK/BK BX | 290
40276 | 1063280000 | PCB PLUG-IN CONNECTOR ORANGE RELEASE LEVER BHZ 5.00/04/90LH SN BK/OR BX | 290
40277 | 1944370000 | PCB PLUG-IN CONNECTOR FEMALE PLUG 5.08 MM N OF POLES: 6 180° CLAMPING YOKE CONNECTION CLAMPING RANGE MAX. : 4 MM² BOX | 1
40278 | 1944470000 | PCB PLUG-IN CONNECTOR FEMALE PLUG 5.08 MM N OF POLES: 16 180° CLAMPING YOKE CONNECTION CLAMPING RANGE MAX. : 4 MM² BOX | 1
40279 | 1944340000 | PCB PLUG-IN CONNECTOR FEMALE PLUG 5.08 MM N OF POLES: 3 180° CLAMPING YOKE CONNECTION CLAMPING RANGE MAX. : 4 MM² BOX | 1
40280 | 1948000000 | PCB PLUG-IN CONNECTOR FEMALE PLUG 5.08 MM N OF POLES: 2 90° CLAMPING YOKE CONNECTION CLAMPING RANGE MAX. : 4 MM² BOX | 1
40281 | 1943810000 | PCB PLUG-IN CONNECTOR FEMALE PLUG 5.08 MM N OF POLES: 2 180° CLAMPING YOKE CONNECTION CLAMPING RANGE MAX. : 4 MM² BOX | 1
40282 | 1059590000 | PCB PLUG-IN CONNECTOR FEMALE PLUG 7.62 MM N OF POLES: 3 CLAMPING YOKE CONNECTION CLAMPING RANGE MAX. : 4 MM² BOX | 1
40283 | 1929930000 | PCB PLUG-IN CONNECTOR FEMALE PLUG 7.62 MM N OF POLES: 2 180° CLAMPING YOKE CONNECTION CLAMPING RANGE MAX. : 10 MM² BOX | 1
40284 | 1929940000 | PCB PLUG-IN CONNECTOR FEMALE PLUG 7.62 MM N OF POLES: 3 180° CLAMPING YOKE CONNECTION CLAMPING RANGE MAX. : 10 MM² BOX | 1
40285 | 1988230000 | MODULAR DISTRIBUTION TERMINALS PUSH IN 2.5 MM² 500 V 24 A DARK | 87
40286 | 8820710000 | MCZ-SERIES TRAK SOLID-STATE RELAY 1 NO CONTACT (TRANSISTOR) RATED CONTROL VOLTAGE: 24...110 V DC -30 / +25 % RATED SWITCHING VOLTAGE: 5...137.5 V DC CONTINUOUS CURRENT: 250 MA @ 50 °C TENSION-CLAMP CONNECTION | 3
40287 | 1767670000 | PE TERMINAL TENSION-CLAMP CONNECTION 10 MM² 1200 A (10 MM²) GREEN/ | 414
40288 | 1706010000 | FEED-THROUGH TERMINAL TENSION-CLAMP CONNECTION 2.5 MM² 800 V 24 A DARK | 10
40289 | 1608540000 | FEED-THROUGH TERMINAL TENSION-CLAMP CONNECTION 2.5 MM² 800 V 24 A DARK | 10
40290 | 1745250000 | PE TERMINAL TENSION-CLAMP CONNECTION 16 MM² 1920 A (16 MM²) GREEN/ | 145
40291 | 2539990000 | DOUBLE-TIER TERMINAL PUSH IN 4 MM² 800 V GREEN/ | 831
40292 | 1577600000 | W-SERIES CROSS-CONNECTOR FOR THE TERMINALS N OF POLES: 32 | 23
40293 | 1051960000 | W-SERIES CROSS-CONNECTOR FOR THE TERMINALS N OF POLES: 2 | 23
40294 | 1052060000 | W-SERIES CROSS-CONNECTOR FOR THE TERMINALS N OF POLES: 10 | 23
40295 | 1054660000 | W-SERIES CROSS-CONNECTOR FOR THE TERMINALS N OF POLES: 4 | 23
40296 | 1054560000 | W-SERIES CROSS-CONNECTOR FOR THE TERMINALS N OF POLES: 3 | 23
40297 | 1067560000 | PRINTED CIRCUIT BOARD TERMINALS 5.08 MM N OF POLES: 2 90° SOLDER PIN LENGTH (L): 3.2 MM TINNED CLAMPING YOKE CONNECTION CLAMPING RANGE MAX. : 6 MM² BOX | 1
40298 | 1806990000 | FEED-THROUGH TERMINAL TENSION-CLAMP CONNECTION 4 MM² 800 V 32 A | 10
40299 | 1013680000 | PCB PLUG-IN CONNECTOR FEMALE PLUG 5.08 MM N OF POLES: 2 180° PUSH IN WITH ACTUATOR TENSION-CLAMP CONNECTION CLAMPING RANGE MAX. : 3.31 MM² BOX | 1
40300 | 1513890000 | PE TERMINAL PUSH IN 2.5 MM² 800 GREEN/ | 123
40301 | 2540110000 | PE TERMINAL PUSH IN 4 MM² 800 GREEN/ | 123
40302 | 2674890000 | PE TERMINAL PUSH IN 6 MM² GREEN/ | 123
40303 | 2674800000 | PE TERMINAL PUSH IN 4 MM² GREEN/ | 123
40304 | 2674710000 | PE TERMINAL PUSH IN 2.5 MM² GREEN/ | 123
40305 | 2674740000 | PE TERMINAL PUSH IN 2.5 MM² GREEN/ | 123
40306 | 2531320000 | PE TERMINAL PUSH IN 2.5 MM² 800 V GREEN/ | 838
40307 | 2579640000 | PUSH IN 1.5 MM² 250 V 13.5 A ORANGE | 560
40308 | 2579580000 | PUSH IN 1.5 MM² 250 V 13.5 A ORANGE | 560
40309 | 2469390000 | DOUBLE-TIER TERMINAL PUSH IN 1.5 MM² 500 V 16 A DARK | 245
40310 | 2482230000 | PE TERMINAL PUSH IN 1.5 MM² 500 V GREEN/ | 838
40311 | 2456530000 | REMOTE I/O MODULE IP20 DIGITAL SIGNALS INPUT OUTPUT 8-CHANNEL | 79
40312 | 1691170000 | PCB PLUG-IN CONNECTOR FEMALE PLUG 3.50 MM N OF POLES: 8 180° TENSION-CLAMP CONNECTION CLAMPING RANGE MAX. : 1.5 MM² BOX | 1
40313 | 1690900000 | PCB PLUG-IN CONNECTOR FEMALE PLUG 3.50 MM N OF POLES: 4 180° TENSION-CLAMP CONNECTION CLAMPING RANGE MAX. : 1.5 MM² BOX | 1
40314 | 1093460000 | PCB PLUG-IN CONNECTOR FEMALE PLUG 7.62 MM N OF POLES: 5 CLAMPING YOKE CONNECTION CLAMPING RANGE MAX. : 4 MM² BOX | 1
40315 | 1928650000 | PCB PLUG-IN CONNECTOR FEMALE HEADER CLOSED SIDE THT SOLDER CONNECTION 7.62 MM N OF POLES: 5 180° SOLDER PIN LENGTH (L): 3.5 MM TINNED BOX | 0
40316 | 1469620000 | PRINTED CIRCUIT BOARD TERMINALS 5.08 MM N OF POLES: 8 90° SOLDER PIN LENGTH (L): 3.2 MM TINNED CLAMPING YOKE CONNECTION CLAMPING RANGE MAX. : 6 MM² BOX | 1
40317 | 1930290000 | PCB PLUG-IN CONNECTOR MALE HEADER CLOSED SIDE THT SOLDER CONNECTION 7.62 MM N OF POLES: 4 90° SOLDER PIN LENGTH (L): 3.5 MM TINNED BOX | 0
40318 | 1982700000 | PCB PLUG-IN CONNECTOR FEMALE PLUG 5.08 MM N OF POLES: 2 270° PUSH IN WITH ACTUATOR TENSION-CLAMP CONNECTION CLAMPING RANGE MAX. : 3.31 MM² BOX | 1
40319 | 1697230000 | PRINTED CIRCUIT BOARD TERMINALS 7.50 MM N OF POLES: 3 90° SOLDER PIN LENGTH (L): 4.5 MM TINNED CLAMPING YOKE CONNECTION CLAMPING RANGE MAX. : 6 MM² BOX | 1
40320 | 1069330000 | PCB PLUG-IN CONNECTOR SCREW CONNECTION RELEASE LEVER BHZ 5.00/02/90LH SN BK/BK BX | 290
40321 | 1691000000 | PCB PLUG-IN CONNECTOR FEMALE PLUG 3.50 MM N OF POLES: 14 180° TENSION-CLAMP CONNECTION CLAMPING RANGE MAX. : 1.5 MM² BOX | 1
40322 | 2845820000 | PCB PLUG-IN CONNECTOR MALE PLUG 7.62 MM N OF POLES: 3 180° PUSH IN WITHOUT ACTUATOR TENSION-CLAMP CONNECTION CLAMPING RANGE MAX. : 10 MM² BOX | 1
40323 | 2834800000 | TERMSERIES RELAY MODULE N OF CONTACTS: 1 CO CONTACT AGNI RATED CONTROL VOLTAGE: 24 V DC ±20 % CONTINUOUS CURRENT: 6 A PUSH IN TEST BUTTON AVAILABLE: NO | 3
40324 | 1315230000 | REMOTE I/O MODULE IP20 DIGITAL SIGNALS OUTPUT 4-CHANNEL 2 A PER CHANNEL | 79
40325 | 1691020000 | PCB PLUG-IN CONNECTOR FEMALE PLUG 3.50 MM N OF POLES: 16 180° TENSION-CLAMP CONNECTION CLAMPING RANGE MAX. : 1.5 MM² BOX | 1
40326 | 1690980000 | PCB PLUG-IN CONNECTOR FEMALE PLUG 3.50 MM N OF POLES: 12 180° TENSION-CLAMP CONNECTION CLAMPING RANGE MAX. : 1.5 MM² BOX | 1
40327 | 2705010000 | MARKING SYSTEMS LASER PRINT | 1298
40328 | 1690920000 | PCB PLUG-IN CONNECTOR FEMALE PLUG 3.50 MM N OF POLES: 6 180° TENSION-CLAMP CONNECTION CLAMPING RANGE MAX. : 1.5 MM² BOX | 1
40329 | 1691190000 | PCB PLUG-IN CONNECTOR FEMALE PLUG 3.50 MM N OF POLES: 10 180° TENSION-CLAMP CONNECTION CLAMPING RANGE MAX. : 1.5 MM² BOX | 1
40330 | 1690270000 | PCB PLUG-IN CONNECTOR FEMALE PLUG 3.50 MM N OF POLES: 10 180° TENSION-CLAMP CONNECTION CLAMPING RANGE MAX. : 1.5 MM² BOX | 1
40331 | 1690280000 | PCB PLUG-IN CONNECTOR FEMALE PLUG 3.50 MM N OF POLES: 11 180° TENSION-CLAMP CONNECTION CLAMPING RANGE MAX. : 1.5 MM² BOX | 1
40332 | 1690230000 | PCB PLUG-IN CONNECTOR FEMALE PLUG 3.50 MM N OF POLES: 6 180° TENSION-CLAMP CONNECTION CLAMPING RANGE MAX. : 1.5 MM² BOX | 1
40333 | 1690250000 | PCB PLUG-IN CONNECTOR FEMALE PLUG 3.50 MM N OF POLES: 8 180° TENSION-CLAMP CONNECTION CLAMPING RANGE MAX. : 1.5 MM² BOX | 1
40334 | 1690200000 | PCB PLUG-IN CONNECTOR FEMALE PLUG 3.50 MM N OF POLES: 3 180° TENSION-CLAMP CONNECTION CLAMPING RANGE MAX. : 1.5 MM² BOX | 1
40335 | 1690210000 | PCB PLUG-IN CONNECTOR FEMALE PLUG 3.50 MM N OF POLES: 4 180° TENSION-CLAMP CONNECTION CLAMPING RANGE MAX. : 1.5 MM² BOX | 1
40336 | 1690220000 | PCB PLUG-IN CONNECTOR FEMALE PLUG 3.50 MM N OF POLES: 5 180° TENSION-CLAMP CONNECTION CLAMPING RANGE MAX. : 1.5 MM² BOX | 1
40337 | 1690190000 | PCB PLUG-IN CONNECTOR FEMALE PLUG 3.50 MM N OF POLES: 2 180° TENSION-CLAMP CONNECTION CLAMPING RANGE MAX. : 1.5 MM² BOX | 1
40338 | 1059600000 | PCB PLUG-IN CONNECTOR FEMALE PLUG 7.62 MM N OF POLES: 4 CLAMPING YOKE CONNECTION CLAMPING RANGE MAX. : 4 MM² BOX | 1
40339 | 1944390000 | PCB PLUG-IN CONNECTOR FEMALE PLUG 5.08 MM N OF POLES: 8 180° CLAMPING YOKE CONNECTION CLAMPING RANGE MAX. : 4 MM² BOX | 1
40340 | 1944230000 | PCB PLUG-IN CONNECTOR FEMALE PLUG 5.08 MM N OF POLES: 16 180° CLAMPING YOKE CONNECTION CLAMPING RANGE MAX. : 4 MM² BOX | 1
40341 | 1943720000 | PCB PLUG-IN CONNECTOR FEMALE PLUG 5.08 MM N OF POLES: 16 180° CLAMPING YOKE CONNECTION CLAMPING RANGE MAX. : 4 MM² BOX | 1
40342 | 1948060000 | PCB PLUG-IN CONNECTOR FEMALE PLUG 5.08 MM N OF POLES: 8 90° CLAMPING YOKE CONNECTION CLAMPING RANGE MAX. : 4 MM² BOX | 1
40343 | 1948020000 | PCB PLUG-IN CONNECTOR FEMALE PLUG 5.08 MM N OF POLES: 4 90° CLAMPING YOKE CONNECTION CLAMPING RANGE MAX. : 4 MM² BOX | 1
40344 | 1980490000 | PCB PLUG-IN CONNECTOR FEMALE PLUG 7.62 MM N OF POLES: 3 CLAMPING YOKE CONNECTION CLAMPING RANGE MAX. : 4 MM² BOX | 1
40345 | 1043920000 | PCB PLUG-IN CONNECTOR FEMALE PLUG 7.62 MM N OF POLES: 3 PUSH IN WITH ACTUATOR TENSION-CLAMP CONNECTION CLAMPING RANGE MAX. : 2.5 MM² BOX | 1
40346 | 1943650000 | PCB PLUG-IN CONNECTOR FEMALE PLUG 5.08 MM N OF POLES: 9 180° CLAMPING YOKE CONNECTION CLAMPING RANGE MAX. : 4 MM² BOX | 1
40347 | 1943640000 | PCB PLUG-IN CONNECTOR FEMALE PLUG 5.08 MM N OF POLES: 8 180° CLAMPING YOKE CONNECTION CLAMPING RANGE MAX. : 4 MM² BOX | 1
40348 | 2827980000 | PHOTOVOLTAICS FUSE CARTRIDGE 1000 V 10X38 GPV 20 A | 198
40349 | 2828000000 | PHOTOVOLTAICS FUSE CARTRIDGE 1000 V 10X38 GPV 30 A | 198
40350 | 2827990000 | PHOTOVOLTAICS FUSE CARTRIDGE 1000 V 10X38 GPV 25 A INLINE FUSE | 198
40351 | 2827970000 | PHOTOVOLTAICS FUSE CARTRIDGE 1000 V 10X38 GPV 15 A | 198
40352 | 1943580000 | PCB PLUG-IN CONNECTOR FEMALE PLUG 5.08 MM N OF POLES: 2 180° CLAMPING YOKE CONNECTION CLAMPING RANGE MAX. : 4 MM² BOX | 1
40353 | 1943600000 | PCB PLUG-IN CONNECTOR FEMALE PLUG 5.08 MM N OF POLES: 4 180° CLAMPING YOKE CONNECTION CLAMPING RANGE MAX. : 4 MM² BOX | 1
40354 | 1943590000 | PCB PLUG-IN CONNECTOR FEMALE PLUG 5.08 MM N OF POLES: 3 180° CLAMPING YOKE CONNECTION CLAMPING RANGE MAX. : 4 MM² BOX | 1
40355 | 1943610000 | PCB PLUG-IN CONNECTOR FEMALE PLUG 5.08 MM N OF POLES: 5 180° CLAMPING YOKE CONNECTION CLAMPING RANGE MAX. : 4 MM² BOX | 1
40356 | 1943620000 | PCB PLUG-IN CONNECTOR FEMALE PLUG 5.08 MM N OF POLES: 6 180° CLAMPING YOKE CONNECTION CLAMPING RANGE MAX. : 4 MM² BOX | 1
40357 | 1943630000 | PCB PLUG-IN CONNECTOR FEMALE PLUG 5.08 MM N OF POLES: 7 180° CLAMPING YOKE CONNECTION CLAMPING RANGE MAX. : 4 MM² BOX | 1
40358 | 1943660000 | PCB PLUG-IN CONNECTOR FEMALE PLUG 5.08 MM N OF POLES: 10 180° CLAMPING YOKE CONNECTION CLAMPING RANGE MAX. : 4 MM² BOX | 1
40359 | 1943670000 | PCB PLUG-IN CONNECTOR FEMALE PLUG 5.08 MM N OF POLES: 11 180° CLAMPING YOKE CONNECTION CLAMPING RANGE MAX. : 4 MM² BOX | 1
40360 | 1943680000 | PCB PLUG-IN CONNECTOR FEMALE PLUG 5.08 MM N OF POLES: 12 180° CLAMPING YOKE CONNECTION CLAMPING RANGE MAX. : 4 MM² BOX | 1
40361 | 1307580000 | PCB PLUG-IN CONNECTOR ACCESSORIES MOUNTING BLOCK | 572
40362 | 2768720000 | RJ45 PLUG-IN CONNECTOR PLUG INSERT RJ45 CRIMP PROFINET PROFINET | 1097
40363 | 1594460000 | PRINTED CIRCUIT BOARD TERMINALS 7.62 MM N OF POLES: 2 90° SOLDER PIN LENGTH (L): 3.2 MM TINNED ORANGE CLAMPING YOKE CONNECTION CLAMPING RANGE MAX. : 6 MM² BOX | 1
40364 | 1315590000 | REMOTE I/O MODULE IP20 DIGITAL SIGNALS INPUT PUSH IN CONNECTION COUNTER DUAL CHANNEL | 415
40365 | 1081790000 | PCB PLUG-IN CONNECTOR MALE HEADER CLOSED SIDE MIDDLE SOLDER FLANGE THT SOLDER CONNECTION 7.62 MM N OF POLES: 4 90° SOLDER PIN LENGTH (L): 3.5 MM TINNED BOX | 0
40366 | 1394400000 | REMOTE I/O MODULE IP20 DIGITAL SIGNALS INPUT 8-CHANNEL | 79
40367 | 1329120015 | PRE-ASSEMBLED CABLE PAC CABLE LIYY 0.25 MM² | 2
40368 | 1329170015 | PRE-ASSEMBLED CABLE PAC CABLE LIYY 0.25 MM² | 2
40369 | 4000003732 | PHOTOVOLTAICS FUSE CARTRIDGE 1500 V 22X58 GPV | 624
40370 | 4000003733 | PHOTOVOLTAICS FUSE CARTRIDGE 1500 V 22X58 GPV | 624
40371 | 4000003734 | PHOTOVOLTAICS FUSE CARTRIDGE 1500 V 22X58 GPV | 624
40372 | 1315220000 | REMOTE I/O MODULE IP20 DIGITAL SIGNALS OUTPUT 4-CHANNEL | 79
40373 | 1315740000 | REMOTE I/O MODULE IP20 | 557
40374 | 2744070000 | WALLBOX MAX. CHARGING CAPACITY OF 7.4 KW @ 1-PHASE (230 V) RESP. 22 KW @ 3-PHASE (400 V) GRID CONNECTION MAX. CURRENT 32 A WITH ATTACHED 5 M CABLE AND TYPE 2 PLUG NFC RFID MID COMPLIANT MODBUS TCP | 256
40375 | 1315730000 | REMOTE I/O MODULE IP20 ANALOG SIGNALS OUTPUT 4-CHANNEL CURRENT/VOLTAGE | 79