## Sheet1
| 0 | 1 | 2
0 | 9002190000 | CUTTING TOOLS FRONT CUTTER | 971
1 | 7789221010 | PRE-ASSEMBLED CABLE PAC CABLE LIYY 8.6 ± 1 MM | 20
2 | 7789237010 | PRE-ASSEMBLED CABLE PAC CABLE LIYY 8.6 ± 1 MM | 20
3 | 2786240000 | ER MODULE 24 V | 819
4 | 2827750000 | PCB PLUG-IN CONNECTOR MALE HEADER OPEN SIDE THT SOLDER CONNECTION 5.08 MM N OF POLES: 2 180° SOLDER PIN LENGTH (L): 3.2 MM TINNED LIGHT BOX | 0
5 | 2674520000 | CONTROLLER IP20 U-CONTROL 2000 STUDIO AUTOMATION CONTROLLER WITH ETHERCAT INTERFACE | 512
6 | 2668450000 | SPARE ARRESTER SURGE PROTECTION | 631
7 | 2710660100 | HEAVY DUTY CONNECTOR ASSEMBLIES PIN SOCKET CONNECTOR LAPP ÖLFLEX® CLASSIC 110 BK 7G1.5 OR SIMILAR SHIELDED: NO N OF POLES: 6 | 54
8 | 2719800000 | PLUG 1.5 MM² 500 17.5 A N OF POLES: 7 DARK GREEN | 389
9 | 2697900000 | FEED-THROUGH TERMINAL PUSH IN 10 MM² 1000 V 57 A ORANGE | 62
10 | 2709720000 | CROSS-CONNECTOR BRIDGE HEAVY DUTY CONNECTOR ASSEMBLIES | 270
11 | 2709730000 | CROSS-CONNECTOR BRIDGE HEAVY DUTY CONNECTOR ASSEMBLIES | 270
12 | 2709750000 | CROSS-CONNECTOR BRIDGE HEAVY DUTY CONNECTOR ASSEMBLIES | 270
13 | 2709740000 | CROSS-CONNECTOR BRIDGE HEAVY DUTY CONNECTOR ASSEMBLIES | 270
14 | 2709770000 | CROSS-CONNECTOR BRIDGE HEAVY DUTY CONNECTOR ASSEMBLIES | 270
15 | 2709780000 | CROSS-CONNECTOR BRIDGE HEAVY DUTY CONNECTOR ASSEMBLIES | 270
16 | 2709790000 | CROSS-CONNECTOR BRIDGE HEAVY DUTY CONNECTOR ASSEMBLIES | 270
17 | 2709800000 | CROSS-CONNECTOR BRIDGE HEAVY DUTY CONNECTOR ASSEMBLIES | 270
18 | 2709820000 | CROSS-CONNECTOR BRIDGE HEAVY DUTY CONNECTOR ASSEMBLIES | 270
19 | 2709810000 | CROSS-CONNECTOR BRIDGE HEAVY DUTY CONNECTOR ASSEMBLIES | 270
20 | 2717110000 | OMNIMATE POWER - SERIES WGK FEED-THROUGH TERMINAL RATED CROSS-SECTION: 25 MM² WEMID (PA) | 29
21 | 2717800075 | DRAGLINE CABLE M8 P-CODE - IP67 ANGELED PIN M8 P-CODE - IP67 ANGELED PIN CAT. 5E PUR 7.5 M | 11
22 | 2717810030 | DRAGLINE CABLE M8 P-CODE - IP67 ANGELED PIN M8 P-CODE - IP67 ANGELED SOCKET CAT. 5E PUR 3 M | 90
23 | 2717810075 | DRAGLINE CABLE M8 P-CODE - IP67 ANGELED PIN M8 P-CODE - IP67 ANGELED SOCKET CAT. 5E PUR 7.5 M | 90
24 | 2717800050 | DRAGLINE CABLE M8 P-CODE - IP67 ANGELED PIN M8 P-CODE - IP67 ANGELED PIN CAT. 5E PUR 5 M | 472
25 | 2717800030 | DRAGLINE CABLE M8 P-CODE - IP67 ANGELED PIN M8 P-CODE - IP67 ANGELED PIN CAT. 5E PUR 3 M | 472
26 | 2717800100 | DRAGLINE CABLE M8 P-CODE - IP67 ANGELED PIN M8 P-CODE - IP67 ANGELED PIN CAT. 5E PUR | 472
27 | 2717780300 | DRAGLINE CABLE M8 P-CODE - IP67 STRAIGHT PIN M8 P-CODE - IP67 STRAIGHT PIN CAT. 5E PUR 30 M | 11
28 | 2717760300 | DRAGLINE CABLE M8 P-CODE - IP67 ANGELED SOCKET OPEN CAT. 5E PUR 30 M | 539
29 | 2717750050 | DRAGLINE CABLE M8 P-CODE - IP67 STRAIGHT PIN OPEN CAT. 5E PUR 5 M | 11
30 | 2717780030 | DRAGLINE CABLE M8 P-CODE - IP67 STRAIGHT PIN M8 P-CODE - IP67 STRAIGHT PIN CAT. 5E PUR 3 M | 11
31 | 2717760030 | DRAGLINE CABLE M8 P-CODE - IP67 ANGELED SOCKET OPEN CAT. 5E PUR 3 M | 539
32 | 2717780075 | DRAGLINE CABLE M8 P-CODE - IP67 STRAIGHT PIN M8 P-CODE - IP67 STRAIGHT PIN CAT. 5E PUR 7.5 M | 11
33 | 2717780100 | DRAGLINE CABLE M8 P-CODE - IP67 STRAIGHT PIN M8 P-CODE - IP67 STRAIGHT PIN CAT. 5E PUR | 11
34 | 2717740050 | DRAGLINE CABLE M8 P-CODE - IP67 STRAIGHT SOCKET OPEN CAT. 5E PUR 5 M | 11
35 | 2717760200 | DRAGLINE CABLE M8 P-CODE - IP67 ANGELED SOCKET OPEN CAT. 5E PUR 20 M | 539
36 | 2717780050 | DRAGLINE CABLE M8 P-CODE - IP67 STRAIGHT PIN M8 P-CODE - IP67 STRAIGHT PIN CAT. 5E PUR 5 M | 11
37 | 2717740075 | DRAGLINE CABLE M8 P-CODE - IP67 STRAIGHT SOCKET OPEN CAT. 5E PUR 7.5 M | 11
38 | 2717750030 | DRAGLINE CABLE M8 P-CODE - IP67 STRAIGHT PIN OPEN CAT. 5E PUR 3 M | 11
39 | 2717760100 | DRAGLINE CABLE M8 P-CODE - IP67 ANGELED SOCKET OPEN CAT. 5E PUR 10 M | 539
40 | 2717760075 | DRAGLINE CABLE M8 P-CODE - IP67 ANGELED SOCKET OPEN CAT. 5E PUR 7.5 M | 90
41 | 2717740200 | DRAGLINE CABLE M8 P-CODE - IP67 STRAIGHT SOCKET OPEN CAT. 5E PUR 20 M | 539
42 | 2717750200 | DRAGLINE CABLE M8 P-CODE - IP67 STRAIGHT PIN OPEN CAT. 5E PUR 20 M | 11
43 | 2717740100 | DRAGLINE CABLE M8 P-CODE - IP67 STRAIGHT SOCKET OPEN CAT. 5E PUR | 539
44 | 2717760050 | DRAGLINE CABLE M8 P-CODE - IP67 ANGELED SOCKET OPEN CAT. 5E PUR 5 M | 539
45 | 2717780200 | DRAGLINE CABLE M8 P-CODE - IP67 STRAIGHT PIN M8 P-CODE - IP67 STRAIGHT PIN CAT. 5E PUR 20 M | 11
46 | 2723040010 | DRAGLINE CABLE M12 X-TYPE IP 67 STRAIGHT MALE M12 X-TYPE IP 67 STRAIGHT MALE CAT.6A / CLASS EA (ISO/IEC 11801 2010) PUR 1 M | 39
47 | 2744130000 | 2.5 MM² 400 V 16 A DARK | 856
48 | 2744140000 | 2.5 MM² 400 V 16 A | 855
49 | 2744110000 | 2.5 MM² 400 V 16 A DARK | 856
50 | 2744120000 | 2.5 MM² 400 V 16 A | 855
51 | 2744150000 | A-SERIES END PLATE | 52
52 | 2744160000 | A-SERIES END PLATE | 52
53 | 2818750000 | PRINTED CIRCUIT BOARD TERMINALS 5.08 MM N OF POLES: 3 180° SOLDER PIN LENGTH (L): 3.5 MM TINNED ORANGE PUSH IN WITH ACTUATOR CLAMPING RANGE MAX. : 2.5 MM² BOX | 1
54 | 2774650000 | PRINTED CIRCUIT BOARD TERMINALS 7.50 MM N OF POLES: 2 180° SOLDER PIN LENGTH (L): 3.5 MM TINNED PUSH IN WITHOUT ACTUATOR BOX | 51
55 | 2774660000 | PRINTED CIRCUIT BOARD TERMINALS 7.50 MM N OF POLES: 3 180° SOLDER PIN LENGTH (L): 3.5 MM TINNED PUSH IN WITHOUT ACTUATOR BOX | 51
56 | 2774670000 | PRINTED CIRCUIT BOARD TERMINALS 7.50 MM N OF POLES: 4 180° SOLDER PIN LENGTH (L): 3.5 MM TINNED PUSH IN WITHOUT ACTUATOR BOX | 51
57 | 2774690000 | PRINTED CIRCUIT BOARD TERMINALS 7.50 MM N OF POLES: 6 180° SOLDER PIN LENGTH (L): 3.5 MM TINNED PUSH IN WITHOUT ACTUATOR BOX | 51
58 | 2774680000 | PRINTED CIRCUIT BOARD TERMINALS 7.50 MM N OF POLES: 5 180° SOLDER PIN LENGTH (L): 3.5 MM TINNED PUSH IN WITHOUT ACTUATOR BOX | 51
59 | 2774710000 | PRINTED CIRCUIT BOARD TERMINALS 7.50 MM N OF POLES: 8 180° SOLDER PIN LENGTH (L): 3.5 MM TINNED PUSH IN WITHOUT ACTUATOR BOX | 51
60 | 2774700000 | PRINTED CIRCUIT BOARD TERMINALS 7.50 MM N OF POLES: 7 180° SOLDER PIN LENGTH (L): 3.5 MM TINNED PUSH IN WITHOUT ACTUATOR BOX | 51
61 | 2774720000 | PRINTED CIRCUIT BOARD TERMINALS 7.50 MM N OF POLES: 9 180° SOLDER PIN LENGTH (L): 3.5 MM TINNED PUSH IN WITHOUT ACTUATOR BOX | 51
62 | 2774730000 | PRINTED CIRCUIT BOARD TERMINALS 7.50 MM N OF POLES: 10 180° SOLDER PIN LENGTH (L): 3.5 MM TINNED PUSH IN WITHOUT ACTUATOR BOX | 51
63 | 2774760000 | PRINTED CIRCUIT BOARD TERMINALS 7.50 MM N OF POLES: 2 180° SOLDER PIN LENGTH (L): 3.5 MM TINNED ORANGE PUSH IN WITHOUT ACTUATOR BOX | 51
64 | 2774770000 | PRINTED CIRCUIT BOARD TERMINALS 7.50 MM N OF POLES: 3 180° SOLDER PIN LENGTH (L): 3.5 MM TINNED ORANGE PUSH IN WITHOUT ACTUATOR BOX | 51
65 | 2774740000 | PRINTED CIRCUIT BOARD TERMINALS 7.50 MM N OF POLES: 11 180° SOLDER PIN LENGTH (L): 3.5 MM TINNED PUSH IN WITHOUT ACTUATOR BOX | 51
66 | 2774750000 | PRINTED CIRCUIT BOARD TERMINALS 7.50 MM N OF POLES: 12 180° SOLDER PIN LENGTH (L): 3.5 MM TINNED PUSH IN WITHOUT ACTUATOR BOX | 51
67 | 2774780000 | PRINTED CIRCUIT BOARD TERMINALS 7.50 MM N OF POLES: 4 180° SOLDER PIN LENGTH (L): 3.5 MM TINNED ORANGE PUSH IN WITHOUT ACTUATOR BOX | 51
68 | 2774790000 | PRINTED CIRCUIT BOARD TERMINALS 7.50 MM N OF POLES: 5 180° SOLDER PIN LENGTH (L): 3.5 MM TINNED ORANGE PUSH IN WITHOUT ACTUATOR BOX | 51
69 | 2774800000 | PRINTED CIRCUIT BOARD TERMINALS 7.50 MM N OF POLES: 6 180° SOLDER PIN LENGTH (L): 3.5 MM TINNED ORANGE PUSH IN WITHOUT ACTUATOR BOX | 51
70 | 2774810000 | PRINTED CIRCUIT BOARD TERMINALS 7.50 MM N OF POLES: 7 180° SOLDER PIN LENGTH (L): 3.5 MM TINNED ORANGE PUSH IN WITHOUT ACTUATOR BOX | 51
71 | 2774820000 | PRINTED CIRCUIT BOARD TERMINALS 7.50 MM N OF POLES: 8 180° SOLDER PIN LENGTH (L): 3.5 MM TINNED ORANGE PUSH IN WITHOUT ACTUATOR BOX | 51
72 | 2774830000 | PRINTED CIRCUIT BOARD TERMINALS 7.50 MM N OF POLES: 9 180° SOLDER PIN LENGTH (L): 3.5 MM TINNED ORANGE PUSH IN WITHOUT ACTUATOR BOX | 51
73 | 2774850000 | PRINTED CIRCUIT BOARD TERMINALS 7.50 MM N OF POLES: 11 180° SOLDER PIN LENGTH (L): 3.5 MM TINNED ORANGE PUSH IN WITHOUT ACTUATOR BOX | 51
74 | 2774840000 | PRINTED CIRCUIT BOARD TERMINALS 7.50 MM N OF POLES: 10 180° SOLDER PIN LENGTH (L): 3.5 MM TINNED ORANGE PUSH IN WITHOUT ACTUATOR BOX | 51
75 | 2774540000 | PRINTED CIRCUIT BOARD TERMINALS 7.50 MM N OF POLES: 2 180° SOLDER PIN LENGTH (L): 3.5 MM TINNED ORANGE PUSH IN WITH ACTUATOR BOX | 51
76 | 2774590000 | PRINTED CIRCUIT BOARD TERMINALS 7.50 MM N OF POLES: 7 180° SOLDER PIN LENGTH (L): 3.5 MM TINNED ORANGE PUSH IN WITH ACTUATOR BOX | 51
77 | 2774620000 | PRINTED CIRCUIT BOARD TERMINALS 7.50 MM N OF POLES: 10 180° SOLDER PIN LENGTH (L): 3.5 MM TINNED ORANGE PUSH IN WITH ACTUATOR BOX | 51
78 | 2774580000 | PRINTED CIRCUIT BOARD TERMINALS 7.50 MM N OF POLES: 6 180° SOLDER PIN LENGTH (L): 3.5 MM TINNED ORANGE PUSH IN WITH ACTUATOR BOX | 51
79 | 2774600000 | PRINTED CIRCUIT BOARD TERMINALS 7.50 MM N OF POLES: 8 180° SOLDER PIN LENGTH (L): 3.5 MM TINNED ORANGE PUSH IN WITH ACTUATOR BOX | 51
80 | 2774610000 | PRINTED CIRCUIT BOARD TERMINALS 7.50 MM N OF POLES: 9 180° SOLDER PIN LENGTH (L): 3.5 MM TINNED ORANGE PUSH IN WITH ACTUATOR BOX | 51
81 | 2774640000 | PRINTED CIRCUIT BOARD TERMINALS 7.50 MM N OF POLES: 12 180° SOLDER PIN LENGTH (L): 3.5 MM TINNED ORANGE PUSH IN WITH ACTUATOR BOX | 51
82 | 2774550000 | PRINTED CIRCUIT BOARD TERMINALS 7.50 MM N OF POLES: 3 180° SOLDER PIN LENGTH (L): 3.5 MM TINNED ORANGE PUSH IN WITH ACTUATOR BOX | 51
83 | 2774560000 | PRINTED CIRCUIT BOARD TERMINALS 7.50 MM N OF POLES: 4 180° SOLDER PIN LENGTH (L): 3.5 MM TINNED ORANGE PUSH IN WITH ACTUATOR BOX | 51
84 | 2774570000 | PRINTED CIRCUIT BOARD TERMINALS 7.50 MM N OF POLES: 5 180° SOLDER PIN LENGTH (L): 3.5 MM TINNED ORANGE PUSH IN WITH ACTUATOR BOX | 51
85 | 2774630000 | PRINTED CIRCUIT BOARD TERMINALS 7.50 MM N OF POLES: 11 180° SOLDER PIN LENGTH (L): 3.5 MM TINNED ORANGE PUSH IN WITH ACTUATOR BOX | 51
86 | 2774430000 | PRINTED CIRCUIT BOARD TERMINALS 7.50 MM N OF POLES: 2 180° SOLDER PIN LENGTH (L): 3.5 MM TINNED PUSH IN WITH ACTUATOR BOX | 51
87 | 2774440000 | PRINTED CIRCUIT BOARD TERMINALS 7.50 MM N OF POLES: 2 180° SOLDER PIN LENGTH (L): 3.5 MM TINNED PUSH IN WITH ACTUATOR BOX | 51
88 | 2774450000 | PRINTED CIRCUIT BOARD TERMINALS 7.50 MM N OF POLES: 2 180° SOLDER PIN LENGTH (L): 3.5 MM TINNED PUSH IN WITH ACTUATOR BOX | 51
89 | 2774460000 | PRINTED CIRCUIT BOARD TERMINALS 7.50 MM N OF POLES: 2 180° SOLDER PIN LENGTH (L): 3.5 MM TINNED PUSH IN WITH ACTUATOR BOX | 51
90 | 2774470000 | PRINTED CIRCUIT BOARD TERMINALS 7.50 MM N OF POLES: 2 180° SOLDER PIN LENGTH (L): 3.5 MM TINNED PUSH IN WITH ACTUATOR BOX | 51
91 | 2774480000 | PRINTED CIRCUIT BOARD TERMINALS 7.50 MM N OF POLES: 2 180° SOLDER PIN LENGTH (L): 3.5 MM TINNED PUSH IN WITH ACTUATOR BOX | 51
92 | 2774490000 | PRINTED CIRCUIT BOARD TERMINALS 7.50 MM N OF POLES: 2 180° SOLDER PIN LENGTH (L): 3.5 MM TINNED PUSH IN WITH ACTUATOR BOX | 51
93 | 2774500000 | PRINTED CIRCUIT BOARD TERMINALS 7.50 MM N OF POLES: 2 180° SOLDER PIN LENGTH (L): 3.5 MM TINNED PUSH IN WITH ACTUATOR BOX | 51
94 | 2774510000 | PRINTED CIRCUIT BOARD TERMINALS 7.50 MM N OF POLES: 10 180° SOLDER PIN LENGTH (L): 3.5 MM TINNED PUSH IN WITH ACTUATOR BOX | 51
95 | 2774520000 | PRINTED CIRCUIT BOARD TERMINALS 7.50 MM N OF POLES: 11 180° SOLDER PIN LENGTH (L): 3.5 MM TINNED PUSH IN WITH ACTUATOR BOX | 51
96 | 2774530000 | PRINTED CIRCUIT BOARD TERMINALS 7.50 MM N OF POLES: 12 180° SOLDER PIN LENGTH (L): 3.5 MM TINNED PUSH IN WITH ACTUATOR BOX | 51
97 | 1535470200 | SENSOR/ACTUATOR LINE CONNECTING LINE N OF POLES : 4 2 M SHIELDED: NO LED: NO SHEATH MATERIAL: PUR HALOGEN: NO | 0
98 | 1173030002 | DRAGLINE CABLE PROFINET RJ45 IP 20 RJ45 IP 20 CAT.5 (ISO/IEC 11801) / CAT.5E (TIA T568-B) PUR 0.2 M | 11
99 | 2630880000 | PRINTED CIRCUIT BOARD TERMINALS 5.08 MM N OF POLES: 3 90° TINNED CLAMPING YOKE CONNECTION CLAMPING RANGE MAX. : 6 MM² BOX | 1
100 | 2632600000 | PRINTED CIRCUIT BOARD TERMINALS 5.08 MM N OF POLES: 4 90° TINNED CLAMPING YOKE CONNECTION CLAMPING RANGE MAX. : 6 MM² BOX | 1
101 | 2639980000 | MODULAR HOUSING OMNIMATE HOUSING - SERIES CH20M TRANSPARENT WIDTH: 67.5 MM | 26
102 | 1561900000 | W-SERIES CROSS-CONNECTOR N OF POLES: 2 | 371
103 | 1561940000 | W-SERIES CROSS-CONNECTOR N OF POLES: 2 | 371
104 | 2674620000 | CONTROLLER IP20 U-CONTROL 2000 STUDIO AUTOMATION CONTROLLER WITH ETHERCAT AND CAN INTERFACE | 512
105 | 7789049005 | PRE-ASSEMBLED CABLE PAC CABLE LIYY 0.25 MM² | 2
106 | 7789059005 | PRE-ASSEMBLED CABLE PAC CABLE LIYY 0.25 MM² | 2
107 | 7789030005 | PRE-ASSEMBLED CABLE PAC CABLE LIYY 0.25 MM² | 2
108 | 7789049015 | PRE-ASSEMBLED CABLE PAC CABLE LIYY 0.25 MM² | 2
109 | 7789059015 | PRE-ASSEMBLED CABLE PAC CABLE LIYY 0.25 MM² | 2
110 | 2639520000 | PRINTED CIRCUIT BOARD TERMINALS 3.50 MM N OF POLES: 4 90° PUSH IN WITH ACTUATOR CLAMPING RANGE MAX. : 1.5 MM² T | 49
111 | 2639530000 | PRINTED CIRCUIT BOARD TERMINALS 3.81 MM N OF POLES: 4 90° PUSH IN WITH ACTUATOR CLAMPING RANGE MAX. : 1.5 MM² T | 256
112 | 1166000250 | SYSTEM CABLE RJ45 IP 20 RJ45 IP 20 CAT.5 (ISO/IEC 11801) PUR 25 M | 14
113 | 1373940060 | PRE-ASSEMBLED CABLE PAC CABLE LIYCY 0.50 MM² | 2
114 | 1373940080 | PRE-ASSEMBLED CABLE PAC CABLE LIYCY 0.50 MM² | 2
115 | 1373940050 | PRE-ASSEMBLED CABLE PAC CABLE LIYCY 0.50 MM² | 2
116 | 1373950050 | PRE-ASSEMBLED CABLE PAC CABLE LIYCY 0.50 MM² | 2
117 | 1373950060 | PRE-ASSEMBLED CABLE PAC CABLE LIYCY 0.50 MM² | 2
118 | 1373950080 | PRE-ASSEMBLED CABLE PAC CABLE LIYCY 0.50 MM² | 2
119 | 2680150000 | PRIMARY CURRENT: 1000 A SECONDARY CURRENT MAX.: 5 A LOAD: 5 VA TOLERANCE CLASS: 1 CLOSED CURRENT TRANSFORMER | 41
120 | 2680160000 | PRIMARY CURRENT: 1250 A SECONDARY CURRENT MAX.: 5 A LOAD: 5 VA TOLERANCE CLASS: 1 CLOSED CURRENT TRANSFORMER | 41
121 | 2680190000 | PRIMARY CURRENT: 2500 A SECONDARY CURRENT MAX.: 5 A LOAD: 10 VA TOLERANCE CLASS: 1 CLOSED CURRENT TRANSFORMER | 41
122 | 2680180000 | PRIMARY CURRENT: 2000 A SECONDARY CURRENT MAX.: 5 A LOAD: 10 VA TOLERANCE CLASS: 1 CLOSED CURRENT TRANSFORMER | 41
123 | 2680220000 | PRIMARY CURRENT: 1250 A SECONDARY CURRENT MAX.: 5 A LOAD: 5 VA TOLERANCE CLASS: 05 CLOSED CURRENT TRANSFORMER | 41
124 | 2680210000 | PRIMARY CURRENT: 1000 A SECONDARY CURRENT MAX.: 5 A LOAD: 5 VA TOLERANCE CLASS: 05 CLOSED CURRENT TRANSFORMER | 41
125 | 2680170000 | PRIMARY CURRENT: 1500 A SECONDARY CURRENT MAX.: 5 A LOAD: 5 VA TOLERANCE CLASS: 1 CLOSED CURRENT TRANSFORMER | 41
126 | 2680200000 | PRIMARY CURRENT: 125 A SECONDARY CURRENT MAX.: 5 A LOAD: 2.5 VA TOLERANCE CLASS: 05 CLOSED CURRENT TRANSFORMER | 41
127 | 2680250000 | PRIMARY CURRENT: 2500 A SECONDARY CURRENT MAX.: 5 A LOAD: 10 VA TOLERANCE CLASS: 05 CLOSED CURRENT TRANSFORMER | 41
128 | 2680230000 | PRIMARY CURRENT: 1500 A SECONDARY CURRENT MAX.: 5 A LOAD: 5 VA TOLERANCE CLASS: 05 CLOSED CURRENT TRANSFORMER | 41
129 | 2680240000 | PRIMARY CURRENT: 2000 A SECONDARY CURRENT MAX.: 5 A LOAD: 10 VA TOLERANCE CLASS: 05 CLOSED CURRENT TRANSFORMER | 41
130 | 2690230030 | SYSTEM CABLE RJ45 IP 20 M12 X-TYPE IP67 MALE ANGLED 180° CAT.6A / CLASS EA (ISO/IEC 11801 2010) PUR 3 M | 39
131 | 2690230050 | SYSTEM CABLE RJ45 IP 20 M12 X-TYPE IP67 MALE ANGLED 180° CAT.6A / CLASS EA (ISO/IEC 11801 2010) PUR 5 M | 39
132 | 2690230100 | SYSTEM CABLE RJ45 IP 20 M12 X-TYPE IP67 MALE ANGLED 180° CAT.6A / CLASS EA (ISO/IEC 11801 2010) PUR 10 M | 39
133 | 2690230200 | SYSTEM CABLE RJ45 IP 20 M12 X-TYPE IP67 MALE ANGLED 180° CAT.6A / CLASS EA (ISO/IEC 11801 2010) PUR 20 M | 39
134 | 2690230150 | SYSTEM CABLE RJ45 IP 20 M12 X-TYPE IP67 MALE ANGLED 180° CAT.6A / CLASS EA (ISO/IEC 11801 2010) PUR 15 M | 39
135 | 2690230300 | SYSTEM CABLE RJ45 IP 20 M12 X-TYPE IP67 MALE ANGLED 180° CAT.6A / CLASS EA (ISO/IEC 11801 2010) PUR 30 M | 39
136 | 2690230250 | SYSTEM CABLE RJ45 IP 20 M12 X-TYPE IP67 MALE ANGLED 180° CAT.6A / CLASS EA (ISO/IEC 11801 2010) PUR 25 M | 39
137 | 7789121060 | PRE-ASSEMBLED CABLE PAC CABLE LIYY 0.25 MM² | 2
138 | 7789043025 | PRE-ASSEMBLED CABLE PAC CABLE LIYCY 0.25 MM² | 2
139 | 7789028025 | PRE-ASSEMBLED CABLE PAC CABLE LIYCY 0.25 MM² | 2
140 | 2466960000 | COMMUNICATION MODULE | 489
141 | 2694510100 | SYSTEM CABLE RJ45 IP 20 M12 X-TYPE IP67 MALE ANGLED 90° CAT.6A / CLASS EA (ISO/IEC 11801 2010) PUR 10 M | 39
142 | 2694510200 | SYSTEM CABLE RJ45 IP 20 M12 X-TYPE IP67 MALE ANGLED 90° CAT.6A / CLASS EA (ISO/IEC 11801 2010) PUR 20 M | 39
143 | 2694510150 | SYSTEM CABLE RJ45 IP 20 M12 X-TYPE IP67 MALE ANGLED 90° CAT.6A / CLASS EA (ISO/IEC 11801 2010) PUR 15 M | 39
144 | 2694510250 | SYSTEM CABLE RJ45 IP 20 M12 X-TYPE IP67 MALE ANGLED 90° CAT.6A / CLASS EA (ISO/IEC 11801 2010) PUR 25 M | 39
145 | 2694510030 | SYSTEM CABLE RJ45 IP 20 M12 X-TYPE IP67 MALE ANGLED 90° CAT.6A / CLASS EA (ISO/IEC 11801 2010) PUR 3 M | 39
146 | 2694510300 | SYSTEM CABLE RJ45 IP 20 M12 X-TYPE IP67 MALE ANGLED 90° CAT.6A / CLASS EA (ISO/IEC 11801 2010) PUR 30 M | 39
147 | 2694510050 | SYSTEM CABLE RJ45 IP 20 M12 X-TYPE IP67 MALE ANGLED 90° CAT.6A / CLASS EA (ISO/IEC 11801 2010) PUR 5 M | 39
148 | 2634070000 | SWITCHMARK DEVICE MARKERS 9 X 18 MM | 44
149 | 1349820020 | PRE-ASSEMBLED CABLE PAC | 34
150 | 2674500000 | SURGE VOLTAGE ARRESTER LOW VOLTAGE LEAKAGE-CURRENT-FREE TN-C-S TN-S TT | 24
151 | 2674510000 | SURGE VOLTAGE ARRESTER LOW VOLTAGE LEAKAGE-CURRENT-FREE TN-C-S TN-S TT | 24
152 | 2674470000 | SURGE VOLTAGE ARRESTER LOW VOLTAGE LEAKAGE-CURRENT-FREE TN-C-S TN-S TT | 24
153 | 2674460000 | SURGE VOLTAGE ARRESTER LOW VOLTAGE LEAKAGE-CURRENT-FREE TN-C-S TN-S TT | 24
154 | 2674440000 | SURGE VOLTAGE ARRESTER LOW VOLTAGE LEAKAGE-CURRENT-FREE TN-C | 24
155 | 2674360000 | SURGE VOLTAGE ARRESTER LOW VOLTAGE LEAKAGE-CURRENT-FREE TN-C | 24
156 | 2674380000 | SURGE VOLTAGE ARRESTER LOW VOLTAGE LEAKAGE-CURRENT-FREE TN-C-S TN-S TT | 24
157 | 2674310000 | SURGE VOLTAGE ARRESTER LOW VOLTAGE LEAKAGE-CURRENT-FREE TN-C | 24
158 | 2674450000 | SURGE VOLTAGE ARRESTER LOW VOLTAGE LEAKAGE-CURRENT-FREE TN-C | 24
159 | 2674370000 | SURGE VOLTAGE ARRESTER LOW VOLTAGE LEAKAGE-CURRENT-FREE TN-C | 24
160 | 2674420000 | SURGE VOLTAGE ARRESTER LOW VOLTAGE LEAKAGE-CURRENT-FREE TN-C | 24
161 | 2674410000 | SURGE VOLTAGE ARRESTER LOW VOLTAGE LEAKAGE-CURRENT-FREE TN-C-S TN-S TT | 24
162 | 2674350000 | SURGE VOLTAGE ARRESTER LOW VOLTAGE LEAKAGE-CURRENT-FREE TN-C | 24
163 | 1405060040 | PRE-ASSEMBLED CABLE PAC | 34
164 | 2674430000 | SURGE VOLTAGE ARRESTER LOW VOLTAGE LEAKAGE-CURRENT-FREE TN-C | 24
165 | 1166020250 | SYSTEM CABLE RJ45 IP 20 RJ45 IP 20 CAT.5 (ISO/IEC 11801) PVC 25 M | 14
166 | 2682090000 | POWER CONNECTOR PLUG PROFINET SET OF CONNECTORS | 696
167 | 2703320020 | PATCH CABLE RJ45 IP 20 RJ45 IP 20 ANGLED 90° LEFT CAT.6A / CLASS EA (ISO/IEC 11801 2010) LSZH 2 M | 14
168 | 2703330030 | PATCH CABLE RJ45 IP 20 RJ45 IP 20 ANGLED 90° RIGHT CAT.6A / CLASS EA (ISO/IEC 11801 2010) LSZH 3 M | 14
169 | 2703330050 | PATCH CABLE RJ45 IP 20 RJ45 IP 20 ANGLED 90° RIGHT CAT.6A / CLASS EA (ISO/IEC 11801 2010) LSZH 5 M | 14
170 | 2703330200 | PATCH CABLE RJ45 IP 20 RJ45 IP 20 ANGLED 90° RIGHT CAT.6A / CLASS EA (ISO/IEC 11801 2010) LSZH 20 M | 14
171 | 2703320200 | PATCH CABLE RJ45 IP 20 RJ45 IP 20 ANGLED 90° LEFT CAT.6A / CLASS EA (ISO/IEC 11801 2010) LSZH 20 M | 14
172 | 2703320010 | PATCH CABLE RJ45 IP 20 RJ45 IP 20 ANGLED 90° LEFT CAT.6A / CLASS EA (ISO/IEC 11801 2010) LSZH 1 M | 14
173 | 2703320005 | PATCH CABLE RJ45 IP 20 RJ45 IP 20 ANGLED 90° LEFT CAT.6A / CLASS EA (ISO/IEC 11801 2010) LSZH 0.5 M | 14
174 | 2703320012 | PATCH CABLE RJ45 IP 20 RJ45 IP 20 ANGLED 90° LEFT CAT.6A / CLASS EA (ISO/IEC 11801 2010) LSZH 1.2 M | 14
175 | 2703330012 | PATCH CABLE RJ45 IP 20 RJ45 IP 20 ANGLED 90° RIGHT CAT.6A / CLASS EA (ISO/IEC 11801 2010) LSZH 1.2 M | 14
176 | 2703330010 | PATCH CABLE RJ45 IP 20 RJ45 IP 20 ANGLED 90° RIGHT CAT.6A / CLASS EA (ISO/IEC 11801 2010) LSZH 1 M | 14
177 | 2703330015 | PATCH CABLE RJ45 IP 20 RJ45 IP 20 ANGLED 90° RIGHT CAT.6A / CLASS EA (ISO/IEC 11801 2010) LSZH 1.5 M | 14
178 | 2703320030 | PATCH CABLE RJ45 IP 20 RJ45 IP 20 ANGLED 90° LEFT CAT.6A / CLASS EA (ISO/IEC 11801 2010) LSZH 3 M | 14
179 | 2703320015 | PATCH CABLE RJ45 IP 20 RJ45 IP 20 ANGLED 90° LEFT CAT.6A / CLASS EA (ISO/IEC 11801 2010) LSZH 1.5 M | 14
180 | 2703320050 | PATCH CABLE RJ45 IP 20 RJ45 IP 20 ANGLED 90° LEFT CAT.6A / CLASS EA (ISO/IEC 11801 2010) LSZH 5 M | 14
181 | 2703330100 | PATCH CABLE RJ45 IP 20 RJ45 IP 20 ANGLED 90° RIGHT CAT.6A / CLASS EA (ISO/IEC 11801 2010) LSZH 10 M | 14
182 | 2703320100 | PATCH CABLE RJ45 IP 20 RJ45 IP 20 ANGLED 90° LEFT CAT.6A / CLASS EA (ISO/IEC 11801 2010) LSZH 10 M | 14
183 | 2703330003 | PATCH CABLE RJ45 IP 20 RJ45 IP 20 ANGLED 90° RIGHT CAT.6A / CLASS EA (ISO/IEC 11801 2010) LSZH 0.3 M | 14
184 | 2703330005 | PATCH CABLE RJ45 IP 20 RJ45 IP 20 ANGLED 90° RIGHT CAT.6A / CLASS EA (ISO/IEC 11801 2010) LSZH 0.5 M | 14
185 | 2703330020 | PATCH CABLE RJ45 IP 20 RJ45 IP 20 ANGLED 90° RIGHT CAT.6A / CLASS EA (ISO/IEC 11801 2010) LSZH 2 M | 14
186 | 2703320150 | PATCH CABLE RJ45 IP 20 RJ45 IP 20 ANGLED 90° LEFT CAT.6A / CLASS EA (ISO/IEC 11801 2010) LSZH 15 M | 14
187 | 2703330150 | PATCH CABLE RJ45 IP 20 RJ45 IP 20 ANGLED 90° RIGHT CAT.6A / CLASS EA (ISO/IEC 11801 2010) LSZH 15 M | 14
188 | 2703320003 | PATCH CABLE RJ45 IP 20 RJ45 IP 20 ANGLED 90° LEFT CAT.6A / CLASS EA (ISO/IEC 11801 2010) LSZH 0.3 M | 14
189 | 1173030075 | DRAGLINE CABLE PROFINET RJ45 IP 20 RJ45 IP 20 CAT.5 (ISO/IEC 11801) / CAT.5E (TIA T568-B) PUR 7.5 M | 11
190 | 2698610000 | OMNIMATE DATA - USB JACK FEMALE HEADER 480 MBPS THT SOLDER CONNECTION 90° PITCH IN MM (P): 2.50 MM N OF POLES: 4 PBT TRAY (MANUAL ASSEMBLY) | 51
191 | 2695980010 | USB CABLE USB A WITH MECHANICAL LOCKING USB A WITH MECHANICAL LOCKING PVC 1 M | 686
192 | 2695980018 | USB CABLE USB A WITH MECHANICAL LOCKING USB A WITH MECHANICAL LOCKING PVC 1.8 M | 686
193 | 2697870000 | PRINTED CIRCUIT BOARD TERMINALS 5.00 MM N OF POLES: 3 90° SOLDER PIN LENGTH (L): 4.5 MM TINNED CLAMPING YOKE CONNECTION CLAMPING RANGE MAX. : 6 MM² BOX | 1
194 | 2637400000 | PNEUMATIC CONTACT CONTACT WITH VALVE: YES | 251
195 | 2637450000 | PNEUMATIC CONTACT CONTACT WITH VALVE: NO | 251
196 | 2637490000 | PNEUMATIC CONTACT CONTACT WITH VALVE: YES | 251
197 | 2701550100 | PATCH CABLE RJ45 IP 20 RJ45 IP 20 CAT.6A / CLASS EA (ISO/IEC 11801 2010) LSZH 10 M | 14
198 | 2701550005 | PATCH CABLE RJ45 IP 20 RJ45 IP 20 CAT.6A / CLASS EA (ISO/IEC 11801 2010) LSZH 0.5 M | 14
199 | 2701550150 | PATCH CABLE RJ45 IP 20 RJ45 IP 20 CAT.6A / CLASS EA (ISO/IEC 11801 2010) LSZH 15 M | 14
200 | 2701550003 | PATCH CABLE RJ45 IP 20 RJ45 IP 20 CAT.6A / CLASS EA (ISO/IEC 11801 2010) LSZH 0.3 M | 14
201 | 2701550002 | PATCH CABLE RJ45 IP 20 RJ45 IP 20 CAT.6A / CLASS EA (ISO/IEC 11801 2010) LSZH 0.2 M | 14
202 | 2637340000 | PNEUMATIC MODULE | 724
203 | 7789193040 | PRE-ASSEMBLED CABLE PAC CABLE LIYCY 0.25 MM² | 2
204 | 1989290000 | FIXING CLIP | 693
205 | 2681670000 | SOCKETS PREFABRICATED TO CUSTOMER SPEC. M12 SOCKET ANGLED | 35
206 | 2681640000 | PLUGS PREFABRICATED TO CUSTOMER SPEC. M12 PIN STRAIGHT | 57
207 | 2681650000 | PLUGS PREFABRICATED TO CUSTOMER SPEC. M12 PIN 90° | 88
208 | 2681660000 | SOCKETS PREFABRICATED TO CUSTOMER SPEC. M12 FEMALE SOCKET STRAIGHT | 35
209 | 2681610000 | PLUGS PREFABRICATED TO CUSTOMER SPEC. M12 PIN 90° | 88
210 | 2681630000 | SOCKETS PREFABRICATED TO CUSTOMER SPEC. M12 SOCKET ANGLED | 35
211 | 2681550000 | SOCKETS PREFABRICATED TO CUSTOMER SPEC. M12 SOCKET ANGLED | 35
212 | 2681690000 | PLUGS PREFABRICATED TO CUSTOMER SPEC. M12 PIN 90° | 88
213 | 2681530000 | PLUGS PREFABRICATED TO CUSTOMER SPEC. M12 PIN 90° | 88
214 | 2681600000 | PLUGS PREFABRICATED TO CUSTOMER SPEC. M12 PIN STRAIGHT | 57
215 | 2681710000 | SOCKETS PREFABRICATED TO CUSTOMER SPEC. M12 SOCKET ANGLED | 35
216 | 2681620000 | SOCKETS PREFABRICATED TO CUSTOMER SPEC. M12 FEMALE SOCKET STRAIGHT | 35
217 | 7789036015 | PRE-ASSEMBLED CABLE PAC CABLE LIYCY 0.25 MM² | 2
218 | 2703410000 | RJ45 PLUG WITH PIERCING CONTACTS STRAIGHT CABLE GLAND CAT.6A / CLASS EA (ISO/IEC 11801 2010) EIA/TIA T568 B | 96
219 | 2703420000 | RJ45 PLUG WITH PIERCING CONTACTS STRAIGHT CABLE GLAND CAT.5 (ISO/IEC 11801) PROFINET | 604
220 | 2703440000 | RJ45 PLUG WITH PIERCING CONTACTS STRAIGHT CABLE GLAND CAT.6A / CLASS EA (ISO/IEC 11801 2010) EIA/TIA T568 A | 96
221 | 2703460000 | RJ45 PLUG WITH PIERCING CONTACTS STRAIGHT CABLE GLAND CAT.6A / CLASS EA (ISO/IEC 11801 2010) EIA/TIA T568 B | 96
222 | 2639740000 | TERMSERIES MULTIFUNCTION TIMING RELAY EMPTY SOCKET N OF CONTACTS: 1 CO CONTACT RATED CONTROL VOLTAGE: 24 V DC ±20 % CONTINUOUS CURRENT: 10 A PUSH IN | 3
223 | 2681880000 | ZS TERMINAL MARKER 30 X 5 MM WEIDMUELLER ALLEN-BRADLEY | 1271
224 | 2682070000 | ZS TERMINAL MARKER 30 X 5 MM WEIDMUELLER ALLEN-BRADLEY TO CUSTOMER SPECIFICATION | 49
225 | 2681960000 | ESG DEVICE MARKERS X 15 MM PA 66 COLOUR: TO CUSTOMER SPECIFICATION PLUGGABLE | 92
226 | 2682010000 | ESG DEVICE MARKERS X 25 MM PA 66 COLOUR: TO CUSTOMER SPECIFICATION PLUGGABLE | 92
227 | 2681910000 | ESG DEVICE MARKERS X 6 MM PA 66 COLOUR: TO CUSTOMER SPECIFICATION PLUGGABLE | 92
228 | 2682060000 | ESG DEVICE MARKERS X 17 MM PA 66 COLOUR: TO CUSTOMER SPECIFICATION PLUGGABLE | 92
229 | 2712270100 | HEAVY DUTY CONNECTOR ASSEMBLIES PIN SOCKET CONNECTOR LAPP ÖLFLEX® CLASSIC 110 BK 12G1.5 OR SIMILAR SHIELDED: NO N OF POLES: 10 | 54
230 | 2712270200 | HEAVY DUTY CONNECTOR ASSEMBLIES PIN SOCKET CONNECTOR LAPP ÖLFLEX® CLASSIC 110 BK 12G1.5 OR SIMILAR SHIELDED: NO N OF POLES: 10 | 54
231 | 2712270500 | HEAVY DUTY CONNECTOR ASSEMBLIES PIN SOCKET CONNECTOR LAPP ÖLFLEX® CLASSIC 110 BK 12G1.5 OR SIMILAR SHIELDED: NO N OF POLES: 10 | 54
232 | 2712280500 | HEAVY DUTY CONNECTOR ASSEMBLIES PIN SOCKET CONNECTOR LAPP ÖLFLEX® CLASSIC 110 BK 12G1.5 OR SIMILAR SHIELDED: NO N OF POLES: 10 | 54
233 | 2712280200 | HEAVY DUTY CONNECTOR ASSEMBLIES PIN SOCKET CONNECTOR LAPP ÖLFLEX® CLASSIC 110 BK 12G1.5 OR SIMILAR SHIELDED: NO N OF POLES: 10 | 54
234 | 2712280100 | HEAVY DUTY CONNECTOR ASSEMBLIES PIN SOCKET CONNECTOR LAPP ÖLFLEX® CLASSIC 110 BK 12G1.5 OR SIMILAR SHIELDED: NO N OF POLES: 10 | 54
235 | 2712290500 | HEAVY DUTY CONNECTOR ASSEMBLIES SOCKET CONNECTOR LAPP ÖLFLEX® CLASSIC 110 BK 12G1.5 OR SIMILAR SHIELDED: NO N OF POLES: 10 | 54
236 | 2712290100 | HEAVY DUTY CONNECTOR ASSEMBLIES SOCKET CONNECTOR LAPP ÖLFLEX® CLASSIC 110 BK 12G1.5 OR SIMILAR SHIELDED: NO N OF POLES: 10 | 54
237 | 2712290200 | HEAVY DUTY CONNECTOR ASSEMBLIES SOCKET CONNECTOR LAPP ÖLFLEX® CLASSIC 110 BK 12G1.5 OR SIMILAR SHIELDED: NO N OF POLES: 10 | 54
238 | 2712300500 | HEAVY DUTY CONNECTOR ASSEMBLIES SOCKET CONNECTOR LAPP ÖLFLEX® CLASSIC 110 BK 12G1.5 OR SIMILAR SHIELDED: NO N OF POLES: 10 | 54
239 | 2712300200 | HEAVY DUTY CONNECTOR ASSEMBLIES SOCKET CONNECTOR LAPP ÖLFLEX® CLASSIC 110 BK 12G1.5 OR SIMILAR SHIELDED: NO N OF POLES: 10 | 54
240 | 2712300100 | HEAVY DUTY CONNECTOR ASSEMBLIES SOCKET CONNECTOR LAPP ÖLFLEX® CLASSIC 110 BK 12G1.5 OR SIMILAR SHIELDED: NO N OF POLES: 10 | 54
241 | 1349840015 | PRE-ASSEMBLED CABLE PAC | 34
242 | 2000520000 | REPLACEMENT PART | 55
243 | 2566970000 | REMOTE I/O MODULE IP20 ANALOG SIGNALS OUTPUT 2-CHANNEL CURRENT/VOLTAGE | 79
244 | 2682620000 | IOT GATEWAY FAST ETHERNET IP20 -20 °C...60 °C | 762
245 | 2638320000 | TERMSERIES RELAY MODULE N OF CONTACTS: 1 CO CONTACT AGNI RATED CONTROL VOLTAGE: 24 V DC CONTINUOUS CURRENT: 6 A SCREW CONNECTION TEST BUTTON AVAILABLE: NO | 3
246 | 2638330000 | TERMSERIES RELAY MODULE N OF CONTACTS: 1 CO CONTACT AGNI RATED CONTROL VOLTAGE: 24 V DC ±20 % CONTINUOUS CURRENT: 6 A TENSION-CLAMP CONNECTION TEST BUTTON AVAILABLE: NO | 3
247 | 7760054359 | ANALOGUE SIGNAL CONVERTER INPUT: SINGLE-PHASE VOLTAGE RELAY OUTPUT | 806
248 | 7760054361 | ANALOGUE SIGNAL CONVERTER INPUT: 3-PHASE VOLTAGE RELAY OUTPUT | 806
249 | 1373780050 | PRE-ASSEMBLED CABLE PAC CABLE LIYCY 0.34 MM² | 2
250 | 7789221025 | PRE-ASSEMBLED CABLE PAC CABLE LIYY 8.6 ± 1 MM | 20
251 | 7789237005 | PRE-ASSEMBLED CABLE PAC CABLE LIYY 8.6 ± 1 MM | 20
252 | 2698400000 | ENCLOSURES HEIGHT: 1000 MM WIDTH: 500 MM DEPTH: 300 MM GLAND PLATES: BOTTOM MATERIAL: STAINLESS STEEL 1.4404 (316L) BRUSHED | 4
253 | 2698420000 | ENCLOSURES HEIGHT: 1250 MM WIDTH: 800 MM DEPTH: 400 MM GLAND PLATES: BOTTOM MATERIAL: STAINLESS STEEL 1.4404 (316L) BRUSHED | 4
254 | 2698430000 | ENCLOSURES HEIGHT: 1500 MM WIDTH: 1000 MM DEPTH: 500 MM GLAND PLATES: BOTTOM MATERIAL: STAINLESS STEEL 1.4404 (316L) BRUSHED | 4
255 | 2756940000 | RATED CROSS-SECTION: SCREW CONNECTION | 879
256 | 2797370000 | PCB PLUG-IN CONNECTOR MALE HEADER FLANGE THT SOLDER CONNECTION 3.50 MM N OF POLES: 8 180° SOLDER PIN LENGTH (L): 3.5 MM TINNED ORANGE BOX | 0
257 | 2797360000 | PCB PLUG-IN CONNECTOR MALE HEADER FLANGE THT SOLDER CONNECTION 3.50 MM N OF POLES: 12 180° SOLDER PIN LENGTH (L): 3.5 MM TINNED ORANGE BOX | 0
258 | 2797350000 | PCB PLUG-IN CONNECTOR MALE HEADER FLANGE THT SOLDER CONNECTION 3.50 MM N OF POLES: 10 180° SOLDER PIN LENGTH (L): 3.5 MM TINNED ORANGE BOX | 0
259 | 2797300000 | PCB PLUG-IN CONNECTOR MALE HEADER FLANGE THT SOLDER CONNECTION 3.50 MM N OF POLES: 18 180° SOLDER PIN LENGTH (L): 3.5 MM TINNED ORANGE BOX | 0
260 | 2765010000 | D-SERIES DRR RELAY N OF CONTACTS: 2 CO CONTACT AGSNO RATED CONTROL VOLTAGE: 12 V DC CONTINUOUS CURRENT: 10 A PLUG-IN CONNECTION TEST BUTTON AVAILABLE: NO | 3
261 | 2765680000 | D-SERIES DRW / DRH RELAY N OF CONTACTS: 3 CO CONTACT AGSNO RATED CONTROL VOLTAGE: 220 V DC CONTINUOUS CURRENT: 16 A FLAT BLADE CONNECTIONS (4.8 MM X 0.5 MM) TEST BUTTON AVAILABLE: YES | 3
262 | 2765670000 | D-SERIES DRW / DRH RELAY N OF CONTACTS: 3 CO CONTACT AGSNO RATED CONTROL VOLTAGE: 110 V DC CONTINUOUS CURRENT: 16 A FLAT BLADE CONNECTIONS (4.8 MM X 0.5 MM) TEST BUTTON AVAILABLE: YES | 3
263 | 2765660000 | D-SERIES DRW / DRH RELAY N OF CONTACTS: 3 CO CONTACT AGSNO RATED CONTROL VOLTAGE: 48 V DC CONTINUOUS CURRENT: 16 A FLAT BLADE CONNECTIONS (4.8 MM X 0.5 MM) TEST BUTTON AVAILABLE: YES | 3
264 | 2765650000 | D-SERIES DRW / DRH RELAY N OF CONTACTS: 3 CO CONTACT AGSNO RATED CONTROL VOLTAGE: 24 V DC CONTINUOUS CURRENT: 16 A FLAT BLADE CONNECTIONS (4.8 MM X 0.5 MM) TEST BUTTON AVAILABLE: YES | 3
265 | 2765640000 | D-SERIES DRW / DRH RELAY N OF CONTACTS: 3 CO CONTACT AGSNO RATED CONTROL VOLTAGE: 12 V DC CONTINUOUS CURRENT: 16 A FLAT BLADE CONNECTIONS (4.8 MM X 0.5 MM) TEST BUTTON AVAILABLE: YES | 3
266 | 2765630000 | D-SERIES DRW / DRH RELAY N OF CONTACTS: 2 CO CONTACT AGSNO RATED CONTROL VOLTAGE: 220 V DC CONTINUOUS CURRENT: 16 A FLAT BLADE CONNECTIONS (4.8 MM X 0.5 MM) TEST BUTTON AVAILABLE: YES | 3
267 | 2765620000 | D-SERIES DRW / DRH RELAY N OF CONTACTS: 2 CO CONTACT AGSNO RATED CONTROL VOLTAGE: 110 V DC CONTINUOUS CURRENT: 16 A FLAT BLADE CONNECTIONS (4.8 MM X 0.5 MM) TEST BUTTON AVAILABLE: YES | 3
268 | 2765610000 | D-SERIES DRW / DRH RELAY N OF CONTACTS: 2 CO CONTACT AGSNO RATED CONTROL VOLTAGE: 48 V DC CONTINUOUS CURRENT: 16 A FLAT BLADE CONNECTIONS (4.8 MM X 0.5 MM) TEST BUTTON AVAILABLE: YES | 3
269 | 2765600000 | D-SERIES DRW / DRH RELAY N OF CONTACTS: 2 CO CONTACT AGSNO RATED CONTROL VOLTAGE: 24 V DC CONTINUOUS CURRENT: 16 A FLAT BLADE CONNECTIONS (4.8 MM X 0.5 MM) TEST BUTTON AVAILABLE: YES | 3
270 | 2765590000 | D-SERIES DRW / DRH RELAY N OF CONTACTS: 2 CO CONTACT AGSNO RATED CONTROL VOLTAGE: 12 V DC CONTINUOUS CURRENT: 16 A FLAT BLADE CONNECTIONS (4.8 MM X 0.5 MM) TEST BUTTON AVAILABLE: YES | 3
271 | 2765580000 | D-SERIES DRW / DRH RELAY N OF CONTACTS: 3 CO CONTACT AGSNO RATED CONTROL VOLTAGE: 400 V AC CONTINUOUS CURRENT: 16 A FLAT BLADE CONNECTIONS (4.8 MM X 0.5 MM) TEST BUTTON AVAILABLE: YES | 3
272 | 2765570000 | D-SERIES DRW / DRH RELAY N OF CONTACTS: 3 CO CONTACT AGSNO RATED CONTROL VOLTAGE: 230 V AC CONTINUOUS CURRENT: 16 A FLAT BLADE CONNECTIONS (4.8 MM X 0.5 MM) TEST BUTTON AVAILABLE: YES | 3
273 | 2765560000 | D-SERIES DRW / DRH RELAY N OF CONTACTS: 3 CO CONTACT AGSNO RATED CONTROL VOLTAGE: 115 V AC CONTINUOUS CURRENT: 16 A FLAT BLADE CONNECTIONS (4.8 MM X 0.5 MM) TEST BUTTON AVAILABLE: YES | 3
274 | 2765550000 | D-SERIES DRW / DRH RELAY N OF CONTACTS: 3 CO CONTACT AGSNO RATED CONTROL VOLTAGE: 48 V AC CONTINUOUS CURRENT: 16 A FLAT BLADE CONNECTIONS (4.8 MM X 0.5 MM) TEST BUTTON AVAILABLE: YES | 3
275 | 2765540000 | D-SERIES DRW / DRH RELAY N OF CONTACTS: 3 CO CONTACT AGSNO RATED CONTROL VOLTAGE: 24 V AC CONTINUOUS CURRENT: 16 A FLAT BLADE CONNECTIONS (4.8 MM X 0.5 MM) TEST BUTTON AVAILABLE: YES | 3
276 | 2765530000 | D-SERIES DRW / DRH RELAY N OF CONTACTS: 2 CO CONTACT AGSNO RATED CONTROL VOLTAGE: 400 V AC CONTINUOUS CURRENT: 16 A FLAT BLADE CONNECTIONS (4.8 MM X 0.5 MM) TEST BUTTON AVAILABLE: YES | 3
277 | 2765520000 | D-SERIES DRW / DRH RELAY N OF CONTACTS: 2 CO CONTACT AGSNO RATED CONTROL VOLTAGE: 230 V AC CONTINUOUS CURRENT: 16 A FLAT BLADE CONNECTIONS (4.8 MM X 0.5 MM) TEST BUTTON AVAILABLE: YES | 3
278 | 2765510000 | D-SERIES DRW / DRH RELAY N OF CONTACTS: 2 CO CONTACT AGSNO RATED CONTROL VOLTAGE: 115 V AC CONTINUOUS CURRENT: 16 A FLAT BLADE CONNECTIONS (4.8 MM X 0.5 MM) TEST BUTTON AVAILABLE: YES | 3
279 | 2765500000 | D-SERIES DRW / DRH RELAY N OF CONTACTS: 2 CO CONTACT AGSNO RATED CONTROL VOLTAGE: 48 V AC CONTINUOUS CURRENT: 16 A FLAT BLADE CONNECTIONS (4.8 MM X 0.5 MM) TEST BUTTON AVAILABLE: YES | 3
280 | 2765490000 | D-SERIES DRW / DRH RELAY N OF CONTACTS: 2 CO CONTACT AGSNO RATED CONTROL VOLTAGE: 24 V AC CONTINUOUS CURRENT: 16 A FLAT BLADE CONNECTIONS (4.8 MM X 0.5 MM) TEST BUTTON AVAILABLE: YES | 3
281 | 2765480000 | D-SERIES DRL RELAY N OF CONTACTS: 4 CO CONTACT AGSNO RATED CONTROL VOLTAGE: 230 V AC CONTINUOUS CURRENT: 10 A FLAT BLADE CONNECTIONS (4.8 MM X 0.5 MM) TEST BUTTON AVAILABLE: NO | 3
282 | 2765470000 | D-SERIES DRL RELAY N OF CONTACTS: 4 CO CONTACT AGSNO RATED CONTROL VOLTAGE: 115 V AC CONTINUOUS CURRENT: 10 A FLAT BLADE CONNECTIONS (4.8 MM X 0.5 MM) TEST BUTTON AVAILABLE: NO | 3
283 | 2765460000 | D-SERIES DRL RELAY N OF CONTACTS: 4 CO CONTACT AGSNO RATED CONTROL VOLTAGE: 24 V AC CONTINUOUS CURRENT: 10 A FLAT BLADE CONNECTIONS (4.8 MM X 0.5 MM) TEST BUTTON AVAILABLE: NO | 3
284 | 2765450000 | D-SERIES DRL RELAY N OF CONTACTS: 3 CO CONTACT AGSNO RATED CONTROL VOLTAGE: 230 V AC CONTINUOUS CURRENT: 10 A FLAT BLADE CONNECTIONS (4.8 MM X 0.5 MM) TEST BUTTON AVAILABLE: NO | 3
285 | 2765440000 | D-SERIES DRL RELAY N OF CONTACTS: 3 CO CONTACT AGSNO RATED CONTROL VOLTAGE: 115 V AC CONTINUOUS CURRENT: 10 A FLAT BLADE CONNECTIONS (4.8 MM X 0.5 MM) TEST BUTTON AVAILABLE: NO | 3
286 | 2765430000 | D-SERIES DRL RELAY N OF CONTACTS: 3 CO CONTACT AGSNO RATED CONTROL VOLTAGE: 24 V AC CONTINUOUS CURRENT: 10 A FLAT BLADE CONNECTIONS (4.8 MM X 0.5 MM) TEST BUTTON AVAILABLE: NO | 3
287 | 2765420000 | D-SERIES DRL RELAY N OF CONTACTS: 2 CO CONTACT AGSNO RATED CONTROL VOLTAGE: 230 V AC CONTINUOUS CURRENT: 10 A FLAT BLADE CONNECTIONS (4.8 MM X 0.5 MM) TEST BUTTON AVAILABLE: NO | 3
288 | 2765410000 | D-SERIES DRL RELAY N OF CONTACTS: 2 CO CONTACT AGSNO RATED CONTROL VOLTAGE: 115 V AC CONTINUOUS CURRENT: 10 A FLAT BLADE CONNECTIONS (4.8 MM X 0.5 MM) TEST BUTTON AVAILABLE: NO | 3
289 | 2765400000 | D-SERIES DRL RELAY N OF CONTACTS: 2 CO CONTACT AGSNO RATED CONTROL VOLTAGE: 24 V AC CONTINUOUS CURRENT: 10 A FLAT BLADE CONNECTIONS (4.8 MM X 0.5 MM) TEST BUTTON AVAILABLE: NO | 3
290 | 2765390000 | D-SERIES DRL RELAY N OF CONTACTS: 1 CO CONTACT AGSNO RATED CONTROL VOLTAGE: 230 V AC CONTINUOUS CURRENT: 16 A FLAT BLADE CONNECTIONS (4.8 MM X 0.5 MM) TEST BUTTON AVAILABLE: NO | 3
291 | 2765380000 | D-SERIES DRL RELAY N OF CONTACTS: 1 CO CONTACT AGSNO RATED CONTROL VOLTAGE: 115 V AC CONTINUOUS CURRENT: 16 A FLAT BLADE CONNECTIONS (4.8 MM X 0.5 MM) TEST BUTTON AVAILABLE: NO | 3
292 | 2765370000 | D-SERIES DRL RELAY N OF CONTACTS: 1 CO CONTACT AGSNO RATED CONTROL VOLTAGE: 24 V AC CONTINUOUS CURRENT: 16 A FLAT BLADE CONNECTIONS (4.8 MM X 0.5 MM) TEST BUTTON AVAILABLE: NO | 3
293 | 2765070000 | D-SERIES DRR RELAY N OF CONTACTS: 3 CO CONTACT AGSNO RATED CONTROL VOLTAGE: 24 V DC CONTINUOUS CURRENT: 10 A PLUG-IN CONNECTION TEST BUTTON AVAILABLE: NO | 3
294 | 2765240000 | D-SERIES DRL RELAY N OF CONTACTS: 3 CO CONTACT AGSNO RATED CONTROL VOLTAGE: 110 V DC CONTINUOUS CURRENT: 10 A FLAT BLADE CONNECTIONS (4.8 MM X 0.5 MM) TEST BUTTON AVAILABLE: NO | 3
295 | 2765350000 | D-SERIES DRR RELAY N OF CONTACTS: 3 CO CONTACT AGSNO RATED CONTROL VOLTAGE: 115 V AC CONTINUOUS CURRENT: 10 A PLUG-IN CONNECTION TEST BUTTON AVAILABLE: NO | 3
296 | 2765020000 | D-SERIES DRR RELAY N OF CONTACTS: 2 CO CONTACT AGSNO RATED CONTROL VOLTAGE: 24 V DC CONTINUOUS CURRENT: 10 A PLUG-IN CONNECTION TEST BUTTON AVAILABLE: NO | 3
297 | 2765090000 | D-SERIES DRR RELAY N OF CONTACTS: 3 CO CONTACT AGSNO RATED CONTROL VOLTAGE: 110 V DC CONTINUOUS CURRENT: 10 A PLUG-IN CONNECTION TEST BUTTON AVAILABLE: NO | 3
298 | 2765060000 | D-SERIES DRR RELAY N OF CONTACTS: 3 CO CONTACT AGSNO RATED CONTROL VOLTAGE: 12 V DC CONTINUOUS CURRENT: 10 A PLUG-IN CONNECTION TEST BUTTON AVAILABLE: NO | 3
299 | 2765220000 | D-SERIES DRL RELAY N OF CONTACTS: 3 CO CONTACT AGSNO RATED CONTROL VOLTAGE: 24 V DC CONTINUOUS CURRENT: 10 A FLAT BLADE CONNECTIONS (4.8 MM X 0.5 MM) TEST BUTTON AVAILABLE: NO | 3
300 | 2765260000 | D-SERIES DRL RELAY N OF CONTACTS: 4 CO CONTACT AGSNO RATED CONTROL VOLTAGE: 12 V DC CONTINUOUS CURRENT: 10 A FLAT BLADE CONNECTIONS (4.8 MM X 0.5 MM) TEST BUTTON AVAILABLE: NO | 3
301 | 2765140000 | D-SERIES DRL RELAY N OF CONTACTS: 1 CO CONTACT AGSNO RATED CONTROL VOLTAGE: 220 V DC CONTINUOUS CURRENT: 16 A FLAT BLADE CONNECTIONS (4.8 MM X 0.5 MM) TEST BUTTON AVAILABLE: NO | 3
302 | 2765310000 | D-SERIES DRR RELAY N OF CONTACTS: 2 CO CONTACT AGSNO RATED CONTROL VOLTAGE: 24 V AC CONTINUOUS CURRENT: 10 A PLUG-IN CONNECTION TEST BUTTON AVAILABLE: NO | 3
303 | 2765300000 | D-SERIES DRL RELAY N OF CONTACTS: 4 CO CONTACT AGSNO RATED CONTROL VOLTAGE: 220 V DC CONTINUOUS CURRENT: 10 A FLAT BLADE CONNECTIONS (4.8 MM X 0.5 MM) TEST BUTTON AVAILABLE: NO | 3
304 | 2765130000 | D-SERIES DRL RELAY N OF CONTACTS: 1 CO CONTACT AGSNO RATED CONTROL VOLTAGE: 110 V DC CONTINUOUS CURRENT: 16 A FLAT BLADE CONNECTIONS (4.8 MM X 0.5 MM) TEST BUTTON AVAILABLE: NO | 3
305 | 2765050000 | D-SERIES DRR RELAY N OF CONTACTS: 2 CO CONTACT AGSNO RATED CONTROL VOLTAGE: 220 V DC CONTINUOUS CURRENT: 10 A PLUG-IN CONNECTION TEST BUTTON AVAILABLE: NO | 3
306 | 2765080000 | D-SERIES DRR RELAY N OF CONTACTS: 3 CO CONTACT AGSNO RATED CONTROL VOLTAGE: 48 V DC CONTINUOUS CURRENT: 10 A PLUG-IN CONNECTION TEST BUTTON AVAILABLE: NO | 3
307 | 2765100000 | D-SERIES DRL RELAY N OF CONTACTS: 1 CO CONTACT AGSNO RATED CONTROL VOLTAGE: 12 V DC CONTINUOUS CURRENT: 16 A FLAT BLADE CONNECTIONS (4.8 MM X 0.5 MM) TEST BUTTON AVAILABLE: NO | 3
308 | 2765320000 | D-SERIES DRR RELAY N OF CONTACTS: 2 CO CONTACT AGSNO RATED CONTROL VOLTAGE: 115 V AC CONTINUOUS CURRENT: 10 A PLUG-IN CONNECTION TEST BUTTON AVAILABLE: NO | 3
309 | 2765340000 | D-SERIES DRR RELAY N OF CONTACTS: 3 CO CONTACT AGSNO RATED CONTROL VOLTAGE: 24 V AC CONTINUOUS CURRENT: 10 A PLUG-IN CONNECTION TEST BUTTON AVAILABLE: NO | 3
310 | 2765230000 | D-SERIES DRL RELAY N OF CONTACTS: 3 CO CONTACT AGSNO RATED CONTROL VOLTAGE: 48 V DC CONTINUOUS CURRENT: 10 A FLAT BLADE CONNECTIONS (4.8 MM X 0.5 MM) TEST BUTTON AVAILABLE: NO | 3
311 | 2765360000 | D-SERIES DRR RELAY N OF CONTACTS: 3 CO CONTACT AGSNO RATED CONTROL VOLTAGE: 230 V AC CONTINUOUS CURRENT: 10 A PLUG-IN CONNECTION TEST BUTTON AVAILABLE: NO | 3
312 | 2765250000 | D-SERIES DRL RELAY N OF CONTACTS: 3 CO CONTACT AGSNO RATED CONTROL VOLTAGE: 220 V DC CONTINUOUS CURRENT: 10 A FLAT BLADE CONNECTIONS (4.8 MM X 0.5 MM) TEST BUTTON AVAILABLE: NO | 3
313 | 2765040000 | D-SERIES DRR RELAY N OF CONTACTS: 2 CO CONTACT AGSNO RATED CONTROL VOLTAGE: 110 V DC CONTINUOUS CURRENT: 10 A PLUG-IN CONNECTION TEST BUTTON AVAILABLE: NO | 3
314 | 2765030000 | D-SERIES DRR RELAY N OF CONTACTS: 2 CO CONTACT AGSNO RATED CONTROL VOLTAGE: 48 V DC CONTINUOUS CURRENT: 10 A PLUG-IN CONNECTION TEST BUTTON AVAILABLE: NO | 3
315 | 2765120000 | D-SERIES DRL RELAY N OF CONTACTS: 1 CO CONTACT AGSNO RATED CONTROL VOLTAGE: 48 V DC CONTINUOUS CURRENT: 16 A FLAT BLADE CONNECTIONS (4.8 MM X 0.5 MM) TEST BUTTON AVAILABLE: NO | 3
316 | 2765110000 | D-SERIES DRL RELAY N OF CONTACTS: 1 CO CONTACT AGSNO RATED CONTROL VOLTAGE: 24 V DC CONTINUOUS CURRENT: 16 A FLAT BLADE CONNECTIONS (4.8 MM X 0.5 MM) TEST BUTTON AVAILABLE: NO | 3
317 | 2765330000 | D-SERIES DRR RELAY N OF CONTACTS: 2 CO CONTACT AGSNO RATED CONTROL VOLTAGE: 230 V AC CONTINUOUS CURRENT: 10 A PLUG-IN CONNECTION TEST BUTTON AVAILABLE: NO | 3
318 | 2765210000 | D-SERIES DRL RELAY N OF CONTACTS: 3 CO CONTACT AGSNO RATED CONTROL VOLTAGE: 12 V DC CONTINUOUS CURRENT: 10 A FLAT BLADE CONNECTIONS (4.8 MM X 0.5 MM) TEST BUTTON AVAILABLE: NO | 3
319 | 2765180000 | D-SERIES DRL RELAY N OF CONTACTS: 2 CO CONTACT AGSNO RATED CONTROL VOLTAGE: 110 V DC CONTINUOUS CURRENT: 10 A FLAT BLADE CONNECTIONS (4.8 MM X 0.5 MM) TEST BUTTON AVAILABLE: NO | 3
320 | 2765150000 | D-SERIES DRL RELAY N OF CONTACTS: 2 CO CONTACT AGSNO RATED CONTROL VOLTAGE: 12 V DC CONTINUOUS CURRENT: 10 A FLAT BLADE CONNECTIONS (4.8 MM X 0.5 MM) TEST BUTTON AVAILABLE: NO | 3
321 | 2765200000 | D-SERIES DRR RELAY N OF CONTACTS: 3 CO CONTACT AGSNO RATED CONTROL VOLTAGE: 220 V DC CONTINUOUS CURRENT: 10 A PLUG-IN CONNECTION TEST BUTTON AVAILABLE: NO | 3
322 | 2765280000 | D-SERIES DRL RELAY N OF CONTACTS: 4 CO CONTACT AGSNO RATED CONTROL VOLTAGE: 48 V DC CONTINUOUS CURRENT: 10 A FLAT BLADE CONNECTIONS (4.8 MM X 0.5 MM) TEST BUTTON AVAILABLE: NO | 3
323 | 2765190000 | D-SERIES DRL RELAY N OF CONTACTS: 2 CO CONTACT AGSNO RATED CONTROL VOLTAGE: 220 V DC CONTINUOUS CURRENT: 10 A FLAT BLADE CONNECTIONS (4.8 MM X 0.5 MM) TEST BUTTON AVAILABLE: NO | 3
324 | 2765290000 | D-SERIES DRL RELAY N OF CONTACTS: 4 CO CONTACT AGSNO RATED CONTROL VOLTAGE: 110 V DC CONTINUOUS CURRENT: 10 A FLAT BLADE CONNECTIONS (4.8 MM X 0.5 MM) TEST BUTTON AVAILABLE: NO | 3
325 | 2770520000 | PHOTOVOLTAICS PCB COMBINER BOX 1000 V 1 MPPT 3 INPUTS / 3 OUTPUTS PER MPPT SURGE PROTECTION I / II | 60
326 | 2770540000 | PHOTOVOLTAICS PCB COMBINER BOX 1000 V 1 MPPT 6 INPUTS / 6 OUTPUTS PER MPPT WITH FUSE HOLDER SURGE PROTECTION I / II | 60
327 | 2770550000 | PHOTOVOLTAICS PCB COMBINER BOX 1000 V 1 MPPT 6 INPUTS / 6 OUTPUTS PER MPPT WITH FUSE HOLDER SURGE PROTECTION II | 60
328 | 2770530000 | PHOTOVOLTAICS PCB COMBINER BOX 1000 V 1 MPPT 3 INPUTS / 3 OUTPUTS PER MPPT SURGE PROTECTION II | 60
329 | 2770510000 | PHOTOVOLTAICS PCB COMBINER BOX 1000 V 2 MPPT'S 2 INPUTS / 1 OUTPUT PER MPPT SURGE PROTECTION I / II | 60
330 | 2765170000 | D-SERIES DRL RELAY N OF CONTACTS: 2 CO CONTACT AGSNO RATED CONTROL VOLTAGE: 48 V DC CONTINUOUS CURRENT: 10 A FLAT BLADE CONNECTIONS (4.8 MM X 0.5 MM) TEST BUTTON AVAILABLE: NO | 3
331 | 2694080000 | FEED-THROUGH TERMINAL PUSH IN 95 MM² 1000 V 232 A | 15
332 | 2694070000 | FEED-THROUGH TERMINAL PUSH IN 95 MM² 1000 V 232 A | 15
333 | 2694060000 | FEED-THROUGH TERMINAL PUSH IN 95 MM² 1000 V 232 A DARK | 15
334 | 2694090000 | 95 MM² 1000 V GREEN/ | 1332
335 | 2694160000 | FEED-THROUGH TERMINAL PUSH IN 95 MM² 1000 V 232 A | 15
336 | 2694170000 | FEED-THROUGH TERMINAL PUSH IN 95 MM² 1000 V 232 A | 15
337 | 2694150000 | FEED-THROUGH TERMINAL PUSH IN 95 MM² 1000 V 232 A DARK | 15
338 | 2818770000 | PRINTED CIRCUIT BOARD TERMINALS 5.08 MM N OF POLES: 3 90° SOLDER PIN LENGTH (L): 3.5 MM TINNED ORANGE PUSH IN PUSH IN WITH ACTUATOR CLAMPING RANGE MAX. : 2.5 MM² BOX | 1
339 | 2694100000 | FEED-THROUGH TERMINAL PUSH IN 95 MM² 1000 V 232 A DARK | 15
340 | 2694230000 | FEED-THROUGH TERMINAL PUSH IN 95 MM² 1000 V 232 A DARK | 15
341 | 2694120000 | FEED-THROUGH TERMINAL PUSH IN 95 MM² 1000 V 232 A DARK | 15
342 | 2694140000 | FEED-THROUGH TERMINAL PUSH IN 95 MM² 1000 V 232 A DARK | 15
343 | 2694180000 | FEED-THROUGH TERMINAL PUSH IN 95 MM² 1000 V 232 A DARK | 15
344 | 2694130000 | FEED-THROUGH TERMINAL PUSH IN 95 MM² 1000 V 232 A DARK | 15
345 | 2694200000 | FEED-THROUGH TERMINAL PUSH IN 95 MM² 1000 V 232 A DARK | 15
346 | 2694220000 | FEED-THROUGH TERMINAL PUSH IN 95 MM² 1000 V 232 A DARK | 15
347 | 2682630000 | IOT GATEWAY FAST ETHERNET IP20 -20 °C...60 °C | 762
348 | 2774860000 | PRINTED CIRCUIT BOARD TERMINALS 7.50 MM N OF POLES: 12 180° SOLDER PIN LENGTH (L): 3.5 MM TINNED ORANGE PUSH IN WITHOUT ACTUATOR BOX | 51
349 | 7760054352 | LIMIT VALUE MONITORING INPUT: TEMPERATURE (RTD) RELAY OUTPUT INPUT : TEMPERATURE PT100 OUTPUT : 2 X RELAYS | 329
350 | 1463640005 | SYSTEM CABLE CAT.6A / CLASS EA (ISO/IEC 11801 2010) PUR 0.5 M | 718
351 | 1470940000 | ASSORTMENT CRIMPING TOOL CRIMPING TOOL: PZ 6 ROTO L CRIMPING RANGE MIN.: 0.5 COLOUR CODE: WEIDMÜLLER | 160
352 | 1457581000 | SYSTEM CABLE RJ45 IP 20 M12 X-TYPE IP 67 STRAIGHT MALE CAT.6A / CLASS EA (ISO/IEC 11801 2010) PUR 100 M | 39
353 | 1512220020 | PRE-ASSEMBLED CABLE PAC CABLE LIYY 5.4 ± 1 MM | 20
354 | 1512190020 | PRE-ASSEMBLED CABLE PAC CABLE LIYY 5.4 ± 1 MM | 20
355 | 1511370020 | PRE-ASSEMBLED CABLE PAC CABLE LIYY 5.4 ± 1 MM | 20
356 | 1511370010 | PRE-ASSEMBLED CABLE PAC CABLE LIYY 5.4 ± 1 MM | 20
357 | 2661080000 | SYSTEM CABLE CAT.7 (ISO/IEC 11801) LSZH 305 M | 316
358 | 1466230030 | PRE-ASSEMBLED CABLE PAC CABLE LIYY 0.25 MM² | 2
359 | 2655590000 | CONTROLLER IP20 U-CONTROL 2000 STUDIO OPENLINUX AUTOMATION CONTROLLER WITH ETHERCAT AND CAN INTERFACE | 512
360 | 2657140000 | THM CONDUCTOR AND CABLE MARKERS 3 - 7 MM 25.4 X 31.8 MM | 21
361 | 2657110000 | THM CONDUCTOR AND CABLE MARKERS 4 - 8 MM 12.7 X 38.1 MM | 21
362 | 2657120000 | THM CONDUCTOR AND CABLE MARKERS 2 - 4 MM 25.4 X 19 MM | 21
363 | 2657150000 | THM CONDUCTOR AND CABLE MARKERS 3 - 7 MM 25.4 X 31.8 MM | 21
364 | 2657190000 | THM CONDUCTOR AND CABLE MARKERS 6 - 12 MM 25.4 X 57.2 MM | 21
365 | 2657210000 | THM CONDUCTOR AND CABLE MARKERS 8 - 12 MM 25.4 X 63.5 MM | 21
366 | 2657160000 | THM CONDUCTOR AND CABLE MARKERS 4 - 8 MM 25.4 X 38.1 MM | 21
367 | 2657200000 | THM CONDUCTOR AND CABLE MARKERS 8 - 12 MM 25.4 X 63.5 MM | 21
368 | 2657130000 | THM CONDUCTOR AND CABLE MARKERS 2 - 4 MM 25.4 X 19 MM | 21
369 | 2657170000 | THM CONDUCTOR AND CABLE MARKERS 4 - 8 MM 25.4 X 38.1 MM | 21
370 | 2657100000 | THM CONDUCTOR AND CABLE MARKERS 2 - 4 MM 12.7 X 19.1 MM | 21
371 | 2655000000 | ACCESSORIES TERMINAL MARKER 10.5 X 175 MM PITCH IN MM (P): 3.50 WEIDMUELLER KLIPPON CONNECT | 49
372 | 1512590025 | PRE-ASSEMBLED CABLE PAC CABLE LIYY 5.4 ± 1 MM | 20
373 | 2655030000 | ACCESSORIES TERMINAL MARKER 10.5 X 405 MM PITCH IN MM (P): 8.10 WEIDMUELLER KLIPPON CONNECT | 49
374 | 2655020000 | ACCESSORIES TERMINAL MARKER 10.5 X 305 MM PITCH IN MM (P): 6.10 WEIDMUELLER KLIPPON CONNECT | 49
375 | 2655010000 | ACCESSORIES TERMINAL MARKER 10.5 X 255 MM PITCH IN MM (P): 5.10 WEIDMUELLER KLIPPON CONNECT | 49
376 | 2655040000 | ACCESSORIES TERMINAL MARKER 10.5 X 500 MM PITCH IN MM (P): 10.00 WEIDMUELLER KLIPPON CONNECT | 49
377 | 1201212000 | BUS LINE N OF POLES: 4 PIN STRAIGHT RJ45 SHIELDED: YES LED: NO SHEATH MATERIAL: PUR HALOGEN: NO | 0
378 | 1201214000 | BUS LINE N OF POLES: 4 PIN STRAIGHT RJ45 SHIELDED: YES LED: NO SHEATH MATERIAL: PUR HALOGEN: NO | 0
379 | 1201212500 | BUS LINE N OF POLES: 4 PIN STRAIGHT RJ45 SHIELDED: YES LED: NO SHEATH MATERIAL: PUR HALOGEN: NO | 0
380 | 1201213500 | BUS LINE N OF POLES: 4 PIN STRAIGHT RJ45 SHIELDED: YES LED: NO SHEATH MATERIAL: PUR HALOGEN: NO | 0
381 | 2659310000 | CABLE TIES 2.5 X 98 MM POLYAMIDE 66 80 N | 66
382 | 2659370000 | CABLE TIES 2.5 X 98 MM POLYAMIDE 66 80 N | 66
383 | 2659380000 | CABLE TIES 3.5 X 140 MM POLYAMIDE 66 180 N | 66
384 | 2659320000 | CABLE TIES 3.6 X 140 MM POLYAMIDE 66 150 N | 66
385 | 2659340000 | CABLE TIES 4.8 X 200 MM POLYAMIDE 66 220 N | 66
386 | 2659400000 | CABLE TIES 4.8 X 200 MM POLYAMIDE 66 220 N | 66
387 | 2659390000 | CABLE TIES 3.5 X 200 MM POLYAMIDE 66 180 N | 66
388 | 2659420000 | CABLE TIES 7.5 X 365 MM POLYAMIDE 66 540 N | 217
389 | 2659440000 | CABLE TIES 3.5 X 140 MM POLYAMIDE 66 180 N | 66
390 | 2659430000 | CABLE TIES 2.5 X 98 MM POLYAMIDE 66 80 N | 66
391 | 2659470000 | CABLE TIES 4.5 X 290 MM POLYAMIDE 66 220 N | 66
392 | 2659460000 | CABLE TIES 4.8 X 200 MM POLYAMIDE 66 220 N | 66
393 | 2659450000 | CABLE TIES 3.5 X 200 MM POLYAMIDE 66 180 N | 66
394 | 2659480000 | CABLE TIES 7.5 X 365 MM POLYAMIDE 66 540 N | 217
395 | 1462170010 | PRE-ASSEMBLED CABLE PAC CABLE LIYCY 0.25 MM² | 2
396 | 2659950000 | SPARE ARRESTER SURGE PROTECTION TT NUR FÜR N-PE | 544
397 | 1433950200 | PRE-ASSEMBLED PATCH CABLE CROSSOVER LC-DUPLEX IP 20 LC-DUPLEX IP 20 LSZH 20 M | 133
398 | 1433950150 | PRE-ASSEMBLED PATCH CABLE CROSSOVER LC-DUPLEX IP 20 LC-DUPLEX IP 20 LSZH 15 M | 133
399 | 2672960000 | PRINTED CIRCUIT BOARD TERMINALS 5.08 MM N OF POLES: 4 90° TINNED COLOU PUSH IN WITH ACTUATOR CLAMPING RANGE MAX. : 2.5 MM² BOX | 1
400 | 2662540000 | 80 MM X 40 MM 4.00 MM X 6.00 MM 2000 MM | 173
401 | 2662620000 | 100 MM X 25 MM 4.00 MM X 6.00 MM 2000 MM | 173
402 | 2662530000 | 60 MM X 100 MM 4.00 MM X 6.00 MM 2000 MM | 173
403 | 2662660000 | 40 MM X 25 MM 4.00 MM X 6.00 MM 2000 MM | 173
404 | 2662640000 | 100 MM X 60 MM 4.00 MM X 6.00 MM 2000 MM | 173
405 | 2662550000 | 80 MM X 60 MM 4.00 MM X 6.00 MM 2000 MM | 173
406 | 2662580000 | 100 MM X 80 MM 4.00 MM X 6.00 MM 2000 MM | 173
407 | 2662650000 | 40 MM X 40 MM 4.00 MM X 6.00 MM 2000 MM | 173
408 | 2662560000 | 80 MM X 80 MM 4.00 MM X 6.00 MM 2000 MM | 173
409 | 2662490000 | 60 MM X 60 MM 4.00 MM X 6.00 MM 2000 MM | 173
410 | 2662520000 | 60 MM X 80 MM 4.00 MM X 6.00 MM 2000 MM | 173
411 | 2662460000 | 40 MM X 60 MM 4.00 MM X 6.00 MM 2000 MM | 173
412 | 2662480000 | 60 MM X 40 MM 4.00 MM X 6.00 MM 2000 MM | 173
413 | 1201210600 | BUS LINE N OF POLES: 4 PIN STRAIGHT RJ45 SHIELDED: YES LED: NO SHEATH MATERIAL: PUR HALOGEN: NO | 0
414 | 2661050000 | LIGHTNING AND SURGE PROTECTION ADAPTER | 1196
415 | 2659740000 | FIELDPOWER® ENCLOSURES IP65 IN CLOSED STATE | 417
416 | 1481720050 | PRE-ASSEMBLED CABLE PAC CABLE LIYCY 0.50 MM² | 2
417 | 1481750200 | PRE-ASSEMBLED CABLE PAC CABLE LIYCY 0.34 MM² | 2
418 | 1512240100 | PRE-ASSEMBLED CABLE PAC CABLE LIYY 0.25 MM² | 2
419 | 1512270100 | PRE-ASSEMBLED CABLE PAC CABLE LIYY 0.25 MM² | 2
420 | 2659490000 | CABLE TIES 2.5 X 98 MM POLYAMIDE 66 80 N | 66
421 | 2659510000 | CABLE TIES 3.6 X 200 MM POLYAMIDE 66 150 N | 66
422 | 2659500000 | CABLE TIES 3.6 X 140 MM POLYAMIDE 66 150 N | 66
423 | 2659520000 | CABLE TIES 4.8 X 200 MM POLYAMIDE 66 220 N | 66
424 | 2673070000 | MODULAR HOUSING OMNIMATE HOUSING - SERIES CH20M TRANSPARENT WIDTH: 45 MM | 26
425 | 1512240010 | PRE-ASSEMBLED CABLE PAC CABLE LIYY 0.25 MM² | 2
426 | 2663190000 | FRONTCOM SINGLE FRAME PLASTIC COVER LOCKABLE WITH CABINET KEY (DAIMLER LOCK) | 315
427 | 1522100090 | SYSTEM CABLE RJ45 IP 20 RJ45 IP 20 CAT.5 (ISO/IEC 11801) / CAT.5E (TIA T568-B) PVC 9 M | 14
428 | 1512570025 | PRE-ASSEMBLED CABLE PAC CABLE LIYY 5.4 ± 1 MM | 20
429 | 1512570010 | PRE-ASSEMBLED CABLE PAC CABLE LIYY 5.4 ± 1 MM | 20
430 | 2668190000 | POWER MODULE | 126
431 | 1512530025 | PRE-ASSEMBLED CABLE PAC CABLE LIYY 5.4 ± 1 MM | 20
432 | 1481690500 | PRE-ASSEMBLED CABLE PAC CABLE LIYCY 0.25 MM² | 2
433 | 1512190070 | PRE-ASSEMBLED CABLE PAC CABLE LIYY 5.4 ± 1 MM | 20
434 | 1512190040 | PRE-ASSEMBLED CABLE PAC CABLE LIYY 5.4 ± 1 MM | 20
435 | 2668370000 | MALE | 365
436 | 1462170015 | PRE-ASSEMBLED CABLE PAC CABLE LIYCY 0.25 MM² | 2
437 | 1466230015 | PRE-ASSEMBLED CABLE PAC CABLE LIYY 0.25 MM² | 2
438 | 1512590030 | PRE-ASSEMBLED CABLE PAC CABLE LIYY 5.4 ± 1 MM | 20
439 | 1512010050 | PRE-ASSEMBLED CABLE PAC CABLE LIYY 5.4 ± 1 MM | 20
440 | 2667420000 | PRINTED CIRCUIT BOARD TERMINALS 7.50 MM N OF POLES: 2 90° SOLDER PIN LENGTH (L): 3.5 MM ORANGE PUSH IN WITHOUT ACTUATOR CLAMPING RANGE MAX. : 2.5 MM² BOX | 1
441 | 2667430000 | PRINTED CIRCUIT BOARD TERMINALS 7.50 MM N OF POLES: 3 90° SOLDER PIN LENGTH (L): 3.5 MM ORANGE PUSH IN WITHOUT ACTUATOR CLAMPING RANGE MAX. : 2.5 MM² BOX | 1
442 | 2667440000 | PRINTED CIRCUIT BOARD TERMINALS 7.50 MM N OF POLES: 4 90° SOLDER PIN LENGTH (L): 3.5 MM ORANGE PUSH IN WITHOUT ACTUATOR CLAMPING RANGE MAX. : 2.5 MM² BOX | 1
443 | 2667460000 | PRINTED CIRCUIT BOARD TERMINALS 7.50 MM N OF POLES: 6 90° SOLDER PIN LENGTH (L): 3.5 MM ORANGE PUSH IN WITHOUT ACTUATOR CLAMPING RANGE MAX. : 2.5 MM² BOX | 1
444 | 2667470000 | PRINTED CIRCUIT BOARD TERMINALS 7.50 MM N OF POLES: 7 90° SOLDER PIN LENGTH (L): 3.5 MM ORANGE PUSH IN WITHOUT ACTUATOR CLAMPING RANGE MAX. : 2.5 MM² BOX | 1
445 | 2667480000 | PRINTED CIRCUIT BOARD TERMINALS 7.50 MM N OF POLES: 8 90° SOLDER PIN LENGTH (L): 3.5 MM ORANGE PUSH IN WITHOUT ACTUATOR CLAMPING RANGE MAX. : 2.5 MM² BOX | 1
446 | 2667490000 | PRINTED CIRCUIT BOARD TERMINALS 7.50 MM N OF POLES: 9 90° SOLDER PIN LENGTH (L): 3.5 MM ORANGE PUSH IN WITHOUT ACTUATOR CLAMPING RANGE MAX. : 2.5 MM² BOX | 1
447 | 2667500000 | PRINTED CIRCUIT BOARD TERMINALS 7.50 MM N OF POLES: 10 90° SOLDER PIN LENGTH (L): 3.5 MM ORANGE PUSH IN WITHOUT ACTUATOR CLAMPING RANGE MAX. : 2.5 MM² BOX | 1
448 | 2667510000 | PRINTED CIRCUIT BOARD TERMINALS 7.50 MM N OF POLES: 11 90° SOLDER PIN LENGTH (L): 3.5 MM ORANGE PUSH IN WITHOUT ACTUATOR CLAMPING RANGE MAX. : 2.5 MM² BOX | 1
449 | 2667520000 | PRINTED CIRCUIT BOARD TERMINALS 7.50 MM N OF POLES: 12 90° SOLDER PIN LENGTH (L): 3.5 MM ORANGE PUSH IN WITHOUT ACTUATOR CLAMPING RANGE MAX. : 2.5 MM² BOX | 1
450 | 2667830000 | PRINTED CIRCUIT BOARD TERMINALS 7.50 MM N OF POLES: 4 90° SOLDER PIN LENGTH (L): 3.5 MM TINNED ORANGE PUSH IN WITH ACTUATOR CLAMPING RANGE MAX. : 2.5 MM² BOX | 1
451 | 2667840000 | PRINTED CIRCUIT BOARD TERMINALS 7.50 MM N OF POLES: 5 90° SOLDER PIN LENGTH (L): 3.5 MM TINNED ORANGE PUSH IN WITH ACTUATOR CLAMPING RANGE MAX. : 2.5 MM² BOX | 1
452 | 2667850000 | PRINTED CIRCUIT BOARD TERMINALS 7.50 MM N OF POLES: 6 90° SOLDER PIN LENGTH (L): 3.5 MM TINNED ORANGE PUSH IN WITH ACTUATOR CLAMPING RANGE MAX. : 2.5 MM² BOX | 1
453 | 2667860000 | PRINTED CIRCUIT BOARD TERMINALS 7.50 MM N OF POLES: 7 90° SOLDER PIN LENGTH (L): 3.5 MM TINNED ORANGE PUSH IN WITH ACTUATOR CLAMPING RANGE MAX. : 2.5 MM² BOX | 1
454 | 2667870000 | PRINTED CIRCUIT BOARD TERMINALS 7.50 MM N OF POLES: 8 90° SOLDER PIN LENGTH (L): 3.5 MM TINNED ORANGE PUSH IN WITH ACTUATOR CLAMPING RANGE MAX. : 2.5 MM² BOX | 1
455 | 2667910000 | PRINTED CIRCUIT BOARD TERMINALS 7.50 MM N OF POLES: 2 90° SOLDER PIN LENGTH (L): 3.5 MM TINNED ORANGE PUSH IN WITH ACTUATOR CLAMPING RANGE MAX. : 2.5 MM² BOX | 1
456 | 2667920000 | PRINTED CIRCUIT BOARD TERMINALS 7.50 MM N OF POLES: 3 90° SOLDER PIN LENGTH (L): 3.5 MM TINNED ORANGE PUSH IN WITH ACTUATOR CLAMPING RANGE MAX. : 2.5 MM² BOX | 1
457 | 2667930000 | PRINTED CIRCUIT BOARD TERMINALS 7.50 MM N OF POLES: 10 90° SOLDER PIN LENGTH (L): 3.5 MM TINNED ORANGE PUSH IN WITH ACTUATOR CLAMPING RANGE MAX. : 2.5 MM² BOX | 1
458 | 2668150000 | PRINTED CIRCUIT BOARD TERMINALS 7.50 MM N OF POLES: 12 90° SOLDER PIN LENGTH (L): 3.5 MM TINNED ORANGE PUSH IN WITH ACTUATOR CLAMPING RANGE MAX. : 2.5 MM² BOX | 1
459 | 2668140000 | PRINTED CIRCUIT BOARD TERMINALS 7.50 MM N OF POLES: 11 90° SOLDER PIN LENGTH (L): 3.5 MM TINNED ORANGE PUSH IN WITH ACTUATOR CLAMPING RANGE MAX. : 2.5 MM² BOX | 1
460 | 1481690200 | PRE-ASSEMBLED CABLE PAC CABLE LIYCY 0.25 MM² | 2
461 | 2663340000 | FEED-THROUGH TERMINAL PUSH IN 50 MM² 1000 V 150 A | 62
462 | 2663350000 | FEED-THROUGH TERMINAL PUSH IN 50 MM² 1000 V 150 A | 62
463 | 2663260000 | FEED-THROUGH TERMINAL PUSH IN 50 MM² 1000 V 150 A | 62
464 | 2663250000 | FEED-THROUGH TERMINAL PUSH IN 50 MM² 1000 V 150 A DARK | 62
465 | 2663330000 | FEED-THROUGH TERMINAL PUSH IN 50 MM² 1000 V 150 A DARK | 62
466 | 2663270000 | FEED-THROUGH TERMINAL PUSH IN 50 MM² 1000 V 150 A | 62
467 | 2663280000 | PE TERMINAL PUSH IN 50 MM² GREEN/ | 123
468 | 2663300000 | FEED-THROUGH TERMINAL PUSH IN 50 MM² 1000 V 150 A DARK | 62
469 | 2663370000 | FEED-THROUGH TERMINAL PUSH IN 50 MM² 1000 V 150 A DARK | 62
470 | 2663310000 | FEED-THROUGH TERMINAL PUSH IN 50 MM² 1000 V 150 A DARK | 62
471 | 2663290000 | FEED-THROUGH TERMINAL PUSH IN 50 MM² 1000 V 150 A DARK | 62
472 | 2663380000 | FEED-THROUGH TERMINAL PUSH IN 50 MM² 1000 V 150 A DARK | 62
473 | 2663360000 | FEED-THROUGH TERMINAL PUSH IN 50 MM² 1000 V 150 A DARK | 62
474 | 2663390000 | FEED-THROUGH TERMINAL PUSH IN 50 MM² 1000 V 150 A DARK | 62
475 | 2663320000 | FEED-THROUGH TERMINAL PUSH IN 50 MM² 1000 V 150 A DARK | 62
476 | 2666910000 | HDC INSERT MALE 500 V 24 A N OF POLES: 6 SNAP IN SIZE: 3 | 130
477 | 2666930000 | HDC INSERT 500 V 16 A N OF POLES: 10 SNAP IN SIZE: | 130
478 | 2666940000 | HDC INSERT 500 V 16 A N OF POLES: 10 SNAP IN SIZE: | 130
479 | 2666950000 | HDC INSERT 500 V 16 A N OF POLES: 16 SNAP IN SIZE: | 130
480 | 2666970000 | HDC INSERT 500 V 16 A N OF POLES: 16 SNAP IN SIZE: | 130
481 | 2666990000 | HDC INSERT FEMALE 500 V 16 A N OF POLES: 24 SNAP IN SIZE: 12 8 | 130
482 | 2667010000 | HDC INSERT 500 V 16 A N OF POLES: 24 SNAP IN SIZE: 8 | 130
483 | 2666920000 | HDC INSERT FEMALE 500 V 24 A N OF POLES: 6 SNAP IN SIZE: 3 | 130
484 | 1512640030 | PRE-ASSEMBLED CABLE PAC CABLE LIYY 5.4 ± 1 MM | 20
485 | 1481740060 | PRE-ASSEMBLED CABLE PAC CABLE LIYCY 0.25 MM² | 2
486 | 1512640040 | PRE-ASSEMBLED CABLE PAC CABLE LIYY 5.4 ± 1 MM | 20
487 | 2779910000 | SYSTEM CABLE CAT.7 (ISO/IEC 11801) LSZH 305 M | 316
488 | 1522100025 | SYSTEM CABLE RJ45 IP 20 RJ45 IP 20 CAT.5 (ISO/IEC 11801) / CAT.5E (TIA T568-B) PVC 2.5 M | 14
489 | 1522100060 | SYSTEM CABLE RJ45 IP 20 RJ45 IP 20 CAT.5 (ISO/IEC 11801) / CAT.5E (TIA T568-B) PVC 6 M | 14
490 | 1522100040 | SYSTEM CABLE RJ45 IP 20 RJ45 IP 20 CAT.5 (ISO/IEC 11801) / CAT.5E (TIA T568-B) PVC 4 M | 14
491 | 1522100075 | SYSTEM CABLE RJ45 IP 20 RJ45 IP 20 CAT.5 (ISO/IEC 11801) / CAT.5E (TIA T568-B) PVC 7.5 M | 11
492 | 2781950000 | SYSTEM CABLE 980 ΜM POLYETHYLENE | 1172
493 | 2749950000 | SCREWDRIVER BLADE LENGTH: 100 MM | 225
494 | 2749940000 | SCREWDRIVER BLADE LENGTH: 80 MM | 225
495 | 2789920000 | UPS CONTROL UNIT | 406
496 | 2789890000 | BATTERY | 360
497 | 2789900000 | UPS CONTROL UNIT | 406
498 | 2789930000 | UPS CONTROL UNIT | 406
499 | 2782980000 | HEAVY-DUTY CONNECTORS ACCESSORIES GRIP PANEL | 112
500 | 2782940000 | HEAVY-DUTY CONNECTORS ACCESSORIES GRIP PANEL | 112
501 | 1481710150 | PRE-ASSEMBLED CABLE PAC CABLE LIYCY 0.34 MM² | 2
502 | 2797340000 | PCB PLUG-IN CONNECTOR MALE HEADER FLANGE THT SOLDER CONNECTION 3.50 MM N OF POLES: 16 180° SOLDER PIN LENGTH (L): 3.5 MM TINNED ORANGE BOX | 0
503 | 2671900015 | SYSTEM CABLE M12 D-CODE ? IP 67 ANGLED PIN OPEN CAT.5 (ISO/IEC 11801) / CAT.5E (TIA T568-B) POLYOLEFINE 1.5 M | 11
504 | 2671900100 | SYSTEM CABLE M12 D-CODE ? IP 67 ANGLED PIN OPEN CAT.5 (ISO/IEC 11801) / CAT.5E (TIA T568-B) POLYOLEFINE 10 M | 11
505 | 2671900050 | SYSTEM CABLE M12 D-CODE ? IP 67 ANGLED PIN OPEN CAT.5 (ISO/IEC 11801) / CAT.5E (TIA T568-B) POLYOLEFINE 5 M | 11
506 | 2671900030 | SYSTEM CABLE M12 D-CODE ? IP 67 ANGLED PIN OPEN CAT.5 (ISO/IEC 11801) / CAT.5E (TIA T568-B) POLYOLEFINE 3 M | 11
507 | 2672350030 | SYSTEM CABLE M12 D-CODE ? IP 67 STRAIGHT PIN M12 D-CODE ? IP 67 STRAIGHT SOCKET CAT.5 (ISO/IEC 11801) / CAT.5E (TIA T568-B) POLYOLEFINE 3 M | 11
508 | 2672350015 | SYSTEM CABLE M12 D-CODE ? IP 67 STRAIGHT PIN M12 D-CODE ? IP 67 STRAIGHT SOCKET CAT.5 (ISO/IEC 11801) / CAT.5E (TIA T568-B) POLYOLEFINE 1.5 M | 11
509 | 2672350100 | SYSTEM CABLE M12 D-CODE ? IP 67 STRAIGHT PIN M12 D-CODE ? IP 67 STRAIGHT SOCKET CAT.5 (ISO/IEC 11801) / CAT.5E (TIA T568-B) POLYOLEFINE 10 M | 11
510 | 2672350050 | SYSTEM CABLE M12 D-CODE ? IP 67 STRAIGHT PIN M12 D-CODE ? IP 67 STRAIGHT SOCKET CAT.5 (ISO/IEC 11801) / CAT.5E (TIA T568-B) POLYOLEFINE 5 M | 11
511 | 2672340100 | SYSTEM CABLE M12 D-CODE ? IP 67 ANGLED PIN M12 D-CODE ? IP 67 ANGLED PIN CAT.5 (ISO/IEC 11801) / CAT.5E (TIA T568-B) POLYOLEFINE 10 M | 11
512 | 2672340050 | SYSTEM CABLE M12 D-CODE ? IP 67 ANGLED PIN M12 D-CODE ? IP 67 ANGLED PIN CAT.5 (ISO/IEC 11801) / CAT.5E (TIA T568-B) POLYOLEFINE 5 M | 11
513 | 2672340030 | SYSTEM CABLE M12 D-CODE ? IP 67 ANGLED PIN M12 D-CODE ? IP 67 ANGLED PIN CAT.5 (ISO/IEC 11801) / CAT.5E (TIA T568-B) POLYOLEFINE 3 M | 11
514 | 2672340015 | SYSTEM CABLE M12 D-CODE ? IP 67 ANGLED PIN M12 D-CODE ? IP 67 ANGLED PIN CAT.5 (ISO/IEC 11801) / CAT.5E (TIA T568-B) POLYOLEFINE 1.5 M | 11
515 | 2672330015 | SYSTEM CABLE M12 D-CODE ? IP 67 STRAIGHT PIN M12 D-CODE ? IP 67 ANGLED PIN CAT.5 (ISO/IEC 11801) / CAT.5E (TIA T568-B) POLYOLEFINE 1.5 M | 11
516 | 2672330050 | SYSTEM CABLE M12 D-CODE ? IP 67 STRAIGHT PIN M12 D-CODE ? IP 67 ANGLED PIN CAT.5 (ISO/IEC 11801) / CAT.5E (TIA T568-B) POLYOLEFINE 5 M | 11
517 | 2672330030 | SYSTEM CABLE M12 D-CODE ? IP 67 STRAIGHT PIN M12 D-CODE ? IP 67 ANGLED PIN CAT.5 (ISO/IEC 11801) / CAT.5E (TIA T568-B) POLYOLEFINE 3 M | 11
518 | 2672330100 | SYSTEM CABLE M12 D-CODE ? IP 67 STRAIGHT PIN M12 D-CODE ? IP 67 ANGLED PIN CAT.5 (ISO/IEC 11801) / CAT.5E (TIA T568-B) POLYOLEFINE 10 M | 11
519 | 2672320015 | SYSTEM CABLE M12 D-CODE ? IP 67 STRAIGHT PIN M12 D-CODE ? IP 67 STRAIGHT PIN CAT.5 (ISO/IEC 11801) / CAT.5E (TIA T568-B) POLYOLEFINE 1.5 M | 11
520 | 2672320030 | SYSTEM CABLE M12 D-CODE ? IP 67 STRAIGHT PIN M12 D-CODE ? IP 67 STRAIGHT PIN CAT.5 (ISO/IEC 11801) / CAT.5E (TIA T568-B) POLYOLEFINE 3 M | 11
521 | 2671890030 | SYSTEM CABLE M12 D-CODE ? IP 67 STRAIGHT PIN OPEN CAT.5 (ISO/IEC 11801) / CAT.5E (TIA T568-B) POLYOLEFINE 3 M | 11
522 | 2671890015 | SYSTEM CABLE M12 D-CODE ? IP 67 STRAIGHT PIN OPEN CAT.5 (ISO/IEC 11801) / CAT.5E (TIA T568-B) POLYOLEFINE 1.5 M | 11
523 | 2770560000 | PHOTOVOLTAICS PCB COMBINER BOX 1000 V 1 MPPT 3 INPUTS / 3 OUTPUTS PER MPPT WITH FUSE HOLDER SURGE PROTECTION II | 60
524 | 2770570000 | PHOTOVOLTAICS PCB COMBINER BOX 1000 V 1 MPPT 3 INPUTS / 3 OUTPUTS PER MPPT WITH FUSE HOLDER SURGE PROTECTION I / II | 60
525 | 2796780000 | W-SERIES FUSE TERMINAL RATED CROSS-SECTION: 4 MM² | 422
526 | 2814780000 | HEAVY-DUTY CONNECTORS ACCESSORIES CABLE GLANDS NICKEL-PLATED | 269
527 | 2663070000 | TERMSERIES SOLID-STATE RELAY 1 NO CONTACT (BIPOLAR TRANSISTOR) RATED CONTROL VOLTAGE: 24?230 V UC ±10 % RATED SWITCHING VOLTAGE: 3... 48 V DC CONTINUOUS CURRENT: 100 MA PUSH IN | 3
528 | 2663080000 | TERMSERIES SOLID-STATE RELAY 1 NO CONTACT (MOS-FET) RATED CONTROL VOLTAGE: 24?230 V UC ±10 % RATED SWITCHING VOLTAGE: 3...33 V DC CONTINUOUS CURRENT: 2 A PUSH IN | 3
529 | 2663100000 | TERMSERIES SOLID-STATE RELAY 1 NO CONTACT (MOS-FET) RATED CONTROL VOLTAGE: 24?230 V UC ±10 % RATED SWITCHING VOLTAGE: 3...33 V DC CONTINUOUS CURRENT: 3.5 A PUSH IN | 3
530 | 2663110000 | TERMSERIES RELAY SOCKET 1 CO CONTACT () RATED CONTROL VOLTAGE: 24?230 V UC ±10 % RATED SWITCHING VOLTAGE: 250 V AC CONTINUOUS CURRENT: 16 A PUSH IN | 3
531 | 2663090000 | TERMSERIES SOLID-STATE RELAY 1 NO CONTACT (TRIAC (ZERO-CROSS SWITCH)) RATED CONTROL VOLTAGE: 24?230 V UC ±10 % RATED SWITCHING VOLTAGE: 24...240 V AC CONTINUOUS CURRENT: 1 A PUSH IN | 3
532 | 2663150000 | TERMSERIES SOLID-STATE RELAY 1 NO CONTACT (MOS-FET) RATED CONTROL VOLTAGE: 24?230 V UC ±10 % RATED SWITCHING VOLTAGE: 3...33 V DC CONTINUOUS CURRENT: 5 A PUSH IN | 3
533 | 2662920000 | TERMSERIES SOLID-STATE RELAY 1 NO CONTACT (MOS-FET) RATED CONTROL VOLTAGE: 24?230 V UC ±10 % RATED SWITCHING VOLTAGE: 3...33 V DC CONTINUOUS CURRENT: 2 A SCREW CONNECTION | 3
534 | 2662930000 | TERMSERIES SOLID-STATE RELAY 1 NO CONTACT (TRIAC (ZERO-CROSS SWITCH)) RATED CONTROL VOLTAGE: 24?230 V UC ±10 % RATED SWITCHING VOLTAGE: 24...240 V AC CONTINUOUS CURRENT: 1 A SCREW CONNECTION | 3
535 | 2662940000 | TERMSERIES SOLID-STATE RELAY 1 NO CONTACT (MOS-FET) RATED CONTROL VOLTAGE: 24?230 V UC ±10 % RATED SWITCHING VOLTAGE: 3...33 V DC CONTINUOUS CURRENT: 3.5 A SCREW CONNECTION | 3
536 | 2662950000 | TERMSERIES RELAY SOCKET 1 CO CONTACT () RATED CONTROL VOLTAGE: 24?230 V UC ±10 % RATED SWITCHING VOLTAGE: 250 V AC CONTINUOUS CURRENT: 16 A SCREW CONNECTION | 3
537 | 2662910000 | TERMSERIES SOLID-STATE RELAY 1 NO CONTACT (BIPOLAR TRANSISTOR) RATED CONTROL VOLTAGE: 24?230 V UC ±10 % RATED SWITCHING VOLTAGE: 3... 48 V DC CONTINUOUS CURRENT: 100 MA SCREW CONNECTION | 3
538 | 2662990000 | TERMSERIES SOLID-STATE RELAY 1 NO CONTACT (MOS-FET) RATED CONTROL VOLTAGE: 24?230 V UC ±10 % RATED SWITCHING VOLTAGE: 3...33 V DC CONTINUOUS CURRENT: 5 A SCREW CONNECTION | 3
539 | 2667180000 | DATA MODULE | 356
540 | 2667190000 | DATA MODULE | 356
541 | 2779360000 | CABLE ENTRY PLATE CABTITE (CABLE ENTRY SYSTEM) TPE GREY HEIGHT: 58 MM WIDTH: 149.6 MM DEPTH: 20.2 MM -40 °C?90 °C IP66 | 28
542 | 2779320000 | CABLE ENTRY PLATE CABTITE (CABLE ENTRY SYSTEM) TPE GREY HEIGHT: 58 MM WIDTH: 149.6 MM DEPTH: 29.2 MM -40 °C?90 °C IP66 | 28
543 | 2779330000 | CABLE ENTRY PLATE CABTITE (CABLE ENTRY SYSTEM) TPE GREY HEIGHT: 58 MM WIDTH: 149.6 MM DEPTH: 21.2 MM -40 °C?90 °C IP66 | 28
544 | 2779350000 | CABLE ENTRY PLATE CABTITE (CABLE ENTRY SYSTEM) TPE GREY HEIGHT: 58 MM WIDTH: 149.6 MM DEPTH: 20.2 MM -40 °C?90 °C IP66 | 28
545 | 2779340000 | CABLE ENTRY PLATE CABTITE (CABLE ENTRY SYSTEM) TPE GREY HEIGHT: 58 MM WIDTH: 149.6 MM DEPTH: 29.2 MM -40 °C?90 °C IP66 | 28
546 | 2779370000 | CABLE ENTRY PLATE CABTITE (CABLE ENTRY SYSTEM) TPE GREY HEIGHT: 58 MM WIDTH: 149.6 MM DEPTH: 20.2 MM -40 °C?90 °C IP66 | 28
547 | 2779310000 | CABLE ENTRY PLATE CABTITE (CABLE ENTRY SYSTEM) TPE GREY HEIGHT: 58 MM WIDTH: 149.6 MM DEPTH: 29.2 MM -40 °C?90 °C IP66 | 28
548 | 2779380000 | CABLE ENTRY PLATE CABTITE (CABLE ENTRY SYSTEM) TPE GREY HEIGHT: 58 MM WIDTH: 149.6 MM DEPTH: 17.3 MM -40 °C?90 °C IP66 | 28
549 | 1466240005 | PRE-ASSEMBLED CABLE PAC CABLE LIYCY 0.25 MM² | 2
550 | 2816250000 | DEKAFIX TERMINAL MARKER 5 X 5 MM WEIDMUELLER | 231
551 | 2816240000 | DEKAFIX TERMINAL MARKER 5 X 8.1 MM WEIDMUELLER | 231
552 | 2797190000 | AUTOMATIC MACHINES CUTTING MACHINE | 678
553 | 2797200000 | AUTOMATIC MACHINES CUTTING MACHINE | 678
554 | 2795590000 | SURGE VOLTAGE ARRESTER LOW VOLTAGE ACCESSORIES SPARE ARRESTER | 135
555 | 2795570000 | SURGE VOLTAGE ARRESTER LOW VOLTAGE | 388
556 | 2811930000 | SURGE VOLTAGE ARRESTER LOW VOLTAGE WITH REMOTE CONTACT SINGLE-PHASE | 24
557 | 2795580000 | SURGE VOLTAGE ARRESTER LOW VOLTAGE WITH REMOTE CONTACT | 24
558 | 2816690000 | ANALOGUE SIGNAL CONVERTER 24 V DC POWER SUPPLY INPUT : I/U UNIVERSAL OUTPUT : I/U UNIVERSAL | 279
559 | 2816700000 | ANALOGUE SIGNAL CONVERTER 24 V DC POWER SUPPLY INPUT : I/U UNIVERSAL OUTPUT : I/U UNIVERSAL | 279
560 | 2796950100 | SYSTEM CABLE M12 L-CODE ? IP 67 STRAIGHT PIN PUSHPULL POWER PUR 10 M | 351
561 | 2796950050 | SYSTEM CABLE M12 L-CODE ? IP 67 STRAIGHT PIN PUSHPULL POWER PUR 5 M | 351
562 | 2796950030 | SYSTEM CABLE M12 L-CODE ? IP 67 STRAIGHT PIN PUSHPULL POWER PUR 3 M | 351
563 | 2796950015 | SYSTEM CABLE M12 L-CODE ? IP 67 STRAIGHT PIN PUSHPULL POWER PUR 1.5 M | 351
564 | 2569000000 | POWER SUPPLY SWITCH-MODE POWER SUPPLY UNIT 12 V | 56
565 | 2585370005 | DRAGLINE CABLE PROFINET RJ45 IP 20 OPEN CAT.5 (ISO/IEC 11801) / CAT.5E (TIA T568-B) PUR 0.5 M | 11
566 | 2585370010 | DRAGLINE CABLE PROFINET RJ45 IP 20 OPEN CAT.5 (ISO/IEC 11801) / CAT.5E (TIA T568-B) PUR 1 M | 11
567 | 2585370015 | DRAGLINE CABLE PROFINET RJ45 IP 20 OPEN CAT.5 (ISO/IEC 11801) / CAT.5E (TIA T568-B) PUR 1.5 M | 11
568 | 2585370030 | DRAGLINE CABLE PROFINET RJ45 IP 20 OPEN CAT.5 (ISO/IEC 11801) / CAT.5E (TIA T568-B) PUR 3 M | 11
569 | 2585370050 | DRAGLINE CABLE PROFINET RJ45 IP 20 OPEN CAT.5 (ISO/IEC 11801) / CAT.5E (TIA T568-B) PUR 5 M | 11
570 | 2585370100 | DRAGLINE CABLE PROFINET RJ45 IP 20 OPEN CAT.5 (ISO/IEC 11801) / CAT.5E (TIA T568-B) PUR 10 M | 11
571 | 2485600200 | SYSTEM CABLE RJ45 IP 20 M12 X-TYPE IP67 MALE ANGLED 0° CAT.6A / CLASS EA (ISO/IEC 11801 2010) PUR 20 M | 39
572 | 2485600150 | SYSTEM CABLE RJ45 IP 20 M12 X-TYPE IP67 MALE ANGLED 0° CAT.6A / CLASS EA (ISO/IEC 11801 2010) PUR 15 M | 39
573 | 2485600250 | SYSTEM CABLE RJ45 IP 20 M12 X-TYPE IP67 MALE ANGLED 0° CAT.6A / CLASS EA (ISO/IEC 11801 2010) PUR 25 M | 39
574 | 2485600300 | SYSTEM CABLE RJ45 IP 20 M12 X-TYPE IP67 MALE ANGLED 0° CAT.6A / CLASS EA (ISO/IEC 11801 2010) PUR 30 M | 39
575 | 2592680000 | LOCATOR FOR CRIMPING TOOL | 960
576 | 2559320000 | HDC ENCLOSURES SIZE: 3 PROTECTION DEGREE: IP65 (IN PLUGGED CONDITION) BULKHEAD HOUSING END-LOCKING CLAMP LOWER SIDE SDARD | 6
577 | 2564440000 | PCB PLUG-IN CONNECTOR RJ45 JACKS TRANSFORMER 1000 MBPS THT/THR SOLDER CONNECTION 90° LATCH OPTION: BOTTOM SHIELD TABS: 6 TABS 30...80 Μ" NI / ? 30 Μ" AU LED: NO N OF POLES: 10 TAPE | 51
578 | 2564450000 | PCB PLUG-IN CONNECTOR RJ45 JACKS TRANSFORMER 10/100 MBIT/S SMD SOLDER CONNECTION 90° SHIELD TABS: 6 TABS 30...80 Μ" NI / ? 30 Μ" AU LED: NO N OF POLES: 8 TAPE | 51
579 | 2564410000 | PCB PLUG-IN CONNECTOR RJ45 JACKS TRANSFORMER 10/100 MBIT/S THT/THR SOLDER CONNECTION 90° LATCH OPTION: BOTTOM SHIELD TABS: 6 TABS 30...80 Μ" NI / ? 30 Μ" AU LED: YES GREEN N OF POLES: 8 TAPE | 51
580 | 2564420000 | PCB PLUG-IN CONNECTOR RJ45 JACKS TRANSFORMER 1000 MBPS THT SOLDER CONNECTION 90° LATCH OPTION: BOTTOM SHIELD TABS: 6 TABS 30...80 Μ" NI / ? 30 Μ" AU LED: NO N OF POLES: 10 TRAY (MANUAL ASSEMBLY) | 51
581 | 2564430000 | PCB PLUG-IN CONNECTOR RJ45 JACKS TRANSFORMER 10/100 MBIT/S THT/THR SOLDER CONNECTION 90° LATCH OPTION: BOTTOM SHIELD TABS: 6 TABS 30...80 Μ" NI / ? 30 Μ" AU LED: NO N OF POLES: 8 TAPE | 51
582 | 2473420000 | PRINTED CIRCUIT BOARD TERMINALS 7.50 MM N OF POLES: 1 90° SOLDER PIN LENGTH (L): 5 MM TINNED PUSH IN WITHOUT ACTUATOR CLAMPING RANGE MAX. : 6 MM² BOX | 51
583 | 2559470000 | PCB PLUG-IN CONNECTOR MALE HEADER FLANGE THT SOLDER CONNECTION 3.50 MM N OF POLES: 40 90° SOLDER PIN LENGTH (L): 3.5 MM TINNED BOX | 0
584 | 2559460000 | PCB PLUG-IN CONNECTOR MALE HEADER FLANGE THT SOLDER CONNECTION 3.50 MM N OF POLES: 38 90° SOLDER PIN LENGTH (L): 3.5 MM TINNED BOX | 0
585 | 2499750000 | PCB PLUG-IN CONNECTOR MALE HEADER MIDDLE FLANGE THT/THR SOLDER CONNECTION 7.62 MM N OF POLES: 4 90° SOLDER PIN LENGTH (L): 2.6 MM TINNED BOX | 0
586 | 2499800000 | PCB PLUG-IN CONNECTOR MALE HEADER MIDDLE SCREW FLANGE THT/THR SOLDER CONNECTION 7.62 MM N OF POLES: 2 90° SOLDER PIN LENGTH (L): 2.6 MM TINNED BOX | 0
587 | 2499870000 | PCB PLUG-IN CONNECTOR MALE HEADER MIDDLE SCREW FLANGE THT/THR SOLDER CONNECTION 7.62 MM N OF POLES: 5 90° SOLDER PIN LENGTH (L): 2.6 MM TINNED BOX | 0
588 | 2500360000 | PCB PLUG-IN CONNECTOR MALE HEADER MIDDLE SCREW FLANGE THT/THR SOLDER CONNECTION 7.62 MM N OF POLES: 4 270° SOLDER PIN LENGTH (L): 2.6 MM TINNED BOX | 0
589 | 2500400000 | PCB PLUG-IN CONNECTOR MALE HEADER MIDDLE SCREW FLANGE THT/THR SOLDER CONNECTION 7.62 MM N OF POLES: 5 270° SOLDER PIN LENGTH (L): 2.6 MM TINNED BOX | 0
590 | 2500370000 | PCB PLUG-IN CONNECTOR MALE HEADER MIDDLE SCREW FLANGE THT/THR SOLDER CONNECTION 7.62 MM N OF POLES: 5 270° SOLDER PIN LENGTH (L): 2.6 MM TINNED BOX | 0
591 | 2500340000 | PCB PLUG-IN CONNECTOR MALE HEADER MIDDLE SCREW FLANGE THT/THR SOLDER CONNECTION 7.62 MM N OF POLES: 4 270° SOLDER PIN LENGTH (L): 2.6 MM TINNED BOX | 0
592 | 2500310000 | PCB PLUG-IN CONNECTOR MALE HEADER MIDDLE SCREW FLANGE THT/THR SOLDER CONNECTION 7.62 MM N OF POLES: 2 270° SOLDER PIN LENGTH (L): 2.6 MM TINNED BOX | 0
593 | 2500300000 | PCB PLUG-IN CONNECTOR MALE HEADER MIDDLE FLANGE THT/THR SOLDER CONNECTION 7.62 MM N OF POLES: 5 270° SOLDER PIN LENGTH (L): 2.6 MM TINNED BOX | 0
594 | 2500330000 | PCB PLUG-IN CONNECTOR MALE HEADER MIDDLE SCREW FLANGE THT/THR SOLDER CONNECTION 7.62 MM N OF POLES: 3 270° SOLDER PIN LENGTH (L): 2.6 MM TINNED BOX | 0
595 | 2500320000 | PCB PLUG-IN CONNECTOR MALE HEADER MIDDLE SCREW FLANGE THT/THR SOLDER CONNECTION 7.62 MM N OF POLES: 3 270° SOLDER PIN LENGTH (L): 2.6 MM TINNED BOX | 0
596 | 2500230000 | PCB PLUG-IN CONNECTOR MALE HEADER MIDDLE FLANGE THT/THR SOLDER CONNECTION 7.62 MM N OF POLES: 3 270° SOLDER PIN LENGTH (L): 2.6 MM TINNED BOX | 0
597 | 2500240000 | PCB PLUG-IN CONNECTOR MALE HEADER MIDDLE FLANGE THT/THR SOLDER CONNECTION 7.62 MM N OF POLES: 4 270° SOLDER PIN LENGTH (L): 2.6 MM TINNED BOX | 0
598 | 2500290000 | PCB PLUG-IN CONNECTOR MALE HEADER MIDDLE FLANGE THT/THR SOLDER CONNECTION 7.62 MM N OF POLES: 5 270° SOLDER PIN LENGTH (L): 2.6 MM TINNED BOX | 0
599 | 2500250000 | PCB PLUG-IN CONNECTOR MALE HEADER MIDDLE FLANGE THT/THR SOLDER CONNECTION 7.62 MM N OF POLES: 4 270° SOLDER PIN LENGTH (L): 2.6 MM TINNED BOX | 0
600 | 2500280000 | PCB PLUG-IN CONNECTOR MALE HEADER MIDDLE FLANGE THT/THR SOLDER CONNECTION 7.62 MM N OF POLES: 5 270° SOLDER PIN LENGTH (L): 2.6 MM TINNED BOX | 0
601 | 2500260000 | PCB PLUG-IN CONNECTOR MALE HEADER MIDDLE FLANGE THT/THR SOLDER CONNECTION 7.62 MM N OF POLES: 4 270° SOLDER PIN LENGTH (L): 2.6 MM TINNED BOX | 0
602 | 2500270000 | PCB PLUG-IN CONNECTOR MALE HEADER MIDDLE FLANGE THT/THR SOLDER CONNECTION 7.62 MM N OF POLES: 5 270° SOLDER PIN LENGTH (L): 2.6 MM TINNED BOX | 0
603 | 2500220000 | PCB PLUG-IN CONNECTOR MALE HEADER MIDDLE FLANGE THT/THR SOLDER CONNECTION 7.62 MM N OF POLES: 3 270° SOLDER PIN LENGTH (L): 2.6 MM TINNED BOX | 0
604 | 2499770000 | PCB PLUG-IN CONNECTOR MALE HEADER MIDDLE FLANGE THT/THR SOLDER CONNECTION 7.62 MM N OF POLES: 5 90° SOLDER PIN LENGTH (L): 2.6 MM TINNED BOX | 0
605 | 2499790000 | PCB PLUG-IN CONNECTOR MALE HEADER MIDDLE FLANGE THT/THR SOLDER CONNECTION 7.62 MM N OF POLES: 5 90° SOLDER PIN LENGTH (L): 2.6 MM TINNED BOX | 0
606 | 2499780000 | PCB PLUG-IN CONNECTOR MALE HEADER MIDDLE FLANGE THT/THR SOLDER CONNECTION 7.62 MM N OF POLES: 5 90° SOLDER PIN LENGTH (L): 2.6 MM TINNED BOX | 0
607 | 2500180000 | PCB PLUG-IN CONNECTOR MALE HEADER MIDDLE FLANGE THT/THR SOLDER CONNECTION 7.62 MM N OF POLES: 2 270° SOLDER PIN LENGTH (L): 2.6 MM TINNED BOX | 0
608 | 2499760000 | PCB PLUG-IN CONNECTOR MALE HEADER MIDDLE FLANGE THT/THR SOLDER CONNECTION 7.62 MM N OF POLES: 5 90° SOLDER PIN LENGTH (L): 2.6 MM TINNED BOX | 0
609 | 2499740000 | PCB PLUG-IN CONNECTOR MALE HEADER MIDDLE FLANGE THT/THR SOLDER CONNECTION 7.62 MM N OF POLES: 4 90° SOLDER PIN LENGTH (L): 2.6 MM TINNED BOX | 0
610 | 2499730000 | PCB PLUG-IN CONNECTOR MALE HEADER MIDDLE FLANGE THT/THR SOLDER CONNECTION 7.62 MM N OF POLES: 3 90° SOLDER PIN LENGTH (L): 2.6 MM TINNED BOX | 0
611 | 2499530000 | PCB PLUG-IN CONNECTOR MALE HEADER MIDDLE FLANGE THT/THR SOLDER CONNECTION 7.62 MM N OF POLES: 2 90° SOLDER PIN LENGTH (L): 2.6 MM TINNED BOX | 0
612 | 2499720000 | PCB PLUG-IN CONNECTOR MALE HEADER MIDDLE FLANGE THT/THR SOLDER CONNECTION 7.62 MM N OF POLES: 3 90° SOLDER PIN LENGTH (L): 2.6 MM TINNED BOX | 0
613 | 2499810000 | PCB PLUG-IN CONNECTOR MALE HEADER MIDDLE SCREW FLANGE THT/THR SOLDER CONNECTION 7.62 MM N OF POLES: 3 90° SOLDER PIN LENGTH (L): 2.6 MM TINNED BOX | 0
614 | 2499820000 | PCB PLUG-IN CONNECTOR MALE HEADER MIDDLE SCREW FLANGE THT/THR SOLDER CONNECTION 7.62 MM N OF POLES: 3 90° SOLDER PIN LENGTH (L): 2.6 MM TINNED BOX | 0
615 | 2499840000 | PCB PLUG-IN CONNECTOR MALE HEADER MIDDLE SCREW FLANGE THT/THR SOLDER CONNECTION 7.62 MM N OF POLES: 4 90° SOLDER PIN LENGTH (L): 2.6 MM TINNED BOX | 0
616 | 2499830000 | PCB PLUG-IN CONNECTOR MALE HEADER MIDDLE SCREW FLANGE THT/THR SOLDER CONNECTION 7.62 MM N OF POLES: 4 90° SOLDER PIN LENGTH (L): 2.6 MM TINNED BOX | 0
617 | 2499850000 | PCB PLUG-IN CONNECTOR MALE HEADER MIDDLE SCREW FLANGE THT/THR SOLDER CONNECTION 7.62 MM N OF POLES: 4 90° SOLDER PIN LENGTH (L): 2.6 MM TINNED BOX | 0
618 | 2499860000 | PCB PLUG-IN CONNECTOR MALE HEADER MIDDLE SCREW FLANGE THT/THR SOLDER CONNECTION 7.62 MM N OF POLES: 5 90° SOLDER PIN LENGTH (L): 2.6 MM TINNED BOX | 0
619 | 2499890000 | PCB PLUG-IN CONNECTOR MALE HEADER MIDDLE SCREW FLANGE THT/THR SOLDER CONNECTION 7.62 MM N OF POLES: 5 90° SOLDER PIN LENGTH (L): 2.6 MM TINNED BOX | 0
620 | 2499880000 | PCB PLUG-IN CONNECTOR MALE HEADER MIDDLE SCREW FLANGE THT/THR SOLDER CONNECTION 7.62 MM N OF POLES: 5 90° SOLDER PIN LENGTH (L): 2.6 MM TINNED BOX | 0
621 | 2499360000 | PCB PLUG-IN CONNECTOR MALE HEADER CLOSED SIDE THT/THR SOLDER CONNECTION 7.62 MM N OF POLES: 5 270° SOLDER PIN LENGTH (L): 2.6 MM TINNED BOX | 0
622 | 2499330000 | PCB PLUG-IN CONNECTOR MALE HEADER CLOSED SIDE THT/THR SOLDER CONNECTION 7.62 MM N OF POLES: 2 270° SOLDER PIN LENGTH (L): 2.6 MM TINNED BOX | 0
623 | 2499350000 | PCB PLUG-IN CONNECTOR MALE HEADER CLOSED SIDE THT/THR SOLDER CONNECTION 7.62 MM N OF POLES: 4 270° SOLDER PIN LENGTH (L): 2.6 MM TINNED BOX | 0
624 | 2499590000 | PCB PLUG-IN CONNECTOR MALE HEADER FLANGE THT/THR SOLDER CONNECTION 7.62 MM N OF POLES: 5 90° SOLDER PIN LENGTH (L): 2.6 MM TINNED BOX | 0
625 | 2499580000 | PCB PLUG-IN CONNECTOR MALE HEADER FLANGE THT/THR SOLDER CONNECTION 7.62 MM N OF POLES: 4 90° SOLDER PIN LENGTH (L): 2.6 MM TINNED BOX | 0
626 | 2499540000 | PCB PLUG-IN CONNECTOR MALE HEADER FLANGE THT/THR SOLDER CONNECTION 7.62 MM N OF POLES: 2 270° SOLDER PIN LENGTH (L): 2.6 MM TINNED BOX | 0
627 | 2499520000 | PCB PLUG-IN CONNECTOR MALE HEADER FLANGE THT/THR SOLDER CONNECTION 7.62 MM N OF POLES: 2 90° SOLDER PIN LENGTH (L): 2.6 MM TINNED BOX | 0
628 | 2499640000 | PCB PLUG-IN CONNECTOR MALE HEADER SOLDER FLANGE THT/THR SOLDER CONNECTION 7.62 MM N OF POLES: 2 90° SOLDER PIN LENGTH (L): 2.6 MM TINNED BOX | 0
629 | 2499570000 | PCB PLUG-IN CONNECTOR MALE HEADER FLANGE THT/THR SOLDER CONNECTION 7.62 MM N OF POLES: 3 90° SOLDER PIN LENGTH (L): 2.6 MM TINNED BOX | 0
630 | 2499660000 | PCB PLUG-IN CONNECTOR MALE HEADER SOLDER FLANGE THT/THR SOLDER CONNECTION 7.62 MM N OF POLES: 4 90° SOLDER PIN LENGTH (L): 2.6 MM TINNED BOX | 0
631 | 2499650000 | PCB PLUG-IN CONNECTOR MALE HEADER SOLDER FLANGE THT/THR SOLDER CONNECTION 7.62 MM N OF POLES: 3 90° SOLDER PIN LENGTH (L): 2.6 MM TINNED BOX | 0
632 | 2499690000 | PCB PLUG-IN CONNECTOR MALE HEADER SOLDER SCREW FLANGE THT/THR SOLDER CONNECTION 7.62 MM N OF POLES: 3 90° SOLDER PIN LENGTH (L): 2.6 MM TINNED BOX | 0
633 | 2499920000 | PCB PLUG-IN CONNECTOR MALE HEADER FLANGE THT/THR SOLDER CONNECTION 7.62 MM N OF POLES: 4 270° SOLDER PIN LENGTH (L): 2.6 MM TINNED BOX | 0
634 | 2499680000 | PCB PLUG-IN CONNECTOR MALE HEADER SOLDER SCREW FLANGE THT/THR SOLDER CONNECTION 7.62 MM N OF POLES: 2 90° SOLDER PIN LENGTH (L): 2.6 MM TINNED BOX | 0
635 | 2499670000 | PCB PLUG-IN CONNECTOR MALE HEADER SOLDER FLANGE THT/THR SOLDER CONNECTION 7.62 MM N OF POLES: 5 90° SOLDER PIN LENGTH (L): 2.6 MM TINNED BOX | 0
636 | 2499930000 | PCB PLUG-IN CONNECTOR MALE HEADER FLANGE THT/THR SOLDER CONNECTION 7.62 MM N OF POLES: 5 270° SOLDER PIN LENGTH (L): 2.6 MM TINNED BOX | 0
637 | 2499700000 | PCB PLUG-IN CONNECTOR MALE HEADER SOLDER SCREW FLANGE THT/THR SOLDER CONNECTION 7.62 MM N OF POLES: 4 90° SOLDER PIN LENGTH (L): 2.6 MM TINNED BOX | 0
638 | 2499710000 | PCB PLUG-IN CONNECTOR MALE HEADER SOLDER SCREW FLANGE THT/THR SOLDER CONNECTION 7.62 MM N OF POLES: 5 90° SOLDER PIN LENGTH (L): 2.6 MM TINNED BOX | 0
639 | 2499910000 | PCB PLUG-IN CONNECTOR MALE HEADER FLANGE THT/THR SOLDER CONNECTION 7.62 MM N OF POLES: 3 270° SOLDER PIN LENGTH (L): 2.6 MM TINNED BOX | 0
640 | 2499600000 | PCB PLUG-IN CONNECTOR MALE HEADER SCREW FLANGE THT/THR SOLDER CONNECTION 7.62 MM N OF POLES: 2 90° SOLDER PIN LENGTH (L): 2.6 MM TINNED BOX | 0
641 | 2499610000 | PCB PLUG-IN CONNECTOR MALE HEADER SCREW FLANGE THT/THR SOLDER CONNECTION 7.62 MM N OF POLES: 3 90° SOLDER PIN LENGTH (L): 2.6 MM TINNED BOX | 0
642 | 2499620000 | PCB PLUG-IN CONNECTOR MALE HEADER SCREW FLANGE THT/THR SOLDER CONNECTION 7.62 MM N OF POLES: 4 90° SOLDER PIN LENGTH (L): 2.6 MM TINNED BOX | 0
643 | 2499960000 | PCB PLUG-IN CONNECTOR MALE HEADER SCREW FLANGE THT/THR SOLDER CONNECTION 7.62 MM N OF POLES: 4 270° SOLDER PIN LENGTH (L): 2.6 MM TINNED BOX | 0
644 | 2499950000 | PCB PLUG-IN CONNECTOR MALE HEADER SCREW FLANGE THT/THR SOLDER CONNECTION 7.62 MM N OF POLES: 3 270° SOLDER PIN LENGTH (L): 2.6 MM TINNED BOX | 0
645 | 2499970000 | PCB PLUG-IN CONNECTOR MALE HEADER MIDDLE SCREW FLANGE THT/THR SOLDER CONNECTION 7.62 MM N OF POLES: 5 270° SOLDER PIN LENGTH (L): 2.6 MM TINNED BOX | 0
646 | 2499340000 | PCB PLUG-IN CONNECTOR MALE HEADER CLOSED SIDE THT/THR SOLDER CONNECTION 7.62 MM N OF POLES: 3 270° SOLDER PIN LENGTH (L): 2.6 MM TINNED BOX | 0
647 | 2560930000 | HDC ENCLOSURES SIZE: 6 PROTECTION DEGREE: IP65 (IN PLUGGED CONDITION) BASE HOUSING SIDE-LOCKING CLAMP ON LOWER SIDE SDARD SIZE OF CABLE ENTRIES: M 25 | 6
648 | 2559900000 | HDC ENCLOSURES SIZE: 6 PROTECTION DEGREE: IP65 (IN PLUGGED CONDITION) COUPLING HOUSING SIDE-LOCKING CLAMP ON LOWER SIDE HIGH SIZE OF CABLE ENTRIES: PG 29 | 6
649 | 2561020000 | HDC ENCLOSURES SIZE: 6 PROTECTION DEGREE: IP65 (IN PLUGGED CONDITION) BASE HOUSING SIDE-LOCKING CLAMP ON LOWER SIDE HIGH SIZE OF CABLE ENTRIES: PG 21 | 6
650 | 2560950000 | HDC ENCLOSURES SIZE: 6 PROTECTION DEGREE: IP65 (IN PLUGGED CONDITION) BASE HOUSING SIDE-LOCKING CLAMP ON LOWER SIDE SDARD SIZE OF CABLE ENTRIES: PG 21 | 6
651 | 2560940000 | HDC ENCLOSURES SIZE: 6 PROTECTION DEGREE: IP65 (IN PLUGGED CONDITION) BASE HOUSING SIDE-LOCKING CLAMP ON LOWER SIDE SDARD SIZE OF CABLE ENTRIES: PG 21 | 6
652 | 2560750000 | HDC ENCLOSURES SIZE: 8 PROTECTION DEGREE: IP65 (IN PLUGGED CONDITION) BASE HOUSING SIDE-LOCKING CLAMP ON LOWER SIDE SDARD SIZE OF CABLE ENTRIES: M 25 | 6
653 | 2560970000 | HDC ENCLOSURES SIZE: 8 PROTECTION DEGREE: IP65 (IN PLUGGED CONDITION) BASE HOUSING SIDE-LOCKING CLAMP ON LOWER SIDE SDARD SIZE OF CABLE ENTRIES: M 25 | 6
654 | 2499630000 | PCB PLUG-IN CONNECTOR MALE HEADER SCREW FLANGE THT/THR SOLDER CONNECTION 7.62 MM N OF POLES: 5 90° SOLDER PIN LENGTH (L): 2.6 MM TINNED BOX | 0
655 | 2500390000 | PCB PLUG-IN CONNECTOR MALE HEADER MIDDLE SCREW FLANGE THT/THR SOLDER CONNECTION 7.62 MM N OF POLES: 5 270° SOLDER PIN LENGTH (L): 2.6 MM TINNED BOX | 0
656 | 2500350000 | PCB PLUG-IN CONNECTOR MALE HEADER MIDDLE SCREW FLANGE THT/THR SOLDER CONNECTION 7.62 MM N OF POLES: 4 270° SOLDER PIN LENGTH (L): 2.6 MM TINNED BOX | 0
657 | 2500380000 | PCB PLUG-IN CONNECTOR MALE HEADER MIDDLE SCREW FLANGE THT/THR SOLDER CONNECTION 7.62 MM N OF POLES: 5 270° SOLDER PIN LENGTH (L): 2.6 MM TINNED BOX | 0
658 | 2559480000 | PCB PLUG-IN CONNECTOR MALE HEADER FLANGE THT SOLDER CONNECTION 3.50 MM N OF POLES: 42 90° SOLDER PIN LENGTH (L): 3.5 MM TINNED BOX | 0
659 | 2559790000 | PCB PLUG-IN CONNECTOR MALE HEADER CLOSED SIDE THT SOLDER CONNECTION 3.50 MM N OF POLES: 44 90° SOLDER PIN LENGTH (L): 3.5 MM TINNED ORANGE BOX | 0
660 | 2559800000 | PCB PLUG-IN CONNECTOR MALE HEADER CLOSED SIDE THT SOLDER CONNECTION 3.50 MM N OF POLES: 38 90° SOLDER PIN LENGTH (L): 3.5 MM TINNED BOX | 0
661 | 2559490000 | PCB PLUG-IN CONNECTOR MALE HEADER FLANGE THT SOLDER CONNECTION 3.50 MM N OF POLES: 44 90° SOLDER PIN LENGTH (L): 3.5 MM TINNED BOX | 0
662 | 2559430000 | PCB PLUG-IN CONNECTOR MALE HEADER FLANGE THT SOLDER CONNECTION 3.50 MM N OF POLES: 42 90° SOLDER PIN LENGTH (L): 3.5 MM TINNED ORANGE BOX | 0
663 | 2559440000 | PCB PLUG-IN CONNECTOR MALE HEADER FLANGE THT SOLDER CONNECTION 3.50 MM N OF POLES: 44 90° SOLDER PIN LENGTH (L): 3.5 MM TINNED ORANGE BOX | 0
664 | 2559500000 | PCB PLUG-IN CONNECTOR MALE HEADER FLANGE THT SOLDER CONNECTION 3.50 MM N OF POLES: 46 90° SOLDER PIN LENGTH (L): 3.5 MM TINNED BOX | 0
665 | 2559770000 | PCB PLUG-IN CONNECTOR MALE HEADER CLOSED SIDE THT SOLDER CONNECTION 3.50 MM N OF POLES: 40 90° SOLDER PIN LENGTH (L): 3.5 MM TINNED ORANGE BOX | 0
666 | 2559810000 | PCB PLUG-IN CONNECTOR MALE HEADER CLOSED SIDE THT SOLDER CONNECTION 3.50 MM N OF POLES: 40 90° SOLDER PIN LENGTH (L): 3.5 MM TINNED BOX | 0
667 | 2559840000 | PCB PLUG-IN CONNECTOR MALE HEADER CLOSED SIDE THT SOLDER CONNECTION 3.50 MM N OF POLES: 46 90° SOLDER PIN LENGTH (L): 3.5 MM TINNED BOX | 0
668 | 2559780000 | PCB PLUG-IN CONNECTOR MALE HEADER CLOSED SIDE THT SOLDER CONNECTION 3.50 MM N OF POLES: 42 90° SOLDER PIN LENGTH (L): 3.5 MM TINNED ORANGE BOX | 0
669 | 2559450000 | PCB PLUG-IN CONNECTOR MALE HEADER FLANGE THT SOLDER CONNECTION 3.50 MM N OF POLES: 46 90° SOLDER PIN LENGTH (L): 3.5 MM TINNED ORANGE BOX | 0
670 | 2559850000 | PCB PLUG-IN CONNECTOR MALE HEADER CLOSED SIDE THT SOLDER CONNECTION 3.50 MM N OF POLES: 46 90° SOLDER PIN LENGTH (L): 3.5 MM TINNED ORANGE BOX | 0
671 | 2559820000 | PCB PLUG-IN CONNECTOR MALE HEADER CLOSED SIDE THT SOLDER CONNECTION 3.50 MM N OF POLES: 42 90° SOLDER PIN LENGTH (L): 3.5 MM TINNED BOX | 0
672 | 2559830000 | PCB PLUG-IN CONNECTOR MALE HEADER CLOSED SIDE THT SOLDER CONNECTION 3.50 MM N OF POLES: 44 90° SOLDER PIN LENGTH (L): 3.5 MM TINNED BOX | 0
673 | 7789891030 | PRE-ASSEMBLED CABLE PAC CABLE LIYCY 0.34 MM² | 2
674 | 2561060000 | HDC ENCLOSURES SIZE: 8 PROTECTION DEGREE: IP65 (IN PLUGGED CONDITION) BASE HOUSING SIDE-LOCKING CLAMP ON LOWER SIDE HIGH SIZE OF CABLE ENTRIES: M 32 | 6
675 | 2561050000 | HDC ENCLOSURES SIZE: 8 PROTECTION DEGREE: IP65 (IN PLUGGED CONDITION) BASE HOUSING SIDE-LOCKING CLAMP ON LOWER SIDE HIGH SIZE OF CABLE ENTRIES: M 32 | 6
676 | 2561040000 | HDC ENCLOSURES SIZE: 6 PROTECTION DEGREE: IP65 (IN PLUGGED CONDITION) BASE HOUSING SIDE-LOCKING CLAMP ON LOWER SIDE HIGH SIZE OF CABLE ENTRIES: PG 21 | 6
677 | 2561030000 | HDC ENCLOSURES SIZE: 6 PROTECTION DEGREE: IP65 (IN PLUGGED CONDITION) BASE HOUSING SIDE-LOCKING CLAMP ON LOWER SIDE HIGH SIZE OF CABLE ENTRIES: PG 21 | 6
678 | 2559890000 | HDC ENCLOSURES SIZE: 6 PROTECTION DEGREE: IP65 (IN PLUGGED CONDITION) COUPLING HOUSING SIDE-LOCKING CLAMP ON LOWER SIDE HIGH SIZE OF CABLE ENTRIES: PG 29 | 6
679 | 2587730000 | DAE (VENTILATION ELEMENT) COMPENSATING ELEMENT M 20 6 MM IP66 IP68 IP69K POLYAMIDE 6 | 646
680 | 8941350002 | SYSTEM CABLE RJ45 IP 20 RJ45 IP 20 CAT.6A / CLASS EA (ISO/IEC 11801 2010) PUR 0.2 M | 14
681 | 8941350008 | SYSTEM CABLE RJ45 IP 20 RJ45 IP 20 CAT.6A / CLASS EA (ISO/IEC 11801 2010) PUR 0.8 M | 14
682 | 8876443500 | DRAGLINE CABLE SC DUPLEX IP 20 SC DUPLEX IP 20 62.5 ΜM PUR 350 M | 215
683 | 2494450020 | SYSTEM CABLE RJ45 IP 67 ROCKSTAR V05 METAL RJ45 IP 67 ROCKSTAR V05 METAL CAT.6A / CLASS EA (ISO/IEC 11801 2010) PUR 2 M | 39
684 | 2714590000 | SYSTEM CABLE RJ45 IP 67 ROCKSTAR V05 METAL OPEN CAT.6A / CLASS EA (ISO/IEC 11801 2010) PUR 2 M | 39
685 | 2716710000 | SYSTEM CABLE RJ45 IP 20 OPEN CAT.5 (ISO/IEC 11801) / CAT.5E (TIA T568-B) PUR 15 M | 11
686 | 2716900000 | DRAGLINE CABLE SC DUPLEX IP 20 SC IP 67 BAYONET V01 PLASTIC 50 ΜM PUR 5 M | 227
687 | 2716910000 | SYSTEM CABLE RJ45 IP 20 RJ45 IP 67 BAYONET V01 PLASTIC CAT.5 (ISO/IEC 11801) / CAT.5E (TIA T568-B) PVC 5 M | 11
688 | 2712760000 | PLUG 2.5 MM² 800 24 A N OF POLES: 5 GREEN | 170
689 | 2712810000 | PLUG 2.5 MM² 800 24 A N OF POLES: 10 GREEN | 170
690 | 2712800000 | PLUG 2.5 MM² 800 24 A N OF POLES: 9 GREEN | 170
691 | 2712740000 | PLUG 2.5 MM² 800 24 A N OF POLES: 3 GREEN | 170
692 | 2712780000 | PLUG 2.5 MM² 800 24 A N OF POLES: 7 GREEN | 170
693 | 2712790000 | PLUG 2.5 MM² 800 24 A N OF POLES: 8 GREEN | 170
694 | 2712770000 | PLUG 2.5 MM² 800 24 A N OF POLES: 6 GREEN | 170
695 | 2718760000 | SYSTEM CABLE RJ45 IP 20 RJ45 IP 20 CAT.6A / CLASS EA (ISO/IEC 11801 2010) PVC 5 M | 14
696 | 2718730000 | SYSTEM CABLE RJ45 IP 20 RJ45 IP 67 ROCKSTAR V05 METAL CAT.6A / CLASS EA (ISO/IEC 11801 2010) PVC 2 M | 14
697 | 2718750000 | SYSTEM CABLE RJ45 IP 20 RJ45 IP 67 ROCKSTAR V05 METAL CAT.6A / CLASS EA (ISO/IEC 11801 2010) PVC 3 M | 14
698 | 2715530000 | ACCESSORIES SOCKET | 127
699 | 2713810000 | THM DEVICE MARKERS 6.5 X 18 MM | 293
700 | 2576460150 | DRAGLINE CABLE PROFINET | 626
701 | 2729230000 | PHOTOVOLTAICS | 255
702 | 2728210000 | PRIMARY CURRENT: 5000 A SECONDARY CURRENT MAX.: 5 A LOAD: 15 VA TOLERANCE CLASS: 1 DETACHABLE CURRENT TRANSFORMER | 41
703 | 2728190000 | PRIMARY CURRENT: 4000 A SECONDARY CURRENT MAX.: 5 A LOAD: 15 VA TOLERANCE CLASS: 1 DETACHABLE CURRENT TRANSFORMER | 41
704 | 2728170000 | PRIMARY CURRENT: 2500 A SECONDARY CURRENT MAX.: 5 A LOAD: 15 VA TOLERANCE CLASS: 1 DETACHABLE CURRENT TRANSFORMER | 41
705 | 2728180000 | PRIMARY CURRENT: 3000 A SECONDARY CURRENT MAX.: 5 A LOAD: 15 VA TOLERANCE CLASS: 1 DETACHABLE CURRENT TRANSFORMER | 41
706 | 2719780000 | PLUG 1.5 MM² 500 17.5 A N OF POLES: 6 DARK GREEN | 389
707 | 2719810000 | PLUG 1.5 MM² 500 17.5 A N OF POLES: 8 DARK GREEN | 389
708 | 2719830000 | PLUG 1.5 MM² 500 17.5 A N OF POLES: 10 DARK GREEN | 389
709 | 2719770000 | PLUG 1.5 MM² 500 17.5 A N OF POLES: 5 DARK GREEN | 389
710 | 2719820000 | PLUG 1.5 MM² 500 17.5 A N OF POLES: 9 DARK GREEN | 389
711 | 2719740000 | PLUG 1.5 MM² 500 17.5 A N OF POLES: 3 DARK GREEN | 389
712 | 2715740000 | BLANKING PLUGS M 16 X 1.5 15 MM POLYAMIDE 6 (PA 6) | 562
713 | 2715790000 | BLANKING PLUGS M 50 X 1.5 18 MM POLYAMIDE 6 (PA 6) | 562
714 | 2715760000 | BLANKING PLUGS M 25 X 1.5 15 MM POLYAMIDE 6 (PA 6) | 562
715 | 2715780000 | BLANKING PLUGS M 40 X 1.5 18 MM POLYAMIDE 6 (PA 6) | 562
716 | 2722020000 | VG EXE 7J (EX PLASTIC CABLE GLAND 7J EXE) CABLE GLANDS M 32 15 MM OD MIN. 19 - OD MAX. 25 MM IP54 IP66 IP67 IP68 - 5 BAR (30 MIN.) POLYAMIDE 6 | 8
717 | 2722000000 | VG EXE 7J (EX PLASTIC CABLE GLAND 7J EXE) CABLE GLANDS M 25 10 MM OD MIN. 14 - OD MAX. 18 MM IP54 IP66 IP67 IP68 - 5 BAR (30 MIN.) POLYAMIDE 6 | 8
718 | 2721980000 | VG EXE 7J (EX PLASTIC CABLE GLAND 7J EXE) CABLE GLANDS M 20 10 MM OD MIN. 11 - OD MAX. 14 MM IP54 IP66 IP67 IP68 - 5 BAR (30 MIN.) POLYAMIDE 6 | 8
719 | 2722010000 | VG EXE 7J (EX PLASTIC CABLE GLAND 7J EXE) CABLE GLANDS M 32 10 MM OD MIN. 16 - OD MAX. 21 MM IP54 IP66 IP67 IP68 - 5 BAR (30 MIN.) POLYAMIDE 6 | 8
720 | 2721970000 | VG EXE 7J (EX PLASTIC CABLE GLAND 7J EXE) CABLE GLANDS M 20 10 MM OD MIN. 7 - OD MAX. 13 MM IP54 IP66 IP67 IP68 - 5 BAR (30 MIN.) POLYAMIDE 6 | 8
721 | 2721960000 | VG EXE 7J (EX PLASTIC CABLE GLAND 7J EXE) CABLE GLANDS M 20 10 MM OD MIN. 7 - OD MAX. 12 MM IP54 IP66 IP67 IP68 - 5 BAR (30 MIN.) POLYAMIDE 6 | 8
722 | 2721940000 | VG EXE 7J (EX PLASTIC CABLE GLAND 7J EXE) CABLE GLANDS M 16 10 MM OD MIN. 5 - OD MAX. 8 MM IP54 IP66 IP67 IP68 - 5 BAR (30 MIN.) POLYAMIDE 6 | 8
723 | 2721950000 | VG EXE 7J (EX PLASTIC CABLE GLAND 7J EXE) CABLE GLANDS M 16 10 MM OD MIN. 6 - OD MAX. 10 MM IP54 IP66 IP67 IP68 - 5 BAR (30 MIN.) POLYAMIDE 6 | 8
724 | 2729520000 | DAE (VENTILATION ELEMENT) COMPENSATING ELEMENT M 12 6 MM POLYAMIDE 6 | 808
725 | 2729530000 | DAE (VENTILATION ELEMENT) COMPENSATING ELEMENT M 12 10 MM POLYAMIDE 6 | 808
726 | 2559400000 | PCB PLUG-IN CONNECTOR MALE HEADER FLANGE THT SOLDER CONNECTION 3.50 MM N OF POLES: 44 180° SOLDER PIN LENGTH (L): 3.5 MM TINNED BOX | 0
727 | 2559290000 | PCB PLUG-IN CONNECTOR MALE HEADER CLOSED SIDE THT SOLDER CONNECTION 3.50 MM N OF POLES: 42 180° SOLDER PIN LENGTH (L): 3.5 MM TINNED BOX | 0
728 | 2559260000 | PCB PLUG-IN CONNECTOR MALE HEADER CLOSED SIDE THT SOLDER CONNECTION 3.50 MM N OF POLES: 46 180° SOLDER PIN LENGTH (L): 3.5 MM TINNED ORANGE BOX | 0
729 | 2559310000 | PCB PLUG-IN CONNECTOR MALE HEADER CLOSED SIDE THT SOLDER CONNECTION 3.50 MM N OF POLES: 46 180° SOLDER PIN LENGTH (L): 3.5 MM TINNED BOX | 0
730 | 2559380000 | PCB PLUG-IN CONNECTOR MALE HEADER FLANGE THT SOLDER CONNECTION 3.50 MM N OF POLES: 40 180° SOLDER PIN LENGTH (L): 3.5 MM TINNED BOX | 0
731 | 2559250000 | PCB PLUG-IN CONNECTOR MALE HEADER CLOSED SIDE THT SOLDER CONNECTION 3.50 MM N OF POLES: 44 180° SOLDER PIN LENGTH (L): 3.5 MM TINNED ORANGE BOX | 0
732 | 2559300000 | PCB PLUG-IN CONNECTOR MALE HEADER CLOSED SIDE THT SOLDER CONNECTION 3.50 MM N OF POLES: 44 180° SOLDER PIN LENGTH (L): 3.5 MM TINNED BOX | 0
733 | 2559370000 | PCB PLUG-IN CONNECTOR MALE HEADER FLANGE THT SOLDER CONNECTION 3.50 MM N OF POLES: 38 180° SOLDER PIN LENGTH (L): 3.5 MM TINNED BOX | 0
734 | 2559390000 | PCB PLUG-IN CONNECTOR MALE HEADER FLANGE THT SOLDER CONNECTION 3.50 MM N OF POLES: 42 180° SOLDER PIN LENGTH (L): 3.5 MM TINNED BOX | 0
735 | 2559340000 | PCB PLUG-IN CONNECTOR MALE HEADER FLANGE THT SOLDER CONNECTION 3.50 MM N OF POLES: 42 180° SOLDER PIN LENGTH (L): 3.5 MM TINNED ORANGE BOX | 0
736 | 2559280000 | PCB PLUG-IN CONNECTOR MALE HEADER CLOSED SIDE THT SOLDER CONNECTION 3.50 MM N OF POLES: 40 180° SOLDER PIN LENGTH (L): 3.5 MM TINNED BOX | 0
737 | 2559270000 | PCB PLUG-IN CONNECTOR MALE HEADER CLOSED SIDE THT SOLDER CONNECTION 3.50 MM N OF POLES: 38 180° SOLDER PIN LENGTH (L): 3.5 MM TINNED BOX | 0
738 | 2559350000 | PCB PLUG-IN CONNECTOR MALE HEADER FLANGE THT SOLDER CONNECTION 3.50 MM N OF POLES: 44 180° SOLDER PIN LENGTH (L): 3.5 MM TINNED ORANGE BOX | 0
739 | 2559360000 | PCB PLUG-IN CONNECTOR MALE HEADER FLANGE THT SOLDER CONNECTION 3.50 MM N OF POLES: 46 180° SOLDER PIN LENGTH (L): 3.5 MM TINNED ORANGE BOX | 0
740 | 2559410000 | PCB PLUG-IN CONNECTOR MALE HEADER FLANGE THT SOLDER CONNECTION 3.50 MM N OF POLES: 46 180° SOLDER PIN LENGTH (L): 3.5 MM TINNED BOX | 0
741 | 2559240000 | PCB PLUG-IN CONNECTOR MALE HEADER CLOSED SIDE THT SOLDER CONNECTION 3.50 MM N OF POLES: 42 180° SOLDER PIN LENGTH (L): 3.5 MM TINNED ORANGE BOX | 0
742 | 2560790000 | HDC ENCLOSURES SIZE: 8 PROTECTION DEGREE: IP65 (IN PLUGGED CONDITION) BASE HOUSING SIDE-LOCKING CLAMP ON LOWER SIDE HIGH SIZE OF CABLE ENTRIES: M 32 | 6
743 | 2560770000 | HDC ENCLOSURES SIZE: 6 PROTECTION DEGREE: IP65 (IN PLUGGED CONDITION) BASE HOUSING SIDE-LOCKING CLAMP ON LOWER SIDE HIGH SIZE OF CABLE ENTRIES: PG 21 | 6
744 | 2514630000 | SIGNAL CONVERTER/ISOLATOR HART® INPUT : 0(4)-20 MA OUTPUT : 2 X 0(4) - 20 MA VOLTAGE SUPPLY ALSO VIA CH20M RAIL BUS | 180
745 | 2514640000 | SIGNAL CONVERTER/ISOLATOR INPUT : 0(4)-20 MA OUTPUT : 0-10 V VOLTAGE SUPPLY ALSO VIA CH20M RAIL BUS | 180
746 | 2514620000 | SIGNAL CONVERTER/ISOLATOR HART® INPUT : 0(4)-20 MA OUTPUT : 0(4)-20 MA VOLTAGE SUPPLY ALSO VIA CH20M RAIL BUS | 180
747 | 2514650000 | SIGNAL CONVERTER/ISOLATOR HART® INPUT : 2 X 0(4) - 20 MA OUTPUT : 0(4)-20 MA VOLTAGE SUPPLY ALSO VIA CH20M RAIL BUS | 180
748 | 2473940000 | HDC ENCLOSURES SIZE: 8 PROTECTION DEGREE: IP68 IP69K IP68 (IN PLUGGED CONDITION) COVER CLAMPING YOKE CONNECTION | 6
749 | 8000050562 | PHOTOVOLTAICS ASSEMBLED ENCLOSURE COMBINER BOX WITH FUSE HOLDER SURGE PROTECTION II CABLE GLAND FOR WALL MOUNTING SWITCH DISCONNECTOR | 102
750 | 8000050559 | PHOTOVOLTAICS ASSEMBLED ENCLOSURE COMBINER BOX WITH FUSE HOLDER SURGE PROTECTION II CABLE GLAND FOR WALL MOUNTING SWITCH DISCONNECTOR CURRENT MONITORING | 102
751 | 8000050556 | PHOTOVOLTAICS ASSEMBLED ENCLOSURE COMBINER BOX WITH FUSE HOLDER SURGE PROTECTION II CABLE GLAND FOR WALL MOUNTING SWITCH DISCONNECTOR | 102
752 | 2717810015 | DRAGLINE CABLE M8 P-CODE - IP67 ANGELED PIN M8 P-CODE - IP67 ANGELED SOCKET CAT. 5E PUR 1.5 M | 90
753 | 2717790015 | DRAGLINE CABLE M8 P-CODE - IP67 STRAIGHT PIN M8 P-CODE - IP67 STRAIGHT SOCKET CAT. 5E PUR 1.5 M | 11
754 | 2717800015 | DRAGLINE CABLE M8 P-CODE - IP67 ANGELED PIN M8 P-CODE - IP67 ANGELED PIN CAT. 5E PUR 1.5 M | 11
755 | 2717740300 | DRAGLINE CABLE M8 P-CODE - IP67 STRAIGHT SOCKET OPEN CAT. 5E PUR 30 M | 539
756 | 2717780015 | DRAGLINE CABLE M8 P-CODE - IP67 STRAIGHT PIN M8 P-CODE - IP67 STRAIGHT PIN CAT. 5E PUR 1.5 M | 11
757 | 2717740015 | DRAGLINE CABLE M8 P-CODE - IP67 STRAIGHT SOCKET OPEN CAT. 5E PUR 1.5 M | 11
758 | 2717740030 | DRAGLINE CABLE M8 P-CODE - IP67 STRAIGHT SOCKET OPEN CAT. 5E PUR 3 M | 539
759 | 2717760015 | DRAGLINE CABLE M8 P-CODE - IP67 ANGELED SOCKET OPEN CAT. 5E PUR 1.5 M | 539
760 | 2717750100 | DRAGLINE CABLE M8 P-CODE - IP67 STRAIGHT PIN OPEN CAT. 5E PUR | 539
761 | 2717750075 | DRAGLINE CABLE M8 P-CODE - IP67 STRAIGHT PIN OPEN CAT. 5E PUR 7.5 M | 11
762 | 2717750300 | DRAGLINE CABLE M8 P-CODE - IP67 STRAIGHT PIN OPEN CAT. 5E PUR 30 M | 11
763 | 2717750015 | DRAGLINE CABLE M8 P-CODE - IP67 STRAIGHT PIN OPEN CAT. 5E PUR 1.5 M | 11
764 | 2717790200 | DRAGLINE CABLE M8 P-CODE - IP67 STRAIGHT PIN M8 P-CODE - IP67 STRAIGHT SOCKET CAT. 5E PUR 20 M | 11
765 | 2717810050 | DRAGLINE CABLE M8 P-CODE - IP67 ANGELED PIN M8 P-CODE - IP67 ANGELED SOCKET CAT. 5E PUR 5 M | 90
766 | 2717790100 | DRAGLINE CABLE M8 P-CODE - IP67 STRAIGHT PIN M8 P-CODE - IP67 STRAIGHT SOCKET CAT. 5E PUR | 11
767 | 2717790300 | DRAGLINE CABLE M8 P-CODE - IP67 STRAIGHT PIN M8 P-CODE - IP67 STRAIGHT SOCKET CAT. 5E PUR 30 M | 11
768 | 2717810100 | DRAGLINE CABLE M8 P-CODE - IP67 ANGELED PIN M8 P-CODE - IP67 ANGELED SOCKET CAT. 5E PUR | 539
769 | 2717790075 | DRAGLINE CABLE M8 P-CODE - IP67 STRAIGHT PIN M8 P-CODE - IP67 STRAIGHT SOCKET CAT. 5E PUR 7.5 M | 11
770 | 2717790050 | DRAGLINE CABLE M8 P-CODE - IP67 STRAIGHT PIN M8 P-CODE - IP67 STRAIGHT SOCKET CAT. 5E PUR 5 M | 11
771 | 2717790030 | DRAGLINE CABLE M8 P-CODE - IP67 STRAIGHT PIN M8 P-CODE - IP67 STRAIGHT SOCKET CAT. 5E PUR 3 M | 11
772 | 2729580000 | HDC INSERT PIN MALE 500 V 16 A N OF POLES: 64 CRIMP CONNECTION SIZE: 8 | 25
773 | 2729590000 | HDC INSERT FEMALE 500 V 16 A N OF POLES: 64 CRIMP CONNECTION SIZE: 8 | 25
774 | 2717770030 | DRAGLINE CABLE M8 P-CODE - IP67 ANGELED PIN OPEN CAT. 5E PUR 3 M | 539
775 | 2717770100 | DRAGLINE CABLE M8 P-CODE - IP67 ANGELED PIN OPEN CAT. 5E PUR | 539
776 | 2717770075 | DRAGLINE CABLE M8 P-CODE - IP67 ANGELED PIN OPEN CAT. 5E PUR 7.5 M | 472
777 | 2717770050 | DRAGLINE CABLE M8 P-CODE - IP67 ANGELED PIN OPEN CAT. 5E PUR 5 M | 472
778 | 2717770015 | DRAGLINE CABLE M8 P-CODE - IP67 ANGELED PIN OPEN CAT. 5E PUR 1.5 M | 17
779 | 2739610000 | FEED-THROUGH TERMINAL DOUBLE-TIER TERMINAL 2.5 MM² 400 V 24 A | 831
780 | 2739600000 | FEED-THROUGH TERMINAL DOUBLE-TIER TERMINAL 2.5 MM² 400 V 24 A DARK | 15
781 | 2743540000 | CABLE ENTRY PLATE CABTITE (CABLE ENTRY SYSTEM) TPE GREY HEIGHT: 44 MM WIDTH: 142 MM DEPTH: 12 MM -40 °C?90 °C IP54 | 28
782 | 2743620000 | CABLE ENTRY PLATE CABTITE (CABLE ENTRY SYSTEM) TPE GREY HEIGHT: 44 MM WIDTH: 142 MM DEPTH: 12 MM -40 °C?90 °C IP54 | 28
783 | 2743550000 | CABLE ENTRY PLATE CABTITE (CABLE ENTRY SYSTEM) TPE GREY HEIGHT: 44 MM WIDTH: 142 MM DEPTH: 12 MM -40 °C?90 °C IP54 | 28
784 | 2743590000 | CABLE ENTRY PLATE CABTITE (CABLE ENTRY SYSTEM) TPE GREY HEIGHT: 44 MM WIDTH: 142 MM DEPTH: 12 MM -40 °C?90 °C IP54 | 28
785 | 2743560000 | CABLE ENTRY PLATE CABTITE (CABLE ENTRY SYSTEM) TPE GREY HEIGHT: 44 MM WIDTH: 142 MM DEPTH: 12 MM -40 °C?90 °C IP54 | 28
786 | 2743580000 | CABLE ENTRY PLATE CABTITE (CABLE ENTRY SYSTEM) TPE GREY HEIGHT: 44 MM WIDTH: 142 MM DEPTH: 12 MM -40 °C?90 °C IP54 | 28
787 | 2743570000 | CABLE ENTRY PLATE CABTITE (CABLE ENTRY SYSTEM) TPE GREY HEIGHT: 44 MM WIDTH: 142 MM DEPTH: 12 MM -40 °C?90 °C IP54 | 28
788 | 2743600000 | CABLE ENTRY PLATE CABTITE (CABLE ENTRY SYSTEM) TPE GREY HEIGHT: 44 MM WIDTH: 142 MM DEPTH: 12 MM -40 °C?90 °C IP54 | 28
789 | 2743610000 | CABLE ENTRY PLATE CABTITE (CABLE ENTRY SYSTEM) TPE GREY HEIGHT: 44 MM WIDTH: 142 MM DEPTH: 12 MM -40 °C?90 °C IP54 | 28
790 | 2743680000 | CABLE ENTRY PLATE CABTITE (CABLE ENTRY SYSTEM) TPE GREY HEIGHT: 44 MM WIDTH: 142 MM DEPTH: 12 MM -40 °C?90 °C IP54 | 28
791 | 2743670000 | CABLE ENTRY PLATE CABTITE (CABLE ENTRY SYSTEM) TPE GREY HEIGHT: 44 MM WIDTH: 142 MM DEPTH: 12 MM -40 °C?90 °C IP54 | 28
792 | 2743710000 | CABLE ENTRY PLATE CABTITE (CABLE ENTRY SYSTEM) TPE GREY HEIGHT: 44 MM WIDTH: 142 MM DEPTH: 12 MM -40 °C?90 °C IP54 | 28
793 | 2743660000 | CABLE ENTRY PLATE CABTITE (CABLE ENTRY SYSTEM) TPE GREY HEIGHT: 44 MM WIDTH: 142 MM DEPTH: 12 MM -40 °C?90 °C IP54 | 28
794 | 2743630000 | CABLE ENTRY PLATE CABTITE (CABLE ENTRY SYSTEM) TPE GREY HEIGHT: 44 MM WIDTH: 142 MM DEPTH: 12 MM -40 °C?90 °C IP54 | 28
795 | 2743640000 | CABLE ENTRY PLATE CABTITE (CABLE ENTRY SYSTEM) TPE GREY HEIGHT: 44 MM WIDTH: 142 MM DEPTH: 12 MM -40 °C?90 °C IP54 | 28
796 | 2743690000 | CABLE ENTRY PLATE CABTITE (CABLE ENTRY SYSTEM) TPE GREY HEIGHT: 44 MM WIDTH: 142 MM DEPTH: 12 MM -40 °C?90 °C IP54 | 28
797 | 2743650000 | CABLE ENTRY PLATE CABTITE (CABLE ENTRY SYSTEM) TPE GREY HEIGHT: 44 MM WIDTH: 142 MM DEPTH: 12 MM -40 °C?90 °C IP54 | 28
798 | 2743700000 | CABLE ENTRY PLATE CABTITE (CABLE ENTRY SYSTEM) TPE GREY HEIGHT: 44 MM WIDTH: 142 MM DEPTH: 12 MM -40 °C?90 °C IP54 | 28
799 | 7789891020 | PRE-ASSEMBLED CABLE PAC CABLE LIYCY 0.34 MM² | 2
800 | 2728480000 | AUTOMATIC MACHINES | 680
801 | 2728490000 | AUTOMATIC MACHINES CUTTING MACHINE AUTOMATIC STRIPPER AND CRIMPER THERMOTRANSFER PRINTER SOFTWARE | 736
802 | 2735900000 | SURGE VOLTAGE ARRESTER LOW VOLTAGE SURGE PROTECTION TN-S TN-C-S TT IT WITH N UP(L/N-PE) ? 1.5 KV | 1121
803 | 2719060000 | CONDUCTOR AND CABLE MARKERS 1.2 - 1.8 MM 12 X 3.8 MM | 21
804 | 2719050000 | CONDUCTOR AND CABLE MARKERS 1.2 - 1.8 MM 24 X 3.8 MM | 21
805 | 2719080000 | CONDUCTOR AND CABLE MARKERS 1.2 - 1.8 MM 24 X 3.8 MM | 21
806 | 2719040000 | CONDUCTOR AND CABLE MARKERS 1.2 - 1.8 MM 18 X 3.8 MM | 21
807 | 2719030000 | CONDUCTOR AND CABLE MARKERS 1.2 - 1.8 MM 12 X 3.8 MM | 21
808 | 2719070000 | CONDUCTOR AND CABLE MARKERS 1.2 - 1.8 MM | 43
809 | 2023930000 | KLIPPON TB (TERMINAL BOX) FLANGE PLATE HEIGHT: 564 MM WIDTH: 167 MM DEPTH: 3 MM GLAND PLATES: LEFT RIGHT MATERIAL: STAINLESS STEEL 1.4404 ELECTROPOLISHED | 4
810 | 2050060700 | POWER CABLE CONNECTING LINE N OF POLES : 3 (2 + PE) 7 M SHIELDED: NO LED: NO SHEATH MATERIAL: PUR HALOGEN: NO | 0
811 | 2616350000 | Y CONNECTOR | 396
812 | 2616410000 | Y CONNECTOR | 396
813 | 2616420000 | Y CONNECTOR | 396
814 | 2616430000 | Y CONNECTOR | 396
815 | 2616440000 | Y CONNECTOR | 396
816 | 2581730050 | USB CABLE USB A 3.0 USB A 3.0 PVC 5 M | 517
817 | 2581730030 | USB CABLE USB A 3.0 USB A 3.0 PVC 3 M | 517
818 | 2544760000 | TOOLBAG | 1280
819 | 2581730018 | USB CABLE USB A 3.0 USB A 3.0 PVC 1.8 M | 517
820 | 2623920000 | MODULAR DISTRIBUTION TERMINALS 1.5 MM² 250 V 16 A ORANGE | 833
821 | 1059760075 | DRAGLINE CABLE PROFINET M12 D-CODE ? IP 67 ANGLED PIN OPEN CAT.5 (ISO/IEC 11801) / CAT.5E (TIA T568-B) PUR 7.5 M | 11
822 | 2456870000 | SUPPLY MODULE DISTRIBUTES SUPPLY VOLTAGE TO RAIL BUS OPTIONAL CONNECTION OF BACKUP SUPPLY | 779
823 | 2621560000 | CONDUCTOR AND CABLE MARKERS 1.2 - 2.4 MM 24.9 X 4 MM | 21
824 | 2621580000 | CONDUCTOR AND CABLE MARKERS 1.6 - 3.2 MM 24.9 X 5.2 MM | 21
825 | 2621600000 | CONDUCTOR AND CABLE MARKERS 2.4 - 4.8 MM 24.9 X 7.7 MM | 21
826 | 2621620000 | CONDUCTOR AND CABLE MARKERS 3.2 - 6.4 MM 24.9 X 10.3 MM | 21
827 | 2621590000 | CONDUCTOR AND CABLE MARKERS 1.6 - 3.2 MM 24.9 X 5.2 MM | 21
828 | 2621570000 | CONDUCTOR AND CABLE MARKERS 1.2 - 2.4 MM 24.9 X 4 MM | 21
829 | 2621610000 | CONDUCTOR AND CABLE MARKERS 2.4 - 4.8 MM 24.9 X 7.7 MM | 21
830 | 2621780000 | CONDUCTOR AND CABLE MARKERS 2.4 - 4.8 MM 49.8 X 7.7 MM | 21
831 | 2621800000 | CONDUCTOR AND CABLE MARKERS 3.2 - 6.4 MM 49.8 X 10.3 MM | 21
832 | 2621660000 | CONDUCTOR AND CABLE MARKERS 6.4 - 12.7 MM 24.9 X 19.9 MM | 21
833 | 2621700000 | CONDUCTOR AND CABLE MARKERS 12.7 - 25.4 MM 24.9 X 40.5 MM | 21
834 | 2621910000 | CONDUCTOR AND CABLE MARKERS 19.1 - 38.1 MM 49.8 X 60.8 MM | 21
835 | 2621710000 | CONDUCTOR AND CABLE MARKERS 12.7 - 25.4 MM 24.9 X 40.5 MM | 21
836 | 2621670000 | CONDUCTOR AND CABLE MARKERS 6.4 - 12.7 MM 24.9 X 19.9 MM | 21
837 | 2621750000 | CONDUCTOR AND CABLE MARKERS 1.2 - 2.4 MM 49.8 X 4 MM | 21
838 | 2621640000 | CONDUCTOR AND CABLE MARKERS 4.8 - 9.5 MM 24.9 X 15.1 MM | 21
839 | 2621690000 | CONDUCTOR AND CABLE MARKERS 9.5 - 19.1 MM 24.9 X 30.4 MM | 21
840 | 2621680000 | CONDUCTOR AND CABLE MARKERS 9.5 - 19.1 MM 24.9 X 30.4 MM | 21
841 | 2621860000 | CONDUCTOR AND CABLE MARKERS 9.5 - 19.1 MM 49.8 X 30.4 MM | 21
842 | 2621870000 | CONDUCTOR AND CABLE MARKERS 9.5 - 19.1 MM 49.8 X 30.4 MM | 21
843 | 2621820000 | CONDUCTOR AND CABLE MARKERS 4.8 - 9.5 MM 49.8 X 15.1 MM | 21
844 | 2621810000 | CONDUCTOR AND CABLE MARKERS 3.2 - 6.4 MM 49.8 X 10.3 MM | 21
845 | 2621770000 | CONDUCTOR AND CABLE MARKERS 1.6 - 3.2 MM 49.8 X 5.2 MM | 21
846 | 2621720000 | CONDUCTOR AND CABLE MARKERS 19.1 - 38.1 MM 24.9 X 60.8 MM | 21
847 | 2621890000 | CONDUCTOR AND CABLE MARKERS 12.7 - 25.4 MM 49.8 X 40.5 MM | 21
848 | 2621740000 | CONDUCTOR AND CABLE MARKERS 1.2 - 2.4 MM 49.8 X 4 MM | 21
849 | 2621830000 | CONDUCTOR AND CABLE MARKERS 4.8 - 9.5 MM 49.8 X 15.1 MM | 21
850 | 2621760000 | CONDUCTOR AND CABLE MARKERS 1.6 - 3.2 MM 49.8 X 5.2 MM | 21
851 | 2621730000 | CONDUCTOR AND CABLE MARKERS 19.1 - 38.1 MM 24.9 X 60.8 MM | 21
852 | 2621900000 | CONDUCTOR AND CABLE MARKERS 19.1 - 38.1 MM 49.8 X 60.8 MM | 21
853 | 2621790000 | CONDUCTOR AND CABLE MARKERS 2.4 - 4.8 MM 49.8 X 7.7 MM | 21
854 | 2621840000 | CONDUCTOR AND CABLE MARKERS 6.4 - 12.7 MM 49.8 X 19.9 MM | 21
855 | 2621880000 | CONDUCTOR AND CABLE MARKERS 12.7 - 25.4 MM 49.8 X 40.5 MM | 21
856 | 2621850000 | CONDUCTOR AND CABLE MARKERS 6.4 - 12.7 MM 49.8 X 19.9 MM | 21
857 | 2621650000 | CONDUCTOR AND CABLE MARKERS 4.8 - 9.5 MM 24.9 X 15.1 MM | 21
858 | 2621420000 | THM DEVICE MARKERS 9 X | 86
859 | 2621410000 | THM DEVICE MARKERS 6 X | 86
860 | 2621550000 | THM DEVICE MARKERS 18 X 50 MM | 77
861 | 7789626020 | PRE-ASSEMBLED CABLE PAC CABLE LIYCY 0.25 MM² | 2
862 | 7789696020 | PRE-ASSEMBLED CABLE PAC CABLE LIYY 0.25 MM² | 2
863 | 7789619020 | PRE-ASSEMBLED CABLE PAC CABLE LIYY 0.25 MM² | 2
864 | 7789625020 | PRE-ASSEMBLED CABLE PAC CABLE LIYCY 0.25 MM² | 2
865 | 2050060650 | POWER CABLE CONNECTING LINE N OF POLES : 3 (2 + PE) 6.5 M SHIELDED: NO LED: NO SHEATH MATERIAL: PUR HALOGEN: NO | 0
866 | 2050060600 | POWER CABLE CONNECTING LINE N OF POLES : 3 (2 + PE) 6 M SHIELDED: NO LED: NO SHEATH MATERIAL: PUR HALOGEN: NO | 0
867 | 2049950990 | POWER CABLE ONE END WITHOUT CONNECTOR M12 N OF POLES : 3 (2 + PE) 9.9 M FEMALE SOCKET STRAIGHT SHIELDED: NO LED: NO SHEATH MATERIAL: PUR HALOGEN: NO | 0
868 | 2049950700 | POWER CABLE ONE END WITHOUT CONNECTOR M12 N OF POLES : 3 (2 + PE) 7 M FEMALE SOCKET STRAIGHT SHIELDED: NO LED: NO SHEATH MATERIAL: PUR HALOGEN: NO | 0
869 | 2049950400 | POWER CABLE ONE END WITHOUT CONNECTOR M12 N OF POLES : 3 (2 + PE) 4 M FEMALE SOCKET STRAIGHT SHIELDED: NO LED: NO SHEATH MATERIAL: PUR HALOGEN: NO | 0
870 | 2049950100 | POWER CABLE ONE END WITHOUT CONNECTOR M12 N OF POLES : 3 (2 + PE) 1 M FEMALE SOCKET STRAIGHT SHIELDED: NO LED: NO SHEATH MATERIAL: PUR HALOGEN: NO | 0
871 | 2050060350 | POWER CABLE CONNECTING LINE N OF POLES : 3 (2 + PE) 3.5 M SHIELDED: NO LED: NO SHEATH MATERIAL: PUR HALOGEN: NO | 0
872 | 2049950900 | POWER CABLE ONE END WITHOUT CONNECTOR M12 N OF POLES : 3 (2 + PE) 9 M FEMALE SOCKET STRAIGHT SHIELDED: NO LED: NO SHEATH MATERIAL: PUR HALOGEN: NO | 0
873 | 2049950200 | POWER CABLE ONE END WITHOUT CONNECTOR M12 N OF POLES : 3 (2 + PE) 2 M FEMALE SOCKET STRAIGHT SHIELDED: NO LED: NO SHEATH MATERIAL: PUR HALOGEN: NO | 0
874 | 2050060400 | POWER CABLE CONNECTING LINE N OF POLES : 3 (2 + PE) 4 M SHIELDED: NO LED: NO SHEATH MATERIAL: PUR HALOGEN: NO | 0
875 | 2050060450 | POWER CABLE CONNECTING LINE N OF POLES : 3 (2 + PE) 4.5 M SHIELDED: NO LED: NO SHEATH MATERIAL: PUR HALOGEN: NO | 0
876 | 2050060800 | POWER CABLE CONNECTING LINE N OF POLES : 3 (2 + PE) 8 M SHIELDED: NO LED: NO SHEATH MATERIAL: PUR HALOGEN: NO | 0
877 | 2050060250 | POWER CABLE CONNECTING LINE N OF POLES : 3 (2 + PE) 2.5 M SHIELDED: NO LED: NO SHEATH MATERIAL: PUR HALOGEN: NO | 0
878 | 2050060100 | POWER CABLE CONNECTING LINE N OF POLES : 3 (2 + PE) 1 M SHIELDED: NO LED: NO SHEATH MATERIAL: PUR HALOGEN: NO | 0
879 | 2050060550 | POWER CABLE CONNECTING LINE N OF POLES : 3 (2 + PE) 5.5 M SHIELDED: NO LED: NO SHEATH MATERIAL: PUR HALOGEN: NO | 0
880 | 2619740000 | TERMINAL MARKER 5 X 6 MM | 333
881 | 2619800000 | WS TERMINAL MARKER 8 X 3.5 MM WEIDMUELLER | 149
882 | 2619730000 | TERMINAL MARKER 5 X 5 MM | 333
883 | 2619820000 | WS TERMINAL MARKER 8 X 6 MM WEIDMUELLER | 149
884 | 2604680000 | WIRE-END FERRULE SDARD 12 MM 10 MM | 16
885 | 2604710000 | WIRE-END FERRULE SDARD 12 MM 10 MM | 16
886 | 2604690000 | WIRE-END FERRULE SDARD 12 MM 10 MM | 16
887 | 7789764090 | PRE-ASSEMBLED CABLE PAC PRE-ASSEMBLED CABLE CABLE LIYCY 0.25 MM² | 2
888 | 7789632020 | PRE-ASSEMBLED CABLE PAC CABLE LIYY 0.25 MM² | 2
889 | 2613350000 | PRINTED CIRCUIT BOARD TERMINALS 10.16 MM N OF POLES: 2 90° SOLDER PIN LENGTH (L): 3.2 MM TINNED ORANGE CLAMPING YOKE CONNECTION BOX | 0
890 | 2613360000 | PRINTED CIRCUIT BOARD TERMINALS 10.00 MM N OF POLES: 5 90° SOLDER PIN LENGTH (L): 3.2 MM TINNED ORANGE CLAMPING YOKE CONNECTION CLAMPING RANGE MAX. : 6 MM² BOX | 1
891 | 2613330000 | PRINTED CIRCUIT BOARD TERMINALS 10.00 MM N OF POLES: 3 90° SOLDER PIN LENGTH (L): 4.5 MM TINNED ORANGE CLAMPING YOKE CONNECTION CLAMPING RANGE MAX. : 6 MM² BOX | 1
892 | 2613310000 | PRINTED CIRCUIT BOARD TERMINALS 10.00 MM N OF POLES: 7 90° SOLDER PIN LENGTH (L): 4.5 MM TINNED ORANGE CLAMPING YOKE CONNECTION CLAMPING RANGE MAX. : 6 MM² BOX | 1
893 | 2613340000 | PRINTED CIRCUIT BOARD TERMINALS 10.00 MM N OF POLES: 3 90° SOLDER PIN LENGTH (L): 3.2 MM TINNED ORANGE CLAMPING YOKE CONNECTION CLAMPING RANGE MAX. : 6 MM² BOX | 1
894 | 2613320000 | PRINTED CIRCUIT BOARD TERMINALS 10.00 MM N OF POLES: 2 90° TINNED ORANGE CLAMPING YOKE CONNECTION CLAMPING RANGE MAX. : 6 MM² BOX | 1
895 | 2613370000 | PRINTED CIRCUIT BOARD TERMINALS 10.16 MM N OF POLES: 3 90° SOLDER PIN LENGTH (L): 3.2 MM TINNED ORANGE CLAMPING YOKE CONNECTION BOX | 0
896 | 1251610070 | PATCH CABLE RJ45 IP 20 RJ45 IP 20 CAT.6A / CLASS EA (ISO/IEC 11801 2010) LSZH 7 M | 14
897 | 2617140000 | PRINTED CIRCUIT BOARD TERMINALS 5.08 MM N OF POLES: 18 90° SOLDER PIN LENGTH (L): 3.2 MM TINNED ORANGE CLAMPING YOKE CONNECTION CLAMPING RANGE MAX. : 6 MM² BOX | 1
898 | 2617150000 | PRINTED CIRCUIT BOARD TERMINALS 5.08 MM N OF POLES: 4 180° SOLDER PIN LENGTH (L): 3.2 MM TINNED ORANGE CLAMPING YOKE CONNECTION CLAMPING RANGE MAX. : 6 MM² BOX | 1
899 | 2624950000 | PRINTED CIRCUIT BOARD TERMINALS 10.16 MM N OF POLES: 12 90° SOLDER PIN LENGTH (L): 3.2 MM TINNED ORANGE BOX | 0
900 | 2624460000 | PRINTED CIRCUIT BOARD TERMINALS 10.00 MM N OF POLES: 7 90° SOLDER PIN LENGTH (L): 3.2 MM TINNED ORANGE CLAMPING YOKE CONNECTION CLAMPING RANGE MAX. : 6 MM² BOX | 1
901 | 2613400000 | PRINTED CIRCUIT BOARD TERMINALS 10.00 MM N OF POLES: 4 90° SOLDER PIN LENGTH (L): 3.2 MM TINNED ORANGE CLAMPING YOKE CONNECTION CLAMPING RANGE MAX. : 6 MM² BOX | 1
902 | 2625370000 | PRINTED CIRCUIT BOARD TERMINALS 5.08 MM N OF POLES: 2 90° TINNED CLAMPING YOKE CONNECTION CLAMPING RANGE MAX. : 6 MM² BOX | 1
903 | 2625540000 | PRINTED CIRCUIT BOARD TERMINALS 5.08 MM N OF POLES: 3 90° TINNED CLAMPING YOKE CONNECTION CLAMPING RANGE MAX. : 6 MM² BOX | 1
904 | 1346510000 | REPLACEMENT PART | 55
905 | 2556160000 | PCB PLUG-IN CONNECTOR MALE HEADER CLOSED SIDE THT SOLDER CONNECTION 3.50 MM N OF POLES: 38 90° SOLDER PIN LENGTH (L): 3.5 MM TINNED ORANGE BOX | 0
906 | 2440690000 | OMNIMATE POWER - SERIES WGK FEED-THROUGH TERMINAL RATED CROSS-SECTION: 16 MM² WEMID (PA) | 29
907 | 2556520000 | ESG DEVICE MARKERS X 20 MM PA 66 COLOUR: TO CUSTOMER SPECIFICATION | 92
908 | 2621170000 | SWITCHMARK DEVICE MARKERS 9 X 18 MM | 44
909 | 2621110000 | SWITCHMARK DEVICE MARKERS 18 X 27 MM | 44
910 | 2620000000 | ESG DEVICE MARKERS 6 X 17 MM | 154
911 | 2620920000 | ESG DEVICE MARKERS 9 X 17 MM | 154
912 | 2620910000 | ESG DEVICE MARKERS 6 X 17 MM | 154
913 | 2620960000 | ESG DEVICE MARKERS 8 X 20 MM | 326
914 | 2621160000 | SWITCHMARK DEVICE MARKERS 9 X 18 MM | 44
915 | 2621060000 | ESG DEVICE MARKERS 6 X 15 MM | 154
916 | 2620990000 | ESG DEVICE MARKERS 6 X 15 MM | 154
917 | 7789888030 | PRE-ASSEMBLED CABLE PAC CABLE LIYCY 0.34 MM² | 2
918 | 2619920000 | DEKAFIX TERMINAL MARKER 5 X 7.5 MM WEIDMUELLER | 231
919 | 2619900000 | WS TERMINAL MARKER 8 X 12 MM WEIDMUELLER | 149
920 | 2621150000 | SWITCHMARK DEVICE MARKERS 47.75 X 27 MM | 44
921 | 2621210000 | SWITCHMARK DEVICE MARKERS 56 X 36 MM | 241
922 | 2621200000 | SWITCHMARK DEVICE MARKERS 56 X 36 MM | 241
923 | 2621140000 | SWITCHMARK DEVICE MARKERS 47.75 X 27 MM | 44
924 | 2540520000 | PLUG 4 MM² 690 V 32 A DARK | 246
925 | 2623940000 | CONTACTLESS POWER TRANSMISSION SECONDARY SIDE | 719
926 | 2575900000 | MOUNTING FOOT | 1242
927 | 7789763035 | PRE-ASSEMBLED CABLE PAC PRE-ASSEMBLED CABLE CABLE LIYCY 0.25 MM² | 2
928 | 7789761020 | PRE-ASSEMBLED CABLE PAC PRE-ASSEMBLED CABLE CABLE LIYCY 0.25 MM² | 2
929 | 7789761035 | PRE-ASSEMBLED CABLE PAC PRE-ASSEMBLED CABLE CABLE LIYCY 0.25 MM² | 2
930 | 7789765020 | PRE-ASSEMBLED CABLE PAC PRE-ASSEMBLED CABLE CABLE LIYCY 0.25 MM² | 2
931 | 2623550000 | FEED-THROUGH TERMINAL PUSH IN 2.5 MM² 800 V 22 A DARK | 15
932 | 2625950000 | BUILT-IN PLUGS M12 PIN STRAIGHT N OF POLES: 5 0.3 M REAR PANEL MOUNTING | 30
933 | 2625970000 | BUILT-IN PLUGS M12 FEMALE SOCKET STRAIGHT N OF POLES: 5 0.3 M REAR PANEL MOUNTING | 122
934 | 1349730035 | PRE-ASSEMBLED CABLE PAC | 34
935 | 2444930850 | PRE-ASSEMBLED PATCH CABLE CROSSOVER LC-DUPLEX IP 20 LC-DUPLEX IP 20 50 ΜM 85 M | 133
936 | 2444931050 | PRE-ASSEMBLED PATCH CABLE CROSSOVER LC-DUPLEX IP 20 LC-DUPLEX IP 20 50 ΜM 105 M | 133
937 | 2444930900 | PRE-ASSEMBLED PATCH CABLE CROSSOVER LC-DUPLEX IP 20 LC-DUPLEX IP 20 50 ΜM 90 M | 133
938 | 2444931850 | PRE-ASSEMBLED PATCH CABLE CROSSOVER LC-DUPLEX IP 20 LC-DUPLEX IP 20 50 ΜM 185 M | 133
939 | 2444932700 | PRE-ASSEMBLED PATCH CABLE CROSSOVER LC-DUPLEX IP 20 LC-DUPLEX IP 20 50 ΜM 270 M | 133
940 | 2124020002 | SYSTEM CABLE RJ45 IP 20 M12 X-TYPE FLANGE SOCKET BACK PANEL MOUNTING CAT.6A / CLASS EA (ISO/IEC 11801 2010) PUR 0.2 M | 39
941 | 7789763100 | PRE-ASSEMBLED CABLE PAC PRE-ASSEMBLED CABLE CABLE LIYCY 0.25 MM² | 2
942 | 1349670035 | PRE-ASSEMBLED CABLE PAC | 34
943 | 7789384035 | PRE-ASSEMBLED CABLE PAC CABLE LIYY 0.25 MM² | 2
944 | 1254270350 | DRAGLINE CABLE ST IP 20 SC IP 67 BAYONET V01 METAL 50 ΜM PUR 35 M | 276
945 | 2626900000 | PCB PLUG-IN CONNECTOR MALE HEADER CLOSED SIDE MIDDLE FLANGE THT/THR SOLDER CONNECTION 7.62 MM N OF POLES: 4 SOLDER PIN LENGTH (L): 2.6 MM TINNED BOX | 0
946 | 2626860000 | PCB PLUG-IN CONNECTOR MALE HEADER CLOSED SIDE MIDDLE FLANGE THT/THR SOLDER CONNECTION 7.62 MM N OF POLES: 4 SOLDER PIN LENGTH (L): 2.6 MM TINNED BOX | 0
947 | 2626850000 | PCB PLUG-IN CONNECTOR MALE HEADER CLOSED SIDE MIDDLE FLANGE THT/THR SOLDER CONNECTION 7.62 MM N OF POLES: 4 SOLDER PIN LENGTH (L): 2.6 MM TINNED BOX | 0
948 | 2626800000 | PCB PLUG-IN CONNECTOR MALE HEADER CLOSED SIDE MIDDLE FLANGE THT/THR SOLDER CONNECTION 7.62 MM N OF POLES: 4 SOLDER PIN LENGTH (L): 2.6 MM TINNED BOX | 0
949 | 2626870000 | PCB PLUG-IN CONNECTOR MALE HEADER CLOSED SIDE MIDDLE FLANGE THT/THR SOLDER CONNECTION 7.62 MM N OF POLES: 5 SOLDER PIN LENGTH (L): 2.6 MM TINNED BOX | 0
950 | 2626880000 | PCB PLUG-IN CONNECTOR MALE HEADER CLOSED SIDE MIDDLE FLANGE THT/THR SOLDER CONNECTION 7.62 MM N OF POLES: 5 SOLDER PIN LENGTH (L): 2.6 MM TINNED BOX | 0
951 | 2626890000 | PCB PLUG-IN CONNECTOR MALE HEADER CLOSED SIDE MIDDLE FLANGE THT/THR SOLDER CONNECTION 7.62 MM N OF POLES: 5 SOLDER PIN LENGTH (L): 2.6 MM TINNED BOX | 0
952 | 2626910000 | PCB PLUG-IN CONNECTOR MALE HEADER CLOSED SIDE MIDDLE FLANGE THT/THR SOLDER CONNECTION 7.62 MM N OF POLES: 4 SOLDER PIN LENGTH (L): 2.6 MM TINNED BOX | 0
953 | 2627060000 | PCB PLUG-IN CONNECTOR MALE HEADER CLOSED SIDE MIDDLE FLANGE THT/THR SOLDER CONNECTION 7.62 MM N OF POLES: 4 SOLDER PIN LENGTH (L): 2.6 MM TINNED BOX | 0
954 | 2627050000 | PCB PLUG-IN CONNECTOR MALE HEADER CLOSED SIDE MIDDLE SCREW FLANGE THT/THR SOLDER CONNECTION 7.62 MM N OF POLES: 4 SOLDER PIN LENGTH (L): 2.6 MM TINNED BOX | 0
955 | 2626930000 | PCB PLUG-IN CONNECTOR MALE HEADER CLOSED SIDE MIDDLE SCREW FLANGE THT/THR SOLDER CONNECTION 7.62 MM N OF POLES: 4 SOLDER PIN LENGTH (L): 2.6 MM TINNED BOX | 0
956 | 2626970000 | PCB PLUG-IN CONNECTOR MALE HEADER CLOSED SIDE MIDDLE SCREW FLANGE THT/THR SOLDER CONNECTION 7.62 MM N OF POLES: 5 SOLDER PIN LENGTH (L): 2.6 MM TINNED BOX | 0
957 | 2626920000 | PCB PLUG-IN CONNECTOR MALE HEADER CLOSED SIDE MIDDLE FLANGE THT/THR SOLDER CONNECTION 7.62 MM N OF POLES: 4 SOLDER PIN LENGTH (L): 2.6 MM TINNED BOX | 0
958 | 2626960000 | PCB PLUG-IN CONNECTOR MALE HEADER CLOSED SIDE MIDDLE SCREW FLANGE THT/THR SOLDER CONNECTION 7.62 MM N OF POLES: 5 SOLDER PIN LENGTH (L): 2.6 MM TINNED BOX | 0
959 | 2626990000 | PCB PLUG-IN CONNECTOR MALE HEADER CLOSED SIDE MIDDLE SCREW FLANGE THT/THR SOLDER CONNECTION 7.62 MM N OF POLES: 4 SOLDER PIN LENGTH (L): 2.6 MM TINNED BOX | 0
960 | 2627000000 | PCB PLUG-IN CONNECTOR MALE HEADER CLOSED SIDE MIDDLE SCREW FLANGE THT/THR SOLDER CONNECTION 7.62 MM N OF POLES: 4 SOLDER PIN LENGTH (L): 2.6 MM TINNED BOX | 0
961 | 2627090000 | PCB PLUG-IN CONNECTOR MALE HEADER CLOSED SIDE MIDDLE FLANGE THT/THR SOLDER CONNECTION 7.62 MM N OF POLES: 4 SOLDER PIN LENGTH (L): 2.6 MM TINNED BOX | 0
962 | 2626940000 | PCB PLUG-IN CONNECTOR MALE HEADER CLOSED SIDE MIDDLE SCREW FLANGE THT/THR SOLDER CONNECTION 7.62 MM N OF POLES: 4 SOLDER PIN LENGTH (L): 2.6 MM TINNED BOX | 0
963 | 2626980000 | PCB PLUG-IN CONNECTOR MALE HEADER CLOSED SIDE MIDDLE SCREW FLANGE THT/THR SOLDER CONNECTION 7.62 MM N OF POLES: 5 SOLDER PIN LENGTH (L): 2.6 MM TINNED BOX | 0
964 | 2626950000 | PCB PLUG-IN CONNECTOR MALE HEADER CLOSED SIDE MIDDLE SCREW FLANGE THT/THR SOLDER CONNECTION 7.62 MM N OF POLES: 4 SOLDER PIN LENGTH (L): 2.6 MM TINNED BOX | 0
965 | 2627210000 | PCB PLUG-IN CONNECTOR MALE HEADER CLOSED SIDE MIDDLE SCREW FLANGE THT/THR SOLDER CONNECTION 7.62 MM N OF POLES: 5 SOLDER PIN LENGTH (L): 2.6 MM TINNED BOX | 0
966 | 2627130000 | PCB PLUG-IN CONNECTOR MALE HEADER CLOSED SIDE MIDDLE FLANGE THT/THR SOLDER CONNECTION 7.62 MM N OF POLES: 5 SOLDER PIN LENGTH (L): 2.6 MM TINNED BOX | 0
967 | 2627110000 | PCB PLUG-IN CONNECTOR MALE HEADER CLOSED SIDE MIDDLE FLANGE THT/THR SOLDER CONNECTION 7.62 MM N OF POLES: 5 SOLDER PIN LENGTH (L): 2.6 MM TINNED BOX | 0
968 | 2627140000 | PCB PLUG-IN CONNECTOR MALE HEADER CLOSED SIDE MIDDLE FLANGE THT/THR SOLDER CONNECTION 7.62 MM N OF POLES: 4 SOLDER PIN LENGTH (L): 2.6 MM TINNED BOX | 0
969 | 2627170000 | PCB PLUG-IN CONNECTOR MALE HEADER CLOSED SIDE MIDDLE SCREW FLANGE THT/THR SOLDER CONNECTION 7.62 MM N OF POLES: 4 SOLDER PIN LENGTH (L): 2.6 MM TINNED BOX | 0
970 | 2627120000 | PCB PLUG-IN CONNECTOR MALE HEADER CLOSED SIDE MIDDLE FLANGE THT/THR SOLDER CONNECTION 7.62 MM N OF POLES: 5 SOLDER PIN LENGTH (L): 2.6 MM TINNED BOX | 0
971 | 2627100000 | PCB PLUG-IN CONNECTOR MALE HEADER CLOSED SIDE MIDDLE FLANGE THT/THR SOLDER CONNECTION 7.62 MM N OF POLES: 4 SOLDER PIN LENGTH (L): 2.6 MM TINNED BOX | 0
972 | 2627160000 | PCB PLUG-IN CONNECTOR MALE HEADER CLOSED SIDE MIDDLE FLANGE THT/THR SOLDER CONNECTION 7.62 MM N OF POLES: 4 SOLDER PIN LENGTH (L): 2.6 MM TINNED BOX | 0
973 | 2627230000 | PCB PLUG-IN CONNECTOR MALE HEADER CLOSED SIDE MIDDLE SCREW FLANGE THT/THR SOLDER CONNECTION 7.62 MM N OF POLES: 4 SOLDER PIN LENGTH (L): 2.6 MM TINNED BOX | 0
974 | 2627190000 | PCB PLUG-IN CONNECTOR MALE HEADER CLOSED SIDE MIDDLE SCREW FLANGE THT/THR SOLDER CONNECTION 7.62 MM N OF POLES: 4 SOLDER PIN LENGTH (L): 2.6 MM TINNED BOX | 0
975 | 2627200000 | PCB PLUG-IN CONNECTOR MALE HEADER CLOSED SIDE MIDDLE SCREW FLANGE THT/THR SOLDER CONNECTION 7.62 MM N OF POLES: 5 SOLDER PIN LENGTH (L): 2.6 MM TINNED BOX | 0
976 | 2627220000 | PCB PLUG-IN CONNECTOR MALE HEADER CLOSED SIDE MIDDLE SCREW FLANGE THT/THR SOLDER CONNECTION 7.62 MM N OF POLES: 5 SOLDER PIN LENGTH (L): 2.6 MM TINNED BOX | 0
977 | 2627150000 | PCB PLUG-IN CONNECTOR MALE HEADER CLOSED SIDE MIDDLE FLANGE THT/THR SOLDER CONNECTION 7.62 MM N OF POLES: 4 SOLDER PIN LENGTH (L): 2.6 MM TINNED BOX | 0
978 | 2627180000 | PCB PLUG-IN CONNECTOR MALE HEADER CLOSED SIDE MIDDLE SCREW FLANGE THT/THR SOLDER CONNECTION 7.62 MM N OF POLES: 4 SOLDER PIN LENGTH (L): 2.6 MM TINNED BOX | 0
979 | 2629490000 | PCB PLUG-IN CONNECTOR MALE HEADER CLOSED SIDE MIDDLE FLANGE THT SOLDER CONNECTION 7.62 MM N OF POLES: 4 90° SOLDER PIN LENGTH (L): 3.2 MM | 0
980 | 7789633020 | PRE-ASSEMBLED CABLE PAC CABLE LIYY 0.25 MM² | 2
981 | 7789637025 | PRE-ASSEMBLED CABLE PAC CABLE LIYCY 0.25 MM² | 2
982 | 2710740000 | SYSTEM CABLE RJ45 IP 20 CROSSOVER RJ45 IP 20 CROSSOVER CAT.6A / CLASS EA (ISO/IEC 11801 2010) PVC 3 M | 14
983 | 2050160200 | POWER CABLE ONE END WITHOUT CONNECTOR M12 N OF POLES : 4 (3 + PE) 2 M SHIELDED: NO LED: NO SHEATH MATERIAL: PUR HALOGEN: NO | 0
984 | 2050270100 | POWER CABLE CONNECTING LINE M12 / M12 N OF POLES : 4 (3 + PE) 1 M SHIELDED: NO LED: NO SHEATH MATERIAL: PUR HALOGEN: NO | 0
985 | 2050270250 | POWER CABLE CONNECTING LINE M12 / M12 N OF POLES : 4 (3 + PE) 2.5 M SHIELDED: NO LED: NO SHEATH MATERIAL: PUR HALOGEN: NO | 0
986 | 2050160250 | POWER CABLE ONE END WITHOUT CONNECTOR M12 N OF POLES : 4 (3 + PE) 2.5 M SHIELDED: NO LED: NO SHEATH MATERIAL: PUR HALOGEN: NO | 0
987 | 2706681000 | POWER CABLE ONE END WITHOUT CONNECTOR M12 N OF POLES : 3 (2 + PE) 10 M SHIELDED: NO LED: NO SHEATH MATERIAL: PUR HALOGEN: NO | 0
988 | 2706670500 | POWER CABLE ONE END WITHOUT CONNECTOR M12 N OF POLES : 3 (2 + PE) 5 M SHIELDED: NO LED: NO SHEATH MATERIAL: PUR HALOGEN: NO | 0
989 | 2706680300 | POWER CABLE ONE END WITHOUT CONNECTOR M12 N OF POLES : 3 (2 + PE) 3 M SHIELDED: NO LED: NO SHEATH MATERIAL: PUR HALOGEN: NO | 0
990 | 2706670150 | POWER CABLE ONE END WITHOUT CONNECTOR M12 N OF POLES : 3 (2 + PE) 1.5 M SHIELDED: NO LED: NO SHEATH MATERIAL: PUR HALOGEN: NO | 0
991 | 2706671000 | POWER CABLE ONE END WITHOUT CONNECTOR M12 N OF POLES : 3 (2 + PE) 10 M SHIELDED: NO LED: NO SHEATH MATERIAL: PUR HALOGEN: NO | 0
992 | 2706670300 | POWER CABLE ONE END WITHOUT CONNECTOR M12 N OF POLES : 3 (2 + PE) 3 M SHIELDED: NO LED: NO SHEATH MATERIAL: PUR HALOGEN: NO | 0
993 | 2706680150 | POWER CABLE ONE END WITHOUT CONNECTOR M12 N OF POLES : 3 (2 + PE) 1.5 M SHIELDED: NO LED: NO SHEATH MATERIAL: PUR HALOGEN: NO | 0
994 | 2706680500 | POWER CABLE ONE END WITHOUT CONNECTOR M12 N OF POLES : 3 (2 + PE) 5 M SHIELDED: NO LED: NO SHEATH MATERIAL: PUR HALOGEN: NO | 0
995 | 2706150015 | DRAGLINE CABLE PROFINET M8 D-CODE - IP67 STRAIGHT PIN OPEN CAT.5 (ISO/IEC 11801) / CAT.5E (TIA T568-B) PUR 1.5 M | 11
996 | 2706200015 | DRAGLINE CABLE PROFINET M8 D-CODE - IP67 STRAIGHT PIN M8 D-CODE - IP67 STRAIGHT PIN CAT.5 (ISO/IEC 11801) / CAT.5E (TIA T568-B) PUR 1.5 M | 11
997 | 2706190015 | DRAGLINE CABLE PROFINET M8 D-CODE - IP67 ANGELED PIN OPEN CAT.5 (ISO/IEC 11801) / CAT.5E (TIA T568-B) PUR 1.5 M | 11
998 | 2706150300 | DRAGLINE CABLE PROFINET M8 D-CODE - IP67 STRAIGHT PIN OPEN CAT.5 (ISO/IEC 11801) / CAT.5E (TIA T568-B) PUR 30 M | 11
999 | 2706150100 | DRAGLINE CABLE PROFINET M8 D-CODE - IP67 STRAIGHT PIN OPEN CAT.5 (ISO/IEC 11801) / CAT.5E (TIA T568-B) PUR 10 M | 11
1000 | 2706260050 | DRAGLINE CABLE PROFINET M8 D-CODE - IP67 STRAIGHT SOCKET OPEN CAT.5 (ISO/IEC 11801) / CAT.5E (TIA T568-B) PUR 5 M | 11
1001 | 2706260300 | DRAGLINE CABLE PROFINET M8 D-CODE - IP67 STRAIGHT SOCKET OPEN CAT.5 (ISO/IEC 11801) / CAT.5E (TIA T568-B) PUR 30 M | 11
1002 | 2706220100 | DRAGLINE CABLE PROFINET M8 D-CODE - IP67 ANGELED PIN M8 D-CODE - IP67 ANGELED PIN CAT.5 (ISO/IEC 11801) / CAT.5E (TIA T568-B) PUR 10 M | 11
1003 | 2706250100 | DRAGLINE CABLE PROFINET M8 D-CODE - IP67 STRAIGHT PIN RJ45 IP 20 CAT.5 (ISO/IEC 11801) / CAT.5E (TIA T568-B) PUR 10 M | 11
1004 | 2706200075 | DRAGLINE CABLE PROFINET M8 D-CODE - IP67 STRAIGHT PIN M8 D-CODE - IP67 STRAIGHT PIN CAT.5 (ISO/IEC 11801) / CAT.5E (TIA T568-B) PUR 7.5 M | 11
1005 | 2706260030 | DRAGLINE CABLE PROFINET M8 D-CODE - IP67 STRAIGHT SOCKET OPEN CAT.5 (ISO/IEC 11801) / CAT.5E (TIA T568-B) PUR 3 M | 11
1006 | 2706150200 | DRAGLINE CABLE PROFINET M8 D-CODE - IP67 STRAIGHT PIN OPEN CAT.5 (ISO/IEC 11801) / CAT.5E (TIA T568-B) PUR 20 M | 11
1007 | 2706260015 | DRAGLINE CABLE PROFINET M8 D-CODE - IP67 STRAIGHT SOCKET OPEN CAT.5 (ISO/IEC 11801) / CAT.5E (TIA T568-B) PUR 1.5 M | 11
1008 | 2706210015 | DRAGLINE CABLE PROFINET M8 D-CODE - IP67 STRAIGHT PIN M8 D-CODE - IP67 STRAIGHT SOCKET CAT.5 (ISO/IEC 11801) / CAT.5E (TIA T568-B) PUR 1.5 M | 11
1009 | 2706220015 | DRAGLINE CABLE PROFINET M8 D-CODE - IP67 ANGELED PIN M8 D-CODE - IP67 ANGELED PIN CAT.5 (ISO/IEC 11801) / CAT.5E (TIA T568-B) PUR 1.5 M | 11
1010 | 2706220050 | DRAGLINE CABLE PROFINET M8 D-CODE - IP67 ANGELED PIN M8 D-CODE - IP67 ANGELED PIN CAT.5 (ISO/IEC 11801) / CAT.5E (TIA T568-B) PUR 5 M | 11
1011 | 2706190030 | DRAGLINE CABLE PROFINET M8 D-CODE - IP67 ANGELED PIN OPEN CAT.5 (ISO/IEC 11801) / CAT.5E (TIA T568-B) PUR 3 M | 11
1012 | 2706210075 | DRAGLINE CABLE PROFINET M8 D-CODE - IP67 STRAIGHT PIN M8 D-CODE - IP67 STRAIGHT SOCKET CAT.5 (ISO/IEC 11801) / CAT.5E (TIA T568-B) PUR 7.5 M | 11
1013 | 2706210300 | DRAGLINE CABLE PROFINET M8 D-CODE - IP67 STRAIGHT PIN M8 D-CODE - IP67 STRAIGHT SOCKET CAT.5 (ISO/IEC 11801) / CAT.5E (TIA T568-B) PUR 30 M | 11
1014 | 2706160300 | DRAGLINE CABLE PROFINET M8 D-CODE - IP67 ANGELED SOCKET OPEN CAT.5 (ISO/IEC 11801) / CAT.5E (TIA T568-B) PUR 30 M | 11
1015 | 2706250050 | DRAGLINE CABLE PROFINET M8 D-CODE - IP67 STRAIGHT PIN RJ45 IP 20 CAT.5 (ISO/IEC 11801) / CAT.5E (TIA T568-B) PUR 5 M | 11
1016 | 2706160200 | DRAGLINE CABLE PROFINET M8 D-CODE - IP67 ANGELED SOCKET OPEN CAT.5 (ISO/IEC 11801) / CAT.5E (TIA T568-B) PUR 20 M | 11
1017 | 2706200100 | DRAGLINE CABLE PROFINET M8 D-CODE - IP67 STRAIGHT PIN M8 D-CODE - IP67 STRAIGHT PIN CAT.5 (ISO/IEC 11801) / CAT.5E (TIA T568-B) PUR 10 M | 11
1018 | 2706220030 | DRAGLINE CABLE PROFINET M8 D-CODE - IP67 ANGELED PIN M8 D-CODE - IP67 ANGELED PIN CAT.5 (ISO/IEC 11801) / CAT.5E (TIA T568-B) PUR 3 M | 11
1019 | 2706210050 | DRAGLINE CABLE PROFINET M8 D-CODE - IP67 STRAIGHT PIN M8 D-CODE - IP67 STRAIGHT SOCKET CAT.5 (ISO/IEC 11801) / CAT.5E (TIA T568-B) PUR 5 M | 11
1020 | 2706190100 | DRAGLINE CABLE PROFINET M8 D-CODE - IP67 ANGELED PIN OPEN CAT.5 (ISO/IEC 11801) / CAT.5E (TIA T568-B) PUR 10 M | 11
1021 | 2706210030 | DRAGLINE CABLE PROFINET M8 D-CODE - IP67 STRAIGHT PIN M8 D-CODE - IP67 STRAIGHT SOCKET CAT.5 (ISO/IEC 11801) / CAT.5E (TIA T568-B) PUR 3 M | 11
1022 | 2706210100 | DRAGLINE CABLE PROFINET M8 D-CODE - IP67 STRAIGHT PIN M8 D-CODE - IP67 STRAIGHT SOCKET CAT.5 (ISO/IEC 11801) / CAT.5E (TIA T568-B) PUR 10 M | 11
1023 | 2706250030 | DRAGLINE CABLE PROFINET M8 D-CODE - IP67 STRAIGHT PIN RJ45 IP 20 CAT.5 (ISO/IEC 11801) / CAT.5E (TIA T568-B) PUR 3 M | 11
1024 | 2706160015 | DRAGLINE CABLE PROFINET M8 D-CODE - IP67 ANGELED SOCKET OPEN CAT.5 (ISO/IEC 11801) / CAT.5E (TIA T568-B) PUR 1.5 M | 11
1025 | 2706260200 | DRAGLINE CABLE PROFINET M8 D-CODE - IP67 STRAIGHT SOCKET OPEN CAT.5 (ISO/IEC 11801) / CAT.5E (TIA T568-B) PUR 20 M | 11
1026 | 2706230015 | DRAGLINE CABLE PROFINET M8 D-CODE - IP67 ANGELED PIN M8 D-CODE - IP67 ANGELED SOCKET CAT.5 (ISO/IEC 11801) / CAT.5E (TIA T568-B) PUR 1.5 M | 11
1027 | 2706150075 | DRAGLINE CABLE PROFINET M8 D-CODE - IP67 STRAIGHT PIN OPEN CAT.5 (ISO/IEC 11801) / CAT.5E (TIA T568-B) PUR 7.5 M | 11
1028 | 2706160050 | DRAGLINE CABLE PROFINET M8 D-CODE - IP67 ANGELED SOCKET OPEN CAT.5 (ISO/IEC 11801) / CAT.5E (TIA T568-B) PUR 5 M | 11
1029 | 2706160030 | DRAGLINE CABLE PROFINET M8 D-CODE - IP67 ANGELED SOCKET OPEN CAT.5 (ISO/IEC 11801) / CAT.5E (TIA T568-B) PUR 3 M | 11
1030 | 2706250300 | DRAGLINE CABLE PROFINET M8 D-CODE - IP67 STRAIGHT PIN RJ45 IP 20 CAT.5 (ISO/IEC 11801) / CAT.5E (TIA T568-B) PUR 30 M | 11
1031 | 2706230050 | DRAGLINE CABLE PROFINET M8 P-CODE - IP67 ANGELED PIN M8 D-CODE - IP67 ANGELED PIN M8 D-CODE - IP67 ANGELED SOCKET CAT.5 (ISO/IEC 11801) / CAT.5E (TIA T568-B) PUR 5 M | 11
1032 | 2706260075 | DRAGLINE CABLE PROFINET M8 D-CODE - IP67 STRAIGHT SOCKET OPEN CAT.5 (ISO/IEC 11801) / CAT.5E (TIA T568-B) PUR 7.5 M | 11
1033 | 2706200030 | DRAGLINE CABLE PROFINET M8 D-CODE - IP67 STRAIGHT PIN M8 D-CODE - IP67 STRAIGHT PIN CAT.5 (ISO/IEC 11801) / CAT.5E (TIA T568-B) PUR 3 M | 11
1034 | 2706200200 | DRAGLINE CABLE PROFINET M8 D-CODE - IP67 STRAIGHT PIN M8 D-CODE - IP67 STRAIGHT PIN CAT.5 (ISO/IEC 11801) / CAT.5E (TIA T568-B) PUR 20 M | 11
1035 | 2706200050 | DRAGLINE CABLE PROFINET M8 D-CODE - IP67 STRAIGHT PIN M8 D-CODE - IP67 STRAIGHT PIN CAT.5 (ISO/IEC 11801) / CAT.5E (TIA T568-B) PUR 5 M | 11
1036 | 2706250015 | DRAGLINE CABLE PROFINET M8 D-CODE - IP67 STRAIGHT PIN RJ45 IP 20 CAT.5 (ISO/IEC 11801) / CAT.5E (TIA T568-B) PUR 1.5 M | 11
1037 | 2706150050 | DRAGLINE CABLE PROFINET M8 D-CODE - IP67 STRAIGHT PIN OPEN CAT.5 (ISO/IEC 11801) / CAT.5E (TIA T568-B) PUR 5 M | 11
1038 | 2706220075 | DRAGLINE CABLE PROFINET M8 D-CODE - IP67 ANGELED PIN M8 D-CODE - IP67 ANGELED PIN CAT.5 (ISO/IEC 11801) / CAT.5E (TIA T568-B) PUR 7.5 M | 11
1039 | 2706230030 | DRAGLINE CABLE PROFINET M8 P-CODE - IP67 ANGELED PIN M8 D-CODE - IP67 ANGELED PIN M8 D-CODE - IP67 ANGELED SOCKET CAT.5 (ISO/IEC 11801) / CAT.5E (TIA T568-B) PUR 3 M | 11
1040 | 2706210200 | DRAGLINE CABLE PROFINET M8 D-CODE - IP67 STRAIGHT PIN M8 D-CODE - IP67 STRAIGHT SOCKET CAT.5 (ISO/IEC 11801) / CAT.5E (TIA T568-B) PUR 20 M | 11
1041 | 2706230075 | DRAGLINE CABLE PROFINET M8 P-CODE - IP67 ANGELED PIN M8 D-CODE - IP67 ANGELED PIN M8 D-CODE - IP67 ANGELED SOCKET CAT.5 (ISO/IEC 11801) / CAT.5E (TIA T568-B) PUR 7.5 M | 11
1042 | 2706230100 | DRAGLINE CABLE PROFINET M8 P-CODE - IP67 ANGELED PIN M8 D-CODE - IP67 ANGELED PIN M8 D-CODE - IP67 ANGELED SOCKET CAT.5 (ISO/IEC 11801) / CAT.5E (TIA T568-B) PUR 10 M | 11
1043 | 2706190050 | DRAGLINE CABLE PROFINET M8 D-CODE - IP67 ANGELED PIN OPEN CAT.5 (ISO/IEC 11801) / CAT.5E (TIA T568-B) PUR 5 M | 11
1044 | 2706250200 | DRAGLINE CABLE PROFINET M8 D-CODE - IP67 STRAIGHT PIN RJ45 IP 20 CAT.5 (ISO/IEC 11801) / CAT.5E (TIA T568-B) PUR 20 M | 11
1045 | 2706250075 | DRAGLINE CABLE PROFINET M8 D-CODE - IP67 STRAIGHT PIN RJ45 IP 20 CAT.5 (ISO/IEC 11801) / CAT.5E (TIA T568-B) PUR 7.5 M | 11
1046 | 2706150030 | DRAGLINE CABLE PROFINET M8 D-CODE - IP67 STRAIGHT PIN OPEN CAT.5 (ISO/IEC 11801) / CAT.5E (TIA T568-B) PUR 3 M | 11
1047 | 2706190075 | DRAGLINE CABLE PROFINET M8 D-CODE - IP67 ANGELED PIN OPEN CAT.5 (ISO/IEC 11801) / CAT.5E (TIA T568-B) PUR 7.5 M | 11
1048 | 2706160100 | DRAGLINE CABLE PROFINET M8 D-CODE - IP67 ANGELED SOCKET OPEN CAT.5 (ISO/IEC 11801) / CAT.5E (TIA T568-B) PUR 10 M | 11
1049 | 2706160075 | DRAGLINE CABLE PROFINET M8 D-CODE - IP67 ANGELED SOCKET OPEN CAT.5 (ISO/IEC 11801) / CAT.5E (TIA T568-B) PUR 7.5 M | 11
1050 | 2706200300 | DRAGLINE CABLE PROFINET M8 D-CODE - IP67 STRAIGHT PIN M8 D-CODE - IP67 STRAIGHT PIN CAT.5 (ISO/IEC 11801) / CAT.5E (TIA T568-B) PUR 30 M | 11
1051 | 2706260100 | DRAGLINE CABLE PROFINET M8 D-CODE - IP67 STRAIGHT SOCKET OPEN CAT.5 (ISO/IEC 11801) / CAT.5E (TIA T568-B) PUR 10 M | 11
1052 | 2425570100 | PRE-ASSEMBLED PATCH CABLE CROSSOVER LC-DUPLEX IP 20 SC DUPLEX IP 20 50 ΜM 10 M | 133
1053 | 2710810000 | OMNIMATE DATA - USB JACK FEMALE HEADER 480 MBPS THT SOLDER CONNECTION 180° PITCH IN MM (P): 2.50 MM N OF POLES: 4 PBT TRAY (MANUAL ASSEMBLY) | 51
1054 | 2712250100 | HEAVY DUTY CONNECTOR ASSEMBLIES SOCKET CONNECTOR LAPP ÖLFLEX® CLASSIC 110 BK 7G1.5 OR SIMILAR SHIELDED: NO N OF POLES: 6 | 54
1055 | 2712250200 | HEAVY DUTY CONNECTOR ASSEMBLIES SOCKET CONNECTOR LAPP ÖLFLEX® CLASSIC 110 BK 7G1.5 OR SIMILAR SHIELDED: NO N OF POLES: 6 | 54
1056 | 2712250500 | HEAVY DUTY CONNECTOR ASSEMBLIES SOCKET CONNECTOR LAPP ÖLFLEX® CLASSIC 110 BK 7G1.5 OR SIMILAR SHIELDED: NO N OF POLES: 6 | 54
1057 | 2712260100 | HEAVY DUTY CONNECTOR ASSEMBLIES SOCKET CONNECTOR LAPP ÖLFLEX® CLASSIC 110 BK 7G1.5 OR SIMILAR SHIELDED: NO N OF POLES: 6 | 54
1058 | 2712260200 | HEAVY DUTY CONNECTOR ASSEMBLIES SOCKET CONNECTOR LAPP ÖLFLEX® CLASSIC 110 BK 7G1.5 OR SIMILAR SHIELDED: NO N OF POLES: 6 | 54
1059 | 1349720015 | PRE-ASSEMBLED CABLE PAC | 34
1060 | 1349350300 | PRE-ASSEMBLED CABLE PAC CABLE LIYCY 0.25 MM² | 2
1061 | 2710660200 | HEAVY DUTY CONNECTOR ASSEMBLIES PIN SOCKET CONNECTOR LAPP ÖLFLEX® CLASSIC 110 BK 7G1.5 OR SIMILAR SHIELDED: NO N OF POLES: 6 | 54
1062 | 2710660500 | HEAVY DUTY CONNECTOR ASSEMBLIES PIN SOCKET CONNECTOR LAPP ÖLFLEX® CLASSIC 110 BK 7G1.5 OR SIMILAR SHIELDED: NO N OF POLES: 6 | 54
1063 | 2712240100 | HEAVY DUTY CONNECTOR ASSEMBLIES PIN SOCKET CONNECTOR LAPP ÖLFLEX® CLASSIC 110 BK 7G1.5 OR SIMILAR SHIELDED: NO N OF POLES: 6 | 54
1064 | 2712240200 | HEAVY DUTY CONNECTOR ASSEMBLIES PIN SOCKET CONNECTOR LAPP ÖLFLEX® CLASSIC 110 BK 7G1.5 OR SIMILAR SHIELDED: NO N OF POLES: 6 | 54
1065 | 2712240500 | HEAVY DUTY CONNECTOR ASSEMBLIES PIN SOCKET CONNECTOR LAPP ÖLFLEX® CLASSIC 110 BK 7G1.5 OR SIMILAR SHIELDED: NO N OF POLES: 6 | 54
1066 | 2712370100 | HEAVY DUTY CONNECTOR ASSEMBLIES PIN SOCKET CONNECTOR HELUKABEL JZ-500-C 7G2.5 OR SIMILAR SHIELDED: YES N OF POLES: 6 | 54
1067 | 2712370200 | HEAVY DUTY CONNECTOR ASSEMBLIES PIN SOCKET CONNECTOR HELUKABEL JZ-500-C 7G2.5 OR SIMILAR SHIELDED: YES N OF POLES: 6 | 54
1068 | 2712370500 | HEAVY DUTY CONNECTOR ASSEMBLIES PIN SOCKET CONNECTOR HELUKABEL JZ-500-C 7G2.5 OR SIMILAR SHIELDED: YES N OF POLES: 6 | 54
1069 | 2712380500 | HEAVY DUTY CONNECTOR ASSEMBLIES PIN SOCKET CONNECTOR HELUKABEL JZ-500-C 7G2.5 OR SIMILAR SHIELDED: YES N OF POLES: 6 | 54
1070 | 2712380200 | HEAVY DUTY CONNECTOR ASSEMBLIES PIN SOCKET CONNECTOR HELUKABEL JZ-500-C 7G2.5 OR SIMILAR N OF POLES: 6 | 54
1071 | 2712380100 | HEAVY DUTY CONNECTOR ASSEMBLIES PIN SOCKET CONNECTOR HELUKABEL JZ-500-C 7G2.5 OR SIMILAR N OF POLES: 6 | 54
1072 | 2712390100 | HEAVY DUTY CONNECTOR ASSEMBLIES SOCKET CONNECTOR HELUKABEL JZ-500-C 7G2.5 OR SIMILAR SHIELDED: YES N OF POLES: 6 | 54
1073 | 2712390200 | HEAVY DUTY CONNECTOR ASSEMBLIES SOCKET CONNECTOR HELUKABEL JZ-500-C 7G2.5 OR SIMILAR SHIELDED: YES N OF POLES: 6 | 54
1074 | 2712390500 | HEAVY DUTY CONNECTOR ASSEMBLIES SOCKET CONNECTOR HELUKABEL JZ-500-C 7G2.5 OR SIMILAR SHIELDED: YES N OF POLES: 6 | 54
1075 | 2712400100 | HEAVY DUTY CONNECTOR ASSEMBLIES SOCKET CONNECTOR HELUKABEL JZ-500-C 7G2.5 OR SIMILAR SHIELDED: YES N OF POLES: 6 | 54
1076 | 2712420100 | HEAVY DUTY CONNECTOR ASSEMBLIES SOCKET CONNECTOR LAPP ÖLFLEX® CLASSIC 110 BK 7G2.5 OR SIMILAR SHIELDED: NO N OF POLES: 6 | 54
1077 | 2712400500 | HEAVY DUTY CONNECTOR ASSEMBLIES SOCKET CONNECTOR HELUKABEL JZ-500-C 7G2.5 OR SIMILAR SHIELDED: YES N OF POLES: 6 | 54
1078 | 2712400200 | HEAVY DUTY CONNECTOR ASSEMBLIES SOCKET CONNECTOR HELUKABEL JZ-500-C 7G2.5 OR SIMILAR SHIELDED: YES N OF POLES: 6 | 54
1079 | 2712470200 | HEAVY DUTY CONNECTOR ASSEMBLIES PIN SOCKET CONNECTOR HELUKABEL JZ-500 10G2.5 OR SIMILAR SHIELDED: NO N OF POLES: 8 | 54
1080 | 2712470500 | HEAVY DUTY CONNECTOR ASSEMBLIES PIN SOCKET CONNECTOR HELUKABEL JZ-500 10G2.5 OR SIMILAR SHIELDED: NO N OF POLES: 8 | 54
1081 | 2712450500 | HEAVY DUTY CONNECTOR ASSEMBLIES PIN SOCKET CONNECTOR HELUKABEL JZ-500 10G2.5 OR SIMILAR SHIELDED: NO N OF POLES: 8 | 54
1082 | 2712490100 | HEAVY DUTY CONNECTOR ASSEMBLIES PIN HELUKABEL JZ-500 10G2.5 OR SIMILAR SHIELDED: NO N OF POLES: 8 | 54
1083 | 2712460200 | HEAVY DUTY CONNECTOR ASSEMBLIES PIN SOCKET CONNECTOR HELUKABEL MEGAFLEX 500-C 10G2.5 OR SIMILAR SHIELDED: YES N OF POLES: 8 | 54
1084 | 2712460100 | HEAVY DUTY CONNECTOR ASSEMBLIES PIN SOCKET CONNECTOR HELUKABEL MEGAFLEX 500-C 10G2.5 OR SIMILAR SHIELDED: YES N OF POLES: 8 | 54
1085 | 2712470100 | HEAVY DUTY CONNECTOR ASSEMBLIES PIN SOCKET CONNECTOR HELUKABEL JZ-500 10G2.5 OR SIMILAR SHIELDED: NO N OF POLES: 8 | 54
1086 | 2712430100 | HEAVY DUTY CONNECTOR ASSEMBLIES PIN SOCKET CONNECTOR LAPP ÖLFLEX® CLASSIC 110 BK 7G2.5 OR SIMILAR SHIELDED: NO N OF POLES: 6 | 54
1087 | 2712460500 | HEAVY DUTY CONNECTOR ASSEMBLIES PIN SOCKET CONNECTOR HELUKABEL MEGAFLEX 500-C 10G2.5 OR SIMILAR SHIELDED: YES N OF POLES: 8 | 54
1088 | 2712420200 | HEAVY DUTY CONNECTOR ASSEMBLIES SOCKET CONNECTOR LAPP ÖLFLEX® CLASSIC 110 BK 7G2.5 OR SIMILAR SHIELDED: NO N OF POLES: 6 | 54
1089 | 2712430200 | HEAVY DUTY CONNECTOR ASSEMBLIES PIN SOCKET CONNECTOR LAPP ÖLFLEX® CLASSIC 110 BK 7G2.5 OR SIMILAR SHIELDED: NO N OF POLES: 6 | 54
1090 | 2712420500 | HEAVY DUTY CONNECTOR ASSEMBLIES SOCKET CONNECTOR LAPP ÖLFLEX® CLASSIC 110 BK 7G2.5 OR SIMILAR SHIELDED: NO N OF POLES: 6 | 54
1091 | 2712490500 | HEAVY DUTY CONNECTOR ASSEMBLIES PIN HELUKABEL JZ-500 10G2.5 OR SIMILAR SHIELDED: NO N OF POLES: 8 | 54
1092 | 2712490200 | HEAVY DUTY CONNECTOR ASSEMBLIES PIN HELUKABEL JZ-500 10G2.5 OR SIMILAR SHIELDED: NO N OF POLES: 8 | 54
1093 | 2712500500 | HEAVY DUTY CONNECTOR ASSEMBLIES PIN HELUKABEL MEGAFLEX 500-C 10G2.5 OR SIMILAR SHIELDED: YES N OF POLES: 8 | 54
1094 | 2712500200 | HEAVY DUTY CONNECTOR ASSEMBLIES PIN HELUKABEL MEGAFLEX 500-C 10G2.5 OR SIMILAR SHIELDED: YES N OF POLES: 8 | 54
1095 | 2712500100 | HEAVY DUTY CONNECTOR ASSEMBLIES PIN HELUKABEL MEGAFLEX 500-C 10G2.5 OR SIMILAR SHIELDED: YES N OF POLES: 8 | 54
1096 | 2712050000 | THM DEVICE MARKERS 8 X 17 MM | 77
1097 | 7789880200 | PRE-ASSEMBLED CABLE PAC CABLE LIYCY 0.25 MM² | 2
1098 | 7789838300 | PRE-ASSEMBLED CABLE PAC CABLE LIYCY 0.50 MM² | 2
1099 | 2555790000 | WEB-COMPATIBLE TOUCH PANEL DISPLAY SIZE 10.1" RESISTIVE FRONT PROTECTION IP66 | 323
1100 | 1349340150 | PRE-ASSEMBLED CABLE PAC CABLE LIYCY 0.25 MM² | 2
1101 | 1349340200 | PRE-ASSEMBLED CABLE PAC CABLE LIYCY 0.25 MM² | 2
1102 | 1349330150 | PRE-ASSEMBLED CABLE PAC CABLE LIYCY 0.25 MM² | 2
1103 | 2712130000 | WS TERMINAL MARKER 10 X 5 MM WEIDMUELLER | 149
1104 | 2712090000 | SLIMFIX CONDUCTOR AND CABLE MARKERS 7 - 40 MM 26 X 15 MM | 12
1105 | 2712160000 | TERMINAL MARKER 10 X 6 MM | 480
1106 | 2712140000 | WS TERMINAL MARKER 10 X 6 MM WEIDMUELLER | 149
1107 | 2712010000 | CONDUCTOR AND CABLE MARKERS 12.7 - 38.1 MM ORANGE | 43
1108 | 2711980000 | THM CONDUCTOR AND CABLE MARKERS 4.9 - 9.8 MM 25 X 38.1 MM | 21
1109 | 2712000000 | CONDUCTOR AND CABLE MARKERS 8.5 - 25.4 MM ORANGE | 43
1110 | 2712070000 | SWITCHMARK DEVICE MARKERS 22 X 22 MM | 287
1111 | 2711960000 | THM CONDUCTOR AND CABLE MARKERS 4.9 - 9.8 MM 25 X 38.1 MM | 21
1112 | 2711970000 | THM CONDUCTOR AND CABLE MARKERS 12.2 - 24.4 MM 25 X 100 MM | 21
1113 | 2712030000 | THM DEVICE MARKERS 10 X 20 MM | 327
1114 | 2712080000 | SWITCHMARK DEVICE MARKERS 22 X 22 MM | 287
1115 | 2712040000 | THM DEVICE MARKERS | 749
1116 | 2712020000 | THM DEVICE MARKERS 10 X 20 MM | 327
1117 | 2711920000 | THM CONDUCTOR AND CABLE MARKERS 3.9 - 7.8 MM 25 X 31.8 MM | 21
1118 | 2711940000 | THM CONDUCTOR AND CABLE MARKERS 4.5 - 9 MM 25 X 51.4 MM | 21
1119 | 2711880000 | THM CONDUCTOR AND CABLE MARKERS 3.9 - 7.8 MM 25 X 31.8 MM | 21
1120 | 2711930000 | THM CONDUCTOR AND CABLE MARKERS 4.9 - 9.8 MM 25 X 38.1 MM | 21
1121 | 2711950000 | THM CONDUCTOR AND CABLE MARKERS 12.2 - 24.4 MM 25 X 100 MM | 21
1122 | 2711900000 | THM CONDUCTOR AND CABLE MARKERS 4.5 - 9 MM 25 X 51.4 MM | 21
1123 | 2711890000 | THM CONDUCTOR AND CABLE MARKERS 4.9 - 9.8 MM 25 X 38.1 MM | 21
1124 | 2723360000 | TERMSERIES RELAY WITH POSITIVELY DRIVEN CONTACTS N OF CONTACTS: 2 CO CONTACTS FORCIBILY GUIDED (EN 61810-3 TYPE B) AGNI RATED CONTROL VOLTAGE: 24 V DC CONTINUOUS CURRENT: 6 A TEST BUTTON AVAILABLE: NO | 3
1125 | 1251580900 | PATCH CABLE RJ45 IP 20 RJ45 IP 20 CAT.6A / CLASS EA (ISO/IEC 11801 2010) LSZH 90 M | 14
1126 | 2728160000 | PRIMARY CURRENT: 2000 A SECONDARY CURRENT MAX.: 5 A LOAD: 15 VA TOLERANCE CLASS: 1 DETACHABLE CURRENT TRANSFORMER | 41
1127 | 2728110000 | PRIMARY CURRENT: 750 A SECONDARY CURRENT MAX.: 5 A LOAD: 2 VA TOLERANCE CLASS: 1 DETACHABLE CURRENT TRANSFORMER | 41
1128 | 2728150000 | PRIMARY CURRENT: 1500 A SECONDARY CURRENT MAX.: 5 A LOAD: 15 VA TOLERANCE CLASS: 1 DETACHABLE CURRENT TRANSFORMER | 41
1129 | 2728140000 | PRIMARY CURRENT: 1200 A SECONDARY CURRENT MAX.: 5 A LOAD: 10 VA TOLERANCE CLASS: 1 DETACHABLE CURRENT TRANSFORMER | 41
1130 | 2728100000 | PRIMARY CURRENT: 500 A SECONDARY CURRENT MAX.: 5 A LOAD: 5 VA TOLERANCE CLASS: 1 DETACHABLE CURRENT TRANSFORMER | 41
1131 | 2722470000 | VG EXI 7J (EX PLASTIC CABLE GLAND 7J EXI) CABLE GLANDS M 50 18 MM OD MIN. 31 - OD MAX. 38 MM IP54 IP66 IP67 IP68 - 5 BAR (30 MIN.) POLYAMIDE 6 | 8
1132 | 2722460000 | VG EXI 7J (EX PLASTIC CABLE GLAND 7J EXI) CABLE GLANDS M 40 18 MM OD MIN. 23 - OD MAX. 32 MM IP54 IP66 IP67 IP68 - 5 BAR (30 MIN.) POLYAMIDE 6 | 8
1133 | 2722420000 | VG EXI 7J (EX PLASTIC CABLE GLAND 7J EXI) CABLE GLANDS M 25 10 MM OD MIN. 14 - OD MAX. 18 MM IP54 IP66 IP67 IP68 - 5 BAR (30 MIN.) POLYAMIDE 6 | 8
1134 | 2722440000 | VG EXI 7J (EX PLASTIC CABLE GLAND 7J EXI) CABLE GLANDS M 32 15 MM OD MIN. 19 - OD MAX. 25 MM IP54 IP66 IP67 IP68 - 5 BAR (30 MIN.) POLYAMIDE 6 | 8
1135 | 2722430000 | VG EXI 7J (EX PLASTIC CABLE GLAND 7J EXI) CABLE GLANDS M 32 10 MM OD MIN. 16 - OD MAX. 21 MM IP54 IP66 IP67 IP68 - 5 BAR (30 MIN.) POLYAMIDE 6 | 8
1136 | 2722410000 | VG EXI 7J (EX PLASTIC CABLE GLAND 7J EXI) CABLE GLANDS M 25 10 MM OD MIN. 12 - OD MAX. 17 MM IP54 IP66 IP67 IP68 - 5 BAR (30 MIN.) POLYAMIDE 6 | 8
1137 | 2722400000 | VG EXI 7J (EX PLASTIC CABLE GLAND 7J EXI) CABLE GLANDS M 20 10 MM OD MIN. 11 - OD MAX. 14 MM IP54 IP66 IP67 IP68 - 5 BAR (30 MIN.) POLYAMIDE 6 | 8
1138 | 2722380000 | VG EXI 7J (EX PLASTIC CABLE GLAND 7J EXI) CABLE GLANDS M 20 10 MM OD MIN. 7 - OD MAX. 12 MM IP54 IP66 IP67 IP68 - 5 BAR (30 MIN.) POLYAMIDE 6 | 8
1139 | 2722390000 | VG EXI 7J (EX PLASTIC CABLE GLAND 7J EXI) CABLE GLANDS M 20 10 MM OD MIN. 7 - OD MAX. 13 MM IP54 IP66 IP67 IP68 - 5 BAR (30 MIN.) POLYAMIDE 6 | 8
1140 | 2722350000 | VG EXI 7J (EX PLASTIC CABLE GLAND 7J EXI) CABLE GLANDS M 12 10 MM OD MIN. 4 - OD MAX. 6.5 MM IP54 IP66 IP67 IP68 - 5 BAR (30 MIN.) POLYAMIDE 6 | 8
1141 | 2722370000 | VG EXI 7J (EX PLASTIC CABLE GLAND 7J EXI) CABLE GLANDS M 16 10 MM OD MIN. 6 - OD MAX. 10 MM IP54 IP66 IP67 IP68 - 5 BAR (30 MIN.) POLYAMIDE 6 | 8
1142 | 2722360000 | VG EXI 7J (EX PLASTIC CABLE GLAND 7J EXI) CABLE GLANDS M 16 10 MM OD MIN. 5 - OD MAX. 8 MM IP54 IP66 IP67 IP68 - 5 BAR (30 MIN.) POLYAMIDE 6 | 8
1143 | 2722340000 | VG EXI 7J (EX PLASTIC CABLE GLAND 7J EXI) CABLE GLANDS M 63 18 MM OD MIN. 35 - OD MAX. 44 MM IP54 IP66 IP67 IP68 - 5 BAR (30 MIN.) POLYAMIDE 6 | 355
1144 | 2722290000 | VG EXI 7J (EX PLASTIC CABLE GLAND 7J EXI) CABLE GLANDS M 32 10 MM OD MIN. 16 - OD MAX. 21 MM IP54 IP66 IP67 IP68 - 5 BAR (30 MIN.) POLYAMIDE 6 | 8
1145 | 2722300000 | VG EXI 7J (EX PLASTIC CABLE GLAND 7J EXI) CABLE GLANDS M 32 15 MM OD MIN. 19 - OD MAX. 25 MM IP54 IP66 IP67 IP68 - 5 BAR (30 MIN.) POLYAMIDE 6 | 8
1146 | 2722330000 | VG EXI 7J (EX PLASTIC CABLE GLAND 7J EXI) CABLE GLANDS M 50 18 MM OD MIN. 31 - OD MAX. 38 MM IP54 IP66 IP67 IP68 - 5 BAR (30 MIN.) POLYAMIDE 6 | 8
1147 | 2722310000 | VG EXI 7J (EX PLASTIC CABLE GLAND 7J EXI) CABLE GLANDS M 40 10 MM OD MIN. 20 - OD MAX. 28 MM IP54 IP66 IP67 IP68 - 5 BAR (30 MIN.) POLYAMIDE 6 | 8
1148 | 2722320000 | VG EXI 7J (EX PLASTIC CABLE GLAND 7J EXI) CABLE GLANDS M 40 18 MM OD MIN. 23 - OD MAX. 32 MM IP54 IP66 IP67 IP68 - 5 BAR (30 MIN.) POLYAMIDE 6 | 8
1149 | 2722280000 | VG EXI 7J (EX PLASTIC CABLE GLAND 7J EXI) CABLE GLANDS M 25 10 MM OD MIN. 14 - OD MAX. 18 MM IP54 IP66 IP67 IP68 - 5 BAR (30 MIN.) POLYAMIDE 6 | 8
1150 | 2722260000 | VG EXI 7J (EX PLASTIC CABLE GLAND 7J EXI) CABLE GLANDS M 20 10 MM OD MIN. 11 - OD MAX. 14 MM IP54 IP66 IP67 IP68 - 5 BAR (30 MIN.) POLYAMIDE 6 | 8
1151 | 2722240000 | VG EXI 7J (EX PLASTIC CABLE GLAND 7J EXI) CABLE GLANDS M 20 10 MM OD MIN. 7 - OD MAX. 12 MM IP54 IP66 IP67 IP68 - 5 BAR (30 MIN.) POLYAMIDE 6 | 8
1152 | 2722220000 | VG EXI 7J (EX PLASTIC CABLE GLAND 7J EXI) CABLE GLANDS M 16 10 MM OD MIN. 5 - OD MAX. 8 MM IP54 IP66 IP67 IP68 - 5 BAR (30 MIN.) POLYAMIDE 6 | 8
1153 | 2722270000 | VG EXI 7J (EX PLASTIC CABLE GLAND 7J EXI) CABLE GLANDS M 25 10 MM OD MIN. 12 - OD MAX. 17 MM IP54 IP66 IP67 IP68 - 5 BAR (30 MIN.) POLYAMIDE 6 | 8
1154 | 2722230000 | VG EXI 7J (EX PLASTIC CABLE GLAND 7J EXI) CABLE GLANDS M 16 10 MM OD MIN. 6 - OD MAX. 10 MM IP54 IP66 IP67 IP68 - 5 BAR (30 MIN.) POLYAMIDE 6 | 8
1155 | 2722250000 | VG EXI 7J (EX PLASTIC CABLE GLAND 7J EXI) CABLE GLANDS M 20 10 MM OD MIN. 7 - OD MAX. 13 MM IP54 IP66 IP67 IP68 - 5 BAR (30 MIN.) POLYAMIDE 6 | 8
1156 | 2722210000 | VG EXI 7J (EX PLASTIC CABLE GLAND 7J EXI) CABLE GLANDS M 12 10 MM OD MIN. 4 - OD MAX. 6.5 MM IP54 IP66 IP67 IP68 - 5 BAR (30 MIN.) POLYAMIDE 6 | 8
1157 | 2722200000 | VG EXE 7J (EX PLASTIC CABLE GLAND 7J EXE) CABLE GLANDS M 63 18 MM OD MIN. 35 - OD MAX. 44 MM IP54 IP66 IP67 IP68 - 5 BAR (30 MIN.) POLYAMIDE 6 | 8
1158 | 2722190000 | VG EXE 7J (EX PLASTIC CABLE GLAND 7J EXE) CABLE GLANDS M 50 18 MM OD MIN. 31 - OD MAX. 38 MM IP54 IP66 IP67 IP68 - 5 BAR (30 MIN.) POLYAMIDE 6 | 8
1159 | 2722140000 | VG EXE 7J (EX PLASTIC CABLE GLAND 7J EXE) CABLE GLANDS M 25 10 MM OD MIN. 14 - OD MAX. 18 MM IP54 IP66 IP67 IP68 - 5 BAR (30 MIN.) POLYAMIDE 6 | 8
1160 | 2722170000 | VG EXE 7J (EX PLASTIC CABLE GLAND 7J EXE) CABLE GLANDS M 40 10 MM OD MIN. 20 - OD MAX. 28 MM IP54 IP66 IP67 IP68 - 5 BAR (30 MIN.) POLYAMIDE 6 | 8
1161 | 2722150000 | VG EXE 7J (EX PLASTIC CABLE GLAND 7J EXE) CABLE GLANDS M 32 10 MM OD MIN. 16 - OD MAX. 21 MM IP54 IP66 IP67 IP68 - 5 BAR (30 MIN.) POLYAMIDE 6 | 8
1162 | 2722180000 | VG EXE 7J (EX PLASTIC CABLE GLAND 7J EXE) CABLE GLANDS M 40 18 MM OD MIN. 23 - OD MAX. 32 MM IP54 IP66 IP67 IP68 - 5 BAR (30 MIN.) POLYAMIDE 6 | 8
1163 | 2722160000 | VG EXE 7J (EX PLASTIC CABLE GLAND 7J EXE) CABLE GLANDS M 32 15 MM OD MIN. 19 - OD MAX. 25 MM IP54 IP66 IP67 IP68 - 5 BAR (30 MIN.) POLYAMIDE 6 | 8
1164 | 2722130000 | VG EXE 7J (EX PLASTIC CABLE GLAND 7J EXE) CABLE GLANDS M 25 10 MM OD MIN. 12 - OD MAX. 17 MM IP54 IP66 IP67 IP68 - 5 BAR (30 MIN.) POLYAMIDE 6 | 8
1165 | 2722090000 | VG EXE 7J (EX PLASTIC CABLE GLAND 7J EXE) CABLE GLANDS M 16 10 MM OD MIN. 6 - OD MAX. 10 MM IP54 IP66 IP67 IP68 - 5 BAR (30 MIN.) POLYAMIDE 6 | 8
1166 | 2722070000 | VG EXE 7J (EX PLASTIC CABLE GLAND 7J EXE) CABLE GLANDS M 12 10 MM OD MIN. 4 - OD MAX. 6.5 MM IP54 IP66 IP67 IP68 - 5 BAR (30 MIN.) POLYAMIDE 6 | 8
1167 | 2722080000 | VG EXE 7J (EX PLASTIC CABLE GLAND 7J EXE) CABLE GLANDS M 16 10 MM OD MIN. 5 - OD MAX. 8 MM IP54 IP66 IP67 IP68 - 5 BAR (30 MIN.) POLYAMIDE 6 | 8
1168 | 2722120000 | VG EXE 7J (EX PLASTIC CABLE GLAND 7J EXE) CABLE GLANDS M 20 10 MM OD MIN. 11 - OD MAX. 14 MM IP54 IP66 IP67 IP68 - 5 BAR (30 MIN.) POLYAMIDE 6 | 8
1169 | 2722110000 | VG EXE 7J (EX PLASTIC CABLE GLAND 7J EXE) CABLE GLANDS M 20 10 MM OD MIN. 7 - OD MAX. 13 MM IP54 IP66 IP67 IP68 - 5 BAR (30 MIN.) POLYAMIDE 6 | 8
1170 | 2722100000 | VG EXE 7J (EX PLASTIC CABLE GLAND 7J EXE) CABLE GLANDS M 20 10 MM OD MIN. 7 - OD MAX. 12 MM IP54 IP66 IP67 IP68 - 5 BAR (30 MIN.) POLYAMIDE 6 | 8
1171 | 2722060000 | VG EXE 7J (EX PLASTIC CABLE GLAND 7J EXE) CABLE GLANDS M 63 18 MM OD MIN. 35 - OD MAX. 44 MM IP54 IP66 IP67 IP68 - 5 BAR (30 MIN.) POLYAMIDE 6 | 8
1172 | 2722050000 | VG EXE 7J (EX PLASTIC CABLE GLAND 7J EXE) CABLE GLANDS M 50 18 MM OD MIN. 31 - OD MAX. 38 MM IP54 IP66 IP67 IP68 - 5 BAR (30 MIN.) POLYAMIDE 6 | 8
1173 | 2722040000 | VG EXE 7J (EX PLASTIC CABLE GLAND 7J EXE) CABLE GLANDS M 40 18 MM OD MIN. 23 - OD MAX. 32 MM IP54 IP66 IP67 IP68 - 5 BAR (30 MIN.) POLYAMIDE 6 | 8
1174 | 2722030000 | VG EXE 7J (EX PLASTIC CABLE GLAND 7J EXE) CABLE GLANDS M 40 10 MM OD MIN. 20 - OD MAX. 28 MM IP54 IP66 IP67 IP68 - 5 BAR (30 MIN.) POLYAMIDE 6 | 8
1175 | 2722450000 | VG EXI 7J (EX PLASTIC CABLE GLAND 7J EXI) CABLE GLANDS M 40 10 MM OD MIN. 20 - OD MAX. 28 MM IP54 IP66 IP67 IP68 - 5 BAR (30 MIN.) POLYAMIDE 6 | 8
1176 | 2710590000 | MARKING TAGS HEAVY DUTY CONNECTOR ASSEMBLIES | 1114
1177 | 7789301035 | PRE-ASSEMBLED CABLE PAC CABLE LIYY 0.25 MM² | 2
1178 | 2722480000 | VG EXI 7J (EX PLASTIC CABLE GLAND 7J EXI) CABLE GLANDS M 63 18 MM OD MIN. 35 - OD MAX. 44 MM IP54 IP66 IP67 IP68 - 5 BAR (30 MIN.) POLYAMIDE 6 | 355
1179 | 2726800000 | SURGE VOLTAGE ARRESTER LOW VOLTAGE SURGE PROTECTION TT NUR FÜR N-PE UP(L/N-PE) ? 1.5 KV | 294
1180 | 2736940000 | FRAME | 307
1181 | 2736930000 | FRAME | 307
1182 | 2709710000 | CROSS-CONNECTOR BRIDGE HEAVY DUTY CONNECTOR ASSEMBLIES | 270
1183 | 2556170000 | PCB PLUG-IN CONNECTOR MALE HEADER FLANGE THT SOLDER CONNECTION 3.50 MM N OF POLES: 38 180° SOLDER PIN LENGTH (L): 3.5 MM TINNED ORANGE BOX | 0
1184 | 2559230000 | PCB PLUG-IN CONNECTOR MALE HEADER CLOSED SIDE THT SOLDER CONNECTION 3.50 MM N OF POLES: 40 180° SOLDER PIN LENGTH (L): 3.5 MM TINNED ORANGE BOX | 0
1185 | 2556150000 | PCB PLUG-IN CONNECTOR MALE HEADER CLOSED SIDE THT SOLDER CONNECTION 3.50 MM N OF POLES: 38 180° SOLDER PIN LENGTH (L): 3.5 MM TINNED ORANGE BOX | 0
1186 | 1329170005 | PRE-ASSEMBLED CABLE PAC CABLE LIYY 0.25 MM² | 2
1187 | 7789657100 | PRE-ASSEMBLED CABLE PAC CABLE LIYCY 0.25 MM² | 2
1188 | 2550540000 | HDC ENCLOSURES SIZE: 8 PROTECTION DEGREE: IP65 (IN PLUGGED CONDITION) BASE HOUSING SIDE-LOCKING CLAMP ON LOWER SIDE HIGH SIZE OF CABLE ENTRIES: M 32 | 6
1189 | 1349650035 | PRE-ASSEMBLED CABLE PAC | 34
1190 | 7789704100 | PRE-ASSEMBLED CABLE PAC CABLE LIYCY 0.25 MM² | 2
1191 | 1329110015 | PRE-ASSEMBLED CABLE PAC CABLE LIYY 0.25 MM² | 2
1192 | 1329200015 | PRE-ASSEMBLED CABLE PAC CABLE LIYY 0.25 MM² | 2
1193 | 1329240015 | PRE-ASSEMBLED CABLE PAC CABLE LIYY 0.25 MM² | 2
1194 | 2629690000 | PCB PLUG-IN CONNECTOR FEMALE PLUG 7.62 MM N OF POLES: 5 CLAMPING YOKE CONNECTION CLAMPING RANGE MAX. : 4 MM² BOX | 1
1195 | 1349350200 | PRE-ASSEMBLED CABLE PAC CABLE LIYCY 0.25 MM² | 2
1196 | 2736830000 | 2.5 MM² 800 V 22 A DARK | 1337
1197 | 2723040030 | DRAGLINE CABLE M12 X-TYPE IP 67 STRAIGHT MALE M12 X-TYPE IP 67 STRAIGHT MALE CAT.6A / CLASS EA (ISO/IEC 11801 2010) PUR 3 M | 39
1198 | 2723040050 | DRAGLINE CABLE M12 X-TYPE IP 67 STRAIGHT MALE M12 X-TYPE IP 67 STRAIGHT MALE CAT.6A / CLASS EA (ISO/IEC 11801 2010) PUR 5 M | 39
1199 | 2723040075 | DRAGLINE CABLE M12 X-TYPE IP 67 STRAIGHT MALE M12 X-TYPE IP 67 STRAIGHT MALE CAT.6A / CLASS EA (ISO/IEC 11801 2010) PUR 7.5 M | 39
1200 | 2723040100 | DRAGLINE CABLE M12 X-TYPE IP 67 STRAIGHT MALE M12 X-TYPE IP 67 STRAIGHT MALE CAT.6A / CLASS EA (ISO/IEC 11801 2010) PUR 10 M | 39
1201 | 2047310150 | DRAGLINE CABLE PROFINET RJ45 IP 20 RJ45 IP 20 CAT.5 (ISO/IEC 11801) / CAT.5E (TIA T568-B) PUR 15 M | 11
1202 | 2047310050 | DRAGLINE CABLE PROFINET RJ45 IP 20 RJ45 IP 20 CAT.5 (ISO/IEC 11801) / CAT.5E (TIA T568-B) PUR 5 M | 11
1203 | 2047310075 | DRAGLINE CABLE PROFINET RJ45 IP 20 RJ45 IP 20 CAT.5 (ISO/IEC 11801) / CAT.5E (TIA T568-B) PUR 7.5 M | 11
1204 | 2047310200 | DRAGLINE CABLE PROFINET RJ45 IP 20 RJ45 IP 20 CAT.5 (ISO/IEC 11801) / CAT.5E (TIA T568-B) PUR 20 M | 11
1205 | 2047310005 | DRAGLINE CABLE PROFINET RJ45 IP 20 RJ45 IP 20 CAT.5 (ISO/IEC 11801) / CAT.5E (TIA T568-B) PUR 0.5 M | 11
1206 | 2047310040 | DRAGLINE CABLE PROFINET RJ45 IP 20 RJ45 IP 20 CAT.5 (ISO/IEC 11801) / CAT.5E (TIA T568-B) PUR 4 M | 11
1207 | 2047310030 | DRAGLINE CABLE PROFINET RJ45 IP 20 RJ45 IP 20 CAT.5 (ISO/IEC 11801) / CAT.5E (TIA T568-B) PUR 3 M | 11
1208 | 2047310020 | DRAGLINE CABLE PROFINET RJ45 IP 20 RJ45 IP 20 CAT.5 (ISO/IEC 11801) / CAT.5E (TIA T568-B) PUR 2 M | 11
1209 | 2047310015 | DRAGLINE CABLE PROFINET RJ45 IP 20 RJ45 IP 20 CAT.5 (ISO/IEC 11801) / CAT.5E (TIA T568-B) PUR 1.5 M | 11
1210 | 2723040150 | DRAGLINE CABLE M12 X-TYPE IP 67 STRAIGHT MALE M12 X-TYPE IP 67 STRAIGHT MALE CAT.6A / CLASS EA (ISO/IEC 11801 2010) PUR 15 M | 39
1211 | 2047310100 | DRAGLINE CABLE PROFINET RJ45 IP 20 RJ45 IP 20 CAT.5 (ISO/IEC 11801) / CAT.5E (TIA T568-B) PUR 10 M | 11
1212 | 2629630000 | PCB PLUG-IN CONNECTOR MALE HEADER THT SOLDER CONNECTION 7.62 MM N OF POLES: 5 SOLDER PIN LENGTH (L): 3.2 MM | 0
1213 | 2629590000 | PCB PLUG-IN CONNECTOR MALE HEADER THT SOLDER CONNECTION 7.62 MM N OF POLES: 4 SOLDER PIN LENGTH (L): 3.2 MM | 0
1214 | 2629640000 | PCB PLUG-IN CONNECTOR MALE HEADER THT SOLDER CONNECTION 7.62 MM N OF POLES: 6 SOLDER PIN LENGTH (L): 3.2 MM | 0
1215 | 2629500000 | PCB PLUG-IN CONNECTOR MALE HEADER CLOSED SIDE MIDDLE FLANGE THT SOLDER CONNECTION 7.62 MM N OF POLES: 6 90° SOLDER PIN LENGTH (L): 3.2 MM | 0
1216 | 2629660000 | PCB PLUG-IN CONNECTOR MALE HEADER THT SOLDER CONNECTION 7.62 MM N OF POLES: 6 SOLDER PIN LENGTH (L): 3.2 MM | 0
1217 | 2629530000 | PCB PLUG-IN CONNECTOR MALE HEADER THT SOLDER CONNECTION 7.62 MM N OF POLES: 2 SOLDER PIN LENGTH (L): 3.2 MM | 0
1218 | 2629540000 | PCB PLUG-IN CONNECTOR MALE HEADER THT SOLDER CONNECTION 7.62 MM N OF POLES: 3 SOLDER PIN LENGTH (L): 3.2 MM | 0
1219 | 2629600000 | PCB PLUG-IN CONNECTOR MALE HEADER THT SOLDER CONNECTION 7.62 MM N OF POLES: 5 SOLDER PIN LENGTH (L): 3.2 MM | 0
1220 | 2629520000 | PCB PLUG-IN CONNECTOR MALE HEADER CLOSED SIDE MIDDLE FLANGE THT SOLDER CONNECTION 7.62 MM N OF POLES: 6 90° SOLDER PIN LENGTH (L): 3.2 MM | 0
1221 | 2629620000 | PCB PLUG-IN CONNECTOR MALE HEADER THT SOLDER CONNECTION 7.62 MM N OF POLES: 4 SOLDER PIN LENGTH (L): 3.2 MM | 0
1222 | 2629580000 | PCB PLUG-IN CONNECTOR MALE HEADER THT SOLDER CONNECTION 7.62 MM N OF POLES: 3 SOLDER PIN LENGTH (L): 3.2 MM | 0
1223 | 2629650000 | PCB PLUG-IN CONNECTOR MALE HEADER THT SOLDER CONNECTION 7.62 MM N OF POLES: 5 SOLDER PIN LENGTH (L): 3.2 MM | 0
1224 | 2629670000 | PCB PLUG-IN CONNECTOR MALE HEADER THT SOLDER CONNECTION 7.62 MM N OF POLES: 6 SOLDER PIN LENGTH (L): 3.2 MM | 0
1225 | 2629550000 | PCB PLUG-IN CONNECTOR MALE HEADER THT SOLDER CONNECTION 7.62 MM N OF POLES: 4 SOLDER PIN LENGTH (L): 3.2 MM | 0
1226 | 2629610000 | PCB PLUG-IN CONNECTOR MALE HEADER THT SOLDER CONNECTION 7.62 MM N OF POLES: 6 SOLDER PIN LENGTH (L): 3.2 MM | 0
1227 | 2629480000 | PCB PLUG-IN CONNECTOR MALE HEADER CLOSED SIDE MIDDLE FLANGE THT SOLDER CONNECTION 7.62 MM N OF POLES: 6 90° SOLDER PIN LENGTH (L): 3.2 MM | 0
1228 | 2629360000 | PCB PLUG-IN CONNECTOR MALE HEADER CLOSED SIDE MIDDLE FLANGE THT SOLDER CONNECTION 7.62 MM N OF POLES: 5 90° SOLDER PIN LENGTH (L): 3.2 MM | 0
1229 | 2629570000 | PCB PLUG-IN CONNECTOR MALE HEADER THT SOLDER CONNECTION 7.62 MM N OF POLES: 6 SOLDER PIN LENGTH (L): 3.2 MM | 0
1230 | 2629560000 | PCB PLUG-IN CONNECTOR MALE HEADER THT SOLDER CONNECTION 7.62 MM N OF POLES: 5 SOLDER PIN LENGTH (L): 3.2 MM | 0
1231 | 2627250000 | PCB PLUG-IN CONNECTOR MALE HEADER CLOSED SIDE MIDDLE SCREW FLANGE THT/THR SOLDER CONNECTION 7.62 MM N OF POLES: 4 SOLDER PIN LENGTH (L): 2.6 MM TINNED BOX | 0
1232 | 2627240000 | PCB PLUG-IN CONNECTOR MALE HEADER CLOSED SIDE MIDDLE SCREW FLANGE THT/THR SOLDER CONNECTION 7.62 MM N OF POLES: 4 SOLDER PIN LENGTH (L): 2.6 MM TINNED BOX | 0
1233 | 2748940000 | SCREWDRIVER INSERT BLADE WIDTH (B): 5.5 MM BLADE LENGTH: 70 MM BLADE THICKNESS (A): 1 MM | 106
1234 | 2748920000 | SCREWDRIVER INSERT BLADE WIDTH (B): 3.5 MM BLADE LENGTH: 70 MM BLADE THICKNESS (A): 0.6 MM | 106
1235 | 2748930000 | SCREWDRIVER INSERT BLADE WIDTH (B): 4 MM BLADE LENGTH: 70 MM BLADE THICKNESS (A): 0.8 MM | 106
1236 | 2748910000 | SCREWDRIVER INSERT BLADE WIDTH (B): 3 MM BLADE LENGTH: 70 MM BLADE THICKNESS (A): 0.5 MM | 106
1237 | 2628510000 | PCB PLUG-IN CONNECTOR FEMALE PLUG 7.62 MM N OF POLES: 4 180° PUSH IN WITH ACTUATOR PUSH IN WITHOUT ACTUATOR CLAMPING RANGE MAX. : 10 MM² BOX | 1
1238 | 2628580000 | PCB PLUG-IN CONNECTOR FEMALE PLUG 7.62 MM N OF POLES: 5 180° PUSH IN WITH ACTUATOR PUSH IN WITHOUT ACTUATOR CLAMPING RANGE MAX. : 10 MM² BOX | 1
1239 | 2628350000 | PCB PLUG-IN CONNECTOR FEMALE PLUG 7.62 MM N OF POLES: 4 180° PUSH IN WITH ACTUATOR PUSH IN WITHOUT ACTUATOR CLAMPING RANGE MAX. : 10 MM² BOX | 1
1240 | 2628650000 | PCB PLUG-IN CONNECTOR FEMALE PLUG 7.62 MM N OF POLES: 4 180° PUSH IN WITH ACTUATOR PUSH IN WITHOUT ACTUATOR CLAMPING RANGE MAX. : 10 MM² BOX | 1
1241 | 2628640000 | PCB PLUG-IN CONNECTOR FEMALE PLUG 7.62 MM N OF POLES: 4 180° PUSH IN WITH ACTUATOR PUSH IN WITHOUT ACTUATOR CLAMPING RANGE MAX. : 10 MM² BOX | 1
1242 | 2628530000 | PCB PLUG-IN CONNECTOR FEMALE PLUG 7.62 MM N OF POLES: 4 180° PUSH IN WITH ACTUATOR PUSH IN WITHOUT ACTUATOR CLAMPING RANGE MAX. : 10 MM² BOX | 1
1243 | 2628590000 | PCB PLUG-IN CONNECTOR FEMALE PLUG 7.62 MM N OF POLES: 5 180° PUSH IN WITH ACTUATOR PUSH IN WITHOUT ACTUATOR CLAMPING RANGE MAX. : 10 MM² BOX | 1
1244 | 2628410000 | PCB PLUG-IN CONNECTOR FEMALE PLUG 7.62 MM N OF POLES: 5 180° PUSH IN WITH ACTUATOR PUSH IN WITHOUT ACTUATOR CLAMPING RANGE MAX. : 10 MM² BOX | 1
1245 | 2628400000 | PCB PLUG-IN CONNECTOR FEMALE PLUG 7.62 MM N OF POLES: 5 180° PUSH IN WITH ACTUATOR PUSH IN WITHOUT ACTUATOR CLAMPING RANGE MAX. : 10 MM² BOX | 1
1246 | 2628340000 | PCB PLUG-IN CONNECTOR FEMALE PLUG 7.62 MM N OF POLES: 4 180° PUSH IN WITH ACTUATOR PUSH IN WITHOUT ACTUATOR CLAMPING RANGE MAX. : 10 MM² BOX | 1
1247 | 2628570000 | PCB PLUG-IN CONNECTOR FEMALE PLUG 7.62 MM N OF POLES: 5 180° PUSH IN WITH ACTUATOR PUSH IN WITHOUT ACTUATOR CLAMPING RANGE MAX. : 10 MM² BOX | 1
1248 | 2628320000 | PCB PLUG-IN CONNECTOR FEMALE PLUG 7.62 MM N OF POLES: 4 180° PUSH IN WITH ACTUATOR PUSH IN WITHOUT ACTUATOR CLAMPING RANGE MAX. : 10 MM² BOX | 1
1249 | 2628520000 | PCB PLUG-IN CONNECTOR FEMALE PLUG 7.62 MM N OF POLES: 4 180° PUSH IN WITH ACTUATOR PUSH IN WITHOUT ACTUATOR CLAMPING RANGE MAX. : 10 MM² BOX | 1
1250 | 2628630000 | PCB PLUG-IN CONNECTOR FEMALE PLUG 7.62 MM N OF POLES: 4 180° PUSH IN WITH ACTUATOR PUSH IN WITHOUT ACTUATOR CLAMPING RANGE MAX. : 10 MM² BOX | 1
1251 | 2628390000 | PCB PLUG-IN CONNECTOR FEMALE PLUG 7.62 MM N OF POLES: 5 180° PUSH IN WITH ACTUATOR PUSH IN WITHOUT ACTUATOR CLAMPING RANGE MAX. : 10 MM² BOX | 1
1252 | 2711380000 | PCB PLUG-IN CONNECTOR SOLDER FLANGE THT/THR SOLDER CONNECTION 3.50 MM N OF POLES: 38 90° SOLDER PIN LENGTH (L): 3.2 MM TINNED BOX | 0
1253 | 7789888020 | PRE-ASSEMBLED CABLE PAC CABLE LIYCY 0.34 MM² | 2
1254 | 1292190400 | SENSOR/ACTUATOR LINE 7/8" N OF POLES : 5 (4 + PE) 4 M SHIELDED: NO LED: NO SHEATH MATERIAL: PUR HALOGEN: NO | 0
1255 | 1292190600 | SENSOR/ACTUATOR LINE 7/8" N OF POLES : 5 (4 + PE) 6 M SHIELDED: NO LED: NO SHEATH MATERIAL: PUR HALOGEN: NO | 0
1256 | 1292190650 | SENSOR/ACTUATOR LINE 7/8" N OF POLES : 5 (4 + PE) 6.5 M SHIELDED: NO LED: NO SHEATH MATERIAL: PUR HALOGEN: NO | 0
1257 | 1292190850 | SENSOR/ACTUATOR LINE 7/8" N OF POLES : 5 (4 + PE) 8.5 M SHIELDED: NO LED: NO SHEATH MATERIAL: PUR HALOGEN: NO | 0
1258 | 1292191200 | SENSOR/ACTUATOR LINE 7/8" N OF POLES : 5 (4 + PE) 12 M SHIELDED: NO LED: NO SHEATH MATERIAL: PUR HALOGEN: NO | 0
1259 | 1292191500 | SENSOR/ACTUATOR LINE 7/8" N OF POLES : 5 (4 + PE) 15 M SHIELDED: NO LED: NO SHEATH MATERIAL: PUR HALOGEN: NO | 0
1260 | 1292191600 | SENSOR/ACTUATOR LINE 7/8" N OF POLES : 5 (4 + PE) 16 M SHIELDED: NO LED: NO SHEATH MATERIAL: PUR HALOGEN: NO | 0
1261 | 1292191800 | SENSOR/ACTUATOR LINE 7/8" N OF POLES : 5 (4 + PE) 18 M SHIELDED: NO LED: NO SHEATH MATERIAL: PUR HALOGEN: NO | 0
1262 | 1292192500 | SENSOR/ACTUATOR LINE 7/8" N OF POLES : 5 (4 + PE) 25 M SHIELDED: NO LED: NO SHEATH MATERIAL: PUR HALOGEN: NO | 0
1263 | 1296790330 | BUS LINE CONNECTING LINE M12 / M8 N OF POLES: 4 3.3 M SHIELDED: YES LED: NO SHEATH MATERIAL: PUR HALOGEN: NO | 0
1264 | 1296790390 | BUS LINE CONNECTING LINE M12 / M8 N OF POLES: 4 3.9 M SHIELDED: YES LED: NO SHEATH MATERIAL: PUR HALOGEN: NO | 0
1265 | 1296790490 | BUS LINE CONNECTING LINE M12 / M8 N OF POLES: 4 4.9 M SHIELDED: YES LED: NO SHEATH MATERIAL: PUR HALOGEN: NO | 0
1266 | 1296790550 | BUS LINE CONNECTING LINE M12 / M8 N OF POLES: 4 5.5 M SHIELDED: YES LED: NO SHEATH MATERIAL: PUR HALOGEN: NO | 0
1267 | 1296790670 | BUS LINE CONNECTING LINE M12 / M8 N OF POLES: 4 6.7 M SHIELDED: YES LED: NO SHEATH MATERIAL: PUR HALOGEN: NO | 0
1268 | 1296790770 | BUS LINE CONNECTING LINE M12 / M8 N OF POLES: 4 7.7 M SHIELDED: YES LED: NO SHEATH MATERIAL: PUR HALOGEN: NO | 0
1269 | 1346920000 | REPLACEMENT PART | 55
1270 | 1349370010 | PRE-ASSEMBLED CABLE PAC CABLE LIYCY 0.25 MM² | 2
1271 | 1349790015 | PRE-ASSEMBLED CABLE PAC | 34
1272 | 1373820010 | PRE-ASSEMBLED CABLE PAC CABLE LIYCY 0.50 MM² | 2
1273 | 1373900010 | PRE-ASSEMBLED CABLE PAC CABLE LIYCY 0.34 MM² | 2
1274 | 1373910010 | PRE-ASSEMBLED CABLE PAC CABLE LIYCY 0.34 MM² | 2
1275 | 1379500000 | INTERFACE RS 2 X AKB (50P) LP2N 5.08MM | 99
1276 | 1431530100 | PRE-ASSEMBLED CABLE PAC CABLE LIYY 8.6 ± 1 MM | 20
1277 | 1457580005 | SYSTEM CABLE RJ45 IP 20 M12 X-TYPE IP 67 STRAIGHT MALE CAT.6A / CLASS EA (ISO/IEC 11801 2010) PUR 0.5 M | 39
1278 | 2451460000 | HDC ENCLOSURES SIZE: 8 PROTECTION DEGREE: IP68 IP69K IP68 (IN PLUGGED CONDITION) COVER CLAMPING YOKE CONNECTION SIZE OF CABLE ENTRIES: M 50 | 6
1279 | 2455300030 | SENSOR/ACTUATOR LINE CONNECTING LINE M12 / M12 N OF POLES : 5 0.3 M PIN 90° - SOCKET 90° SHIELDED: NO LED: NO SHEATH MATERIAL: PUR HALOGEN: NO | 0
1280 | 2455300050 | SENSOR/ACTUATOR LINE CONNECTING LINE M12 / M12 N OF POLES : 5 0.5 M PIN 90° - SOCKET 90° SHIELDED: NO LED: NO SHEATH MATERIAL: PUR HALOGEN: NO | 0
1281 | 2456050000 | EX SIGNAL ISOLATING CONVERTER EX-INPUT: NAMUR SENSOR/SWITCH SAFE-OUTPUT: RELAY NO CONTACT 1-CHANNEL | 259
1282 | 2456060000 | EX SIGNAL ISOLATING CONVERTER EX-INPUT: NAMUR SENSOR/SWITCH SAFE-OUTPUT: RELAY NC CONTACT 1-CHANNEL | 259
1283 | 2456070000 | EX SIGNAL ISOLATING CONVERTER EX-INPUT: NAMUR SENSOR/SWITCH SAFE-OUTPUT: OPTOCOUPLER 1-CHANNEL | 259
1284 | 2456080000 | EX SIGNAL ISOLATING CONVERTER EX-INPUT: NAMUR SENSOR/SWITCH SAFE-OUTPUT: RELAY NO CONTACT 2-CHANNEL | 259
1285 | 2456090000 | EX SIGNAL ISOLATING CONVERTER EX-INPUT: NAMUR SENSOR/SWITCH SAFE-OUTPUT: RELAY NC CONTACT 2-CHANNEL | 259
1286 | 2456100000 | EX SIGNAL ISOLATING CONVERTER EX-INPUT: NAMUR SENSOR/SWITCH SAFE-OUTPUT: OPTOCOUPLER 2-CHANNEL | 259
1287 | 2456110000 | EX SIGNAL ISOLATING CONVERTER SAFE-INPUT: RELAY EX-OUTPUT: OPTO MODULE 1-CHANNEL OUTPUT CURRENT : MAX. 35 MA | 165
1288 | 2456120000 | EX SIGNAL ISOLATING CONVERTER SAFE-INPUT: RELAY EX-OUTPUT: OPTO MODULE 1-CHANNEL OUTPUT CURRENT : MAX. 60 MA | 165
1289 | 2456130000 | EX SIGNAL ISOLATING CONVERTER SAFE-INPUT: RELAY EX-OUTPUT: OPTO MODULE 2-CHANNEL OUTPUT CURRENT : MAX. 35 MA | 165
1290 | 2456140000 | EX SIGNAL ISOLATING CONVERTER EX-INPUT: 4 - 20 MA SAFE-OUTPUT: 4-20MA 1-CHANNEL | 165
1291 | 2456150000 | EX SIGNAL ISOLATING CONVERTER EX-INPUT: 4 - 20 MA SAFE-OUTPUT: 4-20MA 2-CHANNEL | 165
1292 | 2456160000 | EX SIGNAL ISOLATING CONVERTER SAFE-INPUT: 4-20MA EX OUTPUT: 4 - 20 MA 1-CHANNEL | 165
1293 | 2456170000 | EX SIGNAL ISOLATING CONVERTER SAFE-INPUT: 4-20MA EX OUTPUT: 4 - 20 MA 2-CHANNEL | 165
1294 | 2456180000 | EX SIGNAL ISOLATING CONVERTER EX-INPUT: I? SAFE-OUTPUT: 4-20MA 1-CHANNEL | 165
1295 | 2456190000 | EX SIGNAL ISOLATING CONVERTER EX-INPUT: I? SAFE-OUTPUT: 4-20MA 2-CHANNEL | 165
1296 | 2456200000 | EX SIGNAL ISOLATING CONVERTER EX-OUTPUT: U I R? SAFE-OUTPUT: 4-20MA/ RELAY 1-CHANNEL | 165
1297 | 2466970000 | POWER SUPPLY SWITCH-MODE POWER SUPPLY UNIT 24 V | 56
1298 | 2467340000 | COMMUNICATION MODULE | 489
1299 | 1334950000 | CONTROLLER IP20 AUTOMATIONCONTROLLER WEB-BASED U-CONTROL 2000 WEB INTEGRATED ENGINEERING TOOL: U-CREATE WEB FOR PLC - (REAL-TIME SYSTEM) & IIOT APPLICATIONS | 767
1300 | 1349720100 | PRE-ASSEMBLED CABLE PAC | 34
1301 | 2599640000 | PCB PLUG-IN CONNECTOR MALE PLUG 5.08 MM N OF POLES: 10 180° CLAMPING YOKE CONNECTION CLAMPING RANGE MAX. : 3.31 MM² BOX | 1
1302 | 2605190000 | PCB PLUG-IN CONNECTOR FEMALE PLUG 5.08 MM N OF POLES: 16 90° CLAMPING YOKE CONNECTION CLAMPING RANGE MAX. : 4 MM² BOX | 1
1303 | 2602120000 | TOOLS ACCESSORIES | 116
1304 | 2602150000 | TOOLS ACCESSORIES | 116
1305 | 2602210000 | TOOLS ACCESSORIES | 116
1306 | 2602180000 | TOOLS ACCESSORIES | 116
1307 | 2602200000 | TOOLS ACCESSORIES | 116
1308 | 2602190000 | TOOLS ACCESSORIES | 116
1309 | 2602240000 | TOOLS ACCESSORIES | 116
1310 | 2602230000 | TOOLS ACCESSORIES | 116
1311 | 2602220000 | TOOLS ACCESSORIES | 116
1312 | 2602270000 | TOOL CASE WITH CONTENTS | 254
1313 | 2602310000 | TOOL CASE WITH CONTENTS | 254
1314 | 2602300000 | TOOL CASE WITH CONTENTS | 254
1315 | 2602260000 | TOOL CASE WITH CONTENTS | 254
1316 | 2604660000 | WIRE-END FERRULE SDARD 12 MM 10 MM LIGHT | 205
1317 | 2604630000 | WIRE-END FERRULE SDARD 12 MM 10 MM | 16
1318 | 2604620000 | WIRE-END FERRULE SDARD 12 MM 10 MM ORANGE | 16
1319 | 2614100000 | MODULAR DISTRIBUTION TERMINALS 1.5 MM² 500 17.5 A GREEN | 833
1320 | 2614110000 | MODULAR DISTRIBUTION TERMINALS 2.5 MM² 800 24 A GREEN | 1258
1321 | 2613380000 | PRINTED CIRCUIT BOARD TERMINALS 10.16 MM N OF POLES: 4 90° SOLDER PIN LENGTH (L): 3.2 MM TINNED ORANGE BOX | 0
1322 | 2669730000 | PCB PLUG-IN CONNECTOR 5.08 MM N OF POLES: 4 180° PUSH IN WITH ACTUATOR TENSION-CLAMP CONNECTION CLAMPING RANGE MAX. : 3.31 MM² BOX | 1
1323 | 2603840000 | W-SERIES DISTRIBUTION BLOCK RATED CROSS-SECTION: 16 MM² SCREW CONNECTION WEMID TERMINAL RAIL / MOUNTING PLATE | 7
1324 | 2603860000 | W-SERIES DISTRIBUTION BLOCK RATED CROSS-SECTION: 16 MM² SCREW CONNECTION WEMID TERMINAL RAIL / MOUNTING PLATE | 7
1325 | 2684410000 | BATTERY MISCELLANEOUS | 1096
1326 | 2691030000 | PCB PLUG-IN CONNECTOR FEMALE PLUG 5.08 MM N OF POLES: 4 180° PUSH IN WITH ACTUATOR TENSION-CLAMP CONNECTION CLAMPING RANGE MAX. : 3.31 MM² BOX | 1
1327 | 2690990000 | PCB PLUG-IN CONNECTOR FEMALE PLUG 5.08 MM N OF POLES: 2 180° PUSH IN WITH ACTUATOR TENSION-CLAMP CONNECTION CLAMPING RANGE MAX. : 3.31 MM² BOX | 1
1328 | 2694440000 | PCB PLUG-IN CONNECTOR FEMALE PLUG 5.08 MM N OF POLES: 2 180° PUSH IN WITH ACTUATOR TENSION-CLAMP CONNECTION CLAMPING RANGE MAX. : 3.31 MM² BOX | 1
1329 | 2599670000 | AUTOMATION PRODUCTS - U-REMOTE IP67 SENSOR-ACTUATOR ACTIVE DISTRIBUTOR PROFINET V2.3 | 224
1330 | 2599680000 | AUTOMATION PRODUCTS - U-REMOTE IP67 SENSOR-ACTUATOR ACTIVE DISTRIBUTOR PROFINET V2.3 | 224
1331 | 1421710005 | SYSTEM CABLE RJ45 IP 20 RJ45 IP 20 CAT.5 (ISO/IEC 11801) RADOX GKW S 0.5 M | 14
1332 | 2689800000 | FIELDPOWER® ENCLOSURES IP65 WITH CORRESPONDING HOUSING POLYCARBONATE | 350
1333 | 2698380000 | PCB PLUG-IN CONNECTOR MALE HEADER OPEN SIDE THT SOLDER CONNECTION 5.08 MM N OF POLES: 4 90° SOLDER PIN LENGTH (L): 3.2 MM TINNED BASALT GREY BOX | 0
1334 | 2698390000 | PCB PLUG-IN CONNECTOR MALE HEADER OPEN SIDE THT SOLDER CONNECTION 5.08 MM N OF POLES: 4 180° SOLDER PIN LENGTH (L): 3.2 MM TINNED BASALT GREY BOX | 0
1335 | 2698300000 | PCB PLUG-IN CONNECTOR FEMALE PLUG 5.08 MM N OF POLES: 11 180° PUSH IN WITH ACTUATOR TENSION-CLAMP CONNECTION CLAMPING RANGE MAX. : 3.31 MM² BOX | 1
1336 | 2698340000 | PCB PLUG-IN CONNECTOR FEMALE PLUG 5.08 MM N OF POLES: 12 180° PUSH IN WITH ACTUATOR TENSION-CLAMP CONNECTION CLAMPING RANGE MAX. : 3.31 MM² BOX | 1
1337 | 2698320000 | PCB PLUG-IN CONNECTOR FEMALE PLUG 5.08 MM N OF POLES: 11 180° PUSH IN WITH ACTUATOR TENSION-CLAMP CONNECTION CLAMPING RANGE MAX. : 3.31 MM² BOX | 1
1338 | 2698310000 | PCB PLUG-IN CONNECTOR FEMALE PLUG 5.08 MM N OF POLES: 11 180° PUSH IN WITH ACTUATOR TENSION-CLAMP CONNECTION CLAMPING RANGE MAX. : 3.31 MM² BOX | 1
1339 | 2698350000 | PCB PLUG-IN CONNECTOR FEMALE PLUG 5.08 MM N OF POLES: 12 180° PUSH IN WITH ACTUATOR TENSION-CLAMP CONNECTION CLAMPING RANGE MAX. : 3.31 MM² BOX | 1
1340 | 2698330000 | PCB PLUG-IN CONNECTOR FEMALE PLUG 5.08 MM N OF POLES: 12 180° PUSH IN WITH ACTUATOR TENSION-CLAMP CONNECTION CLAMPING RANGE MAX. : 3.31 MM² BOX | 1
1341 | 2683110000 | PHOTOVOLTAICS COMBINER BOX 1000 V 1 MPPT 3 INPUTS / 3 OUTPUTS PER MPPT SURGE PROTECTION I / II CABLE GLAND | 60
1342 | 2683190000 | PHOTOVOLTAICS COMBINER BOX 1000 V 3 MPPT'S 3 INPUTS / 3 OUTPUTS PER MPPT SURGE PROTECTION I / II WM4C | 60
1343 | 2683040000 | PHOTOVOLTAICS COMBINER BOX 1000 V 2 MPPT'S 3 INPUTS / 3 OUTPUTS PER MPPT WITH FUSE HOLDER SURGE PROTECTION I / II CABLE GLAND | 60
1344 | 2683030000 | PHOTOVOLTAICS COMBINER BOX 1000 V 1 MPPT 3 INPUTS / 3 OUTPUTS PER MPPT WITH FUSE HOLDER SURGE PROTECTION I / II CABLE GLAND | 60
1345 | 2683130000 | PHOTOVOLTAICS COMBINER BOX 1000 V 3 MPPT'S 3 INPUTS / 3 OUTPUTS PER MPPT SURGE PROTECTION I / II CABLE GLAND | 60
1346 | 2683050000 | PHOTOVOLTAICS COMBINER BOX 1000 V 1 MPPT 3 INPUTS / 3 OUTPUTS PER MPPT WITH FUSE HOLDER SURGE PROTECTION I / II SWITCH DISCONNECTOR CABLE GLAND | 60
1347 | 2683060000 | PHOTOVOLTAICS COMBINER BOX 1000 V 2 MPPT'S 3 INPUTS / 3 OUTPUTS PER MPPT WITH FUSE HOLDER SURGE PROTECTION I / II SWITCH DISCONNECTOR CABLE GLAND | 60
1348 | 2683080000 | PHOTOVOLTAICS COMBINER BOX 1000 V 2 MPPT'S 3 INPUTS / 3 OUTPUTS PER MPPT WITH FUSE HOLDER SURGE PROTECTION I / II WM4C | 60
1349 | 2683140000 | PHOTOVOLTAICS COMBINER BOX 1000 V 1 MPPT 3 INPUTS / 3 OUTPUTS PER MPPT SURGE PROTECTION I / II SWITCH DISCONNECTOR CABLE GLAND | 60
1350 | 2683410000 | PHOTOVOLTAICS COMBINER BOX 1000 V 2 MPPT'S 3 INPUTS / 3 OUTPUTS PER MPPT SURGE PROTECTION II SWITCH DISCONNECTOR WM4C | 60
1351 | 2683420000 | PHOTOVOLTAICS COMBINER BOX 1000 V 3 MPPT'S 3 INPUTS / 3 OUTPUTS PER MPPT SURGE PROTECTION II SWITCH DISCONNECTOR WM4C | 60
1352 | 2683230000 | PHOTOVOLTAICS COMBINER BOX 1000 V 1 MPPT 3 INPUTS / 3 OUTPUTS PER MPPT WITH FUSE HOLDER SURGE PROTECTION II CABLE GLAND | 60
1353 | 2683260000 | PHOTOVOLTAICS COMBINER BOX 1000 V 2 MPPT'S 3 INPUTS / 3 OUTPUTS PER MPPT WITH FUSE HOLDER SURGE PROTECTION II SWITCH DISCONNECTOR CABLE GLAND | 60
1354 | 2683380000 | PHOTOVOLTAICS COMBINER BOX 1000 V 2 MPPT'S 3 INPUTS / 3 OUTPUTS PER MPPT SURGE PROTECTION II WM4C | 60
1355 | 2683320000 | PHOTOVOLTAICS COMBINER BOX 1000 V 2 MPPT'S 3 INPUTS / 3 OUTPUTS PER MPPT SURGE PROTECTION II CABLE GLAND | 60
1356 | 2683290000 | PHOTOVOLTAICS COMBINER BOX 1000 V 1 MPPT 3 INPUTS / 3 OUTPUTS PER MPPT WITH FUSE HOLDER SURGE PROTECTION II SWITCH DISCONNECTOR WM4C | 60
1357 | 2683300000 | PHOTOVOLTAICS COMBINER BOX 1000 V 2 MPPT'S 3 INPUTS / 3 OUTPUTS PER MPPT WITH FUSE HOLDER SURGE PROTECTION II SWITCH DISCONNECTOR WM4C | 60
1358 | 2683370000 | PHOTOVOLTAICS COMBINER BOX 1000 V 1 MPPT 3 INPUTS / 3 OUTPUTS PER MPPT SURGE PROTECTION II WM4C | 60
1359 | 2683070000 | PHOTOVOLTAICS COMBINER BOX 1000 V 1 MPPT 3 INPUTS / 3 OUTPUTS PER MPPT WITH FUSE HOLDER SURGE PROTECTION I / II WM4C | 60
1360 | 2683310000 | PHOTOVOLTAICS COMBINER BOX 1000 V 1 MPPT 3 INPUTS / 3 OUTPUTS PER MPPT SURGE PROTECTION II CABLE GLAND | 60
1361 | 2683170000 | PHOTOVOLTAICS COMBINER BOX 1000 V 1 MPPT 3 INPUTS / 3 OUTPUTS PER MPPT SURGE PROTECTION I / II WM4C | 60
1362 | 2683150000 | PHOTOVOLTAICS COMBINER BOX 1000 V 2 MPPT'S 3 INPUTS / 3 OUTPUTS PER MPPT SURGE PROTECTION I / II SWITCH DISCONNECTOR CABLE GLAND | 60
1363 | 2683220000 | PHOTOVOLTAICS COMBINER BOX 1000 V 3 MPPT'S 3 INPUTS / 3 OUTPUTS PER MPPT SURGE PROTECTION I / II SWITCH DISCONNECTOR WM4C | 60
1364 | 2683240000 | PHOTOVOLTAICS COMBINER BOX 1000 V 2 MPPT'S 3 INPUTS / 3 OUTPUTS PER MPPT WITH FUSE HOLDER SURGE PROTECTION II CABLE GLAND | 60
1365 | 2683360000 | PHOTOVOLTAICS COMBINER BOX 1000 V 3 MPPT'S 3 INPUTS / 3 OUTPUTS PER MPPT SURGE PROTECTION II SWITCH DISCONNECTOR CABLE GLAND | 60
1366 | 2683340000 | PHOTOVOLTAICS COMBINER BOX 1000 V 1 MPPT 3 INPUTS / 3 OUTPUTS PER MPPT SURGE PROTECTION II SWITCH DISCONNECTOR CABLE GLAND | 60
1367 | 2683400000 | PHOTOVOLTAICS COMBINER BOX 1000 V 1 MPPT 3 INPUTS / 3 OUTPUTS PER MPPT SURGE PROTECTION II SWITCH DISCONNECTOR WM4C | 60
1368 | 2683390000 | PHOTOVOLTAICS COMBINER BOX 1000 V 3 MPPT'S 3 INPUTS / 3 OUTPUTS PER MPPT SURGE PROTECTION II WM4C | 60
1369 | 2683270000 | PHOTOVOLTAICS COMBINER BOX 1000 V 1 MPPT 3 INPUTS / 3 OUTPUTS PER MPPT WITH FUSE HOLDER SURGE PROTECTION II WM4C | 60
1370 | 2683250000 | PHOTOVOLTAICS COMBINER BOX 1000 V 1 MPPT 3 INPUTS / 3 OUTPUTS PER MPPT WITH FUSE HOLDER SURGE PROTECTION II SWITCH DISCONNECTOR CABLE GLAND | 60
1371 | 2683330000 | PHOTOVOLTAICS COMBINER BOX 1000 V 3 MPPT'S 3 INPUTS / 3 OUTPUTS PER MPPT SURGE PROTECTION II CABLE GLAND | 60
1372 | 2683350000 | PHOTOVOLTAICS COMBINER BOX 1000 V 2 MPPT'S 3 INPUTS / 3 OUTPUTS PER MPPT SURGE PROTECTION II SWITCH DISCONNECTOR CABLE GLAND | 60
1373 | 2683280000 | PHOTOVOLTAICS COMBINER BOX 1000 V 2 MPPT'S 3 INPUTS / 3 OUTPUTS PER MPPT WITH FUSE HOLDER SURGE PROTECTION II WM4C | 60
1374 | 2683200000 | PHOTOVOLTAICS COMBINER BOX 1000 V 1 MPPT 3 INPUTS / 3 OUTPUTS PER MPPT SURGE PROTECTION I / II SWITCH DISCONNECTOR WM4C | 60
1375 | 2683160000 | PHOTOVOLTAICS COMBINER BOX 1000 V 3 MPPT'S 3 INPUTS / 3 OUTPUTS PER MPPT SURGE PROTECTION I / II SWITCH DISCONNECTOR CABLE GLAND | 60
1376 | 2683180000 | PHOTOVOLTAICS COMBINER BOX 1000 V 2 MPPT'S 3 INPUTS / 3 OUTPUTS PER MPPT SURGE PROTECTION I / II WM4C | 60
1377 | 2683120000 | PHOTOVOLTAICS COMBINER BOX 1000 V 2 MPPT'S 3 INPUTS / 3 OUTPUTS PER MPPT SURGE PROTECTION I / II CABLE GLAND | 60
1378 | 2676350000 | INDUSTRIAL PC IP20 | 257
1379 | 2676410000 | INDUSTRIAL PC IP20 | 257
1380 | 2676400000 | INDUSTRIAL PC IP20 | 257
1381 | 2676390000 | INDUSTRIAL PC IP20 | 257
1382 | 2676420000 | INDUSTRIAL PC IP20 | 257
1383 | 2676380000 | INDUSTRIAL PC IP20 | 257
1384 | 2676370000 | INDUSTRIAL PC IP20 | 257
1385 | 2676480000 | INDUSTRIAL PANEL-PC DISPLAY SIZE 12.1" CAPACITIVE TOUCH MULTITOUCH FRONT PROTECTION IP66 | 162
1386 | 2676430000 | INDUSTRIAL PANEL-PC DISPLAY SIZE 7" RESISTIVE TOUCH FRONT PROTECTION IP66 | 323
1387 | 2676470000 | INDUSTRIAL PANEL-PC DISPLAY SIZE 12.1" RESISTIVE TOUCH FRONT PROTECTION IP66 | 323
1388 | 2676490000 | INDUSTRIAL PANEL-PC DISPLAY SIZE 15.6" RESISTIVE TOUCH FRONT PROTECTION IP66 | 323
1389 | 2676450000 | INDUSTRIAL PANEL-PC DISPLAY SIZE 10.1" RESISTIVE TOUCH FRONT PROTECTION IP66 | 323
1390 | 2676460000 | INDUSTRIAL PANEL-PC DISPLAY SIZE 10.1" CAPACITIVE TOUCH MULTITOUCH FRONT PROTECTION IP66 | 162
1391 | 2676500000 | INDUSTRIAL PANEL-PC DISPLAY SIZE 15.6" CAPACITIVE TOUCH MULTITOUCH FRONT PROTECTION IP66 | 162
1392 | 2676510000 | INDUSTRIAL PANEL-PC DISPLAY SIZE 12.1" CAPACITIVE TOUCH MULTITOUCH FRONT PROTECTION IP66 | 162
1393 | 2676530000 | INDUSTRIAL PANEL-PC DISPLAY SIZE 15.6" CAPACITIVE TOUCH MULTITOUCH FRONT PROTECTION IP66 | 162
1394 | 2676520000 | INDUSTRIAL PANEL-PC DISPLAY SIZE 12.1" CAPACITIVE TOUCH MULTITOUCH FRONT PROTECTION IP66 | 162
1395 | 2676560000 | INDUSTRIAL PANEL-PC DISPLAY SIZE 18.5" CAPACITIVE TOUCH MULTITOUCH FRONT PROTECTION IP66 | 162
1396 | 2676540000 | INDUSTRIAL PANEL-PC DISPLAY SIZE 15.6" CAPACITIVE TOUCH MULTITOUCH FRONT PROTECTION IP66 | 162
1397 | 2676550000 | INDUSTRIAL PANEL-PC DISPLAY SIZE 18.5" CAPACITIVE TOUCH MULTITOUCH FRONT PROTECTION IP66 | 162
1398 | 2676570000 | INDUSTRIAL PANEL-PC DISPLAY SIZE 21.5" CAPACITIVE TOUCH MULTITOUCH FRONT PROTECTION IP66 | 162
1399 | 2676580000 | INDUSTRIAL PANEL-PC DISPLAY SIZE 21.5" CAPACITIVE TOUCH MULTITOUCH FRONT PROTECTION IP66 | 162
1400 | 2676660000 | INDUSTRIAL MONITOR DISPLAY SIZE 10.1" MULTITOUCH CAPACITIVE TOUCH FRONT PROTECTION IP66 | 162
1401 | 2673720000 | CONTACT PIN | 395
1402 | 2673710000 | CONTACT PIN | 395
1403 | 2673740000 | CONTACT SOCKET CONNECTOR | 436
1404 | 2673730000 | CONTACT SOCKET CONNECTOR | 436
1405 | 2712260500 | HEAVY DUTY CONNECTOR ASSEMBLIES SOCKET CONNECTOR LAPP ÖLFLEX® CLASSIC 110 BK 7G1.5 OR SIMILAR SHIELDED: NO N OF POLES: 6 | 54
1406 | 2672420000 | SOCKETS PREFABRICATED TO CUSTOMER SPEC. M12 FEMALE SOCKET STRAIGHT | 35
1407 | 2672410000 | PLUGS PREFABRICATED TO CUSTOMER SPEC. M12 PIN STRAIGHT | 57
1408 | 2672430000 | PLUGS PREFABRICATED TO CUSTOMER SPEC. M12 PIN 90° | 88
1409 | 2673440000 | CONTACT SOCKET CONNECTOR | 436
1410 | 2682170000 | NETWORK SWITCH UNMANAGED FAST ETHERNET N OF PORTS: 6X RJ45 2X SC MULTI-MODE IP30 -40 °C...75 °C | 50
1411 | 2682210000 | NETWORK SWITCH UNMANAGED GIGABIT ETHERNET N OF PORTS: 5X RJ45 IP30 -40 °C...75 °C | 50
1412 | 2668180000 | POWER MODULE | 126
1413 | 2701550050 | PATCH CABLE RJ45 IP 20 RJ45 IP 20 CAT.6A / CLASS EA (ISO/IEC 11801 2010) LSZH 5 M | 14
1414 | 2701550200 | PATCH CABLE RJ45 IP 20 RJ45 IP 20 CAT.6A / CLASS EA (ISO/IEC 11801 2010) LSZH 20 M | 14
1415 | 2708620000 | PCB PLUG-IN CONNECTOR MOUNTING SCREW | 681
1416 | 2682180000 | NETWORK SWITCH UNMANAGED FAST ETHERNET N OF PORTS: 6X RJ45 2X SC SINGLE-MODE IP30 -40 °C...75 °C | 50
1417 | 2708610000 | PCB PLUG-IN CONNECTOR MOUNTING SCREW | 681
1418 | 2676320000 | TOOLS 0.5MM² 4MM² TRAPEZOIDAL CRIMP | 1185
1419 | 2676300000 | TOOLS 6MM² 16MM² TRAPEZOIDAL INDENTATION CRIMP | 802
1420 | 2676290000 | TOOLS 0.25MM² 6MM² TRAPEZOIDAL INDENTATION CRIMP | 802
1421 | 2614820000 | TERMSERIES RELAY MODULE N OF CONTACTS: 1 CO CONTACT AGSNO RATED CONTROL VOLTAGE: 5 V DC ±20 % CONTINUOUS CURRENT: 6 A PUSH IN TEST BUTTON AVAILABLE: NO | 3
1422 | 2614830000 | TERMSERIES RELAY MODULE N OF CONTACTS: 1 CO CONTACT AGNI RATED CONTROL VOLTAGE: 5 V DC ±20 % CONTINUOUS CURRENT: 6 A PUSH IN TEST BUTTON AVAILABLE: NO | 3
1423 | 2614880000 | TERMSERIES SOLID-STATE RELAY 1 NO CONTACT (BIPOLAR TRANSISTOR) RATED CONTROL VOLTAGE: 60 V UC ±10 % RATED SWITCHING VOLTAGE: 3... 48 V DC CONTINUOUS CURRENT: 100 MA PUSH IN | 3
1424 | 2614870000 | TERMSERIES RELAY SOCKET N OF CONTACTS: 1 CO CONTACT RATED CONTROL VOLTAGE: 5 V DC ±20 % CONTINUOUS CURRENT: 10 A PUSH IN | 3
1425 | 2614850000 | TERMSERIES SOLID-STATE RELAY 1 NO CONTACT (TRIAC (ZERO-CROSS SWITCH)) RATED CONTROL VOLTAGE: 5 V DC ±20 % RATED SWITCHING VOLTAGE: 24...240 V AC CONTINUOUS CURRENT: 1 A PUSH IN | 3
1426 | 2614840000 | TERMSERIES RELAY MODULE N OF CONTACTS: 2 CO CONTACT AGNI RATED CONTROL VOLTAGE: 5 V DC ±20 % CONTINUOUS CURRENT: 8 A PUSH IN TEST BUTTON AVAILABLE: NO | 3
1427 | 2712310100 | HEAVY DUTY CONNECTOR ASSEMBLIES PIN SOCKET CONNECTOR HELUKABEL JZ-600 7G4 OR SIMILAR SHIELDED: NO N OF POLES: 6 | 54
1428 | 2712310500 | HEAVY DUTY CONNECTOR ASSEMBLIES PIN SOCKET CONNECTOR HELUKABEL JZ-600 7G4 OR SIMILAR SHIELDED: NO N OF POLES: 6 | 54
1429 | 2712320100 | HEAVY DUTY CONNECTOR ASSEMBLIES PIN SOCKET CONNECTOR HELUKABEL JZ-600 7G4 OR SIMILAR SHIELDED: NO N OF POLES: 6 | 54
1430 | 2712320200 | HEAVY DUTY CONNECTOR ASSEMBLIES PIN SOCKET CONNECTOR HELUKABEL JZ-600 7G4 OR SIMILAR SHIELDED: NO N OF POLES: 6 | 54
1431 | 2712320500 | HEAVY DUTY CONNECTOR ASSEMBLIES PIN SOCKET CONNECTOR HELUKABEL JZ-600 7G4 OR SIMILAR SHIELDED: NO N OF POLES: 6 | 54
1432 | 2712310200 | HEAVY DUTY CONNECTOR ASSEMBLIES PIN SOCKET CONNECTOR HELUKABEL JZ-600 7G4 OR SIMILAR SHIELDED: NO N OF POLES: 6 | 54
1433 | 2712330100 | HEAVY DUTY CONNECTOR ASSEMBLIES PIN SOCKET CONNECTOR LAPP ÖLFLEX® CLASSIC 110 BK 18G1.5 OR SIMILAR SHIELDED: NO N OF POLES: 16 | 54
1434 | 2712330200 | HEAVY DUTY CONNECTOR ASSEMBLIES PIN SOCKET CONNECTOR LAPP ÖLFLEX® CLASSIC 110 BK 18G1.5 OR SIMILAR SHIELDED: NO N OF POLES: 16 | 54
1435 | 2712330500 | HEAVY DUTY CONNECTOR ASSEMBLIES PIN SOCKET CONNECTOR LAPP ÖLFLEX® CLASSIC 110 BK 18G1.5 OR SIMILAR SHIELDED: NO | 54
1436 | 2712340100 | HEAVY DUTY CONNECTOR ASSEMBLIES PIN SOCKET CONNECTOR LAPP ÖLFLEX® CLASSIC 110 BK 18G1.5 OR SIMILAR SHIELDED: NO N OF POLES: 16 | 54
1437 | 2712340200 | HEAVY DUTY CONNECTOR ASSEMBLIES PIN SOCKET CONNECTOR LAPP ÖLFLEX® CLASSIC 110 BK 18G1.5 OR SIMILAR SHIELDED: NO N OF POLES: 16 | 54
1438 | 2712340500 | HEAVY DUTY CONNECTOR ASSEMBLIES PIN SOCKET CONNECTOR LAPP ÖLFLEX® CLASSIC 110 BK 18G1.5 OR SIMILAR SHIELDED: NO N OF POLES: 16 | 54
1439 | 2712350200 | HEAVY DUTY CONNECTOR ASSEMBLIES PIN SOCKET CONNECTOR LAPP ÖLFLEX® CLASSIC 110 BK 12G1.5 OR SIMILAR SHIELDED: NO N OF POLES: 24 | 54
1440 | 2712350100 | HEAVY DUTY CONNECTOR ASSEMBLIES PIN SOCKET CONNECTOR LAPP ÖLFLEX® CLASSIC 110 BK 12G1.5 OR SIMILAR SHIELDED: NO N OF POLES: 24 | 54
1441 | 2712360200 | HEAVY DUTY CONNECTOR ASSEMBLIES PIN SOCKET CONNECTOR LAPP ÖLFLEX® CLASSIC 110 BK 25G1.5 OR SIMILAR SHIELDED: NO N OF POLES: 24 | 54
1442 | 2712360100 | HEAVY DUTY CONNECTOR ASSEMBLIES PIN SOCKET CONNECTOR LAPP ÖLFLEX® CLASSIC 110 BK 25G1.5 OR SIMILAR SHIELDED: NO N OF POLES: 24 | 54
1443 | 2712350500 | HEAVY DUTY CONNECTOR ASSEMBLIES PIN SOCKET CONNECTOR LAPP ÖLFLEX® CLASSIC 110 BK 12G1.5 OR SIMILAR SHIELDED: NO N OF POLES: 24 | 54
1444 | 2712360500 | HEAVY DUTY CONNECTOR ASSEMBLIES PIN SOCKET CONNECTOR LAPP ÖLFLEX® CLASSIC 110 BK 25G1.5 OR SIMILAR SHIELDED: NO N OF POLES: 24 | 54
1445 | 2712410200 | HEAVY DUTY CONNECTOR ASSEMBLIES SOCKET CONNECTOR LAPP ÖLFLEX® CLASSIC 110 BK 7G2.5 OR SIMILAR SHIELDED: NO N OF POLES: 6 | 54
1446 | 2712410100 | HEAVY DUTY CONNECTOR ASSEMBLIES SOCKET CONNECTOR LAPP ÖLFLEX® CLASSIC 110 BK 7G2.5 OR SIMILAR SHIELDED: NO N OF POLES: 6 | 54
1447 | 2712450200 | HEAVY DUTY CONNECTOR ASSEMBLIES PIN SOCKET CONNECTOR HELUKABEL JZ-500 10G2.5 OR SIMILAR SHIELDED: NO N OF POLES: 8 | 54
1448 | 2712430500 | HEAVY DUTY CONNECTOR ASSEMBLIES PIN SOCKET CONNECTOR LAPP ÖLFLEX® CLASSIC 110 BK 7G2.5 OR SIMILAR SHIELDED: NO N OF POLES: 6 | 54
1449 | 2712450100 | HEAVY DUTY CONNECTOR ASSEMBLIES PIN SOCKET CONNECTOR HELUKABEL JZ-500 10G2.5 OR SIMILAR SHIELDED: NO N OF POLES: 8 | 54
1450 | 2712410500 | HEAVY DUTY CONNECTOR ASSEMBLIES SOCKET CONNECTOR LAPP ÖLFLEX® CLASSIC 110 BK 7G2.5 OR SIMILAR SHIELDED: NO N OF POLES: 6 | 54
1451 | 2712510200 | HEAVY DUTY CONNECTOR ASSEMBLIES PIN HELUKABEL JZ-500 10G2.5 OR SIMILAR SHIELDED: NO N OF POLES: 8 | 54
1452 | 2712510100 | HEAVY DUTY CONNECTOR ASSEMBLIES PIN HELUKABEL JZ-500 10G2.5 OR SIMILAR SHIELDED: NO N OF POLES: 8 | 54
1453 | 2712510500 | HEAVY DUTY CONNECTOR ASSEMBLIES PIN HELUKABEL JZ-500 10G2.5 OR SIMILAR SHIELDED: NO N OF POLES: 8 | 54
1454 | 7789828400 | PRE-ASSEMBLED CABLE PAC CABLE LIYCY 0.25 MM² | 2
1455 | 2680970000 | TERMSERIES RELAY SOCKET N OF CONTACTS: 2 CO CONTACT RATED CONTROL VOLTAGE: 24 V DC ±20 % CONTINUOUS CURRENT: 10 A PUSH IN | 3
1456 | 2614860000 | TERMSERIES SOLID-STATE RELAY 1 NO CONTACT (BIPOLAR TRANSISTOR) RATED CONTROL VOLTAGE: 5 V DC ±20 % RATED SWITCHING VOLTAGE: 3... 48 V DC CONTINUOUS CURRENT: 100 MA PUSH IN | 3
1457 | 2681190000 | TERMSERIES RELAY SOCKET N OF CONTACTS: 2 CO CONTACT RATED CONTROL VOLTAGE: 230 V AC ±10 % CONTINUOUS CURRENT: 10 A PUSH IN | 3
1458 | 2681010000 | TERMSERIES RELAY SOCKET N OF CONTACTS: 2 CO CONTACT RATED CONTROL VOLTAGE: 120 V UC ±10 % CONTINUOUS CURRENT: 10 A PUSH IN | 3
1459 | 2681000000 | TERMSERIES RELAY SOCKET N OF CONTACTS: 2 CO CONTACT RATED CONTROL VOLTAGE: 60 V UC ±10 % CONTINUOUS CURRENT: 10 A PUSH IN | 3
1460 | 2681030000 | TERMSERIES RELAY SOCKET N OF CONTACTS: 2 CO CONTACT RATED CONTROL VOLTAGE: 120 V AC ±10 % CONTINUOUS CURRENT: 10 A PUSH IN | 3
1461 | 2680990000 | TERMSERIES RELAY SOCKET N OF CONTACTS: 2 CO CONTACT RATED CONTROL VOLTAGE: 48 V UC ±10 % CONTINUOUS CURRENT: 10 A PUSH IN | 3
1462 | 2680960000 | TERMSERIES RELAY SOCKET N OF CONTACTS: 2 CO CONTACT RATED CONTROL VOLTAGE: 12 V DC ±20 % CONTINUOUS CURRENT: 10 A PUSH IN | 3
1463 | 2681020000 | TERMSERIES RELAY SOCKET N OF CONTACTS: 2 CO CONTACT RATED CONTROL VOLTAGE: 230 V UC ±10% CONTINUOUS CURRENT: 10 A PUSH IN | 3
1464 | 2680980000 | TERMSERIES RELAY SOCKET N OF CONTACTS: 2 CO CONTACT RATED CONTROL VOLTAGE: 24 V UC ±10 % CONTINUOUS CURRENT: 10 A PUSH IN | 3
1465 | 2680850000 | TERMSERIES RELAY SOCKET N OF CONTACTS: 2 CO CONTACT RATED CONTROL VOLTAGE: 5 V DC ±20 % CONTINUOUS CURRENT: 10 A PUSH IN | 3
1466 | 2712100000 | SLIMFIX CONDUCTOR AND CABLE MARKERS 7 - 40 MM 26 X 15 MM | 12
1467 | 2712110000 | SLIMFIX CONDUCTOR AND CABLE MARKERS 7 - 40 MM 60 X 13 MM | 12
1468 | 2712120000 | SLIMFIX CONDUCTOR AND CABLE MARKERS 7 - 40 MM 60 X 13 MM | 12
1469 | 2711870000 | THM CONDUCTOR AND CABLE MARKERS 2 - 3.8 MM 25 X 19.1 MM | 21
1470 | 2711910000 | THM CONDUCTOR AND CABLE MARKERS 2 - 4 MM 25 X 19.1 MM | 21
1471 | 2681570000 | PLUGS PREFABRICATED TO CUSTOMER SPEC. M12 PIN 90° | 88
1472 | 2681510000 | SOCKETS PREFABRICATED TO CUSTOMER SPEC. M12 FEMALE SOCKET STRAIGHT | 35
1473 | 2681560000 | PLUGS PREFABRICATED TO CUSTOMER SPEC. M12 PIN STRAIGHT | 57
1474 | 2681590000 | SOCKETS PREFABRICATED TO CUSTOMER SPEC. M12 SOCKET ANGLED | 35
1475 | 2681490000 | PLUGS PREFABRICATED TO CUSTOMER SPEC. M12 PIN 90° | 88
1476 | 2681500000 | SOCKETS PREFABRICATED TO CUSTOMER SPEC. M12 FEMALE SOCKET STRAIGHT | 35
1477 | 2681580000 | SOCKETS PREFABRICATED TO CUSTOMER SPEC. M12 FEMALE SOCKET STRAIGHT | 35
1478 | 2704800000 | HALOGEN-FREE CABLE DUCT 37.5 MM X 25 MM 5.00 MM X 7.50 MM 2000 MM | 97
1479 | 2704910000 | HALOGEN-FREE CABLE DUCT 75 MM X 100 MM 5.00 MM X 7.50 MM 2000 MM | 97
1480 | 2704920000 | HALOGEN-FREE CABLE DUCT 75 MM X 125 MM 5.00 MM X 7.50 MM 2000 MM | 97
1481 | 2704900000 | HALOGEN-FREE CABLE DUCT 75 MM X 75 MM 5.00 MM X 7.50 MM 2000 MM | 97
1482 | 2704890000 | HALOGEN-FREE CABLE DUCT 75 MM X 50 MM 5.00 MM X 7.50 MM 2000 MM | 97
1483 | 2704870000 | HALOGEN-FREE CABLE DUCT 75 MM X 25 MM 5.00 MM X 7.50 MM 2000 MM | 97
1484 | 2704820000 | HALOGEN-FREE CABLE DUCT 50 MM X 25 MM 5.00 MM X 7.50 MM 2000 MM | 97
1485 | 2704850000 | HALOGEN-FREE CABLE DUCT 50 MM X 75 MM 5.00 MM X 7.50 MM 2000 MM | 97
1486 | 2704830000 | HALOGEN-FREE CABLE DUCT 50 MM X 37.5 MM 5.00 MM X 7.50 MM 2000 MM | 97
1487 | 2704860000 | HALOGEN-FREE CABLE DUCT 50 MM X 100 MM 5.00 MM X 7.50 MM 2000 MM | 97
1488 | 2704880000 | HALOGEN-FREE CABLE DUCT 75 MM X 37.5 MM 5.00 MM X 7.50 MM 2000 MM | 97
1489 | 2704810000 | HALOGEN-FREE CABLE DUCT 37.5 MM X 37.5 MM 5.00 MM X 7.50 MM 2000 MM | 97
1490 | 2704840000 | HALOGEN-FREE CABLE DUCT 50 MM X 50 MM 5.00 MM X 7.50 MM 2000 MM | 97
1491 | 2680260000 | REMOTE I/O FIELDBUS COUPLER IP20 CC-LINK IE TSN | 717
1492 | 2690580000 | TOOLS ACCESSORIES | 116
1493 | 2690610000 | TOOLS ACCESSORIES | 116
1494 | 2685580000 | CONNECTING MODULE IP68 (50 M / 24 H) | 611
1495 | 2685560000 | CONNECTING MODULE IP68 (50 M / 24 H) | 611
1496 | 2685590000 | CONNECTING MODULE T-PIECE IP68 (50 M / 24 H) | 1012
1497 | 2685570000 | CONNECTING MODULE IP68 (50 M / 24 H) | 611
1498 | 2690620000 | TOOLS ACCESSORIES | 116
1499 | 2669640000 | FRONTCOM DOUBLE FRAME METAL COVER CONTROL KNOB LOCKING NEMA 4X | 450
1500 | 2691190000 | MALE | 365
1501 | 2668280000 | MALE | 365
1502 | 2668200000 | FEMALE 10 - 10 MM² | 1340
1503 | 2691240000 | MALE | 365
1504 | 2668210000 | FEMALE 6 - 6 MM² | 1336
1505 | 2668350000 | MALE | 365
1506 | 2668360000 | MALE | 365
1507 | 2668220000 | FEMALE 16 - 16 MM² | 1339
1508 | 2668260000 | FEMALE 25 - 25 MM² | 1341
1509 | 2691250000 | MALE | 365
1510 | 2691260000 | MALE | 365
1511 | 2682230000 | NETWORK SWITCH UNMANAGED GIGABIT ETHERNET N OF PORTS: 8X RJ45 IP30 -40 °C...75 °C | 50
1512 | 2682200000 | NETWORK SWITCH UNMANAGED FAST/GIGABIT ETHERNET N OF PORTS: 16X RJ45 10/100BASET(X) 2X COMBO-PORTS (10/100/1000BASET(X) OR 1000BASESFP) IP30 -40 °C...75 °C | 91
1513 | 2682220000 | NETWORK SWITCH UNMANAGED GIGABIT ETHERNET N OF PORTS: 4 X RJ45 1X 1000BASESFP SLOT IP30 -40 °C...75 °C | 50
1514 | 2682380000 | NETWORK SWITCH UNMANAGED POE FAST ETHERNET N OF PORTS: 8X RJ45 10/100 BASET(X) POE+ IP30 -40 °C...75 °C | 50
1515 | 2682390000 | NETWORK SWITCH UNMANAGED POE FAST ETHERNET N OF PORTS: 4X RJ45 10/100 BASET(X) POE+ 2X SC MULTI-MODE IP30 -40 °C...75 °C | 50
1516 | 2682410000 | NETWORK SWITCH UNMANAGED POE GIGABIT ETHERNET N OF PORTS: 8X RJ45 10/100/1000 BASET(X) POE+ 2X 100/1000BASESFP SLOT IP30 -40 °C...75 °C | 91
1517 | 2682450000 | SFP TRANSCEIVER 100 MBPS MULTIMODE LC-DUPLEX 4 KM -40 °C...85 °C | 153
1518 | 2682460000 | SFP TRANSCEIVER 100 MBPS SINGLEMODE LC-DUPLEX 30 KM -40 °C...85 °C | 153
1519 | 2682480000 | SFP TRANSCEIVER 1000 MBPS MULTIMODE LC-DUPLEX 0.5 KM -40 °C...85 °C | 153
1520 | 2682490000 | SFP TRANSCEIVER 1000 MBPS MULTIMODE LC-DUPLEX 2 KM -40 °C...85 °C | 153
1521 | 2682470000 | SFP TRANSCEIVER 100 MBPS SINGLEMODE LC-DUPLEX 60 KM -40 °C...85 °C | 153
1522 | 2682500000 | SFP TRANSCEIVER 1000 MBPS SINGLEMODE LC-DUPLEX 10 KM -40 °C...85 °C | 153
1523 | 2682510000 | SFP TRANSCEIVER 1000 MBPS SINGLEMODE LC-DUPLEX 40 KM -40 °C...85 °C | 153
1524 | 2682520000 | SFP TRANSCEIVER 1000 MBPS SINGLEMODE BIDI LC-SIMPLEX 10 KM -40 °C...85 °C | 153
1525 | 2682530000 | SFP TRANSCEIVER 1000 MBPS SINGLEMODE BIDI LC-SIMPLEX 10 KM -40 °C...85 °C | 153
1526 | 2682540000 | SFP TRANSCEIVER 1000 MBPS SINGLEMODE BIDI LC-SIMPLEX 20 KM -40 °C...85 °C | 153
1527 | 2682550000 | SFP TRANSCEIVER 1000 MBPS SINGLEMODE BIDI LC-SIMPLEX 20 KM -40 °C...85 °C | 153
1528 | 2682160000 | NETWORK SWITCH UNMANAGED FAST ETHERNET N OF PORTS: 14X RJ45 2X SLOTS 100BASESFP IP30 -40 °C...75 °C | 50
1529 | 2681860000 | ESG DEVICE MARKERS X 17 MM PA 66 COLOUR: PLUGGABLE | 109
1530 | 2681850000 | ESG DEVICE MARKERS X 25 MM PA 66 COLOUR: PLUGGABLE | 109
1531 | 2681830000 | ESG DEVICE MARKERS X 15 MM PA 66 COLOUR: PLUGGABLE | 109
1532 | 2681820000 | ESG DEVICE MARKERS X 6 MM PA 66 COLOUR: PLUGGABLE | 109
1533 | 2725370000 | W-SERIES DISTRIBUTION BLOCK RATED CROSS-SECTION: SCREW CONNECTION | 161
1534 | 2725300000 | W-SERIES DISTRIBUTION BLOCK RATED CROSS-SECTION: SCREW CONNECTION | 161
1535 | 2725450000 | W-SERIES DISTRIBUTION BLOCK RATED CROSS-SECTION: SCREW CONNECTION | 161
1536 | 2725290000 | W-SERIES DISTRIBUTION BLOCK RATED CROSS-SECTION: SCREW CONNECTION | 161
1537 | 2725390000 | W-SERIES DISTRIBUTION BLOCK RATED CROSS-SECTION: SCREW CONNECTION | 161
1538 | 2725420000 | W-SERIES DISTRIBUTION BLOCK RATED CROSS-SECTION: SCREW CONNECTION | 161
1539 | 2725330000 | W-SERIES DISTRIBUTION BLOCK RATED CROSS-SECTION: SCREW CONNECTION | 161
1540 | 2725320000 | W-SERIES DISTRIBUTION BLOCK RATED CROSS-SECTION: SCREW CONNECTION | 161
1541 | 2725430000 | W-SERIES DISTRIBUTION BLOCK RATED CROSS-SECTION: SCREW CONNECTION | 161
1542 | 2725380000 | W-SERIES DISTRIBUTION BLOCK RATED CROSS-SECTION: SCREW CONNECTION | 161
1543 | 2725400000 | W-SERIES DISTRIBUTION BLOCK RATED CROSS-SECTION: SCREW CONNECTION | 161
1544 | 2725410000 | W-SERIES DISTRIBUTION BLOCK RATED CROSS-SECTION: SCREW CONNECTION | 161
1545 | 2725360000 | W-SERIES DISTRIBUTION BLOCK RATED CROSS-SECTION: SCREW CONNECTION | 161
1546 | 2725340000 | W-SERIES DISTRIBUTION BLOCK RATED CROSS-SECTION: SCREW CONNECTION | 161
1547 | 2725310000 | W-SERIES DISTRIBUTION BLOCK RATED CROSS-SECTION: SCREW CONNECTION | 161
1548 | 2725440000 | W-SERIES DISTRIBUTION BLOCK RATED CROSS-SECTION: SCREW CONNECTION | 161
1549 | 2716790000 | HDC ENCLOSURES SIZE: PROTECTION DEGREE: | 709
1550 | 2716810000 | HDC ENCLOSURES SIZE: 3 PROTECTION DEGREE: IP66 (IN PLUGGED CONDITION) COVER FOR LOWER PART OF HOUSING SCREW | 6
1551 | 2716820000 | HDC ENCLOSURES SIZE: 4 PROTECTION DEGREE: IP66 (IN PLUGGED CONDITION) COVER FOR LOWER PART OF HOUSING SCREW | 6
1552 | 2716830000 | HDC ENCLOSURES SIZE: 6 PROTECTION DEGREE: IP66 (IN PLUGGED CONDITION) COVER FOR LOWER PART OF HOUSING SCREW | 6
1553 | 2716840000 | HDC ENCLOSURES SIZE: 8 PROTECTION DEGREE: IP66 (IN PLUGGED CONDITION) COVER FOR LOWER PART OF HOUSING SCREW | 6
1554 | 2725270000 | W-SERIES DISTRIBUTION BLOCK RATED CROSS-SECTION: SCREW CONNECTION | 161
1555 | 2725260000 | W-SERIES DISTRIBUTION BLOCK RATED CROSS-SECTION: SCREW CONNECTION | 161
1556 | 2725280000 | W-SERIES DISTRIBUTION BLOCK RATED CROSS-SECTION: SCREW CONNECTION | 161
1557 | 2705000000 | NETWORK SWITCH UNMANAGED GIGABIT ETHERNET N OF PORTS: 8X RJ45 IP30 -40 °C...75 °C | 50
1558 | 2682240000 | NETWORK SWITCH UNMANAGED GIGABIT ETHERNET N OF PORTS: 8X RJ45 2X 100/1000BASESFP SLOT IP30 -40 °C...75 °C | 91
1559 | 2721990000 | VG EXE 7J (EX PLASTIC CABLE GLAND 7J EXE) CABLE GLANDS M 25 10 MM OD MIN. 12 - OD MAX. 17 MM IP54 IP66 IP67 IP68 - 5 BAR (30 MIN.) POLYAMIDE 6 | 8
1560 | 2721930000 | VG EXE 7J (EX PLASTIC CABLE GLAND 7J EXE) CABLE GLANDS M 12 10 MM OD MIN. 4 - OD MAX. 6.5 MM IP54 IP66 IP67 IP68 - 5 BAR (30 MIN.) POLYAMIDE 6 | 8
1561 | 2726810000 | SPARE ARRESTER SURGE PROTECTION UP(L/N-PE) < 800 V | 804
1562 | 2726760000 | SURGE VOLTAGE ARRESTER LOW VOLTAGE WITHOUT TELECOMM. CONTACT LEAKAGE-CURRENT-FREE SURGE PROTECTION TN-C-S TN-S TT IT WITH N IT WITHOUT N | 68
1563 | 2690630000 | TOOLS ACCESSORIES | 116
1564 | 2726730000 | SURGE VOLTAGE ARRESTER LOW VOLTAGE SURGE PROTECTION LEAKAGE-CURRENT-FREE WITH REMOTE CONTACT SINGLE-PHASE TN | 24
1565 | 2726720000 | SURGE VOLTAGE ARRESTER LOW VOLTAGE WITHOUT TELECOMM. CONTACT LEAKAGE-CURRENT-FREE SURGE PROTECTION SINGLE-PHASE TN | 24
1566 | 2726660000 | SURGE VOLTAGE ARRESTER LOW VOLTAGE SURGE PROTECTION LEAKAGE-CURRENT-FREE WITH REMOTE CONTACT SINGLE-PHASE | 24
1567 | 2726680000 | SURGE VOLTAGE ARRESTER LOW VOLTAGE WITHOUT TELECOMM. CONTACT LEAKAGE-CURRENT-FREE SURGE PROTECTION SINGLE-PHASE TN TT IT WITH N IT WITHOUT N | 68
1568 | 2726700000 | SURGE VOLTAGE ARRESTER LOW VOLTAGE SURGE PROTECTION LEAKAGE-CURRENT-FREE WITH REMOTE CONTACT SINGLE-PHASE TN TT IT WITH N IT WITHOUT N | 68
1569 | 2726620000 | SURGE VOLTAGE ARRESTER LOW VOLTAGE WITHOUT TELECOMM. CONTACT LEAKAGE-CURRENT-FREE SURGE PROTECTION TN SINGLE-PHASE | 24
1570 | 2599700000 | AUTOMATION PRODUCTS - U-REMOTE IP67 SENSOR-ACTUATOR ACTIVE DISTRIBUTOR PROFINET V2.3 | 224
1571 | 2599690000 | AUTOMATION PRODUCTS - U-REMOTE IP67 SENSOR-ACTUATOR ACTIVE DISTRIBUTOR PROFINET V2.3 | 224
1572 | 2675010000 | FEED-THROUGH TERMINAL PUSH IN 16 MM² 1000 V | 15
1573 | 2675120000 | FEED-THROUGH TERMINAL PUSH IN 2.5 MM² 800 V | 15
1574 | 2674960000 | PE TERMINAL PUSH IN 10 MM² GREEN/ | 123
1575 | 2674940000 | FEED-THROUGH TERMINAL PUSH IN 10 MM² 1000 V | 15
1576 | 2674950000 | FEED-THROUGH TERMINAL PUSH IN 10 MM² 1000 V | 15
1577 | 2674860000 | PE TERMINAL PUSH IN 4 MM² GREEN/ | 123
1578 | 2674880000 | FEED-THROUGH TERMINAL PUSH IN 6 MM² 800 V 41 A | 15
1579 | 2674840000 | FEED-THROUGH TERMINAL PUSH IN 4 MM² 800 V 32 A | 15
1580 | 2674790000 | FEED-THROUGH TERMINAL PUSH IN 4 MM² 800 V 32 A | 15
1581 | 2674760000 | FEED-THROUGH TERMINAL PUSH IN 2.5 MM² 800 V 24 A | 15
1582 | 2674720000 | FEED-THROUGH TERMINAL PUSH IN 2.5 MM² 800 V 24 A | 15
1583 | 2674660000 | FEED-THROUGH TERMINAL PUSH IN 1.5 MM² 500 V 17.5 A | 62
1584 | 2674650000 | PE TERMINAL PUSH IN 1.5 MM² GREEN/ | 123
1585 | 2674680000 | PE TERMINAL PUSH IN 1.5 MM² GREEN/ | 123
1586 | 2674700000 | FEED-THROUGH TERMINAL PUSH IN 2.5 MM² 800 24 A | 15
1587 | 2674590000 | FEED-THROUGH TERMINAL PUSH IN 1.5 MM² 500 V 17.5 A | 62
1588 | 2674610000 | PE TERMINAL PUSH IN 1.5 MM² GREEN/ | 123
1589 | 2674670000 | FEED-THROUGH TERMINAL PUSH IN 1.5 MM² 500 V 17.5 A | 62
1590 | 2674780000 | FEED-THROUGH TERMINAL PUSH IN 4 MM² 800 V 32 A | 15
1591 | 2674600000 | FEED-THROUGH TERMINAL PUSH IN 1.5 MM² 500 V 17.5 A | 62
1592 | 2674850000 | FEED-THROUGH TERMINAL PUSH IN 4 MM² 800 V 32 A | 15
1593 | 2674750000 | FEED-THROUGH TERMINAL PUSH IN 2.5 MM² 800 V 24 A | 15
1594 | 2674630000 | FEED-THROUGH TERMINAL PUSH IN 1.5 MM² 500 V 17.5 A | 62
1595 | 2674730000 | FEED-THROUGH TERMINAL PUSH IN 2.5 MM² 800 V 24 A | 15
1596 | 2674640000 | FEED-THROUGH TERMINAL PUSH IN 1.5 MM² 500 V 17.5 A | 62
1597 | 2674870000 | FEED-THROUGH TERMINAL PUSH IN 6 MM² 800 V 41 A | 15
1598 | 2675000000 | FEED-THROUGH TERMINAL PUSH IN 16 MM² 1000 V | 15
1599 | 2675110000 | FEED-THROUGH TERMINAL PUSH IN 2.5 MM² 800 V 24 A DARK | 15
1600 | 2674690000 | FEED-THROUGH TERMINAL PUSH IN 2.5 MM² 800 24 A | 15
1601 | 2675020000 | PE TERMINAL PUSH IN 16 MM² GREEN/ | 123
1602 | 2675210000 | TEST-DISCONNECT TERMINAL PUSH IN 2.5 MM² 500 V | 93
1603 | 2674770000 | PE TERMINAL PUSH IN 2.5 MM² GREEN/ | 123
1604 | 2674820000 | FEED-THROUGH TERMINAL PUSH IN 4 MM² 800 V 32 A | 15
1605 | 2675060000 | DOUBLE-TIER TERMINAL PUSH IN 1.5 MM² 500 V | 245
1606 | 2674930000 | PE TERMINAL PUSH IN 6 MM² GREEN/ | 123
1607 | 2675080000 | DOUBLE-TIER TERMINAL PUSH IN 1.5 MM² 500 V | 245
1608 | 2675070000 | DOUBLE-TIER TERMINAL PUSH IN 1.5 MM² 500 V | 245
1609 | 2675150000 | PE TERMINAL PUSH IN 2.5 MM² GREEN/ | 123
1610 | 2675090000 | DOUBLE-TIER TERMINAL PUSH IN 1.5 MM² 500 V | 245
1611 | 2675220000 | TEST-DISCONNECT TERMINAL PUSH IN 2.5 MM² 500 V | 93
1612 | 2675230000 | TEST-DISCONNECT TERMINAL PUSH IN 2.5 MM² 500 V | 93
1613 | 2675300000 | SUPPLY TERMINAL PUSH IN 6 MM² 500 V | 475
1614 | 2675330000 | SUPPLY TERMINAL PUSH IN 6 MM² 500 V | 475
1615 | 2675320000 | SUPPLY TERMINAL PUSH IN 6 MM² 500 V | 475
1616 | 2675340000 | MODULAR DISTRIBUTION TERMINALS PUSH IN 500 V | 330
1617 | 2675360000 | MODULAR DISTRIBUTION TERMINALS PUSH IN 500 V | 330
1618 | 2675470000 | MODULAR DISTRIBUTION TERMINALS PUSH IN 800 V | 330
1619 | 2675550000 | MODULAR DISTRIBUTION TERMINALS 1.5 MM² 250 V 16 A DARK | 87
1620 | 2675350000 | MODULAR DISTRIBUTION TERMINALS PUSH IN 500 V | 330
1621 | 2675490000 | MODULAR DISTRIBUTION TERMINALS PUSH IN 800 V | 330
1622 | 2675580000 | INITIATOR/ACTUATOR TERMINAL PUSH IN 1.5 MM² 250 V 13.5 A DARK | 203
1623 | 2675600000 | INITIATOR/ACTUATOR TERMINAL PUSH IN 1.5 MM² 250 V 13.5 A DARK | 203
1624 | 2675570000 | MODULAR DISTRIBUTION TERMINALS PUSH IN 500 V | 330
1625 | 2675680000 | FEED-THROUGH TERMINAL PUSH IN 1.5 MM² 500 V | 62
1626 | 2675620000 | INITIATOR/ACTUATOR TERMINAL PUSH IN 1.5 MM² 250 V 13.5 A DARK | 203
1627 | 2675590000 | INITIATOR/ACTUATOR TERMINAL PUSH IN 1.5 MM² 250 V 13.5 A DARK | 203
1628 | 2675700000 | PE TERMINAL PUSH IN 1.5 MM² | 433
1629 | 2675710000 | FEED-THROUGH TERMINAL PUSH IN 1.5 MM² 500 V | 62
1630 | 2675750000 | FEED-THROUGH TERMINAL PUSH IN 1.5 MM² 500 V | 62
1631 | 2675760000 | PE TERMINAL PUSH IN 1.5 MM² | 433
1632 | 2675690000 | FEED-THROUGH TERMINAL PUSH IN 1.5 MM² 500 V | 62
1633 | 2675730000 | PE TERMINAL PUSH IN 1.5 MM² | 433
1634 | 2675720000 | FEED-THROUGH TERMINAL PUSH IN 1.5 MM² 500 V | 62
1635 | 2675780000 | FEED-THROUGH TERMINAL PUSH IN 1.5 MM² 500 V 17.5 A | 62
1636 | 2675790000 | FEED-THROUGH TERMINAL PUSH IN 1.5 MM² 500 V 17.5 A DARK | 62
1637 | 2675810000 | FEED-THROUGH TERMINAL PUSH IN 1.5 MM² 500 V 17.5 A DARK | 62
1638 | 2682350000 | NETWORK SWITCH MANAGED GIGABIT ETHERNET N OF PORTS: 8X RJ45 IP30 -40 °C...75 °C | 50
1639 | 2683100000 | PHOTOVOLTAICS COMBINER BOX 1000 V 2 MPPT'S 3 INPUTS / 3 OUTPUTS PER MPPT WITH FUSE HOLDER SURGE PROTECTION I / II SWITCH DISCONNECTOR WM4C | 60
1640 | 2716650000 | RATED CURRENT : 16 A APPLICATIONS: POWER AND FLOW MEASUREMENT | 534
1641 | 2716660000 | RATED CURRENT : 32 A APPLICATIONS: POWER AND FLOW MEASUREMENT | 534
1642 | 2716690000 | RATED CURRENT : VIA CURRENT TRANSFORMER 1 A/5 A APPLICATIONS: POWER AND FLOW MEASUREMENT | 534
1643 | 2727410000 | 1 P PUSH IN | 1239
1644 | 2728090000 | PRIMARY CURRENT: 250 A SECONDARY CURRENT MAX.: 5 A LOAD: 1.5 VA TOLERANCE CLASS: 1 | 41
1645 | 2683210000 | PHOTOVOLTAICS COMBINER BOX 1000 V 2 MPPT'S 3 INPUTS / 3 OUTPUTS PER MPPT SURGE PROTECTION I / II SWITCH DISCONNECTOR WM4C | 60
1646 | 2719370000 | PCB PLUG-IN CONNECTOR FEMALE PLUG 7.62 MM N OF POLES: 2 180° PUSH IN WITH ACTUATOR TENSION-CLAMP CONNECTION CLAMPING RANGE MAX. : 10 MM² BOX | 1
1647 | 2720430000 | PCB PLUG-IN CONNECTOR FEMALE PLUG 7.62 MM N OF POLES: 3 180° PUSH IN WITH ACTUATOR TENSION-CLAMP CONNECTION CLAMPING RANGE MAX. : 10 MM² BOX | 1
1648 | 2720450000 | PCB PLUG-IN CONNECTOR FEMALE PLUG 7.62 MM N OF POLES: 5 180° PUSH IN WITH ACTUATOR TENSION-CLAMP CONNECTION CLAMPING RANGE MAX. : 10 MM² BOX | 1
1649 | 2720440000 | PCB PLUG-IN CONNECTOR FEMALE PLUG 7.62 MM N OF POLES: 4 180° PUSH IN WITH ACTUATOR TENSION-CLAMP CONNECTION CLAMPING RANGE MAX. : 10 MM² BOX | 1
1650 | 2720460000 | PCB PLUG-IN CONNECTOR FEMALE PLUG 7.62 MM N OF POLES: 6 180° PUSH IN WITH ACTUATOR TENSION-CLAMP CONNECTION CLAMPING RANGE MAX. : 10 MM² BOX | 1
1651 | 2719380000 | PCB PLUG-IN CONNECTOR FEMALE PLUG 7.62 MM N OF POLES: 2 180° PUSH IN WITH ACTUATOR TENSION-CLAMP CONNECTION CLAMPING RANGE MAX. : 10 MM² BOX | 1
1652 | 2720470000 | PCB PLUG-IN CONNECTOR FEMALE PLUG 7.62 MM N OF POLES: 7 180° PUSH IN WITH ACTUATOR TENSION-CLAMP CONNECTION CLAMPING RANGE MAX. : 10 MM² BOX | 1
1653 | 2720490000 | PCB PLUG-IN CONNECTOR FEMALE PLUG 7.62 MM N OF POLES: 3 180° PUSH IN WITH ACTUATOR TENSION-CLAMP CONNECTION CLAMPING RANGE MAX. : 10 MM² BOX | 1
1654 | 2720500000 | PCB PLUG-IN CONNECTOR FEMALE PLUG 7.62 MM N OF POLES: 4 180° PUSH IN WITH ACTUATOR TENSION-CLAMP CONNECTION CLAMPING RANGE MAX. : 10 MM² BOX | 1
1655 | 2720530000 | PCB PLUG-IN CONNECTOR FEMALE PLUG 7.62 MM N OF POLES: 7 180° PUSH IN WITH ACTUATOR TENSION-CLAMP CONNECTION CLAMPING RANGE MAX. : 10 MM² BOX | 1
1656 | 2720520000 | PCB PLUG-IN CONNECTOR FEMALE PLUG 7.62 MM N OF POLES: 6 180° PUSH IN WITH ACTUATOR TENSION-CLAMP CONNECTION CLAMPING RANGE MAX. : 10 MM² BOX | 1
1657 | 2720510000 | PCB PLUG-IN CONNECTOR FEMALE PLUG 7.62 MM N OF POLES: 5 180° PUSH IN WITH ACTUATOR TENSION-CLAMP CONNECTION CLAMPING RANGE MAX. : 10 MM² BOX | 1
1658 | 2720540000 | PCB PLUG-IN CONNECTOR FEMALE PLUG 7.62 MM N OF POLES: 8 180° PUSH IN WITH ACTUATOR TENSION-CLAMP CONNECTION CLAMPING RANGE MAX. : 10 MM² BOX | 1
1659 | 2720610000 | PCB PLUG-IN CONNECTOR FEMALE PLUG 7.62 MM N OF POLES: 7 180° PUSH IN WITH ACTUATOR TENSION-CLAMP CONNECTION CLAMPING RANGE MAX. : 10 MM² BOX | 1
1660 | 2720560000 | PCB PLUG-IN CONNECTOR FEMALE PLUG 7.62 MM N OF POLES: 2 180° PUSH IN WITH ACTUATOR TENSION-CLAMP CONNECTION CLAMPING RANGE MAX. : 10 MM² BOX | 1
1661 | 2720580000 | PCB PLUG-IN CONNECTOR FEMALE PLUG 7.62 MM N OF POLES: 4 180° PUSH IN WITH ACTUATOR TENSION-CLAMP CONNECTION CLAMPING RANGE MAX. : 10 MM² BOX | 1
1662 | 2720570000 | PCB PLUG-IN CONNECTOR FEMALE PLUG 7.62 MM N OF POLES: 3 180° PUSH IN WITH ACTUATOR TENSION-CLAMP CONNECTION CLAMPING RANGE MAX. : 10 MM² BOX | 1
1663 | 2720600000 | PCB PLUG-IN CONNECTOR FEMALE PLUG 7.62 MM N OF POLES: 6 180° PUSH IN WITH ACTUATOR TENSION-CLAMP CONNECTION CLAMPING RANGE MAX. : 10 MM² BOX | 1
1664 | 2720620000 | PCB PLUG-IN CONNECTOR FEMALE PLUG 7.62 MM N OF POLES: 8 180° PUSH IN WITH ACTUATOR TENSION-CLAMP CONNECTION CLAMPING RANGE MAX. : 10 MM² BOX | 1
1665 | 2720590000 | PCB PLUG-IN CONNECTOR FEMALE PLUG 7.62 MM N OF POLES: 5 180° PUSH IN WITH ACTUATOR TENSION-CLAMP CONNECTION CLAMPING RANGE MAX. : 10 MM² BOX | 1
1666 | 2720480000 | PCB PLUG-IN CONNECTOR FEMALE PLUG 7.62 MM N OF POLES: 8 180° PUSH IN WITH ACTUATOR TENSION-CLAMP CONNECTION CLAMPING RANGE MAX. : 10 MM² BOX | 1
1667 | 7789838060 | PRE-ASSEMBLED CABLE PAC CABLE LIYCY 0.50 MM² | 2
1668 | 1349690020 | PRE-ASSEMBLED CABLE PAC | 34
1669 | 2683090000 | PHOTOVOLTAICS COMBINER BOX 1000 V 1 MPPT 3 INPUTS / 3 OUTPUTS PER MPPT WITH FUSE HOLDER SURGE PROTECTION I / II SWITCH DISCONNECTOR WM4C | 60
1670 | 2682420000 | NETWORK SWITCH MANAGED POE GIGABIT ETHERNET N OF PORTS: 8X RJ45 10/100/1000 BASET(X) POE+ IP30 -40 °C...75 °C | 91
1671 | 2682430000 | NETWORK SWITCH MANAGED POE GIGABIT ETHERNET N OF PORTS: 4 * RJ45 10/100/1000BASET(X) POE+ 2X 100/1000BASESFP SLOT IP30 -40 °C...75 °C | 91
1672 | 2667880000 | PRINTED CIRCUIT BOARD TERMINALS 7.50 MM N OF POLES: 9 90° SOLDER PIN LENGTH (L): 3.5 MM TINNED ORANGE PUSH IN WITH ACTUATOR CLAMPING RANGE MAX. : 2.5 MM² BOX | 1
1673 | 2701690000 | OMNIMATE DATA - D-SUB CONNECTOR D-SUB CONNECTORS MALE/FIMALE THREAD-NUT UNC 4-40 THT SOLDER CONNECTION PITCH IN MM (P): 1.15 MM N OF POLES: 15 500 PBT PBT GF TRAY | 51
1674 | 2701700000 | OMNIMATE DATA - D-SUB CONNECTOR FEMALE HEADER D-SUB CONNECTORS MALE/FIMALE THREAD-BOLT UNC 4-40 THT SOLDER CONNECTION PITCH IN MM (P): 2.77 MM N OF POLES: 25 ? 50 Μ" NI / 100 Μ" SN 500 PBT GLASS FIBRE REINFORCED UL 94 V-0 PBT GF TRAY | 51
1675 | 2701720000 | OMNIMATE DATA - D-SUB CONNECTOR MALE HEADER D-SUB CONNECTORS MALE/FIMALE THREAD-BOLT UNC 4-40 THT SOLDER CONNECTION PITCH IN MM (P): 2.77 MM N OF POLES: 9 ? 50 Μ" NI / 100 Μ" SN 500 PBT GLASS FIBRE REINFORCED UL 94 V-0 PBT GF TRAY | 51
1676 | 2706950000 | OMNIMATE DATA - D-SUB CONNECTOR FEMALE HEADER D-SUB CONNECTORS MALE/FIMALE THREAD-NUT UNC 4-40 THT SOLDER CONNECTION PITCH IN MM (P): 1.15 MM N OF POLES: 15 500 PBT PBT GF TRAY | 51
1677 | 2701730000 | OMNIMATE DATA - D-SUB CONNECTOR FEMALE HEADER D-SUB CONNECTORS MALE/FIMALE THREAD-NUT UNC 4-40 THT SOLDER CONNECTION PITCH IN MM (P): 2.77 MM N OF POLES: 15 ? 50 Μ" NI / 100 Μ" SN 500 PBT GLASS FIBRE REINFORCED UL 94 V-0 AL PBT GF TRAY | 51
1678 | 2701710000 | OMNIMATE DATA - D-SUB CONNECTOR FEMALE HEADER D-SUB CONNECTORS MALE/FIMALE THREAD-NUT UNC 4-40 THT SOLDER CONNECTION PITCH IN MM (P): 2.77 MM N OF POLES: 9 ? 50 Μ" NI / 100 Μ" SN 500 PBT GLASS FIBRE REINFORCED UL 94 V-0 AL PBT GF TRAY | 51
1679 | 2707200000 | OMNIMATE DATA - D-SUB CONNECTOR FEMALE HEADER D-SUB CONNECTORS MALE/FIMALE THREAD-BOLT UNC 4-40 THT SOLDER CONNECTION PITCH IN MM (P): 2.77 MM N OF POLES: 9 ? 50 Μ" NI / 100 Μ" SN 500 PBT GLASS FIBRE REINFORCED UL 94 V-0 PBT GF TRAY | 51
1680 | 2701750000 | OMNIMATE DATA - D-SUB CONNECTOR MALE HEADER D-SUB CONNECTORS MALE/FIMALE THREAD-BOLT UNC 4-40 THT SOLDER CONNECTION PITCH IN MM (P): 2.77 MM N OF POLES: 15 ? 50 Μ" NI / 100 Μ" SN 500 PBT GLASS FIBRE REINFORCED UL 94 V-0 PBT GF TRAY | 51
1681 | 2724070000 | OMNIMATE DATA - D-SUB CONNECTOR MALE HEADER D-SUB CONNECTORS MALE/FIMALE THREAD-NUT UNC 4-40 THT SOLDER CONNECTION PITCH IN MM (P): 2.77 MM N OF POLES: 25 ? 50 Μ" NI / 100 Μ" SN 500 PBT GLASS FIBRE REINFORCED UL 94 V-0 PBT GF TRAY | 51
1682 | 2707170000 | OMNIMATE DATA - D-SUB CONNECTOR MALE HEADER D-SUB CONNECTORS MALE/FIMALE THREAD-NUT UNC 4-40 THT SOLDER CONNECTION PITCH IN MM (P): 2.77 MM N OF POLES: 9 ? 50 Μ" NI / 100 Μ" SN 500 PBT GLASS FIBRE REINFORCED UL 94 V-0 PBT GF TRAY | 51
1683 | 2707190000 | OMNIMATE DATA - D-SUB CONNECTOR MALE HEADER D-SUB CONNECTORS MALE/FIMALE THREAD-NUT UNC 4-40 THT SOLDER CONNECTION PITCH IN MM (P): 2.77 MM N OF POLES: 25 ? 50 Μ" NI / 100 Μ" SN 500 PBT GLASS FIBRE REINFORCED UL 94 V-0 PBT GF TRAY | 51
1684 | 2707250000 | OMNIMATE DATA - D-SUB CONNECTOR MALE HEADER D-SUB CONNECTORS MALE/FIMALE THREAD-BOLT UNC 4-40 THT SOLDER CONNECTION PITCH IN MM (P): 2.77 MM N OF POLES: 25 ? 50 Μ" NI / 100 Μ" SN 500 PBT GLASS FIBRE REINFORCED UL 94 V-0 PBT GF TRAY | 51
1685 | 2706980000 | OMNIMATE DATA - D-SUB CONNECTOR FEMALE HEADER D-SUB CONNECTORS MALE/FIMALE THREAD-BOLT UNC 4-40 THT SOLDER CONNECTION PITCH IN MM (P): 2.77 MM N OF POLES: 15 ? 50 Μ" NI / 100 Μ" SN 500 PBT GLASS FIBRE REINFORCED UL 94 V-0 PBT GF TRAY | 51
1686 | 2707180000 | OMNIMATE DATA - D-SUB CONNECTOR MALE HEADER D-SUB CONNECTORS MALE/FIMALE THREAD-NUT UNC 4-40 THT SOLDER CONNECTION PITCH IN MM (P): 2.77 MM N OF POLES: 15 ? 50 Μ" NI / 100 Μ" SN 500 PBT GLASS FIBRE REINFORCED UL 94 V-0 PBT GF TRAY | 51
1687 | 2707160000 | OMNIMATE DATA - D-SUB CONNECTOR FEMALE HEADER D-SUB CONNECTORS MALE/FIMALE THREAD-NUT UNC 4-40 THT SOLDER CONNECTION PITCH IN MM (P): 2.77 MM N OF POLES: 15 ? 50 Μ" NI / 100 Μ" SN 500 PBT GLASS FIBRE REINFORCED UL 94 V-0 PBT GF TRAY | 51
1688 | 2706970000 | OMNIMATE DATA - D-SUB CONNECTOR FEMALE HEADER D-SUB CONNECTORS MALE/FIMALE THREAD-BOLT UNC 4-40 THT SOLDER CONNECTION PITCH IN MM (P): 2.77 MM N OF POLES: 9 ? 50 Μ" NI / 100 Μ" SN 500 PBT GLASS FIBRE REINFORCED UL 94 V-0 PBT GF TRAY | 51
1689 | 2701760000 | OMNIMATE DATA - D-SUB CONNECTOR MALE HEADER D-SUB CONNECTORS MALE/FIMALE THREAD-BOLT UNC 4-40 THT SOLDER CONNECTION PITCH IN MM (P): 2.77 MM N OF POLES: 25 ? 50 Μ" NI / 100 Μ" SN 500 PBT GLASS FIBRE REINFORCED UL 94 V-0 PBT GF TRAY | 51
1690 | 2707150000 | OMNIMATE DATA - D-SUB CONNECTOR FEMALE HEADER D-SUB CONNECTORS MALE/FIMALE THREAD-NUT UNC 4-40 THT SOLDER CONNECTION PITCH IN MM (P): 2.77 MM N OF POLES: 9 ? 50 Μ" NI / 100 Μ" SN 500 PBT GLASS FIBRE REINFORCED UL 94 V-0 PBT GF TRAY | 51
1691 | 2707210000 | OMNIMATE DATA - D-SUB CONNECTOR FEMALE HEADER D-SUB CONNECTORS MALE/FIMALE THREAD-BOLT UNC 4-40 THT SOLDER CONNECTION PITCH IN MM (P): 2.77 MM N OF POLES: 15 ? 50 Μ" NI / 100 Μ" SN 500 PBT GLASS FIBRE REINFORCED UL 94 V-0 PBT GF TRAY | 51
1692 | 2707240000 | OMNIMATE DATA - D-SUB CONNECTOR MALE HEADER D-SUB CONNECTORS MALE/FIMALE THREAD-BOLT UNC 4-40 THT SOLDER CONNECTION PITCH IN MM (P): 2.77 MM N OF POLES: 15 ? 50 Μ" NI / 100 Μ" SN 500 PBT GLASS FIBRE REINFORCED UL 94 V-0 PBT GF TRAY | 51
1693 | 2724060000 | OMNIMATE DATA - D-SUB CONNECTOR MALE HEADER D-SUB CONNECTORS MALE/FIMALE THREAD-NUT UNC 4-40 THT SOLDER CONNECTION PITCH IN MM (P): 2.77 MM N OF POLES: 15 ? 50 Μ" NI / 100 Μ" SN 500 PBT GLASS FIBRE REINFORCED UL 94 V-0 PBT GF TRAY | 51
1694 | 2707230000 | OMNIMATE DATA - D-SUB CONNECTOR MALE HEADER D-SUB CONNECTORS MALE/FIMALE THREAD-BOLT UNC 4-40 THT SOLDER CONNECTION PITCH IN MM (P): 2.77 MM N OF POLES: 9 ? 50 Μ" NI / 100 Μ" SN 500 PBT GLASS FIBRE REINFORCED UL 94 V-0 PBT GF TRAY | 51
1695 | 2724030000 | OMNIMATE DATA - D-SUB CONNECTOR MALE HEADER D-SUB CONNECTORS MALE/FIMALE THREAD-NUT UNC 4-40 THT SOLDER CONNECTION PITCH IN MM (P): 2.77 MM N OF POLES: 9 ? 50 Μ" NI / 100 Μ" SN 500 PBT GLASS FIBRE REINFORCED UL 94 V-0 PBT GF TRAY | 51
1696 | 2724020000 | OMNIMATE DATA - D-SUB CONNECTOR FEMALE HEADER D-SUB CONNECTORS MALE/FIMALE THREAD-NUT UNC 4-40 THT SOLDER CONNECTION PITCH IN MM (P): 2.77 MM N OF POLES: 25 ? 50 Μ" NI / 100 Μ" SN 500 PBT GLASS FIBRE REINFORCED UL 94 V-0 PBT GF TRAY | 51
1697 | 2672320100 | SYSTEM CABLE M12 D-CODE ? IP 67 STRAIGHT PIN M12 D-CODE ? IP 67 STRAIGHT PIN CAT.5 (ISO/IEC 11801) / CAT.5E (TIA T568-B) POLYOLEFINE 10 M | 11
1698 | 2672320050 | SYSTEM CABLE M12 D-CODE ? IP 67 STRAIGHT PIN M12 D-CODE ? IP 67 STRAIGHT PIN CAT.5 (ISO/IEC 11801) / CAT.5E (TIA T568-B) POLYOLEFINE 5 M | 11
1699 | 2671890200 | SYSTEM CABLE M12 D-CODE ? IP 67 STRAIGHT PIN OPEN CAT.5 (ISO/IEC 11801) / CAT.5E (TIA T568-B) POLYOLEFINE 20 M | 11
1700 | 2671890150 | SYSTEM CABLE M12 D-CODE ? IP 67 STRAIGHT PIN OPEN CAT.5 (ISO/IEC 11801) / CAT.5E (TIA T568-B) POLYOLEFINE 15 M | 11
1701 | 2672320020 | SYSTEM CABLE M12 D-CODE ? IP 67 STRAIGHT PIN M12 D-CODE ? IP 67 STRAIGHT PIN CAT.5 (ISO/IEC 11801) / CAT.5E (TIA T568-B) POLYOLEFINE 2 M | 11
1702 | 2671890100 | SYSTEM CABLE M12 D-CODE ? IP 67 STRAIGHT PIN OPEN CAT.5 (ISO/IEC 11801) / CAT.5E (TIA T568-B) POLYOLEFINE 10 M | 11
1703 | 2671890020 | SYSTEM CABLE M12 D-CODE ? IP 67 STRAIGHT PIN OPEN CAT.5 (ISO/IEC 11801) / CAT.5E (TIA T568-B) POLYOLEFINE 2 M | 11
1704 | 2671890050 | SYSTEM CABLE M12 D-CODE ? IP 67 STRAIGHT PIN OPEN CAT.5 (ISO/IEC 11801) / CAT.5E (TIA T568-B) POLYOLEFINE 5 M | 11
1705 | 2725350000 | W-SERIES DISTRIBUTION BLOCK RATED CROSS-SECTION: SCREW CONNECTION | 161
1706 | 2467230000 | POWER SUPPLY SWITCH-MODE POWER SUPPLY UNIT | 56
1707 | 2467260000 | POWER SUPPLY SWITCH-MODE POWER SUPPLY UNIT | 56
1708 | 2467240000 | POWER SUPPLY SWITCH-MODE POWER SUPPLY UNIT | 56
1709 | 2467250000 | POWER SUPPLY SWITCH-MODE POWER SUPPLY UNIT | 56
1710 | 2467270000 | POWER SUPPLY SWITCH-MODE POWER SUPPLY UNIT | 56
1711 | 2702700000 | SOCKETS PREFABRICATED TO CUSTOMER SPEC. M12 SOCKET ANGLED | 35
1712 | 2702690000 | PLUGS PREFABRICATED TO CUSTOMER SPEC. M12 PIN 90° | 88
1713 | 2720550000 | PCB PLUG-IN CONNECTOR FEMALE PLUG 7.62 MM N OF POLES: 2 180° PUSH IN WITH ACTUATOR TENSION-CLAMP CONNECTION CLAMPING RANGE MAX. : 10 MM² BOX | 1
1714 | 2697640000 | STRIPPING AND CUTTING TOOL | 629
1715 | 2723030050 | DRAGLINE CABLE M12 X-TYPE IP 67 STRAIGHT MALE RJ45 IP 20 CAT.6A / CLASS EA (ISO/IEC 11801 2010) PUR 5 M | 39
1716 | 2723030030 | DRAGLINE CABLE M12 X-TYPE IP 67 STRAIGHT MALE RJ45 IP 20 CAT.6A / CLASS EA (ISO/IEC 11801 2010) PUR 3 M | 39
1717 | 2723030100 | DRAGLINE CABLE M12 X-TYPE IP 67 STRAIGHT MALE RJ45 IP 20 CAT.6A / CLASS EA (ISO/IEC 11801 2010) PUR 10 M | 39
1718 | 2723030150 | DRAGLINE CABLE M12 X-TYPE IP 67 STRAIGHT MALE RJ45 IP 20 CAT.6A / CLASS EA (ISO/IEC 11801 2010) PUR 15 M | 39
1719 | 2723030075 | DRAGLINE CABLE M12 X-TYPE IP 67 STRAIGHT MALE RJ45 IP 20 CAT.6A / CLASS EA (ISO/IEC 11801 2010) PUR 7.5 M | 39
1720 | 2723030010 | DRAGLINE CABLE M12 X-TYPE IP 67 STRAIGHT MALE RJ45 IP 20 CAT.6A / CLASS EA (ISO/IEC 11801 2010) PUR 1 M | 39
1721 | 2701740000 | OMNIMATE DATA - D-SUB CONNECTOR FEMALE HEADER D-SUB CONNECTORS MALE/FIMALE THREAD-NUT UNC 4-40 THT SOLDER CONNECTION PITCH IN MM (P): 2.77 MM N OF POLES: 25 ? 50 Μ" NI / 100 Μ" SN 500 PBT GLASS FIBRE REINFORCED UL 94 V-0 PBT GF TRAY | 51
1722 | 2725850020 | PATCH CABLE M8 SPE ( IEC63171-5) - IP67 SOCKET CONTACT - STRAIGHT M8 SPE ( IEC63171-5) - IP67 SOCKET CONTACT - STRAIGHT PVC 2 M | 496
1723 | 2725850010 | PATCH CABLE M8 SPE ( IEC63171-5) - IP67 SOCKET CONTACT - STRAIGHT M8 SPE ( IEC63171-5) - IP67 SOCKET CONTACT - STRAIGHT PVC 1 M | 496
1724 | 2725850030 | PATCH CABLE M8 SPE ( IEC63171-5) - IP67 SOCKET CONTACT - STRAIGHT M8 SPE ( IEC63171-5) - IP67 SOCKET CONTACT - STRAIGHT PVC 3 M | 496
1725 | 2725850050 | PATCH CABLE M8 SPE ( IEC63171-5) - IP67 SOCKET CONTACT - STRAIGHT M8 SPE ( IEC63171-5) - IP67 SOCKET CONTACT - STRAIGHT PVC 5 M | 496
1726 | 2716670000 | RATED CURRENT : 63 A APPLICATIONS: POWER AND FLOW MEASUREMENT | 534
1727 | 1373780080 | PRE-ASSEMBLED CABLE PAC CABLE LIYCY 0.34 MM² | 2
1728 | 2711810000 | PCB PLUG-IN CONNECTOR SOLDER FLANGE THT/THR SOLDER CONNECTION 3.50 MM N OF POLES: 46 90° SOLDER PIN LENGTH (L): 3.2 MM TINNED BOX | 0
1729 | 2711790000 | PCB PLUG-IN CONNECTOR SOLDER FLANGE THT/THR SOLDER CONNECTION 3.50 MM N OF POLES: 42 90° SOLDER PIN LENGTH (L): 3.2 MM TINNED BOX | 0
1730 | 2711780000 | PCB PLUG-IN CONNECTOR SOLDER FLANGE THT/THR SOLDER CONNECTION 3.50 MM N OF POLES: 40 90° SOLDER PIN LENGTH (L): 3.2 MM TINNED BOX | 0
1731 | 2711800000 | PCB PLUG-IN CONNECTOR SOLDER FLANGE THT/THR SOLDER CONNECTION 3.50 MM N OF POLES: 44 90° SOLDER PIN LENGTH (L): 3.2 MM TINNED BOX | 0
1732 | 2711820000 | PCB PLUG-IN CONNECTOR SOLDER FLANGE THT/THR SOLDER CONNECTION 3.50 MM N OF POLES: 48 90° SOLDER PIN LENGTH (L): 3.2 MM TINNED BOX | 0
1733 | 2705620000 | REMOTE I/O MODULE IP20 | 557
1734 | 2705630000 | REMOTE I/O MODULE IP20 | 557
1735 | 2690470000 | FUNCTIONAL EARTH TERMINAL BLOCK 2.5 MM² | 753
1736 | 2690460000 | FUNCTIONAL EARTH TERMINAL BLOCK 2.5 MM² | 753
1737 | 2465950000 | REPLACEMENT PART | 55
1738 | 2466000000 | REPLACEMENT PART | 55
1739 | 2719130000 | CONDUCTOR AND CABLE MARKERS 1.8 - 2.5 MM 18 X 4.6 MM | 21
1740 | 2719100000 | CONDUCTOR AND CABLE MARKERS 1.8 - 2.5 MM 18 X 4.6 MM | 21
1741 | 2719120000 | CONDUCTOR AND CABLE MARKERS 1.8 - 2.5 MM 12 X 4.6 MM | 21
1742 | 2719090000 | CONDUCTOR AND CABLE MARKERS 1.8 - 2.5 MM 12 X 4.6 MM | 21
1743 | 2719110000 | CONDUCTOR AND CABLE MARKERS 1.8 - 2.5 MM 24 X 4.6 MM | 21
1744 | 2719140000 | CONDUCTOR AND CABLE MARKERS 1.8 - 2.5 MM 24 X 4.6 MM | 21
1745 | 2710110000 | TEST-DISCONNECT TERMINAL HYBRID CONNECTION 6 MM² 500 V 30 A DARK | 36
1746 | 2710070000 | TEST-DISCONNECT TERMINAL PUSH IN 6 MM² 500 V 30 A DARK | 93
1747 | 2710080000 | PE TERMINAL PUSH IN 6 MM² GREEN/ | 123
1748 | 2710120000 | PE TERMINAL HYBRID CONNECTION 6 MM² GREEN/ | 1099
1749 | 2668960000 | A-SERIES END PLATE | 52
1750 | 2668830000 | A-SERIES END PLATE | 52
1751 | 2668810000 | A-SERIES END PLATE | 52
1752 | 2668820000 | A-SERIES END PLATE | 52
1753 | 2668790000 | A-SERIES END PLATE | 52
1754 | 2668800000 | A-SERIES END PLATE | 52
1755 | 2669060000 | A-SERIES END PLATE | 52
1756 | 2668780000 | A-SERIES END PLATE | 52
1757 | 2668870000 | A-SERIES END PLATE | 52
1758 | 2668880000 | A-SERIES END PLATE | 52
1759 | 2668970000 | A-SERIES END PLATE | 52
1760 | 1463640002 | SYSTEM CABLE CAT.6A / CLASS EA (ISO/IEC 11801 2010) PUR | 718
1761 | 1506200000 | SIGNAL CONVERTER/ISOLATOR HART® INPUT : 0(4)-20 MA OUTPUT : 0(4)-20 MA VOLTAGE SUPPLY ALSO VIA CH20M RAIL BUS | 180
1762 | 1512170020 | PRE-ASSEMBLED CABLE PAC CABLE LIYY 5.4 ± 1 MM | 20
1763 | 1535470050 | SENSOR/ACTUATOR LINE CONNECTING LINE N OF POLES : 4 0.5 M SHIELDED: NO LED: NO SHEATH MATERIAL: PUR HALOGEN: NO | 0
1764 | 1535470100 | SENSOR/ACTUATOR LINE CONNECTING LINE N OF POLES : 4 1 M SHIELDED: NO LED: NO SHEATH MATERIAL: PUR HALOGEN: NO | 0
1765 | 1535470500 | SENSOR/ACTUATOR LINE CONNECTING LINE N OF POLES : 4 5 M SHIELDED: NO LED: NO SHEATH MATERIAL: PUR HALOGEN: NO | 0
1766 | 1906300670 | SENSOR/ACTUATOR LINE CONNECTING LINE M12 / M12 N OF POLES : 4 6.7 M SHIELDED: NO LED: NO SHEATH MATERIAL: PUR HALOGEN: NO | 0
1767 | 1906300760 | SENSOR/ACTUATOR LINE CONNECTING LINE M12 / M12 N OF POLES : 4 7.6 M SHIELDED: NO LED: NO SHEATH MATERIAL: PUR HALOGEN: NO | 0
1768 | 1906300770 | SENSOR/ACTUATOR LINE CONNECTING LINE M12 / M12 N OF POLES : 4 7.7 M SHIELDED: NO LED: NO SHEATH MATERIAL: PUR HALOGEN: NO | 0
1769 | 1906300820 | SENSOR/ACTUATOR LINE CONNECTING LINE M12 / M12 N OF POLES : 4 8.2 M SHIELDED: NO LED: NO SHEATH MATERIAL: PUR HALOGEN: NO | 0
1770 | 1906300830 | SENSOR/ACTUATOR LINE CONNECTING LINE M12 / M12 N OF POLES : 4 8.3 M SHIELDED: NO LED: NO SHEATH MATERIAL: PUR HALOGEN: NO | 0
1771 | 1981910700 | BUS LINE ONE END WITHOUT CONNECTOR M8 N OF POLES: 4 7 M SHIELDED: YES LED: NO SHEATH MATERIAL: PUR HALOGEN: NO | 0
1772 | 1981910900 | BUS LINE ONE END WITHOUT CONNECTOR M8 N OF POLES: 4 9 M SHIELDED: YES LED: NO SHEATH MATERIAL: PUR HALOGEN: NO | 0
1773 | 1981911150 | BUS LINE ONE END WITHOUT CONNECTOR M8 N OF POLES: 4 11.5 M SHIELDED: YES LED: NO SHEATH MATERIAL: PUR HALOGEN: NO | 0
1774 | 2004300000 | SUB-D | 132
1775 | 2004320000 | SUB-D | 132
1776 | 2050020200 | POWER CABLE ONE END WITHOUT CONNECTOR M12 N OF POLES : 3 (2 + PE) 2 M SHIELDED: NO LED: NO SHEATH MATERIAL: PUR HALOGEN: NO | 0
1777 | 2050060200 | POWER CABLE CONNECTING LINE N OF POLES : 3 (2 + PE) 2 M SHIELDED: NO LED: NO SHEATH MATERIAL: PUR HALOGEN: NO | 0
1778 | 2050061500 | POWER CABLE CONNECTING LINE N OF POLES : 3 (2 + PE) 15 M SHIELDED: NO LED: NO SHEATH MATERIAL: PUR HALOGEN: NO | 0
1779 | 2050062000 | POWER CABLE CONNECTING LINE N OF POLES : 3 (2 + PE) 20 M SHIELDED: NO LED: NO SHEATH MATERIAL: PUR HALOGEN: NO | 0
1780 | 2470820000 | KLIPPON EBI QL (ESSENTIAL BOX INDUSTRIAL - QUARTER LOCK) EMPTY ENCLOSURE STAINLESS STEEL ENCLOSURE HEIGHT: 300 MM WIDTH: 300 MM DEPTH: 220 MM GLAND PLATES: BOTTOM MATERIAL: STAINLESS STEEL 1.4301 (304) BRUSHED | 4
1781 | 2470860000 | KLIPPON EBI QL (ESSENTIAL BOX INDUSTRIAL - QUARTER LOCK) EMPTY ENCLOSURE STAINLESS STEEL ENCLOSURE HEIGHT: 500 MM WIDTH: 400 MM DEPTH: 220 MM GLAND PLATES: BOTTOM MATERIAL: STAINLESS STEEL 1.4301 (304) BRUSHED | 4
1782 | 2470900000 | KLIPPON EBI QL (ESSENTIAL BOX INDUSTRIAL - QUARTER LOCK) EMPTY ENCLOSURE STAINLESS STEEL ENCLOSURE HEIGHT: 800 MM WIDTH: 600 MM DEPTH: 220 MM GLAND PLATES: BOTTOM MATERIAL: STAINLESS STEEL 1.4301 (304) BRUSHED | 4
1783 | 2526730200 | SYSTEM CABLE RJ45 IP 67 PUSHPULL V04 PLASTIC RJ45 IP 20 CRIMP CAT.6A / CLASS EA (ISO/IEC 11801 2010) LSZH 20 M | 14
1784 | 2534210000 | MEASURING TAPE | 1244
1785 | 2558290000 | ESG DEVICE MARKERS X 20 MM PA 66 COLOUR: TO CUSTOMER SPECIFICATION | 92
1786 | 2558300000 | ESG DEVICE MARKERS X 15 MM PA 66 COLOUR: TO CUSTOMER SPECIFICATION | 92
1787 | 2558320000 | ESG DEVICE MARKERS X 26 MM PA 66 COLOUR: TO CUSTOMER SPECIFICATION | 92
1788 | 2563810002 | PATCH CABLE RJ45 IP 20 RJ45 IP 20 CAT.6A / CLASS EA (ISO/IEC 11801 2010) LSZH 0.2 M | 14
1789 | 2563810100 | PATCH CABLE RJ45 IP 20 RJ45 IP 20 CAT.6A / CLASS EA (ISO/IEC 11801 2010) LSZH 10 M | 14
1790 | 2563810200 | PATCH CABLE RJ45 IP 20 RJ45 IP 20 CAT.6A / CLASS EA (ISO/IEC 11801 2010) LSZH 20 M | 14
1791 | 2563810250 | PATCH CABLE RJ45 IP 20 RJ45 IP 20 CAT.6A / CLASS EA (ISO/IEC 11801 2010) LSZH 25 M | 14
1792 | 2564960000 | SC INSERT PLUG SCRJ POF RECONNECTABLE | 913
1793 | 2568260000 | FO CONNECTOR VERSION 14 SC-RJ POF IP67 | 500
1794 | 2569890000 | ESG DEVICE MARKERS X 10 MM PA 66 COLOUR: | 177
1795 | 2571510000 | ACCESSORIES REPLACEMENT CLAMPING JAW | 487
1796 | 2574270000 | POLYAMIDE 66 COLOUR: | 760
1797 | 2576460060 | DRAGLINE CABLE PROFINET RJ45 IP 67 PUSHPULL V14 METAL RJ45 IP 20 CAT.5 (ISO/IEC 11801) / CAT.5E (TIA T568-B) PUR 6 M | 146
1798 | 2577160000 | BUILT-IN PLUGS 7/8" 7/8" N OF POLES: 4 0.4 M | 358
1799 | 2580920000 | ESG DEVICE MARKERS X 10 MM PA 66 COLOUR: | 177
1800 | 2581280000 | FEED-THROUGH TERMINAL PUSH IN 2.5 MM² 800 V 24 A | 15
1801 | 2581690000 | SUPPLY TERMINAL PUSH IN 10 MM² 250 V 57 A DARK | 148
1802 | 2581700000 | MODULAR DISTRIBUTION TERMINALS PUSH IN 4 MM² 250 V 32 A DARK | 87
1803 | 2581710000 | TEST-DISCONNECT TERMINAL PUSH IN 4 MM² 250 V 20 A DARK | 93
1804 | 2581800000 | SUPPLY TERMINAL PUSH IN 10 MM² 250 V 57 A | 148
1805 | 2582530000 | MODULAR DISTRIBUTION TERMINALS PUSH IN 4 MM² 250 V 32 A | 87
1806 | 2593450000 | SCHT TERMINAL MARKER 39.3 X 8 MM PITCH IN MM (P): 7.00 | 1156
1807 | 2576290000 | D-SERIES DRI RELAY MODULE N OF CONTACTS: 2 CO CONTACT AGSNO RATED CONTROL VOLTAGE: 115 V AC CONTINUOUS CURRENT: 5 A PUSH IN TEST BUTTON AVAILABLE: NO | 3
1808 | 2575990000 | D-SERIES DRM RELAY MODULE N OF CONTACTS: 2 CO CONTACT AGNI FLASH GOLD-PLATED RATED CONTROL VOLTAGE: 115 V AC CONTINUOUS CURRENT: 10 A PUSH IN TEST BUTTON AVAILABLE: NO | 3
1809 | 2576220000 | D-SERIES DRI RELAY MODULE N OF CONTACTS: 1 CO CONTACT AGSNO RATED CONTROL VOLTAGE: 24 V DC CONTINUOUS CURRENT: 10 A PUSH IN TEST BUTTON AVAILABLE: NO | 3
1810 | 2576240000 | D-SERIES DRI RELAY MODULE N OF CONTACTS: 2 CO CONTACT AGSNO RATED CONTROL VOLTAGE: 24 V AC CONTINUOUS CURRENT: 5 A PUSH IN TEST BUTTON AVAILABLE: NO | 3
1811 | 2576160000 | D-SERIES DRI RELAY MODULE N OF CONTACTS: 1 CO CONTACT AGSNO RATED CONTROL VOLTAGE: 230 V AC CONTINUOUS CURRENT: 10 A PUSH IN TEST BUTTON AVAILABLE: YES | 3
1812 | 2576270000 | D-SERIES DRI RELAY MODULE N OF CONTACTS: 2 CO CONTACT AGSNO RATED CONTROL VOLTAGE: 230 V AC CONTINUOUS CURRENT: 5 A PUSH IN TEST BUTTON AVAILABLE: NO | 3
1813 | 2576260000 | D-SERIES DRI RELAY MODULE N OF CONTACTS: 1 CO CONTACT AGSNO RATED CONTROL VOLTAGE: 24 V AC CONTINUOUS CURRENT: 10 A PUSH IN TEST BUTTON AVAILABLE: NO | 3
1814 | 2576230000 | D-SERIES DRI RELAY MODULE N OF CONTACTS: 2 CO CONTACT AGSNO RATED CONTROL VOLTAGE: 24 V AC CONTINUOUS CURRENT: 5 A PUSH IN TEST BUTTON AVAILABLE: YES | 3
1815 | 2576280000 | D-SERIES DRI RELAY MODULE N OF CONTACTS: 1 CO CONTACT AGSNO RATED CONTROL VOLTAGE: 230 V AC CONTINUOUS CURRENT: 10 A PUSH IN TEST BUTTON AVAILABLE: NO | 3
1816 | 2576180000 | D-SERIES DRI RELAY MODULE N OF CONTACTS: 1 CO CONTACT AGSNO RATED CONTROL VOLTAGE: 115 V AC CONTINUOUS CURRENT: 10 A PUSH IN TEST BUTTON AVAILABLE: YES | 3
1817 | 2576250000 | D-SERIES DRI RELAY MODULE N OF CONTACTS: 1 CO CONTACT AGSNO RATED CONTROL VOLTAGE: 24 V AC CONTINUOUS CURRENT: 10 A PUSH IN TEST BUTTON AVAILABLE: YES | 3
1818 | 2576070000 | D-SERIES DRM RELAY MODULE N OF CONTACTS: 2 CO CONTACT AGNI FLASH GOLD-PLATED RATED CONTROL VOLTAGE: 24 V AC CONTINUOUS CURRENT: 10 A PUSH IN TEST BUTTON AVAILABLE: NO | 3
1819 | 2576010000 | D-SERIES DRM RELAY MODULE N OF CONTACTS: 4 CO CONTACT AGNI FLASH GOLD-PLATED RATED CONTROL VOLTAGE: 115 V AC CONTINUOUS CURRENT: 5 A PUSH IN TEST BUTTON AVAILABLE: NO | 3
1820 | 2576130000 | D-SERIES DRM RELAY MODULE N OF CONTACTS: 4 CO CONTACT AGNI FLASH GOLD-PLATED RATED CONTROL VOLTAGE: 24 V DC CONTINUOUS CURRENT: 5 A PUSH IN TEST BUTTON AVAILABLE: NO | 3
1821 | 2576050000 | D-SERIES DRM RELAY MODULE N OF CONTACTS: 4 CO CONTACT AGNI FLASH GOLD-PLATED RATED CONTROL VOLTAGE: 230 V AC CONTINUOUS CURRENT: 5 A PUSH IN TEST BUTTON AVAILABLE: NO | 3
1822 | 2576100000 | D-SERIES DRM RELAY MODULE N OF CONTACTS: 4 CO CONTACT AGNI FLASH GOLD-PLATED RATED CONTROL VOLTAGE: 24 V AC CONTINUOUS CURRENT: 5 A PUSH IN TEST BUTTON AVAILABLE: YES | 3
1823 | 2576000000 | D-SERIES DRM RELAY MODULE N OF CONTACTS: 2 CO CONTACT AGNI FLASH GOLD-PLATED RATED CONTROL VOLTAGE: 115 V AC CONTINUOUS CURRENT: 10 A PUSH IN TEST BUTTON AVAILABLE: YES | 3
1824 | 2576080000 | D-SERIES DRM RELAY MODULE N OF CONTACTS: 2 CO CONTACT AGNI FLASH GOLD-PLATED RATED CONTROL VOLTAGE: 24 V AC CONTINUOUS CURRENT: 10 A PUSH IN TEST BUTTON AVAILABLE: YES | 3
1825 | 2576110000 | D-SERIES DRM RELAY MODULE N OF CONTACTS: 2 CO CONTACT AGNI FLASH GOLD-PLATED RATED CONTROL VOLTAGE: 24 V DC CONTINUOUS CURRENT: 10 A PUSH IN TEST BUTTON AVAILABLE: NO | 3
1826 | 2576090000 | D-SERIES DRM RELAY MODULE N OF CONTACTS: 4 CO CONTACT AGNI FLASH GOLD-PLATED RATED CONTROL VOLTAGE: 24 V AC CONTINUOUS CURRENT: 5 A PUSH IN TEST BUTTON AVAILABLE: NO | 3
1827 | 2576030000 | D-SERIES DRM RELAY MODULE N OF CONTACTS: 2 CO CONTACT AGNI FLASH GOLD-PLATED RATED CONTROL VOLTAGE: 230 V AC CONTINUOUS CURRENT: 10 A PUSH IN TEST BUTTON AVAILABLE: NO | 3
1828 | 2576120000 | D-SERIES DRM RELAY MODULE N OF CONTACTS: 2 CO CONTACT AGNI FLASH GOLD-PLATED RATED CONTROL VOLTAGE: 24 V DC CONTINUOUS CURRENT: 10 A PUSH IN TEST BUTTON AVAILABLE: YES | 3
1829 | 2576040000 | D-SERIES DRM RELAY MODULE N OF CONTACTS: 2 CO CONTACT AGNI FLASH GOLD-PLATED RATED CONTROL VOLTAGE: 230 V AC CONTINUOUS CURRENT: 10 A PUSH IN TEST BUTTON AVAILABLE: YES | 3
1830 | 2576020000 | D-SERIES DRM RELAY MODULE N OF CONTACTS: 4 CO CONTACT AGNI FLASH GOLD-PLATED RATED CONTROL VOLTAGE: 115 V AC CONTINUOUS CURRENT: 5 A PUSH IN TEST BUTTON AVAILABLE: YES | 3
1831 | 2575980000 | D-SERIES DRI RELAY MODULE N OF CONTACTS: 1 CO CONTACT AGSNO RATED CONTROL VOLTAGE: 115 V AC CONTINUOUS CURRENT: 10 A PUSH IN TEST BUTTON AVAILABLE: NO | 3
1832 | 2634680000 | PCB PLUG-IN CONNECTOR MALE HEADER CLOSED SIDE THT/THR SOLDER CONNECTION 5.00 MM N OF POLES: 14 90° GOLD-PLATED | 0
1833 | 2634730000 | PCB PLUG-IN CONNECTOR MALE HEADER OPEN SIDE THT/THR SOLDER CONNECTION 5.00 MM N OF POLES: 8 180° TINNED | 0
1834 | 1512220030 | PRE-ASSEMBLED CABLE PAC CABLE LIYY 5.4 ± 1 MM | 20
1835 | 1512190030 | PRE-ASSEMBLED CABLE PAC CABLE LIYY 5.4 ± 1 MM | 20
1836 | 1512220100 | PRE-ASSEMBLED CABLE PAC CABLE LIYY 5.4 ± 1 MM | 20
1837 | 2555940000 | REMOTE I/O MODULE IP20 ANALOG SIGNALS TEMPERATURE RTD | 551
1838 | 1512370040 | PRE-ASSEMBLED CABLE PAC CABLE LIYY 5.4 ± 1 MM | 20
1839 | 2592650000 | CRIMPING TOOL FOR CONTACTS | 906
1840 | 2592690000 | PRESSING TOOL | 171
1841 | 2592700000 | CRIMPING TOOL INSERT | 261
1842 | 2592720000 | CRIMPING TOOL INSERT | 261
1843 | 2592740000 | CRIMPING TOOL INSERT | 261
1844 | 1512190050 | PRE-ASSEMBLED CABLE PAC CABLE LIYY 5.4 ± 1 MM | 20
1845 | 1512220050 | PRE-ASSEMBLED CABLE PAC CABLE LIYY 5.4 ± 1 MM | 20
1846 | 2623910000 | 6 MM² 250 V 41 A | 1334
1847 | 2579620000 | PUSH IN 1.5 MM² 250 V 13.5 A ORANGE | 560
1848 | 2579570000 | INITIATOR/ACTUATOR TERMINAL PUSH IN 1.5 MM² 250 V 13.5 A ORANGE | 203
1849 | 2579610000 | PUSH IN 1.5 MM² 250 V 13.5 A ORANGE | 560
1850 | 2635630000 | PRINTED CIRCUIT BOARD TERMINALS 3.50 MM N OF POLES: 5 180° PUSH IN WITH ACTUATOR CLAMPING RANGE MAX. : 1.5 MM² | 49
1851 | 2530140000 | PRINTED CIRCUIT BOARD TERMINALS 5.08 MM N OF POLES: 16 180° TOP CONNECTION CLAMPING RANGE MAX. : 2.5 MM² | 1
1852 | 2619980000 | THM DEVICE MARKERS 15 X | 86
1853 | 2619970000 | THM DEVICE MARKERS 15 X | 86
1854 | 2621430000 | THM DEVICE MARKERS 9 X | 86
1855 | 2473090000 | PRINTED CIRCUIT BOARD TERMINALS 7.50 MM N OF POLES: 11 90° SOLDER PIN LENGTH (L): 5 MM TINNED PUSH IN WITHOUT ACTUATOR CLAMPING RANGE MAX. : 6 MM² BOX | 51
1856 | 2473100000 | PRINTED CIRCUIT BOARD TERMINALS 7.50 MM N OF POLES: 12 90° SOLDER PIN LENGTH (L): 5 MM TINNED PUSH IN WITHOUT ACTUATOR CLAMPING RANGE MAX. : 6 MM² BOX | 51
1857 | 2473080000 | PRINTED CIRCUIT BOARD TERMINALS 7.50 MM N OF POLES: 10 90° SOLDER PIN LENGTH (L): 5 MM TINNED PUSH IN WITHOUT ACTUATOR CLAMPING RANGE MAX. : 6 MM² BOX | 51
1858 | 2473070000 | PRINTED CIRCUIT BOARD TERMINALS 7.50 MM N OF POLES: 9 90° SOLDER PIN LENGTH (L): 5 MM TINNED PUSH IN WITHOUT ACTUATOR CLAMPING RANGE MAX. : 6 MM² BOX | 51
1859 | 2473060000 | PRINTED CIRCUIT BOARD TERMINALS 7.50 MM N OF POLES: 8 90° SOLDER PIN LENGTH (L): 5 MM TINNED PUSH IN WITHOUT ACTUATOR CLAMPING RANGE MAX. : 6 MM² BOX | 51
1860 | 2473040000 | PRINTED CIRCUIT BOARD TERMINALS 7.50 MM N OF POLES: 6 90° SOLDER PIN LENGTH (L): 5 MM TINNED PUSH IN WITHOUT ACTUATOR CLAMPING RANGE MAX. : 6 MM² BOX | 51
1861 | 2473030000 | PRINTED CIRCUIT BOARD TERMINALS 7.50 MM N OF POLES: 5 90° SOLDER PIN LENGTH (L): 5 MM TINNED PUSH IN WITHOUT ACTUATOR CLAMPING RANGE MAX. : 6 MM² BOX | 51
1862 | 2473050000 | PRINTED CIRCUIT BOARD TERMINALS 7.50 MM N OF POLES: 7 90° SOLDER PIN LENGTH (L): 5 MM TINNED PUSH IN WITHOUT ACTUATOR CLAMPING RANGE MAX. : 6 MM² BOX | 51
1863 | 2473020000 | PRINTED CIRCUIT BOARD TERMINALS 7.50 MM N OF POLES: 4 90° SOLDER PIN LENGTH (L): 5 MM TINNED PUSH IN WITHOUT ACTUATOR CLAMPING RANGE MAX. : 6 MM² BOX | 51
1864 | 2473010000 | PRINTED CIRCUIT BOARD TERMINALS 7.50 MM N OF POLES: 3 90° SOLDER PIN LENGTH (L): 5 MM TINNED PUSH IN WITHOUT ACTUATOR CLAMPING RANGE MAX. : 6 MM² BOX | 51
1865 | 2473000000 | PRINTED CIRCUIT BOARD TERMINALS 7.50 MM N OF POLES: 2 90° SOLDER PIN LENGTH (L): 5 MM TINNED PUSH IN WITHOUT ACTUATOR CLAMPING RANGE MAX. : 6 MM² BOX | 51
1866 | 2619860000 | WS TERMINAL MARKER 12 X 6 MM PITCH IN MM (P): 6.00 WEIDMUELLER | 13
1867 | 2556380000 | TERMSERIES CROSS-CONNECTOR | 143
1868 | 2556350000 | TERMSERIES CROSS-CONNECTOR | 143
1869 | 2556490000 | TERMSERIES CROSS-CONNECTOR | 143
1870 | 2556500000 | TERMSERIES CROSS-CONNECTOR | 143
1871 | 2556390000 | TERMSERIES CROSS-CONNECTOR | 143
1872 | 2556420000 | TERMSERIES CROSS-CONNECTOR | 143
1873 | 2556460000 | TERMSERIES CROSS-CONNECTOR | 143
1874 | 2552590000 | DOUBLE-TIER TERMINAL PUSH IN 4 MM² 800 V 32 A ORANGE | 282
1875 | 2540020000 | DOUBLE-TIER TERMINAL PUSH IN 4 MM² 800 V 32 A DARK | 282
1876 | 2540030000 | DOUBLE-TIER TERMINAL PUSH IN 4 MM² 800 V 32 A | 282
1877 | 2540040000 | DOUBLE-TIER TERMINAL PUSH IN 4 MM² 800 V 32 A | 282
1878 | 2540010000 | A-SERIES END PLATE | 52
1879 | 2552480000 | DOUBLE-TIER TERMINAL PUSH IN 4 MM² 800 V 32 A ORANGE | 282
1880 | 2619810000 | WS TERMINAL MARKER 8 X 5 MM WEIDMUELLER | 149
1881 | 2619870000 | WS TERMINAL MARKER 12 X 8 MM WEIDMUELLER | 149
1882 | 2619410000 | 10 MM² 800 57 A GREEN | 1333
1883 | 2570260000 | A-SERIES END BRACKET | 321
1884 | 2570250000 | A-SERIES END BRACKET | 321
1885 | 2499550000 | PCB PLUG-IN CONNECTOR MALE HEADER CLOSED SIDE THT/THR SOLDER CONNECTION 7.62 MM N OF POLES: 4 90° SOLDER PIN LENGTH (L): 2.6 MM TINNED BOX | 0
1886 | 2499560000 | PCB PLUG-IN CONNECTOR MALE HEADER CLOSED SIDE THT/THR SOLDER CONNECTION 7.62 MM N OF POLES: 5 90° SOLDER PIN LENGTH (L): 2.6 MM TINNED BOX | 0
1887 | 2499320000 | PCB PLUG-IN CONNECTOR MALE HEADER CLOSED SIDE THT/THR SOLDER CONNECTION 7.62 MM N OF POLES: 2 90° SOLDER PIN LENGTH (L): 2.6 MM TINNED BOX | 0
1888 | 2499940000 | PCB PLUG-IN CONNECTOR MALE HEADER SCREW FLANGE THT/THR SOLDER CONNECTION 7.62 MM N OF POLES: 2 270° SOLDER PIN LENGTH (L): 2.6 MM TINNED BOX | 0
1889 | 2499500000 | PCB PLUG-IN CONNECTOR MALE HEADER CLOSED SIDE THT/THR SOLDER CONNECTION 7.62 MM N OF POLES: 3 90° SOLDER PIN LENGTH (L): 2.6 MM TINNED BOX | 0
1890 | 2560960000 | HDC ENCLOSURES SIZE: 8 PROTECTION DEGREE: IP65 (IN PLUGGED CONDITION) BASE HOUSING SIDE-LOCKING CLAMP ON LOWER SIDE SDARD SIZE OF CABLE ENTRIES: M 25 | 6
1891 | 2624760000 | MODULAR HOUSING OMNIMATE HOUSING - SERIES CH20M | 803
1892 | 2662500000 | SENSOR/ACTUATOR PLUG-IN CONNECTOR M8 | 40
1893 | 2662510000 | SENSOR/ACTUATOR PLUG-IN CONNECTOR M8 | 40
1894 | 2662450000 | SENSOR/ACTUATOR PLUG-IN CONNECTOR M8 | 40
1895 | 2635600000 | TERMINAL MARKER 23.5 X 12 MM | 1314
1896 | 2635560000 | TERMINAL MARKER 10 X 6.1 MM PITCH IN MM (P): 6.00 | 640
1897 | 2635520000 | TERMINAL MARKER 6.2 X 3.5 MM PITCH IN MM (P): 3.50 | 1216
1898 | 2663240000 | PCB PLUG-IN CONNECTOR FEMALE PLUG 5.08 MM N OF POLES: 6 180° CLAMPING YOKE CONNECTION BOX | 1
1899 | 2591500000 | SPARE ARRESTER SURGE PROTECTION UP(L/N-PE) ? 2.1 KV | 243
1900 | 2591390000 | SURGE VOLTAGE ARRESTER LOW VOLTAGE SURGE PROTECTION WITH REMOTE CONTACT SINGLE-PHASE | 24
1901 | 2591540000 | SURGE VOLTAGE ARRESTER LOW VOLTAGE SURGE PROTECTION WITH REMOTE CONTACT TN-C | 24
1902 | 2591520000 | SURGE VOLTAGE ARRESTER LOW VOLTAGE SURGE PROTECTION WITH REMOTE CONTACT SINGLE-PHASE | 24
1903 | 2591300000 | SURGE VOLTAGE ARRESTER LOW VOLTAGE SURGE PROTECTION WITH REMOTE CONTACT SINGLE-PHASE | 24
1904 | 2591100000 | SURGE VOLTAGE ARRESTER LOW VOLTAGE SURGE PROTECTION TN-C | 24
1905 | 2591340000 | SPARE ARRESTER SURGE PROTECTION UP(L/N-PE) ? 1.75 KV | 243
1906 | 2591290000 | SPARE ARRESTER SURGE PROTECTION UP(L/N-PE) ? 34 KV | 243
1907 | 2591360000 | SURGE VOLTAGE ARRESTER LOW VOLTAGE SURGE PROTECTION WITH REMOTE CONTACT SINGLE-PHASE TN | 24
1908 | 2591410000 | SURGE VOLTAGE ARRESTER LOW VOLTAGE SURGE PROTECTION WITH REMOTE CONTACT SINGLE-PHASE TN | 24
1909 | 2591380000 | SURGE VOLTAGE ARRESTER LOW VOLTAGE SURGE PROTECTION SINGLE-PHASE | 24
1910 | 2591480000 | SURGE VOLTAGE ARRESTER LOW VOLTAGE SURGE PROTECTION SINGLE-PHASE TN IT WITH N IT WITHOUT N TT | 68
1911 | 2591650000 | SURGE VOLTAGE ARRESTER LOW VOLTAGE SURGE PROTECTION SINGLE-PHASE | 24
1912 | 2591350000 | SURGE VOLTAGE ARRESTER LOW VOLTAGE SURGE PROTECTION SINGLE-PHASE | 24
1913 | 2591210000 | SURGE VOLTAGE ARRESTER LOW VOLTAGE SURGE PROTECTION SINGLE-PHASE | 24
1914 | 2591280000 | SURGE VOLTAGE ARRESTER LOW VOLTAGE SURGE PROTECTION WITH REMOTE CONTACT TN-C-S TN-S | 24
1915 | 2591020000 | SURGE VOLTAGE ARRESTER LOW VOLTAGE SURGE PROTECTION SINGLE-PHASE TN | 24
1916 | 2591120000 | SURGE VOLTAGE ARRESTER LOW VOLTAGE SURGE PROTECTION TN-C-S TN-S | 24
1917 | 2591510000 | SURGE VOLTAGE ARRESTER LOW VOLTAGE SURGE PROTECTION SINGLE-PHASE | 24
1918 | 2591550000 | SURGE VOLTAGE ARRESTER LOW VOLTAGE SURGE PROTECTION TN-C-S TN-S | 24
1919 | 2591640000 | SPARE ARRESTER SURGE PROTECTION UP(L/N-PE) ? 1.25 KV | 243
1920 | 2591310000 | SURGE VOLTAGE ARRESTER LOW VOLTAGE SURGE PROTECTION WITH REMOTE CONTACT SINGLE-PHASE | 24
1921 | 2591530000 | SURGE VOLTAGE ARRESTER LOW VOLTAGE SURGE PROTECTION TN-C | 24
1922 | 2591000000 | SURGE VOLTAGE ARRESTER LOW VOLTAGE SURGE PROTECTION WITH REMOTE CONTACT TN-C-S TN-S | 24
1923 | 2591040000 | SURGE VOLTAGE ARRESTER LOW VOLTAGE SURGE PROTECTION SINGLE-PHASE TN | 24
1924 | 2591620000 | SURGE VOLTAGE ARRESTER LOW VOLTAGE SURGE PROTECTION WITH REMOTE CONTACT SINGLE-PHASE | 24
1925 | 2591690000 | SURGE VOLTAGE ARRESTER LOW VOLTAGE SURGE PROTECTION TN-C | 24
1926 | 2591240000 | SURGE VOLTAGE ARRESTER LOW VOLTAGE SURGE PROTECTION WITH REMOTE CONTACT SINGLE-PHASE | 24
1927 | 2591570000 | SURGE VOLTAGE ARRESTER LOW VOLTAGE SURGE PROTECTION SINGLE-PHASE TT NUR FÜR N-PE UP(L/N-PE) ? 1.5 KV | 294
1928 | 2591490000 | SURGE VOLTAGE ARRESTER LOW VOLTAGE SURGE PROTECTION WITH REMOTE CONTACT SINGLE-PHASE TN-C TN-C-S TN-S TT TN IT WITH N IT WITHOUT N | 68
1929 | 2591670000 | SURGE VOLTAGE ARRESTER LOW VOLTAGE SURGE PROTECTION SINGLE-PHASE | 24
1930 | 2591180000 | SURGE VOLTAGE ARRESTER LOW VOLTAGE SURGE PROTECTION TT NUR FÜR N-PE UP(L/N-PE) ? 1.5 KV | 294
1931 | 2591220000 | SURGE VOLTAGE ARRESTER LOW VOLTAGE SURGE PROTECTION WITH REMOTE CONTACT SINGLE-PHASE | 24
1932 | 2591610000 | SPARE ARRESTER SURGE PROTECTION UP(L/N-PE) < 800 V | 804
1933 | 2591710000 | SURGE VOLTAGE ARRESTER LOW VOLTAGE SURGE PROTECTION TN-C-S TN-S | 24
1934 | 2591590000 | SPARE ARRESTER SURGE PROTECTION | 631
1935 | 2591370000 | SPARE ARRESTER SURGE PROTECTION UP(L/N-PE) ? 1.5 KV | 243
1936 | 2591110000 | SURGE VOLTAGE ARRESTER LOW VOLTAGE SURGE PROTECTION WITH REMOTE CONTACT TN-C | 24
1937 | 2591230000 | SURGE VOLTAGE ARRESTER LOW VOLTAGE SURGE PROTECTION TN-S SINGLE-PHASE | 24
1938 | 2591200000 | SPARE ARRESTER SURGE PROTECTION UP(L/N-PE) ? 2.3 KV | 243
1939 | 2591630000 | SURGE VOLTAGE ARRESTER LOW VOLTAGE SURGE PROTECTION WITH REMOTE CONTACT SINGLE-PHASE | 24
1940 | 2591250000 | SURGE VOLTAGE ARRESTER LOW VOLTAGE SURGE PROTECTION TN-C | 24
1941 | 2591400000 | SURGE VOLTAGE ARRESTER LOW VOLTAGE SURGE PROTECTION SINGLE-PHASE TN | 24
1942 | 2591680000 | SURGE VOLTAGE ARRESTER LOW VOLTAGE SURGE PROTECTION WITH REMOTE CONTACT SINGLE-PHASE | 24
1943 | 2637020000 | SURGE VOLTAGE ARRESTER LOW VOLTAGE SURGE PROTECTION WITH REMOTE CONTACT SINGLE-PHASE TN | 24
1944 | 2636900000 | SURGE PROTECTION UP(L/N-PE) ? 1.5 KV | 1188
1945 | 2636980000 | SURGE VOLTAGE ARRESTER LOW VOLTAGE SURGE PROTECTION WITH REMOTE CONTACT TN-C | 24
1946 | 2636960000 | SURGE VOLTAGE ARRESTER LOW VOLTAGE SURGE PROTECTION WITH REMOTE CONTACT SINGLE-PHASE | 24
1947 | 2637010000 | SURGE VOLTAGE ARRESTER LOW VOLTAGE SURGE PROTECTION SINGLE-PHASE TN | 24
1948 | 2637000000 | SURGE VOLTAGE ARRESTER LOW VOLTAGE SURGE PROTECTION SINGLE-PHASE | 24
1949 | 2636990000 | SURGE VOLTAGE ARRESTER LOW VOLTAGE SURGE PROTECTION SINGLE-PHASE | 24
1950 | 2636940000 | SURGE VOLTAGE ARRESTER LOW VOLTAGE SURGE PROTECTION WITH REMOTE CONTACT SINGLE-PHASE TN-C TN-C-S TN-S TT TN IT WITH N IT WITHOUT N | 68
1951 | 2636910000 | SURGE VOLTAGE ARRESTER LOW VOLTAGE SURGE PROTECTION TN-C-S TN-S TT IT WITH N IT WITHOUT N | 68
1952 | 2636950000 | SURGE VOLTAGE ARRESTER LOW VOLTAGE SURGE PROTECTION SINGLE-PHASE | 24
1953 | 2636930000 | SURGE VOLTAGE ARRESTER LOW VOLTAGE SURGE PROTECTION SINGLE-PHASE TN-C TN-C-S TN-S TT TN IT WITH N IT WITHOUT N | 68
1954 | 2637030000 | SURGE VOLTAGE ARRESTER LOW VOLTAGE SURGE PROTECTION SINGLE-PHASE TN TN-S TT IT WITH N IT WITHOUT N | 68
1955 | 2637040000 | SURGE VOLTAGE ARRESTER LOW VOLTAGE SURGE PROTECTION WITH REMOTE CONTACT SINGLE-PHASE TN TN-S TT IT WITH N IT WITHOUT N | 68
1956 | 2637050000 | SURGE VOLTAGE ARRESTER LOW VOLTAGE SURGE PROTECTION TN-C-S TN-S TT IT WITH N IT WITHOUT N | 68
1957 | 2636970000 | SURGE VOLTAGE ARRESTER LOW VOLTAGE SURGE PROTECTION TN-C | 24
1958 | 2665050000 | "SDARD 50? VERSION SOFTWARE LICENCE FOR U-LINK REMOTE ACCESS SERVICE. CAN BE USED TO UPGRADE AN ENTRY VERSION OR TO EXTEND PERIOD OF A ?SDARD 50? VERSION? | 532
1959 | 2619990000 | ESG DEVICE MARKERS 6 X 17 MM | 154
1960 | 2621100000 | SWITCHMARK DEVICE MARKERS 18 X 27 MM | 44
1961 | 2620930000 | ESG DEVICE MARKERS 9 X 17 MM | 154
1962 | 2621320000 | CLIPCARD DEVICE MARKERS 15 X 60 MM | 64
1963 | 2620950000 | ESG DEVICE MARKERS 8 X 20 MM | 326
1964 | 2620940000 | ESG DEVICE MARKERS 9 X 17 MM | 154
1965 | 2621080000 | SWITCHMARK DEVICE MARKERS 8 X 27 MM | 44
1966 | 2621350000 | CLIPCARD DEVICE MARKERS 15 X 45 MM | 64
1967 | 2621230000 | SWITCHMARK DEVICE MARKERS 12.5 X 27 MM | 44
1968 | 2621090000 | SWITCHMARK DEVICE MARKERS 8 X 27 MM | 44
1969 | 2621270000 | CLIPCARD DEVICE MARKERS 54 X 85 MM | 64
1970 | 2621360000 | CLIPCARD DEVICE MARKERS 15 X 45 MM | 64
1971 | 2621380000 | CLIPCARD DEVICE MARKERS 15 X 27 MM | 64
1972 | 2620970000 | ESG DEVICE MARKERS 8 X 20 MM | 326
1973 | 2621070000 | SWITCHMARK DEVICE MARKERS 8 X 27 MM | 44
1974 | 2519450200 | SENSOR/ACTUATOR LINE 7/8" N OF POLES : 5 (4 + PE) 2 M PIN STRAIGHT - SOCKET STRAIGHT SHIELDED: NO LED: NO SHEATH MATERIAL: PUR HALOGEN: NO | 0
1975 | 2619890000 | WS TERMINAL MARKER 8 X 10 MM WEIDMUELLER | 149
1976 | 2619910000 | WS TERMINAL MARKER 8 X 16 MM WEIDMUELLER | 149
1977 | 2656670000 | ELECTRONIC LOAD MONITORING | 597
1978 | 2540460000 | PLUG 4 MM² 690 V 32 A DARK | 246
1979 | 2540470000 | PLUG 4 MM² 690 V 32 A DARK | 246
1980 | 2540500000 | PLUG 4 MM² 690 V 32 A DARK | 246
1981 | 2540480000 | PLUG 4 MM² 690 V 32 A DARK | 246
1982 | 2540070000 | FEED-THROUGH TERMINAL PUSH IN 4 MM² 800 V 32 A DARK | 15
1983 | 2540060000 | FEED-THROUGH TERMINAL PUSH IN 4 MM² 800 V 32 A | 15
1984 | 2540510000 | PLUG 4 MM² 690 V 32 A DARK | 246
1985 | 2540430000 | PLUG 4 MM² 690 V 32 A DARK GREEN | 659
1986 | 2540090000 | FEED-THROUGH TERMINAL PUSH IN 4 MM² 800 V 32 A DARK | 15
1987 | 2540170000 | PE TERMINAL PUSH IN 4 MM² 800 GREEN/ | 123
1988 | 2540530000 | PLUG 4 MM² 690 V 32 A DARK | 246
1989 | 2540100000 | FEED-THROUGH TERMINAL PUSH IN 4 MM² 800 V 32 A | 15
1990 | 2540440000 | PLUG 4 MM² 690 V 32 A DARK GREEN | 659
1991 | 2540550000 | PLUG 4 MM² 690 V 32 A DARK | 246
1992 | 2540180000 | PE TERMINAL PUSH IN 4 MM² 800 GREEN/ | 123
1993 | 2540450000 | PLUG 4 MM² 690 V 32 A DARK GREEN | 659
1994 | 2540490000 | PLUG 4 MM² 690 V 32 A DARK | 246
1995 | 2540540000 | PLUG 4 MM² 690 V 32 A DARK | 246
1996 | 2540620000 | PLUG 4 MM² 690 V 32 A | 651
1997 | 2540080000 | FEED-THROUGH TERMINAL PUSH IN 4 MM² 800 V 32 A | 15
1998 | 2540250000 | FEED-THROUGH TERMINAL PUSH IN 4 MM² 800 V 32 A | 15
1999 | 2540270000 | FEED-THROUGH TERMINAL PUSH IN 4 MM² 800 V 32 A | 15
2000 | 2540570000 | PLUG 4 MM² 690 V 32 A GREEN | 655
2001 | 2540260000 | FEED-THROUGH TERMINAL PUSH IN 4 MM² 800 V 32 A DARK | 15
2002 | 2540560000 | PLUG 4 MM² 690 V 32 A | 651
2003 | 2540290000 | FEED-THROUGH TERMINAL PUSH IN 4 MM² 800 V 32 A DARK | 15
2004 | 2540600000 | PLUG 4 MM² 690 V 32 A GREEN | 655
2005 | 2540590000 | PLUG 4 MM² 690 V 32 A | 651
2006 | 2540610000 | PLUG 4 MM² 690 V 32 A DARK | 246
2007 | 2540300000 | PE TERMINAL PUSH IN 4 MM² 800 GREEN/ | 123
2008 | 2540280000 | A-SERIES END PLATE | 52
2009 | 2540230000 | FEED-THROUGH TERMINAL PUSH IN 4 MM² 800 V 32 A DARK | 15
2010 | 2540210000 | A-SERIES END PLATE | 52
2011 | 2621180000 | SWITCHMARK DEVICE MARKERS 60 X 60 MM | 1072
2012 | 2621130000 | SWITCHMARK DEVICE MARKERS 47.75 X 27 MM | 44
2013 | 2551530000 | FEED-THROUGH TERMINAL PUSH IN 35 MM² 1000 V 125 A | 62
2014 | 2552160000 | FEED-THROUGH TERMINAL PUSH IN 35 MM² 1000 V 125 A | 62
2015 | 2551550000 | FEED-THROUGH TERMINAL PUSH IN 35 MM² 1000 V 125 A DARK | 62
2016 | 2552150000 | FEED-THROUGH TERMINAL PUSH IN 35 MM² 1000 V 125 A | 62
2017 | 2659330000 | CABLE TIES 3.6 X 200 MM POLYAMIDE 66 150 N | 66
2018 | 2659410000 | CABLE TIES 4.5 X 290 MM POLYAMIDE 66 220 N | 66
2019 | 1462170020 | PRE-ASSEMBLED CABLE PAC CABLE LIYCY 0.25 MM² | 2
2020 | 2659350000 | CABLE TIES 4.8 X 290 MM POLYAMIDE 66 220 N | 66
2021 | 2659360000 | CABLE TIES 7.5 X 365 MM POLYAMIDE 66 540 N | 217
2022 | 2659840000 | SPARE ARRESTER SURGE PROTECTION | 631
2023 | 2552100000 | FEED-THROUGH TERMINAL PUSH IN 35 MM² 1000 V 125 A DARK | 62
2024 | 2552110000 | FEED-THROUGH TERMINAL PUSH IN 35 MM² 1000 V 125 A DARK | 15
2025 | 2551540000 | FEED-THROUGH TERMINAL PUSH IN 35 MM² 1000 V 125 A DARK GREEN/ | 15
2026 | 2552130000 | FEED-THROUGH TERMINAL PUSH IN 35 MM² 1000 V 125 A DARK | 62
2027 | 2552180000 | FEED-THROUGH TERMINAL PUSH IN 35 MM² 1000 V 125 A DARK | 15
2028 | 2552190000 | FEED-THROUGH TERMINAL PUSH IN 35 MM² 1000 V 125 A DARK | 62
2029 | 2552120000 | FEED-THROUGH TERMINAL PUSH IN 35 MM² 1000 V 125 A DARK GREEN/ | 15
2030 | 2552200000 | FEED-THROUGH TERMINAL PUSH IN 35 MM² 1000 V 125 A DARK | 15
2031 | 2552170000 | FEED-THROUGH TERMINAL PUSH IN 35 MM² 1000 V 125 A DARK | 62
2032 | 2552140000 | FEED-THROUGH TERMINAL PUSH IN 35 MM² 1000 V 125 A DARK | 15
2033 | 2624990000 | ELECTRONIC LOAD MONITORING | 597
2034 | 2639360000 | SURGE VOLTAGE ARRESTER LOW VOLTAGE SURGE PROTECTION WITH REMOTE CONTACT SINGLE-PHASE TN | 24
2035 | 2639330000 | SURGE VOLTAGE ARRESTER LOW VOLTAGE SURGE PROTECTION WITH REMOTE CONTACT TN-C | 24
2036 | 2639350000 | SURGE VOLTAGE ARRESTER LOW VOLTAGE SURGE PROTECTION WITH REMOTE CONTACT SINGLE-PHASE | 24
2037 | 2662590000 | 100 MM X 100 MM 4.00 MM X 6.00 MM 2000 MM | 173
2038 | 2662600000 | 60 MM X 25 MM 4.00 MM X 6.00 MM 2000 MM | 173
2039 | 2662570000 | 80 MM X 100 MM 4.00 MM X 6.00 MM 2000 MM | 173
2040 | 2662610000 | 80 MM X 25 MM 4.00 MM X 6.00 MM 2000 MM | 173
2041 | 2639370000 | SURGE VOLTAGE ARRESTER LOW VOLTAGE SURGE PROTECTION WITH REMOTE CONTACT TN-C-S TN-S | 24
2042 | 2661280000 | A-SERIES END BRACKET | 321
2043 | 2661290000 | A-SERIES END BRACKET | 321
2044 | 2661300000 | A-SERIES END BRACKET | 321
2045 | 2661040000 | LIGHTNING AND SURGE PROTECTION TESTING DEVICE | 761
2046 | 2659730000 | FIELDPOWER® ENCLOSURES IP65 IN CLOSED STATE | 417
2047 | 2659720000 | FIELDPOWER® ENCLOSURES IP65 IN CLOSED STATE | 417
2048 | 2592250000 | RJ45 MODULE PLUG INSERT RJ45 CRIMP | 1180
2049 | 2592230000 | RJ45 MODULE PLUG INSERT RJ45 TOOL-FREE EIA/TIA T568 B | 656
2050 | 2592260000 | RJ45 MODULE ADAPTER MODULE RJ45 FOR PATCH CABLE | 1129
2051 | 2592240000 | RJ45 MODULE PLUG INSERT RJ45 TOOL-FREE PROFINET | 1254
2052 | 2592220000 | RJ45 MODULE PLUG INSERT RJ45 TOOL-FREE TIA-568A | 656
2053 | 2003160000 | FRONTCOM SINGLE FRAME METAL COVER LOCKABLE WITH CABINET KEY | 315
2054 | 2665800000 | INDUSTRIAL PC IP20 | 257
2055 | 2639720000 | TERMSERIES MULTIFUNCTION TIMING RELAY EMPTY SOCKET N OF CONTACTS: 1 CO CONTACT RATED CONTROL VOLTAGE: 24 V DC ±20 % CONTINUOUS CURRENT: 10 A SCREW CONNECTION | 3
2056 | 2659540000 | CABLE TIES 7.5 X 365 MM POLYAMIDE 66 540 N | 217
2057 | 2659530000 | CABLE TIES 4.8 X 290 MM POLYAMIDE 66 220 N | 66
2058 | 2629750000 | PCB PLUG-IN CONNECTOR FEMALE PLUG 7.62 MM N OF POLES: 4 CLAMPING YOKE CONNECTION CLAMPING RANGE MAX. : 4 MM² BOX | 1
2059 | 2629770000 | PCB PLUG-IN CONNECTOR FEMALE PLUG 7.62 MM N OF POLES: 5 CLAMPING YOKE CONNECTION CLAMPING RANGE MAX. : 4 MM² BOX | 1
2060 | 2629780000 | PCB PLUG-IN CONNECTOR FEMALE PLUG 7.62 MM N OF POLES: 6 CLAMPING YOKE CONNECTION BOX | 1
2061 | 2629760000 | PCB PLUG-IN CONNECTOR FEMALE PLUG 7.62 MM N OF POLES: 5 CLAMPING YOKE CONNECTION CLAMPING RANGE MAX. : 4 MM² BOX | 1
2062 | 2629740000 | PCB PLUG-IN CONNECTOR FEMALE PLUG 7.62 MM N OF POLES: 6 CLAMPING YOKE CONNECTION CLAMPING RANGE MAX. : 4 MM² BOX | 1
2063 | 2629860000 | PCB PLUG-IN CONNECTOR FEMALE PLUG 7.62 MM N OF POLES: 5 CLAMPING YOKE CONNECTION BOX | 1
2064 | 2629880000 | PCB PLUG-IN CONNECTOR FEMALE PLUG 7.62 MM N OF POLES: 5 CLAMPING YOKE CONNECTION BOX | 1
2065 | 2629830000 | PCB PLUG-IN CONNECTOR FEMALE PLUG 7.62 MM N OF POLES: 6 CLAMPING YOKE CONNECTION BOX | 1
2066 | 2629870000 | PCB PLUG-IN CONNECTOR FEMALE PLUG 7.62 MM N OF POLES: 6 CLAMPING YOKE CONNECTION BOX | 1
2067 | 2629790000 | PCB PLUG-IN CONNECTOR FEMALE PLUG 7.62 MM N OF POLES: 2 CLAMPING YOKE CONNECTION BOX | 1
2068 | 2629910000 | PCB PLUG-IN CONNECTOR FEMALE PLUG 7.62 MM N OF POLES: 6 CLAMPING YOKE CONNECTION BOX | 1
2069 | 2629900000 | PCB PLUG-IN CONNECTOR FEMALE PLUG 7.62 MM N OF POLES: 5 CLAMPING YOKE CONNECTION BOX | 1
2070 | 2629890000 | PCB PLUG-IN CONNECTOR FEMALE PLUG 7.62 MM N OF POLES: 6 CLAMPING YOKE CONNECTION BOX | 1
2071 | 2629840000 | PCB PLUG-IN CONNECTOR FEMALE PLUG 7.62 MM N OF POLES: 3 CLAMPING YOKE CONNECTION BOX | 1
2072 | 2629850000 | PCB PLUG-IN CONNECTOR FEMALE PLUG 7.62 MM N OF POLES: 4 CLAMPING YOKE CONNECTION BOX | 1
2073 | 2629800000 | PCB PLUG-IN CONNECTOR FEMALE PLUG 7.62 MM N OF POLES: 3 CLAMPING YOKE CONNECTION BOX | 1
2074 | 2629810000 | PCB PLUG-IN CONNECTOR FEMALE PLUG 7.62 MM N OF POLES: 4 CLAMPING YOKE CONNECTION BOX | 1
2075 | 2629820000 | PCB PLUG-IN CONNECTOR FEMALE PLUG 7.62 MM N OF POLES: 5 CLAMPING YOKE CONNECTION BOX | 1
2076 | 2050160100 | POWER CABLE ONE END WITHOUT CONNECTOR M12 N OF POLES : 4 (3 + PE) 1 M SHIELDED: NO LED: NO SHEATH MATERIAL: PUR HALOGEN: NO | 0
2077 | 2665810000 | INDUSTRIAL PC IP20 | 257
2078 | 2664840000 | CONTACT PIN | 395
2079 | 2664860000 | CONTACT SOCKET CONNECTOR | 436
2080 | 2664870000 | CONTACT SOCKET CONNECTOR | 436
2081 | 2664850000 | CONTACT PIN | 395
2082 | 2663200000 | FRONTCOM SINGLE FRAME METAL COVER LOCKABLE WITH CABINET KEY (DAIMLER LOCK) | 315
2083 | 2637350000 | PNEUMATIC CONTACT CONTACT WITH VALVE: NO | 251
2084 | 2637390000 | PNEUMATIC CONTACT CONTACT WITH VALVE: NO | 251
2085 | 2637410000 | PNEUMATIC CONTACT CONTACT WITH VALVE: NO | 251
2086 | 2637420000 | PNEUMATIC CONTACT CONTACT WITH VALVE: NO | 251
2087 | 2637460000 | PNEUMATIC CONTACT CONTACT WITH VALVE: YES | 251
2088 | 2637430000 | PNEUMATIC CONTACT CONTACT WITH VALVE: YES | 251
2089 | 2637470000 | PNEUMATIC CONTACT CONTACT WITH VALVE: NO | 251
2090 | 2637440000 | PNEUMATIC CONTACT CONTACT WITH VALVE: NO | 251
2091 | 2664780000 | SOCKETS PREFABRICATED TO CUSTOMER SPEC. M12 FEMALE SOCKET STRAIGHT | 35
2092 | 2664790000 | PLUGS PREFABRICATED TO CUSTOMER SPEC. M12 PIN STRAIGHT | 57
2093 | 2637480000 | PNEUMATIC CONTACT CONTACT WITH VALVE: NO | 251
2094 | 2664800000 | SOCKETS PREFABRICATED TO CUSTOMER SPEC. M12 FEMALE SOCKET STRAIGHT | 35
2095 | 2664830000 | SOCKETS PREFABRICATED TO CUSTOMER SPEC. M12 SOCKET ANGLED | 35
2096 | 2664880000 | CONTACT PIN | 395
2097 | 2665830000 | INDUSTRIAL PANEL-PC DISPLAY SIZE 7" CAPACITIVE TOUCH MULTITOUCH FRONT PROTECTION IP66 | 162
2098 | 2618110000 | TERMSERIES RELAY MODULE N OF CONTACTS: 1 CO CONTACT AGNI GOLD-PLATED RATED CONTROL VOLTAGE: 24 V DC ±20 % CONTINUOUS CURRENT: 6 A PUSH IN TEST BUTTON AVAILABLE: NO | 3
2099 | 2618050000 | TERMSERIES RELAY MODULE N OF CONTACTS: 1 CO CONTACT AGNI RATED CONTROL VOLTAGE: 230 V UC ±10% CONTINUOUS CURRENT: 6 A PUSH IN TEST BUTTON AVAILABLE: NO | 3
2100 | 2618020000 | TERMSERIES RELAY MODULE N OF CONTACTS: 1 CO CONTACT AGSNO RATED CONTROL VOLTAGE: 24 V DC ±20 % CONTINUOUS CURRENT: 6 A PUSH IN TEST BUTTON AVAILABLE: NO | 3
2101 | 2618010000 | TERMSERIES RELAY MODULE N OF CONTACTS: 1 CO CONTACT AGNI RATED CONTROL VOLTAGE: 120 V UC ±10 % CONTINUOUS CURRENT: 6 A PUSH IN TEST BUTTON AVAILABLE: NO | 3
2102 | 2618080000 | TERMSERIES RELAY MODULE N OF CONTACTS: 1 CO CONTACT AGNI GOLD-PLATED RATED CONTROL VOLTAGE: 120 V UC ±10 % CONTINUOUS CURRENT: 6 A PUSH IN TEST BUTTON AVAILABLE: NO | 3
2103 | 2617930000 | TERMSERIES RELAY MODULE N OF CONTACTS: 1 NO CONTACT AGSNO + W RATED CONTROL VOLTAGE: 24 V DC ±20 % CONTINUOUS CURRENT: 16 A PUSH IN TEST BUTTON AVAILABLE: NO | 3
2104 | 2618890000 | TERMSERIES RELAY SOCKET N OF CONTACTS: 1 CO CONTACT RATED CONTROL VOLTAGE: 230 V AC ±10 % CONTINUOUS CURRENT: 10 A PUSH IN | 3
2105 | 2618100000 | TERMSERIES RELAY MODULE N OF CONTACTS: 1 CO CONTACT AGNI RATED CONTROL VOLTAGE: 24 V DC ±20 % CONTINUOUS CURRENT: 16 A PUSH IN TEST BUTTON AVAILABLE: NO | 3
2106 | 2618230000 | TERMSERIES RELAY MODULE N OF CONTACTS: 1 NO CONTACT AGNI RATED CONTROL VOLTAGE: 24 V DC ±20 % CONTINUOUS CURRENT: 6 A PUSH IN TEST BUTTON AVAILABLE: NO | 3
2107 | 2618530000 | TERMSERIES RELAY MODULE N OF CONTACTS: 2 CO CONTACT AGNI GOLD-PLATED RATED CONTROL VOLTAGE: 24 V DC ±20 % CONTINUOUS CURRENT: 8 A PUSH IN TEST BUTTON AVAILABLE: NO | 3
2108 | 2618700000 | TERMSERIES SOLID-STATE RELAY 1 NO CONTACT (MOS-FET) RATED CONTROL VOLTAGE: 24 V DC ±20 % RATED SWITCHING VOLTAGE: 3...33 V DC CONTINUOUS CURRENT: 3.5 A PUSH IN | 3
2109 | 2618840000 | TERMSERIES SOLID-STATE RELAY 1 NO CONTACT (MOS-FET) RATED CONTROL VOLTAGE: 24 V DC ±20 % RATED SWITCHING VOLTAGE: 3...33 V DC CONTINUOUS CURRENT: 5 A PUSH IN | 3
2110 | 2618320000 | TERMSERIES RELAY MODULE N OF CONTACTS: 2 CO CONTACT AGNI RATED CONTROL VOLTAGE: 24 V UC ±10 % CONTINUOUS CURRENT: 8 A PUSH IN TEST BUTTON AVAILABLE: NO | 3
2111 | 2618740000 | TERMSERIES RELAY SOCKET 1 NO CONTACT CO CONTACT () RATED CONTROL VOLTAGE: 24 V DC ±20 % RATED SWITCHING VOLTAGE: 250 V AC CONTINUOUS CURRENT: 16 A PUSH IN | 3
2112 | 2618500000 | TERMSERIES RELAY MODULE N OF CONTACTS: 2 CO CONTACT AGNI GOLD-PLATED RATED CONTROL VOLTAGE: 230 V AC ±5 % CONTINUOUS CURRENT: 8 A PUSH IN TEST BUTTON AVAILABLE: NO | 3
2113 | 2618880000 | TERMSERIES RELAY SOCKET N OF CONTACTS: 1 CO CONTACT RATED CONTROL VOLTAGE: 120 V AC ±10 % CONTINUOUS CURRENT: 10 A PUSH IN | 3
2114 | 2618420000 | TERMSERIES SOLID-STATE RELAY 1 NO CONTACT (TRIAC (ZERO-CROSS SWITCH)) RATED CONTROL VOLTAGE: 24 V DC ±20 % RATED SWITCHING VOLTAGE: 24...240 V AC CONTINUOUS CURRENT: 1 A PUSH IN | 3
2115 | 2618540000 | TERMSERIES RELAY MODULE N OF CONTACTS: 2 CO CONTACT AGNI GOLD-PLATED RATED CONTROL VOLTAGE: 24 V UC ±10 % CONTINUOUS CURRENT: 8 A PUSH IN TEST BUTTON AVAILABLE: NO | 3
2116 | 2618570000 | TERMSERIES RELAY MODULE N OF CONTACTS: 2 CO CONTACT AGNI RATED CONTROL VOLTAGE: 120 V UC ±10 % CONTINUOUS CURRENT: 8 A PUSH IN TEST BUTTON AVAILABLE: NO | 3
2117 | 2618900000 | TERMSERIES RELAY SOCKET N OF CONTACTS: 1 CO CONTACT RATED CONTROL VOLTAGE: 60 V UC ±10 % CONTINUOUS CURRENT: 10 A PUSH IN | 3
2118 | 2618960000 | TERMSERIES RELAY SOCKET N OF CONTACTS: 1 CO CONTACT RATED CONTROL VOLTAGE: 230 V UC ±10% CONTINUOUS CURRENT: 10 A PUSH IN | 3
2119 | 2618910000 | TERMSERIES RELAY SOCKET N OF CONTACTS: 1 CO CONTACT RATED CONTROL VOLTAGE: 24 V UC ±10 % CONTINUOUS CURRENT: 10 A PUSH IN | 3
2120 | 2618150000 | TERMSERIES RELAY MODULE N OF CONTACTS: 1 CO CONTACT AGNI RATED CONTROL VOLTAGE: 120 V AC ±10 % CONTINUOUS CURRENT: 6 A PUSH IN TEST BUTTON AVAILABLE: NO | 3
2121 | 2618950000 | TERMSERIES RELAY SOCKET N OF CONTACTS: 1 CO CONTACT RATED CONTROL VOLTAGE: 120 V UC ±10 % CONTINUOUS CURRENT: 10 A PUSH IN | 3
2122 | 2618920000 | TERMSERIES RELAY SOCKET N OF CONTACTS: 1 CO CONTACT RATED CONTROL VOLTAGE: 48 V UC ±10 % CONTINUOUS CURRENT: 10 A PUSH IN | 3
2123 | 2618090000 | TERMSERIES RELAY MODULE N OF CONTACTS: 1 NO CONTACT AGSNO RATED CONTROL VOLTAGE: 24 V DC ±20 % CONTINUOUS CURRENT: 16 A PUSH IN TEST BUTTON AVAILABLE: NO | 3
2124 | 2618930000 | TERMSERIES RELAY SOCKET N OF CONTACTS: 1 CO CONTACT RATED CONTROL VOLTAGE: 12 V DC ±20 % CONTINUOUS CURRENT: 10 A PUSH IN | 3
2125 | 2618650000 | TERMSERIES SOLID-STATE RELAY 1 NO CONTACT (BIPOLAR TRANSISTOR) RATED CONTROL VOLTAGE: 120 V AC ±10 % RATED SWITCHING VOLTAGE: 3... 48 V DC CONTINUOUS CURRENT: 100 MA PUSH IN | 3
2126 | 2618790000 | TERMSERIES SOLID-STATE RELAY 1 NO CONTACT (BIPOLAR TRANSISTOR) RATED CONTROL VOLTAGE: 24 V DC ±20 % RATED SWITCHING VOLTAGE: 3... 48 V DC CONTINUOUS CURRENT: 100 MA PUSH IN | 3
2127 | 2618670000 | TERMSERIES SOLID-STATE RELAY 1 NO CONTACT (MOS-FET) RATED CONTROL VOLTAGE: 230 V AC ±10 % RATED SWITCHING VOLTAGE: 3...33 V DC CONTINUOUS CURRENT: 2 A PUSH IN | 3
2128 | 2617830000 | TERMSERIES RELAY MODULE N OF CONTACTS: 1 CO CONTACT AGSNO RATED CONTROL VOLTAGE: 230 V UC ±10% CONTINUOUS CURRENT: 6 A PUSH IN TEST BUTTON AVAILABLE: NO | 3
2129 | 2617840000 | TERMSERIES RELAY MODULE N OF CONTACTS: 1 CO CONTACT AGSNO RATED CONTROL VOLTAGE: 120 V AC ±10 % CONTINUOUS CURRENT: 6 A PUSH IN TEST BUTTON AVAILABLE: NO | 3
2130 | 2617850000 | TERMSERIES RELAY MODULE N OF CONTACTS: 1 CO CONTACT AGSNO RATED CONTROL VOLTAGE: 230 V AC ±10 % CONTINUOUS CURRENT: 6 A PUSH IN TEST BUTTON AVAILABLE: NO | 3
2131 | 2617860000 | TERMSERIES RELAY MODULE N OF CONTACTS: 1 CO CONTACT AGSNO RATED CONTROL VOLTAGE: 12 V DC ±20 % CONTINUOUS CURRENT: 6 A PUSH IN TEST BUTTON AVAILABLE: NO | 3
2132 | 2617870000 | TERMSERIES RELAY MODULE N OF CONTACTS: 1 CO CONTACT AGSNO RATED CONTROL VOLTAGE: 60 V UC ±10 % CONTINUOUS CURRENT: 6 A PUSH IN TEST BUTTON AVAILABLE: NO | 3
2133 | 2617890000 | TERMSERIES RELAY MODULE N OF CONTACTS: 1 CO CONTACT AGSNO RATED CONTROL VOLTAGE: 48 V UC ±10 % CONTINUOUS CURRENT: 6 A PUSH IN TEST BUTTON AVAILABLE: NO | 3
2134 | 2617900000 | TERMSERIES RELAY MODULE N OF CONTACTS: 1 CO CONTACT AGSNO RATED CONTROL VOLTAGE: 120 V UC ±10 % CONTINUOUS CURRENT: 6 A PUSH IN TEST BUTTON AVAILABLE: NO | 3
2135 | 2617910000 | TERMSERIES RELAY MODULE N OF CONTACTS: 1 CO CONTACT AGNI RATED CONTROL VOLTAGE: 24 V UC ±10 % CONTINUOUS CURRENT: 16 A PUSH IN TEST BUTTON AVAILABLE: NO | 3
2136 | 2617950000 | TERMSERIES RELAY MODULE N OF CONTACTS: 1 CO CONTACT AGNI GOLD-PLATED RATED CONTROL VOLTAGE: 230 V AC ±10 % CONTINUOUS CURRENT: 6 A PUSH IN TEST BUTTON AVAILABLE: NO | 3
2137 | 2618030000 | TERMSERIES RELAY MODULE N OF CONTACTS: 1 CO CONTACT AGNI GOLD-PLATED RATED CONTROL VOLTAGE: 120 V AC ±10 % CONTINUOUS CURRENT: 6 A PUSH IN TEST BUTTON AVAILABLE: NO | 3
2138 | 2617960000 | TERMSERIES RELAY MODULE N OF CONTACTS: 1 CO CONTACT AGNI RATED CONTROL VOLTAGE: 48 V UC ±10 % CONTINUOUS CURRENT: 16 A PUSH IN TEST BUTTON AVAILABLE: NO | 3
2139 | 2617970000 | TERMSERIES RELAY MODULE N OF CONTACTS: 1 CO CONTACT AGNI RATED CONTROL VOLTAGE: 60 V UC ±10 % CONTINUOUS CURRENT: 16 A PUSH IN TEST BUTTON AVAILABLE: NO | 3
2140 | 2618040000 | TERMSERIES RELAY MODULE N OF CONTACTS: 1 CO CONTACT AGNI RATED CONTROL VOLTAGE: 12 V DC ±20 % CONTINUOUS CURRENT: 16 A PUSH IN TEST BUTTON AVAILABLE: NO | 3
2141 | 2618070000 | TERMSERIES RELAY MODULE N OF CONTACTS: 1 CO CONTACT AGNI GOLD-PLATED RATED CONTROL VOLTAGE: 60 V UC ±10 % CONTINUOUS CURRENT: 6 A PUSH IN TEST BUTTON AVAILABLE: NO | 3
2142 | 2618060000 | TERMSERIES RELAY MODULE N OF CONTACTS: 1 CO CONTACT AGNI GOLD-PLATED RATED CONTROL VOLTAGE: 5 V DC ±20 % CONTINUOUS CURRENT: 6 A PUSH IN TEST BUTTON AVAILABLE: NO | 3
2143 | 2618120000 | TERMSERIES RELAY MODULE N OF CONTACTS: 1 CO CONTACT AGNI GOLD-PLATED RATED CONTROL VOLTAGE: 12 V DC ±20 % CONTINUOUS CURRENT: 6 A PUSH IN TEST BUTTON AVAILABLE: NO | 3
2144 | 2618130000 | TERMSERIES RELAY MODULE N OF CONTACTS: 1 CO CONTACT AGNI RATED CONTROL VOLTAGE: 5 V DC ±20 % CONTINUOUS CURRENT: 16 A PUSH IN TEST BUTTON AVAILABLE: NO | 3
2145 | 2618160000 | TERMSERIES RELAY MODULE N OF CONTACTS: 1 CO CONTACT AGNI GOLD-PLATED RATED CONTROL VOLTAGE: 24 V UC ±10 % CONTINUOUS CURRENT: 6 A PUSH IN TEST BUTTON AVAILABLE: NO | 3
2146 | 2618140000 | TERMSERIES RELAY MODULE N OF CONTACTS: 1 CO CONTACT AGNI RATED CONTROL VOLTAGE: 60 V UC ±10 % CONTINUOUS CURRENT: 6 A PUSH IN TEST BUTTON AVAILABLE: NO | 3
2147 | 2618170000 | TERMSERIES RELAY MODULE N OF CONTACTS: 1 CO CONTACT AGNI GOLD-PLATED RATED CONTROL VOLTAGE: 48 V UC ±10 % CONTINUOUS CURRENT: 6 A PUSH IN TEST BUTTON AVAILABLE: NO | 3
2148 | 2618190000 | TERMSERIES RELAY MODULE N OF CONTACTS: 1 CO CONTACT AGNI RATED CONTROL VOLTAGE: 230 V AC ±5 % CONTINUOUS CURRENT: 16 A PUSH IN TEST BUTTON AVAILABLE: NO | 3
2149 | 2618210000 | TERMSERIES RELAY MODULE N OF CONTACTS: 1 CO CONTACT AGNI GOLD-PLATED RATED CONTROL VOLTAGE: 230 V UC ±10% CONTINUOUS CURRENT: 6 A PUSH IN TEST BUTTON AVAILABLE: NO | 3
2150 | 2618260000 | TERMSERIES RELAY MODULE N OF CONTACTS: 1 CO CONTACT AGNI RATED CONTROL VOLTAGE: 230 V UC ±5 % CONTINUOUS CURRENT: 16 A PUSH IN TEST BUTTON AVAILABLE: NO | 3
2151 | 2618240000 | TERMSERIES RELAY MODULE N OF CONTACTS: 1 CO CONTACT AGNI RATED CONTROL VOLTAGE: 48 V UC ±10 % CONTINUOUS CURRENT: 6 A PUSH IN TEST BUTTON AVAILABLE: NO | 3
2152 | 2618280000 | TERMSERIES RELAY MODULE N OF CONTACTS: 1 CO CONTACT AGNI RATED CONTROL VOLTAGE: 120 V UC ±10 % CONTINUOUS CURRENT: 16 A PUSH IN TEST BUTTON AVAILABLE: NO | 3
2153 | 2618180000 | TERMSERIES RELAY MODULE N OF CONTACTS: 1 CO CONTACT AGNI RATED CONTROL VOLTAGE: 12 V DC ±20 % CONTINUOUS CURRENT: 6 A PUSH IN TEST BUTTON AVAILABLE: NO | 3
2154 | 2618290000 | TERMSERIES RELAY MODULE N OF CONTACTS: 2 CO CONTACT AGNI RATED CONTROL VOLTAGE: 60 V UC ±10 % CONTINUOUS CURRENT: 8 A PUSH IN TEST BUTTON AVAILABLE: NO | 3
2155 | 2618270000 | TERMSERIES RELAY MODULE N OF CONTACTS: 1 CO CONTACT AGNI RATED CONTROL VOLTAGE: 120 V AC ±10 % CONTINUOUS CURRENT: 16 A PUSH IN TEST BUTTON AVAILABLE: NO | 3
2156 | 2618300000 | TERMSERIES RELAY MODULE N OF CONTACTS: 2 CO CONTACT AGNI GOLD-PLATED RATED CONTROL VOLTAGE: 230 V UC ±5 % CONTINUOUS CURRENT: 8 A PUSH IN TEST BUTTON AVAILABLE: NO | 3
2157 | 2618350000 | TERMSERIES SOLID-STATE RELAY 1 NO CONTACT (TRIAC (ZERO-CROSS SWITCH)) RATED CONTROL VOLTAGE: 24 V UC ±10 % RATED SWITCHING VOLTAGE: 24...240 V AC CONTINUOUS CURRENT: 1 A PUSH IN | 3
2158 | 2618310000 | TERMSERIES RELAY MODULE N OF CONTACTS: 2 CO CONTACT AGNI GOLD-PLATED RATED CONTROL VOLTAGE: 12 V DC ±20 % CONTINUOUS CURRENT: 8 A PUSH IN TEST BUTTON AVAILABLE: NO | 3
2159 | 2618360000 | TERMSERIES RELAY MODULE N OF CONTACTS: 2 CO CONTACT AGNI GOLD-PLATED RATED CONTROL VOLTAGE: 60 V UC ±10 % CONTINUOUS CURRENT: 8 A PUSH IN TEST BUTTON AVAILABLE: NO | 3
2160 | 2618390000 | TERMSERIES SOLID-STATE RELAY 1 NO CONTACT (TRIAC (ZERO-CROSS SWITCH)) RATED CONTROL VOLTAGE: 120 V AC ±10 % RATED SWITCHING VOLTAGE: 24...240 V AC CONTINUOUS CURRENT: 1 A PUSH IN | 3
2161 | 2618380000 | TERMSERIES SOLID-STATE RELAY 1 NO CONTACT (TRIAC (ZERO-CROSS SWITCH)) RATED CONTROL VOLTAGE: 12 V DC ±20 % RATED SWITCHING VOLTAGE: 24...240 V AC CONTINUOUS CURRENT: 1 A PUSH IN | 3
2162 | 2618430000 | TERMSERIES SOLID-STATE RELAY 1 NO CONTACT (TRIAC (ZERO-CROSS SWITCH)) RATED CONTROL VOLTAGE: 230 V AC +5 % / -10 % RATED SWITCHING VOLTAGE: 24...240 V AC CONTINUOUS CURRENT: 1 A PUSH IN | 3
2163 | 2618460000 | TERMSERIES SOLID-STATE RELAY 1 NO CONTACT (TRIAC (ZERO-CROSS SWITCH)) RATED CONTROL VOLTAGE: 48 V UC ±10 % RATED SWITCHING VOLTAGE: 24...240 V AC CONTINUOUS CURRENT: 1 A PUSH IN | 3
2164 | 2618470000 | TERMSERIES RELAY MODULE N OF CONTACTS: 2 CO CONTACT AGNI RATED CONTROL VOLTAGE: 120 V AC ±10 % CONTINUOUS CURRENT: 8 A PUSH IN TEST BUTTON AVAILABLE: NO | 3
2165 | 2618480000 | TERMSERIES SOLID-STATE RELAY 1 NO CONTACT (TRIAC (ZERO-CROSS SWITCH)) RATED CONTROL VOLTAGE: 120 V UC ±10 % RATED SWITCHING VOLTAGE: 24...240 V AC CONTINUOUS CURRENT: 1 A PUSH IN | 3
2166 | 2618450000 | TERMSERIES SOLID-STATE RELAY 1 NO CONTACT (TRIAC (ZERO-CROSS SWITCH)) RATED CONTROL VOLTAGE: 230 V UC +5 %/ -10 % RATED SWITCHING VOLTAGE: 24...240 V AC CONTINUOUS CURRENT: 1 A PUSH IN | 3
2167 | 2618490000 | TERMSERIES RELAY MODULE N OF CONTACTS: 2 CO CONTACT AGNI GOLD-PLATED RATED CONTROL VOLTAGE: 120 V AC ±10 % CONTINUOUS CURRENT: 8 A PUSH IN TEST BUTTON AVAILABLE: NO | 3
2168 | 2618550000 | TERMSERIES RELAY MODULE N OF CONTACTS: 2 CO CONTACT AGNI RATED CONTROL VOLTAGE: 12 V DC ±20 % CONTINUOUS CURRENT: 8 A PUSH IN TEST BUTTON AVAILABLE: NO | 3
2169 | 2618560000 | TERMSERIES RELAY MODULE N OF CONTACTS: 2 CO CONTACT AGNI GOLD-PLATED RATED CONTROL VOLTAGE: 48 V UC ±10 % CONTINUOUS CURRENT: 8 A PUSH IN TEST BUTTON AVAILABLE: NO | 3
2170 | 2618520000 | TERMSERIES RELAY MODULE N OF CONTACTS: 2 CO CONTACT AGNI RATED CONTROL VOLTAGE: 48 V UC ±10 % CONTINUOUS CURRENT: 8 A PUSH IN TEST BUTTON AVAILABLE: NO | 3
2171 | 2618600000 | TERMSERIES SOLID-STATE RELAY 1 NO CONTACT (BIPOLAR TRANSISTOR) RATED CONTROL VOLTAGE: 12 V DC ±20 % RATED SWITCHING VOLTAGE: 3... 48 V DC CONTINUOUS CURRENT: 100 MA PUSH IN | 3
2172 | 2618590000 | TERMSERIES RELAY MODULE N OF CONTACTS: 2 CO CONTACT AGNI GOLD-PLATED RATED CONTROL VOLTAGE: 120 V UC ±10 % CONTINUOUS CURRENT: 8 A PUSH IN TEST BUTTON AVAILABLE: NO | 3
2173 | 2618580000 | TERMSERIES RELAY MODULE N OF CONTACTS: 2 CO CONTACT AGNI GOLD-PLATED RATED CONTROL VOLTAGE: 5 V DC ±20 % CONTINUOUS CURRENT: 8 A PUSH IN TEST BUTTON AVAILABLE: NO | 3
2174 | 2618620000 | TERMSERIES SOLID-STATE RELAY 1 NO CONTACT (BIPOLAR TRANSISTOR) RATED CONTROL VOLTAGE: 230 V AC ±10 % RATED SWITCHING VOLTAGE: 3... 48 V DC CONTINUOUS CURRENT: 100 MA PUSH IN | 3
2175 | 2618680000 | TERMSERIES SOLID-STATE RELAY 1 NO CONTACT (BIPOLAR TRANSISTOR) RATED CONTROL VOLTAGE: 120 V UC ±10 % RATED SWITCHING VOLTAGE: 3... 48 V DC CONTINUOUS CURRENT: 100 MA PUSH IN | 3
2176 | 2618640000 | TERMSERIES SOLID-STATE RELAY 1 NO CONTACT (BIPOLAR TRANSISTOR) RATED CONTROL VOLTAGE: 24 V UC ±10 % RATED SWITCHING VOLTAGE: 3... 48 V DC CONTINUOUS CURRENT: 100 MA PUSH IN | 3
2177 | 2618660000 | TERMSERIES SOLID-STATE RELAY 1 NO CONTACT (MOS-FET) RATED CONTROL VOLTAGE: 120 V AC ±10 % RATED SWITCHING VOLTAGE: 3...33 V DC CONTINUOUS CURRENT: 2 A PUSH IN | 3
2178 | 2618690000 | TERMSERIES SOLID-STATE RELAY 1 NO CONTACT (BIPOLAR TRANSISTOR) RATED CONTROL VOLTAGE: 230 V UC ±10% RATED SWITCHING VOLTAGE: 3... 48 V DC CONTINUOUS CURRENT: 100 MA PUSH IN | 3
2179 | 2618710000 | TERMSERIES SOLID-STATE RELAY 1 NO CONTACT (BIPOLAR TRANSISTOR) RATED CONTROL VOLTAGE: 48 V UC ±10 % RATED SWITCHING VOLTAGE: 3... 48 V DC CONTINUOUS CURRENT: 100 MA PUSH IN | 3
2180 | 2618730000 | TERMSERIES SOLID-STATE RELAY 1 NO CONTACT (MOS-FET) RATED CONTROL VOLTAGE: 24 V UC ±10 % RATED SWITCHING VOLTAGE: 3...33 V DC CONTINUOUS CURRENT: 2 A PUSH IN | 3
2181 | 2618770000 | TERMSERIES SOLID-STATE RELAY 1 NO CONTACT (MOS-FET) RATED CONTROL VOLTAGE: 120 V UC ±10 % RATED SWITCHING VOLTAGE: 3...33 V DC CONTINUOUS CURRENT: 2 A PUSH IN | 3
2182 | 2618750000 | TERMSERIES SOLID-STATE RELAY 1 NO CONTACT (MOS-FET) RATED CONTROL VOLTAGE: 24 V DC ±20 % RATED SWITCHING VOLTAGE: 3...33 V DC CONTINUOUS CURRENT: 2 A PUSH IN | 3
2183 | 2618760000 | TERMSERIES SOLID-STATE RELAY 1 NO CONTACT (MOS-FET) RATED CONTROL VOLTAGE: 48 V UC ±10 % RATED SWITCHING VOLTAGE: 3...33 V DC CONTINUOUS CURRENT: 2 A PUSH IN | 3
2184 | 2618810000 | TERMSERIES SOLID-STATE RELAY 1 NO CONTACT (MOS-FET) RATED CONTROL VOLTAGE: 5 V DC ±20 % RATED SWITCHING VOLTAGE: 3...33 V DC CONTINUOUS CURRENT: 2 A PUSH IN | 3
2185 | 2618800000 | TERMSERIES SOLID-STATE RELAY 1 NO CONTACT (MOS-FET) RATED CONTROL VOLTAGE: 230 V UC ±10% RATED SWITCHING VOLTAGE: 3...33 V DC CONTINUOUS CURRENT: 2 A PUSH IN | 3
2186 | 2618940000 | TERMSERIES SUPPLY MODULE N OF CONTACTS: 5 CONTINUOUS CURRENT: 10 A PUSH IN | 601
2187 | 2618820000 | TERMSERIES SOLID-STATE RELAY 1 NO CONTACT (MOS-FET) RATED CONTROL VOLTAGE: 12 V DC ±20 % RATED SWITCHING VOLTAGE: 3...33 V DC CONTINUOUS CURRENT: 2 A PUSH IN | 3
2188 | 2618970000 | TERMSERIES SOLID-STATE RELAY 1 NO CONTACT (MOS-FET) RATED CONTROL VOLTAGE: 60 V UC ±10 % RATED SWITCHING VOLTAGE: 3...33 V DC CONTINUOUS CURRENT: 2 A PUSH IN | 3
2189 | 2618330000 | TERMSERIES RELAY MODULE N OF CONTACTS: 2 CO CONTACT AGNI RATED CONTROL VOLTAGE: 230 V AC ±5 % CONTINUOUS CURRENT: 8 A PUSH IN TEST BUTTON AVAILABLE: NO | 3
2190 | 2618370000 | TERMSERIES SOLID-STATE RELAY 1 NO CONTACT (TRIAC (ZERO-CROSS SWITCH)) RATED CONTROL VOLTAGE: 60 V UC ±10 % RATED SWITCHING VOLTAGE: 24...240 V AC CONTINUOUS CURRENT: 1 A PUSH IN | 3
2191 | 2618870000 | TERMSERIES RELAY SOCKET N OF CONTACTS: 1 CO CONTACT RATED CONTROL VOLTAGE: 24 V DC ±20 % CONTINUOUS CURRENT: 10 A PUSH IN | 3
2192 | 2003140000 | FRONTCOM SINGLE FRAME PLASTIC COVER LOCKABLE WITH CABINET KEY | 315
2193 | 2637320000 | PNEUMATIC MODULE | 724
2194 | 2636060000 | SIGNAL MODULE | 142
2195 | 2555780000 | WEB-COMPATIBLE TOUCH PANEL DISPLAY SIZE 7" RESISTIVE FRONT PROTECTION IP66 | 323
2196 | 2555660000 | WEB-COMPATIBLE TOUCH PANEL DISPLAY SIZE 4.3" RESISTIVE FRONT PROTECTION IP66 | 323
2197 | 2661310000 | REMOTE I/O FIELDBUS COUPLER IP20 ETHERNET IEC 61162-450 | 1155
2198 | 2617520000 | REMOTE I/O MODULE IP20 ANALOG SIGNALS INPUT 4-CHANNEL HART® | 79
2199 | 2559330000 | PCB PLUG-IN CONNECTOR MALE HEADER FLANGE THT SOLDER CONNECTION 3.50 MM N OF POLES: 40 180° SOLDER PIN LENGTH (L): 3.5 MM TINNED ORANGE BOX | 0
2200 | 2627640000 | DC/DC CONVERTER 31.2 V 24 V | 369
2201 | 2627630000 | DC/DC CONVERTER 31.2 V 24 V | 369
2202 | 2627650000 | DC/DC CONVERTER 31.2 V 24 V | 369
2203 | 2627660000 | DC/DC CONVERTER 31.2 V 48 V | 369
2204 | 2619390000 | SIGNAL DISTRIBUTOR OUTPUT CURRENT LOOP POWE INPUT : 4-20 MA OUTPUT : 2 X 4-20 MA (LOOP POWE) | 201
2205 | 2629510000 | PCB PLUG-IN CONNECTOR MALE HEADER CLOSED SIDE MIDDLE FLANGE THT SOLDER CONNECTION 7.62 MM N OF POLES: 5 90° SOLDER PIN LENGTH (L): 3.2 MM | 0
2206 | 2564360000 | W-SERIES FUSE TERMINAL RATED CROSS-SECTION: 4 MM² SCREW CONNECTION | 7
2207 | 2564380000 | W-SERIES FUSE TERMINAL RATED CROSS-SECTION: 4 MM² SCREW CONNECTION | 7
2208 | 2564370000 | W-SERIES FUSE TERMINAL RATED CROSS-SECTION: 4 MM² SCREW CONNECTION | 7
2209 | 2632780000 | PCB PLUG-IN CONNECTOR MALE PLUG 7.62 MM N OF POLES: 4 180° PUSH IN WITH ACTUATOR TENSION-CLAMP CONNECTION CLAMPING RANGE MAX. : 2.5 MM² BOX | 1
2210 | 1462090060 | PRE-ASSEMBLED CABLE PAC CABLE LIYY 0.25 MM² | 2
2211 | 1462110040 | PRE-ASSEMBLED CABLE PAC CABLE LIYY 0.25 MM² | 2
2212 | 1462110050 | PRE-ASSEMBLED CABLE PAC CABLE LIYY 0.25 MM² | 2
2213 | 1462110060 | PRE-ASSEMBLED CABLE PAC CABLE LIYY 0.25 MM² | 2
2214 | 2667450000 | PRINTED CIRCUIT BOARD TERMINALS 7.50 MM N OF POLES: 5 90° SOLDER PIN LENGTH (L): 3.5 MM ORANGE PUSH IN WITHOUT ACTUATOR CLAMPING RANGE MAX. : 2.5 MM² BOX | 1
2215 | 2578020000 | CABLE LUG TERMINAL END400 MM² | 9
2216 | 2578030000 | CABLE LUG TERMINAL END400 MM² | 9
2217 | 2578050000 | CABLE LUG TERMINAL END400 MM² | 9
2218 | 2625960000 | BUILT-IN PLUGS M12 PIN STRAIGHT N OF POLES: 5 0.3 M REAR PANEL MOUNTING | 30
2219 | 2625940000 | BUILT-IN PLUGS M12 FEMALE SOCKET STRAIGHT N OF POLES: 5 0.3 M REAR PANEL MOUNTING | 122
2220 | 1480000001 | PCB PLUG-IN CONNECTOR CRIMP CONTACT TINNED MAX. CLAMPING RANGE : 1 MM² | 53
2221 | 2566090000 | REMOTE I/O MODULE IP20 2-CHANNEL ANALOG SIGNALS INPUT CURRENT/VOLTAGE 16 BIT | 79
2222 | 2566100000 | REMOTE I/O MODULE IP20 ANALOG SIGNALS OUTPUT 2-CHANNEL CURRENT/VOLTAGE | 79
2223 | 2663130000 | TERMSERIES RELAY MODULE N OF CONTACTS: 1 NO CONTACT AGSNO RATED CONTROL VOLTAGE: 24?230 V UC ±10 % CONTINUOUS CURRENT: 16 A PUSH IN TEST BUTTON AVAILABLE: NO | 3
2224 | 2663140000 | TERMSERIES RELAY MODULE N OF CONTACTS: 1 NO CONTACT AGSNO + W RATED CONTROL VOLTAGE: 24?230 V UC ±10 % CONTINUOUS CURRENT: 16 A PUSH IN TEST BUTTON AVAILABLE: NO | 3
2225 | 2663040000 | TERMSERIES RELAY MODULE N OF CONTACTS: 2 CO CONTACT AGNI RATED CONTROL VOLTAGE: 24?230 V UC ±10 % CONTINUOUS CURRENT: 8 A PUSH IN TEST BUTTON AVAILABLE: NO | 3
2226 | 2663120000 | TERMSERIES RELAY MODULE N OF CONTACTS: 1 CO CONTACT AGNI RATED CONTROL VOLTAGE: 24?230 V UC ±10 % CONTINUOUS CURRENT: 16 A PUSH IN TEST BUTTON AVAILABLE: NO | 3
2227 | 2663010000 | TERMSERIES RELAY MODULE N OF CONTACTS: 1 CO CONTACT AGNI RATED CONTROL VOLTAGE: 24?230 V UC ±10 % CONTINUOUS CURRENT: 6 A PUSH IN TEST BUTTON AVAILABLE: NO | 3
2228 | 2663020000 | TERMSERIES RELAY MODULE N OF CONTACTS: 1 CO CONTACT AGNI GOLD-PLATED RATED CONTROL VOLTAGE: 24?230 V UC ±10 % CONTINUOUS CURRENT: 6 A PUSH IN TEST BUTTON AVAILABLE: NO | 3
2229 | 2663000000 | TERMSERIES RELAY MODULE N OF CONTACTS: 1 CO CONTACT AGSNO RATED CONTROL VOLTAGE: 24?230 V UC ±10 % CONTINUOUS CURRENT: 6 A SCREW CONNECTION TEST BUTTON AVAILABLE: NO | 3
2230 | 2663050000 | TERMSERIES RELAY MODULE N OF CONTACTS: 2 CO CONTACT AGNI GOLD-PLATED RATED CONTROL VOLTAGE: 24?230 V UC ±10 % CONTINUOUS CURRENT: 8 A PUSH IN TEST BUTTON AVAILABLE: NO | 3
2231 | 2662880000 | TERMSERIES RELAY MODULE N OF CONTACTS: 2 CO CONTACT AGNI RATED CONTROL VOLTAGE: 24?230 V UC ±10 % CONTINUOUS CURRENT: 8 A SCREW CONNECTION TEST BUTTON AVAILABLE: NO | 3
2232 | 2663030000 | TERMSERIES RELAY SOCKET N OF CONTACTS: 1 CO CONTACT RATED CONTROL VOLTAGE: 24?230 V UC ±10 % CONTINUOUS CURRENT: 10 A PUSH IN | 3
2233 | 2663160000 | TERMSERIES RELAY MODULE N OF CONTACTS: 1 CO CONTACT AGSNO RATED CONTROL VOLTAGE: 24?230 V UC ±10 % CONTINUOUS CURRENT: 6 A PUSH IN TEST BUTTON AVAILABLE: NO | 3
2234 | 2662850000 | TERMSERIES RELAY MODULE N OF CONTACTS: 1 CO CONTACT AGNI RATED CONTROL VOLTAGE: 24?230 V UC ±10 % CONTINUOUS CURRENT: 6 A SCREW CONNECTION TEST BUTTON AVAILABLE: NO | 3
2235 | 2663060000 | TERMSERIES RELAY SOCKET N OF CONTACTS: 2 CO CONTACT RATED CONTROL VOLTAGE: 24?230 V UC ±10 % CONTINUOUS CURRENT: 10 A PUSH IN | 3
2236 | 2662980000 | TERMSERIES RELAY MODULE N OF CONTACTS: 1 NO CONTACT AGSNO + W RATED CONTROL VOLTAGE: 24?230 V UC ±10 % CONTINUOUS CURRENT: 16 A SCREW CONNECTION TEST BUTTON AVAILABLE: NO | 3
2237 | 2662960000 | TERMSERIES RELAY MODULE N OF CONTACTS: 1 CO CONTACT AGNI RATED CONTROL VOLTAGE: 24?230 V UC ±10 % CONTINUOUS CURRENT: 16 A SCREW CONNECTION TEST BUTTON AVAILABLE: NO | 3
2238 | 2662900000 | TERMSERIES RELAY SOCKET N OF CONTACTS: 2 CO CONTACT RATED CONTROL VOLTAGE: 24?230 V UC ±10 % CONTINUOUS CURRENT: 10 A SCREW CONNECTION | 3
2239 | 2662970000 | TERMSERIES RELAY MODULE N OF CONTACTS: 1 NO CONTACT AGSNO RATED CONTROL VOLTAGE: 24?230 V UC ±10 % CONTINUOUS CURRENT: 16 A SCREW CONNECTION TEST BUTTON AVAILABLE: NO | 3
2240 | 2662860000 | TERMSERIES RELAY MODULE N OF CONTACTS: 1 CO CONTACT AGNI GOLD-PLATED RATED CONTROL VOLTAGE: 24?230 V UC ±10 % CONTINUOUS CURRENT: 6 A SCREW CONNECTION TEST BUTTON AVAILABLE: NO | 3
2241 | 2662870000 | TERMSERIES RELAY SOCKET N OF CONTACTS: 1 CO CONTACT RATED CONTROL VOLTAGE: 24?230 V UC ±10 % CONTINUOUS CURRENT: 10 A SCREW CONNECTION | 3
2242 | 2662890000 | TERMSERIES RELAY MODULE N OF CONTACTS: 2 CO CONTACT AGNI GOLD-PLATED RATED CONTROL VOLTAGE: 24?230 V UC ±10 % CONTINUOUS CURRENT: 8 A SCREW CONNECTION TEST BUTTON AVAILABLE: NO | 3
2243 | 1173030800 | DRAGLINE CABLE PROFINET RJ45 IP 20 RJ45 IP 20 CAT.5 (ISO/IEC 11801) / CAT.5E (TIA T568-B) PUR 80 M | 11
2244 | 1201270003 | PATCH CABLE RJ45 IP 20 RJ45 IP 20 CAT.6A / CLASS EA (ISO/IEC 11801 2010) LSZH 0.3 M | 14
2245 | 1251580400 | PATCH CABLE RJ45 IP 20 RJ45 IP 20 CAT.6A / CLASS EA (ISO/IEC 11801 2010) LSZH 40 M | 14
2246 | 1251590035 | PATCH CABLE RJ45 IP 20 RJ45 IP 20 CAT.6A / CLASS EA (ISO/IEC 11801 2010) LSZH 3.5 M | 14
2247 | 1251590040 | PATCH CABLE RJ45 IP 20 RJ45 IP 20 CAT.6A / CLASS EA (ISO/IEC 11801 2010) LSZH 4 M | 14
2248 | 1251590045 | PATCH CABLE RJ45 IP 20 RJ45 IP 20 CAT.6A / CLASS EA (ISO/IEC 11801 2010) LSZH 4.5 M | 14
2249 | 1251590400 | PATCH CABLE RJ45 IP 20 RJ45 IP 20 CAT.6A / CLASS EA (ISO/IEC 11801 2010) LSZH 40 M | 14
2250 | 1251610080 | PATCH CABLE RJ45 IP 20 RJ45 IP 20 CAT.6A / CLASS EA (ISO/IEC 11801 2010) LSZH 8 M | 14
2251 | 1821050340 | SENSOR/ACTUATOR LINE CONNECTING LINE M12 / M12 N OF POLES : 3 3.4 M SHIELDED: NO LED: NO SHEATH MATERIAL: PUR HALOGEN: NO | 0
2252 | 1821050400 | SENSOR/ACTUATOR LINE CONNECTING LINE M12 / M12 N OF POLES : 3 4 M SHIELDED: NO LED: NO SHEATH MATERIAL: PUR HALOGEN: NO | 0
2253 | 1821050560 | SENSOR/ACTUATOR LINE CONNECTING LINE M12 / M12 N OF POLES : 3 5.6 M SHIELDED: NO LED: NO SHEATH MATERIAL: PUR HALOGEN: NO | 0
2254 | 1821050680 | SENSOR/ACTUATOR LINE CONNECTING LINE M12 / M12 N OF POLES : 3 6.8 M SHIELDED: NO LED: NO SHEATH MATERIAL: PUR HALOGEN: NO | 0
2255 | 1821050780 | SENSOR/ACTUATOR LINE CONNECTING LINE M12 / M12 N OF POLES : 3 7.8 M SHIELDED: NO LED: NO SHEATH MATERIAL: PUR HALOGEN: NO | 0
2256 | 1865870060 | SENSOR/ACTUATOR LINE ONE END WITHOUT CONNECTOR N OF POLES : 8 0.6 M SHIELDED: NO LED: NO SHEATH MATERIAL: PUR HALOGEN: NO | 0
2257 | 1865870100 | SENSOR/ACTUATOR LINE ONE END WITHOUT CONNECTOR N OF POLES : 8 1 M SHIELDED: NO LED: NO SHEATH MATERIAL: PUR HALOGEN: NO | 0
2258 | 1879710100 | SENSOR/ACTUATOR LINE ONE END WITHOUT CONNECTOR N OF POLES : 12 SHIELDED: NO LED: NO SHEATH MATERIAL: PUR HALOGEN: NO | 0
2259 | 1879712500 | SENSOR/ACTUATOR LINE ONE END WITHOUT CONNECTOR N OF POLES : 12 SHIELDED: NO LED: NO SHEATH MATERIAL: PUR HALOGEN: NO | 0
2260 | 1883460060 | SENSOR/ACTUATOR LINE ONE END WITHOUT CONNECTOR N OF POLES : 8 6 M SHIELDED: NO LED: NO SHEATH MATERIAL: PUR HALOGEN: NO | 0
2261 | 1883460100 | SENSOR/ACTUATOR LINE ONE END WITHOUT CONNECTOR N OF POLES : 8 6.1 M SHIELDED: NO LED: NO SHEATH MATERIAL: PUR HALOGEN: NO | 0
2262 | 1890520750 | SENSOR/ACTUATOR LINE ONE END WITHOUT CONNECTOR M12 N OF POLES : 8 7.5 M SHIELDED: YES LED: NO SHEATH MATERIAL: PUR HALOGEN: NO | 0
2263 | 1898240100 | SENSOR/ACTUATOR LINE ONE END WITHOUT CONNECTOR N OF POLES : 12 1 M SHIELDED: NO LED: NO SHEATH MATERIAL: PUR HALOGEN: NO | 0
2264 | 1898242500 | SENSOR/ACTUATOR LINE ONE END WITHOUT CONNECTOR N OF POLES : 12 23 M SHIELDED: NO LED: NO SHEATH MATERIAL: PUR HALOGEN: NO | 0
2265 | 1906300025 | SENSOR/ACTUATOR LINE CONNECTING LINE M12 / M12 N OF POLES : 4 0.25 M SHIELDED: NO LED: NO SHEATH MATERIAL: PUR HALOGEN: NO | 0
2266 | 1906300040 | SENSOR/ACTUATOR LINE CONNECTING LINE M12 / M12 N OF POLES : 4 0.4 M SHIELDED: NO LED: NO SHEATH MATERIAL: PUR HALOGEN: NO | 0
2267 | 1906300160 | SENSOR/ACTUATOR LINE CONNECTING LINE M12 / M12 N OF POLES : 4 1.6 M SHIELDED: NO LED: NO SHEATH MATERIAL: PUR HALOGEN: NO | 0
2268 | 1906300230 | SENSOR/ACTUATOR LINE CONNECTING LINE M12 / M12 N OF POLES : 4 2.3 M SHIELDED: NO LED: NO SHEATH MATERIAL: PUR HALOGEN: NO | 0
2269 | 1906300290 | SENSOR/ACTUATOR LINE CONNECTING LINE M12 / M12 N OF POLES : 4 2.9 M SHIELDED: NO LED: NO SHEATH MATERIAL: PUR HALOGEN: NO | 0
2270 | 1906300310 | SENSOR/ACTUATOR LINE CONNECTING LINE M12 / M12 N OF POLES : 4 3.1 M SHIELDED: NO LED: NO SHEATH MATERIAL: PUR HALOGEN: NO | 0
2271 | 1906300320 | SENSOR/ACTUATOR LINE CONNECTING LINE M12 / M12 N OF POLES : 4 3.2 M SHIELDED: NO LED: NO SHEATH MATERIAL: PUR HALOGEN: NO | 0
2272 | 1906300330 | SENSOR/ACTUATOR LINE CONNECTING LINE M12 / M12 N OF POLES : 4 3.3 M SHIELDED: NO LED: NO SHEATH MATERIAL: PUR HALOGEN: NO | 0
2273 | 1906300340 | SENSOR/ACTUATOR LINE CONNECTING LINE M12 / M12 N OF POLES : 4 3.4 M SHIELDED: NO LED: NO SHEATH MATERIAL: PUR HALOGEN: NO | 0
2274 | 1906300390 | SENSOR/ACTUATOR LINE CONNECTING LINE M12 / M12 N OF POLES : 4 3.9 M SHIELDED: NO LED: NO SHEATH MATERIAL: PUR HALOGEN: NO | 0
2275 | 1906300410 | SENSOR/ACTUATOR LINE CONNECTING LINE M12 / M12 N OF POLES : 4 4.1 M SHIELDED: NO LED: NO SHEATH MATERIAL: PUR HALOGEN: NO | 0
2276 | 1906300420 | SENSOR/ACTUATOR LINE CONNECTING LINE M12 / M12 N OF POLES : 4 4.2 M SHIELDED: NO LED: NO SHEATH MATERIAL: PUR HALOGEN: NO | 0
2277 | 1906300450 | SENSOR/ACTUATOR LINE CONNECTING LINE M12 / M12 N OF POLES : 4 4.5 M SHIELDED: NO LED: NO SHEATH MATERIAL: PUR HALOGEN: NO | 0
2278 | 1906300470 | SENSOR/ACTUATOR LINE CONNECTING LINE M12 / M12 N OF POLES : 4 4.7 M SHIELDED: NO LED: NO SHEATH MATERIAL: PUR HALOGEN: NO | 0
2279 | 1906300480 | SENSOR/ACTUATOR LINE CONNECTING LINE M12 / M12 N OF POLES : 4 4.8 M SHIELDED: NO LED: NO SHEATH MATERIAL: PUR HALOGEN: NO | 0
2280 | 1906300530 | SENSOR/ACTUATOR LINE CONNECTING LINE M12 / M12 N OF POLES : 4 5.3 M SHIELDED: NO LED: NO SHEATH MATERIAL: PUR HALOGEN: NO | 0
2281 | 1906300540 | SENSOR/ACTUATOR LINE CONNECTING LINE M12 / M12 N OF POLES : 4 5.4 M SHIELDED: NO LED: NO SHEATH MATERIAL: PUR HALOGEN: NO | 0
2282 | 1906300550 | SENSOR/ACTUATOR LINE CONNECTING LINE M12 / M12 N OF POLES : 4 5.5 M SHIELDED: NO LED: NO SHEATH MATERIAL: PUR HALOGEN: NO | 0
2283 | 1906300570 | SENSOR/ACTUATOR LINE CONNECTING LINE M12 / M12 N OF POLES : 4 5.7 M SHIELDED: NO LED: NO SHEATH MATERIAL: PUR HALOGEN: NO | 0
2284 | 1906300610 | SENSOR/ACTUATOR LINE CONNECTING LINE M12 / M12 N OF POLES : 4 6.1 M SHIELDED: NO LED: NO SHEATH MATERIAL: PUR HALOGEN: NO | 0
2285 | 1906300630 | SENSOR/ACTUATOR LINE CONNECTING LINE M12 / M12 N OF POLES : 4 6.3 M SHIELDED: NO LED: NO SHEATH MATERIAL: PUR HALOGEN: NO | 0
2286 | 1906300640 | SENSOR/ACTUATOR LINE CONNECTING LINE M12 / M12 N OF POLES : 4 6.4 M SHIELDED: NO LED: NO SHEATH MATERIAL: PUR HALOGEN: NO | 0
2287 | 1906300650 | SENSOR/ACTUATOR LINE CONNECTING LINE M12 / M12 N OF POLES : 4 6.5 M SHIELDED: NO LED: NO SHEATH MATERIAL: PUR HALOGEN: NO | 0
2288 | 1906300850 | SENSOR/ACTUATOR LINE CONNECTING LINE M12 / M12 N OF POLES : 4 8.5 M SHIELDED: NO LED: NO SHEATH MATERIAL: PUR HALOGEN: NO | 0
2289 | 1906300880 | SENSOR/ACTUATOR LINE CONNECTING LINE M12 / M12 N OF POLES : 4 8.8 M SHIELDED: NO LED: NO SHEATH MATERIAL: PUR HALOGEN: NO | 0
2290 | 1906300920 | SENSOR/ACTUATOR LINE CONNECTING LINE M12 / M12 N OF POLES : 4 9.2 M SHIELDED: NO LED: NO SHEATH MATERIAL: PUR HALOGEN: NO | 0
2291 | 1906300950 | SENSOR/ACTUATOR LINE CONNECTING LINE M12 / M12 N OF POLES : 4 9.5 M SHIELDED: NO LED: NO SHEATH MATERIAL: PUR HALOGEN: NO | 0
2292 | 1906300980 | SENSOR/ACTUATOR LINE CONNECTING LINE M12 / M12 N OF POLES : 4 9.8 M SHIELDED: NO LED: NO SHEATH MATERIAL: PUR HALOGEN: NO | 0
2293 | 1906301010 | SENSOR/ACTUATOR LINE CONNECTING LINE M12 / M12 N OF POLES : 4 10.1 M SHIELDED: NO LED: NO SHEATH MATERIAL: PUR HALOGEN: NO | 0
2294 | 1906301050 | SENSOR/ACTUATOR LINE CONNECTING LINE M12 / M12 N OF POLES : 4 10.5 M SHIELDED: NO LED: NO SHEATH MATERIAL: PUR HALOGEN: NO | 0
2295 | 1906301070 | SENSOR/ACTUATOR LINE CONNECTING LINE M12 / M12 N OF POLES : 4 10.7 M SHIELDED: NO LED: NO SHEATH MATERIAL: PUR HALOGEN: NO | 0
2296 | 1906301170 | SENSOR/ACTUATOR LINE CONNECTING LINE M12 / M12 N OF POLES : 4 11.7 M SHIELDED: NO LED: NO SHEATH MATERIAL: PUR HALOGEN: NO | 0
2297 | 1906301200 | SENSOR/ACTUATOR LINE CONNECTING LINE M12 / M12 N OF POLES : 4 12 M SHIELDED: NO LED: NO SHEATH MATERIAL: PUR HALOGEN: NO | 0
2298 | 1906301230 | SENSOR/ACTUATOR LINE CONNECTING LINE M12 / M12 N OF POLES : 4 12.3 M SHIELDED: NO LED: NO SHEATH MATERIAL: PUR HALOGEN: NO | 0
2299 | 1906301350 | SENSOR/ACTUATOR LINE CONNECTING LINE M12 / M12 N OF POLES : 4 13.5 M SHIELDED: NO LED: NO SHEATH MATERIAL: PUR HALOGEN: NO | 0
2300 | 1906301450 | SENSOR/ACTUATOR LINE CONNECTING LINE M12 / M12 N OF POLES : 4 14.5 M SHIELDED: NO LED: NO SHEATH MATERIAL: PUR HALOGEN: NO | 0
2301 | 1906301600 | SENSOR/ACTUATOR LINE CONNECTING LINE M12 / M12 N OF POLES : 4 16 M SHIELDED: NO LED: NO SHEATH MATERIAL: PUR HALOGEN: NO | 0
2302 | 1906301800 | SENSOR/ACTUATOR LINE CONNECTING LINE M12 / M12 N OF POLES : 4 18 M SHIELDED: NO LED: NO SHEATH MATERIAL: PUR HALOGEN: NO | 0
2303 | 1935511500 | SENSOR/ACTUATOR LINE CONNECTING LINE M23 / M23 N OF POLES: 19 15 M SHIELDED: NO LED: NO SHEATH MATERIAL: PUR HALOGEN: NO | 0
2304 | 7789617250 | PRE-ASSEMBLED CABLE PAC CABLE LIYCY 0.34 MM² | 2
2305 | 7789617500 | PRE-ASSEMBLED CABLE PAC CABLE LIYCY 0.34 MM² | 2
2306 | 8941350025 | SYSTEM CABLE RJ45 IP 20 RJ45 IP 20 CAT.6A / CLASS EA (ISO/IEC 11801 2010) PUR 2.5 M | 14
2307 | 8941350035 | SYSTEM CABLE RJ45 IP 20 RJ45 IP 20 CAT.6A / CLASS EA (ISO/IEC 11801 2010) PUR 3.5 M | 14
2308 | 8941350040 | SYSTEM CABLE RJ45 IP 20 RJ45 IP 20 CAT.6A / CLASS EA (ISO/IEC 11801 2010) PUR 4 M | 14
2309 | 8941350045 | SYSTEM CABLE RJ45 IP 20 RJ45 IP 20 CAT.6A / CLASS EA (ISO/IEC 11801 2010) PUR 4.5 M | 14
2310 | 9456100830 | SENSOR/ACTUATOR LINE ONE END WITHOUT CONNECTOR M12 N OF POLES : 4 8.3 M SHIELDED: NO LED: NO SHEATH MATERIAL: PUR HALOGEN: NO | 0
2311 | 9457230015 | SENSOR/ACTUATOR LINE CONNECTING LINE M12 / M12 N OF POLES : 3 0.15 M SHIELDED: NO LED: NO SHEATH MATERIAL: PUR HALOGEN: NO | 0
2312 | 9457230020 | SENSOR/ACTUATOR LINE CONNECTING LINE M12 / M12 N OF POLES : 3 0.2 M SHIELDED: NO LED: NO SHEATH MATERIAL: PUR HALOGEN: NO | 0
2313 | 7789702010 | PRE-ASSEMBLED CABLE PAC CABLE LIYY 0.25 MM² | 2
2314 | 7789702040 | PRE-ASSEMBLED CABLE PAC CABLE LIYY 0.25 MM² | 2
2315 | 7789734050 | PRE-ASSEMBLED CABLE PAC CABLE LIYCY 0.25 MM² | 2
2316 | 7789732050 | PRE-ASSEMBLED CABLE PAC CABLE LIYCY 0.25 MM² | 2
2317 | 1211080300 | DRAGLINE CABLE PROFINET M12 D-CODE ? IP 67 STRAIGHT SOCKET RJ45 IP 20 CAT.5 (ISO/IEC 11801) / CAT.5E (TIA T568-B) PUR 30 M | 11
2318 | 1211080010 | DRAGLINE CABLE PROFINET M12 D-CODE ? IP 67 STRAIGHT SOCKET RJ45 IP 20 CAT.5 (ISO/IEC 11801) / CAT.5E (TIA T568-B) PUR 1 M | 11
2319 | 7789708060 | PRE-ASSEMBLED CABLE PAC CABLE LIYY 0.25 MM² | 2
2320 | 7789192040 | PRE-ASSEMBLED CABLE PAC CABLE LIYY 8.6 ± 1 MM | 20
2321 | 7789606060 | PRE-ASSEMBLED CABLE PAC CABLE LIYY 0.25 MM² | 2
2322 | 7789124050 | PRE-ASSEMBLED CABLE PAC CABLE LIYCY 0.25 MM² | 2
2323 | 7760054131 | SIGNAL CONVERTER/ISOLATOR INPUT : -10?0?+10 V OUTPUT : -10?0?+10 V | 1225
2324 | 7789734015 | PRE-ASSEMBLED CABLE PAC CABLE LIYCY 0.25 MM² | 2
2325 | 2745360000 | PCB PLUG-IN CONNECTOR RJ45 JACKS CAT. 5 THT/THR SOLDER CONNECTION LED: YES GREEN N OF POLES: 8 REEL | 0
2326 | 2748730000 | FEMALE 0.08 - 0.12 MM² | 1351
2327 | 2748710000 | MALE 0.08 - 0.12 MM² | 1349
2328 | 2748680000 | FEMALE | 1356
2329 | 2748670000 | MALE 0.14 - 2.5 MM² | 1347
2330 | 2748660000 | FEMALE 0.14 - 2.5 MM² | 1350
2331 | 2748650000 | DATA USE | 59
2332 | 2748640000 | DATA USE | 59
2333 | 2748630000 | DATA USE | 59
2334 | 2748620000 | DATA USE | 59
2335 | 2748610000 | DATA USE | 59
2336 | 2748590000 | DATA USE | 59
2337 | 2748600000 | DATA USE | 59
2338 | 2748070000 | DEKAFIX TERMINAL MARKER 5 X 8 MM PITCH IN MM (P): 8.00 WEIDMUELLER | 13
2339 | 2747980000 | DEKAFIX TERMINAL MARKER 5 X 8 MM PITCH IN MM (P): 8.00 WEIDMUELLER | 13
2340 | 2748090000 | DEKAFIX TERMINAL MARKER 5 X 8 MM PITCH IN MM (P): 8.00 WEIDMUELLER | 13
2341 | 2748040000 | DEKAFIX TERMINAL MARKER 5 X 8 MM PITCH IN MM (P): 8.00 WEIDMUELLER | 13
2342 | 2748060000 | DEKAFIX TERMINAL MARKER 5 X 8 MM PITCH IN MM (P): 8.00 WEIDMUELLER | 13
2343 | 2748050000 | DEKAFIX TERMINAL MARKER 5 X 8 MM PITCH IN MM (P): 8.00 WEIDMUELLER | 13
2344 | 2748030000 | DEKAFIX TERMINAL MARKER 5 X 8 MM PITCH IN MM (P): 8.00 WEIDMUELLER | 13
2345 | 2747970000 | DEKAFIX TERMINAL MARKER 5 X 8 MM PITCH IN MM (P): 8.00 WEIDMUELLER | 13
2346 | 2747990000 | DEKAFIX TERMINAL MARKER 5 X 8 MM PITCH IN MM (P): 8.00 WEIDMUELLER | 13
2347 | 2748000000 | DEKAFIX TERMINAL MARKER 5 X 8 MM PITCH IN MM (P): 8.00 WEIDMUELLER | 13
2348 | 2748010000 | DEKAFIX TERMINAL MARKER 5 X 8 MM PITCH IN MM (P): 8.00 WEIDMUELLER | 13
2349 | 2753000000 | PRIMARY CURRENT: 125 A SECONDARY CURRENT MAX.: 1 A LOAD: 0.5 VA TOLERANCE CLASS: 1 DETACHABLE CURRENT TRANSFORMER | 41
2350 | 2753010000 | PRIMARY CURRENT: 150 A SECONDARY CURRENT MAX.: 1 A LOAD: 1 VA TOLERANCE CLASS: 1 DETACHABLE CURRENT TRANSFORMER | 41
2351 | 2752990000 | PRIMARY CURRENT: 100 A SECONDARY CURRENT MAX.: 1 A LOAD: 0.3 VA TOLERANCE CLASS: 1 DETACHABLE CURRENT TRANSFORMER | 41
2352 | 2753060000 | PRIMARY CURRENT: 200 A SECONDARY CURRENT MAX.: 1 A LOAD: 0.3 VA TOLERANCE CLASS: 1 DETACHABLE CURRENT TRANSFORMER | 41
2353 | 2753030000 | PRIMARY CURRENT: 150 A SECONDARY CURRENT MAX.: 5 A LOAD: 1 VA TOLERANCE CLASS: 1 | 41
2354 | 2753050000 | PRIMARY CURRENT: 250 A SECONDARY CURRENT MAX.: 5 A LOAD: 1 VA TOLERANCE CLASS: 05 DETACHABLE CURRENT TRANSFORMER | 41
2355 | 2753020000 | PRIMARY CURRENT: 200 A SECONDARY CURRENT MAX.: 1 A LOAD: 1.5 VA TOLERANCE CLASS: 1 DETACHABLE CURRENT TRANSFORMER | 41
2356 | 2753040000 | PRIMARY CURRENT: 200 A SECONDARY CURRENT MAX.: 5 A LOAD: 1.5 VA TOLERANCE CLASS: 1 DETACHABLE CURRENT TRANSFORMER | 41
2357 | 2753090000 | PRIMARY CURRENT: 400 A SECONDARY CURRENT MAX.: 1 A LOAD: 2.5 VA TOLERANCE CLASS: 1 DETACHABLE CURRENT TRANSFORMER | 41
2358 | 2753070000 | PRIMARY CURRENT: 250 A SECONDARY CURRENT MAX.: 1 A LOAD: 1 VA TOLERANCE CLASS: 1 DETACHABLE CURRENT TRANSFORMER | 41
2359 | 2753080000 | PRIMARY CURRENT: 300 A SECONDARY CURRENT MAX.: 1 A LOAD: 1.5 VA TOLERANCE CLASS: 1 DETACHABLE CURRENT TRANSFORMER | 41
2360 | 2753110000 | PRIMARY CURRENT: 250 A SECONDARY CURRENT MAX.: 5 A LOAD: 1 VA TOLERANCE CLASS: 1 DETACHABLE CURRENT TRANSFORMER | 41
2361 | 2753100000 | PRIMARY CURRENT: 500 A SECONDARY CURRENT MAX.: 1 A LOAD: 1 VA TOLERANCE CLASS: 05 DETACHABLE CURRENT TRANSFORMER | 41
2362 | 2753130000 | PRIMARY CURRENT: 400 A SECONDARY CURRENT MAX.: 5 A LOAD: 2.5 VA TOLERANCE CLASS: 1 DETACHABLE CURRENT TRANSFORMER | 41
2363 | 2753140000 | PRIMARY CURRENT: 500 A SECONDARY CURRENT MAX.: 5 A LOAD: 3 VA TOLERANCE CLASS: 1 DETACHABLE CURRENT TRANSFORMER | 41
2364 | 2753120000 | PRIMARY CURRENT: 300 A SECONDARY CURRENT MAX.: 5 A LOAD: 1.5 VA TOLERANCE CLASS: 1 DETACHABLE CURRENT TRANSFORMER | 41
2365 | 2753150000 | PRIMARY CURRENT: 250 A SECONDARY CURRENT MAX.: 1 A LOAD: 2.5 VA TOLERANCE CLASS: 1 DETACHABLE CURRENT TRANSFORMER | 41
2366 | 2753170000 | PRIMARY CURRENT: 400 A SECONDARY CURRENT MAX.: 1 A LOAD: 2.5 VA TOLERANCE CLASS: 05 DETACHABLE CURRENT TRANSFORMER | 41
2367 | 2753160000 | PRIMARY CURRENT: 300 A SECONDARY CURRENT MAX.: 1 A LOAD: 2.5 VA TOLERANCE CLASS: 1 DETACHABLE CURRENT TRANSFORMER | 41
2368 | 2753180000 | PRIMARY CURRENT: 500 A SECONDARY CURRENT MAX.: 1 A LOAD: 2.5 VA TOLERANCE CLASS: 05 DETACHABLE CURRENT TRANSFORMER | 41
2369 | 2753240000 | PRIMARY CURRENT: 400 A SECONDARY CURRENT MAX.: 5 A LOAD: 5 VA TOLERANCE CLASS: 1 DETACHABLE CURRENT TRANSFORMER | 41
2370 | 2753230000 | PRIMARY CURRENT: 300 A SECONDARY CURRENT MAX.: 5 A LOAD: 2.5 VA TOLERANCE CLASS: 1 DETACHABLE CURRENT TRANSFORMER | 41
2371 | 2753190000 | PRIMARY CURRENT: 600 A SECONDARY CURRENT MAX.: 1 A LOAD: 2.5 VA TOLERANCE CLASS: 05 DETACHABLE CURRENT TRANSFORMER | 41
2372 | 2753210000 | PRIMARY CURRENT: 800 A SECONDARY CURRENT MAX.: 1 A LOAD: 2.5 VA TOLERANCE CLASS: 05 DETACHABLE CURRENT TRANSFORMER | 41
2373 | 2753200000 | PRIMARY CURRENT: 750 A SECONDARY CURRENT MAX.: 1 A LOAD: 2.5 VA TOLERANCE CLASS: 05 DETACHABLE CURRENT TRANSFORMER | 41
2374 | 2753220000 | PRIMARY CURRENT: 1000 A SECONDARY CURRENT MAX.: 1 A LOAD: 2.5 VA TOLERANCE CLASS: 05 DETACHABLE CURRENT TRANSFORMER | 41
2375 | 2753260000 | PRIMARY CURRENT: 600 A SECONDARY CURRENT MAX.: 5 A LOAD: 2.5 VA TOLERANCE CLASS: 05 DETACHABLE CURRENT TRANSFORMER | 41
2376 | 2753250000 | PRIMARY CURRENT: 500 A SECONDARY CURRENT MAX.: 5 A LOAD: 5 VA TOLERANCE CLASS: 1 DETACHABLE CURRENT TRANSFORMER | 41
2377 | 2753270000 | PRIMARY CURRENT: 750 A SECONDARY CURRENT MAX.: 5 A LOAD: 2.5 VA TOLERANCE CLASS: 05 DETACHABLE CURRENT TRANSFORMER | 41
2378 | 2753280000 | PRIMARY CURRENT: 800 A SECONDARY CURRENT MAX.: 5 A LOAD: 2.5 VA TOLERANCE CLASS: 05 DETACHABLE CURRENT TRANSFORMER | 41
2379 | 2753290000 | PRIMARY CURRENT: 1000 A SECONDARY CURRENT MAX.: 5 A LOAD: 2.5 VA TOLERANCE CLASS: 05 DETACHABLE CURRENT TRANSFORMER | 41
2380 | 2753360000 | PRIMARY CURRENT: 250 A SECONDARY CURRENT MAX.: 5 A LOAD: 1.5 VA TOLERANCE CLASS: 1 DETACHABLE CURRENT TRANSFORMER | 41
2381 | 2753390000 | PRIMARY CURRENT: 600 A SECONDARY CURRENT MAX.: 5 A LOAD: 2.5 VA TOLERANCE CLASS: 05 DETACHABLE CURRENT TRANSFORMER | 41
2382 | 2753410000 | PRIMARY CURRENT: 600 A SECONDARY CURRENT MAX.: 5 A LOAD: 2.5 VA TOLERANCE CLASS: 05 DETACHABLE CURRENT TRANSFORMER | 41
2383 | 2753400000 | PRIMARY CURRENT: 1000 A SECONDARY CURRENT MAX.: 5 A LOAD: 5 VA TOLERANCE CLASS: 05 DETACHABLE CURRENT TRANSFORMER | 41
2384 | 2753420000 | PRIMARY CURRENT: 800 A SECONDARY CURRENT MAX.: 5 A LOAD: 2.5 VA TOLERANCE CLASS: 05 DETACHABLE CURRENT TRANSFORMER | 41
2385 | 2753380000 | PRIMARY CURRENT: 500 A SECONDARY CURRENT MAX.: 5 A LOAD: 2.5 VA TOLERANCE CLASS: 05 DETACHABLE CURRENT TRANSFORMER | 41
2386 | 2753370000 | PRIMARY CURRENT: 400 A SECONDARY CURRENT MAX.: 5 A LOAD: 1 VA TOLERANCE CLASS: 05 DETACHABLE CURRENT TRANSFORMER | 41
2387 | 2753430000 | PRIMARY CURRENT: 1000 A SECONDARY CURRENT MAX.: 5 A LOAD: 5 VA TOLERANCE CLASS: 05 DETACHABLE CURRENT TRANSFORMER | 41
2388 | 2753450000 | PRIMARY CURRENT: 1200 A SECONDARY CURRENT MAX.: 5 A LOAD: 5 VA TOLERANCE CLASS: 05 DETACHABLE CURRENT TRANSFORMER | 41
2389 | 2752980000 | PRIMARY CURRENT: 125 A SECONDARY CURRENT MAX.: 1 A LOAD: 1.5 VA TOLERANCE CLASS: 3 | 41
2390 | 2755910000 | FEED-THROUGH TERMINAL 95 MM² 1000 V 232 A | 15
2391 | 7760054355 | SIGNAL CONVERTER/ISOLATOR OUTPUT CURRENT LOOP POWE INPUT : 0-5 V OUTPUT : 4-20 MA (LOOP POWE) | 201
2392 | 7760054356 | SIGNAL CONVERTER/ISOLATOR OUTPUT CURRENT LOOP POWE INPUT : 0-10 V OUTPUT : 4-20 MA (LOOP POWE) | 201
2393 | 7760054353 | SIGNAL CONVERTER/ISOLATOR OUTPUT CURRENT LOOP POWE INPUT : 0-20 MA OUTPUT : 4-20 MA (LOOP POWE) | 201
2394 | 7760054358 | SIGNAL CONVERTER/ISOLATOR DUAL CHANNEL INPUT CURRENT LOOP FEED INPUT : 2 X 0(4) - 20 MA (LOOP POWE) OUTPUT : 2 X 0(4) - 20 MA | 800
2395 | 2756280000 | PCB PLUG-IN CONNECTOR MALE PLUG 5.00 MM N OF POLES: 36 180° CRIMP CONNECTION CLAMPING RANGE MAX. : 3.31 MM² BOX | 1
2396 | 2744040000 | PCB PLUG-IN CONNECTOR MALE PLUG 5.00 MM N OF POLES: 24 180° CRIMP CONNECTION CLAMPING RANGE MAX. : 3.31 MM² BOX | 1
2397 | 2744030000 | PCB PLUG-IN CONNECTOR MALE PLUG 5.00 MM N OF POLES: 24 180° CRIMP CONNECTION CLAMPING RANGE MAX. : 3.31 MM² BOX | 1
2398 | 7789696010 | PRE-ASSEMBLED CABLE PAC CABLE LIYY 0.25 MM² | 2
2399 | 7789135040 | PRE-ASSEMBLED CABLE PAC CABLE LIYCY 0.25 MM² | 2
2400 | 7789621030 | PRE-ASSEMBLED CABLE PAC CABLE LIYCY 0.25 MM² | 2
2401 | 7789135020 | PRE-ASSEMBLED CABLE PAC CABLE LIYCY 0.25 MM² | 2
2402 | 2766290000 | VG EMV GEN 4 (EMC CABLE GLAND WITH CLAMPING CAGE) CABLE GLANDS M 12 15 OD MIN. 3 - OD MAX. 6.5 MM IP54 IP66 IP67 IP68 - 5 BAR (30 MIN.) IP69K NICKEL-PLATED | 8
2403 | 2766320000 | VG EMV GEN 4 (EMC CABLE GLAND WITH CLAMPING CAGE) CABLE GLANDS M 25 15 OD MIN. 10 - OD MAX. 18 MM IP54 IP66 IP67 IP68 - 5 BAR (30 MIN.) IP69K NICKEL-PLATED | 8
2404 | 2766310000 | VG EMV GEN 4 (EMC CABLE GLAND WITH CLAMPING CAGE) CABLE GLANDS M 20 15 OD MIN. 6 - OD MAX. 12 MM IP54 IP66 IP67 IP68 - 5 BAR (30 MIN.) IP69K NICKEL-PLATED | 8
2405 | 2766330000 | VG EMV GEN 4 (EMC CABLE GLAND WITH CLAMPING CAGE) CABLE GLANDS M 32 15 OD MIN. 16 - OD MAX. 25 MM IP54 IP66 IP67 IP68 - 5 BAR (30 MIN.) IP69K NICKEL-PLATED | 8
2406 | 2766340000 | VG EMV GEN 4 (EMC CABLE GLAND WITH CLAMPING CAGE) CABLE GLANDS M 40 15 OD MIN. 23 - OD MAX. 32 MM IP54 IP66 IP67 IP68 - 5 BAR (30 MIN.) IP69K NICKEL-PLATED | 8
2407 | 2772780000 | POWER MODULE | 126
2408 | 2772830000 | POWER MODULE | 126
2409 | 2772800000 | POWER MODULE | 126
2410 | 2772790000 | POWER MODULE | 126
2411 | 2772810000 | POWER MODULE | 126
2412 | 2772820000 | POWER MODULE | 126
2413 | 8000057079 | PHOTOVOLTAICS ASSEMBLED ENCLOSURE COMBINER BOX WITH FUSE HOLDER SURGE PROTECTION II SWITCH DISCONNECTOR CURRENT MONITORING | 102
2414 | 8000057077 | PHOTOVOLTAICS ASSEMBLED ENCLOSURE COMBINER BOX WITH FUSE HOLDER SURGE PROTECTION II SWITCH DISCONNECTOR | 102
2415 | 8000057078 | PHOTOVOLTAICS ASSEMBLED ENCLOSURE COMBINER BOX WITH FUSE HOLDER SURGE PROTECTION II SWITCH DISCONNECTOR | 102
2416 | 8000057080 | PHOTOVOLTAICS ASSEMBLED ENCLOSURE COMBINER BOX WITH FUSE HOLDER SURGE PROTECTION II SWITCH DISCONNECTOR | 102
2417 | 8000057081 | PHOTOVOLTAICS ASSEMBLED ENCLOSURE COMBINER BOX WITH FUSE HOLDER SURGE PROTECTION II SWITCH DISCONNECTOR | 102
2418 | 8000057082 | PHOTOVOLTAICS ASSEMBLED ENCLOSURE COMBINER BOX WITH FUSE HOLDER SURGE PROTECTION II SWITCH DISCONNECTOR | 102
2419 | 8000057083 | PHOTOVOLTAICS ASSEMBLED ENCLOSURE COMBINER BOX WITH FUSE HOLDER SURGE PROTECTION II SWITCH DISCONNECTOR | 102
2420 | 8000057088 | PHOTOVOLTAICS ASSEMBLED ENCLOSURE COMBINER BOX WITH FUSE HOLDER SURGE PROTECTION II SWITCH DISCONNECTOR | 102
2421 | 8000050557 | PHOTOVOLTAICS ASSEMBLED ENCLOSURE COMBINER BOX WITH FUSE HOLDER SURGE PROTECTION II CABLE GLAND FOR WALL MOUNTING SWITCH DISCONNECTOR | 102
2422 | 8000050572 | PHOTOVOLTAICS ASSEMBLED ENCLOSURE COMBINER BOX WITH FUSE HOLDER SURGE PROTECTION II FOR WALL MOUNTING SWITCH DISCONNECTOR WM4C CURRENT MONITORING | 102
2423 | 8000057086 | PHOTOVOLTAICS ASSEMBLED ENCLOSURE COMBINER BOX WITH FUSE HOLDER SURGE PROTECTION II SWITCH DISCONNECTOR | 102
2424 | 8000050570 | PHOTOVOLTAICS ASSEMBLED ENCLOSURE COMBINER BOX WITH FUSE HOLDER SURGE PROTECTION II CABLE GLAND FOR WALL MOUNTING SWITCH DISCONNECTOR | 102
2425 | 8000050555 | PHOTOVOLTAICS ASSEMBLED ENCLOSURE COMBINER BOX WITH FUSE HOLDER SURGE PROTECTION II CABLE GLAND FOR WALL MOUNTING SWITCH DISCONNECTOR CURRENT MONITORING | 102
2426 | 8000050558 | PHOTOVOLTAICS ASSEMBLED ENCLOSURE COMBINER BOX WITH FUSE HOLDER SURGE PROTECTION II CABLE GLAND FOR WALL MOUNTING SWITCH DISCONNECTOR | 102
2427 | 8000050560 | PHOTOVOLTAICS ASSEMBLED ENCLOSURE COMBINER BOX WITH FUSE HOLDER SURGE PROTECTION II CABLE GLAND FOR WALL MOUNTING SWITCH DISCONNECTOR CURRENT MONITORING | 102
2428 | 8000050561 | PHOTOVOLTAICS ASSEMBLED ENCLOSURE COMBINER BOX WITH FUSE HOLDER SURGE PROTECTION II CABLE GLAND FOR WALL MOUNTING SWITCH DISCONNECTOR | 102
2429 | 8000050563 | PHOTOVOLTAICS ASSEMBLED ENCLOSURE COMBINER BOX WITH FUSE HOLDER SURGE PROTECTION II CABLE GLAND FOR WALL MOUNTING SWITCH DISCONNECTOR | 102
2430 | 8000050564 | PHOTOVOLTAICS ASSEMBLED ENCLOSURE COMBINER BOX WITH FUSE HOLDER SURGE PROTECTION II CABLE GLAND FOR WALL MOUNTING SWITCH DISCONNECTOR CURRENT MONITORING | 102
2431 | 8000050565 | PHOTOVOLTAICS ASSEMBLED ENCLOSURE COMBINER BOX WITH FUSE HOLDER SURGE PROTECTION II CABLE GLAND FOR WALL MOUNTING SWITCH DISCONNECTOR | 102
2432 | 8000050568 | PHOTOVOLTAICS ASSEMBLED ENCLOSURE COMBINER BOX WITH FUSE HOLDER SURGE PROTECTION II CABLE GLAND FOR WALL MOUNTING SWITCH DISCONNECTOR | 102
2433 | 8000050576 | PHOTOVOLTAICS ASSEMBLED ENCLOSURE COMBINER BOX WITH FUSE HOLDER SURGE PROTECTION II FOR WALL MOUNTING SWITCH DISCONNECTOR WM4C | 102
2434 | 8000050566 | PHOTOVOLTAICS ASSEMBLED ENCLOSURE COMBINER BOX WITH FUSE HOLDER SURGE PROTECTION II CABLE GLAND FOR WALL MOUNTING SWITCH DISCONNECTOR CURRENT MONITORING | 102
2435 | 8000050569 | PHOTOVOLTAICS ASSEMBLED ENCLOSURE COMBINER BOX WITH FUSE HOLDER SURGE PROTECTION II CABLE GLAND FOR WALL MOUNTING SWITCH DISCONNECTOR | 102
2436 | 8000050571 | PHOTOVOLTAICS ASSEMBLED ENCLOSURE COMBINER BOX WITH FUSE HOLDER SURGE PROTECTION II CABLE GLAND FOR WALL MOUNTING SWITCH DISCONNECTOR | 102
2437 | 8000050574 | PHOTOVOLTAICS ASSEMBLED ENCLOSURE COMBINER BOX WITH FUSE HOLDER SURGE PROTECTION II FOR WALL MOUNTING SWITCH DISCONNECTOR WM4C CURRENT MONITORING | 102
2438 | 8000050573 | PHOTOVOLTAICS ASSEMBLED ENCLOSURE COMBINER BOX WITH FUSE HOLDER SURGE PROTECTION II FOR WALL MOUNTING SWITCH DISCONNECTOR WM4C CURRENT MONITORING | 102
2439 | 2764970000 | SENSOR/ACTUATOR LINE N OF POLES: 21 100 M SHIELDED: NO LED: NO SHEATH MATERIAL: PUR HALOGEN: NO | 0
2440 | 2764960000 | SENSOR/ACTUATOR LINE N OF POLES: 19 500 M SHIELDED: NO LED: NO SHEATH MATERIAL: PUR HALOGEN: NO | 0
2441 | 2764950000 | SENSOR/ACTUATOR LINE N OF POLES: 19 100 M SHIELDED: NO LED: NO SHEATH MATERIAL: PUR HALOGEN: NO | 0
2442 | 2764920000 | BUS LINE N OF POLES: 2 500 M SHIELDED: YES LED: NO SHEATH MATERIAL: PVC HALOGEN: NO YES | 54
2443 | 2764980000 | SENSOR/ACTUATOR LINE N OF POLES: 21 500 M SHIELDED: NO LED: NO SHEATH MATERIAL: PUR HALOGEN: NO | 0
2444 | 2764940000 | SENSOR/ACTUATOR LINE N OF POLES: 11 500 M SHIELDED: NO LED: NO SHEATH MATERIAL: PUR HALOGEN: NO | 0
2445 | 2764890000 | SENSOR/ACTUATOR LINE N OF POLES: 19 100 M SHIELDED: NO LED: NO SHEATH MATERIAL: PUR HALOGEN: NO | 0
2446 | 2764930000 | SENSOR/ACTUATOR LINE N OF POLES: 11 100 M SHIELDED: NO LED: NO SHEATH MATERIAL: PUR HALOGEN: NO | 0
2447 | 2764910000 | BUS LINE N OF POLES: 2 100 M SHIELDED: YES LED: NO SHEATH MATERIAL: PVC HALOGEN: NO YES | 54
2448 | 2764900000 | SENSOR/ACTUATOR LINE N OF POLES: 19 500 M SHIELDED: NO LED: NO SHEATH MATERIAL: PUR HALOGEN: NO | 0
2449 | 2762870000 | INSTALLATION CABLE CAT.5 (ISO/IEC 11801) / CAT.5E (TIA T568-B) 500 M | 508
2450 | 7789763080 | PRE-ASSEMBLED CABLE PAC PRE-ASSEMBLED CABLE CABLE LIYCY 0.25 MM² | 2
2451 | 2764770000 | TORSION CABLE CAT.5 (ISO/IEC 11801) / CAT.5E (TIA T568-B) PUR 100 M | 96
2452 | 2763430000 | INSTALLATION CABLE PROFINET CAT.5 (ISO/IEC 11801) / CAT.5E (TIA T568-B) PVC 500 M | 508
2453 | 2763440000 | INSTALLATION CABLE CAT.5 (ISO/IEC 11801) / CAT.5E (TIA T568-B) PVC 500 M | 508
2454 | 2763450000 | DRAGLINE CABLE PROFINET CAT.5 (ISO/IEC 11801) / CAT.5E (TIA T568-B) PUR 500 M | 11
2455 | 2763460000 | SYSTEM CABLE CAT.5 (ISO/IEC 11801) / CAT.5E (TIA T568-B) PVC 500 M | 502
2456 | 2763470000 | SYSTEM CABLE CAT.5 (ISO/IEC 11801) / CAT.5E (TIA T568-B) PVC 500 MM | 502
2457 | 2763500000 | SYSTEM CABLE CAT.5 (ISO/IEC 11801) / CAT.5E (TIA T568-B) PUR 500 M | 502
2458 | 2763510000 | SYSTEM CABLE CAT.5 (ISO/IEC 11801) / CAT.5E (TIA T568-B) PVC 500 M | 502
2459 | 2763520000 | TORSION CABLE CAT.5 (ISO/IEC 11801) / CAT.5E (TIA T568-B) PUR 500 M | 11
2460 | 2763480000 | DRAGLINE CABLE CAT.5 (ISO/IEC 11801) / CAT.5E (TIA T568-B) PUR 500 M | 96
2461 | 2763540000 | INSTALLATION CABLE CAT.7 (ISO/IEC 11801) PVC 500 M | 508
2462 | 2763550000 | SYSTEM CABLE CAT.7 (ISO/IEC 11801) PUR 500 M | 502
2463 | 2763530000 | INSTALLATION CABLE CAT.7 (ISO/IEC 11801) PUR 500 M | 508
2464 | 2763660000 | SYSTEM CABLE CAT.5 (ISO/IEC 11801) / CAT.5E (TIA T568-B) PVC 100 M | 502
2465 | 2762070000 | OMNIMATE DATA - USB JACK N OF POLES: 4 | 1200
2466 | 2763640000 | DRAGLINE CABLE 980 ΜM PUR | 1141
2467 | 2784180000 | HEAVY-DUTY CONNECTORS CRIMP CONTACT FEMALE CONDUCTOR CROSS-SECTION MAX.: 0.3 | 48
2468 | 2784190000 | HEAVY-DUTY CONNECTORS CRIMP CONTACT MALE CONDUCTOR CROSS-SECTION MAX.: 0.3 | 48
2469 | 2784140000 | HEAVY-DUTY CONNECTORS CRIMP CONTACT MALE CONDUCTOR CROSS-SECTION MAX.: 0.3 | 48
2470 | 2784130000 | HEAVY-DUTY CONNECTORS CRIMP CONTACT FEMALE CONDUCTOR CROSS-SECTION MAX.: 0.3 | 48
2471 | 2789950000 | PCB PLUG-IN CONNECTOR FEMALE PLUG 5.08 MM N OF POLES: 19 180° TOP CONNECTION CLAMPING RANGE MAX. : 2.5 MM² BOX | 1
2472 | 2790390000 | PCB PLUG-IN CONNECTOR FEMALE PLUG PITCH IN MM (P): 5.00 MM N OF POLES: 2 BOX | 1
2473 | 2790400000 | PCB PLUG-IN CONNECTOR FEMALE PLUG PITCH IN MM (P): 5.00 MM N OF POLES: 3 BOX | 1
2474 | 2790410000 | PCB PLUG-IN CONNECTOR FEMALE PLUG PITCH IN MM (P): 5.00 MM N OF POLES: 4 BOX | 1
2475 | 2790420000 | PCB PLUG-IN CONNECTOR FEMALE PLUG PITCH IN MM (P): 5.00 MM N OF POLES: 5 BOX | 1
2476 | 2790430000 | PCB PLUG-IN CONNECTOR FEMALE PLUG PITCH IN MM (P): 5.00 MM N OF POLES: 6 BOX | 1
2477 | 2790440000 | PCB PLUG-IN CONNECTOR FEMALE PLUG PITCH IN MM (P): 5.00 MM N OF POLES: 2 BOX | 1
2478 | 2790450000 | PCB PLUG-IN CONNECTOR FEMALE PLUG PITCH IN MM (P): 5.00 MM N OF POLES: 3 BOX | 1
2479 | 2790460000 | PCB PLUG-IN CONNECTOR FEMALE PLUG PITCH IN MM (P): 5.00 MM N OF POLES: 4 BOX | 1
2480 | 2790470000 | PCB PLUG-IN CONNECTOR FEMALE PLUG PITCH IN MM (P): 5.00 MM N OF POLES: 5 BOX | 1
2481 | 2790480000 | PCB PLUG-IN CONNECTOR FEMALE PLUG PITCH IN MM (P): 5.00 MM N OF POLES: 6 BOX | 1
2482 | 2750100000 | SCREWDRIVER BLADE WIDTH (B): 3.5 MM BLADE LENGTH: 100 MM BLADE THICKNESS (A): 0.6 MM | 106
2483 | 2749990000 | SCREWDRIVER | 151
2484 | 2749980000 | SCREWDRIVER | 151
2485 | 2749890000 | SCREWDRIVER BLADE LENGTH: 80 MM | 225
2486 | 2749900000 | SCREWDRIVER BLADE LENGTH: 100 MM | 225
2487 | 2749930000 | SCREWDRIVER BLADE LENGTH: 100 MM | 225
2488 | 2749920000 | SCREWDRIVER BLADE LENGTH: 80 MM | 225
2489 | 2749880000 | SCREWDRIVER BLADE LENGTH: 60 MM | 225
2490 | 2750020000 | MOUNTING TOOL BLADE LENGTH: 80 MM | 477
2491 | 2750030000 | MOUNTING TOOL BLADE LENGTH: 100 MM | 477
2492 | 2749670000 | MOUNTING TOOL BLADE LENGTH: 80 MM | 477
2493 | 2749680000 | MOUNTING TOOL BLADE LENGTH: 100 MM | 477
2494 | 2749770000 | MOUNTING TOOL | 204
2495 | 2749840000 | SCREWDRIVER BLADE WIDTH (B): 4.5 MM BLADE LENGTH: 175 MM BLADE THICKNESS (A): 1 MM | 106
2496 | 2749690000 | MOUNTING TOOL BLADE LENGTH: 100 MM | 477
2497 | 2749630000 | MOUNTING TOOL BLADE WIDTH (B): 5.5 MM BLADE LENGTH: 125 MM BLADE THICKNESS (A): 1 MM | 548
2498 | 2749640000 | MOUNTING TOOL BLADE WIDTH (B): 6.5 MM BLADE LENGTH: 150 MM BLADE THICKNESS (A): 1.2 MM | 548
2499 | 2749440000 | SCREWDRIVER BLADE LENGTH: 80 MM | 225
2500 | 2749400000 | SCREWDRIVER BLADE LENGTH: 60 MM | 225
2501 | 2749410000 | SCREWDRIVER BLADE LENGTH: 80 MM | 225
2502 | 2749360000 | SCREWDRIVER BLADE WIDTH (B): 4 MM BLADE LENGTH: 100 MM BLADE THICKNESS (A): 0.8 MM | 106
2503 | 2749370000 | SCREWDRIVER BLADE WIDTH (B): 4.5 MM BLADE LENGTH: 125 MM BLADE THICKNESS (A): 0.8 MM | 106
2504 | 2749450000 | SCREWDRIVER BLADE LENGTH: 100 MM | 225
2505 | 2749560000 | SCREWDRIVER BLADE WIDTH (B): 3 MM BLADE LENGTH: 70 MM BLADE THICKNESS (A): 0.6 MM | 106
2506 | 2749430000 | SCREWDRIVER BLADE LENGTH: 150 MM | 225
2507 | 2749260000 | SCREWDRIVER BLADE WIDTH (B): 2 MM BLADE LENGTH: 60 MM BLADE THICKNESS (A): 0.4 MM | 106
2508 | 2749580000 | MOUNTING TOOL | 204
2509 | 2749350000 | SCREWDRIVER BLADE WIDTH (B): 3.5 MM BLADE LENGTH: 200 MM BLADE THICKNESS (A): 0.6 MM | 106
2510 | 2749220000 | SCREWDRIVER SET | 452
2511 | 2748110000 | MOUNTING TOOL | 204
2512 | 2789910000 | UPS CONTROL UNIT | 406
2513 | 2748200000 | MOUNTING TOOL | 204
2514 | 2749100000 | SCREWDRIVER INSERT BLADE WIDTH (B): 3.5 MM BLADE LENGTH: 70 MM BLADE THICKNESS (A): 0.6 MM | 106
2515 | 2749020000 | SCREWDRIVER INSERT | 118
2516 | 2749110000 | MOUNTING TOOL | 204
2517 | 2749060000 | SCREWDRIVER INSERT BLADE WIDTH (B): 4.5 MM BLADE LENGTH: 110 MM BLADE THICKNESS (A): 0.6 MM | 106
2518 | 2749050000 | SCREWDRIVER INSERT BLADE WIDTH (B): 3.5 MM BLADE LENGTH: 110 MM BLADE THICKNESS (A): 0.6 MM | 106
2519 | 2749090000 | SCREWDRIVER INSERT BLADE WIDTH (B): 6.5 MM BLADE LENGTH: 110 MM BLADE THICKNESS (A): 1.2 MM | 106
2520 | 2749080000 | SCREWDRIVER INSERT BLADE WIDTH (B): 5.5 MM BLADE LENGTH: 110 MM BLADE THICKNESS (A): 1 MM | 106
2521 | 2749070000 | SCREWDRIVER INSERT BLADE WIDTH (B): 4 MM BLADE LENGTH: 110 MM BLADE THICKNESS (A): 0.8 MM | 106
2522 | 2749040000 | SCREWDRIVER INSERT BLADE WIDTH (B): 3 MM BLADE LENGTH: 110 MM BLADE THICKNESS (A): 0.5 MM | 106
2523 | 2748970000 | SCREWDRIVER INSERT BLADE LENGTH: 70 MM BLADE SIZE CROSSHEAD: 2 | 535
2524 | 2748960000 | SCREWDRIVER INSERT BLADE LENGTH: 70 MM BLADE SIZE CROSSHEAD: 1 | 535
2525 | 2749030000 | SCREWDRIVER INSERT BLADE WIDTH (B): 4 MM BLADE LENGTH: 39 MM BLADE THICKNESS (A): 0.8 MM | 106
2526 | 2749010000 | SCREWDRIVER INSERT | 118
2527 | 2748980000 | SCREWDRIVER INSERT BLADE LENGTH: 70 MM BLADE SIZE CROSSHEAD: 1 | 535
2528 | 2748950000 | SCREWDRIVER INSERT BLADE WIDTH (B): 6.5 MM BLADE LENGTH: 70 MM BLADE THICKNESS (A): 1.2 MM | 106
2529 | 2749000000 | SCREWDRIVER INSERT | 118
2530 | 2748990000 | SCREWDRIVER INSERT BLADE LENGTH: 70 MM BLADE SIZE CROSSHEAD: 2 | 535
2531 | 2749910000 | SCREWDRIVER BLADE LENGTH: 150 MM | 225
2532 | 2749390000 | SCREWDRIVER BLADE WIDTH (B): 6.5 MM BLADE LENGTH: 150 MM BLADE THICKNESS (A): 1.2 MM | 106
2533 | 7760054360 | ANALOGUE SIGNAL CONVERTER INPUT: AC/DC VOLTAGE OUTPUT: 4 - 20 MA | 758
2534 | 2783280000 | PHOTOVOLTAICS FUSE FUSE CARTRIDGE 1000 V 10X38 GPV 20 A | 198
2535 | 2783250000 | PHOTOVOLTAICS FUSE FUSE CARTRIDGE 1000 V 10X38 GPV 15 A | 198
2536 | 2783260000 | PHOTOVOLTAICS FUSE FUSE CARTRIDGE 1000 V 10X38 GPV 16 A | 198
2537 | 2783240000 | PHOTOVOLTAICS FUSE FUSE CARTRIDGE 1000 V 10X38 GPV 12 A | 198
2538 | 2783230000 | PHOTOVOLTAICS FUSE FUSE CARTRIDGE 1000 V 10X38 GPV 10 A | 198
2539 | 2783190000 | PHOTOVOLTAICS FUSE FUSE CARTRIDGE 1000 V 10X38 GPV 4 A | 198
2540 | 2783220000 | PHOTOVOLTAICS FUSE FUSE CARTRIDGE 1000 V 10X38 GPV 8 A | 198
2541 | 2783200000 | PHOTOVOLTAICS FUSE FUSE CARTRIDGE 1000 V 10X38 GPV 5 A | 198
2542 | 2783210000 | PHOTOVOLTAICS FUSE FUSE CARTRIDGE 1000 V 10X38 GPV 6 A | 198
2543 | 2783170000 | PHOTOVOLTAICS FUSE FUSE CARTRIDGE 1000 V 10X38 GPV 2 A | 198
2544 | 2783160000 | PHOTOVOLTAICS FUSE FUSE CARTRIDGE 1000 V 10X38 GPV 1 A | 198
2545 | 2783180000 | PHOTOVOLTAICS FUSE FUSE CARTRIDGE 1000 V 10X38 GPV 3 A | 198
2546 | 2782950000 | HEAVY-DUTY CONNECTORS ACCESSORIES GRIP PANEL | 112
2547 | 2759090000 | SAFESERIES RELAY MODULE WITH POSITIVELY DRIVEN CONTACTS 2 NC AND 4 NO CONTACTS FORCIBILY GUIDED (EN 61810-3 TYPE A) AGSNO GOLD-PLATED RATED CONTROL VOLTAGE: 24 V DC CONTINUOUS CURRENT: 6 A SCREW CONNECTION TEST BUTTON AVAILABLE: NO | 3
2548 | 2759080000 | SAFESERIES RELAY MODULE WITH POSITIVELY DRIVEN CONTACTS 2 NC AND 2 NO CONTACTS FORCIBILY GUIDED (EN 61810-3 TYPE A) AGSNO GOLD-PLATED RATED CONTROL VOLTAGE: 24 V DC CONTINUOUS CURRENT: 6 A SCREW CONNECTION TEST BUTTON AVAILABLE: NO | 3
2549 | 2759070000 | SAFESERIES RELAY MODULE WITH POSITIVELY DRIVEN CONTACTS 1 NC AND 3 NO CONTACTS FORCIBILY GUIDED (EN 61810-3 TYPE A) AGSNO GOLD-PLATED RATED CONTROL VOLTAGE: 24 V DC CONTINUOUS CURRENT: 6 A SCREW CONNECTION TEST BUTTON AVAILABLE: NO | 3
2550 | 2759100000 | SAFESERIES RELAY MODULE WITH POSITIVELY DRIVEN CONTACTS 3 NC AND 3 NO CONTACTS FORCIBILY GUIDED (EN 61810-3 TYPE A) AGSNO GOLD-PLATED RATED CONTROL VOLTAGE: 24 V DC CONTINUOUS CURRENT: 6 A SCREW CONNECTION TEST BUTTON AVAILABLE: NO | 3
2551 | 2765160000 | D-SERIES DRL RELAY N OF CONTACTS: 2 CO CONTACT AGSNO RATED CONTROL VOLTAGE: 24 V DC CONTINUOUS CURRENT: 10 A FLAT BLADE CONNECTIONS (4.8 MM X 0.5 MM) TEST BUTTON AVAILABLE: NO | 3
2552 | 2765270000 | D-SERIES DRL RELAY N OF CONTACTS: 4 CO CONTACT AGSNO RATED CONTROL VOLTAGE: 24 V DC CONTINUOUS CURRENT: 10 A FLAT BLADE CONNECTIONS (4.8 MM X 0.5 MM) TEST BUTTON AVAILABLE: NO | 3
2553 | 7789683060 | PRE-ASSEMBLED CABLE PAC CABLE LIYY 0.25 MM² | 2
2554 | 1021710140 | SENSOR/ACTUATOR LINE CONNECTING LINE M12 / M12 N OF POLES : 3 1.4 M SHIELDED: NO LED: NO SHEATH MATERIAL: PUR HALOGEN: NO | 0
2555 | 1021710160 | SENSOR/ACTUATOR LINE CONNECTING LINE M12 / M12 N OF POLES : 3 1.6 M SHIELDED: NO LED: NO SHEATH MATERIAL: PUR HALOGEN: NO | 0
2556 | 1021710830 | SENSOR/ACTUATOR LINE CONNECTING LINE M12 / M12 N OF POLES : 3 8.3 M SHIELDED: NO LED: NO SHEATH MATERIAL: PUR HALOGEN: NO | 0
2557 | 1021771500 | SENSOR/ACTUATOR LINE ONE END WITHOUT CONNECTOR M12 N OF POLES : 4 15 M SHIELDED: NO LED: NO SHEATH MATERIAL: PUR HALOGEN: NO | 0
2558 | 1021772000 | SENSOR/ACTUATOR LINE ONE END WITHOUT CONNECTOR M12 N OF POLES : 4 20 M SHIELDED: NO LED: NO SHEATH MATERIAL: PUR HALOGEN: NO | 0
2559 | 1025940800 | DRAGLINE CABLE PROFINET M12 D-CODE ? IP 67 STRAIGHT PIN OPEN CAT.5 (ISO/IEC 11801) / CAT.5E (TIA T568-B) PUR 80 M | 11
2560 | 1025950025 | DRAGLINE CABLE PROFINET M12 D-CODE ? IP 67 STRAIGHT PIN M12 D-CODE ? IP 67 STRAIGHT PIN CAT.5 (ISO/IEC 11801) / CAT.5E (TIA T568-B) PUR 2.5 M | 11
2561 | 1025950060 | DRAGLINE CABLE PROFINET M12 D-CODE ? IP 67 STRAIGHT PIN M12 D-CODE ? IP 67 STRAIGHT PIN CAT.5 (ISO/IEC 11801) / CAT.5E (TIA T568-B) PUR 6 M | 11
2562 | 1025950090 | DRAGLINE CABLE PROFINET M12 D-CODE ? IP 67 STRAIGHT PIN M12 D-CODE ? IP 67 STRAIGHT PIN CAT.5 (ISO/IEC 11801) / CAT.5E (TIA T568-B) PUR 9 M | 11
2563 | 1057840100 | SENSOR/ACTUATOR LINE CONNECTING LINE M12 / M12 N OF POLES : 4 1 M SHIELDED: NO LED: NO SHEATH MATERIAL: PUR HALOGEN: NO | 0
2564 | 1058500040 | SENSOR/ACTUATOR LINE CONNECTING LINE M12 / M12 N OF POLES : 4 0.4 M SHIELDED: YES LED: NO SHEATH MATERIAL: PUR HALOGEN: NO | 0
2565 | 1058500140 | SENSOR/ACTUATOR LINE CONNECTING LINE M12 / M12 N OF POLES : 4 1.4 M SHIELDED: YES LED: NO SHEATH MATERIAL: PUR HALOGEN: NO | 0
2566 | 1058500360 | SENSOR/ACTUATOR LINE CONNECTING LINE M12 / M12 N OF POLES : 4 3.6 M SHIELDED: YES LED: NO SHEATH MATERIAL: PUR HALOGEN: NO | 0
2567 | 1058500450 | SENSOR/ACTUATOR LINE CONNECTING LINE M12 / M12 N OF POLES : 4 4.5 M SHIELDED: YES LED: NO SHEATH MATERIAL: PUR HALOGEN: NO | 0
2568 | 1058500550 | SENSOR/ACTUATOR LINE CONNECTING LINE M12 / M12 N OF POLES : 4 5.5 M SHIELDED: YES LED: NO SHEATH MATERIAL: PUR HALOGEN: NO | 0
2569 | 1058500720 | SENSOR/ACTUATOR LINE CONNECTING LINE M12 / M12 N OF POLES : 4 7.2 M SHIELDED: YES LED: NO SHEATH MATERIAL: PUR HALOGEN: NO | 0
2570 | 1058500800 | SENSOR/ACTUATOR LINE CONNECTING LINE M12 / M12 N OF POLES : 4 8 M SHIELDED: YES LED: NO SHEATH MATERIAL: PUR HALOGEN: NO | 0
2571 | 1058500820 | SENSOR/ACTUATOR LINE CONNECTING LINE M12 / M12 N OF POLES : 4 8.2 M SHIELDED: YES LED: NO SHEATH MATERIAL: PUR HALOGEN: NO | 0
2572 | 1058510060 | SENSOR/ACTUATOR LINE CONNECTING LINE M12 / M12 N OF POLES : 5 0.6 M SHIELDED: YES LED: NO SHEATH MATERIAL: PUR HALOGEN: NO | 0
2573 | 1058513000 | SENSOR/ACTUATOR LINE CONNECTING LINE M12 / M12 N OF POLES : 5 30 M SHIELDED: YES LED: NO SHEATH MATERIAL: PUR HALOGEN: NO | 0
2574 | 1061900400 | SENSOR/ACTUATOR LINE ONE END WITHOUT CONNECTOR M12 N OF POLES : 4 4 M SHIELDED: NO LED: NO SHEATH MATERIAL: PUR HALOGEN: NO | 0
2575 | 1062181500 | BUS LINE ONE END WITHOUT CONNECTOR M12 N OF POLES: 5 15 M SHIELDED: YES LED: NO SHEATH MATERIAL: PVC HALOGEN: YES | 0
2576 | 1062182000 | BUS LINE ONE END WITHOUT CONNECTOR M12 N OF POLES: 5 20 M SHIELDED: YES LED: NO SHEATH MATERIAL: PVC HALOGEN: YES | 0
2577 | 1201210300 | BUS LINE N OF POLES: 4 PIN STRAIGHT RJ45 SHIELDED: YES SHEATH MATERIAL: PUR HALOGEN: NONE NO | 0
2578 | 1217042000 | BUS LINE CONNECTING LINE M12 / M12 N OF POLES: 5 20 M SHIELDED: YES LED: NO SHEATH MATERIAL: PUR HALOGEN: NO | 0
2579 | 1234750030 | SYSTEM CABLE M12 D-CODE ? FLANGE RJ45 IP 20 3 M | 766
2580 | 1244130025 | SYSTEM CABLE M12 D-CODE ? FLANGE M12 D-CODE ? PIN STRAIGHT 2.5 M | 416
2581 | 1244130031 | SYSTEM CABLE M12 D-CODE ? FLANGE M12 D-CODE ? PIN STRAIGHT 3.1 M | 416
2582 | 1244130041 | SYSTEM CABLE M12 D-CODE ? FLANGE M12 D-CODE ? PIN STRAIGHT 4.1 M | 416
2583 | 1244130047 | SYSTEM CABLE M12 D-CODE ? FLANGE M12 D-CODE ? PIN STRAIGHT 4.7 M | 416
2584 | 1244130060 | SYSTEM CABLE M12 D-CODE ? FLANGE M12 D-CODE ? PIN STRAIGHT 6 M | 416
2585 | 1244130070 | SYSTEM CABLE M12 D-CODE ? FLANGE M12 D-CODE ? PIN STRAIGHT 7 M | 416
2586 | 1279463000 | SENSOR/ACTUATOR LINE CONNECTING LINE M12 / M12 N OF POLES : 8 30 M SHIELDED: YES LED: NO SHEATH MATERIAL: PUR HALOGEN: NO | 0
2587 | 1405060060 | PRE-ASSEMBLED CABLE PAC | 34
2588 | 1405060080 | PRE-ASSEMBLED CABLE PAC | 34
2589 | 1405060100 | PRE-ASSEMBLED CABLE PAC | 34
2590 | 1434230000 | REPLACEMENT PART | 55
2591 | 1463650003 | SYSTEM CABLE OPEN M12 X-TYPE IP 67 STRAIGHT MALE CAT.6A / CLASS EA (ISO/IEC 11801 2010) PUR 0.3 M | 39
2592 | 1463650060 | SYSTEM CABLE OPEN M12 X-TYPE IP 67 STRAIGHT MALE CAT.6A / CLASS EA (ISO/IEC 11801 2010) PUR 6 M | 39
2593 | 1466230010 | PRE-ASSEMBLED CABLE PAC CABLE LIYY 0.25 MM² | 2
2594 | 1466240010 | PRE-ASSEMBLED CABLE PAC CABLE LIYCY 0.25 MM² | 2
2595 | 1489180010 | CABLE LIYY 0.25 MM² | 136
2596 | 1489210010 | CABLE LIYY 0.25 MM² | 136
2597 | 1489320010 | CABLE LIYY 0.25 MM² | 136
2598 | 1506210000 | SIGNAL CONVERTER/ISOLATOR HART® INPUT : 2 X 0(4) - 20 MA OUTPUT : 0(4)-20 MA VOLTAGE SUPPLY ALSO VIA CH20M RAIL BUS | 180
2599 | 1506220000 | SIGNAL CONVERTER/ISOLATOR HART® INPUT : 0(4)-20 MA OUTPUT : 2 X 0(4) - 20 MA VOLTAGE SUPPLY ALSO VIA CH20M RAIL BUS | 180
2600 | 1507700000 | PLUGS PREFABRICATED TO CUSTOMER SPEC. M12 PIN STRAIGHT | 57
2601 | 2539380000 | CONDUCTOR AND CABLE MARKERS 55 X 55 MM | 704
2602 | 2539390000 | CONDUCTOR AND CABLE MARKERS 58 X 55 MM | 704
2603 | 2539400000 | CONDUCTOR AND CABLE MARKERS | 915
2604 | 2540860000 | SUPPLY VOLTAGE : 24 V | 431
2605 | 2540870000 | SUPPLY VOLTAGE : 230 V | 300
2606 | 2540880000 | SUPPLY VOLTAGE : 24 V | 431
2607 | 2540890000 | SUPPLY VOLTAGE : 230 V | 300
2608 | 2540900000 | SUPPLY VOLTAGE : 24 V | 431
2609 | 2540910000 | SUPPLY VOLTAGE : 230 V | 300
2610 | 2544050000 | HDC ENCLOSURES SIZE: 8 PROTECTION DEGREE: IP65 (IN PLUGGED CONDITION) CABLE ENTRY FROM SIDE PLUG HOUSING SIDE-LOCKING CLAMP ON LOWER SIDE HIGH SIZE OF CABLE ENTRIES: M 40 | 6
2611 | 2544660000 | REMOTE I/O MODULE IP20 4-CHANNEL ANALOG SIGNALS INPUT CURRENT/VOLTAGE 16 BIT | 79
2612 | 2545540000 | FIELDPOWER® FIELD POWER® SEALING INSERT IP65 | 563
2613 | 2545550000 | FIELDPOWER® FIELD POWER® SEALING INSERT IP65 | 563
2614 | 2548900000 | POWER MODULE | 126
2615 | 2549260000 | POWER MODULE | 126
2616 | 2555170400 | SENSOR/ACTUATOR LINE M12 N OF POLES : 12 4 M SHIELDED: YES LED: NO SHEATH MATERIAL: PUR HALOGEN: NO | 0
2617 | 2555220200 | SENSOR/ACTUATOR LINE CONNECTING LINE M12 / M12 N OF POLES : 8 2 M SHIELDED: YES LED: NO SHEATH MATERIAL: PUR HALOGEN: NO | 0
2618 | 2555340000 | HEAVY-DUTY CONNECTORS ACCESSORIES SET OF FIXINGS | 951
2619 | 2556010000 | PRIMARY CURRENT: 64 A SECONDARY CURRENT MAX.: 1 A LOAD: 0.5 VA TOLERANCE CLASS: 1 CLOSED CURRENT TRANSFORMER | 41
2620 | 2556030000 | PRIMARY CURRENT: 50 A SECONDARY CURRENT MAX.: 1 A LOAD: 0.4 VA TOLERANCE CLASS: 1 CLOSED CURRENT TRANSFORMER | 41
2621 | 2556580000 | BUS LINE CONNECTING LINE M12 N OF POLES: 4 1 M PIN STRAIGHT SHIELDED: YES LED: NO SHEATH MATERIAL: PUR HALOGEN: NO | 0
2622 | 2558310000 | ESG DEVICE MARKERS X 15 MM PA 66 COLOUR: TO CUSTOMER SPECIFICATION | 92
2623 | 2558360000 | ESG DEVICE MARKERS X 20 MM PA 66 COLOUR: | 177
2624 | 2562730000 | W-SERIES FUSE TERMINAL RATED CROSS-SECTION: 6 MM² | 422
2625 | 2562740000 | W-SERIES FUSE TERMINAL RATED CROSS-SECTION: 6 MM² SCREW CONNECTION | 7
2626 | 2562750000 | W-SERIES FUSE TERMINAL RATED CROSS-SECTION: 6 MM² SCREW CONNECTION | 7
2627 | 2562760000 | W-SERIES FUSE TERMINAL RATED CROSS-SECTION: 6 MM² SCREW CONNECTION | 7
2628 | 2563810005 | PATCH CABLE RJ45 IP 20 RJ45 IP 20 CAT.6A / CLASS EA (ISO/IEC 11801 2010) LSZH 0.5 M | 14
2629 | 2563810010 | PATCH CABLE RJ45 IP 20 RJ45 IP 20 CAT.6A / CLASS EA (ISO/IEC 11801 2010) LSZH 1 M | 14
2630 | 2563810015 | PATCH CABLE RJ45 IP 20 RJ45 IP 20 CAT.6A / CLASS EA (ISO/IEC 11801 2010) LSZH 1.5 M | 14
2631 | 2563810020 | PATCH CABLE RJ45 IP 20 RJ45 IP 20 CAT.6A / CLASS EA (ISO/IEC 11801 2010) LSZH 2 M | 14
2632 | 2563810030 | PATCH CABLE RJ45 IP 20 RJ45 IP 20 CAT.6A / CLASS EA (ISO/IEC 11801 2010) LSZH 3 M | 14
2633 | 2563810050 | PATCH CABLE RJ45 IP 20 RJ45 IP 20 CAT.6A / CLASS EA (ISO/IEC 11801 2010) LSZH 5 M | 14
2634 | 2563810150 | PATCH CABLE RJ45 IP 20 RJ45 IP 20 CAT.6A / CLASS EA (ISO/IEC 11801 2010) LSZH 15 M | 14
2635 | 2563810300 | PATCH CABLE RJ45 IP 20 RJ45 IP 20 CAT.6A / CLASS EA (ISO/IEC 11801 2010) LSZH 30 M | 14
2636 | 2564950000 | FO PLUG RECONNECTABLE PLUG SCRJ POF IP20 | 983
2637 | 2568980000 | POWER SUPPLY SWITCH-MODE POWER SUPPLY UNIT 24 V | 56
2638 | 2581250000 | FEED-THROUGH TERMINAL PUSH IN 2.5 MM² 800 V 24 A DARK | 15
2639 | 2581730005 | USB CABLE USB A 3.0 USB A 3.0 PVC 0.5 M | 517
2640 | 9457230025 | SENSOR/ACTUATOR LINE CONNECTING LINE M12 / M12 N OF POLES : 3 0.25 M SHIELDED: NO LED: NO SHEATH MATERIAL: PUR HALOGEN: NO | 0
2641 | 9457230035 | SENSOR/ACTUATOR LINE CONNECTING LINE M12 / M12 N OF POLES : 3 0.35 M SHIELDED: NO LED: NO SHEATH MATERIAL: PUR HALOGEN: NO | 0
2642 | 9457230050 | SENSOR/ACTUATOR LINE CONNECTING LINE M12 / M12 N OF POLES : 3 0.5 M SHIELDED: NO LED: NO SHEATH MATERIAL: PUR HALOGEN: NO | 0
2643 | 9457230075 | SENSOR/ACTUATOR LINE CONNECTING LINE M12 / M12 N OF POLES : 3 0.75 M SHIELDED: NO LED: NO SHEATH MATERIAL: PUR HALOGEN: NO | 0
2644 | 9457230180 | SENSOR/ACTUATOR LINE CONNECTING LINE M12 / M12 N OF POLES : 3 1.8 M SHIELDED: NO LED: NO SHEATH MATERIAL: PUR HALOGEN: NO | 0
2645 | 9457230320 | SENSOR/ACTUATOR LINE CONNECTING LINE M12 / M12 N OF POLES : 3 3.2 M SHIELDED: NO LED: NO SHEATH MATERIAL: PUR HALOGEN: NO | 0
2646 | 9457230330 | SENSOR/ACTUATOR LINE CONNECTING LINE M12 / M12 N OF POLES : 3 3.3 M SHIELDED: NO LED: NO SHEATH MATERIAL: PUR HALOGEN: NO | 0
2647 | 9457230350 | SENSOR/ACTUATOR LINE CONNECTING LINE M12 / M12 N OF POLES : 3 3.5 M SHIELDED: NO LED: NO SHEATH MATERIAL: PUR HALOGEN: NO | 0
2648 | 9457230360 | SENSOR/ACTUATOR LINE CONNECTING LINE M12 / M12 N OF POLES : 3 3.6 M SHIELDED: NO LED: NO SHEATH MATERIAL: PUR HALOGEN: NO | 0
2649 | 9457230370 | SENSOR/ACTUATOR LINE CONNECTING LINE M12 / M12 N OF POLES : 3 3.7 M SHIELDED: NO LED: NO SHEATH MATERIAL: PUR HALOGEN: NO | 0
2650 | 9457230410 | SENSOR/ACTUATOR LINE CONNECTING LINE M12 / M12 N OF POLES : 3 4.1 M SHIELDED: NO LED: NO SHEATH MATERIAL: PUR HALOGEN: NO | 0
2651 | 9457230420 | SENSOR/ACTUATOR LINE CONNECTING LINE M12 / M12 N OF POLES : 3 4.2 M SHIELDED: NO LED: NO SHEATH MATERIAL: PUR HALOGEN: NO | 0
2652 | 9457230430 | SENSOR/ACTUATOR LINE CONNECTING LINE M12 / M12 N OF POLES : 3 4.3 M SHIELDED: NO LED: NO SHEATH MATERIAL: PUR HALOGEN: NO | 0
2653 | 9457230460 | SENSOR/ACTUATOR LINE CONNECTING LINE M12 / M12 N OF POLES : 3 4.6 M SHIELDED: NO LED: NO SHEATH MATERIAL: PUR HALOGEN: NO | 0
2654 | 9457230470 | SENSOR/ACTUATOR LINE CONNECTING LINE M12 / M12 N OF POLES : 3 4.7 M SHIELDED: NO LED: NO SHEATH MATERIAL: PUR HALOGEN: NO | 0
2655 | 9457230480 | SENSOR/ACTUATOR LINE CONNECTING LINE M12 / M12 N OF POLES : 3 4.8 M SHIELDED: NO LED: NO SHEATH MATERIAL: PUR HALOGEN: NO | 0
2656 | 9457230490 | SENSOR/ACTUATOR LINE CONNECTING LINE M12 / M12 N OF POLES : 3 4.9 M SHIELDED: NO LED: NO SHEATH MATERIAL: PUR HALOGEN: NO | 0
2657 | 9457230520 | SENSOR/ACTUATOR LINE CONNECTING LINE M12 / M12 N OF POLES : 3 5.2 M SHIELDED: NO LED: NO SHEATH MATERIAL: PUR HALOGEN: NO | 0
2658 | 9457230530 | SENSOR/ACTUATOR LINE CONNECTING LINE M12 / M12 N OF POLES : 3 5.3 M SHIELDED: NO LED: NO SHEATH MATERIAL: PUR HALOGEN: NO | 0
2659 | 9457230540 | SENSOR/ACTUATOR LINE CONNECTING LINE M12 / M12 N OF POLES : 3 5.4 M SHIELDED: NO LED: NO SHEATH MATERIAL: PUR HALOGEN: NO | 0
2660 | 9457230560 | SENSOR/ACTUATOR LINE CONNECTING LINE M12 / M12 N OF POLES : 3 5.6 M SHIELDED: NO LED: NO SHEATH MATERIAL: PUR HALOGEN: NO | 0
2661 | 9457230570 | SENSOR/ACTUATOR LINE CONNECTING LINE M12 / M12 N OF POLES : 3 5.7 M SHIELDED: NO LED: NO SHEATH MATERIAL: PUR HALOGEN: NO | 0
2662 | 9457230580 | SENSOR/ACTUATOR LINE CONNECTING LINE M12 / M12 N OF POLES : 3 5.8 M SHIELDED: NO LED: NO SHEATH MATERIAL: PUR HALOGEN: NO | 0
2663 | 9457230590 | SENSOR/ACTUATOR LINE CONNECTING LINE M12 / M12 N OF POLES : 3 5.9 M SHIELDED: NO LED: NO SHEATH MATERIAL: PUR HALOGEN: NO | 0
2664 | 9457230610 | SENSOR/ACTUATOR LINE CONNECTING LINE M12 / M12 N OF POLES : 3 6.1 M SHIELDED: NO LED: NO SHEATH MATERIAL: PUR HALOGEN: NO | 0
2665 | 9457230620 | SENSOR/ACTUATOR LINE CONNECTING LINE M12 / M12 N OF POLES : 3 6.2 M SHIELDED: NO LED: NO SHEATH MATERIAL: PUR HALOGEN: NO | 0
2666 | 9457230630 | SENSOR/ACTUATOR LINE CONNECTING LINE M12 / M12 N OF POLES : 3 6.3 M SHIELDED: NO LED: NO SHEATH MATERIAL: PUR HALOGEN: NO | 0
2667 | 9457230640 | SENSOR/ACTUATOR LINE CONNECTING LINE M12 / M12 N OF POLES : 3 6.4 M SHIELDED: NO LED: NO SHEATH MATERIAL: PUR HALOGEN: NO | 0
2668 | 9457230650 | SENSOR/ACTUATOR LINE CONNECTING LINE M12 / M12 N OF POLES : 3 6.5 M SHIELDED: NO LED: NO SHEATH MATERIAL: PUR HALOGEN: NO | 0
2669 | 9457230670 | SENSOR/ACTUATOR LINE CONNECTING LINE M12 / M12 N OF POLES : 3 6.7 M SHIELDED: NO LED: NO SHEATH MATERIAL: PUR HALOGEN: NO | 0
2670 | 9457230680 | SENSOR/ACTUATOR LINE CONNECTING LINE M12 / M12 N OF POLES : 3 6.8 M SHIELDED: NO LED: NO SHEATH MATERIAL: PUR HALOGEN: NO | 0
2671 | 9457230690 | SENSOR/ACTUATOR LINE CONNECTING LINE M12 / M12 N OF POLES : 3 6.9 M SHIELDED: NO LED: NO SHEATH MATERIAL: PUR HALOGEN: NO | 0
2672 | 9457230710 | SENSOR/ACTUATOR LINE CONNECTING LINE M12 / M12 N OF POLES : 3 7.1 M SHIELDED: NO LED: NO SHEATH MATERIAL: PUR HALOGEN: NO | 0
2673 | 9457230730 | SENSOR/ACTUATOR LINE CONNECTING LINE M12 / M12 N OF POLES : 3 7.3 M SHIELDED: NO LED: NO SHEATH MATERIAL: PUR HALOGEN: NO | 0
2674 | 9457230740 | SENSOR/ACTUATOR LINE CONNECTING LINE M12 / M12 N OF POLES : 3 7.4 M SHIELDED: NO LED: NO SHEATH MATERIAL: PUR HALOGEN: NO | 0
2675 | 9457230770 | SENSOR/ACTUATOR LINE CONNECTING LINE M12 / M12 N OF POLES : 3 7.7 M SHIELDED: NO LED: NO SHEATH MATERIAL: PUR HALOGEN: NO | 0
2676 | 9457230790 | SENSOR/ACTUATOR LINE CONNECTING LINE M12 / M12 N OF POLES : 3 7.9 M SHIELDED: NO LED: NO SHEATH MATERIAL: PUR HALOGEN: NO | 0
2677 | 9457230820 | SENSOR/ACTUATOR LINE CONNECTING LINE M12 / M12 N OF POLES : 3 8.2 M SHIELDED: NO LED: NO SHEATH MATERIAL: PUR HALOGEN: NO | 0
2678 | 9457230840 | SENSOR/ACTUATOR LINE CONNECTING LINE M12 / M12 N OF POLES : 3 8.4 M SHIELDED: NO LED: NO SHEATH MATERIAL: PUR HALOGEN: NO | 0
2679 | 9457230850 | SENSOR/ACTUATOR LINE CONNECTING LINE M12 / M12 N OF POLES : 3 8.5 M SHIELDED: NO LED: NO SHEATH MATERIAL: PUR HALOGEN: NO | 0
2680 | 9457230860 | SENSOR/ACTUATOR LINE CONNECTING LINE M12 / M12 N OF POLES : 3 8.6 M SHIELDED: NO LED: NO SHEATH MATERIAL: PUR HALOGEN: NO | 0
2681 | 9457230870 | SENSOR/ACTUATOR LINE CONNECTING LINE M12 / M12 N OF POLES : 3 8.7 M SHIELDED: NO LED: NO SHEATH MATERIAL: PUR HALOGEN: NO | 0
2682 | 9457230890 | SENSOR/ACTUATOR LINE CONNECTING LINE M12 / M12 N OF POLES : 3 8.9 M SHIELDED: NO LED: NO SHEATH MATERIAL: PUR HALOGEN: NO | 0
2683 | 9457230900 | SENSOR/ACTUATOR LINE CONNECTING LINE M12 / M12 N OF POLES : 3 9 M SHIELDED: NO LED: NO SHEATH MATERIAL: PUR HALOGEN: NO | 0
2684 | 9457230920 | SENSOR/ACTUATOR LINE CONNECTING LINE M12 / M12 N OF POLES : 3 9.2 M SHIELDED: NO LED: NO SHEATH MATERIAL: PUR HALOGEN: NO | 0
2685 | 9457230950 | SENSOR/ACTUATOR LINE CONNECTING LINE M12 / M12 N OF POLES : 3 9.5 M SHIELDED: NO LED: NO SHEATH MATERIAL: PUR HALOGEN: NO | 0
2686 | 9457230960 | SENSOR/ACTUATOR LINE CONNECTING LINE M12 / M12 N OF POLES : 3 9.6 M SHIELDED: NO LED: NO SHEATH MATERIAL: PUR HALOGEN: NO | 0
2687 | 9457230970 | SENSOR/ACTUATOR LINE CONNECTING LINE M12 / M12 N OF POLES : 3 9.7 M SHIELDED: NO LED: NO SHEATH MATERIAL: PUR HALOGEN: NO | 0
2688 | 9457231010 | SENSOR/ACTUATOR LINE CONNECTING LINE M12 / M12 N OF POLES : 3 10.1 M SHIELDED: NO LED: NO SHEATH MATERIAL: PUR HALOGEN: NO | 0
2689 | 9457231020 | SENSOR/ACTUATOR LINE CONNECTING LINE M12 / M12 N OF POLES : 3 10.2 M SHIELDED: NO LED: NO SHEATH MATERIAL: PUR HALOGEN: NO | 0
2690 | 9457231040 | SENSOR/ACTUATOR LINE CONNECTING LINE M12 / M12 N OF POLES : 3 10.4 M SHIELDED: NO LED: NO SHEATH MATERIAL: PUR HALOGEN: NO | 0
2691 | 9457231050 | SENSOR/ACTUATOR LINE CONNECTING LINE M12 / M12 N OF POLES : 3 10.5 M SHIELDED: NO LED: NO SHEATH MATERIAL: PUR HALOGEN: NO | 0
2692 | 9457231070 | SENSOR/ACTUATOR LINE CONNECTING LINE M12 / M12 N OF POLES : 3 10.7 M SHIELDED: NO LED: NO SHEATH MATERIAL: PUR HALOGEN: NO | 0
2693 | 9457231120 | SENSOR/ACTUATOR LINE CONNECTING LINE M12 / M12 N OF POLES : 3 11.2 M SHIELDED: NO LED: NO SHEATH MATERIAL: PUR HALOGEN: NO | 0
2694 | 9457231140 | SENSOR/ACTUATOR LINE CONNECTING LINE M12 / M12 N OF POLES : 3 11.4 M SHIELDED: NO LED: NO SHEATH MATERIAL: PUR HALOGEN: NO | 0
2695 | 9457231150 | SENSOR/ACTUATOR LINE CONNECTING LINE M12 / M12 N OF POLES : 3 11.5 M SHIELDED: NO LED: NO SHEATH MATERIAL: PUR HALOGEN: NO | 0
2696 | 9457231170 | SENSOR/ACTUATOR LINE CONNECTING LINE M12 / M12 N OF POLES : 3 11.7 M SHIELDED: NO LED: NO SHEATH MATERIAL: PUR HALOGEN: NO | 0
2697 | 9457231220 | SENSOR/ACTUATOR LINE CONNECTING LINE M12 / M12 N OF POLES : 3 12.2 M SHIELDED: NO LED: NO SHEATH MATERIAL: PUR HALOGEN: NO | 0
2698 | 9457231230 | SENSOR/ACTUATOR LINE CONNECTING LINE M12 / M12 N OF POLES : 3 12.3 M SHIELDED: NO LED: NO SHEATH MATERIAL: PUR HALOGEN: NO | 0
2699 | 9457231240 | SENSOR/ACTUATOR LINE CONNECTING LINE M12 / M12 N OF POLES : 3 12.4 M SHIELDED: NO LED: NO SHEATH MATERIAL: PUR HALOGEN: NO | 0
2700 | 9457231300 | SENSOR/ACTUATOR LINE CONNECTING LINE M12 / M12 N OF POLES : 3 13 M SHIELDED: NO LED: NO SHEATH MATERIAL: PUR HALOGEN: NO | 0
2701 | 9457231350 | SENSOR/ACTUATOR LINE CONNECTING LINE M12 / M12 N OF POLES : 3 13.5 M SHIELDED: NO LED: NO SHEATH MATERIAL: PUR HALOGEN: NO | 0
2702 | 9457231450 | SENSOR/ACTUATOR LINE CONNECTING LINE M12 / M12 N OF POLES : 3 14.5 M SHIELDED: NO LED: NO SHEATH MATERIAL: PUR HALOGEN: NO | 0
2703 | 9457340330 | SENSOR/ACTUATOR LINE CONNECTING LINE M12 / M12 N OF POLES : 5 3.3 M SHIELDED: NO LED: NO SHEATH MATERIAL: PUR HALOGEN: NO | 0
2704 | 9457340340 | SENSOR/ACTUATOR LINE CONNECTING LINE M12 / M12 N OF POLES : 5 3.4 M SHIELDED: NO LED: NO SHEATH MATERIAL: PUR HALOGEN: NO | 0
2705 | 9457340460 | SENSOR/ACTUATOR LINE CONNECTING LINE M12 / M12 N OF POLES : 5 4.6 M SHIELDED: NO LED: NO SHEATH MATERIAL: PUR HALOGEN: NO | 0
2706 | 9457340520 | SENSOR/ACTUATOR LINE CONNECTING LINE M12 / M12 N OF POLES : 5 5.2 M SHIELDED: NO LED: NO SHEATH MATERIAL: PUR HALOGEN: NO | 0
2707 | 9457340620 | SENSOR/ACTUATOR LINE CONNECTING LINE M12 / M12 N OF POLES : 5 6.2 M SHIELDED: NO LED: NO SHEATH MATERIAL: PUR HALOGEN: NO | 0
2708 | 9457340650 | SENSOR/ACTUATOR LINE CONNECTING LINE M12 / M12 N OF POLES : 5 6.5 M SHIELDED: NO LED: NO SHEATH MATERIAL: PUR HALOGEN: NO | 0
2709 | 9457340800 | SENSOR/ACTUATOR LINE CONNECTING LINE M12 / M12 N OF POLES : 5 8 M SHIELDED: NO LED: NO SHEATH MATERIAL: PUR HALOGEN: NO | 0
2710 | 9457340900 | SENSOR/ACTUATOR LINE CONNECTING LINE M12 / M12 N OF POLES : 5 9 M SHIELDED: NO LED: NO SHEATH MATERIAL: PUR HALOGEN: NO | 0
2711 | 9457340920 | SENSOR/ACTUATOR LINE CONNECTING LINE M12 / M12 N OF POLES : 5 9.2 M SHIELDED: NO LED: NO SHEATH MATERIAL: PUR HALOGEN: NO | 0
2712 | 9457390160 | SENSOR/ACTUATOR LINE CONNECTING LINE M12 / M12 N OF POLES : 3 1.6 M SHIELDED: NO LED: NO SHEATH MATERIAL: PUR HALOGEN: NO | 0
2713 | 9457390340 | SENSOR/ACTUATOR LINE CONNECTING LINE M12 / M12 N OF POLES : 3 3.4 M SHIELDED: NO LED: NO SHEATH MATERIAL: PUR HALOGEN: NO | 0
2714 | 9457390480 | SENSOR/ACTUATOR LINE CONNECTING LINE M12 / M12 N OF POLES : 3 4.8 M SHIELDED: NO LED: NO SHEATH MATERIAL: PUR HALOGEN: NO | 0
2715 | 9457390510 | SENSOR/ACTUATOR LINE CONNECTING LINE M12 / M12 N OF POLES : 3 5.1 M SHIELDED: NO LED: NO SHEATH MATERIAL: PUR HALOGEN: NO | 0
2716 | 9457390560 | SENSOR/ACTUATOR LINE CONNECTING LINE M12 / M12 N OF POLES : 3 5.6 M SHIELDED: NO LED: NO SHEATH MATERIAL: PUR HALOGEN: NO | 0
2717 | 9457390660 | SENSOR/ACTUATOR LINE CONNECTING LINE M12 / M12 N OF POLES : 3 6.6 M SHIELDED: NO LED: NO SHEATH MATERIAL: PUR HALOGEN: NO | 0
2718 | 9457390680 | SENSOR/ACTUATOR LINE CONNECTING LINE M12 / M12 N OF POLES : 3 6.8 M SHIELDED: NO LED: NO SHEATH MATERIAL: PUR HALOGEN: NO | 0
2719 | 9457390710 | SENSOR/ACTUATOR LINE CONNECTING LINE M12 / M12 N OF POLES : 3 7.1 M SHIELDED: NO LED: NO SHEATH MATERIAL: PUR HALOGEN: NO | 0
2720 | 9457390720 | SENSOR/ACTUATOR LINE CONNECTING LINE M12 / M12 N OF POLES : 3 7.2 M SHIELDED: NO LED: NO SHEATH MATERIAL: PUR HALOGEN: NO | 0
2721 | 9457390770 | SENSOR/ACTUATOR LINE CONNECTING LINE M12 / M12 N OF POLES : 3 7.7 M SHIELDED: NO LED: NO SHEATH MATERIAL: PUR HALOGEN: NO | 0
2722 | 9457390780 | SENSOR/ACTUATOR LINE CONNECTING LINE M12 / M12 N OF POLES : 3 7.8 M SHIELDED: NO LED: NO SHEATH MATERIAL: PUR HALOGEN: NO | 0
2723 | 9457390860 | SENSOR/ACTUATOR LINE CONNECTING LINE M12 / M12 N OF POLES : 3 8.6 M SHIELDED: NO LED: NO SHEATH MATERIAL: PUR HALOGEN: NO | 0
2724 | 9457390870 | SENSOR/ACTUATOR LINE CONNECTING LINE M12 / M12 N OF POLES : 3 8.7 M SHIELDED: NO LED: NO SHEATH MATERIAL: PUR HALOGEN: NO | 0
2725 | 9457390880 | SENSOR/ACTUATOR LINE CONNECTING LINE M12 / M12 N OF POLES : 3 8.8 M SHIELDED: NO LED: NO SHEATH MATERIAL: PUR HALOGEN: NO | 0
2726 | 9457390930 | SENSOR/ACTUATOR LINE CONNECTING LINE M12 / M12 N OF POLES : 3 9.3 M SHIELDED: NO LED: NO SHEATH MATERIAL: PUR HALOGEN: NO | 0
2727 | 9457390940 | SENSOR/ACTUATOR LINE CONNECTING LINE M12 / M12 N OF POLES : 3 9.4 M SHIELDED: NO LED: NO SHEATH MATERIAL: PUR HALOGEN: NO | 0
2728 | 9457391020 | SENSOR/ACTUATOR LINE CONNECTING LINE M12 / M12 N OF POLES : 3 10.2 M SHIELDED: NO LED: NO SHEATH MATERIAL: PUR HALOGEN: NO | 0
2729 | 9457391050 | SENSOR/ACTUATOR LINE CONNECTING LINE M12 / M12 N OF POLES : 3 10.5 M SHIELDED: NO LED: NO SHEATH MATERIAL: PUR HALOGEN: NO | 0
2730 | 9457391060 | SENSOR/ACTUATOR LINE CONNECTING LINE M12 / M12 N OF POLES : 3 10.6 M SHIELDED: NO LED: NO SHEATH MATERIAL: PUR HALOGEN: NO | 0
2731 | 9457391150 | SENSOR/ACTUATOR LINE CONNECTING LINE M12 / M12 N OF POLES : 3 11.5 M SHIELDED: NO LED: NO SHEATH MATERIAL: PUR HALOGEN: NO | 0
2732 | 9457391160 | SENSOR/ACTUATOR LINE CONNECTING LINE M12 / M12 N OF POLES : 3 11.6 M SHIELDED: NO LED: NO SHEATH MATERIAL: PUR HALOGEN: NO | 0
2733 | 9457391200 | SENSOR/ACTUATOR LINE CONNECTING LINE M12 / M12 N OF POLES : 3 12 M SHIELDED: NO LED: NO SHEATH MATERIAL: PUR HALOGEN: NO | 0
2734 | 9457391300 | SENSOR/ACTUATOR LINE CONNECTING LINE M12 / M12 N OF POLES : 3 13 M SHIELDED: NO LED: NO SHEATH MATERIAL: PUR HALOGEN: NO | 0
2735 | 9457460030 | SENSOR/ACTUATOR LINE ONE END WITHOUT CONNECTOR M8 N OF POLES : 3 0.3 M SHIELDED: NO LED: YES SHEATH MATERIAL: PUR HALOGEN: NO | 0
2736 | 9457711500 | VALVE PLUG ONE END WITHOUT CONNECTOR - VALVE PLUG | 61
2737 | 9457712500 | VALVE PLUG ONE END WITHOUT CONNECTOR - VALVE PLUG | 61
2738 | 9457730400 | SENSOR/ACTUATOR LINE ONE END WITHOUT CONNECTOR M12 N OF POLES : 4 4 M SHIELDED: NO LED: NO SHEATH MATERIAL: PUR HALOGEN: NO | 0
2739 | 9457731250 | SENSOR/ACTUATOR LINE ONE END WITHOUT CONNECTOR M12 N OF POLES : 4 12.5 M SHIELDED: NO LED: NO SHEATH MATERIAL: PUR HALOGEN: NO | 0
2740 | 9457733500 | SENSOR/ACTUATOR LINE ONE END WITHOUT CONNECTOR M12 N OF POLES : 4 35 M SHIELDED: NO LED: NO SHEATH MATERIAL: PUR HALOGEN: NO | 0
2741 | 9457741540 | SENSOR/ACTUATOR LINE ONE END WITHOUT CONNECTOR M12 N OF POLES : 4 15.4 M SHIELDED: NO LED: NO SHEATH MATERIAL: PUR HALOGEN: NO | 0
2742 | 9457770040 | SENSOR/ACTUATOR LINE CONNECTING LINE N OF POLES : 3 0.4 M SHIELDED: NO LED: NO SHEATH MATERIAL: PUR HALOGEN: NO | 0
2743 | 9457770080 | SENSOR/ACTUATOR LINE CONNECTING LINE N OF POLES : 3 0.8 M SHIELDED: NO LED: NO SHEATH MATERIAL: PUR HALOGEN: NO | 0
2744 | 9457770190 | SENSOR/ACTUATOR LINE CONNECTING LINE N OF POLES : 3 1.9 M SHIELDED: NO LED: NO SHEATH MATERIAL: PUR HALOGEN: NO | 0
2745 | 9457770360 | SENSOR/ACTUATOR LINE CONNECTING LINE N OF POLES : 3 3.6 M SHIELDED: NO LED: NO SHEATH MATERIAL: PUR HALOGEN: NO | 0
2746 | 9457770460 | SENSOR/ACTUATOR LINE CONNECTING LINE N OF POLES : 3 4.6 M SHIELDED: NO LED: NO SHEATH MATERIAL: PUR HALOGEN: NO | 0
2747 | 9457770520 | SENSOR/ACTUATOR LINE CONNECTING LINE N OF POLES : 3 5.2 M SHIELDED: NO LED: NO SHEATH MATERIAL: PUR HALOGEN: NO | 0
2748 | 9457770640 | SENSOR/ACTUATOR LINE CONNECTING LINE N OF POLES : 3 6.4 M SHIELDED: NO LED: NO SHEATH MATERIAL: PUR HALOGEN: NO | 0
2749 | 9457770740 | SENSOR/ACTUATOR LINE CONNECTING LINE N OF POLES : 3 7.4 M SHIELDED: NO LED: NO SHEATH MATERIAL: PUR HALOGEN: NO | 0
2750 | 9457810160 | SENSOR/ACTUATOR LINE ONE END WITHOUT CONNECTOR M12 N OF POLES : 3 1.6 M SHIELDED: NO LED: NO SHEATH MATERIAL: PUR HALOGEN: NO | 0
2751 | 9457810180 | SENSOR/ACTUATOR LINE ONE END WITHOUT CONNECTOR M12 N OF POLES : 3 1.8 M SHIELDED: NO LED: NO SHEATH MATERIAL: PUR HALOGEN: NO | 0
2752 | 9457810260 | SENSOR/ACTUATOR LINE ONE END WITHOUT CONNECTOR M12 N OF POLES : 3 2.6 M SHIELDED: NO LED: NO SHEATH MATERIAL: PUR HALOGEN: NO | 0
2753 | 9457810350 | SENSOR/ACTUATOR LINE ONE END WITHOUT CONNECTOR M12 N OF POLES : 3 3.5 M SHIELDED: NO LED: NO SHEATH MATERIAL: PUR HALOGEN: NO | 0
2754 | 9457810400 | SENSOR/ACTUATOR LINE ONE END WITHOUT CONNECTOR M12 N OF POLES : 3 4 M SHIELDED: NO LED: NO SHEATH MATERIAL: PUR HALOGEN: NO | 0
2755 | 9457810420 | SENSOR/ACTUATOR LINE ONE END WITHOUT CONNECTOR M12 N OF POLES : 3 4.2 M SHIELDED: NO LED: NO SHEATH MATERIAL: PUR HALOGEN: NO | 0
2756 | 9457810470 | SENSOR/ACTUATOR LINE ONE END WITHOUT CONNECTOR M12 N OF POLES : 3 4.7 M SHIELDED: NO LED: NO SHEATH MATERIAL: PUR HALOGEN: NO | 0
2757 | 9457810550 | SENSOR/ACTUATOR LINE ONE END WITHOUT CONNECTOR M12 N OF POLES : 3 5.5 M PIN STRAIGHT SHIELDED: NO LED: NO SHEATH MATERIAL: PUR HALOGEN: NO | 0
2758 | 9457810580 | SENSOR/ACTUATOR LINE ONE END WITHOUT CONNECTOR M12 N OF POLES : 3 5.8 M PIN STRAIGHT SHIELDED: NO LED: NO SHEATH MATERIAL: PUR HALOGEN: NO | 0
2759 | 9457810600 | SENSOR/ACTUATOR LINE ONE END WITHOUT CONNECTOR M12 N OF POLES : 3 6 M PIN STRAIGHT SHIELDED: NO LED: NO SHEATH MATERIAL: PUR HALOGEN: NO | 0
2760 | 9457810630 | SENSOR/ACTUATOR LINE ONE END WITHOUT CONNECTOR M12 N OF POLES : 3 6.3 M PIN STRAIGHT SHIELDED: NO LED: NO SHEATH MATERIAL: PUR HALOGEN: NO | 0
2761 | 9457810650 | SENSOR/ACTUATOR LINE ONE END WITHOUT CONNECTOR M12 N OF POLES : 3 6.5 M PIN STRAIGHT SHIELDED: NO LED: NO SHEATH MATERIAL: PUR HALOGEN: NO | 0
2762 | 9457810750 | SENSOR/ACTUATOR LINE ONE END WITHOUT CONNECTOR M12 N OF POLES : 3 7.5 M PIN STRAIGHT SHIELDED: NO LED: NO SHEATH MATERIAL: PUR HALOGEN: NO | 0
2763 | 9457810800 | SENSOR/ACTUATOR LINE ONE END WITHOUT CONNECTOR M12 N OF POLES : 3 8 M PIN STRAIGHT SHIELDED: NO LED: NO SHEATH MATERIAL: PUR HALOGEN: NO | 0
2764 | 9457810850 | SENSOR/ACTUATOR LINE ONE END WITHOUT CONNECTOR M12 N OF POLES : 3 8.5 M PIN STRAIGHT SHIELDED: NO LED: NO SHEATH MATERIAL: PUR HALOGEN: NO | 0
2765 | 9457820600 | SENSOR/ACTUATOR LINE ONE END WITHOUT CONNECTOR M12 N OF POLES : 3 6 M SHIELDED: NO LED: NO SHEATH MATERIAL: PUR HALOGEN: NO | 0
2766 | 9457820900 | SENSOR/ACTUATOR LINE ONE END WITHOUT CONNECTOR M12 N OF POLES : 3 9 M SHIELDED: NO LED: NO SHEATH MATERIAL: PUR HALOGEN: NO | 0
2767 | 9457850050 | SENSOR/ACTUATOR LINE ONE END WITHOUT CONNECTOR M8 N OF POLES : 4 0.5 M SHIELDED: NO LED: NO SHEATH MATERIAL: PUR HALOGEN: NO | 0
2768 | 9457850550 | SENSOR/ACTUATOR LINE ONE END WITHOUT CONNECTOR M8 N OF POLES : 4 5.5 M SHIELDED: NO LED: NO SHEATH MATERIAL: PUR HALOGEN: NO | 0
2769 | 9457850710 | SENSOR/ACTUATOR LINE ONE END WITHOUT CONNECTOR M8 N OF POLES : 4 7.1 M SHIELDED: NO LED: NO SHEATH MATERIAL: PUR HALOGEN: NO | 0
2770 | 9457850930 | SENSOR/ACTUATOR LINE ONE END WITHOUT CONNECTOR M8 N OF POLES : 4 9.3 M SHIELDED: NO LED: NO SHEATH MATERIAL: PUR HALOGEN: NO | 0
2771 | 9457854000 | SENSOR/ACTUATOR LINE ONE END WITHOUT CONNECTOR M8 N OF POLES : 4 40 M SHIELDED: NO LED: NO SHEATH MATERIAL: PUR HALOGEN: NO | 0
2772 | 9457910250 | SENSOR/ACTUATOR LINE ONE END WITHOUT CONNECTOR M12 N OF POLES : 5 2.5 M SHIELDED: NO LED: NO SHEATH MATERIAL: PUR HALOGEN: NO | 0
2773 | 9457910400 | SENSOR/ACTUATOR LINE ONE END WITHOUT CONNECTOR M12 N OF POLES : 5 4 M SHIELDED: NO LED: NO SHEATH MATERIAL: PUR HALOGEN: NO | 0
2774 | 9457910950 | SENSOR/ACTUATOR LINE ONE END WITHOUT CONNECTOR M12 N OF POLES : 5 9.5 M SHIELDED: NO LED: NO SHEATH MATERIAL: PUR HALOGEN: NO | 0
2775 | 9457911200 | SENSOR/ACTUATOR LINE ONE END WITHOUT CONNECTOR M12 N OF POLES : 5 12 M SHIELDED: NO LED: NO SHEATH MATERIAL: PUR HALOGEN: NO | 0
2776 | 9457915000 | SENSOR/ACTUATOR LINE ONE END WITHOUT CONNECTOR M12 N OF POLES : 5 50 M SHIELDED: NO LED: NO SHEATH MATERIAL: PUR HALOGEN: NO | 0
2777 | 9457980130 | SENSOR/ACTUATOR LINE CONNECTING LINE N OF POLES : 3 1.3 M SHIELDED: NO LED: NO SHEATH MATERIAL: PUR HALOGEN: NO | 0
2778 | 9457980280 | SENSOR/ACTUATOR LINE CONNECTING LINE N OF POLES : 3 2.8 M SHIELDED: NO LED: NO SHEATH MATERIAL: PUR HALOGEN: NO | 0
2779 | 9457980310 | SENSOR/ACTUATOR LINE CONNECTING LINE N OF POLES : 3 3.1 M SHIELDED: NO LED: NO SHEATH MATERIAL: PUR HALOGEN: NO | 0
2780 | 9457980400 | SENSOR/ACTUATOR LINE CONNECTING LINE N OF POLES : 3 4 M SHIELDED: NO LED: NO SHEATH MATERIAL: PUR HALOGEN: NO | 0
2781 | 9457980410 | SENSOR/ACTUATOR LINE CONNECTING LINE N OF POLES : 3 4.1 M SHIELDED: NO LED: NO SHEATH MATERIAL: PUR HALOGEN: NO | 0
2782 | 9457980440 | SENSOR/ACTUATOR LINE CONNECTING LINE N OF POLES : 3 4.4 M SHIELDED: NO LED: NO SHEATH MATERIAL: PUR HALOGEN: NO | 0
2783 | 9457980460 | SENSOR/ACTUATOR LINE CONNECTING LINE N OF POLES : 3 4.6 M SHIELDED: NO LED: NO SHEATH MATERIAL: PUR HALOGEN: NO | 0
2784 | 9457980520 | SENSOR/ACTUATOR LINE CONNECTING LINE N OF POLES : 3 5.2 M SHIELDED: NO LED: NO SHEATH MATERIAL: PUR HALOGEN: NO | 0
2785 | 9457980530 | SENSOR/ACTUATOR LINE CONNECTING LINE N OF POLES : 3 5.3 M SHIELDED: NO LED: NO SHEATH MATERIAL: PUR HALOGEN: NO | 0
2786 | 9457980560 | SENSOR/ACTUATOR LINE CONNECTING LINE N OF POLES : 3 5.6 M SHIELDED: NO LED: NO SHEATH MATERIAL: PUR HALOGEN: NO | 0
2787 | 9457980610 | SENSOR/ACTUATOR LINE CONNECTING LINE N OF POLES : 3 6.1 M SHIELDED: NO LED: NO SHEATH MATERIAL: PUR HALOGEN: NO | 0
2788 | 9457980620 | SENSOR/ACTUATOR LINE CONNECTING LINE N OF POLES : 3 6.2 M SHIELDED: NO LED: NO SHEATH MATERIAL: PUR HALOGEN: NO | 0
2789 | 9457980630 | SENSOR/ACTUATOR LINE CONNECTING LINE N OF POLES : 3 6.3 M SHIELDED: NO LED: NO SHEATH MATERIAL: PUR HALOGEN: NO | 0
2790 | 9457980660 | SENSOR/ACTUATOR LINE CONNECTING LINE N OF POLES : 3 6.6 M SHIELDED: NO LED: NO SHEATH MATERIAL: PUR HALOGEN: NO | 0
2791 | 9457980680 | SENSOR/ACTUATOR LINE CONNECTING LINE N OF POLES : 3 6.8 M SHIELDED: NO LED: NO SHEATH MATERIAL: PUR HALOGEN: NO | 0
2792 | 9457980710 | SENSOR/ACTUATOR LINE CONNECTING LINE N OF POLES : 3 7.1 M SHIELDED: NO LED: NO SHEATH MATERIAL: PUR HALOGEN: NO | 0
2793 | 9457980720 | SENSOR/ACTUATOR LINE CONNECTING LINE N OF POLES : 3 7.2 M SHIELDED: NO LED: NO SHEATH MATERIAL: PUR HALOGEN: NO | 0
2794 | 9457980740 | SENSOR/ACTUATOR LINE CONNECTING LINE N OF POLES : 3 7.4 M SHIELDED: NO LED: NO SHEATH MATERIAL: PUR HALOGEN: NO | 0
2795 | 9457980760 | SENSOR/ACTUATOR LINE CONNECTING LINE N OF POLES : 3 7.6 M SHIELDED: NO LED: NO SHEATH MATERIAL: PUR HALOGEN: NO | 0
2796 | 9457980800 | SENSOR/ACTUATOR LINE CONNECTING LINE N OF POLES : 3 8 M SHIELDED: NO LED: NO SHEATH MATERIAL: PUR HALOGEN: NO | 0
2797 | 9457980820 | SENSOR/ACTUATOR LINE CONNECTING LINE N OF POLES : 3 8.2 M SHIELDED: NO LED: NO SHEATH MATERIAL: PUR HALOGEN: NO | 0
2798 | 9457980840 | SENSOR/ACTUATOR LINE CONNECTING LINE N OF POLES : 3 8.4 M SHIELDED: NO LED: NO SHEATH MATERIAL: PUR HALOGEN: NO | 0
2799 | 9457980850 | SENSOR/ACTUATOR LINE CONNECTING LINE N OF POLES : 3 8.5 M SHIELDED: NO LED: NO SHEATH MATERIAL: PUR HALOGEN: NO | 0
2800 | 9457980860 | SENSOR/ACTUATOR LINE CONNECTING LINE N OF POLES : 3 8.6 M SHIELDED: NO LED: NO SHEATH MATERIAL: PUR HALOGEN: NO | 0
2801 | 9457980900 | SENSOR/ACTUATOR LINE CONNECTING LINE N OF POLES : 3 9 M SHIELDED: NO LED: NO SHEATH MATERIAL: PUR HALOGEN: NO | 0
2802 | 9457980920 | SENSOR/ACTUATOR LINE CONNECTING LINE N OF POLES : 3 9.2 M SHIELDED: NO LED: NO SHEATH MATERIAL: PUR HALOGEN: NO | 0
2803 | 9457980950 | SENSOR/ACTUATOR LINE CONNECTING LINE N OF POLES : 3 9.5 M SHIELDED: NO LED: NO SHEATH MATERIAL: PUR HALOGEN: NO | 0
2804 | 9457981020 | SENSOR/ACTUATOR LINE CONNECTING LINE N OF POLES : 3 10.2 M SHIELDED: NO LED: NO SHEATH MATERIAL: PUR HALOGEN: NO | 0
2805 | 9457981100 | SENSOR/ACTUATOR LINE CONNECTING LINE N OF POLES : 3 11 M SHIELDED: NO LED: NO SHEATH MATERIAL: PUR HALOGEN: NO | 0
2806 | 9457981200 | SENSOR/ACTUATOR LINE CONNECTING LINE N OF POLES : 3 12 M SHIELDED: NO LED: NO SHEATH MATERIAL: PUR HALOGEN: NO | 0
2807 | 9457981220 | SENSOR/ACTUATOR LINE CONNECTING LINE N OF POLES : 3 12.2 M SHIELDED: NO LED: NO SHEATH MATERIAL: PUR HALOGEN: NO | 0
2808 | 9457981300 | SENSOR/ACTUATOR LINE CONNECTING LINE N OF POLES : 3 13 M SHIELDED: NO LED: NO SHEATH MATERIAL: PUR HALOGEN: NO | 0
2809 | 2576150000 | D-SERIES DRI RELAY MODULE N OF CONTACTS: 2 CO CONTACT AGSNO RATED CONTROL VOLTAGE: 230 V AC CONTINUOUS CURRENT: 5 A PUSH IN TEST BUTTON AVAILABLE: YES | 3
2810 | 2576060000 | D-SERIES DRM RELAY MODULE N OF CONTACTS: 4 CO CONTACT AGNI FLASH GOLD-PLATED RATED CONTROL VOLTAGE: 230 V AC CONTINUOUS CURRENT: 5 A PUSH IN TEST BUTTON AVAILABLE: YES | 3
2811 | 2562040000 | W-SERIES FUSE TERMINAL RATED CROSS-SECTION: 4 MM² SCREW CONNECTION | 7
2812 | 2562000000 | W-SERIES FUSE TERMINAL RATED CROSS-SECTION: 4 MM² SCREW CONNECTION | 7
2813 | 2562010000 | W-SERIES FUSE TERMINAL RATED CROSS-SECTION: 4 MM² SCREW CONNECTION | 7
2814 | 2562020000 | W-SERIES FUSE TERMINAL RATED CROSS-SECTION: 4 MM² SCREW CONNECTION | 7
2815 | 2562030000 | W-SERIES FUSE TERMINAL RATED CROSS-SECTION: 4 MM² SCREW CONNECTION | 7
2816 | 2544040000 | HDC ENCLOSURES SIZE: 6 PROTECTION DEGREE: IP65 (IN PLUGGED CONDITION) CABLE ENTRY FROM TOP PLUG HOUSING SIDE-LOCKING CLAMP ON LOWER SIDE HIGH SIZE OF CABLE ENTRIES: M 40 | 6
2817 | 2543980000 | HDC ENCLOSURES SIZE: 4 PROTECTION DEGREE: IP65 (IN PLUGGED CONDITION) CABLE ENTRY FROM SIDE PLUG HOUSING END-LOCKING CLAMP LOWER SIDE HIGH SIZE OF CABLE ENTRIES: M 32 | 6
2818 | 2543970000 | HDC ENCLOSURES SIZE: 3 PROTECTION DEGREE: IP65 (IN PLUGGED CONDITION) CABLE ENTRY FROM TOP PLUG HOUSING END-LOCKING CLAMP LOWER SIDE HIGH SIZE OF CABLE ENTRIES: M 32 | 6
2819 | 2544000000 | HDC ENCLOSURES SIZE: 4 PROTECTION DEGREE: IP65 (IN PLUGGED CONDITION) CABLE ENTRY FROM TOP PLUG HOUSING END-LOCKING CLAMP LOWER SIDE HIGH SIZE OF CABLE ENTRIES: M 32 | 6
2820 | 1010850005 | SYSTEM CABLE M12 D-CODE ? IP 67 STRAIGHT PIN M12 D-CODE ? IP 67 STRAIGHT PIN CAT.5 (ISO/IEC 11801) / CAT.5E (TIA T568-B) RADOX GKW S 0.5 M | 11
2821 | 1059750025 | DRAGLINE CABLE PROFINET M12 D-CODE ? IP 67 ANGLED PIN OPEN CAT.5 (ISO/IEC 11801) / CAT.5E (TIA T568-B) PUR 2.5 M | 11
2822 | 1059750075 | DRAGLINE CABLE PROFINET M12 D-CODE ? IP 67 ANGLED PIN OPEN CAT.5 (ISO/IEC 11801) / CAT.5E (TIA T568-B) PUR 7.5 M | 11
2823 | 2556410000 | TERMSERIES CROSS-CONNECTOR | 143
2824 | 2556400000 | TERMSERIES CROSS-CONNECTOR | 143
2825 | 2556480000 | TERMSERIES CROSS-CONNECTOR | 143
2826 | 2556440000 | TERMSERIES CROSS-CONNECTOR | 143
2827 | 2556470000 | TERMSERIES CROSS-CONNECTOR | 143
2828 | 2539970000 | DOUBLE-TIER TERMINAL PUSH IN 4 MM² 800 V 32 A DARK | 282
2829 | 2560740000 | HDC ENCLOSURES SIZE: 6 PROTECTION DEGREE: IP65 (IN PLUGGED CONDITION) BASE HOUSING SIDE-LOCKING CLAMP ON LOWER SIDE SDARD SIZE OF CABLE ENTRIES: M 25 | 6
2830 | 2657180000 | THM CONDUCTOR AND CABLE MARKERS 6 - 12 MM 25.4 X 57.2 MM | 21
2831 | 2540630000 | PLUG 4 MM² 690 V 32 A GREEN | 655
2832 | 2540050000 | FEED-THROUGH TERMINAL PUSH IN 4 MM² 800 V 32 A DARK | 15
2833 | 2540580000 | PLUG 4 MM² 690 V 32 A DARK | 246
2834 | 2540360000 | PLUG 4 MM² 690 V 32 A DARK | 246
2835 | 2540800000 | A-SERIES END PLATE | 52
2836 | 2681790000 | PRINTED CIRCUIT BOARD TERMINALS 5.00 MM N OF POLES: 5 CLAMPING RANGE MAX. : 2.5 MM² | 49
2837 | 2662630000 | 100 MM X 40 MM 4.00 MM X 6.00 MM 2000 MM | 173
2838 | 2662470000 | 40 MM X 80 MM 4.00 MM X 6.00 MM 2000 MM | 173
2839 | 1234750002 | SYSTEM CABLE M12 D-CODE ? FLANGE RJ45 IP 20 0.2 M | 766
2840 | 1025950170 | DRAGLINE CABLE PROFINET M12 D-CODE ? IP 67 STRAIGHT PIN M12 D-CODE ? IP 67 STRAIGHT PIN CAT.5 (ISO/IEC 11801) / CAT.5E (TIA T568-B) PUR 17 M | 11
2841 | 1025940075 | DRAGLINE CABLE PROFINET | 626
2842 | 2664810000 | PLUGS PREFABRICATED TO CUSTOMER SPEC. M12 PIN STRAIGHT | 57
2843 | 2682130000 | NETWORK SWITCH UNMANAGED FAST ETHERNET N OF PORTS: 5X RJ45 IP30 -40 °C...75 °C | 50
2844 | 2681700000 | SOCKETS PREFABRICATED TO CUSTOMER SPEC. M12 FEMALE SOCKET STRAIGHT | 35
2845 | 2681540000 | SOCKETS PREFABRICATED TO CUSTOMER SPEC. M12 FEMALE SOCKET STRAIGHT | 35
2846 | 2681680000 | PLUGS PREFABRICATED TO CUSTOMER SPEC. M12 PIN STRAIGHT | 57
2847 | 2681520000 | PLUGS PREFABRICATED TO CUSTOMER SPEC. M12 PIN STRAIGHT | 57
2848 | 2681480000 | PLUGS PREFABRICATED TO CUSTOMER SPEC. M12 PIN STRAIGHT | 57
2849 | 2682150000 | NETWORK SWITCH UNMANAGED FAST ETHERNET N OF PORTS: 16X RJ45 IP30 -40 °C...75 °C | 50
2850 | 1059330200 | DRAGLINE CABLE PROFINET M12 D-CODE ? IP 67 STRAIGHT SOCKET M12 D-CODE ? IP 67 STRAIGHT PIN CAT.5 (ISO/IEC 11801) / CAT.5E (TIA T568-B) PUR 20 M | 11
2851 | 2731380000 | UNTREATED | 1238
2852 | 2737620000 | PHOTOVOLTAICS COMBINER BOX 1000 V 6 MPPT?S 2 INPUTS / 1 OUTPUT PER MPPT SURGE PROTECTION I / II WM4C | 60
2853 | 2738750000 | PRINTED CIRCUIT BOARD TERMINALS 5.08 MM N OF POLES: 3 90° SOLDER PIN LENGTH (L): 3.5 MM PUSH IN WITH ACTUATOR CLAMPING RANGE MAX. : 1.5 MM² T | 49
2854 | 2730840000 | SPARE ARRESTER LEAKAGE-CURRENT-FREE SURGE PROTECTION UP(L/N-PE) ? 1.7 KV | 542
2855 | 2730850000 | SPARE ARRESTER LEAKAGE-CURRENT-FREE SURGE PROTECTION TT NUR FÜR N-PE UP(L/N-PE) ? 1.5 KV | 542
2856 | 2733790000 | SPARE ARRESTER LEAKAGE-CURRENT-FREE SURGE PROTECTION TT NUR FÜR N-PE UP(L/N-PE) ? 1.7 KV | 542
2857 | 1490220000 | REPLACEMENT PART | 55
2858 | 1059750300 | DRAGLINE CABLE PROFINET M12 D-CODE ? IP 67 ANGLED PIN OPEN CAT.5 (ISO/IEC 11801) / CAT.5E (TIA T568-B) PUR 30 M | 11
2859 | 1059750500 | DRAGLINE CABLE PROFINET M12 D-CODE ? IP 67 ANGLED PIN OPEN CAT.5 (ISO/IEC 11801) / CAT.5E (TIA T568-B) PUR 50 M | 11
2860 | 1059750800 | DRAGLINE CABLE PROFINET M12 D-CODE ? IP 67 ANGLED PIN OPEN CAT.5 (ISO/IEC 11801) / CAT.5E (TIA T568-B) PUR 80 M | 11
2861 | 1059750400 | DRAGLINE CABLE PROFINET M12 D-CODE ? IP 67 ANGLED PIN OPEN CAT.5 (ISO/IEC 11801) / CAT.5E (TIA T568-B) PUR 40 M | 11
2862 | 1059750700 | DRAGLINE CABLE PROFINET M12 D-CODE ? IP 67 ANGLED PIN OPEN CAT.5 (ISO/IEC 11801) / CAT.5E (TIA T568-B) PUR 70 M | 11
2863 | 2675180000 | DOUBLE-TIER TERMINAL PUSH IN 4 MM² 800 V 32 A | 282
2864 | 2675160000 | DOUBLE-TIER TERMINAL PUSH IN 4 MM² 800 V 32 A | 282
2865 | 2675140000 | FEED-THROUGH TERMINAL PUSH IN 2.5 MM² 800 V | 15
2866 | 2674970000 | FEED-THROUGH TERMINAL PUSH IN 10 MM² 1000 V | 15
2867 | 2674980000 | FEED-THROUGH TERMINAL PUSH IN 10 MM² 1000 V | 15
2868 | 2674830000 | PE TERMINAL PUSH IN 4 MM² GREEN/ | 123
2869 | 2675050000 | PE TERMINAL PUSH IN 16 MM² GREEN/ | 123
2870 | 2675100000 | DOUBLE-TIER TERMINAL PUSH IN 1.5 MM² GREEN/ | 828
2871 | 2674990000 | PE TERMINAL PUSH IN 10 MM² GREEN/ | 123
2872 | 2675170000 | DOUBLE-TIER TERMINAL PUSH IN 4 MM² 800 V 32 A | 282
2873 | 2675190000 | DOUBLE-TIER TERMINAL PUSH IN 4 MM² 800 V 32 A | 282
2874 | 2675240000 | TEST-DISCONNECT TERMINAL PUSH IN 4 MM² 500 V 20 A | 93
2875 | 2675200000 | DOUBLE-TIER TERMINAL PUSH IN 4 MM² GREEN/ | 828
2876 | 2675130000 | FEED-THROUGH TERMINAL PUSH IN 2.5 MM² 800 V | 15
2877 | 2675030000 | FEED-THROUGH TERMINAL PUSH IN 16 MM² 1000 V | 15
2878 | 2675310000 | SUPPLY TERMINAL PUSH IN 6 MM² 500 V | 475
2879 | 2675040000 | FEED-THROUGH TERMINAL PUSH IN 16 MM² 1000 V | 15
2880 | 2675560000 | SUPPLY TERMINAL PUSH IN 500 V | 1246
2881 | 2675540000 | SUPPLY TERMINAL PUSH IN 6 MM² 250 V | 475
2882 | 2675430000 | SUPPLY TERMINAL PUSH IN 10 MM² 800 V | 555
2883 | 2675420000 | SUPPLY TERMINAL PUSH IN 10 MM² 800 V | 555
2884 | 2675460000 | MODULAR DISTRIBUTION TERMINALS PUSH IN 800 V | 330
2885 | 2675370000 | MODULAR DISTRIBUTION TERMINALS PUSH IN 500 V | 330
2886 | 2675610000 | INITIATOR/ACTUATOR TERMINAL PUSH IN 1.5 MM² 250 V 13.5 A DARK | 203
2887 | 2675480000 | MODULAR DISTRIBUTION TERMINALS PUSH IN 800 V | 330
2888 | 2675450000 | SUPPLY TERMINAL PUSH IN 10 MM² 800 V | 555
2889 | 2675440000 | SUPPLY TERMINAL PUSH IN 10 MM² 800 V | 555
2890 | 2675770000 | FEED-THROUGH TERMINAL PUSH IN 1.5 MM² 500 V 17.5 A DARK | 62
2891 | 2675670000 | INITIATOR/ACTUATOR TERMINAL PUSH IN 1.5 MM² 250 V 13.5 A ORANGE | 203
2892 | 2675800000 | PE TERMINAL PUSH IN 1.5 MM² 17.5 A GREEN/ | 1269
2893 | 2675650000 | INITIATOR/ACTUATOR TERMINAL PUSH IN 1.5 MM² 250 V 13.5 A ORANGE | 203
2894 | 2675630000 | INITIATOR/ACTUATOR TERMINAL PUSH IN 1.5 MM² 250 V 13.5 A ORANGE | 203
2895 | 2675660000 | INITIATOR/ACTUATOR TERMINAL PUSH IN 1.5 MM² 250 V 13.5 A ORANGE | 203
2896 | 2675740000 | FEED-THROUGH TERMINAL PUSH IN 1.5 MM² 500 V | 62
2897 | 2675950000 | FEED-THROUGH TERMINAL PUSH IN 2.5 MM² 800 V 24 A DARK | 15
2898 | 2675940000 | PE TERMINAL PUSH IN 2.5 MM² 24 A GREEN/ | 123
2899 | 2674810000 | FEED-THROUGH TERMINAL PUSH IN 4 MM² 800 V 32 A | 15
2900 | 2675840000 | PE TERMINAL PUSH IN 2.5 MM² | 433
2901 | 2675820000 | FEED-THROUGH TERMINAL PUSH IN 2.5 MM² 800 V | 15
2902 | 2675890000 | FEED-THROUGH TERMINAL PUSH IN 2.5 MM² 800 V | 15
2903 | 2675910000 | FEED-THROUGH TERMINAL PUSH IN 2.5 MM² 800 V 24 A DARK | 15
2904 | 2675920000 | FEED-THROUGH TERMINAL PUSH IN 2.5 MM² 800 V 24 A | 15
2905 | 2675930000 | FEED-THROUGH TERMINAL PUSH IN 2.5 MM² 800 V 24 A DARK | 15
2906 | 2675850000 | FEED-THROUGH TERMINAL PUSH IN 2.5 MM² 800 V | 15
2907 | 2675900000 | PE TERMINAL PUSH IN 2.5 MM² | 433
2908 | 2675830000 | FEED-THROUGH TERMINAL PUSH IN 2.5 MM² 800 V | 15
2909 | 2676080000 | PE TERMINAL PUSH IN 4 MM² | 559
2910 | 2676070000 | FEED-THROUGH TERMINAL PUSH IN 4 MM² 800 V 32 A DARK | 15
2911 | 2675990000 | FEED-THROUGH TERMINAL PUSH IN 4 MM² 800 V | 15
2912 | 2675870000 | PE TERMINAL PUSH IN 2.5 MM² | 433
2913 | 2675860000 | FEED-THROUGH TERMINAL PUSH IN 2.5 MM² 800 V | 15
2914 | 2675880000 | FEED-THROUGH TERMINAL PUSH IN 2.5 MM² 800 V | 15
2915 | 2675980000 | PE TERMINAL PUSH IN 4 MM² | 559
2916 | 2675970000 | FEED-THROUGH TERMINAL PUSH IN 4 MM² 800 V | 15
2917 | 2676050000 | FEED-THROUGH TERMINAL PUSH IN 4 MM² 800 V 32 A DARK | 15
2918 | 2676000000 | FEED-THROUGH TERMINAL PUSH IN 4 MM² 800 V | 15
2919 | 2676090000 | FEED-THROUGH TERMINAL PUSH IN 4 MM² 800 V 32 A DARK | 15
2920 | 2676060000 | FEED-THROUGH TERMINAL PUSH IN 4 MM² 800 V 32 A | 15
2921 | 2676010000 | PE TERMINAL PUSH IN 4 MM² | 559
2922 | 2676040000 | PE TERMINAL PUSH IN 4 MM² | 559
2923 | 2676030000 | FEED-THROUGH TERMINAL PUSH IN 4 MM² 800 V | 15
2924 | 2755900000 | FEED-THROUGH TERMINAL 50 MM² 1000 V 150 A | 62
2925 | 2755890000 | 35 MM² 1000 V 125 A | 1335
2926 | 2675960000 | FEED-THROUGH TERMINAL PUSH IN 4 MM² 800 V | 15
2927 | 2675640000 | INITIATOR/ACTUATOR TERMINAL PUSH IN 1.5 MM² 250 V 13.5 A ORANGE | 203
2928 | 2730750000 | SURGE VOLTAGE ARRESTER LOW VOLTAGE SURGE PROTECTION WITH REMOTE CONTACT TN-C-S TN-S | 24
2929 | 2759190000 | PCB PLUG-IN CONNECTOR FEMALE PLUG 5.08 MM N OF POLES: 3 180° PUSH IN WITH ACTUATOR TENSION-CLAMP CONNECTION CLAMPING RANGE MAX. : 3.31 MM² BOX | 1
2930 | 2562590000 | W-SERIES FUSE TERMINAL RATED CROSS-SECTION: 4 MM² SCREW CONNECTION | 7
2931 | 2564350000 | W-SERIES FUSE TERMINAL RATED CROSS-SECTION: 4 MM² SCREW CONNECTION | 7
2932 | 1373910300 | PRE-ASSEMBLED CABLE PAC CABLE LIYCY 0.34 MM² | 2
2933 | 2764130000 | COMBINER BOX 2 MPPT'S 1 INPUT / 1 OUTPUT PER MPPT SURGE PROTECTION II WM4C 1000 V | 60
2934 | 2732640030 | SYSTEM CABLE M12 L-CODE ? IP 67 STRAIGHT SOCKET PUSHPULL POWER PUR 3 M | 351
2935 | 2732640100 | SYSTEM CABLE M12 L-CODE ? IP 67 STRAIGHT SOCKET PUSHPULL POWER PUR 10 M | 351
2936 | 2732640050 | SYSTEM CABLE M12 L-CODE ? IP 67 STRAIGHT SOCKET PUSHPULL POWER PUR 5 M | 351
2937 | 2732640015 | SYSTEM CABLE M12 L-CODE ? IP 67 STRAIGHT SOCKET PUSHPULL POWER PUR 1.5 M | 351
2938 | 1044470350 | DRAGLINE CABLE PROFINET M12 D-CODE ? IP 67 STRAIGHT PIN RJ45 IP 20 CAT.5 (ISO/IEC 11801) / CAT.5E (TIA T568-B) PUR 35 M | 11
2939 | 2766950000 | PCB PLUG-IN CONNECTOR MALE PLUG 5.08 MM N OF POLES: 3 180° PUSH IN WITH ACTUATOR TENSION-CLAMP CONNECTION BOX | 1
2940 | 2766910000 | PCB PLUG-IN CONNECTOR FEMALE PLUG 5.08 MM N OF POLES: 3 90° PUSH IN WITH ACTUATOR TENSION-CLAMP CONNECTION CLAMPING RANGE MAX. : 3.31 MM² BOX | 1
2941 | 2766920000 | PCB PLUG-IN CONNECTOR FEMALE PLUG 5.08 MM N OF POLES: 3 180° PUSH IN WITH ACTUATOR TENSION-CLAMP CONNECTION CLAMPING RANGE MAX. : 3.31 MM² BOX | 1
2942 | 2766930000 | PCB PLUG-IN CONNECTOR MALE PLUG 5.08 MM N OF POLES: 3 180° PUSH IN WITH ACTUATOR TENSION-CLAMP CONNECTION BOX | 1
2943 | 2682440000 | POE INJECTOR GIGABIT ETHERNET N OF PORTS: 2X RJ45 10/100/1000BASET(X) 2X RJ45 10/100/1000 BASET(X) POE+ IP30 -40 °C...75 °C | 91
2944 | 2682290000 | NETWORK SWITCH MANAGED FAST/GIGABIT ETHERNET N OF PORTS: 6X RJ45 10/100BASET(X) 2X RJ45 10/100/1000BASET(X) IP30 -40 °C...75 °C | 91
2945 | 2682260000 | NETWORK SWITCH MANAGED FAST ETHERNET N OF PORTS: 4 X RJ45 2 * SC MULTI-MODE IP30 -40 °C...75 °C | 50
2946 | 2682270000 | NETWORK SWITCH MANAGED FAST ETHERNET N OF PORTS: 4 X RJ45 2 * SC SINGLE-MODE IP30 -40 °C...75 °C | 50
2947 | 2578040000 | CABLE LUG TERMINAL END400 MM² | 9
2948 | 2732600000 | FEED-THROUGH TERMINAL DOUBLE-TIER TERMINAL 2.5 MM² 400 V 24 A ORANGE | 10
2949 | 2578060000 | 400MM² WM CRIMP | 1029
2950 | 2764180000 | COMBINER BOX 2 MPPT'S 1 INPUT / 1 OUTPUT PER MPPT SURGE PROTECTION II WM4C 1500 V | 60
2951 | 2764110000 | COMBINER BOX 1 MPPT 1 INPUT / 1 OUTPUT PER MPPT SURGE PROTECTION II WM4C 1000 V | 60
2952 | 2764140000 | COMBINER BOX 1 MPPT 1 INPUT / 1 OUTPUT PER MPPT SURGE PROTECTION I / II WM4C 1000 V | 60
2953 | 2764150000 | COMBINER BOX 2 MPPT'S 1 INPUT / 1 OUTPUT PER MPPT SURGE PROTECTION I / II WM4C 1000 V | 60
2954 | 2764160000 | COMBINER BOX 1 MPPT 1 INPUT / 1 OUTPUT PER MPPT SURGE PROTECTION II WM4C 1500 V | 60
2955 | 2682310000 | NETWORK SWITCH MANAGED FAST ETHERNET N OF PORTS: 16X RJ45 IP30 -40 °C...75 °C | 50
2956 | 2763490000 | DRAGLINE CABLE CAT.5 (ISO/IEC 11801) / CAT.5E (TIA T568-B) PUR 500 M | 96
2957 | 2737480000 | PHOTOVOLTAICS COMBINER BOX 1000 V 1 MPPT 6 INPUTS / 6 OUTPUTS PER MPPT WITH FUSE HOLDER SURGE PROTECTION I / II SWITCH DISCONNECTOR WM4C | 60
2958 | 2737600000 | PHOTOVOLTAICS COMBINER BOX 1000 V 4 MPPT?S 2 INPUTS / 1 OUTPUT PER MPPT SURGE PROTECTION I / II WM4C | 60
2959 | 2737500000 | PHOTOVOLTAICS COMBINER BOX 1000 V 1 MPPT 6 INPUTS / 6 OUTPUTS PER MPPT WITH FUSE HOLDER SURGE PROTECTION II SWITCH DISCONNECTOR WM4C | 60
2960 | 2737530000 | PHOTOVOLTAICS COMBINER BOX 1000 V 1 MPPT 6 INPUTS / 6 OUTPUTS PER MPPT WITH FUSE HOLDER SURGE PROTECTION I / II SWITCH DISCONNECTOR CABLE GLAND | 60
2961 | 2737630000 | PHOTOVOLTAICS COMBINER BOX 1000 V 6 MPPT?S 2 INPUTS / 1 OUTPUT PER MPPT SURGE PROTECTION I / II CABLE GLAND | 60
2962 | 2737590000 | PHOTOVOLTAICS COMBINER BOX 1000 V 2 MPPT'S 2 INPUTS / 1 OUTPUT PER MPPT SURGE PROTECTION I / II CABLE GLAND | 60
2963 | 2737610000 | PHOTOVOLTAICS COMBINER BOX 1000 V 4 MPPT?S 2 INPUTS / 1 OUTPUT PER MPPT SURGE PROTECTION I / II CABLE GLAND | 60
2964 | 2737550000 | PHOTOVOLTAICS COMBINER BOX 1000 V 1 MPPT 6 INPUTS / 6 OUTPUTS PER MPPT WITH FUSE HOLDER SURGE PROTECTION II SWITCH DISCONNECTOR CABLE GLAND | 60
2965 | 2737440000 | PHOTOVOLTAICS COMBINER BOX 1000 V 1 MPPT 6 INPUTS / 6 OUTPUTS PER MPPT WITH FUSE HOLDER SURGE PROTECTION I / II WM4C | 60
2966 | 2737490000 | PHOTOVOLTAICS COMBINER BOX 1000 V 1 MPPT 6 INPUTS / 6 OUTPUTS PER MPPT WITH FUSE HOLDER SURGE PROTECTION II WM4C | 60
2967 | 1010850250 | SYSTEM CABLE M12 D-CODE ? IP 67 STRAIGHT PIN M12 D-CODE ? IP 67 STRAIGHT PIN CAT.5 (ISO/IEC 11801) / CAT.5E (TIA T568-B) RADOX GKW S | 11
2968 | 2784210000 | HEAVY-DUTY CONNECTORS CRIMP CONTACT MALE CONDUCTOR CROSS-SECTION MAX.: 0.5 | 48
2969 | 2784200000 | HEAVY-DUTY CONNECTORS CRIMP CONTACT FEMALE CONDUCTOR CROSS-SECTION MAX.: 0.5 | 48
2970 | 2784170000 | HEAVY-DUTY CONNECTORS CRIMP CONTACT MALE CONDUCTOR CROSS-SECTION MAX.: 0.5 | 48
2971 | 2784160000 | HEAVY-DUTY CONNECTORS CRIMP CONTACT FEMALE CONDUCTOR CROSS-SECTION MAX.: 0.5 | 48
2972 | 2737540000 | PHOTOVOLTAICS COMBINER BOX 1000 V 1 MPPT 6 INPUTS / 6 OUTPUTS PER MPPT WITH FUSE HOLDER SURGE PROTECTION II CABLE GLAND | 60
2973 | 2737520000 | PHOTOVOLTAICS COMBINER BOX 1000 V 1 MPPT 6 INPUTS / 6 OUTPUTS PER MPPT WITH FUSE HOLDER SURGE PROTECTION I / II CABLE GLAND | 60
2974 | 1010840010 | SYSTEM CABLE M12 D-CODE ? IP 67 STRAIGHT PIN CAT.5 (ISO/IEC 11801) / CAT.5E (TIA T568-B) POLYOLEFINE | 11
2975 | 2737750000 | CLIPCARD DEVICE MARKERS 54 X 85 MM | 64
2976 | 2737780000 | SWITCHMARK DEVICE MARKERS 27 X 27 MM | 44
2977 | 2737720000 | CLIPCARD DEVICE MARKERS 30 X 60 MM | 445
2978 | 2737730000 | CLIPCARD DEVICE MARKERS 30 X 60 MM | 445
2979 | 2737760000 | CLIPCARD ACCESSORIES 30 X 60 MM | 677
2980 | 2737770000 | CLIPCARD ACCESSORIES 90 X 58 MM | 438
2981 | 2737740000 | CLIPCARD DEVICE MARKERS 54 X 85 MM | 64
2982 | 2737790000 | SWITCHMARK DEVICE MARKERS 27 X 27 MM | 44
2983 | 2737800000 | SWITCHMARK ACCESSORIES 59 X 27 MM | 494
2984 | 2740050000 | TEST-DISCONNECT TERMINAL SCREW CONNECTION 6 MM² 500 V 30 A LIGHT GREY | 36
2985 | 2740060000 | TEST-DISCONNECT TERMINAL SCREW CONNECTION 6 MM² 500 V 30 A | 36
2986 | 2740010000 | TEST-DISCONNECT TERMINAL PUSH IN 6 MM² 500 V 30 A | 93
2987 | 2740030000 | TEST-DISCONNECT TERMINAL PUSH IN 6 MM² 500 V 30 A | 93
2988 | 2740020000 | TEST-DISCONNECT TERMINAL PUSH IN 6 MM² 500 V 30 A LIGHT GREY | 93
2989 | 2568970000 | POWER SUPPLY SWITCH-MODE POWER SUPPLY UNIT 24 V | 56
2990 | 1073020030 | SENSOR/ACTUATOR LINE CONNECTING LINE N OF POLES : 3 0.3 M SHIELDED: NO LED: NO SHEATH MATERIAL: PUR HALOGEN: NO | 0
2991 | 1077750030 | SENSOR/ACTUATOR LINE ONE END WITHOUT CONNECTOR N OF POLES : 4 0.3 M SHIELDED: NO LED: NO SHEATH MATERIAL: PUR HALOGEN: NO | 0
2992 | 1092920030 | SENSOR/ACTUATOR LINE ONE END WITHOUT CONNECTOR N OF POLES : 4 0.3 M SHIELDED: NO LED: NO SHEATH MATERIAL: PUR HALOGEN: NO | 0
2993 | 1093190030 | SENSOR/ACTUATOR LINE ONE END WITHOUT CONNECTOR N OF POLES : 3 0.3 M SHIELDED: NO LED: NO SHEATH MATERIAL: PUR HALOGEN: NO | 0
2994 | 1093220030 | SENSOR/ACTUATOR LINE ONE END WITHOUT CONNECTOR N OF POLES : 3 0.3 M SHIELDED: NO LED: NO SHEATH MATERIAL: PUR HALOGEN: NO | 0
2995 | 1251590025 | PATCH CABLE RJ45 IP 20 RJ45 IP 20 CAT.6A / CLASS EA (ISO/IEC 11801 2010) LSZH 2.5 M | 14
2996 | 1251590300 | PATCH CABLE RJ45 IP 20 RJ45 IP 20 CAT.6A / CLASS EA (ISO/IEC 11801 2010) LSZH 30 M | 14
2997 | 1251590500 | PATCH CABLE RJ45 IP 20 RJ45 IP 20 CAT.6A / CLASS EA (ISO/IEC 11801 2010) LSZH 50 M | 14
2998 | 1275470200 | SENSOR/ACTUATOR LINE ONE END WITHOUT CONNECTOR M12 N OF POLES : 8 2 M SHIELDED: YES LED: NO SHEATH MATERIAL: PUR HALOGEN: NO | 0
2999 | 1346730000 | REPLACEMENT PART | 55
3000 | 1347270000 | REPLACEMENT PART | 55
3001 | 1349650040 | PRE-ASSEMBLED CABLE PAC | 34
3002 | 1349680020 | PRE-ASSEMBLED CABLE PAC | 34
3003 | 1349680070 | PRE-ASSEMBLED CABLE PAC | 34
3004 | 1349700070 | PRE-ASSEMBLED CABLE PAC | 34
3005 | 1349720040 | PRE-ASSEMBLED CABLE PAC | 34
3006 | 1350250010 | CABLE LIYY 0.25 MM² | 136
3007 | 1431530015 | PRE-ASSEMBLED CABLE PAC CABLE LIYY 8.6 ± 1 MM | 20
3008 | 1431530030 | PRE-ASSEMBLED CABLE PAC CABLE LIYY 8.6 ± 1 MM | 20
3009 | 1431530040 | PRE-ASSEMBLED CABLE PAC CABLE LIYY 8.6 ± 1 MM | 20
3010 | 1431530050 | PRE-ASSEMBLED CABLE PAC CABLE LIYY 8.6 ± 1 MM | 20
3011 | 1535470030 | SENSOR/ACTUATOR LINE CONNECTING LINE N OF POLES : 4 0.3 M SHIELDED: NO LED: NO SHEATH MATERIAL: PUR HALOGEN: NO | 0
3012 | 1535470300 | SENSOR/ACTUATOR LINE CONNECTING LINE N OF POLES : 4 3 M SHIELDED: NO LED: NO SHEATH MATERIAL: PUR HALOGEN: NO | 0
3013 | 1550230050 | SENSOR/ACTUATOR LINE CONNECTING LINE N OF POLES : 3 0.5 M SHIELDED: NO LED: YES SHEATH MATERIAL: PUR HALOGEN: NO | 0
3014 | 1550230060 | SENSOR/ACTUATOR LINE CONNECTING LINE N OF POLES : 3 0.6 M SHIELDED: NO LED: YES SHEATH MATERIAL: PUR HALOGEN: NO | 0
3015 | 1550230100 | SENSOR/ACTUATOR LINE CONNECTING LINE N OF POLES : 3 1 M SHIELDED: NO LED: YES SHEATH MATERIAL: PUR HALOGEN: NO | 0
3016 | 1550230200 | SENSOR/ACTUATOR LINE CONNECTING LINE N OF POLES : 3 2 M SHIELDED: NO LED: YES SHEATH MATERIAL: PUR HALOGEN: NO | 0
3017 | 1815670630 | SENSOR/ACTUATOR LINE CONNECTING LINE M12 / M12 N OF POLES : 3 6.3 M SHIELDED: NO LED: NO SHEATH MATERIAL: PUR HALOGEN: NO | 0
3018 | 1815670750 | SENSOR/ACTUATOR LINE CONNECTING LINE M12 / M12 N OF POLES : 3 7.5 M SHIELDED: NO LED: NO SHEATH MATERIAL: PUR HALOGEN: NO | 0
3019 | 1857550030 | SENSOR/ACTUATOR LINE ONE END WITHOUT CONNECTOR M8 N OF POLES : 3 0.3 M SHIELDED: NO LED: NO SHEATH MATERIAL: PUR HALOGEN: NO | 0
3020 | 1880470070 | SENSOR/ACTUATOR LINE CONNECTING LINE N OF POLES : 4 0.7 M SHIELDED: NO LED: NO SHEATH MATERIAL: PUR HALOGEN: NO | 0
3021 | 1880470180 | SENSOR/ACTUATOR LINE CONNECTING LINE N OF POLES : 4 1.8 M SHIELDED: NO LED: NO SHEATH MATERIAL: PUR HALOGEN: NO | 0
3022 | 1880470230 | SENSOR/ACTUATOR LINE CONNECTING LINE N OF POLES : 4 2.3 M SHIELDED: NO LED: NO SHEATH MATERIAL: PUR HALOGEN: NO | 0
3023 | 1880470370 | SENSOR/ACTUATOR LINE CONNECTING LINE N OF POLES : 4 3.7 M SHIELDED: NO LED: NO SHEATH MATERIAL: PUR HALOGEN: NO | 0
3024 | 1906270030 | SENSOR/ACTUATOR LINE ONE END WITHOUT CONNECTOR M8 N OF POLES : 4 0.3 M SHIELDED: NO LED: NO SHEATH MATERIAL: PUR HALOGEN: NO | 0
3025 | 1925511500 | SENSOR/ACTUATOR LINE ONE END WITHOUT CONNECTOR M12 N OF POLES : 3 15 M SHIELDED: NO LED: NO SHEATH MATERIAL: PVC HALOGEN: YES | 0
3026 | 1925580600 | SENSOR/ACTUATOR LINE ONE END WITHOUT CONNECTOR M12 N OF POLES : 4 6 M SHIELDED: NO LED: NO SHEATH MATERIAL: PVC HALOGEN: YES | 0
3027 | 1925590600 | SENSOR/ACTUATOR LINE ONE END WITHOUT CONNECTOR M12 N OF POLES : 5 6 M SHIELDED: NO LED: NO SHEATH MATERIAL: PVC HALOGEN: YES | 0
3028 | 1927150010 | SENSOR/ACTUATOR LINE CONNECTING LINE N OF POLES : 3 0.1 M SHIELDED: NO LED: NO SHEATH MATERIAL: PVC HALOGEN: YES | 0
3029 | 1927150040 | SENSOR/ACTUATOR LINE CONNECTING LINE N OF POLES : 3 0.4 M SHIELDED: NO LED: NO SHEATH MATERIAL: PVC HALOGEN: YES | 0
3030 | 1927250050 | SENSOR/ACTUATOR LINE ONE END WITHOUT CONNECTOR M8 N OF POLES : 4 0.5 M SHIELDED: NO LED: NO SHEATH MATERIAL: PVC HALOGEN: YES | 0
3031 | 1927252000 | SENSOR/ACTUATOR LINE ONE END WITHOUT CONNECTOR M8 N OF POLES : 4 20 M SHIELDED: NO LED: NO SHEATH MATERIAL: PVC HALOGEN: YES | 0
3032 | 1927342000 | SENSOR/ACTUATOR LINE ONE END WITHOUT CONNECTOR M8 N OF POLES : 4 20 M SHIELDED: NO LED: NO SHEATH MATERIAL: PVC HALOGEN: YES | 0
3033 | 1938200050 | SENSOR/ACTUATOR LINE CONNECTING LINE N OF POLES : 4 0.5 M SHIELDED: NO LED: NO SHEATH MATERIAL: PVC HALOGEN: YES | 0
3034 | 1964690030 | BUS LINE ONE END WITHOUT CONNECTOR M12 N OF POLES: 5 0.3 M SHIELDED: YES LED: NO SHEATH MATERIAL: PUR HALOGEN: NO | 0
3035 | 1964690700 | BUS LINE ONE END WITHOUT CONNECTOR M12 N OF POLES: 5 7 M SHIELDED: YES LED: NO SHEATH MATERIAL: PUR HALOGEN: NO | 0
3036 | 1964710070 | BUS LINE CONNECTING LINE M12 / M12 N OF POLES: 4 0.7 M SHIELDED: YES LED: NO SHEATH MATERIAL: PUR HALOGEN: NO | 0
3037 | 1964710750 | BUS LINE CONNECTING LINE M12 / M12 N OF POLES: 5 7.5 M SHIELDED: YES LED: NO SHEATH MATERIAL: PUR HALOGEN: NO | 0
3038 | 1964711200 | BUS LINE CONNECTING LINE M12 / M12 N OF POLES: 5 12 M SHIELDED: YES LED: NO SHEATH MATERIAL: PUR HALOGEN: NO | 0
3039 | 1968590700 | SENSOR/ACTUATOR LINE ONE END WITHOUT CONNECTOR M12 N OF POLES : 3 7 M SHIELDED: NO LED: NO SHEATH MATERIAL: PUR HALOGEN: NO | 0
3040 | 1968590830 | SENSOR/ACTUATOR LINE ONE END WITHOUT CONNECTOR M12 N OF POLES : 3 8.3 M SHIELDED: NO LED: NO SHEATH MATERIAL: PUR HALOGEN: NO | 0
3041 | 1985910000 | OMNIMATE DATA - USB JACK USB JACKS 480 MBPS THT SOLDER CONNECTION 180° PITCH IN MM (P): 2.00 MM N OF POLES: 4 PBT TRAY (MANUAL ASSEMBLY) | 51
3042 | 2003350000 | FRONTCOM INSERT PLATE UNSHIELDED 1X POWER 1X SIGNAL | 218
3043 | 2023790000 | KLIPPON TB (TERMINAL BOX) FLANGE PLATE HEIGHT: 494 MM WIDTH: 167 MM DEPTH: 3 MM GLAND PLATES: LEFT RIGHT MATERIAL: STAINLESS STEEL 1.4404 ELECTROPOLISHED | 4
3044 | 2050101000 | POWER CABLE CONNECTING LINE N OF POLES : 3 (2 + PE) 10 M PIN STRAIGHT - SOCKET 90° SHIELDED: NO LED: NO SHEATH MATERIAL: PUR HALOGEN: NO | 0
3045 | 2437370000 | PRIMARY CURRENT: 800 A SECONDARY CURRENT MAX.: 5 A LOAD: 5 VA TOLERANCE CLASS: 1 DETACHABLE CURRENT TRANSFORMER | 41
3046 | 2448860000 | DEKAFIX TERMINAL MARKER 5 X 8.1 MM WEIDMUELLER | 231
3047 | 2448920000 | WS TERMINAL MARKER 12 X 8.1 MM WEIDMUELLER | 149
3048 | 2449680000 | Z-SERIES PLUG-IN CONNECTOR DIRECT MOUNTING | 18
3049 | 2455991000 | BUS LINE CONNECTING LINE M12 / M12 N OF POLES: 5 10 M SHIELDED: YES LED: NO SHEATH MATERIAL: PUR HALOGEN: NO | 0
3050 | 2466990000 | POWER SUPPLY SWITCH-MODE POWER SUPPLY UNIT 24 V | 56
3051 | 2467020000 | POWER SUPPLY SWITCH-MODE POWER SUPPLY UNIT 12 V | 56
3052 | 2467040000 | POWER SUPPLY SWITCH-MODE POWER SUPPLY UNIT 48 V | 56
3053 | 2470690000 | KLIPPON EBI QL (ESSENTIAL BOX INDUSTRIAL - QUARTER LOCK) EMPTY ENCLOSURE STAINLESS STEEL ENCLOSURE HEIGHT: 300 MM WIDTH: 200 MM DEPTH: 150 MM MATERIAL: STAINLESS STEEL 1.4301 (304) BRUSHED | 4
3054 | 2470700000 | KLIPPON EBI QL (ESSENTIAL BOX INDUSTRIAL - QUARTER LOCK) EMPTY ENCLOSURE STAINLESS STEEL ENCLOSURE HEIGHT: 300 MM WIDTH: 300 MM DEPTH: 150 MM MATERIAL: STAINLESS STEEL 1.4301 (304) BRUSHED | 4
3055 | 2470710000 | KLIPPON EBI QL (ESSENTIAL BOX INDUSTRIAL - QUARTER LOCK) EMPTY ENCLOSURE STAINLESS STEEL ENCLOSURE HEIGHT: 300 MM WIDTH: 300 MM DEPTH: 220 MM MATERIAL: STAINLESS STEEL 1.4301 (304) BRUSHED | 4
3056 | 2470730000 | KLIPPON EBI QL (ESSENTIAL BOX INDUSTRIAL - QUARTER LOCK) EMPTY ENCLOSURE STAINLESS STEEL ENCLOSURE HEIGHT: 400 MM WIDTH: 300 MM DEPTH: 220 MM MATERIAL: STAINLESS STEEL 1.4301 (304) BRUSHED | 4
3057 | 2470740000 | KLIPPON EBI QL (ESSENTIAL BOX INDUSTRIAL - QUARTER LOCK) EMPTY ENCLOSURE STAINLESS STEEL ENCLOSURE HEIGHT: 400 MM WIDTH: 400 MM DEPTH: 220 MM MATERIAL: STAINLESS STEEL 1.4301 (304) BRUSHED | 4
3058 | 2470750000 | KLIPPON EBI QL (ESSENTIAL BOX INDUSTRIAL - QUARTER LOCK) EMPTY ENCLOSURE STAINLESS STEEL ENCLOSURE HEIGHT: 500 MM WIDTH: 400 MM DEPTH: 220 MM MATERIAL: STAINLESS STEEL 1.4301 (304) BRUSHED | 4
3059 | 2470760000 | KLIPPON EBI QL (ESSENTIAL BOX INDUSTRIAL - QUARTER LOCK) EMPTY ENCLOSURE STAINLESS STEEL ENCLOSURE HEIGHT: 500 MM WIDTH: 500 MM DEPTH: 220 MM MATERIAL: STAINLESS STEEL 1.4301 (304) BRUSHED | 4
3060 | 2470770000 | KLIPPON EBI QL (ESSENTIAL BOX INDUSTRIAL - QUARTER LOCK) EMPTY ENCLOSURE STAINLESS STEEL ENCLOSURE HEIGHT: 600 MM WIDTH: 400 MM DEPTH: 220 MM MATERIAL: STAINLESS STEEL 1.4301 (304) BRUSHED | 4
3061 | 2470780000 | KLIPPON EBI QL (ESSENTIAL BOX INDUSTRIAL - QUARTER LOCK) EMPTY ENCLOSURE STAINLESS STEEL ENCLOSURE HEIGHT: 600 MM WIDTH: 600 MM DEPTH: 220 MM MATERIAL: STAINLESS STEEL 1.4301 (304) BRUSHED | 4
3062 | 2470790000 | KLIPPON EBI QL (ESSENTIAL BOX INDUSTRIAL - QUARTER LOCK) EMPTY ENCLOSURE STAINLESS STEEL ENCLOSURE HEIGHT: 800 MM WIDTH: 600 MM DEPTH: 220 MM MATERIAL: STAINLESS STEEL 1.4301 (304) BRUSHED | 4
3063 | 2470800000 | KLIPPON EBI QL (ESSENTIAL BOX INDUSTRIAL - QUARTER LOCK) EMPTY ENCLOSURE STAINLESS STEEL ENCLOSURE HEIGHT: 300 MM WIDTH: 200 MM DEPTH: 150 MM GLAND PLATES: BOTTOM MATERIAL: STAINLESS STEEL 1.4301 (304) BRUSHED | 4
3064 | 2470830000 | KLIPPON EBI QL (ESSENTIAL BOX INDUSTRIAL - QUARTER LOCK) EMPTY ENCLOSURE STAINLESS STEEL ENCLOSURE HEIGHT: 400 MM WIDTH: 300 MM DEPTH: 150 MM GLAND PLATES: BOTTOM MATERIAL: STAINLESS STEEL 1.4301 (304) BRUSHED | 4
3065 | 2470840000 | KLIPPON EBI QL (ESSENTIAL BOX INDUSTRIAL - QUARTER LOCK) EMPTY ENCLOSURE STAINLESS STEEL ENCLOSURE HEIGHT: 400 MM WIDTH: 300 MM DEPTH: 220 MM GLAND PLATES: BOTTOM MATERIAL: STAINLESS STEEL 1.4301 (304) BRUSHED | 4
3066 | 2470850000 | KLIPPON EBI QL (ESSENTIAL BOX INDUSTRIAL - QUARTER LOCK) EMPTY ENCLOSURE STAINLESS STEEL ENCLOSURE HEIGHT: 400 MM WIDTH: 400 MM DEPTH: 220 MM GLAND PLATES: BOTTOM MATERIAL: STAINLESS STEEL 1.4301 (304) BRUSHED | 4
3067 | 2470870000 | KLIPPON EBI QL (ESSENTIAL BOX INDUSTRIAL - QUARTER LOCK) EMPTY ENCLOSURE STAINLESS STEEL ENCLOSURE HEIGHT: 500 MM WIDTH: 500 MM DEPTH: 220 MM GLAND PLATES: BOTTOM MATERIAL: STAINLESS STEEL 1.4301 (304) BRUSHED | 4
3068 | 2470890000 | KLIPPON EBI QL (ESSENTIAL BOX INDUSTRIAL - QUARTER LOCK) EMPTY ENCLOSURE STAINLESS STEEL ENCLOSURE HEIGHT: 600 MM WIDTH: 600 MM DEPTH: 220 MM GLAND PLATES: BOTTOM MATERIAL: STAINLESS STEEL 1.4301 (304) BRUSHED | 4
3069 | 2482170000 | FEED-THROUGH TERMINAL PUSH IN 1.5 MM² 500 V 17.5 A | 62
3070 | 2482180000 | FEED-THROUGH TERMINAL PUSH IN 1.5 MM² 500 V 17.5 A DARK | 62
3071 | 2482190000 | FEED-THROUGH TERMINAL PUSH IN 1.5 MM² 500 V 17.5 A | 62
3072 | 2482200000 | FEED-THROUGH TERMINAL PUSH IN 1.5 MM² 500 V 17.5 A DARK | 62
3073 | 2482210000 | FEED-THROUGH TERMINAL PUSH IN 1.5 MM² 500 V 17.5 A | 62
3074 | 2482240000 | PE TERMINAL PUSH IN 1.5 MM² 500 V GREEN/ | 838
3075 | 2482260000 | PLUG 1.5 MM² 500 17.5 A | 653
3076 | 2482290000 | PLUG 1.5 MM² 500 17.5 A | 653
3077 | 2482300000 | PLUG 1.5 MM² 500 17.5 A GREEN | 657
3078 | 2482320000 | PLUG 1.5 MM² 500 17.5 A | 653
3079 | 2482350000 | PLUG 1.5 MM² 500 17.5 A DARK | 247
3080 | 2482380000 | PLUG 1.5 MM² 500 17.5 A DARK | 247
3081 | 2482390000 | PLUG 1.5 MM² 500 17.5 A DARK | 247
3082 | 2482400000 | PLUG 1.5 MM² 500 17.5 A DARK | 247
3083 | 2482410000 | PLUG 1.5 MM² 500 17.5 A DARK | 247
3084 | 2482420000 | PLUG 1.5 MM² 500 17.5 A DARK | 247
3085 | 2482430000 | PLUG 1.5 MM² 500 17.5 A DARK | 247
3086 | 2482440000 | PLUG 1.5 MM² 500 17.5 A DARK GREEN | 660
3087 | 2482450000 | PLUG 1.5 MM² 500 17.5 A DARK GREEN | 660
3088 | 2485590015 | SYSTEM CABLE M12 X-TYPE IP67 MALE ANGLED M12 X-TYPE IP67 MALE ANGLED CAT.6A / CLASS EA (ISO/IEC 11801 2010) PUR 1.5 M | 39
3089 | 2485850000 | FEED-THROUGH TERMINAL PUSH IN 1.5 MM² 500 V 17.5 A | 62
3090 | 2485860000 | FEED-THROUGH TERMINAL PUSH IN 1.5 MM² 500 V 17.5 A DARK | 62
3091 | 2485920000 | FEED-THROUGH TERMINAL PUSH IN 1.5 MM² 500 V 17.5 A DARK | 62
3092 | 2485930000 | FEED-THROUGH TERMINAL PUSH IN 1.5 MM² 500 V 17.5 A | 62
3093 | 2500860000 | SUPPLY VOLTAGE : 24 V | 431
3094 | 2500870000 | SUPPLY VOLTAGE : 24 V | 431
3095 | 2500880000 | SUPPLY VOLTAGE : 230 V | 300
3096 | 2514820000 | FEMALE 25 MM² | 859
3097 | 2514830000 | FEMALE 35 MM² | 860
3098 | 2514850000 | FEMALE 70 MM² | 1346
3099 | 2514860000 | PIN 25 MM² | 853
3100 | 2514870000 | PIN 35 MM² | 854
3101 | 2514880000 | PIN 50 MM² | 1324
3102 | 2514890000 | PIN 70 MM² | 1325
3103 | 2521770000 | W-SERIES DISTRIBUTION BLOCK RATED CROSS-SECTION: SCREW CONNECTION TERMINAL RAIL / MOUNTING PLATE | 1021
3104 | 2527810000 | HDC ENCLOSURES SIZE: 8 PROTECTION DEGREE: IP65 (IN PLUGGED CONDITION) BULKHEAD HOUSING SIDE-LOCKING CLAMP ON LOWER SIDE SIDE-LOCKING CLAMP REPLACEABLE | 6
3105 | 2531300000 | FEED-THROUGH TERMINAL PUSH IN 2.5 MM² 800 V 22 A DARK | 15
3106 | 2531510000 | FEED-THROUGH TERMINAL PUSH IN 2.5 MM² 800 V 22 A | 15
3107 | 2531530000 | FEED-THROUGH TERMINAL PUSH IN 2.5 MM² 800 V 22 A | 15
3108 | 2532700000 | A-SERIES END PLATE | 52
3109 | 2535090000 | HDC INSERT MALE 500 V 16 A N OF POLES: 16 SNAP IN SIZE: 6 | 130
3110 | 2535130000 | HDC INSERT FEMALE 500 V 16 A N OF POLES: 16 SNAP IN SIZE: 6 | 130
3111 | 2535970000 | SECURITY/NAT/VPN/U-LINK ROUTER WITH INTEGRATED MULTI-BAND MODEM (4G/3G/2G) EU-MODEL GIGABIT ETHERNET 2 * RJ45 10/100/1000BASET(X) DNV-GL IP20 -20 °C...70 °C | 295
3112 | 2536650000 | WIRELESS ACCESS POINT/CLIENT IEEE 802.11 A/B/G/N EU-MODEL IP30 -40 °C...75 °C | 344
3113 | 2536660000 | WIRELESS ACCESS POINT/CLIENT IEEE 802.11 A/B/G/N US-MODEL IP30 0 °C...60 °C | 344
3114 | 2536670000 | WIRELESS ACCESS POINT/CLIENT IEEE 802.11 A/B/G/N US-MODEL IP30 -40 °C...75 °C | 344
3115 | 2536690000 | WIRELESS ACCESS POINT/BRIDGE/CLIENT IEEE 802.11 A/B/G/N EU-MODEL IP30 -40 °C...75 °C | 344
3116 | 2536700000 | WIRELESS ACCESS POINT/BRIDGE/CLIENT IEEE 802.11 A/B/G/N US-MODEL IP30 -25 °C...60 °C | 344
3117 | 2536710000 | WIRELESS ACCESS POINT/BRIDGE/CLIENT IEEE 802.11 A/B/G/N US-MODEL IP30 -40 °C...75 °C | 344
3118 | 7789637020 | PRE-ASSEMBLED CABLE PAC CABLE LIYCY 0.25 MM² | 2
3119 | 7789765060 | PRE-ASSEMBLED CABLE PAC PRE-ASSEMBLED CABLE CABLE LIYCY 0.25 MM² | 2
3120 | 7789768040 | PRE-ASSEMBLED CABLE PAC CABLE LIYY 0.25 MM² | 2
3121 | 7789806030 | PRE-ASSEMBLED CABLE PAC CABLE LIYY 0.25 MM² | 2
3122 | 7789806040 | PRE-ASSEMBLED CABLE PAC CABLE LIYY 0.25 MM² | 2
3123 | 7789806100 | PRE-ASSEMBLED CABLE PAC CABLE LIYY 0.25 MM² | 2
3124 | 7789880100 | PRE-ASSEMBLED CABLE PAC CABLE LIYCY 0.25 MM² | 2
3125 | 7789880150 | PRE-ASSEMBLED CABLE PAC CABLE LIYCY 0.25 MM² | 2
3126 | 9456100670 | SENSOR/ACTUATOR LINE ONE END WITHOUT CONNECTOR M12 N OF POLES : 4 6.7 M SHIELDED: NO LED: NO SHEATH MATERIAL: PUR HALOGEN: NO | 0
3127 | 9456100900 | SENSOR/ACTUATOR LINE ONE END WITHOUT CONNECTOR M12 N OF POLES : 4 9 M SHIELDED: NO LED: NO SHEATH MATERIAL: PUR HALOGEN: NO | 0
3128 | 9456101050 | SENSOR/ACTUATOR LINE ONE END WITHOUT CONNECTOR M12 N OF POLES : 4 10.5 M SHIELDED: NO LED: NO SHEATH MATERIAL: PUR HALOGEN: NO | 0
3129 | 9456101100 | SENSOR/ACTUATOR LINE ONE END WITHOUT CONNECTOR M12 N OF POLES : 4 11 M SHIELDED: NO LED: NO SHEATH MATERIAL: PUR HALOGEN: NO | 0
3130 | 9456380030 | SENSOR/ACTUATOR LINE ONE END WITHOUT CONNECTOR M12 N OF POLES : 4 0.3 M SHIELDED: NO LED: YES SHEATH MATERIAL: PUR HALOGEN: NO | 0
3131 | 9456660320 | SENSOR/ACTUATOR LINE CONNECTING LINE N OF POLES : 4 3.2 M SHIELDED: NO LED: NO SHEATH MATERIAL: PUR HALOGEN: NO | 0
3132 | 9456660330 | SENSOR/ACTUATOR LINE CONNECTING LINE N OF POLES : 4 3.3 M SHIELDED: NO LED: NO SHEATH MATERIAL: PUR HALOGEN: NO | 0
3133 | 9456660940 | SENSOR/ACTUATOR LINE CONNECTING LINE N OF POLES : 4 9.4 M SHIELDED: NO LED: NO SHEATH MATERIAL: PUR HALOGEN: NO | 0
3134 | 9456661150 | SENSOR/ACTUATOR LINE CONNECTING LINE N OF POLES : 4 11.5 M SHIELDED: NO LED: NO SHEATH MATERIAL: PUR HALOGEN: NO | 0
3135 | 9457230130 | SENSOR/ACTUATOR LINE CONNECTING LINE M12 / M12 N OF POLES : 3 1.3 M SHIELDED: NO LED: NO SHEATH MATERIAL: PUR HALOGEN: NO | 0
3136 | 9457340480 | SENSOR/ACTUATOR LINE CONNECTING LINE M12 / M12 N OF POLES : 5 4.8 M SHIELDED: NO LED: NO SHEATH MATERIAL: PUR HALOGEN: NO | 0
3137 | 2622420000 | CONDUCTOR AND CABLE MARKERS 7 - 40 MM 60 X 10 MM | 1013
3138 | 2622440000 | CONDUCTOR AND CABLE MARKERS 7 - 40 MM 24 X 15 MM | 191
3139 | 2622430000 | CONDUCTOR AND CABLE MARKERS 7 - 40 MM 60 X 11 MM | 1013
3140 | 7789373005 | PRE-ASSEMBLED CABLE PAC CABLE LIYY 0.25 MM² | 2
3141 | 2592710000 | PRESSING TOOL | 171
3142 | 2592730000 | PRESSING TOOL | 171
3143 | 2615510000 | PCB PLUG-IN CONNECTOR FEMALE PLUG 5.08 MM N OF POLES: 6 270° CLAMPING YOKE CONNECTION CLAMPING RANGE MAX. : 4 MM² BOX | 1
3144 | 2615370000 | PCB PLUG-IN CONNECTOR FEMALE PLUG 5.08 MM N OF POLES: 4 270° CLAMPING YOKE CONNECTION CLAMPING RANGE MAX. : 4 MM² BOX | 1
3145 | 2615500000 | PCB PLUG-IN CONNECTOR FEMALE PLUG 5.08 MM N OF POLES: 5 270° CLAMPING YOKE CONNECTION CLAMPING RANGE MAX. : 4 MM² BOX | 1
3146 | 2623930000 | WPAK POTENTIAL EQUALISATION BLOCK RATED CROSS-SECTION: SCREW CONNECTION DIRECT MOUNTING | 495
3147 | 2512830000 | AUTOMATION PRODUCTS - U-REMOTE IP67 SENSOR-ACTUATOR ACTIVE DISTRIBUTOR PROFINET V2.3 ETHERNET/IP ETHERCAT MULTIPROTOCOL | 224
3148 | 2602140000 | TOOLS ACCESSORIES | 116
3149 | 2602160000 | TOOLS ACCESSORIES | 116
3150 | 2602280000 | TOOL CASE WITH CONTENTS | 254
3151 | 2602290000 | TOOL CASE WITH CONTENTS | 254
3152 | 2602250000 | TOOL CASE WITH CONTENTS | 254
3153 | 2619940000 | ESG DEVICE MARKERS 6 X 15 MM | 154
3154 | 2621460000 | SLIMFIX CONDUCTOR AND CABLE MARKERS 7 - 26 X 15 MM | 12
3155 | 2621520000 | THM CONDUCTOR AND CABLE MARKERS 5 - 16 MM 24 X 69 MM | 191
3156 | 2621510000 | THM CONDUCTOR AND CABLE MARKERS 4.8 - 7 MM 25 X 37 MM | 21
3157 | 2621450000 | SLIMFIX CONDUCTOR AND CABLE MARKERS 7 - 60 X 13 MM | 12
3158 | 7789158020 | PRE-ASSEMBLED CABLE PAC CABLE LIYCY 0.25 MM² | 2
3159 | 2619830000 | WS TERMINAL MARKER 8 X 8 MM WEIDMUELLER | 149
3160 | 2619790000 | DEKAFIX TERMINAL MARKER 5 X 8 MM WEIDMUELLER | 231
3161 | 2619760000 | DEKAFIX TERMINAL MARKER 5 X 3.5 MM WEIDMUELLER | 231
3162 | 2619840000 | WS TERMINAL MARKER 12 X 3.5 MM WEIDMUELLER | 149
3163 | 2613390000 | PRINTED CIRCUIT BOARD TERMINALS 10.00 MM N OF POLES: 2 90° SOLDER PIN LENGTH (L): 3.2 MM TINNED ORANGE CLAMPING YOKE CONNECTION CLAMPING RANGE MAX. : 6 MM² BOX | 1
3164 | 2635580000 | TERMINAL MARKER 14 X 10 MM | 480
3165 | 2591420000 | SURGE VOLTAGE ARRESTER LOW VOLTAGE SURGE PROTECTION TN-C-S TN-S | 24
3166 | 2591460000 | SURGE VOLTAGE ARRESTER LOW VOLTAGE SURGE PROTECTION TN-C-S TN-S TT IT WITH N IT WITHOUT N | 68
3167 | 2591060000 | SURGE VOLTAGE ARRESTER LOW VOLTAGE SURGE PROTECTION SINGLE-PHASE TN TN-S IT WITH N IT WITHOUT N | 68
3168 | 2591450000 | SURGE VOLTAGE ARRESTER LOW VOLTAGE SURGE PROTECTION WITH REMOTE CONTACT TN-C (U0? 230/400 V) | 775
3169 | 2636920000 | SURGE VOLTAGE ARRESTER LOW VOLTAGE SURGE PROTECTION WITH REMOTE CONTACT TN-C-S TN-S TT IT WITH N IT WITHOUT N | 68
3170 | 2621310000 | CLIPCARD DEVICE MARKERS 15 X 60 MM | 64
3171 | 2621330000 | CLIPCARD DEVICE MARKERS 15 X 60 MM | 64
3172 | 2621240000 | SWITCHMARK DEVICE MARKERS 12.5 X 27 MM | 44
3173 | 2621390000 | CLIPCARD DEVICE MARKERS 15 X 27 MM GREY | 64
3174 | 2621260000 | CLIPCARD DEVICE MARKERS 54 X 85 MM | 64
3175 | 2620980000 | ESG DEVICE MARKERS 6 X 15 MM | 154
3176 | 2621370000 | CLIPCARD DEVICE MARKERS 15 X 27 MM | 64
3177 | 2619930000 | WS TERMINAL MARKER 12 X 6.5 MM WEIDMUELLER | 149
3178 | 2621190000 | SWITCHMARK DEVICE MARKERS 56 X 36 MM | 241
3179 | 2638070000 | SURGE VOLTAGE ARRESTER LOW VOLTAGE SURGE PROTECTION LEAKAGE-CURRENT-FREE WITH REMOTE CONTACT TN-C-S TN-S TT IT WITH N IT WITHOUT N | 68
3180 | 2587360000 | COMMUNICATION MODULE | 489
3181 | 2566960000 | REMOTE I/O MODULE IP20 4-CHANNEL ANALOG SIGNALS INPUT CURRENT/VOLTAGE 16 BIT | 79
3182 | 2639560000 | TERMSERIES MULTIFUNCTION TIMING RELAY N OF CONTACTS: 1 CO CONTACT AGSNO RATED CONTROL VOLTAGE: 24 V DC ±20 % CONTINUOUS CURRENT: 6 A SCREW CONNECTION | 3
3183 | 2636070000 | SIGNAL MODULE | 142
3184 | 2669630000 | FRONTCOM SINGLE FRAME METAL COVER CONTROL KNOB LOCKING NEMA 4X | 450
3185 | 1347200000 | REPLACEMENT PART | 55
3186 | 2716700000 | HDC ENCLOSURES SIZE: 3 PROTECTION DEGREE: IP66 (IN PLUGGED CONDITION) IP67 PLUGGED CABLE ENTRY FROM TOP SCREW SIZE OF CABLE ENTRIES: M 25 | 6
3187 | 2716730000 | HDC ENCLOSURES SIZE: 6 PROTECTION DEGREE: IP66 (IN PLUGGED CONDITION) IP67 PLUGGED CABLE ENTRY FROM TOP SCREW SIZE OF CABLE ENTRIES: M 40 | 6
3188 | 2716720000 | HDC ENCLOSURES SIZE: 4 PROTECTION DEGREE: IP66 (IN PLUGGED CONDITION) IP67 PLUGGED CABLE ENTRY FROM TOP SCREW SIZE OF CABLE ENTRIES: M 32 | 6
3189 | 2716740000 | HDC ENCLOSURES SIZE: 8 PROTECTION DEGREE: IP66 (IN PLUGGED CONDITION) IP67 PLUGGED CABLE ENTRY FROM TOP SCREW SIZE OF CABLE ENTRIES: M 40 | 6
3190 | 2716750000 | HDC ENCLOSURES SIZE: 3 PROTECTION DEGREE: IP66 (IN PLUGGED CONDITION) IP67 PLUGGED CABLE ENTRY FROM SIDE SCREW SIZE OF CABLE ENTRIES: M 25 | 6
3191 | 2716760000 | HDC ENCLOSURES SIZE: 4 PROTECTION DEGREE: IP66 (IN PLUGGED CONDITION) IP67 PLUGGED CABLE ENTRY FROM SIDE SCREW SIZE OF CABLE ENTRIES: M 32 | 6
3192 | 2716770000 | HDC ENCLOSURES SIZE: 6 PROTECTION DEGREE: IP66 (IN PLUGGED CONDITION) IP67 PLUGGED CABLE ENTRY FROM SIDE SCREW SIZE OF CABLE ENTRIES: M 40 | 6
3193 | 2726820000 | SPARE ARRESTER SURGE PROTECTION TT NUR FÜR N-PE | 544
3194 | 2726780000 | SURGE VOLTAGE ARRESTER LOW VOLTAGE WITHOUT TELECOMM. CONTACT LEAKAGE-CURRENT-FREE SURGE PROTECTION TN-C-S TN-S | 24
3195 | 2726750000 | SURGE VOLTAGE ARRESTER LOW VOLTAGE SURGE PROTECTION LEAKAGE-CURRENT-FREE WITH REMOTE CONTACT TN-C | 24
3196 | 2726770000 | SURGE VOLTAGE ARRESTER LOW VOLTAGE SURGE PROTECTION LEAKAGE-CURRENT-FREE WITH REMOTE CONTACT TN-C-S TN-S TT IT WITH N IT WITHOUT N | 68
3197 | 2726740000 | SURGE VOLTAGE ARRESTER LOW VOLTAGE WITHOUT TELECOMM. CONTACT LEAKAGE-CURRENT-FREE SURGE PROTECTION TN-C | 24
3198 | 2730860000 | SPARE ARRESTER LEAKAGE-CURRENT-FREE SURGE PROTECTION UP(L/N-PE) ? 1.5 KV | 542
3199 | 1346640000 | REPLACEMENT PART | 55
3200 | 1347380000 | REPLACEMENT PART | 55
3201 | 2467110000 | POWER SUPPLY SWITCH-MODE POWER SUPPLY UNIT 24 V | 56
3202 | 2467090000 | POWER SUPPLY SWITCH-MODE POWER SUPPLY UNIT 24 V | 56
3203 | 2467070000 | POWER SUPPLY SWITCH-MODE POWER SUPPLY UNIT 24 V | 56
3204 | 2467130000 | POWER SUPPLY SWITCH-MODE POWER SUPPLY UNIT 24 V | 56
3205 | 2467140000 | POWER SUPPLY SWITCH-MODE POWER SUPPLY UNIT 36 V | 56
3206 | 2467180000 | POWER SUPPLY SWITCH-MODE POWER SUPPLY UNIT 48 V | 56
3207 | 2467160000 | POWER SUPPLY SWITCH-MODE POWER SUPPLY UNIT 48 V | 56
3208 | 2748720000 | FEMALE 0.2 - 0.5 MM² | 1348
3209 | 2748700000 | MALE 0.2 - 0.5 MM² | 1342
3210 | 2748550000 | MODULE | 813
3211 | 2748540000 | MODULE | 813
3212 | 2748520000 | DATA MODULE | 356
3213 | 2748530000 | DATA MODULE | 356
3214 | 2748490000 | SIGNAL MODULE | 142
3215 | 2748480000 | SIGNAL MODULE | 142
3216 | 2748460000 | SIGNAL MODULE | 142
3217 | 2748470000 | SIGNAL MODULE | 142
3218 | 2748450000 | SIGNAL MODULE | 142
3219 | 2748430000 | SIGNAL MODULE | 142
3220 | 2748440000 | SIGNAL MODULE | 142
3221 | 2748340000 | POWER MODULE | 126
3222 | 2748330000 | POWER MODULE | 126
3223 | 2748310000 | POWER MODULE | 126
3224 | 2748320000 | POWER MODULE | 126
3225 | 2748300000 | POWER MODULE | 126
3226 | 2748280000 | POWER MODULE | 126
3227 | 2748290000 | POWER MODULE | 126
3228 | 2748270000 | POWER MODULE | 126
3229 | 2748240000 | POWER MODULE | 126
3230 | 2748260000 | POWER MODULE | 126
3231 | 2706430000 | TERMSERIES RELAY MODULE WITH POSITIVELY DRIVEN CONTACTS N OF CONTACTS: 2 CO CONTACTS FORCIBILY GUIDED (EN 61810-3 TYPE B) AGNI RATED CONTROL VOLTAGE: 24 V UC ±10 % CONTINUOUS CURRENT: 6 A PUSH IN TEST BUTTON AVAILABLE: NO | 3
3232 | 2747390000 | PCB PLUG-IN CONNECTOR FEMALE HEADER SMD SOLDER CONNECTION PITCH IN MM (P): 1.27 MM N OF POLES: 40 180° TAPE | 0
3233 | 2747490000 | PCB PLUG-IN CONNECTOR FEMALE HEADER SMD SOLDER CONNECTION PITCH IN MM (P): 1.27 MM N OF POLES: 50 90° TAPE | 0
3234 | 2747450000 | PCB PLUG-IN CONNECTOR FEMALE HEADER SMD SOLDER CONNECTION PITCH IN MM (P): 1.27 MM N OF POLES: 20 90° TAPE | 0
3235 | 2747410000 | PCB PLUG-IN CONNECTOR FEMALE HEADER SMD SOLDER CONNECTION PITCH IN MM (P): 1.27 MM N OF POLES: 68 180° TAPE | 0
3236 | 2747430000 | PCB PLUG-IN CONNECTOR FEMALE HEADER SMD SOLDER CONNECTION PITCH IN MM (P): 1.27 MM N OF POLES: 12 90° TAPE | 0
3237 | 2747470000 | PCB PLUG-IN CONNECTOR FEMALE HEADER SMD SOLDER CONNECTION PITCH IN MM (P): 1.27 MM N OF POLES: 32 90° TAPE | 0
3238 | 2747480000 | PCB PLUG-IN CONNECTOR FEMALE HEADER SMD SOLDER CONNECTION PITCH IN MM (P): 1.27 MM N OF POLES: 40 90° TAPE | 0
3239 | 2747440000 | PCB PLUG-IN CONNECTOR FEMALE HEADER SMD SOLDER CONNECTION PITCH IN MM (P): 1.27 MM N OF POLES: 16 90° TAPE | 0
3240 | 2747460000 | PCB PLUG-IN CONNECTOR FEMALE HEADER SMD SOLDER CONNECTION PITCH IN MM (P): 1.27 MM N OF POLES: 26 90° TAPE | 0
3241 | 2747420000 | PCB PLUG-IN CONNECTOR FEMALE HEADER SMD SOLDER CONNECTION PITCH IN MM (P): 1.27 MM N OF POLES: 80 180° TAPE | 0
3242 | 2747310000 | PCB PLUG-IN CONNECTOR FEMALE HEADER SMD SOLDER CONNECTION PITCH IN MM (P): 1.27 MM N OF POLES: 50 180° TAPE | 0
3243 | 2747300000 | PCB PLUG-IN CONNECTOR FEMALE HEADER SMD SOLDER CONNECTION PITCH IN MM (P): 1.27 MM N OF POLES: 40 180° TAPE | 0
3244 | 2747400000 | PCB PLUG-IN CONNECTOR FEMALE HEADER SMD SOLDER CONNECTION PITCH IN MM (P): 1.27 MM N OF POLES: 50 180° TAPE | 0
3245 | 2747280000 | PCB PLUG-IN CONNECTOR FEMALE HEADER SMD SOLDER CONNECTION PITCH IN MM (P): 1.27 MM N OF POLES: 26 180° TAPE | 0
3246 | 2747350000 | PCB PLUG-IN CONNECTOR FEMALE HEADER SMD SOLDER CONNECTION PITCH IN MM (P): 1.27 MM N OF POLES: 16 180° TAPE | 0
3247 | 2747340000 | PCB PLUG-IN CONNECTOR FEMALE HEADER SMD SOLDER CONNECTION PITCH IN MM (P): 1.27 MM N OF POLES: 12 180° TAPE | 0
3248 | 2747370000 | PCB PLUG-IN CONNECTOR FEMALE HEADER SMD SOLDER CONNECTION PITCH IN MM (P): 1.27 MM N OF POLES: 26 180° TAPE | 0
3249 | 2747320000 | PCB PLUG-IN CONNECTOR FEMALE HEADER SMD SOLDER CONNECTION PITCH IN MM (P): 1.27 MM N OF POLES: 68 180° TAPE | 0
3250 | 2747360000 | PCB PLUG-IN CONNECTOR FEMALE HEADER SMD SOLDER CONNECTION PITCH IN MM (P): 1.27 MM N OF POLES: 20 180° TAPE | 0
3251 | 2747380000 | PCB PLUG-IN CONNECTOR FEMALE HEADER SMD SOLDER CONNECTION PITCH IN MM (P): 1.27 MM N OF POLES: 32 180° TAPE | 0
3252 | 2747230000 | PCB PLUG-IN CONNECTOR MALE HEADER SMD SOLDER CONNECTION PITCH IN MM (P): 1.27 MM N OF POLES: 68 90° TAPE | 0
3253 | 2747330000 | PCB PLUG-IN CONNECTOR FEMALE HEADER SMD SOLDER CONNECTION PITCH IN MM (P): 1.27 MM N OF POLES: 80 180° TAPE | 0
3254 | 2747290000 | PCB PLUG-IN CONNECTOR FEMALE HEADER SMD SOLDER CONNECTION PITCH IN MM (P): 1.27 MM N OF POLES: 32 180° TAPE | 0
3255 | 2747260000 | PCB PLUG-IN CONNECTOR FEMALE HEADER SMD SOLDER CONNECTION PITCH IN MM (P): 1.27 MM N OF POLES: 16 180° TAPE | 0
3256 | 2747190000 | PCB PLUG-IN CONNECTOR MALE HEADER SMD SOLDER CONNECTION PITCH IN MM (P): 1.27 MM N OF POLES: 26 90° TAPE | 0
3257 | 2747200000 | PCB PLUG-IN CONNECTOR MALE HEADER SMD SOLDER CONNECTION PITCH IN MM (P): 1.27 MM N OF POLES: 32 90° TAPE | 0
3258 | 2747240000 | PCB PLUG-IN CONNECTOR MALE HEADER SMD SOLDER CONNECTION PITCH IN MM (P): 1.27 MM N OF POLES: 80 90° TAPE | 0
3259 | 2747250000 | PCB PLUG-IN CONNECTOR FEMALE HEADER SMD SOLDER CONNECTION PITCH IN MM (P): 1.27 MM N OF POLES: 12 180° TAPE | 0
3260 | 2747210000 | PCB PLUG-IN CONNECTOR MALE HEADER SMD SOLDER CONNECTION PITCH IN MM (P): 1.27 MM N OF POLES: 40 90° TAPE | 0
3261 | 2747270000 | PCB PLUG-IN CONNECTOR FEMALE HEADER SMD SOLDER CONNECTION PITCH IN MM (P): 1.27 MM N OF POLES: 20 180° TAPE | 0
3262 | 2747220000 | PCB PLUG-IN CONNECTOR MALE HEADER SMD SOLDER CONNECTION PITCH IN MM (P): 1.27 MM N OF POLES: 50 90° TAPE | 0
3263 | 2747180000 | PCB PLUG-IN CONNECTOR MALE HEADER SMD SOLDER CONNECTION PITCH IN MM (P): 1.27 MM N OF POLES: 20 90° TAPE | 0
3264 | 2747160000 | PCB PLUG-IN CONNECTOR MALE HEADER SMD SOLDER CONNECTION PITCH IN MM (P): 1.27 MM N OF POLES: 12 90° TAPE | 0
3265 | 2747170000 | PCB PLUG-IN CONNECTOR MALE HEADER SMD SOLDER CONNECTION PITCH IN MM (P): 1.27 MM N OF POLES: 16 90° TAPE | 0
3266 | 2757430000 | 2.5 MM² 24 A DARK | 857
3267 | 1537750000 | SIGNAL CONVERTER/ISOLATOR INPUT : 0(4)-20 MA OUTPUT : 0-10 V VOLTAGE SUPPLY ALSO VIA CH20M RAIL BUS | 180
3268 | 7760054354 | SIGNAL CONVERTER/ISOLATOR OUTPUT CURRENT LOOP POWE INPUT : 4-20 MA OUTPUT : 4-20 MA (LOOP POWE) | 201
3269 | 7760054357 | SIGNAL CONVERTER/ISOLATOR INPUT CURRENT LOOP FEED INPUT : 0(4)-20 MA (LOOP POWE) OUTPUT : 0(4)-20 MA | 201
3270 | 2736500000 | SPARE ARRESTER SURGE PROTECTION UP(L/N-PE) ? 1.5 KV | 243
3271 | 2736480000 | SURGE VOLTAGE ARRESTER LOW VOLTAGE SURGE PROTECTION WITH REMOTE CONTACT SINGLE-PHASE | 24
3272 | 2736490000 | SURGE VOLTAGE ARRESTER LOW VOLTAGE SURGE PROTECTION WITH REMOTE CONTACT TN-C-S TN-S | 24
3273 | 2736470000 | SURGE VOLTAGE ARRESTER LOW VOLTAGE SURGE PROTECTION WITH REMOTE CONTACT SINGLE-PHASE | 24
3274 | 2736350000 | SURGE VOLTAGE ARRESTER LOW VOLTAGE SURGE PROTECTION WITH REMOTE CONTACT SINGLE-PHASE TT TN IT WITH N | 68
3275 | 2736360000 | SURGE VOLTAGE ARRESTER LOW VOLTAGE SURGE PROTECTION TN-C-S TN-S TT IT WITH N | 68
3276 | 2736410000 | SURGE VOLTAGE ARRESTER LOW VOLTAGE SURGE PROTECTION WITH REMOTE CONTACT TN-C-S TN-S | 24
3277 | 2736400000 | SURGE VOLTAGE ARRESTER LOW VOLTAGE SURGE PROTECTION TN-C-S TN-S | 24
3278 | 2736430000 | SURGE VOLTAGE ARRESTER LOW VOLTAGE SURGE PROTECTION WITH REMOTE CONTACT SINGLE-PHASE | 24
3279 | 2736340000 | SURGE VOLTAGE ARRESTER LOW VOLTAGE SURGE PROTECTION SINGLE-PHASE TT TN IT WITH N | 68
3280 | 2736450000 | SURGE VOLTAGE ARRESTER LOW VOLTAGE SURGE PROTECTION WITH REMOTE CONTACT TN-C | 24
3281 | 2736390000 | SURGE VOLTAGE ARRESTER LOW VOLTAGE SURGE PROTECTION WITH REMOTE CONTACT TN-C-S TT IT WITH N TN-S | 68
3282 | 2736420000 | SURGE VOLTAGE ARRESTER LOW VOLTAGE SURGE PROTECTION WITH REMOTE CONTACT SINGLE-PHASE | 24
3283 | 2736460000 | SURGE VOLTAGE ARRESTER LOW VOLTAGE SURGE PROTECTION WITH REMOTE CONTACT SINGLE-PHASE TT TN IT WITH N | 68
3284 | 2736440000 | SURGE VOLTAGE ARRESTER LOW VOLTAGE SURGE PROTECTION WITH REMOTE CONTACT TN-C-S TN-S TT IT WITH N | 68
3285 | 2736210000 | SURGE VOLTAGE ARRESTER LOW VOLTAGE SURGE PROTECTION SINGLE-PHASE | 24
3286 | 2730740000 | SURGE VOLTAGE ARRESTER LOW VOLTAGE SURGE PROTECTION TN-S TN-C-S | 24
3287 | 2730730000 | SURGE VOLTAGE ARRESTER LOW VOLTAGE SURGE PROTECTION WITH REMOTE CONTACT TN-C | 24
3288 | 2730710000 | SURGE VOLTAGE ARRESTER LOW VOLTAGE SURGE PROTECTION WITH REMOTE CONTACT SINGLE-PHASE | 24
3289 | 2730760000 | SPARE ARRESTER SURGE PROTECTION UP(L/N-PE) ? 34 KV | 243
3290 | 2730780000 | SURGE VOLTAGE ARRESTER LOW VOLTAGE SURGE PROTECTION WITH REMOTE CONTACT TN-C | 24
3291 | 2730720000 | SURGE VOLTAGE ARRESTER LOW VOLTAGE SURGE PROTECTION TN-C | 24
3292 | 2730800000 | SURGE VOLTAGE ARRESTER LOW VOLTAGE SURGE PROTECTION TT NUR FÜR N-PE UP(L/N-PE) ? 1.5 KV | 294
3293 | 2730650000 | SURGE VOLTAGE ARRESTER LOW VOLTAGE SURGE PROTECTION SINGLE-PHASE TT TN IT WITH N | 68
3294 | 2730620000 | SURGE VOLTAGE ARRESTER LOW VOLTAGE SURGE PROTECTION WITH REMOTE CONTACT TN-C-S TN-S | 24
3295 | 2730590000 | SURGE VOLTAGE ARRESTER LOW VOLTAGE SURGE PROTECTION TN-C | 24
3296 | 2730700000 | SURGE VOLTAGE ARRESTER LOW VOLTAGE SURGE PROTECTION SINGLE-PHASE | 24
3297 | 2730690000 | SPARE ARRESTER SURGE PROTECTION UP(L/N-PE) ? 2.3 KV | 243
3298 | 2730660000 | SURGE VOLTAGE ARRESTER LOW VOLTAGE SURGE PROTECTION WITH REMOTE CONTACT SINGLE-PHASE TT TN IT WITH N | 68
3299 | 2730550000 | SURGE VOLTAGE ARRESTER LOW VOLTAGE SURGE PROTECTION WITH REMOTE CONTACT TN-C | 24
3300 | 2730560000 | SPARE ARRESTER SURGE PROTECTION UP(L/N-PE) ? 1.75 KV | 243
3301 | 2730570000 | SURGE VOLTAGE ARRESTER LOW VOLTAGE SURGE PROTECTION SINGLE-PHASE | 24
3302 | 2730600000 | SURGE VOLTAGE ARRESTER LOW VOLTAGE SURGE PROTECTION WITH REMOTE CONTACT TN-C | 24
3303 | 2730670000 | SURGE VOLTAGE ARRESTER LOW VOLTAGE SURGE PROTECTION TN-C-S TN-S TT IT WITH N | 68
3304 | 2730580000 | SURGE VOLTAGE ARRESTER LOW VOLTAGE SURGE PROTECTION WITH REMOTE CONTACT SINGLE-PHASE | 24
3305 | 2730630000 | SURGE VOLTAGE ARRESTER LOW VOLTAGE SURGE PROTECTION SINGLE-PHASE | 24
3306 | 2730790000 | SURGE VOLTAGE ARRESTER LOW VOLTAGE SURGE PROTECTION WITH REMOTE CONTACT SINGLE-PHASE | 24
3307 | 2730610000 | SURGE VOLTAGE ARRESTER LOW VOLTAGE SURGE PROTECTION TN-C-S TN-S | 24
3308 | 2730510000 | SURGE VOLTAGE ARRESTER LOW VOLTAGE SURGE PROTECTION TN-C | 24
3309 | 2730530000 | SPARE ARRESTER SURGE PROTECTION UP(L/N-PE) ? 1.5 KV | 243
3310 | 2730490000 | SURGE VOLTAGE ARRESTER LOW VOLTAGE SURGE PROTECTION WITH REMOTE CONTACT TN-C-S TN-S | 24
3311 | 2730520000 | SURGE VOLTAGE ARRESTER LOW VOLTAGE SURGE PROTECTION WITH REMOTE CONTACT TN-C | 24
3312 | 2730540000 | SURGE VOLTAGE ARRESTER LOW VOLTAGE SURGE PROTECTION TN-C | 24
3313 | 2730680000 | SURGE VOLTAGE ARRESTER LOW VOLTAGE SURGE PROTECTION WITH REMOTE CONTACT TN-C-S TN-S TT IT WITH N | 68
3314 | 2730470000 | SURGE VOLTAGE ARRESTER LOW VOLTAGE SURGE PROTECTION SINGLE-PHASE | 24
3315 | 2730480000 | SURGE VOLTAGE ARRESTER LOW VOLTAGE SURGE PROTECTION WITH REMOTE CONTACT SINGLE-PHASE | 24
3316 | 2730440000 | SPARE ARRESTER SURGE PROTECTION UP(L/N-PE) ? 1.25 KV | 243
3317 | 2730450000 | SURGE VOLTAGE ARRESTER LOW VOLTAGE SURGE PROTECTION SINGLE-PHASE | 24
3318 | 2730460000 | SURGE VOLTAGE ARRESTER LOW VOLTAGE SURGE PROTECTION WITH REMOTE CONTACT SINGLE-PHASE | 24
3319 | 2730500000 | SURGE VOLTAGE ARRESTER LOW VOLTAGE SURGE PROTECTION WITH REMOTE CONTACT TN-C-S TN-S | 24
3320 | 2730640000 | SURGE VOLTAGE ARRESTER LOW VOLTAGE SURGE PROTECTION WITH REMOTE CONTACT SINGLE-PHASE | 24
3321 | 7789285100 | PRE-ASSEMBLED CABLE PAC CABLE LIYCY 0.25 MM² | 2
3322 | 7789135030 | PRE-ASSEMBLED CABLE PAC CABLE LIYCY 0.25 MM² | 2
3323 | 2742060000 | 35 MM² 1000 V 125 A DARK | 1338
3324 | 2742110000 | 50 MM² GREEN/ | 1330
3325 | 2742100000 | FEED-THROUGH TERMINAL 50 MM² 1000 V 150 A | 62
3326 | 2742090000 | FEED-THROUGH TERMINAL 50 MM² 1000 V 150 A DARK | 62
3327 | 2682600000 | SERIAL/ETHERNET CONVERTER AND MODBUS TCP/RTU GATEWAY N OF PORTS: 2X RJ45 10/100BASE-T(X) 1X DB9 MALE FOR RS-232/422/485 IP30 -40 °C...70 °C | 1182
3328 | 2682610000 | CONFIGURATION BACKUP AND RESTORE MODULE IP40 -10 °C...60 °C | 1016
3329 | 2682340000 | NETWORK SWITCH MANAGED GIGABIT ETHERNET N OF PORTS: 8X RJ45 4X 100/1000BASESFP SLOT IP30 -40 °C...75 °C | 91
3330 | 2682370000 | NETWORK SWITCH MANAGED GIGABIT ETHERNET N OF PORTS: 16X RJ45 8X 100/1000BASESFP SLOT IP30 -40 °C...75 °C | 91
3331 | 2682330000 | NETWORK SWITCH MANAGED FAST/GIGABIT ETHERNET N OF PORTS: 16X RJ45 10/100BASET(X) 2X COMBO-PORTS (10/100/1000BASET(X) OR 100/1000BASESFP) IP30 -40 °C...75 °C | 91
3332 | 2682360000 | NETWORK SWITCH MANAGED GIGABIT ETHERNET N OF PORTS: 12X RJ45 2 * SLOTS 100/1000BASESFP IP30 -40 °C...75 °C | 91
3333 | 2682320000 | NETWORK SWITCH MANAGED FAST ETHERNET N OF PORTS: 24X RJ45 IP30 -40 °C...75 °C | 50
3334 | 2755980000 | COMBINER BOX 2 MPPT'S 1 INPUT / 1 OUTPUT PER MPPT SURGE PROTECTION I / II CABLE GLAND PUSH IN CONNECTION 1000 V | 60
3335 | 2756000000 | COMBINER BOX 2 MPPT'S 1 INPUT / 1 OUTPUT PER MPPT SURGE PROTECTION II CABLE GLAND PUSH IN CONNECTION 1500 V | 60
3336 | 2755990000 | COMBINER BOX 1 MPPT 1 INPUT / 1 OUTPUT PER MPPT SURGE PROTECTION II CABLE GLAND PUSH IN CONNECTION 1500 V | 60
3337 | 2755960000 | COMBINER BOX 2 MPPT'S 1 INPUT / 1 OUTPUT PER MPPT SURGE PROTECTION II CABLE GLAND PUSH IN CONNECTION 1000 V | 60
3338 | 2755970000 | COMBINER BOX 1 MPPT 1 INPUT / 1 OUTPUT PER MPPT SURGE PROTECTION I / II CABLE GLAND PUSH IN CONNECTION 1000 V | 60
3339 | 2755950000 | COMBINER BOX 1 MPPT 1 INPUT / 1 OUTPUT PER MPPT SURGE PROTECTION II CABLE GLAND PUSH IN CONNECTION 1000 V | 60
3340 | 2467290000 | DC/DC CONVERTER 31.2 V 24 V | 369
3341 | 2467300000 | DC/DC CONVERTER 31.2 V 24 V | 369
3342 | 2467310000 | DC/DC CONVERTER 31.2 V 24 V | 369
3343 | 1347420000 | REPLACEMENT PART | 55
3344 | 1347330000 | REPLACEMENT PART | 55
3345 | 1347130000 | REPLACEMENT PART | 55
3346 | 1347120000 | REPLACEMENT PART | 55
3347 | 1347190000 | REPLACEMENT PART | 55
3348 | 2710100000 | PE TERMINAL SCREW CONNECTION 6 MM² 500 V GREEN/ | 1036
3349 | 2710170000 | A-SERIES END PLATE | 52
3350 | 2739630000 | SECURITY/NAT/VPN/U-LINK ROUTER WITH INTEGRATED MULTI-BAND MODEM (4G/3G) US/EMEA-MODEL FAST ETHERNET 4X RJ45 10/100BASET(X) IP30 -30 °C...70 °C | 295
3351 | 2749850000 | SCREWDRIVER BLADE WIDTH (B): 5.5 MM BLADE LENGTH: 125 MM BLADE THICKNESS (A): 1 MM | 106
3352 | 2749860000 | SCREWDRIVER BLADE WIDTH (B): 6.5 MM BLADE LENGTH: 150 MM BLADE THICKNESS (A): 1.2 MM | 106
3353 | 2749820000 | SCREWDRIVER BLADE WIDTH (B): 4 MM BLADE LENGTH: 100 MM BLADE THICKNESS (A): 0.8 MM | 106
3354 | 2749830000 | SCREWDRIVER BLADE WIDTH (B): 4.5 MM BLADE LENGTH: 125 MM BLADE THICKNESS (A): 1 MM | 106
3355 | 2749760000 | MOUNTING TOOL | 204
3356 | 2749750000 | MOUNTING TOOL | 204
3357 | 2749590000 | MOUNTING TOOL | 204
3358 | 2749330000 | SCREWDRIVER BLADE WIDTH (B): 3 MM BLADE LENGTH: 80 MM BLADE THICKNESS (A): 0.5 MM | 106
3359 | 2749320000 | SCREWDRIVER BLADE WIDTH (B): 2.5 MM BLADE LENGTH: 75 MM BLADE THICKNESS (A): 0.4 MM | 106
3360 | 2749200000 | SCREWDRIVER SET | 452
3361 | 1347500000 | REPLACEMENT PART | 55
3362 | 1347470000 | REPLACEMENT PART | 55
3363 | 1347480000 | REPLACEMENT PART | 55
3364 | 7760054118 | SIGNAL CONVERTER/ISOLATOR OUTPUT CURRENT LOOP POWE INPUT : 0-20 MA OUTPUT : 4-20 MA (LOOP POWE) | 201
3365 | 2774950000 | SURGE VOLTAGE ARRESTER LOW VOLTAGE SURGE PROTECTION LEAKAGE-CURRENT-FREE WITH REMOTE CONTACT SINGLE-PHASE TN TN-C | 24
3366 | 2775000000 | SURGE VOLTAGE ARRESTER LOW VOLTAGE SURGE PROTECTION LEAKAGE-CURRENT-FREE WITH REMOTE CONTACT SINGLE-PHASE TN TT IT WITH N IT WITHOUT N | 68
3367 | 2774990000 | SURGE VOLTAGE ARRESTER LOW VOLTAGE SURGE PROTECTION LEAKAGE-CURRENT-FREE WITH REMOTE CONTACT TN TN-S | 24
3368 | 2774960000 | SURGE VOLTAGE ARRESTER LOW VOLTAGE SURGE PROTECTION LEAKAGE-CURRENT-FREE WITH REMOTE CONTACT TN TN-C | 24
3369 | 2774940000 | SURGE VOLTAGE ARRESTER LOW VOLTAGE SURGE PROTECTION LEAKAGE-CURRENT-FREE WITH REMOTE CONTACT SINGLE-PHASE TN | 24
3370 | 2748900000 | SCREWDRIVER INSERT BLADE WIDTH (B): 2.5 MM BLADE LENGTH: 70 MM BLADE THICKNESS (A): 0.4 MM | 106
3371 | 2466980000 | POWER SUPPLY SWITCH-MODE POWER SUPPLY UNIT 24 V | 56
3372 | 2467000000 | POWER SUPPLY SWITCH-MODE POWER SUPPLY UNIT 24 V | 56
3373 | 2467010000 | POWER SUPPLY SWITCH-MODE POWER SUPPLY UNIT 24 V | 56
3374 | 1021730060 | SENSOR/ACTUATOR LINE CONNECTING LINE M12 / M12 N OF POLES : 4 0.6 M SHIELDED: NO LED: NO SHEATH MATERIAL: PUR HALOGEN: NO | 0
3375 | 1021730100 | SENSOR/ACTUATOR LINE CONNECTING LINE M12 / M12 N OF POLES : 4 1 M SHIELDED: NO LED: NO SHEATH MATERIAL: PUR HALOGEN: NO | 0
3376 | 1021730400 | SENSOR/ACTUATOR LINE CONNECTING LINE M12 / M12 N OF POLES : 4 4 M SHIELDED: NO LED: NO SHEATH MATERIAL: PUR HALOGEN: NO | 0
3377 | 1021730700 | SENSOR/ACTUATOR LINE CONNECTING LINE M12 / M12 N OF POLES : 4 0.7 M SHIELDED: NO LED: NO SHEATH MATERIAL: PUR HALOGEN: NO | 0
3378 | 1059330020 | DRAGLINE CABLE PROFINET M12 D-CODE ? IP 67 STRAIGHT SOCKET M12 D-CODE ? IP 67 STRAIGHT PIN CAT.5 (ISO/IEC 11801) / CAT.5E (TIA T568-B) PUR 2 M | 11
3379 | 1059480200 | SENSOR/ACTUATOR LINE CONNECTING LINE M12 / M12 N OF POLES : 4 2 M SHIELDED: YES LED: NO SHEATH MATERIAL: PUR HALOGEN: NO | 0
3380 | 1059480250 | SENSOR/ACTUATOR LINE CONNECTING LINE M12 / M12 N OF POLES : 4 2.5 M SHIELDED: YES LED: NO SHEATH MATERIAL: PUR HALOGEN: NO | 0
3381 | 1059480400 | SENSOR/ACTUATOR LINE CONNECTING LINE M12 / M12 N OF POLES : 4 4 M SHIELDED: YES LED: NO SHEATH MATERIAL: PUR HALOGEN: NO | 0
3382 | 1059544000 | SENSOR/ACTUATOR LINE CONNECTING LINE M12 / M12 N OF POLES : 5 40 M SHIELDED: YES LED: NO SHEATH MATERIAL: PUR HALOGEN: NO | 0
3383 | 1059730200 | SENSOR/ACTUATOR LINE CONNECTING LINE M12 / M12 N OF POLES : 4 2 M SHIELDED: YES LED: NO SHEATH MATERIAL: PUR HALOGEN: NO | 0
3384 | 1059750150 | DRAGLINE CABLE PROFINET M12 D-CODE ? IP 67 ANGLED PIN OPEN CAT.5 (ISO/IEC 11801) / CAT.5E (TIA T568-B) PUR 15 M | 11
3385 | 1059750250 | DRAGLINE CABLE PROFINET M12 D-CODE ? IP 67 ANGLED PIN OPEN CAT.5 (ISO/IEC 11801) / CAT.5E (TIA T568-B) PUR 25 M | 11
3386 | 1059770250 | DRAGLINE CABLE PROFINET M12 D-CODE ? IP 67 STRAIGHT PIN M12 D-CODE ? IP 67 ANGLED PIN CAT.5 (ISO/IEC 11801) / CAT.5E (TIA T568-B) PUR 25 M | 11
3387 | 1059890020 | DRAGLINE CABLE PROFINET M12 D-CODE ? IP 67 ANGLED PIN M12 D-CODE ? IP 67 ANGLED PIN CAT.5 (ISO/IEC 11801) / CAT.5E (TIA T568-B) PUR 2 M | 11
3388 | 1059890200 | DRAGLINE CABLE PROFINET M12 D-CODE ? IP 67 ANGLED PIN M12 D-CODE ? IP 67 ANGLED PIN CAT.5 (ISO/IEC 11801) / CAT.5E (TIA T568-B) PUR 20 M | 11
3389 | 1059890250 | DRAGLINE CABLE PROFINET M12 D-CODE ? IP 67 ANGLED PIN M12 D-CODE ? IP 67 ANGLED PIN CAT.5 (ISO/IEC 11801) / CAT.5E (TIA T568-B) PUR 25 M | 11
3390 | 1060120800 | BUS LINE ONE END WITHOUT CONNECTOR M12 N OF POLES: 5 8 M SHIELDED: YES LED: NO SHEATH MATERIAL: PVC HALOGEN: YES | 0
3391 | 1061881500 | SENSOR/ACTUATOR LINE ONE END WITHOUT CONNECTOR M12 N OF POLES : 5 15 M SHIELDED: NO LED: NO SHEATH MATERIAL: PUR HALOGEN: NO | 0
3392 | 1061901500 | SENSOR/ACTUATOR LINE ONE END WITHOUT CONNECTOR M12 N OF POLES : 4 15 M SHIELDED: NO LED: NO SHEATH MATERIAL: PUR HALOGEN: NO | 0
3393 | 1061990030 | BUS LINE CONNECTING LINE M12 / M12 N OF POLES: 5 0.3 M PIN STRAIGHT - SOCKET 90° SHIELDED: YES LED: NO SHEATH MATERIAL: PUR HALOGEN: NO | 0
3394 | 1062150050 | BUS LINE CONNECTING LINE M12 / M12 N OF POLES: 5 0.5 M SHIELDED: YES LED: NO SHEATH MATERIAL: PUR HALOGEN: NO | 0
3395 | 1062150250 | BUS LINE CONNECTING LINE M12 / M12 N OF POLES: 5 2.5 M SHIELDED: YES LED: NO SHEATH MATERIAL: PUR HALOGEN: NO | 0
3396 | 1062150350 | BUS LINE CONNECTING LINE M12 / M12 N OF POLES: 5 3.5 M SHIELDED: YES LED: NO SHEATH MATERIAL: PUR HALOGEN: NO | 0
3397 | 1062150400 | BUS LINE CONNECTING LINE M12 / M12 N OF POLES: 5 4 M SHIELDED: YES LED: NO SHEATH MATERIAL: PUR HALOGEN: NO | 0
3398 | 1062150450 | BUS LINE CONNECTING LINE M12 / M12 N OF POLES: 5 4.5 M SHIELDED: YES LED: NO SHEATH MATERIAL: PUR HALOGEN: NO | 0
3399 | 1062150550 | BUS LINE CONNECTING LINE M12 / M12 N OF POLES: 5 5.5 M SHIELDED: YES LED: NO SHEATH MATERIAL: PUR HALOGEN: NO | 0
3400 | 1062150600 | BUS LINE CONNECTING LINE M12 / M12 N OF POLES: 5 6 M SHIELDED: YES LED: NO SHEATH MATERIAL: PUR HALOGEN: NO | 0
3401 | 1062150650 | BUS LINE CONNECTING LINE M12 / M12 N OF POLES: 5 6.5 M SHIELDED: YES LED: NO SHEATH MATERIAL: PUR HALOGEN: NO | 0
3402 | 1062150700 | BUS LINE CONNECTING LINE M12 / M12 N OF POLES: 5 7 M SHIELDED: YES LED: NO SHEATH MATERIAL: PUR HALOGEN: NO | 0
3403 | 1071990400 | SENSOR/ACTUATOR LINE CONNECTING LINE M12 / M12 N OF POLES : 4 4 M SHIELDED: NO LED: NO SHEATH MATERIAL: PUR HALOGEN: NO | 0
3404 | 1139680000 | HDC ENCLOSURES SIZE: 6 PROTECTION DEGREE: IP65 IP65 (IN PLUGGED CONDITION) CABLE ENTRY FROM TOP PLUG HOUSING END-LOCKING CLAMP LOWER SIDE HIGH SIZE OF CABLE ENTRIES: M 40 | 6
3405 | 1171890150 | SENSOR/ACTUATOR LINE CONNECTING LINE M12 / M12 N OF POLES : 3 1.5 M TWIN CABLING PIN STRAIGHT 2X SOCKET STRAIGHT SHIELDED: NO LED: NO SHEATH MATERIAL: PVC HALOGEN: YES | 0
3406 | 1171891000 | SENSOR/ACTUATOR LINE CONNECTING LINE M12 / M12 N OF POLES : 3 10 M TWIN CABLING PIN STRAIGHT 2X SOCKET STRAIGHT SHIELDED: NO LED: NO SHEATH MATERIAL: PVC HALOGEN: YES | 0
3407 | 1251580003 | PATCH CABLE RJ45 IP 20 RJ45 IP 20 CAT.6A / CLASS EA (ISO/IEC 11801 2010) LSZH 0.3 M | 14
3408 | 1279410060 | SENSOR/ACTUATOR LINE ONE END WITHOUT CONNECTOR N OF POLES : 8 0.6 M SHIELDED: NO LED: NO SHEATH MATERIAL: PUR HALOGEN: NO | 0
3409 | 1279443000 | SENSOR/ACTUATOR LINE CONNECTING LINE N OF POLES : 8 30 M SHIELDED: NO LED: NO SHEATH MATERIAL: PUR HALOGEN: NO | 0
3410 | 1329110020 | PRE-ASSEMBLED CABLE PAC CABLE LIYY 0.25 MM² | 2
3411 | 1329140010 | PRE-ASSEMBLED CABLE PAC CABLE LIYY 0.25 MM² | 2
3412 | 1329150020 | PRE-ASSEMBLED CABLE PAC CABLE LIYY 0.25 MM² | 2
3413 | 1329150030 | PRE-ASSEMBLED CABLE PAC CABLE LIYY 0.25 MM² | 2
3414 | 1329170020 | PRE-ASSEMBLED CABLE PAC CABLE LIYY 0.25 MM² | 2
3415 | 1329170030 | PRE-ASSEMBLED CABLE PAC CABLE LIYY 0.25 MM² | 2
3416 | 1329200010 | PRE-ASSEMBLED CABLE PAC CABLE LIYY 0.25 MM² | 2
3417 | 1329290020 | PRE-ASSEMBLED CABLE PAC CABLE LIYCY 0.25 MM² | 2
3418 | 1345040015 | PRE-ASSEMBLED CABLE PAC CABLE LIYCY 0.25 MM² | 2
3419 | 1346410000 | REPLACEMENT PART | 55
3420 | 1346430000 | REPLACEMENT PART | 55
3421 | 1346440000 | REPLACEMENT PART | 55
3422 | 1346450000 | REPLACEMENT PART | 55
3423 | 1346460000 | REPLACEMENT PART | 55
3424 | 1346470000 | REPLACEMENT PART | 55
3425 | 1346490000 | REPLACEMENT PART | 55
3426 | 1346500000 | REPLACEMENT PART | 55
3427 | 1349370150 | PRE-ASSEMBLED CABLE PAC CABLE LIYCY 0.25 MM² | 2
3428 | 1349670050 | PRE-ASSEMBLED CABLE PAC | 34
3429 | 1349790040 | PRE-ASSEMBLED CABLE PAC | 34
3430 | 1349790080 | PRE-ASSEMBLED CABLE PAC | 34
3431 | 1349790100 | PRE-ASSEMBLED CABLE PAC | 34
3432 | 1349900020 | PRE-ASSEMBLED CABLE PAC | 34
3433 | 1349900100 | PRE-ASSEMBLED CABLE PAC | 34
3434 | 1405060030 | PRE-ASSEMBLED CABLE PAC | 34
3435 | 1405060050 | PRE-ASSEMBLED CABLE PAC | 34
3436 | 1431530010 | PRE-ASSEMBLED CABLE PAC CABLE LIYY 8.6 ± 1 MM | 20
3437 | 1466370150 | SENSOR/ACTUATOR LINE ONE END WITHOUT CONNECTOR M12 / M8 N OF POLES : 3 1.5 M TWIN CABLING SHIELDED: NO LED: YES SHEATH MATERIAL: PVC HALOGEN: YES | 0
3438 | 1466370500 | SENSOR/ACTUATOR LINE ONE END WITHOUT CONNECTOR M12 / M8 N OF POLES : 3 5 M TWIN CABLING SHIELDED: NO LED: YES SHEATH MATERIAL: PVC HALOGEN: YES | 0
3439 | 1466371000 | SENSOR/ACTUATOR LINE ONE END WITHOUT CONNECTOR M12 / M8 N OF POLES : 3 10 M TWIN CABLING SHIELDED: NO LED: YES SHEATH MATERIAL: PVC HALOGEN: YES | 0
3440 | 1469080000 | W-SERIES CROSS-CONNECTOR FOR THE TERMINALS N OF POLES: 3 | 23
3441 | 1469090000 | W-SERIES CROSS-CONNECTOR FOR THE TERMINALS N OF POLES: 3 | 23
3442 | 1471490000 | BUILT-IN PLUGS 7/8" M 20 N OF POLES: 5 0.2 M | 432
3443 | 1471510000 | BUILT-IN PLUGS 7/8" M 20 N OF POLES: 3 0.2 M | 432
3444 | 1471520000 | BUILT-IN PLUGS 7/8" M 20 N OF POLES: 4 0.2 M | 432
3445 | 1473470000 | HDC ENCLOSURES COVER | 870
3446 | 1481140000 | SOCKETS PREFABRICATED TO CUSTOMER SPEC. M12 SOCKET ANGLED | 35
3447 | 1481150000 | PLUGS PREFABRICATED TO CUSTOMER SPEC. M12 PIN 90° | 88
3448 | 1481690150 | PRE-ASSEMBLED CABLE PAC CABLE LIYCY 0.25 MM² | 2
3449 | 1483880000 | SENSOR/ACTUATOR PLUG-IN CONNECTOR BUILT-IN PLUGS EMPTY ENCLOSURE | 222
3450 | 1483940000 | REPLACEMENT PART | 55
3451 | 1483950000 | REPLACEMENT PART | 55
3452 | 1483960000 | REPLACEMENT PART | 55
3453 | 1483970000 | REPLACEMENT PART | 55
3454 | 1483980000 | REPLACEMENT PART | 55
3455 | 1484000000 | REPLACEMENT PART | 55
3456 | 1484010000 | REPLACEMENT PART | 55
3457 | 1484020000 | REPLACEMENT PART | 55
3458 | 1484030000 | REPLACEMENT PART | 55
3459 | 1484040000 | REPLACEMENT PART | 55
3460 | 1484050000 | REPLACEMENT PART | 55
3461 | 1484080000 | REPLACEMENT PART | 55
3462 | 1484090000 | REPLACEMENT PART | 55
3463 | 1484100000 | REPLACEMENT PART | 55
3464 | 1484110000 | REPLACEMENT PART | 55
3465 | 1484120000 | REPLACEMENT PART | 55
3466 | 1484130000 | REPLACEMENT PART | 55
3467 | 1484440000 | REPLACEMENT PART | 55
3468 | 1489190010 | CABLE LIYY 0.25 MM² | 136
3469 | 1524720000 | Y CONNECTOR M8 / M8 | 441
3470 | 1525530000 | HEAVY-DUTY CONNECTORS ACCESSORIES CABLE GLANDS POLYCARBONATE | 370
3471 | 1528370000 | HDC INSERT PIN MALE 500 V 16 A N OF POLES: 40 CRIMP CONNECTION SIZE: 6 | 25
3472 | 1528380000 | HDC INSERT FEMALE 500 V 16 A N OF POLES: 40 CRIMP CONNECTION SIZE: 6 | 25
3473 | 1531930000 | PRIMARY CURRENT: 250 A OUTPUT : 0(4)-20 MA 0(2)-10 V LOAD: 1 VA | 643
3474 | 1532050000 | PRIMARY CURRENT: 500 A OUTPUT : 0(4)-20 MA 0(2)-10 V LOAD: 1 VA | 643
3475 | 1534280000 | KLIPPON POK (POLYESTER EMPTY ENCLOSURE) MOUNTING PLATE HEIGHT: 68 MM WIDTH: 34 MM DEPTH: 1.5 MM MATERIAL: SHEET STEEL GALVANIZED GALVANIZED | 4
3476 | 1534290000 | KLIPPON POK (POLYESTER EMPTY ENCLOSURE) MOUNTING PLATE HEIGHT: 98 MM WIDTH: 34 MM DEPTH: 1.5 MM MATERIAL: SHEET STEEL GALVANIZED GALVANIZED | 4
3477 | 1534310000 | KLIPPON POK (POLYESTER EMPTY ENCLOSURE) MOUNTING PLATE HEIGHT: 148 MM WIDTH: 34 MM DEPTH: 1.5 MM MATERIAL: SHEET STEEL GALVANIZED GALVANIZED | 4
3478 | 1534320000 | KLIPPON POK (POLYESTER EMPTY ENCLOSURE) MOUNTING PLATE HEIGHT: 178 MM WIDTH: 34 MM DEPTH: 1.5 MM MATERIAL: SHEET STEEL GALVANIZED GALVANIZED | 4
3479 | 1534340000 | KLIPPON POK (POLYESTER EMPTY ENCLOSURE) MOUNTING PLATE HEIGHT: 77 MM WIDTH: 109 MM DEPTH: 1.5 MM MATERIAL: SHEET STEEL GALVANIZED GALVANIZED | 4
3480 | 1534350000 | KLIPPON POK (POLYESTER EMPTY ENCLOSURE) MOUNTING PLATE HEIGHT: 77 MM WIDTH: 207 MM DEPTH: 1.5 MM MATERIAL: SHEET STEEL GALVANIZED GALVANIZED | 4
3481 | 1534360000 | KLIPPON POK (POLYESTER EMPTY ENCLOSURE) MOUNTING PLATE HEIGHT: 113 MM WIDTH: 142.5 MM DEPTH: 1.5 MM MATERIAL: SHEET STEEL GALVANIZED GALVANIZED | 4
3482 | 1534380000 | KLIPPON POK (POLYESTER EMPTY ENCLOSURE) MOUNTING PLATE HEIGHT: 113 MM WIDTH: 342 MM DEPTH: 1.5 MM MATERIAL: SHEET STEEL GALVANIZED GALVANIZED | 4
3483 | 1534390000 | KLIPPON POK (POLYESTER EMPTY ENCLOSURE) MOUNTING PLATE HEIGHT: 113 MM WIDTH: 545 MM DEPTH: 1.5 MM MATERIAL: SHEET STEEL GALVANIZED GALVANIZED | 4
3484 | 1534430000 | KLIPPON POK (POLYESTER EMPTY ENCLOSURE) MOUNTING PLATE HEIGHT: 203 MM WIDTH: 583 MM DEPTH: 1.5 MM MATERIAL: SHEET STEEL GALVANIZED GALVANIZED | 4
3485 | 1540010000 | SIGNAL CONVERTER/ISOLATOR INPUT : 0(4)-20 MA OUTPUT : 0-10 V | 180
3486 | 1541070150 | SENSOR/ACTUATOR LINE CONNECTING LINE M23 / M23 N OF POLES: 19 1.5 M PIN STRAIGHT - SOCKET STRAIGHT SHIELDED: NO LED: NO SHEATH MATERIAL: PUR HALOGEN: NO | 0
3487 | 1543490000 | PANEL FEED-THROUGH N OF POLES: 8 CODING: A M12 30 V | 219
3488 | 1550620000 | Y CONNECTOR M8 / M8 | 441
3489 | 1824570320 | SENSOR/ACTUATOR LINE CONNECTING LINE N OF POLES : 3 3.2 M SHIELDED: NO LED: NO SHEATH MATERIAL: PUR HALOGEN: NO | 0
3490 | 1824570520 | SENSOR/ACTUATOR LINE CONNECTING LINE N OF POLES : 3 5.2 M SHIELDED: NO LED: NO SHEATH MATERIAL: PUR HALOGEN: NO | 0
3491 | 1824570570 | SENSOR/ACTUATOR LINE CONNECTING LINE N OF POLES : 3 5.7 M SHIELDED: NO LED: NO SHEATH MATERIAL: PUR HALOGEN: NO | 0
3492 | 1964300250 | SENSOR/ACTUATOR LINE ONE END WITHOUT CONNECTOR M8 N OF POLES : 3 2.5 M TWIN CABLING PIN STRAIGHT 2X SOCKET ANGLED SHIELDED: NO LED: NO SHEATH MATERIAL: PUR HALOGEN: NO | 0
3493 | 1964690800 | BUS LINE ONE END WITHOUT CONNECTOR M12 N OF POLES: 5 8 M SHIELDED: YES LED: NO SHEATH MATERIAL: PUR HALOGEN: NO | 0
3494 | 1964703000 | BUS LINE ONE END WITHOUT CONNECTOR M12 N OF POLES: 5 30 M SHIELDED: YES LED: NO SHEATH MATERIAL: PUR HALOGEN: NO | 0
3495 | 1964710025 | BUS LINE CONNECTING LINE M12 / M12 N OF POLES: 5 0.25 M SHIELDED: YES LED: NO SHEATH MATERIAL: PUR HALOGEN: NO | 0
3496 | 1964710050 | BUS LINE CONNECTING LINE M12 / M12 N OF POLES: 5 0.5 M PIN STRAIGHT - SOCKET STRAIGHT SHIELDED: YES LED: NO SHEATH MATERIAL: PUR HALOGEN: NO | 0
3497 | 1964710230 | BUS LINE CONNECTING LINE M12 / M12 N OF POLES: 5 2.3 M PIN STRAIGHT - SOCKET STRAIGHT SHIELDED: YES LED: NO SHEATH MATERIAL: PUR HALOGEN: NO | 0
3498 | 1964710250 | BUS LINE CONNECTING LINE M12 / M12 N OF POLES: 5 2.5 M SHIELDED: YES LED: NO SHEATH MATERIAL: PUR HALOGEN: NO | 0
3499 | 1964712000 | BUS LINE CONNECTING LINE M12 / M12 N OF POLES: 5 20 M SHIELDED: YES LED: NO SHEATH MATERIAL: PUR HALOGEN: NO | 0
3500 | 1968582500 | SENSOR/ACTUATOR LINE ONE END WITHOUT CONNECTOR M12 N OF POLES : 4 25 M SHIELDED: NO LED: NO SHEATH MATERIAL: PUR HALOGEN: NO | 0
3501 | 1987920000 | HDC INSERT N OF POLES: 3 SIZE: 8 | 194
3502 | 1987950000 | HDC INSERT N OF POLES: 3 SIZE: 8 | 194
3503 | 1989050000 | TERMSERIES RELAY N OF CONTACTS: 2 CO CONTACT AGNI RATED CONTROL VOLTAGE: 110 V DC CONTINUOUS CURRENT: 8 A PLUG-IN CONNECTION TEST BUTTON AVAILABLE: NO | 3
3504 | 2007790000 | DEKAFIX TERMINAL MARKER 5 X 3.5 MM PITCH IN MM (P): 3.50 WEIDMUELLER TO CUSTOMER SPECIFICATION | 49
3505 | 2049950300 | POWER CABLE ONE END WITHOUT CONNECTOR M12 N OF POLES : 3 (2 + PE) 3 M FEMALE SOCKET STRAIGHT SHIELDED: NO LED: NO SHEATH MATERIAL: PUR HALOGEN: NO | 0
3506 | 2049950500 | POWER CABLE ONE END WITHOUT CONNECTOR M12 N OF POLES : 3 (2 + PE) 5 M FEMALE SOCKET STRAIGHT SHIELDED: NO LED: NO SHEATH MATERIAL: PUR HALOGEN: NO | 0
3507 | 2049951000 | POWER CABLE ONE END WITHOUT CONNECTOR M12 N OF POLES : 3 (2 + PE) 10 M FEMALE SOCKET STRAIGHT SHIELDED: NO LED: NO SHEATH MATERIAL: PUR HALOGEN: NO | 0
3508 | 2437400000 | PRIMARY CURRENT: 1000 A SECONDARY CURRENT MAX.: 5 A LOAD: 5 VA TOLERANCE CLASS: 1 DETACHABLE CURRENT TRANSFORMER | 41
3509 | 2443151200 | SENSOR/ACTUATOR LINE M8 N OF POLES : 4 12 M SHIELDED: YES LED: NO SHEATH MATERIAL: PUR HALOGEN: NO | 0
3510 | 2443152200 | SENSOR/ACTUATOR LINE M8 N OF POLES : 4 22 M SHIELDED: YES LED: NO SHEATH MATERIAL: PUR HALOGEN: NO | 0
3511 | 2450440100 | DATA USE | 59
3512 | 2450440300 | DATA USE | 59
3513 | 2450440500 | DATA USE | 59
3514 | 2450440700 | DATA USE | 59
3515 | 2450441000 | DATA USE | 59
3516 | 2450442000 | DATA USE | 59
3517 | 2450444000 | DATA USE | 59
3518 | 2450447000 | DATA USE | 59
3519 | 2450450050 | DATA USE | 59
3520 | 2450450100 | DATA USE | 59
3521 | 2450450150 | DATA USE | 59
3522 | 2450450300 | DATA USE | 59
3523 | 2450450400 | DATA USE | 59
3524 | 2450450600 | DATA USE | 59
3525 | 2450450800 | DATA USE | 59
3526 | 2450451500 | DATA USE | 59
3527 | 2450452000 | DATA USE | 59
3528 | 2450457000 | DATA USE | 59
3529 | 2451220000 | VALVE PLUG-IN CONNECTOR SOCKET ANGLED | 959
3530 | 2453540400 | DATA USE | 59
3531 | 2453540600 | DATA USE | 59
3532 | 2453540700 | DATA USE | 59
3533 | 2453541800 | DATA USE | 59
3534 | 2453544000 | DATA USE | 59
3535 | 2453550600 | DATA USE | 59
3536 | 2453551800 | DATA USE | 59
3537 | 2453552000 | DATA USE | 59
3538 | 2453554000 | DATA USE | 59
3539 | 2453557000 | DATA USE | 59
3540 | 2453820000 | 6MM² 300MM² HEXAGONAL CRIMP WM CRIMP INDENT CRIMP TRAPEZOIDAL CRIMP OVAL CRIMPING | 1042
3541 | 2456540000 | REMOTE I/O MODULE IP20 ANALOG SIGNALS TEMPERATURE RTD | 551
3542 | 2461730000 | 2 X AKB (50P) | 858
3543 | 2463540000 | ACCESSORIES DISCONNECT PLUG | 871
3544 | 2464200006 | SYSTEM CABLE M12 X-TYPE IP 67 STRAIGHT MALE M12 X-TYPE IP 67 STRAIGHT MALE CAT.6A / CLASS EA (ISO/IEC 11801 2010) RADOX EM 104 0.6 M | 39
3545 | 2464200015 | SYSTEM CABLE M12 X-TYPE IP 67 STRAIGHT MALE M12 X-TYPE IP 67 STRAIGHT MALE CAT.6A / CLASS EA (ISO/IEC 11801 2010) RADOX EM 104 1.5 M | 39
3546 | 2464200030 | SYSTEM CABLE M12 X-TYPE IP 67 STRAIGHT MALE M12 X-TYPE IP 67 STRAIGHT MALE CAT.6A / CLASS EA (ISO/IEC 11801 2010) RADOX EM 104 3 M | 39
3547 | 2464200050 | SYSTEM CABLE M12 X-TYPE IP 67 STRAIGHT MALE M12 X-TYPE IP 67 STRAIGHT MALE CAT.6A / CLASS EA (ISO/IEC 11801 2010) RADOX EM 104 5 M | 39
3548 | 2464200060 | SYSTEM CABLE M12 X-TYPE IP 67 STRAIGHT MALE M12 X-TYPE IP 67 STRAIGHT MALE CAT.6A / CLASS EA (ISO/IEC 11801 2010) RADOX EM 104 6 M | 39
3549 | 2464200070 | SYSTEM CABLE M12 X-TYPE IP 67 STRAIGHT MALE M12 X-TYPE IP 67 STRAIGHT MALE CAT.6A / CLASS EA (ISO/IEC 11801 2010) RADOX EM 104 7 M | 39
3550 | 2464200100 | SYSTEM CABLE M12 X-TYPE IP 67 STRAIGHT MALE M12 X-TYPE IP 67 STRAIGHT MALE CAT.6A / CLASS EA (ISO/IEC 11801 2010) RADOX EM 104 10 M | 39
3551 | 2464200190 | SYSTEM CABLE M12 X-TYPE IP 67 STRAIGHT MALE M12 X-TYPE IP 67 STRAIGHT MALE CAT.6A / CLASS EA (ISO/IEC 11801 2010) RADOX EM 104 19 M | 39
3552 | 2464200210 | SYSTEM CABLE M12 X-TYPE IP 67 STRAIGHT MALE M12 X-TYPE IP 67 STRAIGHT MALE CAT.6A / CLASS EA (ISO/IEC 11801 2010) RADOX EM 104 21 M | 39
3553 | 2464200230 | SYSTEM CABLE M12 X-TYPE IP 67 STRAIGHT MALE M12 X-TYPE IP 67 STRAIGHT MALE CAT.6A / CLASS EA (ISO/IEC 11801 2010) RADOX EM 104 23 M | 39
3554 | 2464200250 | SYSTEM CABLE M12 X-TYPE IP 67 STRAIGHT MALE M12 X-TYPE IP 67 STRAIGHT MALE CAT.6A / CLASS EA (ISO/IEC 11801 2010) RADOX EM 104 25 M | 39
3555 | 2464200300 | SYSTEM CABLE M12 X-TYPE IP 67 STRAIGHT MALE M12 X-TYPE IP 67 STRAIGHT MALE CAT.6A / CLASS EA (ISO/IEC 11801 2010) RADOX EM 104 30 M | 39
3556 | 2467050000 | POWER SUPPLY SWITCH-MODE POWER SUPPLY UNIT 48 V | 56
3557 | 2470720000 | KLIPPON EBI QL (ESSENTIAL BOX INDUSTRIAL - QUARTER LOCK) EMPTY ENCLOSURE STAINLESS STEEL ENCLOSURE HEIGHT: 400 MM WIDTH: 300 MM DEPTH: 150 MM MATERIAL: STAINLESS STEEL 1.4301 (304) BRUSHED | 4
3558 | 2471430000 | DOUBLE-TIER TERMINAL PUSH IN 1.5 MM² 500 V 16 A | 245
3559 | 2473930000 | KLIPPON EBI (ESSENTIAL BOX INDUSTRIAL) KEY MISCELLANEOUS MATERIAL: PLASTIC | 1195
3560 | 2486090000 | UNDANCY MODULE 24 V DC | 587
3561 | 2486100000 | UNDANCY MODULE 24 V DC | 587
3562 | 2486110000 | UNDANCY MODULE 24 V DC | 587
3563 | 2494000000 | FEED-THROUGH TERMINAL PUSH IN 16 MM² 1000 V 76 A DARK | 15
3564 | 2494020000 | PE TERMINAL PUSH IN 16 MM² 1000 V | 835
3565 | 2494080000 | FEED-THROUGH TERMINAL PUSH IN 16 MM² 1000 V 76 A | 15
3566 | 2495690000 | LIMIT VALUE MONITORING UNIVERSAL INPUT: TEMPERATURE R U I RELAY OUTPUT 24?230 V AC/DC POWER SUPPLY 24 V (@ 4-20 MA LOOP) | 549
3567 | 2495700000 | SIGNAL CONVERTER/ISOLATOR 90?264 V AC POWER SUPPLY INPUT : I/U UNIVERSAL OUTPUT : I/U UNIVERSAL | 279
3568 | 2500980000 | SAFESERIES SAFETY RELAY24 V DC (16...36 V DC) MAX. SWITCHING CURRENT INTERNAL FUSE : 5 A SIL 3 EN 61508:2010 | 467
3569 | 2502520000 | PHOTOVOLTAICS | 255
3570 | 2503560200 | SENSOR/ACTUATOR LINE CONNECTING LINE N OF POLES : 3 2 M SHIELDED: NO LED: NO SHEATH MATERIAL: PVC HALOGEN: YES | 0
3571 | 2503560335 | SENSOR/ACTUATOR LINE CONNECTING LINE N OF POLES : 3 3.35 M SHIELDED: NO LED: NO SHEATH MATERIAL: PVC HALOGEN: YES | 0
3572 | 2503560450 | SENSOR/ACTUATOR LINE CONNECTING LINE N OF POLES : 3 4.5 M SHIELDED: NO LED: NO SHEATH MATERIAL: PVC HALOGEN: YES | 0
3573 | 2515410000 | DOUBLE-TIER TERMINAL SCREW CONNECTION 2.5 MM² 800 V 24 A | 10
3574 | 2518620000 | ELS INSERT MARKERS 40 X 6.3 MM | 233
3575 | 2519220000 | TERMINAL MARKER 5 X 5 MM | 333
3576 | 2519240000 | TERMINAL MARKER 9 X 5 MM | 333
3577 | 2530180000 | SURGE VOLTAGE ARRESTER LOW VOLTAGE WITH REMOTE CONTACT | 24
3578 | 2530550000 | SURGE VOLTAGE ARRESTER LOW VOLTAGE | 388
3579 | 2530570000 | SURGE VOLTAGE ARRESTER LOW VOLTAGE ACCESSORIES SPARE ARRESTER | 135
3580 | 2530580000 | SURGE VOLTAGE ARRESTER LOW VOLTAGE | 388
3581 | 2530590000 | SURGE VOLTAGE ARRESTER LOW VOLTAGE WITH REMOTE CONTACT | 24
3582 | 2530610000 | SURGE VOLTAGE ARRESTER LOW VOLTAGE | 388
3583 | 2530630000 | SURGE VOLTAGE ARRESTER LOW VOLTAGE ACCESSORIES SPARE ARRESTER | 135
3584 | 2530640000 | SURGE VOLTAGE ARRESTER LOW VOLTAGE | 388
3585 | 2530650000 | SURGE VOLTAGE ARRESTER LOW VOLTAGE WITH REMOTE CONTACT | 24
3586 | 2530660000 | SURGE VOLTAGE ARRESTER LOW VOLTAGE ACCESSORIES SPARE ARRESTER | 135
3587 | 2530890000 | BUILT-IN PLUGS M12 M 16 N OF POLES: 5 FRONTPANEL MOUNTING | 30
3588 | 2531060000 | FRONTCOM INSERT POWER LARGE TYPE H SOCKET CONNECTOR ISR | 237
3589 | 2534330000 | SURGE VOLTAGE ARRESTER LOW VOLTAGE ACCESSORIES SPARE ARRESTER | 135
3590 | 2535100000 | HDC INSERT PIN 500 V 16 A N OF POLES: 24 SNAP IN SIZE: 8 | 130
3591 | 2535120000 | HDC INSERT FEMALE 500 V 16 A N OF POLES: 10 SNAP IN SIZE: 4 | 130
3592 | 2535140000 | HDC INSERT FEMALE 500 V 16 A N OF POLES: 24 SNAP IN SIZE: 8 | 130
3593 | 2535780000 | SECURITY/NAT/VPN/U-LINK ROUTER WITH INTEGRATED MULTI-BAND MODEM (4G/3G/2G) US-MODEL GIGABIT ETHERNET 2X RJ45 10/100/1000BASET(X) IP20 -20 °C...70 °C | 295
3594 | 2536600000 | WIRELESS ACCESS POINT/CLIENT IEEE 802.11 A/B/G/N EU-MODEL IP30 0 °C...60 °C | 344
3595 | 2555830000 | WEB-COMPATIBLE TOUCH PANEL DISPLAY SIZE 7" MULTITOUCH CAPACITIVE FRONT PROTECTION IP66 | 162
3596 | 2555840000 | WEB-COMPATIBLE TOUCH PANEL DISPLAY SIZE 10.1" MULTITOUCH CAPACITIVE FRONT PROTECTION IP66 | 162
3597 | 2555850000 | WEB-COMPATIBLE TOUCH PANEL DISPLAY SIZE 15.6" MULTITOUCH CAPACITIVE FRONT PROTECTION IP66 | 162
3598 | 2556510000 | ESG DEVICE MARKERS X 20 MM PA 66 COLOUR: | 177
3599 | 2556880000 | FILTER FAN IP54 | 206
3600 | 2556890000 | FILTER FAN IP55 GREY | 208
3601 | 2556900000 | FILTER FAN IP55 | 207
3602 | 2556910000 | FILTER FAN IP54 GREY | 172
3603 | 2556920000 | FILTER FAN IP54 | 206
3604 | 2556930000 | FILTER FAN IP55 GREY | 208
3605 | 2556940000 | FILTER FAN IP55 | 207
3606 | 2556950000 | FILTER FAN IP54 GREY | 172
3607 | 2556960000 | FILTER FAN IP54 | 206
3608 | 2556970000 | FILTER FAN IP55 GREY | 208
3609 | 2556980000 | FILTER FAN IP55 | 207
3610 | 2557000000 | FILTER FAN IP55 GREY | 208
3611 | 2557010000 | FILTER FAN IP55 | 207
3612 | 2557030000 | FILTER FAN IP55 GREY | 208
3613 | 2557040000 | FILTER FAN IP55 | 207
3614 | 2557080000 | EXHAUST FILTER IP54 | 298
3615 | 2557090000 | EXHAUST FILTER IP54 GREY | 181
3616 | 2557100000 | EXHAUST FILTER IP54 | 298
3617 | 2557110000 | EXHAUST FILTER IP55 GREY | 181
3618 | 2557120000 | EXHAUST FILTER IP55 | 357
3619 | 2557140000 | EXHAUST FILTER IP54 | 298
3620 | 2557150000 | EXHAUST FILTER IP55 GREY | 181
3621 | 2557160000 | EXHAUST FILTER IP55 | 357
3622 | 2557170000 | EXHAUST FILTER IP54 GREY | 181
3623 | 2557190000 | EXHAUST FILTER IP55 GREY | 181
3624 | 2557200000 | EXHAUST FILTER IP55 | 357
3625 | 2557210000 | EXHAUST FILTER IP54 GREY | 181
3626 | 2557220000 | EXHAUST FILTER IP54 | 298
3627 | 2557230000 | EXHAUST FILTER IP55 GREY | 181
3628 | 2557240000 | EXHAUST FILTER IP55 | 357
3629 | 2557250000 | FILTER FAN IP54 GREY | 172
3630 | 2557260000 | FILTER FAN IP54 | 206
3631 | 2557280000 | FILTER FAN IP54 | 206
3632 | 2557290000 | FILTER FAN IP55 GREY | 208
3633 | 2557300000 | FILTER FAN IP55 | 207
3634 | 2557310000 | FILTER FAN IP54 GREY | 172
3635 | 2557320000 | FILTER FAN IP54 | 206
3636 | 2557330000 | FILTER FAN IP55 GREY | 208
3637 | 2557340000 | FILTER FAN IP55 | 207
3638 | 2557350000 | FILTER FAN IP54 GREY | 172
3639 | 2557360000 | FILTER FAN IP54 | 206
3640 | 2557370000 | FILTER FAN IP55 GREY | 208
3641 | 2557380000 | FILTER FAN IP55 | 207
3642 | 2557390000 | FILTER FAN IP54 GREY | 172
3643 | 2557400000 | FILTER FAN IP54 | 206
3644 | 2557410000 | FILTER FAN IP55 GREY | 208
3645 | 2557420000 | FILTER FAN IP55 | 207
3646 | 2557430000 | FILTER FAN IP54 GREY | 172
3647 | 2557440000 | FILTER FAN IP54 | 206
3648 | 2557450000 | FILTER FAN IP55 GREY | 208
3649 | 2557460000 | FILTER FAN IP55 | 207
3650 | 2557470000 | FILTER FAN IP54 GREY | 172
3651 | 2557480000 | FILTER FAN IP54 | 206
3652 | 2557490000 | FILTER FAN IP55 GREY | 208
3653 | 2557500000 | FILTER FAN IP55 | 207
3654 | 2557510000 | FILTER FAN IP54 GREY | 172
3655 | 2557520000 | FILTER FAN IP54 | 206
3656 | 2557530000 | FILTER FAN IP55 GREY | 208
3657 | 2557540000 | FILTER FAN IP55 | 207
3658 | 2557560000 | EXHAUST FILTER IP54 | 298
3659 | 2557570000 | EXHAUST FILTER IP54 GREY | 181
3660 | 2557580000 | EXHAUST FILTER IP54 | 298
3661 | 2557590000 | EXHAUST FILTER IP55 GREY | 181
3662 | 2557600000 | EXHAUST FILTER IP55 | 357
3663 | 2557610000 | EXHAUST FILTER IP54 GREY | 181
3664 | 2557620000 | EXHAUST FILTER IP54 | 298
3665 | 2557630000 | EXHAUST FILTER IP55 GREY | 181
3666 | 2557640000 | EXHAUST FILTER IP55 | 357
3667 | 2557650000 | EXHAUST FILTER IP54 GREY | 181
3668 | 2557660000 | EXHAUST FILTER IP54 | 298
3669 | 2557670000 | EXHAUST FILTER IP55 GREY | 181
3670 | 2557680000 | EXHAUST FILTER IP55 | 357
3671 | 2557690000 | EXHAUST FILTER IP54 GREY | 181
3672 | 2557700000 | EXHAUST FILTER IP54 | 298
3673 | 2557710000 | EXHAUST FILTER IP55 GREY | 181
3674 | 2557720000 | EXHAUST FILTER IP55 | 357
3675 | 2558120000 | HEATING PANEL FAN IP20 | 184
3676 | 2558130000 | HEATING PANEL FAN IP20 | 184
3677 | 2558140000 | HEATING PANEL FAN IP20 | 184
3678 | 2558150000 | HEATING PANEL FAN IP20 | 184
3679 | 2558330000 | ESG DEVICE MARKERS X 26 MM PA 66 COLOUR: | 177
3680 | 2558350000 | ESG DEVICE MARKERS X 15 MM PA 66 COLOUR: | 177
3681 | 2571490000 | ACCESSORIES REPLACEMENT CLAMPING JAW | 487
3682 | 2571500000 | ACCESSORIES REPLACEMENT CLAMPING JAW | 487
3683 | 2582520000 | TEST-DISCONNECT TERMINAL PUSH IN 4 MM² 250 V 20 A | 93
3684 | 7760054120 | SIGNAL CONVERTER/ISOLATOR OUTPUT CURRENT LOOP POWE INPUT : 0-5 V OUTPUT : 4-20 MA (LOOP POWE) | 201
3685 | 7760056354 | RELAY SOCKET N OF CONTACTS: 2 CO CONTACT | 669
3686 | 7760056364 | D-SERIES DRI RELAY SOCKET N OF CONTACTS: 1 CO CONTACT CONTINUOUS CURRENT: 12 A PUSH IN | 601
3687 | 7760056365 | D-SERIES DRI RELAY SOCKET N OF CONTACTS: 2 CO CONTACT CONTINUOUS CURRENT: 8 A PUSH IN | 601
3688 | 7760056389 | D-SERIES DRI RETAINING CLIP | 324
3689 | 7760056390 | D-SERIES DRI RETAINING CLIP | 324
3690 | 7789066090 | PRE-ASSEMBLED CABLE PAC CABLE LIYY 0.25 MM² | 2
3691 | 7789106035 | PRE-ASSEMBLED CABLE PAC CABLE LIYY 0.25 MM² | 2
3692 | 7789134025 | PRE-ASSEMBLED CABLE PAC CABLE LIYCY 0.25 MM² | 2
3693 | 7789771015 | PRE-ASSEMBLED CABLE PAC CABLE LIYY 0.25 MM² | 2
3694 | 7789772050 | PRE-ASSEMBLED CABLE PAC CABLE LIYY 0.25 MM² | 2
3695 | 7789790020 | PRE-ASSEMBLED CABLE PAC CABLE LIYY 0.25 MM² | 2
3696 | 7789794010 | PRE-ASSEMBLED CABLE PAC CABLE LIYY 0.25 MM² | 2
3697 | 7789794050 | PRE-ASSEMBLED CABLE PAC CABLE LIYY 0.25 MM² | 2
3698 | 7789831020 | PRE-ASSEMBLED CABLE PAC CABLE LIYY 0.25 MM² | 2
3699 | 9456100750 | SENSOR/ACTUATOR LINE ONE END WITHOUT CONNECTOR M12 N OF POLES : 4 7.5 M SHIELDED: NO LED: NO SHEATH MATERIAL: PUR HALOGEN: NO | 0
3700 | 9456143000 | SENSOR/ACTUATOR LINE ONE END WITHOUT CONNECTOR M12 N OF POLES : 5 30 M SHIELDED: YES LED: NO SHEATH MATERIAL: PUR HALOGEN: NO | 0
3701 | 9456146000 | SENSOR/ACTUATOR LINE ONE END WITHOUT CONNECTOR M12 N OF POLES : 5 60 M SHIELDED: YES LED: NO SHEATH MATERIAL: PUR HALOGEN: NO | 0
3702 | 9457311200 | SENSOR/ACTUATOR LINE CONNECTING LINE M12 / M12 N OF POLES : 4 12 M PIN STRAIGHT - SOCKET 90° SHIELDED: NO LED: NO SHEATH MATERIAL: PUR HALOGEN: NO | 0
3703 | 9457320750 | SENSOR/ACTUATOR LINE ONE END WITHOUT CONNECTOR M12 N OF POLES : 3 10 M SOCKET ANGLED SHIELDED: NO LED: NO SHEATH MATERIAL: PUR HALOGEN: NO | 0
3704 | 9457323500 | SENSOR/ACTUATOR LINE ONE END WITHOUT CONNECTOR M12 N OF POLES : 3 35 M SOCKET ANGLED SHIELDED: NO LED: NO SHEATH MATERIAL: PUR HALOGEN: NO | 0
3705 | 9457324000 | SENSOR/ACTUATOR LINE ONE END WITHOUT CONNECTOR M12 N OF POLES : 3 40 M SOCKET ANGLED SHIELDED: NO LED: NO SHEATH MATERIAL: PUR HALOGEN: NO | 0
3706 | 9457325000 | SENSOR/ACTUATOR LINE ONE END WITHOUT CONNECTOR M12 N OF POLES : 3 50 M SOCKET ANGLED SHIELDED: NO LED: NO SHEATH MATERIAL: PUR HALOGEN: NO | 0
3707 | 9457340750 | SENSOR/ACTUATOR LINE CONNECTING LINE M12 / M12 N OF POLES : 5 7.5 M PIN STRAIGHT - SOCKET STRAIGHT SHIELDED: NO LED: NO SHEATH MATERIAL: PUR HALOGEN: NO | 0
3708 | 9457340860 | SENSOR/ACTUATOR LINE CONNECTING LINE M12 / M12 N OF POLES : 5 8.6 M SHIELDED: NO LED: NO SHEATH MATERIAL: PUR HALOGEN: NO | 0
3709 | 9457616000 | SENSOR/ACTUATOR LINE ONE END WITHOUT CONNECTOR M12 N OF POLES : 5 60 M PIN STRAIGHT SHIELDED: NO LED: NO SHEATH MATERIAL: PUR HALOGEN: NO | 0
3710 | 9457617000 | SENSOR/ACTUATOR LINE ONE END WITHOUT CONNECTOR M12 N OF POLES : 5 70 M PIN STRAIGHT SHIELDED: NO LED: NO SHEATH MATERIAL: PUR HALOGEN: NO | 0
3711 | 9457749999 | SENSOR/ACTUATOR LINE ONE END WITHOUT CONNECTOR M12 N OF POLES : 4 100 M SHIELDED: NO LED: NO SHEATH MATERIAL: PUR HALOGEN: NO | 0
3712 | 2576210000 | D-SERIES DRI RELAY MODULE N OF CONTACTS: 1 CO CONTACT AGSNO RATED CONTROL VOLTAGE: 24 V DC CONTINUOUS CURRENT: 10 A PUSH IN TEST BUTTON AVAILABLE: YES | 3
3713 | 2576200000 | D-SERIES DRI RELAY MODULE N OF CONTACTS: 2 CO CONTACT AGSNO RATED CONTROL VOLTAGE: 24 V DC CONTINUOUS CURRENT: 5 A PUSH IN TEST BUTTON AVAILABLE: NO | 3
3714 | 2576190000 | D-SERIES DRI RELAY MODULE N OF CONTACTS: 2 CO CONTACT AGSNO RATED CONTROL VOLTAGE: 24 V DC CONTINUOUS CURRENT: 5 A PUSH IN TEST BUTTON AVAILABLE: YES | 3
3715 | 2576170000 | D-SERIES DRI RELAY MODULE N OF CONTACTS: 2 CO CONTACT AGSNO RATED CONTROL VOLTAGE: 115 V AC CONTINUOUS CURRENT: 5 A PUSH IN TEST BUTTON AVAILABLE: YES | 3
3716 | 2576140000 | D-SERIES DRM RELAY MODULE N OF CONTACTS: 4 CO CONTACT AGNI FLASH GOLD-PLATED RATED CONTROL VOLTAGE: 24 V DC CONTINUOUS CURRENT: 5 A PUSH IN TEST BUTTON AVAILABLE: YES | 3
3717 | 1334990000 | CONTROLLER IP20 IOT CONTROLLER U-CONTROL 2000 WEB WEB-BASED INTEGRATED ENGINEERING TOOL: U-CREATE WEB FOR IIOT APPLICATIONS | 767
3718 | 1025940020 | DRAGLINE CABLE PROFINET M12 D-CODE ? IP 67 STRAIGHT PIN OPEN CAT.5 (ISO/IEC 11801) / CAT.5E (TIA T568-B) PUR 2 M | 11
3719 | 2542310000 | HDC ENCLOSURES SIZE: 4 PROTECTION DEGREE: IP65 (IN PLUGGED CONDITION) BULKHEAD HOUSING SIDE-LOCKING CLAMP ON LOWER SIDE SIDE-LOCKING CLAMP REPLACEABLE | 6
3720 | 2542320000 | HDC ENCLOSURES SIZE: 6 PROTECTION DEGREE: IP65 (IN PLUGGED CONDITION) BULKHEAD HOUSING SIDE-LOCKING CLAMP ON LOWER SIDE SIDE-LOCKING CLAMP REPLACEABLE | 6
3721 | 2544020000 | HDC ENCLOSURES SIZE: 4 PROTECTION DEGREE: IP65 (IN PLUGGED CONDITION) CABLE ENTRY FROM TOP PLUG HOUSING SIDE-LOCKING CLAMP ON LOWER SIDE HIGH SIZE OF CABLE ENTRIES: M 32 | 6
3722 | 2542230000 | HDC ENCLOSURES SIZE: 3 PROTECTION DEGREE: IP65 (IN PLUGGED CONDITION) BULKHEAD HOUSING END-LOCKING CLAMP LOWER SIDE END-LOCKING CLAMP REPLACEABLE | 6
3723 | 2602130000 | TOOLS ACCESSORIES | 116
3724 | 2602110000 | TOOLS ACCESSORIES | 116
3725 | 2602170000 | TOOLS ACCESSORIES | 116
3726 | 2619780000 | DEKAFIX TERMINAL MARKER 5 X 6 MM WEIDMUELLER | 231
3727 | 2619770000 | DEKAFIX TERMINAL MARKER 5 X 5 MM WEIDMUELLER | 231
3728 | 2619850000 | WS TERMINAL MARKER 12 X 5 MM WEIDMUELLER | 149
3729 | 2556450000 | TERMSERIES CROSS-CONNECTOR | 143
3730 | 2556430000 | TERMSERIES CROSS-CONNECTOR | 143
3731 | 2556360000 | TERMSERIES CROSS-CONNECTOR | 143
3732 | 2540000000 | A-SERIES END PLATE | 52
3733 | 2539980000 | DOUBLE-TIER TERMINAL PUSH IN 4 MM² 800 V 32 A DARK | 282
3734 | 2570240000 | A-SERIES END BRACKET | 321
3735 | 7789617050 | PRE-ASSEMBLED CABLE PAC CABLE LIYCY 0.34 MM² | 2
3736 | 2635590000 | TERMINAL MARKER 14 X 12 MM | 480
3737 | 2635570000 | TERMINAL MARKER 13 X 8.1 MM PITCH IN MM (P): 8.00 | 640
3738 | 2635550000 | TERMINAL MARKER 8 X 5.1 MM PITCH IN MM (P): 5.00 | 640
3739 | 2591700000 | SURGE VOLTAGE ARRESTER LOW VOLTAGE SURGE PROTECTION WITH REMOTE CONTACT TN-C | 24
3740 | 2591660000 | SURGE VOLTAGE ARRESTER LOW VOLTAGE SURGE PROTECTION WITH REMOTE CONTACT SINGLE-PHASE | 24
3741 | 2591260000 | SURGE VOLTAGE ARRESTER LOW VOLTAGE SURGE PROTECTION WITH REMOTE CONTACT TN-C | 24
3742 | 2591270000 | SURGE VOLTAGE ARRESTER LOW VOLTAGE SURGE PROTECTION TN-C-S TN-S | 24
3743 | 2591030000 | SURGE VOLTAGE ARRESTER LOW VOLTAGE SURGE PROTECTION WITH REMOTE CONTACT SINGLE-PHASE | 24
3744 | 2591160000 | SURGE VOLTAGE ARRESTER LOW VOLTAGE SURGE PROTECTION TN-C | 24
3745 | 2591170000 | SURGE VOLTAGE ARRESTER LOW VOLTAGE SURGE PROTECTION WITH REMOTE CONTACT TN-C | 24
3746 | 2591150000 | SURGE VOLTAGE ARRESTER LOW VOLTAGE SURGE PROTECTION WITH REMOTE CONTACT TN-C-S TN-S | 24
3747 | 2591050000 | SURGE VOLTAGE ARRESTER LOW VOLTAGE SURGE PROTECTION WITH REMOTE CONTACT SINGLE-PHASE TN | 24
3748 | 2591320000 | SURGE VOLTAGE ARRESTER LOW VOLTAGE SURGE PROTECTION WITH REMOTE CONTACT TN-C | 24
3749 | 2591010000 | SPARE ARRESTER SURGE PROTECTION UP(L/N-PE) ? 1.5 KV | 243
3750 | 2591190000 | SPARE ARRESTER SURGE PROTECTION TT NUR FÜR N-PE | 544
3751 | 2591130000 | SURGE VOLTAGE ARRESTER LOW VOLTAGE SURGE PROTECTION WITH REMOTE CONTACT TN-C-S TN-S | 24
3752 | 2637060000 | SURGE VOLTAGE ARRESTER LOW VOLTAGE SURGE PROTECTION WITH REMOTE CONTACT TN-C-S TN-S TT IT WITH N IT WITHOUT N | 68
3753 | 2621120000 | SWITCHMARK DEVICE MARKERS 18 X 27 MM | 44
3754 | 2621250000 | CLIPCARD DEVICE MARKERS 54 X 85 MM | 64
3755 | 2621220000 | SWITCHMARK DEVICE MARKERS 12.5 X 27 MM | 44
3756 | 2621340000 | CLIPCARD DEVICE MARKERS 15 X 45 MM | 64
3757 | 2599440000 | MARKING SYSTEMS THERMOTRANSFER PRINTER THERMOTRANSFER 300 DPI MULTIMARK SHRINK-FIT SLEEVES LABEL REEL | 662
3758 | 2621280000 | CLIPCARD DEVICE MARKERS 30 X 60 MM | 445
3759 | 2621300000 | CLIPCARD DEVICE MARKERS 30 X 60 MM | 445
3760 | 2621290000 | CLIPCARD DEVICE MARKERS 30 X 60 MM | 445
3761 | 2638920000 | CONTROLLER IP20 U-CONTROL 2000 STUDIO OPENLINUX AUTOMATION CONTROLLER WITH ETHERCAT INTERFACE | 512
3762 | 2624980000 | ELECTRONIC LOAD MONITORING | 597
3763 | 2625000000 | SUPPLY MODULE | 1233
3764 | 2603850000 | W-SERIES DISTRIBUTION BLOCK RATED CROSS-SECTION: 16 MM² SCREW CONNECTION WEMID TERMINAL RAIL / MOUNTING PLATE | 7
3765 | 2682120000 | PRINTED CIRCUIT BOARD TERMINALS 5.00 MM N OF POLES: 6 CLAMPING RANGE MAX. : 2.5 MM² | 49
3766 | 2639340000 | SURGE VOLTAGE ARRESTER LOW VOLTAGE SURGE PROTECTION WITH REMOTE CONTACT SINGLE-PHASE TN TN-S TT IT WITH N IT WITHOUT N | 68
3767 | 2639320000 | SURGE VOLTAGE ARRESTER LOW VOLTAGE SURGE PROTECTION WITH REMOTE CONTACT TN-C-S TN-S TT IT WITH N IT WITHOUT N | 68
3768 | 2592210000 | RJ45 MODULE PLUG INSERT RJ45 TOOL-FREE TIA-568A EIA/TIA T568 B PROFINET | 656
3769 | 2592030000 | RJ45 MODULE RJ45 GENDER CHANGER | 1170
3770 | 2697270000 | TFI-SERIES STAR-DELTA TIMER N OF CONTACTS: 2 NO CONTACT AGNI RATED CONTROL VOLTAGE: 12...240 V UC -10 % / +10 % CONTINUOUS CURRENT: 3 A SCREW CONNECTION | 3
3771 | 2697260000 | TFI-SERIES CLOCK GENERATOR N OF CONTACTS: 1 CO CONTACT AGNI RATED CONTROL VOLTAGE: 12...240 V UC -10 % / +10 % CONTINUOUS CURRENT: 8 A SCREW CONNECTION | 3
3772 | 2697290000 | TFI-SERIES OFF-DELAY TIMING RELAY WITH SEPARATE CONTROL INPUT N OF CONTACTS: 1 CO CONTACT AGNI RATED CONTROL VOLTAGE: 24...240 V UC -15 % / +10 % CONTINUOUS CURRENT: 8 A SCREW CONNECTION | 3
3773 | 2697250000 | TFI-SERIES MULTIFUNCTION TIMING RELAY WITH SEPARATE CONTROL INPUT N OF CONTACTS: 1 CO CONTACT AGNI RATED CONTROL VOLTAGE: 12...240 V UC -10 % / +10 % CONTINUOUS CURRENT: 8 A SCREW CONNECTION | 3
3774 | 2697280000 | TFI-SERIES ON-DELAY TIMING RELAY N OF CONTACTS: 1 CO CONTACT AGNI RATED CONTROL VOLTAGE: 24...240 V UC -15 % / +10 % CONTINUOUS CURRENT: 8 A SCREW CONNECTION | 3
3775 | 2676340000 | INDUSTRIAL PC IP20 | 257
3776 | 2665820000 | INDUSTRIAL PC IP20 | 257
3777 | 2676670000 | INDUSTRIAL MONITOR DISPLAY SIZE 12.1" MULTITOUCH CAPACITIVE TOUCH FRONT PROTECTION IP66 | 162
3778 | 2676690000 | INDUSTRIAL MONITOR DISPLAY SIZE 18.5" MULTITOUCH CAPACITIVE TOUCH FRONT PROTECTION IP66 | 162
3779 | 2676700000 | INDUSTRIAL MONITOR DISPLAY SIZE 21.5" MULTITOUCH CAPACITIVE TOUCH FRONT PROTECTION IP66 | 162
3780 | 2676680000 | INDUSTRIAL MONITOR DISPLAY SIZE 15.6" MULTITOUCH CAPACITIVE TOUCH FRONT PROTECTION IP66 | 162
3781 | 2636180000 | SIGNAL MODULE | 142
3782 | 2636190000 | SIGNAL MODULE | 142
3783 | 2701550020 | PATCH CABLE RJ45 IP 20 RJ45 IP 20 CAT.6A / CLASS EA (ISO/IEC 11801 2010) LSZH 2 M | 14
3784 | 2701550010 | PATCH CABLE RJ45 IP 20 RJ45 IP 20 CAT.6A / CLASS EA (ISO/IEC 11801 2010) LSZH 1 M | 14
3785 | 2701550030 | PATCH CABLE RJ45 IP 20 RJ45 IP 20 CAT.6A / CLASS EA (ISO/IEC 11801 2010) LSZH 3 M | 14
3786 | 2701550015 | PATCH CABLE RJ45 IP 20 RJ45 IP 20 CAT.6A / CLASS EA (ISO/IEC 11801 2010) LSZH 1.5 M | 14
3787 | 2716000000 | STAINLESS STEEL 1.4404 (316L) UNTREATED | 1268
3788 | 2618400000 | TERMSERIES RELAY MODULE N OF CONTACTS: 2 CO CONTACT AGNI RATED CONTROL VOLTAGE: 24 V DC ±20 % CONTINUOUS CURRENT: 8 A PUSH IN TEST BUTTON AVAILABLE: NO | 3
3789 | 2618220000 | TERMSERIES RELAY MODULE N OF CONTACTS: 1 CO CONTACT AGNI RATED CONTROL VOLTAGE: 24 V UC ±10 % CONTINUOUS CURRENT: 6 A PUSH IN TEST BUTTON AVAILABLE: NO | 3
3790 | 2618200000 | TERMSERIES RELAY MODULE N OF CONTACTS: 1 CO CONTACT AGNI RATED CONTROL VOLTAGE: 230 V AC ±10 % CONTINUOUS CURRENT: 6 A PUSH IN TEST BUTTON AVAILABLE: NO | 3
3791 | 2618720000 | TERMSERIES SOLID-STATE RELAY 1 NO CONTACT (MOS-FET) RATED CONTROL VOLTAGE: 24 V DC ±20 % RATED SWITCHING VOLTAGE: 3...33 V DC CONTINUOUS CURRENT: 2 A PUSH IN | 3
3792 | 2617880000 | TERMSERIES RELAY MODULE N OF CONTACTS: 1 CO CONTACT AGSNO RATED CONTROL VOLTAGE: 24 V UC ±10 % CONTINUOUS CURRENT: 6 A PUSH IN TEST BUTTON AVAILABLE: NO | 3
3793 | 2618440000 | TERMSERIES RELAY MODULE N OF CONTACTS: 2 CO CONTACT AGNI RATED CONTROL VOLTAGE: 230 V UC ±5 % CONTINUOUS CURRENT: 8 A PUSH IN TEST BUTTON AVAILABLE: NO | 3
3794 | 2635980000 | SIGNAL MODULE | 142
3795 | 2712060000 | SWITCHMARK DEVICE MARKERS 22 X 22 MM | 287
3796 | 2703390000 | RJ45 PLUG WITH PIERCING CONTACTS STRAIGHT CABLE GLAND CAT.6A / CLASS EA (ISO/IEC 11801 2010) EIA/TIA T568 A | 96
3797 | 2682140000 | NETWORK SWITCH UNMANAGED FAST ETHERNET N OF PORTS: 8X RJ45 IP30 -40 °C...75 °C | 50
3798 | 2639730000 | TERMSERIES MULTIFUNCTION TIMING RELAY N OF CONTACTS: 1 CO CONTACT AGSNO RATED CONTROL VOLTAGE: 24 V DC ±20 % CONTINUOUS CURRENT: 6 A PUSH IN | 3
3799 | 2682190000 | NETWORK SWITCH UNMANAGED FAST ETHERNET N OF PORTS: 24X RJ45 IP30 -40 °C...75 °C | 50
3800 | 2682400000 | NETWORK SWITCH UNMANAGED POE GIGABIT ETHERNET N OF PORTS: 8X RJ45 10/100/1000 BASET(X) POE+ IP30 -40 °C...75 °C | 91
3801 | 2716780000 | HDC ENCLOSURES SIZE: 8 PROTECTION DEGREE: IP66 (IN PLUGGED CONDITION) IP67 PLUGGED CABLE ENTRY FROM SIDE SCREW SIZE OF CABLE ENTRIES: M 40 | 6
3802 | 2716800000 | HDC ENCLOSURES SIZE: PROTECTION DEGREE: | 709
3803 | 2740900000 | AUTOMATIC STRIPPER AND CRIMPER | 318
3804 | 2748690000 | MALE | 1355
3805 | 2748580000 | DATA USE | 59
3806 | 2748570000 | DATA MODULE | 356
3807 | 2748560000 | DATA MODULE | 356
3808 | 2748420000 | SIGNAL MODULE | 142
3809 | 2748410000 | SIGNAL MODULE | 142
3810 | 2748400000 | SIGNAL MODULE | 142
3811 | 2748390000 | HIGH VOLTAGE MODULE | 827
3812 | 2748360000 | POWER MODULE | 126
3813 | 2748370000 | POWER MODULE | 126
3814 | 2748380000 | HIGH VOLTAGE MODULE | 827
3815 | 2748350000 | POWER MODULE | 126
3816 | 2748250000 | POWER MODULE | 126
3817 | 2736520000 | SPARE ARRESTER SURGE PROTECTION TT NUR FÜR N-PE | 544
3818 | 2748100000 | DEKAFIX TERMINAL MARKER 5 X 8 MM PITCH IN MM (P): 8.00 WEIDMUELLER | 13
3819 | 2748020000 | DEKAFIX TERMINAL MARKER 5 X 8 MM PITCH IN MM (P): 8.00 WEIDMUELLER | 13
3820 | 2747960000 | DEKAFIX TERMINAL MARKER 5 X 8 MM PITCH IN MM (P): 8.00 WEIDMUELLER | 13
3821 | 2748080000 | DEKAFIX TERMINAL MARKER 5 X 8 MM PITCH IN MM (P): 8.00 WEIDMUELLER | 13
3822 | 2706290000 | TERMSERIES RELAY MODULE WITH POSITIVELY DRIVEN CONTACTS N OF CONTACTS: 2 CO CONTACTS FORCIBILY GUIDED (EN 61810-3 TYPE B) AGNI RATED CONTROL VOLTAGE: 24 V UC ±10 % CONTINUOUS CURRENT: 6 A SCREW CONNECTION TEST BUTTON AVAILABLE: NO | 3
3823 | 2674900000 | FEED-THROUGH TERMINAL PUSH IN 6 MM² 800 V 41 A | 15
3824 | 2747580000 | PCB PLUG-IN CONNECTOR FEMALE PLUG PITCH IN MM (P): 1.27 MM N OF POLES: 50 TRAY (MANUAL ASSEMBLY) | 322
3825 | 2747590000 | PCB PLUG-IN CONNECTOR FEMALE PLUG PITCH IN MM (P): 1.27 MM N OF POLES: 68 TRAY (MANUAL ASSEMBLY) | 322
3826 | 2747600000 | PCB PLUG-IN CONNECTOR FEMALE PLUG PITCH IN MM (P): 1.27 MM N OF POLES: 80 TRAY (MANUAL ASSEMBLY) | 322
3827 | 2747550000 | PCB PLUG-IN CONNECTOR FEMALE PLUG PITCH IN MM (P): 1.27 MM N OF POLES: 26 TRAY (MANUAL ASSEMBLY) | 322
3828 | 2747570000 | PCB PLUG-IN CONNECTOR FEMALE PLUG PITCH IN MM (P): 1.27 MM N OF POLES: 40 TRAY (MANUAL ASSEMBLY) | 322
3829 | 2747500000 | PCB PLUG-IN CONNECTOR FEMALE HEADER SMD SOLDER CONNECTION PITCH IN MM (P): 1.27 MM N OF POLES: 68 90° TAPE | 0
3830 | 2747560000 | PCB PLUG-IN CONNECTOR FEMALE PLUG PITCH IN MM (P): 1.27 MM N OF POLES: 32 TRAY (MANUAL ASSEMBLY) | 322
3831 | 2747510000 | PCB PLUG-IN CONNECTOR FEMALE HEADER SMD SOLDER CONNECTION PITCH IN MM (P): 1.27 MM N OF POLES: 80 90° TAPE | 0
3832 | 2747530000 | PCB PLUG-IN CONNECTOR FEMALE PLUG PITCH IN MM (P): 1.27 MM N OF POLES: 16 TRAY (MANUAL ASSEMBLY) | 322
3833 | 2747520000 | PCB PLUG-IN CONNECTOR FEMALE PLUG PITCH IN MM (P): 1.27 MM N OF POLES: 12 TRAY (MANUAL ASSEMBLY) | 322
3834 | 2747540000 | PCB PLUG-IN CONNECTOR FEMALE PLUG PITCH IN MM (P): 1.27 MM N OF POLES: 20 TRAY (MANUAL ASSEMBLY) | 322
3835 | 2747140000 | PCB PLUG-IN CONNECTOR MALE HEADER SMD SOLDER CONNECTION PITCH IN MM (P): 1.27 MM N OF POLES: 68 180° TAPE | 0
3836 | 2747110000 | PCB PLUG-IN CONNECTOR MALE HEADER SMD SOLDER CONNECTION PITCH IN MM (P): 1.27 MM N OF POLES: 32 180° TAPE | 0
3837 | 2747040000 | PCB PLUG-IN CONNECTOR MALE HEADER SMD SOLDER CONNECTION PITCH IN MM (P): 1.27 MM N OF POLES: 50 180° TAPE | 1
3838 | 2747090000 | PCB PLUG-IN CONNECTOR MALE HEADER SMD SOLDER CONNECTION PITCH IN MM (P): 1.27 MM N OF POLES: 20 180° TAPE | 0
3839 | 2747120000 | PCB PLUG-IN CONNECTOR MALE HEADER SMD SOLDER CONNECTION PITCH IN MM (P): 1.27 MM N OF POLES: 40 180° TAPE | 0
3840 | 2747060000 | PCB PLUG-IN CONNECTOR MALE HEADER SMD SOLDER CONNECTION PITCH IN MM (P): 1.27 MM N OF POLES: 80 180° TAPE | 0
3841 | 2747050000 | PCB PLUG-IN CONNECTOR MALE HEADER SMD SOLDER CONNECTION PITCH IN MM (P): 1.27 MM N OF POLES: 68 180° TAPE | 0
3842 | 2747100000 | PCB PLUG-IN CONNECTOR MALE HEADER SMD SOLDER CONNECTION PITCH IN MM (P): 1.27 MM N OF POLES: 26 180° TAPE | 0
3843 | 2747150000 | PCB PLUG-IN CONNECTOR MALE HEADER SMD SOLDER CONNECTION PITCH IN MM (P): 1.27 MM N OF POLES: 80 180° TAPE | 0
3844 | 2747130000 | PCB PLUG-IN CONNECTOR MALE HEADER SMD SOLDER CONNECTION PITCH IN MM (P): 1.27 MM N OF POLES: 50 180° TAPE | 1
3845 | 2747080000 | PCB PLUG-IN CONNECTOR MALE HEADER SMD SOLDER CONNECTION PITCH IN MM (P): 1.27 MM N OF POLES: 16 180° TAPE | 0
3846 | 2747070000 | PCB PLUG-IN CONNECTOR MALE HEADER SMD SOLDER CONNECTION PITCH IN MM (P): 1.27 MM N OF POLES: 12 180° TAPE | 0
3847 | 2747020000 | PCB PLUG-IN CONNECTOR MALE HEADER SMD SOLDER CONNECTION PITCH IN MM (P): 1.27 MM N OF POLES: 32 180° TAPE | 0
3848 | 2746980000 | PCB PLUG-IN CONNECTOR MALE HEADER SMD SOLDER CONNECTION PITCH IN MM (P): 1.27 MM N OF POLES: 12 180° TAPE | 0
3849 | 2747010000 | PCB PLUG-IN CONNECTOR MALE HEADER SMD SOLDER CONNECTION PITCH IN MM (P): 1.27 MM N OF POLES: 26 180° TAPE | 0
3850 | 2747030000 | PCB PLUG-IN CONNECTOR MALE HEADER SMD SOLDER CONNECTION PITCH IN MM (P): 1.27 MM N OF POLES: 40 180° TAPE | 0
3851 | 2746990000 | PCB PLUG-IN CONNECTOR MALE HEADER SMD SOLDER CONNECTION PITCH IN MM (P): 1.27 MM N OF POLES: 16 180° TAPE | 0
3852 | 2747000000 | PCB PLUG-IN CONNECTOR MALE HEADER SMD SOLDER CONNECTION PITCH IN MM (P): 1.27 MM N OF POLES: 20 180° TAPE | 0
3853 | 2751270000 | SECURITY/NAT/VPN/U-LINK ROUTER FAST ETHERNET 4X RJ45 10/100BASET(X) IP30 -30 °C...70 °C | 295
3854 | 2736310000 | SURGE VOLTAGE ARRESTER LOW VOLTAGE SURGE PROTECTION WITH REMOTE CONTACT SINGLE-PHASE | 24
3855 | 2736330000 | SURGE VOLTAGE ARRESTER LOW VOLTAGE SURGE PROTECTION WITH REMOTE CONTACT SINGLE-PHASE | 24
3856 | 2736320000 | SURGE VOLTAGE ARRESTER LOW VOLTAGE SURGE PROTECTION SINGLE-PHASE | 24
3857 | 2736280000 | SURGE VOLTAGE ARRESTER LOW VOLTAGE SURGE PROTECTION SINGLE-PHASE | 24
3858 | 2736270000 | SURGE VOLTAGE ARRESTER LOW VOLTAGE SURGE PROTECTION WITH REMOTE CONTACT SINGLE-PHASE | 24
3859 | 2736300000 | SURGE VOLTAGE ARRESTER LOW VOLTAGE SURGE PROTECTION SINGLE-PHASE UP(L/N-PE) ? 1.5 KV | 294
3860 | 2735510000 | 2.5 MM² 24 A DARK | 857
3861 | 1349840050 | PRE-ASSEMBLED CABLE PAC | 34
3862 | 7789041070 | PRE-ASSEMBLED CABLE PAC CABLE LIYY 0.25 MM² | 2
3863 | 7789059025 | PRE-ASSEMBLED CABLE PAC CABLE LIYY 0.25 MM² | 2
3864 | 7789617030 | PRE-ASSEMBLED CABLE PAC CABLE LIYCY 0.34 MM² | 2
3865 | 7789657020 | PRE-ASSEMBLED CABLE PAC CABLE LIYCY 0.25 MM² | 2
3866 | 7789056050 | PRE-ASSEMBLED CABLE PAC CABLE LIYY 0.25 MM² | 2
3867 | 2740420000 | NETWORK SWITCH MANAGED FAST/GIGABIT ETHERNET N OF PORTS: 8X RJ45 10/100BASET(X) 2X COMBO-PORTS (10/100/1000BASET(X) OR 100/1000BASESFP) IP30 -40 °C...75 °C | 91
3868 | 8000050567 | PHOTOVOLTAICS ASSEMBLED ENCLOSURE COMBINER BOX WITH FUSE HOLDER SURGE PROTECTION II CABLE GLAND FOR WALL MOUNTING SWITCH DISCONNECTOR | 102
3869 | 8000050575 | PHOTOVOLTAICS ASSEMBLED ENCLOSURE COMBINER BOX WITH FUSE HOLDER SURGE PROTECTION II FOR WALL MOUNTING SWITCH DISCONNECTOR WM4C | 102
3870 | 2763560000 | SYSTEM CABLE CAT.7 (ISO/IEC 11801) PVC 500 M | 502
3871 | 2737580000 | PHOTOVOLTAICS COMBINER BOX 1000 V 2 MPPT'S 2 INPUTS / 1 OUTPUT PER MPPT SURGE PROTECTION I / II WM4C | 60
3872 | 2707220000 | OMNIMATE DATA - D-SUB CONNECTOR FEMALE HEADER D-SUB CONNECTORS MALE/FIMALE THREAD-BOLT UNC 4-40 THT SOLDER CONNECTION PITCH IN MM (P): 2.77 MM N OF POLES: 25 ? 50 Μ" NI / 100 Μ" SN 500 PBT GLASS FIBRE REINFORCED UL 94 V-0 PBT GF TRAY | 51
3873 | 2749870000 | SCREWDRIVER BLADE WIDTH (B): 8 MM BLADE LENGTH: 175 MM BLADE THICKNESS (A): 1.6 MM | 106
3874 | 2749780000 | SCREWDRIVER BLADE WIDTH (B): 2 MM BLADE LENGTH: 60 MM BLADE THICKNESS (A): 0.4 MM | 106
3875 | 2749810000 | SCREWDRIVER BLADE WIDTH (B): 3.5 MM BLADE LENGTH: 100 MM BLADE THICKNESS (A): 0.6 MM | 106
3876 | 2749800000 | SCREWDRIVER BLADE WIDTH (B): 3 MM BLADE LENGTH: 100 MM BLADE THICKNESS (A): 0.5 MM | 106
3877 | 2749620000 | MOUNTING TOOL BLADE WIDTH (B): 4 MM BLADE LENGTH: 100 MM BLADE THICKNESS (A): 0.8 MM | 548
3878 | 2749610000 | MOUNTING TOOL BLADE WIDTH (B): 3.5 MM BLADE LENGTH: 100 MM BLADE THICKNESS (A): 0.6 MM | 548
3879 | 2749790000 | SCREWDRIVER BLADE WIDTH (B): 2.5 MM BLADE LENGTH: 75 MM BLADE THICKNESS (A): 0.4 MM | 106
3880 | 2749380000 | SCREWDRIVER BLADE WIDTH (B): 5.5 MM BLADE LENGTH: 150 MM BLADE THICKNESS (A): 1 MM | 106
3881 | 2749340000 | SCREWDRIVER BLADE WIDTH (B): 3.5 MM BLADE LENGTH: 100 MM BLADE THICKNESS (A): 0.6 MM | 106
3882 | 2719200000 | SLIMFIX CONDUCTOR AND CABLE MARKERS 2.5 - 3.3 MM 24 X 5.4 MM | 12
3883 | 2719160000 | SLIMFIX CONDUCTOR AND CABLE MARKERS 2.5 - 3.3 MM 18 X 5.4 MM | 12
3884 | 2719170000 | SLIMFIX CONDUCTOR AND CABLE MARKERS 2.5 - 3.3 MM 24 X 5.4 MM | 12
3885 | 2719150000 | SLIMFIX CONDUCTOR AND CABLE MARKERS 2.5 - 3.3 MM 12 X 5.4 MM | 12
3886 | 2719180000 | SLIMFIX CONDUCTOR AND CABLE MARKERS 2.5 - 3.3 MM 12 X 5.4 MM | 12
3887 | 2719190000 | SLIMFIX CONDUCTOR AND CABLE MARKERS 2.5 - 3.3 MM 18 X 5.4 MM | 12
3888 | 2710150000 | A-SERIES END BRACKET | 321
3889 | 2467060000 | POWER SUPPLY SWITCH-MODE POWER SUPPLY UNIT 24 V | 56
3890 | 2467080000 | POWER SUPPLY SWITCH-MODE POWER SUPPLY UNIT 24 V | 56
3891 | 2467100000 | POWER SUPPLY SWITCH-MODE POWER SUPPLY UNIT 24 V | 56
3892 | 2467170000 | POWER SUPPLY SWITCH-MODE POWER SUPPLY UNIT 48 V | 56
3893 | 1025950700 | DRAGLINE CABLE PROFINET M12 D-CODE ? IP 67 STRAIGHT PIN M12 D-CODE ? IP 67 STRAIGHT PIN CAT.5 (ISO/IEC 11801) / CAT.5E (TIA T568-B) PUR 70 M | 11
3894 | 1025950900 | DRAGLINE CABLE PROFINET M12 D-CODE ? IP 67 STRAIGHT PIN M12 D-CODE ? IP 67 STRAIGHT PIN CAT.5 (ISO/IEC 11801) / CAT.5E (TIA T568-B) PUR 90 M | 11
3895 | 1059330150 | DRAGLINE CABLE PROFINET M12 D-CODE ? IP 67 STRAIGHT SOCKET M12 D-CODE ? IP 67 STRAIGHT PIN CAT.5 (ISO/IEC 11801) / CAT.5E (TIA T568-B) PUR 15 M | 11
3896 | 1059330250 | DRAGLINE CABLE PROFINET M12 D-CODE ? IP 67 STRAIGHT SOCKET M12 D-CODE ? IP 67 STRAIGHT PIN CAT.5 (ISO/IEC 11801) / CAT.5E (TIA T568-B) PUR 25 M | 11
3897 | 1062150750 | BUS LINE CONNECTING LINE M12 / M12 N OF POLES: 5 7.5 M SHIELDED: YES LED: NO SHEATH MATERIAL: PUR HALOGEN: NO | 0
3898 | 1062150800 | BUS LINE CONNECTING LINE M12 / M12 N OF POLES: 5 8 M SHIELDED: YES LED: NO SHEATH MATERIAL: PUR HALOGEN: NO | 0
3899 | 1062151200 | BUS LINE CONNECTING LINE M12 / M12 N OF POLES: 5 12 M SHIELDED: YES LED: NO SHEATH MATERIAL: PUR HALOGEN: NO | 0
3900 | 1062152200 | BUS LINE CONNECTING LINE M12 / M12 N OF POLES: 5 22 M SHIELDED: YES LED: NO SHEATH MATERIAL: PUR HALOGEN: NO | 0
3901 | 1062153000 | BUS LINE CONNECTING LINE M12 / M12 N OF POLES: 4 30 M SHIELDED: YES LED: NO SHEATH MATERIAL: PUR HALOGEN: NO | 0
3902 | 1062190100 | BUS LINE CONNECTING LINE M12 / M12 N OF POLES: 5 1 M SHIELDED: YES LED: NO SHEATH MATERIAL: PVC HALOGEN: YES | 0
3903 | 1062190200 | BUS LINE CONNECTING LINE M12 / M12 N OF POLES: 5 2 M SHIELDED: YES LED: NO SHEATH MATERIAL: PVC HALOGEN: YES | 0
3904 | 1062330050 | BUS LINE CONNECTING LINE M12 / M12 N OF POLES: 2 0.5 M SHIELDED: YES LED: NO SHEATH MATERIAL: PUR HALOGEN: NO | 0
3905 | 1108851500 | SENSOR/ACTUATOR LINE CONNECTING LINE M12 / M12 N OF POLES : 5 SHIELDED: NO LED: NO SHEATH MATERIAL: PUR HALOGEN: NO | 0
3906 | 1166000003 | SYSTEM CABLE RJ45 IP 20 RJ45 IP 20 CAT.5 (ISO/IEC 11801) PUR 0.3 M | 14
3907 | 1173030450 | DRAGLINE CABLE PROFINET RJ45 IP 20 RJ45 IP 20 CAT.5 (ISO/IEC 11801) / CAT.5E (TIA T568-B) PUR 45 M | 11
3908 | 1201210050 | BUS LINE N OF POLES: 4 PIN STRAIGHT RJ45 SHIELDED: YES SHEATH MATERIAL: PUR HALOGEN: NONE NO | 0
3909 | 1251580300 | PATCH CABLE RJ45 IP 20 RJ45 IP 20 CAT.6A / CLASS EA (ISO/IEC 11801 2010) LSZH 30 M | 14
3910 | 1269740010 | SYSTEM CABLE M12 D-CODE ? IP 67 STRAIGHT PIN CAT.5 (ISO/IEC 11801) RADOX GKW S 1 M | 11
3911 | 1273430200 | CONNECTING LINE PROFINET SCRJ IP 20 SCRJ IP 20 980 ΜM 20 M | 343
3912 | 1279431500 | SENSOR/ACTUATOR LINE ONE END WITHOUT CONNECTOR M12 N OF POLES : 8 15 M SHIELDED: YES LED: NO SHEATH MATERIAL: PUR HALOGEN: NO | 0
3913 | 1279432000 | SENSOR/ACTUATOR LINE ONE END WITHOUT CONNECTOR M12 N OF POLES : 8 20 M SHIELDED: YES LED: NO SHEATH MATERIAL: PUR HALOGEN: NO | 0
3914 | 1279433000 | SENSOR/ACTUATOR LINE ONE END WITHOUT CONNECTOR M12 N OF POLES : 8 30 M SHIELDED: YES LED: NO SHEATH MATERIAL: PUR HALOGEN: NO | 0
3915 | 1279434000 | SENSOR/ACTUATOR LINE ONE END WITHOUT CONNECTOR M12 N OF POLES : 8 40 M SHIELDED: YES LED: NO SHEATH MATERIAL: PUR HALOGEN: NO | 0
3916 | 1279440020 | SENSOR/ACTUATOR LINE CONNECTING LINE N OF POLES : 8 0.2 M SHIELDED: NO LED: NO SHEATH MATERIAL: PUR HALOGEN: NO | 0
3917 | 1279440100 | SENSOR/ACTUATOR LINE CONNECTING LINE N OF POLES : 8 1 M SHIELDED: NO LED: NO SHEATH MATERIAL: PUR HALOGEN: NO | 0
3918 | 1329240010 | PRE-ASSEMBLED CABLE PAC CABLE LIYY 0.25 MM² | 2
3919 | 1346520000 | REPLACEMENT PART | 55
3920 | 1346540000 | REPLACEMENT PART | 55
3921 | 1346550000 | REPLACEMENT PART | 55
3922 | 1346680000 | REPLACEMENT PART | 55
3923 | 1349790025 | PRE-ASSEMBLED CABLE PAC | 34
3924 | 1417920000 | PROTECTED COMPONENT ASSEMBLIES PROTECTIVE CAP | 156
3925 | 1421710040 | SYSTEM CABLE RJ45 IP 20 RJ45 IP 20 CAT.5 (ISO/IEC 11801) RADOX GKW S 4 M | 14
3926 | 1475700000 | HDC ENCLOSURES 1500 V SCREW CONNECTION | 882
3927 | 1479130000 | HDC ENCLOSURES | 670
3928 | 1488230000 | HDC ENCLOSURES N OF POLES: 3 | 714
3929 | 1488280000 | HDC ENCLOSURES N OF POLES: 4 | 714
3930 | 1506850000 | HDC KITS 1500 V 550 A N OF POLES: 3 CRIMP CONNECTION | 706
3931 | 1506860000 | ROCKSTAR® HDC KITS-HEAVY-DUTY CONNECTORS PLUG-IN CONNECTOR HIGHPOWER 1500 V 550 A DIECAST ALUMINIUM PLUG HOUSING | 1037
3932 | 1506870005 | SYSTEM CABLE RJ45 IP 20 RJ45 IP 20 CAT.6A / CLASS EA (ISO/IEC 11801 2010) PUR 0.5 M | 14
3933 | 1506870015 | SYSTEM CABLE RJ45 IP 20 RJ45 IP 20 CAT.6A / CLASS EA (ISO/IEC 11801 2010) PUR 1.5 M | 14
3934 | 1506870020 | SYSTEM CABLE RJ45 IP 20 RJ45 IP 20 CAT.6A / CLASS EA (ISO/IEC 11801 2010) PUR 2 M | 14
3935 | 1506870030 | SYSTEM CABLE RJ45 IP 20 RJ45 IP 20 CAT.6A / CLASS EA (ISO/IEC 11801 2010) PUR 3 M | 14
3936 | 1506870040 | SYSTEM CABLE RJ45 IP 20 RJ45 IP 20 CAT.6A / CLASS EA (ISO/IEC 11801 2010) PUR 4 M | 14
3937 | 1506870050 | SYSTEM CABLE RJ45 IP 20 RJ45 IP 20 CAT.6A / CLASS EA (ISO/IEC 11801 2010) PUR 5 M | 14
3938 | 1506870060 | SYSTEM CABLE RJ45 IP 20 RJ45 IP 20 CAT.6A / CLASS EA (ISO/IEC 11801 2010) PUR 6 M | 14
3939 | 1506880000 | CONTINUITY TESTER FOR DATA CABLES | 728
3940 | 1508190000 | PLUGS PREFABRICATED TO CUSTOMER SPEC. M12 PIN 90° | 88
3941 | 1510280000 | CURRENT-MEASURING TRANSDUCER LIMIT VALUE MONITORING INPUT : 0?40/50/60 A RELAY OUTPUT | 296
3942 | 1511890010 | PRE-ASSEMBLED CABLE PAC CABLE LIYY 5.4 ± 1 MM | 20
3943 | 1511890015 | PRE-ASSEMBLED CABLE PAC CABLE LIYY 5.4 ± 1 MM | 20
3944 | 1511920010 | PRE-ASSEMBLED CABLE PAC CABLE LIYY 5.4 ± 1 MM | 20
3945 | 1511920015 | PRE-ASSEMBLED CABLE PAC CABLE LIYY 5.4 ± 1 MM | 20
3946 | 1512010010 | PRE-ASSEMBLED CABLE PAC CABLE LIYY 5.4 ± 1 MM | 20
3947 | 1512010015 | PRE-ASSEMBLED CABLE PAC CABLE LIYY 5.4 ± 1 MM | 20
3948 | 1512020010 | PRE-ASSEMBLED CABLE PAC CABLE LIYY 5.4 ± 1 MM | 20
3949 | 1512020025 | PRE-ASSEMBLED CABLE PAC CABLE LIYY 5.4 ± 1 MM | 20
3950 | 1512190060 | PRE-ASSEMBLED CABLE PAC CABLE LIYY 5.4 ± 1 MM | 20
3951 | 1512220010 | PRE-ASSEMBLED CABLE PAC CABLE LIYY 5.4 ± 1 MM | 20
3952 | 1512220060 | PRE-ASSEMBLED CABLE PAC CABLE LIYY 5.4 ± 1 MM | 20
3953 | 1512270010 | PRE-ASSEMBLED CABLE PAC CABLE LIYY 0.25 MM² | 2
3954 | 1512470020 | PRE-ASSEMBLED CABLE PAC CABLE LIYY 5.4 ± 1 MM | 20
3955 | 1512470060 | PRE-ASSEMBLED CABLE PAC CABLE LIYY 5.4 ± 1 MM | 20
3956 | 1512530010 | PRE-ASSEMBLED CABLE PAC CABLE LIYY 5.4 ± 1 MM | 20
3957 | 1512530020 | PRE-ASSEMBLED CABLE PAC CABLE LIYY 5.4 ± 1 MM | 20
3958 | 1512590040 | PRE-ASSEMBLED CABLE PAC CABLE LIYY 5.4 ± 1 MM | 20
3959 | 1512620010 | PRE-ASSEMBLED CABLE PAC CABLE LIYY 5.4 ± 1 MM | 20
3960 | 1512620015 | PRE-ASSEMBLED CABLE PAC CABLE LIYY 5.4 ± 1 MM | 20
3961 | 1512640015 | PRE-ASSEMBLED CABLE PAC CABLE LIYY 5.4 ± 1 MM | 20
3962 | 1512680010 | PRE-ASSEMBLED CABLE PAC CABLE LIYY 5.4 ± 1 MM | 20
3963 | 1512680080 | PRE-ASSEMBLED CABLE PAC CABLE LIYY 5.4 ± 1 MM | 20
3964 | 1513040000 | BUILT-IN PLUGS M12 FEMALE SOCKET STRAIGHT M 16 N OF POLES: 4 1 M FRONT MOUNTING | 122
3965 | 1522100002 | SYSTEM CABLE RJ45 IP 20 RJ45 IP 20 CAT.5 (ISO/IEC 11801) / CAT.5E (TIA T568-B) PVC 0.2 M | 14
3966 | 1522100070 | SYSTEM CABLE RJ45 IP 20 RJ45 IP 20 CAT.5 (ISO/IEC 11801) / CAT.5E (TIA T568-B) PVC 7 M | 11
3967 | 1522100250 | SYSTEM CABLE RJ45 IP 20 RJ45 IP 20 CAT.5 (ISO/IEC 11801) / CAT.5E (TIA T568-B) PVC 25 M | 14
3968 | 1522100350 | SYSTEM CABLE RJ45 IP 20 RJ45 IP 20 CAT.5 (ISO/IEC 11801) / CAT.5E (TIA T568-B) PVC 35 M | 14
3969 | 1522100400 | SYSTEM CABLE RJ45 IP 20 RJ45 IP 20 CAT.5 (ISO/IEC 11801) / CAT.5E (TIA T568-B) PVC 40 M | 14
3970 | 1522100450 | SYSTEM CABLE RJ45 IP 20 RJ45 IP 20 CAT.5 (ISO/IEC 11801) / CAT.5E (TIA T568-B) PVC 45 M | 14
3971 | 1522100500 | SYSTEM CABLE RJ45 IP 20 RJ45 IP 20 CAT.5 (ISO/IEC 11801) / CAT.5E (TIA T568-B) PVC 50 M | 14
3972 | 1522100550 | SYSTEM CABLE RJ45 IP 20 RJ45 IP 20 CAT.5 (ISO/IEC 11801) / CAT.5E (TIA T568-B) PVC 55 M | 14
3973 | 1522100600 | SYSTEM CABLE RJ45 IP 20 RJ45 IP 20 CAT.5 (ISO/IEC 11801) / CAT.5E (TIA T568-B) PVC 60 M | 14
3974 | 1522100650 | SYSTEM CABLE RJ45 IP 20 RJ45 IP 20 CAT.5 (ISO/IEC 11801) / CAT.5E (TIA T568-B) PVC 65 M | 11
3975 | 1522100700 | SYSTEM CABLE RJ45 IP 20 RJ45 IP 20 CAT.5 (ISO/IEC 11801) / CAT.5E (TIA T568-B) PVC 70 M | 14
3976 | 1522100750 | SYSTEM CABLE RJ45 IP 20 RJ45 IP 20 CAT.5 (ISO/IEC 11801) / CAT.5E (TIA T568-B) PVC 75 M | 11
3977 | 1522100800 | SYSTEM CABLE RJ45 IP 20 RJ45 IP 20 CAT.5 (ISO/IEC 11801) / CAT.5E (TIA T568-B) PVC 80 M | 14
3978 | 1522100900 | SYSTEM CABLE RJ45 IP 20 RJ45 IP 20 CAT.5 (ISO/IEC 11801) / CAT.5E (TIA T568-B) PVC 90 M | 14
3979 | 1522101000 | SYSTEM CABLE RJ45 IP 20 RJ45 IP 20 CAT.5 (ISO/IEC 11801) / CAT.5E (TIA T568-B) PVC 100 M | 14
3980 | 1534330000 | KLIPPON POK (POLYESTER EMPTY ENCLOSURE) MOUNTING PLATE HEIGHT: 219 MM WIDTH: 34 MM DEPTH: 1.5 MM MATERIAL: SHEET STEEL GALVANIZED GALVANIZED | 4
3981 | 1534370000 | KLIPPON POK (POLYESTER EMPTY ENCLOSURE) MOUNTING PLATE HEIGHT: 113 MM WIDTH: 243.5 MM DEPTH: 1.5 MM MATERIAL: SHEET STEEL GALVANIZED GALVANIZED | 4
3982 | 1534970000 | BUILT-IN PLUGS 7/8" 7/8" N OF POLES: 5 2 M | 358
3983 | 1535420000 | HDC ENCLOSURES 1500 V 550 A N OF POLES: 1 | 1092
3984 | 1548810000 | PLUGS PREFABRICATED TO CUSTOMER SPEC. M16 PIN STRAIGHT | 57
3985 | 1548820000 | PLUGS PREFABRICATED TO CUSTOMER SPEC. M16 PIN STRAIGHT | 57
3986 | 1548830000 | SOCKETS PREFABRICATED TO CUSTOMER SPEC. M16 FEMALE SOCKET STRAIGHT | 35
3987 | 1548840000 | SOCKETS PREFABRICATED TO CUSTOMER SPEC. M16 FEMALE SOCKET STRAIGHT | 35
3988 | 1548850000 | PLUGS PREFABRICATED TO CUSTOMER SPEC. M16 PIN 90° | 88
3989 | 1548860000 | SOCKETS PREFABRICATED TO CUSTOMER SPEC. M16 SOCKET ANGLED | 35
3990 | 1555270000 | SUB-D | 132
3991 | 1555290000 | SUB-D | 132
3992 | 1555300000 | SUB-D | 132
3993 | 1555330300 | SENSOR/ACTUATOR LINE ONE END WITHOUT CONNECTOR M8 N OF POLES : 8 3 M PIN STRAIGHT SHIELDED: NO LED: NO SHEATH MATERIAL: PUR HALOGEN: NO | 0
3994 | 1555331000 | SENSOR/ACTUATOR LINE ONE END WITHOUT CONNECTOR M8 N OF POLES : 8 10 M PIN STRAIGHT SHIELDED: NO LED: NO SHEATH MATERIAL: PUR HALOGEN: NO | 0
3995 | 1555340300 | SENSOR/ACTUATOR LINE ONE END WITHOUT CONNECTOR M8 N OF POLES : 8 3 M PIN 90° SHIELDED: NO LED: NO SHEATH MATERIAL: PUR HALOGEN: NO | 0
3996 | 1555340500 | SENSOR/ACTUATOR LINE ONE END WITHOUT CONNECTOR M8 N OF POLES : 8 5 M PIN 90° SHIELDED: NO LED: NO SHEATH MATERIAL: PUR HALOGEN: NO | 0
3997 | 1555341000 | SENSOR/ACTUATOR LINE ONE END WITHOUT CONNECTOR M8 N OF POLES : 8 10 M PIN 90° SHIELDED: NO LED: NO SHEATH MATERIAL: PUR HALOGEN: NO | 0
3998 | 1555370150 | SENSOR/ACTUATOR LINE ONE END WITHOUT CONNECTOR M8 N OF POLES : 8 1.5 M FEMALE SOCKET STRAIGHT SHIELDED: NO LED: NO SHEATH MATERIAL: PUR HALOGEN: NO | 0
3999 | 1555370300 | SENSOR/ACTUATOR LINE ONE END WITHOUT CONNECTOR M8 N OF POLES : 8 3 M FEMALE SOCKET STRAIGHT SHIELDED: NO LED: NO SHEATH MATERIAL: PUR HALOGEN: NO | 0
4000 | 1555370500 | SENSOR/ACTUATOR LINE ONE END WITHOUT CONNECTOR M8 N OF POLES : 8 5 M FEMALE SOCKET STRAIGHT SHIELDED: NO LED: NO SHEATH MATERIAL: PUR HALOGEN: NO | 0
4001 | 1555380300 | SENSOR/ACTUATOR LINE ONE END WITHOUT CONNECTOR M8 N OF POLES : 8 3 M SOCKET ANGLED SHIELDED: NO LED: NO SHEATH MATERIAL: PUR HALOGEN: NO | 0
4002 | 1555380500 | SENSOR/ACTUATOR LINE ONE END WITHOUT CONNECTOR M8 N OF POLES : 8 5 M SOCKET ANGLED SHIELDED: NO LED: NO SHEATH MATERIAL: PUR HALOGEN: NO | 0
4003 | 1555381000 | SENSOR/ACTUATOR LINE ONE END WITHOUT CONNECTOR M8 N OF POLES : 8 10 M SOCKET ANGLED SHIELDED: NO LED: NO SHEATH MATERIAL: PUR HALOGEN: NO | 0
4004 | 1559800000 | REPLACEMENT PART | 55
4005 | 1808975000 | SENSOR/ACTUATOR LINE ONE END WITHOUT CONNECTOR M12 N OF POLES : 4 50 M SHIELDED: YES LED: NO SHEATH MATERIAL: PUR HALOGEN: NO | 0
4006 | 1812550250 | SENSOR/ACTUATOR LINE CONNECTING LINE M12 / M12 N OF POLES : 3 2.5 M TWIN CABLING PIN STRAIGHT 2X SOCKET STRAIGHT SHIELDED: NO LED: NO SHEATH MATERIAL: PUR HALOGEN: NO | 0
4007 | 1815702000 | VALVE PLUG ONE END WITHOUT CONNECTOR - VALVE PLUG | 61
4008 | 1818144000 | SENSOR/ACTUATOR LINE ONE END WITHOUT CONNECTOR M23 N OF POLES: 19 40 M SOCKET ANGLED SHIELDED: NO LED: NO SHEATH MATERIAL: PUR HALOGEN: NO | 0
4009 | 1818188000 | SENSOR/ACTUATOR LINE ONE END WITHOUT CONNECTOR M23 N OF POLES: 19 80 M FEMALE SOCKET STRAIGHT SHIELDED: NO LED: NO SHEATH MATERIAL: PUR HALOGEN: NO | 0
4010 | 1818189000 | SENSOR/ACTUATOR LINE ONE END WITHOUT CONNECTOR M23 N OF POLES: 19 90 M FEMALE SOCKET STRAIGHT SHIELDED: NO LED: NO SHEATH MATERIAL: PUR HALOGEN: NO | 0
4011 | 1824570080 | SENSOR/ACTUATOR LINE CONNECTING LINE M8 / M8 N OF POLES : 3 0.8 M PIN STRAIGHT - SOCKET STRAIGHT SHIELDED: NO LED: NO SHEATH MATERIAL: PUR HALOGEN: NO | 0
4012 | 1824570900 | SENSOR/ACTUATOR LINE CONNECTING LINE M8 / M8 N OF POLES : 3 9 M PIN STRAIGHT - SOCKET STRAIGHT SHIELDED: NO LED: NO SHEATH MATERIAL: PUR HALOGEN: NO | 0
4013 | 1824571500 | SENSOR/ACTUATOR LINE CONNECTING LINE M8 / M8 N OF POLES : 3 15 M PIN STRAIGHT - SOCKET STRAIGHT SHIELDED: NO LED: NO SHEATH MATERIAL: PUR HALOGEN: NO | 0
4014 | 1845121500 | VALVE PLUG ONE END WITHOUT CONNECTOR - VALVE PLUG | 61
4015 | 1845122000 | VALVE PLUG ONE END WITHOUT CONNECTOR - VALVE PLUG | 61
4016 | 1857670050 | SENSOR/ACTUATOR LINE CONNECTING LINE N OF POLES : 3 0.5 M SHIELDED: NO LED: NO SHEATH MATERIAL: PUR HALOGEN: NO | 0
4017 | 1857670100 | SENSOR/ACTUATOR LINE CONNECTING LINE N OF POLES : 3 1 M SHIELDED: NO LED: NO SHEATH MATERIAL: PUR HALOGEN: NO | 0
4018 | 1857671200 | SENSOR/ACTUATOR LINE CONNECTING LINE N OF POLES : 3 12 M SHIELDED: NO LED: NO SHEATH MATERIAL: PUR HALOGEN: NO | 0
4019 | 1857672200 | SENSOR/ACTUATOR LINE CONNECTING LINE N OF POLES : 3 22 M SHIELDED: NO LED: NO SHEATH MATERIAL: PUR HALOGEN: NO | 0
4020 | 1857680030 | SENSOR/ACTUATOR LINE CONNECTING LINE M8 N OF POLES : 4 0.3 M PIN 90° - SOCKET 90° SHIELDED: NO LED: NO SHEATH MATERIAL: PUR HALOGEN: NO | 0
4021 | 1867412000 | SENSOR/ACTUATOR LINE ONE END WITHOUT CONNECTOR M12 N OF POLES : 3 20 M FEMALE SOCKET STRAIGHT SHIELDED: YES LED: NO SHEATH MATERIAL: PUR HALOGEN: NO | 0
4022 | 1873303000 | BUS LINE ONE END WITHOUT CONNECTOR M12 N OF POLES: 2 30 M SHIELDED: YES LED: NO SHEATH MATERIAL: PUR HALOGEN: NO | 0
4023 | 1873310750 | BUS LINE CONNECTING LINE M12 / M12 N OF POLES: 2 7.5 M SHIELDED: YES LED: NO SHEATH MATERIAL: PUR HALOGEN: NO | 0
4024 | 1873320400 | BUS LINE ONE END WITHOUT CONNECTOR M12 N OF POLES: 2 4 M SHIELDED: YES LED: NO SHEATH MATERIAL: PUR HALOGEN: NO | 0
4025 | 1879713000 | SENSOR/ACTUATOR LINE ONE END WITHOUT CONNECTOR M12 N OF POLES : 12 30 M FEMALE SOCKET STRAIGHT SHIELDED: NO LED: NO SHEATH MATERIAL: PUR HALOGEN: NO | 0
4026 | 1880470020 | SENSOR/ACTUATOR LINE CONNECTING LINE M8 N OF POLES : 4 0.2 M PIN STRAIGHT - SOCKET STRAIGHT SHIELDED: NO LED: NO SHEATH MATERIAL: PUR HALOGEN: NO | 0
4027 | 1880471300 | SENSOR/ACTUATOR LINE CONNECTING LINE M8 N OF POLES : 4 13 M PIN STRAIGHT - SOCKET STRAIGHT SHIELDED: NO LED: NO SHEATH MATERIAL: PUR HALOGEN: NO | 0
4028 | 1880472000 | SENSOR/ACTUATOR LINE CONNECTING LINE M8 N OF POLES : 4 20 M PIN STRAIGHT - SOCKET STRAIGHT SHIELDED: NO LED: NO SHEATH MATERIAL: PUR HALOGEN: NO | 0
4029 | 1883463000 | SENSOR/ACTUATOR LINE ONE END WITHOUT CONNECTOR N OF POLES : 8 30 M SHIELDED: NO LED: NO SHEATH MATERIAL: PUR HALOGEN: NO | 0
4030 | 1883464000 | SENSOR/ACTUATOR LINE ONE END WITHOUT CONNECTOR N OF POLES : 8 40 M SHIELDED: NO LED: NO SHEATH MATERIAL: PUR HALOGEN: NO | 0
4031 | 1883465000 | SENSOR/ACTUATOR LINE ONE END WITHOUT CONNECTOR N OF POLES : 8 50 M SHIELDED: NO LED: NO SHEATH MATERIAL: PUR HALOGEN: NO | 0
4032 | 1890520200 | SENSOR/ACTUATOR LINE ONE END WITHOUT CONNECTOR M12 N OF POLES : 8 2 M FEMALE SOCKET STRAIGHT SHIELDED: YES LED: NO SHEATH MATERIAL: PUR HALOGEN: NO | 0
4033 | 1890520250 | SENSOR/ACTUATOR LINE ONE END WITHOUT CONNECTOR M12 N OF POLES : 8 2.5 M FEMALE SOCKET STRAIGHT SHIELDED: YES LED: NO SHEATH MATERIAL: PUR HALOGEN: NO | 0
4034 | 1890523000 | SENSOR/ACTUATOR LINE ONE END WITHOUT CONNECTOR M12 N OF POLES : 8 30 M FEMALE SOCKET STRAIGHT SHIELDED: YES LED: NO SHEATH MATERIAL: PUR HALOGEN: NO | 0
4035 | 1890525000 | SENSOR/ACTUATOR LINE ONE END WITHOUT CONNECTOR M12 N OF POLES : 8 50 M SHIELDED: YES LED: NO SHEATH MATERIAL: PUR HALOGEN: NO | 0
4036 | 1906262000 | SENSOR/ACTUATOR LINE ONE END WITHOUT CONNECTOR M12 N OF POLES : 4 20 M PIN 90° SHIELDED: NO LED: NO SHEATH MATERIAL: PUR HALOGEN: NO | 0
4037 | 1906300700 | SENSOR/ACTUATOR LINE CONNECTING LINE M12 / M12 N OF POLES : 4 7 M PIN STRAIGHT - SOCKET STRAIGHT SHIELDED: NO LED: NO SHEATH MATERIAL: PUR HALOGEN: NO | 0
4038 | 1906303000 | SENSOR/ACTUATOR LINE CONNECTING LINE M12 / M12 N OF POLES : 4 30 M PIN STRAIGHT - SOCKET STRAIGHT SHIELDED: NO LED: NO SHEATH MATERIAL: PUR HALOGEN: NO | 0
4039 | 1906304000 | SENSOR/ACTUATOR LINE CONNECTING LINE M12 / M12 N OF POLES : 4 40 M PIN STRAIGHT - SOCKET STRAIGHT SHIELDED: NO LED: NO SHEATH MATERIAL: PUR HALOGEN: NO | 0
4040 | 1906410030 | SENSOR/ACTUATOR LINE CONNECTING LINE M12 / M12 N OF POLES : 4 0.3 M SHIELDED: NO LED: YES SHEATH MATERIAL: PUR HALOGEN: NO | 0
4041 | 1906410100 | SENSOR/ACTUATOR LINE CONNECTING LINE M12 / M12 N OF POLES : 4 1 M PIN STRAIGHT - SOCKET 90° SHIELDED: NO LED: YES SHEATH MATERIAL: PUR HALOGEN: NO | 0
4042 | 1906482000 | SENSOR/ACTUATOR LINE ONE END WITHOUT CONNECTOR M12 N OF POLES : 4 20 M PIN STRAIGHT SHIELDED: YES LED: NO SHEATH MATERIAL: PUR HALOGEN: NO | 0
4043 | 1906545000 | SENSOR/ACTUATOR LINE ONE END WITHOUT CONNECTOR M12 N OF POLES : 5 50 M SOCKET ANGLED SHIELDED: YES LED: NO SHEATH MATERIAL: PUR HALOGEN: NO | 0
4044 | 1925300200 | SENSOR/ACTUATOR LINE CONNECTING LINE M12 / M12 N OF POLES : 3 2 M PIN STRAIGHT - SOCKET STRAIGHT SHIELDED: NO LED: NO SHEATH MATERIAL: PVC HALOGEN: YES | 0
4045 | 1925300600 | SENSOR/ACTUATOR LINE CONNECTING LINE M12 / M12 N OF POLES : 3 6 M PIN STRAIGHT - SOCKET STRAIGHT SHIELDED: NO LED: NO SHEATH MATERIAL: PVC HALOGEN: YES | 0
4046 | 1925300800 | SENSOR/ACTUATOR LINE CONNECTING LINE M12 / M12 N OF POLES : 3 8 M PIN STRAIGHT - SOCKET STRAIGHT SHIELDED: NO LED: NO SHEATH MATERIAL: PVC HALOGEN: YES | 0
4047 | 1925310030 | SENSOR/ACTUATOR LINE CONNECTING LINE M12 / M12 N OF POLES : 4 0.3 M PIN STRAIGHT - SOCKET STRAIGHT SHIELDED: NO LED: NO SHEATH MATERIAL: PVC HALOGEN: YES | 0
4048 | 1925320060 | SENSOR/ACTUATOR LINE CONNECTING LINE M12 / M12 N OF POLES : 5 0.6 M PIN STRAIGHT - SOCKET STRAIGHT SHIELDED: NO LED: NO SHEATH MATERIAL: PVC HALOGEN: YES | 0
4049 | 1925340400 | SENSOR/ACTUATOR LINE CONNECTING LINE M12 / M12 N OF POLES : 3 4 M PIN STRAIGHT - SOCKET 90° SHIELDED: NO LED: NO SHEATH MATERIAL: PVC HALOGEN: YES | 0
4050 | 1925340600 | SENSOR/ACTUATOR LINE CONNECTING LINE M12 / M12 N OF POLES : 3 6 M PIN STRAIGHT - SOCKET 90° SHIELDED: NO LED: NO SHEATH MATERIAL: PVC HALOGEN: YES | 0
4051 | 1925340800 | SENSOR/ACTUATOR LINE CONNECTING LINE M12 / M12 N OF POLES : 3 8 M PIN STRAIGHT - SOCKET 90° SHIELDED: NO LED: NO SHEATH MATERIAL: PVC HALOGEN: YES | 0
4052 | 1925390050 | SENSOR/ACTUATOR LINE CONNECTING LINE M12 / M12 N OF POLES : 4 0.5 M PIN 90° - SOCKET 90° SHIELDED: NO LED: NO SHEATH MATERIAL: PVC HALOGEN: YES | 0
4053 | 1925440400 | SENSOR/ACTUATOR LINE ONE END WITHOUT CONNECTOR M12 N OF POLES : 4 4 M PIN STRAIGHT SHIELDED: NO LED: NO SHEATH MATERIAL: PVC HALOGEN: YES | 0
4054 | 1925443500 | SENSOR/ACTUATOR LINE ONE END WITHOUT CONNECTOR M12 N OF POLES : 4 35 M PIN STRAIGHT SHIELDED: NO LED: NO SHEATH MATERIAL: PVC HALOGEN: YES | 0
4055 | 1925445000 | SENSOR/ACTUATOR LINE ONE END WITHOUT CONNECTOR M12 N OF POLES : 4 50 M PIN STRAIGHT SHIELDED: NO LED: NO SHEATH MATERIAL: PVC HALOGEN: YES | 0
4056 | 1925450200 | SENSOR/ACTUATOR LINE ONE END WITHOUT CONNECTOR M12 N OF POLES : 5 2 M PIN STRAIGHT SHIELDED: NO LED: NO SHEATH MATERIAL: PVC HALOGEN: YES | 0
4057 | 1925453000 | SENSOR/ACTUATOR LINE ONE END WITHOUT CONNECTOR M12 N OF POLES : 5 30 M PIN STRAIGHT SHIELDED: NO LED: NO SHEATH MATERIAL: PVC HALOGEN: YES | 0
4058 | 1925472000 | SENSOR/ACTUATOR LINE ONE END WITHOUT CONNECTOR M12 N OF POLES : 4 20 M SHIELDED: NO LED: YES SHEATH MATERIAL: PVC HALOGEN: YES | 0
4059 | 1925584000 | SENSOR/ACTUATOR LINE ONE END WITHOUT CONNECTOR M12 N OF POLES : 4 40 M SHIELDED: NO LED: NO SHEATH MATERIAL: PVC HALOGEN: YES | 0
4060 | 1925585000 | SENSOR/ACTUATOR LINE ONE END WITHOUT CONNECTOR M12 N OF POLES : 4 50 M SHIELDED: NO LED: NO SHEATH MATERIAL: PVC HALOGEN: YES | 0
4061 | 1925594000 | SENSOR/ACTUATOR LINE ONE END WITHOUT CONNECTOR M12 N OF POLES : 5 40 M FEMALE SOCKET STRAIGHT SHIELDED: NO LED: NO SHEATH MATERIAL: PVC HALOGEN: YES | 0
4062 | 1925640060 | SENSOR/ACTUATOR LINE ONE END WITHOUT CONNECTOR M12 N OF POLES : 4 0.6 M SOCKET ANGLED SHIELDED: NO LED: NO SHEATH MATERIAL: PVC HALOGEN: YES | 0
4063 | 1925642500 | SENSOR/ACTUATOR LINE ONE END WITHOUT CONNECTOR M12 N OF POLES : 4 25 M SOCKET ANGLED SHIELDED: NO LED: NO SHEATH MATERIAL: PVC HALOGEN: YES | 0
4064 | 1926690040 | SENSOR/ACTUATOR LINE ONE END WITHOUT CONNECTOR M12 N OF POLES : 5 0.4 M SHIELDED: YES LED: NO SHEATH MATERIAL: PUR HALOGEN: NO | 0
4065 | 1926690700 | SENSOR/ACTUATOR LINE ONE END WITHOUT CONNECTOR M12 N OF POLES : 5 7 M SHIELDED: YES LED: NO SHEATH MATERIAL: PUR HALOGEN: NO | 0
4066 | 1927150030 | SENSOR/ACTUATOR LINE CONNECTING LINE N OF POLES : 3 0.3 M SHIELDED: NO LED: NO SHEATH MATERIAL: PVC HALOGEN: YES | 0
4067 | 1927160100 | SENSOR/ACTUATOR LINE CONNECTING LINE M8 N OF POLES : 4 1 M PIN STRAIGHT - SOCKET STRAIGHT SHIELDED: NO LED: NO SHEATH MATERIAL: PVC HALOGEN: YES | 0
4068 | 1927160650 | SENSOR/ACTUATOR LINE CONNECTING LINE M8 N OF POLES : 4 6.5 M PIN STRAIGHT - SOCKET STRAIGHT SHIELDED: NO LED: NO SHEATH MATERIAL: PVC HALOGEN: YES | 0
4069 | 1927230035 | SENSOR/ACTUATOR LINE ONE END WITHOUT CONNECTOR M12 / M8 N OF POLES : 3 0.35 M SHIELDED: NO LED: NO SHEATH MATERIAL: PVC HALOGEN: YES | 0
4070 | 1927241700 | SENSOR/ACTUATOR LINE ONE END WITHOUT CONNECTOR M12 / M8 N OF POLES : 3 17 M FEMALE SOCKET STRAIGHT SHIELDED: NO LED: NO SHEATH MATERIAL: PVC HALOGEN: YES | 0
4071 | 1927263000 | SENSOR/ACTUATOR LINE ONE END WITHOUT CONNECTOR M8 N OF POLES : 4 30 M FEMALE SOCKET STRAIGHT SHIELDED: NO LED: NO SHEATH MATERIAL: PVC HALOGEN: YES | 0
4072 | 1927323000 | SENSOR/ACTUATOR LINE ONE END WITHOUT CONNECTOR M12 / M8 N OF POLES : 4 30 M SHIELDED: NO LED: NO SHEATH MATERIAL: PVC HALOGEN: YES | 0
4073 | 1927351500 | SENSOR/ACTUATOR LINE ONE END WITHOUT CONNECTOR M12 / M8 N OF POLES : 3 15 M SHIELDED: NO LED: YES SHEATH MATERIAL: PVC HALOGEN: YES | 0
4074 | 1927352000 | SENSOR/ACTUATOR LINE ONE END WITHOUT CONNECTOR M12 / M8 N OF POLES : 3 20 M SHIELDED: NO LED: YES SHEATH MATERIAL: PVC HALOGEN: YES | 0
4075 | 1927355000 | SENSOR/ACTUATOR LINE ONE END WITHOUT CONNECTOR M12 / M8 N OF POLES : 3 50 M SOCKET ANGLED SHIELDED: NO LED: YES SHEATH MATERIAL: PVC HALOGEN: YES | 0
4076 | 1927361500 | SENSOR/ACTUATOR LINE ONE END WITHOUT CONNECTOR M8 N OF POLES : 4 15 M SHIELDED: NO LED: YES SHEATH MATERIAL: PVC HALOGEN: YES | 0
4077 | 1937950250 | SENSOR/ACTUATOR LINE CONNECTING LINE M12 / M8 N OF POLES : 3 2.5 M PIN STRAIGHT - SOCKET STRAIGHT SHIELDED: NO LED: NO SHEATH MATERIAL: PUR HALOGEN: NO | 0
4078 | 1937950450 | SENSOR/ACTUATOR LINE CONNECTING LINE M12 / M8 N OF POLES : 3 4.5 M PIN STRAIGHT - SOCKET STRAIGHT SHIELDED: NO LED: NO SHEATH MATERIAL: PUR HALOGEN: NO | 0
4079 | 1937950650 | SENSOR/ACTUATOR LINE CONNECTING LINE M12 / M8 N OF POLES : 3 6.5 M PIN STRAIGHT - SOCKET STRAIGHT SHIELDED: NO LED: NO SHEATH MATERIAL: PUR HALOGEN: NO | 0
4080 | 1937980030 | SENSOR/ACTUATOR LINE CONNECTING LINE M12 / M8 N OF POLES : 4 0.3 M PIN STRAIGHT - SOCKET STRAIGHT SHIELDED: NO LED: NO SHEATH MATERIAL: PUR HALOGEN: NO | 0
4081 | 1937980100 | SENSOR/ACTUATOR LINE CONNECTING LINE M12 / M8 N OF POLES : 4 1 M PIN STRAIGHT - SOCKET STRAIGHT SHIELDED: NO LED: NO SHEATH MATERIAL: PUR HALOGEN: NO | 0
4082 | 1938230250 | SENSOR/ACTUATOR LINE CONNECTING LINE M12 / M8 N OF POLES : 3 2.5 M PIN STRAIGHT - SOCKET STRAIGHT SHIELDED: NO LED: NO SHEATH MATERIAL: PVC HALOGEN: YES | 0
4083 | 1963942000 | SENSOR/ACTUATOR LINE ONE END WITHOUT CONNECTOR M12 N OF POLES : 4 20 M SOCKET ANGLED SHIELDED: NO LED: YES SHEATH MATERIAL: PUR HALOGEN: NO | 0
4084 | 1985400000 | BUILT-IN PLUGS M8 THREAD FEMALE SOCKET STRAIGHT M 8 N OF POLES: 4 2.5 M | 122
4085 | 1985860000 | BUILT-IN PLUGS M12 PIN STRAIGHT M 16 N OF POLES: 3 2.5 M FRONT MOUNTING | 30
4086 | 2018050000 | PROTECTED COMPONENT ASSEMBLIES SAI ACTIVE ACCESSORIES SENSOR/ACTUATOR PLUG-IN CONNECTOR | 444
4087 | 2020870000 | BUILT-IN PLUGS M8 THREAD FEMALE SOCKET STRAIGHT M 8 N OF POLES: 3 1.5 M | 122
4088 | 2124860000 | PROTECTED COMPONENT ASSEMBLIES PROTECTIVE CAP | 156
4089 | 2125220000 | PROTECTED COMPONENT ASSEMBLIES PROTECTIVE CAP | 156
4090 | 2125950000 | PROTECTED COMPONENT ASSEMBLIES PROTECTIVE CAP | 156
4091 | 2152650500 | VALVE PLUG ONE END WITHOUT CONNECTOR - VALVE PLUG | 61
4092 | 2433950000 | PHOTOVOLTAICS | 255
4093 | 2434700000 | BUILT-IN PLUGS M12 FEMALE SOCKET STRAIGHT M 16 N OF POLES: 5 FRONT MOUNTING | 122
4094 | 2435140000 | VG EMV GEN 4 (EMC CABLE GLAND WITH CLAMPING CAGE) CABLE GLANDS M 16 6 OD MIN. 5 - OD MAX. 10 MM IP54 IP66 IP67 IP68 - 5 BAR (30 MIN.) IP69K NICKEL-PLATED | 8
4095 | 2435160000 | VG EMV GEN 4 (EMC CABLE GLAND WITH CLAMPING CAGE) CABLE GLANDS M 20 8 OD MIN. 7.5 - OD MAX. 14 MM IP54 IP66 IP67 IP68 - 5 BAR (30 MIN.) IP69K NICKEL-PLATED | 8
4096 | 2448930000 | WS TERMINAL MARKER 8 X 8.1 MM WEIDMUELLER | 149
4097 | 2450440050 | DATA USE | 59
4098 | 2450440150 | DATA USE | 59
4099 | 2450440400 | DATA USE | 59
4100 | 2450440600 | DATA USE | 59
4101 | 2450441500 | DATA USE | 59
4102 | 2450441800 | DATA USE | 59
4103 | 2450450500 | DATA USE | 59
4104 | 2450450700 | DATA USE | 59
4105 | 2450451000 | DATA USE | 59
4106 | 2450451800 | DATA USE | 59
4107 | 2450454000 | DATA USE | 59
4108 | 2453540800 | DATA USE | 59
4109 | 2453541000 | DATA USE | 59
4110 | 2453541500 | DATA USE | 59
4111 | 2453542000 | DATA USE | 59
4112 | 2453547000 | DATA USE | 59
4113 | 2453550400 | DATA USE | 59
4114 | 2453550700 | DATA USE | 59
4115 | 2453550800 | DATA USE | 59
4116 | 2453551000 | DATA USE | 59
4117 | 2453551500 | DATA USE | 59
4118 | 2455040150 | SENSOR/ACTUATOR LINE M8 N OF POLES : 5 1.5 M PIN STRAIGHT SHIELDED: NO LED: NO SHEATH MATERIAL: PUR HALOGEN: NO | 0
4119 | 2455040300 | SENSOR/ACTUATOR LINE M8 N OF POLES : 5 3 M PIN STRAIGHT SHIELDED: NO LED: NO SHEATH MATERIAL: PUR HALOGEN: NO | 0
4120 | 2455040500 | SENSOR/ACTUATOR LINE M8 N OF POLES : 5 5 M PIN STRAIGHT SHIELDED: NO LED: NO SHEATH MATERIAL: PUR HALOGEN: NO | 0
4121 | 2455041000 | SENSOR/ACTUATOR LINE M8 N OF POLES : 5 10 M PIN STRAIGHT SHIELDED: NO LED: NO SHEATH MATERIAL: PUR HALOGEN: NO | 0
4122 | 2455130015 | SYSTEM CABLE OPEN M12 X-TYPE IP67 MALE ANGLED CAT.6A / CLASS EA (ISO/IEC 11801 2010) PUR 1.5 M | 39
4123 | 2455130030 | SYSTEM CABLE OPEN M12 X-TYPE IP67 MALE ANGLED CAT.6A / CLASS EA (ISO/IEC 11801 2010) PUR 3 M | 39
4124 | 2455130050 | SYSTEM CABLE OPEN M12 X-TYPE IP67 MALE ANGLED CAT.6A / CLASS EA (ISO/IEC 11801 2010) PUR 5 M | 39
4125 | 2455130100 | SYSTEM CABLE OPEN M12 X-TYPE IP67 MALE ANGLED CAT.6A / CLASS EA (ISO/IEC 11801 2010) PUR 10 M | 39
4126 | 2455150150 | POWER CABLE ONE END WITHOUT CONNECTOR M12 N OF POLES : 5 (4 + PE) 1.5 M FEMALE SOCKET STRAIGHT SHIELDED: NO LED: NO SHEATH MATERIAL: PUR HALOGEN: NO | 0
4127 | 2455150300 | POWER CABLE ONE END WITHOUT CONNECTOR M12 N OF POLES : 5 (4 + PE) 3 M FEMALE SOCKET STRAIGHT SHIELDED: NO LED: NO SHEATH MATERIAL: PUR HALOGEN: NO | 0
4128 | 2455150500 | POWER CABLE ONE END WITHOUT CONNECTOR M12 N OF POLES : 5 (4 + PE) 5 M FEMALE SOCKET STRAIGHT SHIELDED: NO LED: NO SHEATH MATERIAL: PUR HALOGEN: NO | 0
4129 | 2455151000 | POWER CABLE ONE END WITHOUT CONNECTOR M12 N OF POLES : 5 (4 + PE) 10 M FEMALE SOCKET STRAIGHT SHIELDED: NO LED: NO SHEATH MATERIAL: PUR HALOGEN: NO | 0
4130 | 2455190150 | POWER CABLE ONE END WITHOUT CONNECTOR M12 N OF POLES : 5 (4 + PE) 1.5 M SOCKET ANGLED SHIELDED: NO LED: NO SHEATH MATERIAL: PUR HALOGEN: NO | 0
4131 | 2455190300 | POWER CABLE ONE END WITHOUT CONNECTOR M12 N OF POLES : 5 (4 + PE) 3 M SOCKET ANGLED SHIELDED: NO LED: NO SHEATH MATERIAL: PUR HALOGEN: NO | 0
4132 | 2455190500 | POWER CABLE ONE END WITHOUT CONNECTOR M12 N OF POLES : 5 (4 + PE) 5 M SOCKET ANGLED SHIELDED: NO LED: NO SHEATH MATERIAL: PUR HALOGEN: NO | 0
4133 | 2455191000 | POWER CABLE ONE END WITHOUT CONNECTOR M12 N OF POLES : 5 (4 + PE) 10 M SOCKET ANGLED SHIELDED: NO LED: NO SHEATH MATERIAL: PUR HALOGEN: NO | 0
4134 | 2455210150 | POWER CABLE ONE END WITHOUT CONNECTOR M12 N OF POLES : 5 (4 + PE) 1.5 M PIN STRAIGHT SHIELDED: NO LED: NO SHEATH MATERIAL: PUR HALOGEN: NO | 0
4135 | 2455210300 | POWER CABLE ONE END WITHOUT CONNECTOR M12 N OF POLES : 5 (4 + PE) 3 M PIN STRAIGHT SHIELDED: NO LED: NO SHEATH MATERIAL: PUR HALOGEN: NO | 0
4136 | 2455210500 | POWER CABLE ONE END WITHOUT CONNECTOR M12 N OF POLES : 5 (4 + PE) 5 M PIN STRAIGHT SHIELDED: NO LED: NO SHEATH MATERIAL: PUR HALOGEN: NO | 0
4137 | 2455230150 | POWER CABLE ONE END WITHOUT CONNECTOR M12 N OF POLES : 5 (4 + PE) 1.5 M PIN 90° SHIELDED: NO LED: NO SHEATH MATERIAL: PUR HALOGEN: NO | 0
4138 | 2455230300 | POWER CABLE ONE END WITHOUT CONNECTOR M12 N OF POLES : 5 (4 + PE) 3 M PIN 90° SHIELDED: NO LED: NO SHEATH MATERIAL: PUR HALOGEN: NO | 0
4139 | 2455230500 | POWER CABLE ONE END WITHOUT CONNECTOR M12 N OF POLES : 5 (4 + PE) 5 M PIN 90° SHIELDED: NO LED: NO SHEATH MATERIAL: PUR HALOGEN: NO | 0
4140 | 2455231000 | POWER CABLE ONE END WITHOUT CONNECTOR M12 N OF POLES : 5 (4 + PE) 10 M PIN 90° SHIELDED: NO LED: NO SHEATH MATERIAL: PUR HALOGEN: NO | 0
4141 | 2455250150 | POWER CABLE CONNECTING LINE M12 / M12 N OF POLES : 5 (4 + PE) 1.5 M PIN STRAIGHT - SOCKET STRAIGHT SHIELDED: NO LED: NO SHEATH MATERIAL: PUR HALOGEN: NO | 0
4142 | 2455250300 | POWER CABLE CONNECTING LINE M12 / M12 N OF POLES : 5 (4 + PE) 3 M PIN STRAIGHT - SOCKET STRAIGHT SHIELDED: NO LED: NO SHEATH MATERIAL: PUR HALOGEN: NO | 0
4143 | 2455250500 | POWER CABLE CONNECTING LINE M12 / M12 N OF POLES : 5 (4 + PE) 5 M PIN STRAIGHT - SOCKET STRAIGHT SHIELDED: NO LED: NO SHEATH MATERIAL: PUR HALOGEN: NO | 0
4144 | 2455251000 | POWER CABLE CONNECTING LINE M12 / M12 N OF POLES : 5 (4 + PE) 10 M PIN STRAIGHT - SOCKET STRAIGHT SHIELDED: NO LED: NO SHEATH MATERIAL: PUR HALOGEN: NO | 0
4145 | 2455260030 | SENSOR/ACTUATOR LINE CONNECTING LINE M12 / M12 N OF POLES : 5 0.3 M PIN STRAIGHT - SOCKET STRAIGHT SHIELDED: NO LED: NO SHEATH MATERIAL: PUR HALOGEN: NO | 0
4146 | 2455270150 | POWER CABLE CONNECTING LINE M12 / M12 N OF POLES : 5 (4 + PE) 1.5 M PIN STRAIGHT - SOCKET 90° SHIELDED: NO LED: NO SHEATH MATERIAL: PUR HALOGEN: NO | 0
4147 | 2455270300 | POWER CABLE CONNECTING LINE M12 / M12 N OF POLES : 5 (4 + PE) 3 M PIN STRAIGHT - SOCKET 90° SHIELDED: NO LED: NO SHEATH MATERIAL: PUR HALOGEN: NO | 0
4148 | 2455270500 | POWER CABLE CONNECTING LINE M12 / M12 N OF POLES : 5 (4 + PE) 5 M PIN STRAIGHT - SOCKET 90° SHIELDED: NO LED: NO SHEATH MATERIAL: PUR HALOGEN: NO | 0
4149 | 2455271000 | POWER CABLE CONNECTING LINE M12 / M12 N OF POLES : 5 (4 + PE) 10 M PIN STRAIGHT - SOCKET 90° SHIELDED: NO LED: NO SHEATH MATERIAL: PUR HALOGEN: NO | 0
4150 | 2455290150 | POWER CABLE CONNECTING LINE M12 / M12 N OF POLES : 5 (4 + PE) 1.5 M PIN 90° - SOCKET 90° SHIELDED: NO LED: NO SHEATH MATERIAL: PUR HALOGEN: NO | 0
4151 | 2455290300 | POWER CABLE CONNECTING LINE M12 / M12 N OF POLES : 5 (4 + PE) 3 M PIN 90° - SOCKET 90° SHIELDED: NO LED: NO SHEATH MATERIAL: PUR HALOGEN: NO | 0
4152 | 2455290500 | POWER CABLE CONNECTING LINE M12 / M12 N OF POLES : 5 (4 + PE) 5 M PIN 90° - SOCKET 90° SHIELDED: NO LED: NO SHEATH MATERIAL: PUR HALOGEN: NO | 0
4153 | 2455291000 | POWER CABLE CONNECTING LINE M12 / M12 N OF POLES : 5 (4 + PE) 10 M PIN 90° - SOCKET 90° SHIELDED: NO LED: NO SHEATH MATERIAL: PUR HALOGEN: NO | 0
4154 | 2455310150 | POWER CABLE CONNECTING LINE M12 / M12 N OF POLES : 5 (4 + PE) 1.5 M PIN ANGLED - BUSH STRAIGHT SHIELDED: NO LED: NO SHEATH MATERIAL: PUR HALOGEN: NO | 0
4155 | 2455310300 | POWER CABLE CONNECTING LINE M12 / M12 N OF POLES : 5 (4 + PE) 3 M PIN ANGLED - BUSH STRAIGHT SHIELDED: NO LED: NO SHEATH MATERIAL: PUR HALOGEN: NO | 0
4156 | 2455310500 | POWER CABLE CONNECTING LINE M12 / M12 N OF POLES : 5 (4 + PE) 5 M PIN ANGLED - BUSH STRAIGHT SHIELDED: NO LED: NO SHEATH MATERIAL: PUR HALOGEN: NO | 0
4157 | 2455311000 | POWER CABLE CONNECTING LINE M12 / M12 N OF POLES : 5 (4 + PE) 10 M PIN ANGLED - BUSH STRAIGHT SHIELDED: NO LED: NO SHEATH MATERIAL: PUR HALOGEN: NO | 0
4158 | 2455990030 | BUS LINE CONNECTING LINE M12 / M12 N OF POLES: 5 0.3 M SHIELDED: YES LED: NO SHEATH MATERIAL: PUR HALOGEN: NO | 0
4159 | 2455990050 | BUS LINE CONNECTING LINE M12 / M12 N OF POLES: 5 0.5 M SHIELDED: YES LED: NO SHEATH MATERIAL: PUR HALOGEN: NO | 0
4160 | 2455990100 | BUS LINE CONNECTING LINE M12 / M12 N OF POLES: 5 1 M SHIELDED: YES LED: NO SHEATH MATERIAL: PUR HALOGEN: NO | 0
4161 | 2455990250 | BUS LINE CONNECTING LINE M12 / M12 N OF POLES: 5 2.5 M SHIELDED: YES LED: NO SHEATH MATERIAL: PUR HALOGEN: NO | 0
4162 | 2455990500 | BUS LINE CONNECTING LINE M12 / M12 N OF POLES: 5 5 M SHIELDED: YES LED: NO SHEATH MATERIAL: PUR HALOGEN: NO | 0
4163 | 2457240000 | REMOTE I/O MODULE IP20 DIGITAL SIGNALS INPUT 8-CHANNEL | 79
4164 | 2458910050 | SYSTEM CABLE RJ45 IP 20 OPEN CAT.5 (ISO/IEC 11801) / CAT.5E (TIA T568-B) PVC 5 M | 11
4165 | 2458910075 | SYSTEM CABLE RJ45 IP 20 OPEN CAT.5 (ISO/IEC 11801) / CAT.5E (TIA T568-B) PVC 7.5 M | 11
4166 | 2458910150 | SYSTEM CABLE RJ45 IP 20 OPEN CAT.5 (ISO/IEC 11801) / CAT.5E (TIA T568-B) PVC 15 M | 11
4167 | 2460640000 | FRONTCOM SET | 498
4168 | 2492380000 | W-SERIES TEST-DISCONNECT TERMINAL RATED CROSS-SECTION: 2.5 MM² SCREW CONNECTION | 7
4169 | 2503570150 | SENSOR/ACTUATOR LINE CONNECTING LINE M12 / M12 N OF POLES : 5 1.5 M SHIELDED: NO LED: NO SHEATH MATERIAL: PVC HALOGEN: YES | 0
4170 | 2503570300 | SENSOR/ACTUATOR LINE CONNECTING LINE M12 / M12 N OF POLES : 5 3 M SHIELDED: NO LED: NO SHEATH MATERIAL: PVC HALOGEN: YES | 0
4171 | 2503570500 | SENSOR/ACTUATOR LINE CONNECTING LINE M12 / M12 N OF POLES : 5 5 M SHIELDED: NO LED: NO SHEATH MATERIAL: PVC HALOGEN: YES | 0
4172 | 2503571000 | SENSOR/ACTUATOR LINE CONNECTING LINE M12 / M12 N OF POLES : 5 10 M SHIELDED: NO LED: NO SHEATH MATERIAL: PVC HALOGEN: YES | 0
4173 | 2503571500 | SENSOR/ACTUATOR LINE CONNECTING LINE M12 / M12 N OF POLES : 5 15 M SHIELDED: NO LED: NO SHEATH MATERIAL: PVC HALOGEN: YES | 0
4174 | 2530620000 | SURGE VOLTAGE ARRESTER LOW VOLTAGE WITH REMOTE CONTACT | 24
4175 | 2530770000 | BUILT-IN PLUGS M12 PIN STRAIGHT N OF POLES: 5 0.3 M FRONT MOUNTING | 104
4176 | 2530780000 | BUILT-IN PLUGS M12 FEMALE SOCKET STRAIGHT N OF POLES: 5 0.3 M FRONT MOUNTING | 122
4177 | 2530790000 | BUILT-IN PLUGS M12 PIN STRAIGHT N OF POLES: 5 0.3 M FRONT MOUNTING | 104
4178 | 2530800000 | BUILT-IN PLUGS M12 FEMALE SOCKET STRAIGHT N OF POLES: 5 0.3 M FRONT MOUNTING | 122
4179 | 2530880000 | BUILT-IN PLUGS M12 M 16 N OF POLES: 5 FRONTPANEL MOUNTING | 30
4180 | 2530910000 | BUILT-IN PLUGS M12 M 16 N OF POLES: 5 BACKPANEL MOUTING | 30
4181 | 2531290000 | FEED-THROUGH TERMINAL PUSH IN 2.5 MM² 800 V 22 A DARK | 15
4182 | 2531310000 | FEED-THROUGH TERMINAL PUSH IN 2.5 MM² 800 V 22 A DARK | 15
4183 | 2532690000 | A-SERIES END PLATE | 52
4184 | 2535930000 | SECURITY/NAT/VPN/U-LINK ROUTER WITH INTEGRATED MULTI-BAND MODEM (4G/3G/2G) EU-MODEL GIGABIT ETHERNET 2X RJ45 10/100/1000BASET(X) IP20 -20 °C...70 °C | 295
4185 | 2535940000 | SECURITY/NAT/VPN/U-LINK ROUTER GIGABIT ETHERNET 6 * RJ45 10/100/1000BASET(X) IP20 -20 °C...70 °C | 295
4186 | 2535950000 | SECURITY/NAT/VPN/U-LINK ROUTER WITH INTEGRATED MULTI-BAND MODEM (4G/3G/2G) US-MODEL GIGABIT ETHERNET 6 * RJ45 10/100/1000BASET(X) IP20 -20 °C...70 °C | 295
4187 | 2535960000 | SECURITY/NAT/VPN/U-LINK ROUTER WITH INTEGRATED MULTI-BAND MODEM (4G/3G/2G) EU-MODEL GIGABIT ETHERNET 6 * RJ45 10/100/1000BASET(X) IP20 -20 °C...70 °C | 295
4188 | 2535980000 | SECURITY/NAT/VPN/U-LINK ROUTER GIGABIT ETHERNET 2 * RJ45 10/100/1000BASET(X) DNV-GL IP20 -20 °C...70 °C | 295
4189 | 2540830000 | SUPPLY VOLTAGE : | 1248
4190 | 2540850000 | SUPPLY VOLTAGE : 230 V | 300
4191 | 2540920000 | SUPPLY VOLTAGE : 24 V | 431
4192 | 2544060000 | HDC ENCLOSURES SIZE: 8 PROTECTION DEGREE: IP65 (IN PLUGGED CONDITION) CABLE ENTRY FROM TOP PLUG HOUSING SIDE-LOCKING CLAMP ON LOWER SIDE HIGH SIZE OF CABLE ENTRIES: M 40 | 6
4193 | 2548060000 | FRONTCOM INSERT PLATE UNSHIELDED 1X POWER | 784
4194 | 2548180000 | TOOLS ACCESSORIES | 116
4195 | 2555650000 | W-SERIES COMPONENT TERMINAL RATED CROSS-SECTION: 2.5 MM² SCREW CONNECTION | 7
4196 | 2556590000 | FILTER FAN IP54 | 206
4197 | 2556620000 | FILTER FAN IP54 GREY | 172
4198 | 2556630000 | FILTER FAN IP54 | 206
4199 | 2556640000 | FILTER FAN IP55 GREY | 208
4200 | 2556650000 | FILTER FAN IP55 | 207
4201 | 2556680000 | FILTER FAN IP54 GREY | 172
4202 | 2556690000 | FILTER FAN IP54 | 206
4203 | 2556710000 | FILTER FAN IP55 | 207
4204 | 2556850000 | FILTER FAN IP55 | 207
4205 | 2556870000 | FILTER FAN IP54 GREY | 172
4206 | 2557730000 | FILTER FAN IP54 GREY | 172
4207 | 2557740000 | FILTER FAN IP33 GREY | 665
4208 | 2557750000 | FILTER MAT IP54 | 361
4209 | 2557770000 | FILTER FAN IP54 GREY | 172
4210 | 2557780000 | FILTER FAN IP33 GREY | 665
4211 | 2557810000 | FILTER FAN IP54 GREY | 172
4212 | 2557820000 | FILTER FAN IP33 GREY | 665
4213 | 2557840000 | EXHAUST FILTER IP54 GREY | 181
4214 | 2557850000 | EXHAUST FILTER IP33 GREY | 1255
4215 | 2557860000 | RADIANT HEATING PANEL 110 V 250 V IP54 | 249
4216 | 2557870000 | RADIANT HEATING PANEL 110 V 250 V IP54 | 249
4217 | 2557880000 | RADIANT HEATING PANEL 110 V 250 V IP54 | 249
4218 | 2557900000 | RADIANT HEATING PANEL 110 V 250 V IP44 | 249
4219 | 2557910000 | RADIANT HEATING PANEL 110 V 250 V IP20 | 249
4220 | 2557920000 | RADIANT HEATING PANEL 110 V 250 V IP20 | 249
4221 | 2557930000 | RADIANT HEATING PANEL 110 V 250 V IP44 | 249
4222 | 2557940000 | RADIANT HEATING PANEL 110 V 250 V IP44 | 249
4223 | 2557950000 | RADIANT HEATING PANEL 110 V 250 V IP44 | 249
4224 | 2557960000 | RADIANT HEATING PANEL 110 V 250 V IP20 | 249
4225 | 2557970000 | RADIANT HEATING PANEL 110 V 250 V IP20 | 249
4226 | 2557980000 | RADIANT HEATING PANEL 110 V 250 V IP20 | 249
4227 | 2558000000 | HEATING PANEL FAN IP20 | 184
4228 | 2558010000 | HEATING PANEL FAN IP20 | 184
4229 | 2558020000 | HEATING PANEL FAN IP20 | 184
4230 | 2558030000 | HEATING PANEL FAN IP20 | 184
4231 | 2558040000 | HEATING PANEL FAN IP20 | 184
4232 | 2558050000 | HEATING PANEL FAN IP20 | 184
4233 | 2558060000 | HEATING PANEL FAN IP20 | 184
4234 | 2558070000 | HEATING PANEL FAN IP20 | 184
4235 | 2558080000 | HEATING PANEL FAN IP20 | 184
4236 | 2558090000 | HEATING PANEL FAN IP20 | 184
4237 | 2558100000 | HEATING PANEL FAN IP20 | 184
4238 | 2558110000 | HEATING PANEL FAN IP20 | 184
4239 | 2558160000 | HEATING PANEL FAN IP20 | 184
4240 | 2558170000 | TEMPERATURE SWITCH GREY | 291
4241 | 2558180000 | TEMPERATURE SWITCH GREY | 291
4242 | 2558190000 | TEMPERATURE SWITCH GREY | 291
4243 | 2558200000 | TEMPERATURE SWITCH GREY | 291
4244 | 2558250000 | TEMPERATURE SWITCH GREY | 291
4245 | 2579430000 | TOOLS ACCESSORIES | 116
4246 | 2579440000 | TOOLS ACCESSORIES | 116
4247 | 2579450000 | TOOLS ACCESSORIES | 116
4248 | 2579460000 | TOOLS ACCESSORIES | 116
4249 | 2579470000 | TOOLS ACCESSORIES | 116
4250 | 2579480000 | TOOLS ACCESSORIES | 116
4251 | 7760054124 | SIGNAL CONVERTER/ISOLATOR DUAL CHANNEL INPUT CURRENT LOOP FEED INPUT : 2 X 0(4) - 20 MA (LOOP POWE) OUTPUT : 2 X 0(4) - 20 MA | 800
4252 | 7760056353 | RELAY SOCKET N OF CONTACTS: 1 CO CONTACT | 669
4253 | 7760056367 | D-SERIES DRM RETAINING CLIP | 324
4254 | 7760056368 | D-SERIES DRI RETAINING CLIP | 324
4255 | 7789028020 | PRE-ASSEMBLED CABLE PAC CABLE LIYCY 0.25 MM² | 2
4256 | 7789030060 | PRE-ASSEMBLED CABLE PAC CABLE LIYY 0.25 MM² | 2
4257 | 7789044020 | PRE-ASSEMBLED CABLE PAC CABLE LIYCY 0.25 MM² | 2
4258 | 7789650050 | PRE-ASSEMBLED CABLE PAC CABLE LIYY 0.25 MM² | 2
4259 | 7789765100 | PRE-ASSEMBLED CABLE PAC PRE-ASSEMBLED CABLE CABLE LIYCY 0.25 MM² | 2
4260 | 7789767020 | PRE-ASSEMBLED CABLE PAC CABLE LIYY 0.25 MM² | 2
4261 | 7789778030 | PRE-ASSEMBLED CABLE PAC CABLE LIYY 8.6 ± 1 MM | 20
4262 | 7789800030 | PRE-ASSEMBLED CABLE PAC CABLE LIYCY 0.25 MM² | 2
4263 | 7789801100 | PRE-ASSEMBLED CABLE PAC CABLE LIYCY 8.6 ± 1 MM | 20
4264 | 7789806025 | PRE-ASSEMBLED CABLE PAC CABLE LIYY 0.25 MM² | 2
4265 | 7789808025 | PRE-ASSEMBLED CABLE PAC CABLE LIYY 0.25 MM² | 2
4266 | 8909650330 | SYSTEM CABLE RJ45 IP 20 RJ45 IP 20 CAT.6A / CLASS EA (ISO/IEC 11801 2010) PUR 33 M | 14
4267 | 9457232000 | SENSOR/ACTUATOR LINE CONNECTING LINE M12 / M12 N OF POLES : 3 20 M SHIELDED: NO LED: NO SHEATH MATERIAL: PUR HALOGEN: NO | 0
4268 | 9457270070 | SENSOR/ACTUATOR LINE CONNECTING LINE M12 / M12 N OF POLES : 5 0.7 M SHIELDED: NO LED: NO SHEATH MATERIAL: PUR HALOGEN: NO | 0
4269 | 9457272000 | SENSOR/ACTUATOR LINE CONNECTING LINE M12 / M12 N OF POLES : 5 20 M PIN STRAIGHT - SOCKET 90° SHIELDED: NO LED: NO SHEATH MATERIAL: PUR HALOGEN: NO | 0
4270 | 9457343000 | SENSOR/ACTUATOR LINE CONNECTING LINE M12 / M12 N OF POLES : 5 30 M PIN STRAIGHT - SOCKET STRAIGHT SHIELDED: NO LED: NO SHEATH MATERIAL: PUR HALOGEN: NO | 0
4271 | 9457343500 | SENSOR/ACTUATOR LINE CONNECTING LINE M12 / M12 N OF POLES : 3 35 M PIN STRAIGHT - SOCKET STRAIGHT SHIELDED: NO LED: NO SHEATH MATERIAL: PUR HALOGEN: NO | 0
4272 | 9457382000 | SENSOR/ACTUATOR LINE ONE END WITHOUT CONNECTOR M8 N OF POLES : 3 20 M SOCKET ANGLED SHIELDED: NO LED: NO SHEATH MATERIAL: PUR HALOGEN: NO | 0
4273 | 9457383000 | SENSOR/ACTUATOR LINE ONE END WITHOUT CONNECTOR M8 N OF POLES : 3 30 M SOCKET ANGLED SHIELDED: NO LED: NO SHEATH MATERIAL: PUR HALOGEN: NO | 0
4274 | 9457383500 | SENSOR/ACTUATOR LINE ONE END WITHOUT CONNECTOR M8 N OF POLES : 3 35 M SHIELDED: NO LED: NO SHEATH MATERIAL: PUR HALOGEN: NO | 0
4275 | 9457384000 | SENSOR/ACTUATOR LINE ONE END WITHOUT CONNECTOR M8 N OF POLES : 3 40 M SHIELDED: NO LED: NO SHEATH MATERIAL: PUR HALOGEN: NO | 0
4276 | 9457612500 | SENSOR/ACTUATOR LINE ONE END WITHOUT CONNECTOR M12 N OF POLES : 5 25 M PIN STRAIGHT SHIELDED: NO LED: NO SHEATH MATERIAL: PUR HALOGEN: NO | 0
4277 | 9457614500 | SENSOR/ACTUATOR LINE ONE END WITHOUT CONNECTOR M12 N OF POLES : 5 45 M PIN STRAIGHT SHIELDED: NO LED: NO SHEATH MATERIAL: PUR HALOGEN: NO | 0
4278 | 9457615500 | SENSOR/ACTUATOR LINE ONE END WITHOUT CONNECTOR M12 N OF POLES : 5 55 M PIN STRAIGHT SHIELDED: NO LED: NO SHEATH MATERIAL: PUR HALOGEN: NO | 0
4279 | 9457933000 | VALVE PLUG ONE END WITHOUT CONNECTOR - VALVE PLUG | 61
4280 | 2602720000 | CONDUCTOR AND CABLE MARKERS 7 - 40 MM 24 X 15 MM | 191
4281 | 2602730000 | CONDUCTOR AND CABLE MARKERS 7 - 40 MM 60 X 11 MM | 1013
4282 | 2602740000 | CONDUCTOR AND CABLE MARKERS 7 - 40 MM 60 X 10 MM | 1013
4283 | 2544030000 | HDC ENCLOSURES SIZE: 6 PROTECTION DEGREE: IP65 (IN PLUGGED CONDITION) CABLE ENTRY FROM SIDE PLUG HOUSING SIDE-LOCKING CLAMP ON LOWER SIDE HIGH SIZE OF CABLE ENTRIES: M 40 | 6
4284 | 2543960000 | HDC ENCLOSURES SIZE: 3 PROTECTION DEGREE: IP65 (IN PLUGGED CONDITION) CABLE ENTRY FROM SIDE PLUG HOUSING END-LOCKING CLAMP LOWER SIDE HIGH SIZE OF CABLE ENTRIES: M 32 | 6
4285 | 2544010000 | HDC ENCLOSURES SIZE: 4 PROTECTION DEGREE: IP65 (IN PLUGGED CONDITION) CABLE ENTRY FROM SIDE PLUG HOUSING SIDE-LOCKING CLAMP ON LOWER SIDE HIGH SIZE OF CABLE ENTRIES: M 32 | 6
4286 | 2556370000 | TERMSERIES CROSS-CONNECTOR | 143
4287 | 2591440000 | SURGE VOLTAGE ARRESTER LOW VOLTAGE SURGE PROTECTION TN-C (U0? 230/400 V) | 775
4288 | 2591430000 | SURGE VOLTAGE ARRESTER LOW VOLTAGE SURGE PROTECTION WITH REMOTE CONTACT TN-C-S TN-S | 24
4289 | 2591470000 | SURGE VOLTAGE ARRESTER LOW VOLTAGE SURGE PROTECTION WITH REMOTE CONTACT TN-C-S TN-S TT IT WITH N IT WITHOUT N | 68
4290 | 2551510000 | FEED-THROUGH TERMINAL PUSH IN 35 MM² 1000 V 125 A DARK | 62
4291 | 2552090000 | FEED-THROUGH TERMINAL PUSH IN 35 MM² 1000 V 125 A | 62
4292 | 2618000000 | TERMSERIES RELAY MODULE N OF CONTACTS: 1 CO CONTACT AGNI RATED CONTROL VOLTAGE: 24 V DC ±20 % CONTINUOUS CURRENT: 6 A PUSH IN TEST BUTTON AVAILABLE: NO | 3
4293 | 7760054121 | SIGNAL CONVERTER/ISOLATOR OUTPUT CURRENT LOOP POWE INPUT : 0-10 V OUTPUT : 4-20 MA (LOOP POWE) | 201
4294 | 1010850085 | SYSTEM CABLE M12 D-CODE ? IP 67 STRAIGHT PIN M12 D-CODE ? IP 67 STRAIGHT PIN CAT.5 (ISO/IEC 11801) / CAT.5E (TIA T568-B) RADOX GKW S 8.5 M | 11
4295 | 1010850090 | SYSTEM CABLE M12 D-CODE ? IP 67 STRAIGHT PIN M12 D-CODE ? IP 67 STRAIGHT PIN CAT.5 (ISO/IEC 11801) / CAT.5E (TIA T568-B) RADOX GKW S 9 M | 11
4296 | 1094190200 | SENSOR/ACTUATOR LINE ONE END WITHOUT CONNECTOR M12 N OF POLES : 4 2 M FEMALE SOCKET STRAIGHT SHIELDED: NO LED: YES SHEATH MATERIAL: PUR HALOGEN: NO | 0
4297 | 1094191000 | SENSOR/ACTUATOR LINE ONE END WITHOUT CONNECTOR M12 N OF POLES : 4 10 M FEMALE SOCKET STRAIGHT SHIELDED: NO LED: YES SHEATH MATERIAL: PUR HALOGEN: NO | 0
4298 | 1111440050 | DRAGLINE CABLE PROFINET M12 D-CODE ? IP 67 STRAIGHT SOCKET OPEN CAT.5 (ISO/IEC 11801) / CAT.5E (TIA T568-B) PUR 5 M | 11
4299 | 1111440100 | DRAGLINE CABLE PROFINET M12 D-CODE ? IP 67 STRAIGHT SOCKET OPEN CAT.5 (ISO/IEC 11801) / CAT.5E (TIA T568-B) PUR 10 M | 11
4300 | 1111440150 | DRAGLINE CABLE PROFINET M12 D-CODE ? IP 67 STRAIGHT SOCKET OPEN CAT.5 (ISO/IEC 11801) / CAT.5E (TIA T568-B) PUR 15 M | 11
4301 | 1111440200 | DRAGLINE CABLE PROFINET M12 D-CODE ? IP 67 STRAIGHT SOCKET OPEN CAT.5 (ISO/IEC 11801) / CAT.5E (TIA T568-B) PUR 20 M | 11
4302 | 1220310003 | SYSTEM CABLE M12 D-CODE ? IP 67 STRAIGHT PIN RJ45 IP 20 CAT.5 (ISO/IEC 11801) RADOX GKW S 0.3 M | 11
4303 | 1220310015 | SYSTEM CABLE M12 D-CODE ? IP 67 STRAIGHT PIN RJ45 IP 20 CAT.5 (ISO/IEC 11801) RADOX GKW S 1.5 M | 11
4304 | 1220310025 | SYSTEM CABLE M12 D-CODE ? IP 67 STRAIGHT PIN RJ45 IP 20 CAT.5 (ISO/IEC 11801) RADOX GKW S 2.5 M | 11
4305 | 1220310065 | SYSTEM CABLE M12 D-CODE ? IP 67 STRAIGHT PIN RJ45 IP 20 CAT.5 (ISO/IEC 11801) RADOX GKW S 6.5 M | 11
4306 | 1220310085 | SYSTEM CABLE M12 D-CODE ? IP 67 STRAIGHT PIN RJ45 IP 20 CAT.5 (ISO/IEC 11801) RADOX GKW S 8.5 M | 11
4307 | 1220620500 | SENSOR/ACTUATOR LINE CONNECTING LINE M12 / M8 N OF POLES : 3 5 M PIN STRAIGHT SOCKET ANGLED SHIELDED: NO LED: NO SHEATH MATERIAL: PUR HALOGEN: NO | 0
4308 | 1220621000 | SENSOR/ACTUATOR LINE CONNECTING LINE M12 / M8 N OF POLES : 3 10 M PIN STRAIGHT SOCKET ANGLED SHIELDED: NO LED: NO SHEATH MATERIAL: PUR HALOGEN: NO | 0
4309 | 1273430002 | CONNECTING LINE PROFINET SCRJ IP 20 SCRJ IP 20 980 ΜM 0.2 M | 343
4310 | 1273430003 | CONNECTING LINE PROFINET SCRJ IP 20 SCRJ IP 20 980 ΜM 0.3 M | 343
4311 | 1273430005 | CONNECTING LINE PROFINET SCRJ IP 20 SCRJ IP 20 980 ΜM 0.5 M | 343
4312 | 1312160060 | PATCH CABLE CROSSOVER RJ45 IP 20 RJ45 IP 20 CAT.6A / CLASS EA (ISO/IEC 11801 2010) LSZH 6 M | 14
4313 | 1318011500 | DRAGLINE CABLE SC IP 67 BAYONET V01 METAL SC IP 67 BAYONET V01 METAL 62.5 ΜM PUR 150 M | 276
4314 | 1318013650 | DRAGLINE CABLE SC IP 67 BAYONET V01 METAL SC IP 67 BAYONET V01 METAL 62.5 ΜM PUR 365 M | 276
4315 | 1318016000 | DRAGLINE CABLE SC IP 67 BAYONET V01 METAL SC IP 67 BAYONET V01 METAL 62.5 ΜM PUR 600 M | 276
4316 | 1373950020 | PRE-ASSEMBLED CABLE PAC CABLE LIYCY 0.50 MM² | 2
4317 | 1382970150 | SENSOR/ACTUATOR LINE ONE END WITHOUT CONNECTOR M8 N OF POLES : 3 1.5 M FEMALE SOCKET STRAIGHT SHIELDED: NO LED: NO SHEATH MATERIAL: PUR HALOGEN: NO | 0
4318 | 1382970500 | SENSOR/ACTUATOR LINE ONE END WITHOUT CONNECTOR M8 N OF POLES : 3 5 M FEMALE SOCKET STRAIGHT SHIELDED: NO LED: NO SHEATH MATERIAL: PUR HALOGEN: NO | 0
4319 | 1393020000 | W-SERIES CROSS-CONNECTOR FOR THE TERMINALS N OF POLES: 3 | 23
4320 | 1403680075 | SYSTEM CABLE PUSHPULL POWER PUSHPULL POWER PUR 7.5 M | 193
4321 | 1405060015 | PRE-ASSEMBLED CABLE PAC | 34
4322 | 1413930000 | Y CONNECTOR 7/8" | 579
4323 | 1414680000 | FO CONNECTOR ST PLUG SINGLEMODE IP20 | 509
4324 | 1415410000 | HDC INSERT PIN CRIMP CONNECTION | 888
4325 | 1415420000 | HDC INSERT FEMALE CRIMP CONNECTION | 904
4326 | 1423040000 | PLUGS PREFABRICATED TO CUSTOMER SPEC. M12 PIN 90° | 88
4327 | 1424270150 | SENSOR/ACTUATOR LINE ONE END WITHOUT CONNECTOR M12 N OF POLES : 12 1.5 M FEMALE SOCKET STRAIGHT SHIELDED: YES LED: NO SHEATH MATERIAL: PUR HALOGEN: NO | 0
4328 | 1424270750 | SENSOR/ACTUATOR LINE ONE END WITHOUT CONNECTOR M12 N OF POLES : 12 7.5 M FEMALE SOCKET STRAIGHT SHIELDED: YES LED: NO SHEATH MATERIAL: PUR HALOGEN: NO | 0
4329 | 1424271000 | SENSOR/ACTUATOR LINE ONE END WITHOUT CONNECTOR M12 N OF POLES : 12 10 M FEMALE SOCKET STRAIGHT SHIELDED: YES LED: NO SHEATH MATERIAL: PUR HALOGEN: NO | 0
4330 | 1424280200 | SENSOR/ACTUATOR LINE M12 N OF POLES : 12 2 M SHIELDED: YES LED: NO SHEATH MATERIAL: PUR HALOGEN: NO | 0
4331 | 1449420050 | DRAGLINE CABLE SC IP 67 PUSHPULL V14 METAL SC IP 67 PUSHPULL V14 METAL 9 ΜM PUR 5 M | 463
4332 | 1449420100 | DRAGLINE CABLE SC IP 67 PUSHPULL V14 METAL SC IP 67 PUSHPULL V14 METAL 9 ΜM PUR 10 M | 463
4333 | 1449420200 | DRAGLINE CABLE SC IP 67 PUSHPULL V14 METAL SC IP 67 PUSHPULL V14 METAL 9 ΜM PUR 20 M | 463
4334 | 1449420250 | DRAGLINE CABLE SC IP 67 PUSHPULL V14 METAL SC IP 67 PUSHPULL V14 METAL 9 ΜM PUR 25 M | 463
4335 | 1449420400 | DRAGLINE CABLE SC IP 67 PUSHPULL V14 METAL SC IP 67 PUSHPULL V14 METAL 9 ΜM PUR 40 M | 463
4336 | 1449470005 | CONNECTING LINE M12 X-TYPE IP 67 STRAIGHT MALE OPEN CAT.6A / CLASS EA (ISO/IEC 11801 2010) PVC 0.5 M | 39
4337 | 1449470015 | CONNECTING LINE M12 X-TYPE IP 67 STRAIGHT MALE OPEN CAT.6A / CLASS EA (ISO/IEC 11801 2010) PVC 1.5 M | 39
4338 | 1449470030 | CONNECTING LINE M12 X-TYPE IP 67 STRAIGHT MALE OPEN CAT.6A / CLASS EA (ISO/IEC 11801 2010) PVC 3 M | 39
4339 | 1449470050 | CONNECTING LINE M12 X-TYPE IP 67 STRAIGHT MALE OPEN CAT.6A / CLASS EA (ISO/IEC 11801 2010) PVC 5 M | 39
4340 | 1449470100 | CONNECTING LINE M12 X-TYPE IP 67 STRAIGHT MALE OPEN CAT.6A / CLASS EA (ISO/IEC 11801 2010) PVC 10 M | 39
4341 | 1452440000 | SENSOR/ACTUATOR PLUG-IN CONNECTOR EMPTY ENCLOSURE | 175
4342 | 1452450000 | SENSOR/ACTUATOR PLUG-IN CONNECTOR BUILT-IN PLUGS EMPTY ENCLOSURE | 222
4343 | 1454710000 | PROTECTED COMPONENT ASSEMBLIES SAI ACTIVE ACCESSORIES SENSOR/ACTUATOR PLUG-IN CONNECTOR | 444
4344 | 1457580075 | SYSTEM CABLE RJ45 IP 20 M12 X-TYPE IP 67 STRAIGHT MALE CAT.6A / CLASS EA (ISO/IEC 11801 2010) PUR 7.5 M | 39
4345 | 1457580300 | SYSTEM CABLE RJ45 IP 20 M12 X-TYPE IP 67 STRAIGHT MALE CAT.6A / CLASS EA (ISO/IEC 11801 2010) PUR 30 M | 39
4346 | 1457580400 | SYSTEM CABLE RJ45 IP 20 M12 X-TYPE IP 67 STRAIGHT MALE CAT.6A / CLASS EA (ISO/IEC 11801 2010) PUR 40 M | 39
4347 | 1465850010 | SYSTEM CABLE V14 HYBRID (SHIELDED) V14 HYBRID (SHIELDED) PVC 1 M HYBRID | 383
4348 | 1465850015 | SYSTEM CABLE V14 HYBRID (SHIELDED) V14 HYBRID (SHIELDED) PVC 1.5 M HYBRID | 383
4349 | 1465850020 | SYSTEM CABLE V14 HYBRID (SHIELDED) V14 HYBRID (SHIELDED) PVC 2 M HYBRID | 383
4350 | 1465850050 | SYSTEM CABLE V14 HYBRID (SHIELDED) V14 HYBRID (SHIELDED) PVC 5 M HYBRID | 383
4351 | 1465850080 | SYSTEM CABLE V14 HYBRID (SHIELDED) V14 HYBRID (SHIELDED) PVC 8 M HYBRID | 383
4352 | 1465850160 | SYSTEM CABLE V14 HYBRID (SHIELDED) V14 HYBRID (SHIELDED) PVC 16 M HYBRID | 383
4353 | 1465880150 | SENSOR/ACTUATOR LINE ONE END WITHOUT CONNECTOR M8 N OF POLES : 4 1.5 M FEMALE SOCKET STRAIGHT SHIELDED: NO LED: NO SHEATH MATERIAL: PVC HALOGEN: YES | 0
4354 | 1465880500 | SENSOR/ACTUATOR LINE ONE END WITHOUT CONNECTOR M8 N OF POLES : 4 5 M FEMALE SOCKET STRAIGHT SHIELDED: NO LED: NO SHEATH MATERIAL: PVC HALOGEN: YES | 0
4355 | 1465881000 | SENSOR/ACTUATOR LINE ONE END WITHOUT CONNECTOR M8 N OF POLES : 4 10 M FEMALE SOCKET STRAIGHT SHIELDED: NO LED: NO SHEATH MATERIAL: PVC HALOGEN: YES | 0
4356 | 1465890150 | SENSOR/ACTUATOR LINE ONE END WITHOUT CONNECTOR M12 / M8 N OF POLES : 3 1.5 M SOCKET ANGLED SHIELDED: NO LED: NO SHEATH MATERIAL: PVC HALOGEN: YES | 0
4357 | 1465890500 | SENSOR/ACTUATOR LINE ONE END WITHOUT CONNECTOR M12 / M8 N OF POLES : 3 5 M SOCKET ANGLED SHIELDED: NO LED: NO SHEATH MATERIAL: PVC HALOGEN: YES | 0
4358 | 1465891000 | SENSOR/ACTUATOR LINE ONE END WITHOUT CONNECTOR M12 / M8 N OF POLES : 3 10 M SOCKET ANGLED SHIELDED: NO LED: NO SHEATH MATERIAL: PVC HALOGEN: YES | 0
4359 | 1465910150 | SENSOR/ACTUATOR LINE ONE END WITHOUT CONNECTOR M8 N OF POLES : 4 1.5 M SOCKET ANGLED SHIELDED: NO LED: NO SHEATH MATERIAL: PVC HALOGEN: YES | 0
4360 | 1465910500 | SENSOR/ACTUATOR LINE ONE END WITHOUT CONNECTOR M8 N OF POLES : 4 5 M SOCKET ANGLED SHIELDED: NO LED: NO SHEATH MATERIAL: PVC HALOGEN: YES | 0
4361 | 1465911000 | SENSOR/ACTUATOR LINE ONE END WITHOUT CONNECTOR M8 N OF POLES : 4 10 M SOCKET ANGLED SHIELDED: NO LED: NO SHEATH MATERIAL: PVC HALOGEN: YES | 0
4362 | 1465950150 | SENSOR/ACTUATOR LINE ONE END WITHOUT CONNECTOR M12 N OF POLES : 3 1.5 M FEMALE SOCKET STRAIGHT SHIELDED: NO LED: NO SHEATH MATERIAL: PVC HALOGEN: YES | 0
4363 | 1465950500 | SENSOR/ACTUATOR LINE ONE END WITHOUT CONNECTOR M12 N OF POLES : 3 5 M FEMALE SOCKET STRAIGHT SHIELDED: NO LED: NO SHEATH MATERIAL: PVC HALOGEN: YES | 0
4364 | 1465951000 | SENSOR/ACTUATOR LINE ONE END WITHOUT CONNECTOR M12 N OF POLES : 3 10 M FEMALE SOCKET STRAIGHT SHIELDED: NO LED: NO SHEATH MATERIAL: PVC HALOGEN: YES | 0
4365 | 1465960150 | SENSOR/ACTUATOR LINE ONE END WITHOUT CONNECTOR M12 N OF POLES : 4 1.5 M FEMALE SOCKET STRAIGHT SHIELDED: NO LED: NO SHEATH MATERIAL: PVC HALOGEN: YES | 0
4366 | 1465961000 | SENSOR/ACTUATOR LINE ONE END WITHOUT CONNECTOR M12 N OF POLES : 4 10 M FEMALE SOCKET STRAIGHT SHIELDED: NO LED: NO SHEATH MATERIAL: PVC HALOGEN: YES | 0
4367 | 1465971000 | SENSOR/ACTUATOR LINE ONE END WITHOUT CONNECTOR M12 N OF POLES : 5 10 M FEMALE SOCKET STRAIGHT SHIELDED: NO LED: NO SHEATH MATERIAL: PVC HALOGEN: YES | 0
4368 | 1465980150 | SENSOR/ACTUATOR LINE ONE END WITHOUT CONNECTOR M12 N OF POLES : 3 1.5 M SOCKET ANGLED SHIELDED: NO LED: NO SHEATH MATERIAL: PVC HALOGEN: YES | 0
4369 | 1465980500 | SENSOR/ACTUATOR LINE ONE END WITHOUT CONNECTOR M12 N OF POLES : 3 5 M SOCKET ANGLED SHIELDED: NO LED: NO SHEATH MATERIAL: PVC HALOGEN: YES | 0
4370 | 1465981000 | SENSOR/ACTUATOR LINE ONE END WITHOUT CONNECTOR M12 N OF POLES : 3 10 M SOCKET ANGLED SHIELDED: NO LED: NO SHEATH MATERIAL: PVC HALOGEN: YES | 0
4371 | 1465990150 | SENSOR/ACTUATOR LINE ONE END WITHOUT CONNECTOR M12 N OF POLES : 4 1.5 M SOCKET ANGLED SHIELDED: NO LED: NO SHEATH MATERIAL: PVC HALOGEN: YES | 0
4372 | 1465990500 | SENSOR/ACTUATOR LINE ONE END WITHOUT CONNECTOR M12 N OF POLES : 4 5 M SOCKET ANGLED SHIELDED: NO LED: NO SHEATH MATERIAL: PVC HALOGEN: YES | 0
4373 | 1465991000 | SENSOR/ACTUATOR LINE ONE END WITHOUT CONNECTOR M12 N OF POLES : 4 10 M SOCKET ANGLED SHIELDED: NO LED: NO SHEATH MATERIAL: PVC HALOGEN: YES | 0
4374 | 1466010150 | SENSOR/ACTUATOR LINE ONE END WITHOUT CONNECTOR M12 N OF POLES : 5 1.5 M SOCKET ANGLED SHIELDED: NO LED: NO SHEATH MATERIAL: PVC HALOGEN: YES | 0
4375 | 1466010500 | SENSOR/ACTUATOR LINE ONE END WITHOUT CONNECTOR M12 N OF POLES : 5 5 M SOCKET ANGLED SHIELDED: NO LED: NO SHEATH MATERIAL: PVC HALOGEN: YES | 0
4376 | 1466011000 | SENSOR/ACTUATOR LINE ONE END WITHOUT CONNECTOR M12 N OF POLES : 5 10 M SOCKET ANGLED SHIELDED: NO LED: NO SHEATH MATERIAL: PVC HALOGEN: YES | 0
4377 | 1990540000 | Y CONNECTOR M12 / M8 | 490
4378 | 1990550000 | Y CONNECTOR M12 / M8 | 490
4379 | 1990560000 | Y CONNECTOR M12 / M8 | 490
4380 | 1990570000 | Y CONNECTOR M8 / M8 | 441
4381 | 1990620000 | ACCESSORIES FREECON | 667
4382 | 1990640000 | ACCESSORIES FREECON | 667
4383 | 2008210000 | HDC INSERT N OF POLES: 3 SIZE: 8 | 194
4384 | 2008220000 | HDC INSERT N OF POLES: 3 SIZE: 8 | 194
4385 | 2009390000 | SENSOR/ACTUATOR PLUG-IN CONNECTOR EMPTY ENCLOSURE | 175
4386 | 2010680000 | GRAPHICALLY PROGRAMMABLE LOGIC MODULE CAN INTERFACE MOUNTING FOOT | 734
4387 | 2028150150 | SENSOR/ACTUATOR LINE CONNECTING LINE M12 / M12 N OF POLES : 5 1.5 M SHIELDED: NO LED: NO SHEATH MATERIAL: PUR HALOGEN: NO | 0
4388 | 2028150300 | SENSOR/ACTUATOR LINE CONNECTING LINE M12 / M12 N OF POLES : 5 3 M SHIELDED: NO LED: NO SHEATH MATERIAL: PUR HALOGEN: NO | 0
4389 | 2028150500 | SENSOR/ACTUATOR LINE CONNECTING LINE M12 / M12 N OF POLES : 5 5 M SHIELDED: NO LED: NO SHEATH MATERIAL: PUR HALOGEN: NO | 0
4390 | 2028151000 | SENSOR/ACTUATOR LINE CONNECTING LINE M12 / M12 N OF POLES : 5 10 M SHIELDED: NO LED: NO SHEATH MATERIAL: PUR HALOGEN: NO | 0
4391 | 2047310010 | DRAGLINE CABLE PROFINET RJ45 IP 20 RJ45 IP 20 CAT.5 (ISO/IEC 11801) / CAT.5E (TIA T568-B) PUR 1 M | 11
4392 | 2047310025 | DRAGLINE CABLE PROFINET RJ45 IP 20 RJ45 IP 20 CAT.5 (ISO/IEC 11801) / CAT.5E (TIA T568-B) PUR 2.5 M | 11
4393 | 2050010150 | POWER CABLE ONE END WITHOUT CONNECTOR M12 N OF POLES : 3 (2 + PE) 1.5 M SOCKET ANGLED SHIELDED: NO LED: NO SHEATH MATERIAL: PUR HALOGEN: NO | 0
4394 | 2050010300 | POWER CABLE ONE END WITHOUT CONNECTOR M12 N OF POLES : 3 (2 + PE) 3 M SOCKET ANGLED SHIELDED: NO LED: NO SHEATH MATERIAL: PUR HALOGEN: NO | 0
4395 | 2050010500 | POWER CABLE ONE END WITHOUT CONNECTOR M12 N OF POLES : 3 (2 + PE) 5 M SOCKET ANGLED SHIELDED: NO LED: NO SHEATH MATERIAL: PUR HALOGEN: NO | 0
4396 | 2050011000 | POWER CABLE ONE END WITHOUT CONNECTOR M12 N OF POLES : 3 (2 + PE) 10 M SOCKET ANGLED SHIELDED: NO LED: NO SHEATH MATERIAL: PUR HALOGEN: NO | 0
4397 | 2050020300 | POWER CABLE ONE END WITHOUT CONNECTOR M12 N OF POLES : 3 (2 + PE) 3 M PIN STRAIGHT SHIELDED: NO LED: NO SHEATH MATERIAL: PUR HALOGEN: NO | 0
4398 | 2050020500 | POWER CABLE ONE END WITHOUT CONNECTOR M12 N OF POLES : 3 (2 + PE) 5 M PIN STRAIGHT SHIELDED: NO LED: NO SHEATH MATERIAL: PUR HALOGEN: NO | 0
4399 | 2050021000 | POWER CABLE ONE END WITHOUT CONNECTOR M12 N OF POLES : 3 (2 + PE) 10 M PIN STRAIGHT SHIELDED: NO LED: NO SHEATH MATERIAL: PUR HALOGEN: NO | 0
4400 | 2050050300 | POWER CABLE ONE END WITHOUT CONNECTOR M12 N OF POLES : 3 (2 + PE) 3 M PIN 90° SHIELDED: NO LED: NO SHEATH MATERIAL: PUR HALOGEN: NO | 0
4401 | 2050050500 | POWER CABLE ONE END WITHOUT CONNECTOR M12 N OF POLES : 3 (2 + PE) 5 M PIN 90° SHIELDED: NO LED: NO SHEATH MATERIAL: PUR HALOGEN: NO | 0
4402 | 2050051000 | POWER CABLE ONE END WITHOUT CONNECTOR M12 N OF POLES : 3 (2 + PE) 10 M PIN 90° SHIELDED: NO LED: NO SHEATH MATERIAL: PUR HALOGEN: NO | 0
4403 | 2050060030 | POWER CABLE CONNECTING LINE N OF POLES : 3 (2 + PE) 0.3 M SHIELDED: NO LED: NO SHEATH MATERIAL: PUR HALOGEN: NO | 0
4404 | 2050060150 | POWER CABLE CONNECTING LINE N OF POLES : 3 (2 + PE) 1.5 M PIN STRAIGHT - SOCKET STRAIGHT SHIELDED: NO LED: NO SHEATH MATERIAL: PUR HALOGEN: NO | 0
4405 | 2050060300 | POWER CABLE CONNECTING LINE N OF POLES : 3 (2 + PE) 3 M PIN STRAIGHT - SOCKET STRAIGHT SHIELDED: NO LED: NO SHEATH MATERIAL: PUR HALOGEN: NO | 0
4406 | 2050060500 | POWER CABLE CONNECTING LINE N OF POLES : 3 (2 + PE) 5 M PIN STRAIGHT - SOCKET STRAIGHT SHIELDED: NO LED: NO SHEATH MATERIAL: PUR HALOGEN: NO | 0
4407 | 2050061000 | POWER CABLE CONNECTING LINE N OF POLES : 3 (2 + PE) 10 M PIN STRAIGHT - SOCKET STRAIGHT SHIELDED: NO LED: NO SHEATH MATERIAL: PUR HALOGEN: NO | 0
4408 | 2050080150 | POWER CABLE CONNECTING LINE N OF POLES : 3 (2 + PE) 1.5 M PIN ANGLED - BUSH STRAIGHT SHIELDED: NO LED: NO SHEATH MATERIAL: PUR HALOGEN: NO | 0
4409 | 2050080300 | POWER CABLE CONNECTING LINE N OF POLES : 3 (2 + PE) 3 M PIN ANGLED - BUSH STRAIGHT SHIELDED: NO LED: NO SHEATH MATERIAL: PUR HALOGEN: NO | 0
4410 | 2050080500 | POWER CABLE CONNECTING LINE N OF POLES : 3 (2 + PE) 5 M PIN ANGLED - BUSH STRAIGHT SHIELDED: NO LED: NO SHEATH MATERIAL: PUR HALOGEN: NO | 0
4411 | 2050081000 | POWER CABLE CONNECTING LINE N OF POLES : 3 (2 + PE) 10 M PIN ANGLED - BUSH STRAIGHT SHIELDED: NO LED: NO SHEATH MATERIAL: PUR HALOGEN: NO | 0
4412 | 2050100150 | POWER CABLE CONNECTING LINE N OF POLES : 3 (2 + PE) 1.5 M PIN STRAIGHT - SOCKET 90° SHIELDED: NO LED: NO SHEATH MATERIAL: PUR HALOGEN: NO | 0
4413 | 2050100300 | POWER CABLE CONNECTING LINE N OF POLES : 3 (2 + PE) 3 M PIN STRAIGHT - SOCKET 90° SHIELDED: NO LED: NO SHEATH MATERIAL: PUR HALOGEN: NO | 0
4414 | 2050100500 | POWER CABLE CONNECTING LINE N OF POLES : 3 (2 + PE) 5 M PIN STRAIGHT - SOCKET 90° SHIELDED: NO LED: NO SHEATH MATERIAL: PUR HALOGEN: NO | 0
4415 | 2050150150 | POWER CABLE CONNECTING LINE N OF POLES : 3 (2 + PE) 1.5 M PIN 90° - SOCKET 90° SHIELDED: NO LED: NO SHEATH MATERIAL: PUR HALOGEN: NO | 0
4416 | 2050150300 | POWER CABLE CONNECTING LINE N OF POLES : 3 (2 + PE) 3 M PIN 90° - SOCKET 90° SHIELDED: NO LED: NO SHEATH MATERIAL: PUR HALOGEN: NO | 0
4417 | 2050150500 | POWER CABLE CONNECTING LINE N OF POLES : 3 (2 + PE) 5 M PIN 90° - SOCKET 90° SHIELDED: NO LED: NO SHEATH MATERIAL: PUR HALOGEN: NO | 0
4418 | 2050151000 | POWER CABLE CONNECTING LINE N OF POLES : 3 (2 + PE) 10 M PIN 90° - SOCKET 90° SHIELDED: NO LED: NO SHEATH MATERIAL: PUR HALOGEN: NO | 0
4419 | 2050210150 | POWER CABLE ONE END WITHOUT CONNECTOR M12 N OF POLES : 4 (3 + PE) 1.5 M SOCKET ANGLED SHIELDED: NO LED: NO SHEATH MATERIAL: PUR HALOGEN: NO | 0
4420 | 2050211000 | POWER CABLE ONE END WITHOUT CONNECTOR M12 N OF POLES : 4 (3 + PE) 10 M SOCKET ANGLED SHIELDED: NO LED: NO SHEATH MATERIAL: PUR HALOGEN: NO | 0
4421 | 2050230150 | POWER CABLE ONE END WITHOUT CONNECTOR M12 N OF POLES : 4 (3 + PE) 1.5 M PIN STRAIGHT SHIELDED: NO LED: NO SHEATH MATERIAL: PUR HALOGEN: NO | 0
4422 | 2050230200 | POWER CABLE ONE END WITHOUT CONNECTOR M12 N OF POLES : 4 (3 + PE) 2 M SHIELDED: NO LED: NO SHEATH MATERIAL: PUR HALOGEN: NO | 0
4423 | 2050230500 | POWER CABLE ONE END WITHOUT CONNECTOR M12 N OF POLES : 4 (3 + PE) 5 M PIN STRAIGHT SHIELDED: NO LED: NO SHEATH MATERIAL: PUR HALOGEN: NO | 0
4424 | 2050231000 | POWER CABLE ONE END WITHOUT CONNECTOR M12 N OF POLES : 4 (3 + PE) 10 M PIN STRAIGHT SHIELDED: NO LED: NO SHEATH MATERIAL: PUR HALOGEN: NO | 0
4425 | 2050350300 | POWER CABLE CONNECTING LINE M12 / M12 N OF POLES : 4 (3 + PE) 3 M PIN ANGLED - BUSH STRAIGHT SHIELDED: NO LED: NO SHEATH MATERIAL: PUR HALOGEN: NO | 0
4426 | 2050350500 | POWER CABLE CONNECTING LINE M12 / M12 N OF POLES : 4 (3 + PE) 5 M PIN ANGLED - BUSH STRAIGHT SHIELDED: NO LED: NO SHEATH MATERIAL: PUR HALOGEN: NO | 0
4427 | 2050351000 | POWER CABLE CONNECTING LINE M12 / M12 N OF POLES : 4 (3 + PE) 10 M PIN ANGLED - BUSH STRAIGHT SHIELDED: NO LED: NO SHEATH MATERIAL: PUR HALOGEN: NO | 0
4428 | 2050460150 | POWER CABLE CONNECTING LINE M12 / M12 N OF POLES : 4 (3 + PE) 1.5 M PIN STRAIGHT - SOCKET 90° SHIELDED: NO LED: NO SHEATH MATERIAL: PUR HALOGEN: NO | 0
4429 | 2050460300 | POWER CABLE CONNECTING LINE M12 / M12 N OF POLES : 4 (3 + PE) 3 M PIN STRAIGHT - SOCKET 90° SHIELDED: NO LED: NO SHEATH MATERIAL: PUR HALOGEN: NO | 0
4430 | 2050460500 | POWER CABLE CONNECTING LINE M12 / M12 N OF POLES : 4 (3 + PE) 5 M PIN STRAIGHT - SOCKET 90° SHIELDED: NO LED: NO SHEATH MATERIAL: PUR HALOGEN: NO | 0
4431 | 2050461000 | POWER CABLE CONNECTING LINE M12 / M12 N OF POLES : 4 (3 + PE) 10 M PIN STRAIGHT - SOCKET 90° SHIELDED: NO LED: NO SHEATH MATERIAL: PUR HALOGEN: NO | 0
4432 | 2050470030 | POWER CABLE CONNECTING LINE M12 / M12 N OF POLES : 4 (3 + PE) 0.3 M SHIELDED: NO LED: NO SHEATH MATERIAL: PUR HALOGEN: NO | 0
4433 | 2050470150 | POWER CABLE CONNECTING LINE M12 / M12 N OF POLES : 4 (3 + PE) 1.5 M PIN 90° - SOCKET 90° SHIELDED: NO LED: NO SHEATH MATERIAL: PUR HALOGEN: NO | 0
4434 | 2050470300 | POWER CABLE CONNECTING LINE M12 / M12 N OF POLES : 4 (3 + PE) 3 M PIN 90° - SOCKET 90° SHIELDED: NO LED: NO SHEATH MATERIAL: PUR HALOGEN: NO | 0
4435 | 2050470500 | POWER CABLE CONNECTING LINE M12 / M12 N OF POLES : 4 (3 + PE) 5 M PIN 90° - SOCKET 90° SHIELDED: NO LED: NO SHEATH MATERIAL: PUR HALOGEN: NO | 0
4436 | 2050471000 | POWER CABLE CONNECTING LINE M12 / M12 N OF POLES : 4 (3 + PE) 10 M PIN 90° - SOCKET 90° SHIELDED: NO LED: NO SHEATH MATERIAL: PUR HALOGEN: NO | 0
4437 | 2050490150 | POWER CABLE ONE END WITHOUT CONNECTOR M12 N OF POLES : 4 1.5 M FEMALE SOCKET STRAIGHT SHIELDED: NO SHEATH MATERIAL: PUR HALOGEN: NO | 0
4438 | 2050490300 | POWER CABLE ONE END WITHOUT CONNECTOR M12 N OF POLES : 4 3 M FEMALE SOCKET STRAIGHT SHIELDED: NO SHEATH MATERIAL: PUR HALOGEN: NO | 0
4439 | 2050491000 | POWER CABLE ONE END WITHOUT CONNECTOR M12 N OF POLES : 4 10 M FEMALE SOCKET STRAIGHT SHIELDED: NO SHEATH MATERIAL: PUR HALOGEN: NO | 0
4440 | 2050560150 | POWER CABLE ONE END WITHOUT CONNECTOR M12 N OF POLES : 4 1.5 M SOCKET ANGLED SHIELDED: NO SHEATH MATERIAL: PUR HALOGEN: NO | 0
4441 | 2050560500 | POWER CABLE ONE END WITHOUT CONNECTOR M12 N OF POLES : 4 5 M SOCKET ANGLED SHIELDED: NO SHEATH MATERIAL: PUR HALOGEN: NO | 0
4442 | 2050561000 | POWER CABLE ONE END WITHOUT CONNECTOR M12 N OF POLES : 4 10 M SOCKET ANGLED SHIELDED: NO SHEATH MATERIAL: PUR HALOGEN: NO | 0
4443 | 2050640150 | POWER CABLE ONE END WITHOUT CONNECTOR M12 N OF POLES : 4 1.5 M PIN STRAIGHT SHIELDED: NO SHEATH MATERIAL: PUR HALOGEN: NO | 0
4444 | 2050640300 | POWER CABLE ONE END WITHOUT CONNECTOR M12 N OF POLES : 4 3 M PIN STRAIGHT SHIELDED: NO SHEATH MATERIAL: PUR HALOGEN: NO | 0
4445 | 2050640500 | POWER CABLE ONE END WITHOUT CONNECTOR M12 N OF POLES : 4 5 M PIN STRAIGHT SHIELDED: NO SHEATH MATERIAL: PUR HALOGEN: NO | 0
4446 | 2050650150 | POWER CABLE ONE END WITHOUT CONNECTOR M12 N OF POLES : 4 1.5 M PIN 90° SHIELDED: NO SHEATH MATERIAL: PUR HALOGEN: NO | 0
4447 | 2050650300 | POWER CABLE ONE END WITHOUT CONNECTOR M12 N OF POLES : 4 3 M PIN 90° SHIELDED: NO SHEATH MATERIAL: PUR HALOGEN: NO | 0
4448 | 2050650500 | POWER CABLE ONE END WITHOUT CONNECTOR M12 N OF POLES : 4 5 M PIN 90° SHIELDED: NO SHEATH MATERIAL: PUR HALOGEN: NO | 0
4449 | 2050651000 | POWER CABLE ONE END WITHOUT CONNECTOR M12 N OF POLES : 4 10 M PIN 90° SHIELDED: NO SHEATH MATERIAL: PUR HALOGEN: NO | 0
4450 | 2050680150 | POWER CABLE ONE END WITHOUT CONNECTOR M12 N OF POLES : 4 1.5 M FEMALE SOCKET STRAIGHT SHIELDED: NO SHEATH MATERIAL: PUR HALOGEN: NO | 0
4451 | 2050680300 | POWER CABLE ONE END WITHOUT CONNECTOR M12 N OF POLES : 4 3 M FEMALE SOCKET STRAIGHT SHIELDED: NO SHEATH MATERIAL: PUR HALOGEN: NO | 0
4452 | 2050680500 | POWER CABLE ONE END WITHOUT CONNECTOR M12 N OF POLES : 4 5 M FEMALE SOCKET STRAIGHT SHIELDED: NO SHEATH MATERIAL: PUR HALOGEN: NO | 0
4453 | 2050681000 | POWER CABLE ONE END WITHOUT CONNECTOR M12 N OF POLES : 4 10 M FEMALE SOCKET STRAIGHT SHIELDED: NO SHEATH MATERIAL: PUR HALOGEN: NO | 0
4454 | 2050690150 | POWER CABLE ONE END WITHOUT CONNECTOR M12 N OF POLES : 4 1.5 M SOCKET ANGLED SHIELDED: NO SHEATH MATERIAL: PUR HALOGEN: NO | 0
4455 | 2050690300 | POWER CABLE ONE END WITHOUT CONNECTOR M12 N OF POLES : 4 3 M SOCKET ANGLED SHIELDED: NO SHEATH MATERIAL: PUR HALOGEN: NO | 0
4456 | 2050690500 | POWER CABLE ONE END WITHOUT CONNECTOR M12 N OF POLES : 4 5 M SOCKET ANGLED SHIELDED: NO SHEATH MATERIAL: PUR HALOGEN: NO | 0
4457 | 2050691000 | POWER CABLE ONE END WITHOUT CONNECTOR M12 N OF POLES : 4 10 M SOCKET ANGLED SHIELDED: NO SHEATH MATERIAL: PUR HALOGEN: NO | 0
4458 | 2050700150 | POWER CABLE ONE END WITHOUT CONNECTOR M12 N OF POLES : 4 1.5 M PIN STRAIGHT SHIELDED: NO SHEATH MATERIAL: PUR HALOGEN: NO | 0
4459 | 2050700300 | POWER CABLE ONE END WITHOUT CONNECTOR M12 N OF POLES : 4 3 M PIN STRAIGHT SHIELDED: NO SHEATH MATERIAL: PUR HALOGEN: NO | 0
4460 | 2050700500 | POWER CABLE ONE END WITHOUT CONNECTOR M12 N OF POLES : 4 5 M PIN STRAIGHT SHIELDED: NO SHEATH MATERIAL: PUR HALOGEN: NO | 0
4461 | 2050701000 | POWER CABLE ONE END WITHOUT CONNECTOR M12 N OF POLES : 4 10 M PIN STRAIGHT SHIELDED: NO SHEATH MATERIAL: PUR HALOGEN: NO | 0
4462 | 2050710300 | POWER CABLE ONE END WITHOUT CONNECTOR M12 N OF POLES : 4 3 M PIN 90° SHIELDED: NO SHEATH MATERIAL: PUR HALOGEN: NO | 0
4463 | 2050710500 | POWER CABLE ONE END WITHOUT CONNECTOR M12 N OF POLES : 4 5 M PIN 90° SHIELDED: NO SHEATH MATERIAL: PUR HALOGEN: NO | 0
4464 | 2050711000 | POWER CABLE ONE END WITHOUT CONNECTOR M12 N OF POLES : 4 10 M PIN 90° SHIELDED: NO SHEATH MATERIAL: PUR HALOGEN: NO | 0
4465 | 2050760300 | POWER CABLE CONNECTING LINE M12 / M12 N OF POLES : 4 3 M PIN STRAIGHT - SOCKET STRAIGHT SHIELDED: NO SHEATH MATERIAL: PUR HALOGEN: NO | 0
4466 | 2050760500 | POWER CABLE CONNECTING LINE M12 / M12 N OF POLES : 4 5 M PIN STRAIGHT - SOCKET STRAIGHT SHIELDED: NO SHEATH MATERIAL: PUR HALOGEN: NO | 0
4467 | 2050761000 | POWER CABLE CONNECTING LINE M12 / M12 N OF POLES : 4 10 M PIN STRAIGHT - SOCKET STRAIGHT SHIELDED: NO SHEATH MATERIAL: PUR HALOGEN: NO | 0
4468 | 2050820150 | POWER CABLE CONNECTING LINE M12 / M12 N OF POLES : 4 1.5 M PIN ANGLED - BUSH STRAIGHT SHIELDED: NO SHEATH MATERIAL: PUR HALOGEN: NO | 0
4469 | 2050820300 | POWER CABLE CONNECTING LINE M12 / M12 N OF POLES : 4 3 M PIN ANGLED - BUSH STRAIGHT SHIELDED: NO SHEATH MATERIAL: PUR HALOGEN: NO | 0
4470 | 2050820500 | POWER CABLE CONNECTING LINE M12 / M12 N OF POLES : 4 5 M PIN ANGLED - BUSH STRAIGHT SHIELDED: NO SHEATH MATERIAL: PUR HALOGEN: NO | 0
4471 | 2050821000 | POWER CABLE CONNECTING LINE M12 / M12 N OF POLES : 4 10 M PIN ANGLED - BUSH STRAIGHT SHIELDED: NO SHEATH MATERIAL: PUR HALOGEN: NO | 0
4472 | 2050830150 | POWER CABLE CONNECTING LINE M12 / M12 N OF POLES : 4 1.5 M PIN STRAIGHT - SOCKET 90° SHIELDED: NO SHEATH MATERIAL: PUR HALOGEN: NO | 0
4473 | 2050830300 | POWER CABLE CONNECTING LINE M12 / M12 N OF POLES : 4 3 M PIN STRAIGHT - SOCKET 90° SHIELDED: NO SHEATH MATERIAL: PUR HALOGEN: NO | 0
4474 | 2050830500 | POWER CABLE CONNECTING LINE M12 / M12 N OF POLES : 4 5 M PIN STRAIGHT - SOCKET 90° SHIELDED: NO SHEATH MATERIAL: PUR HALOGEN: NO | 0
4475 | 2050831000 | POWER CABLE CONNECTING LINE M12 / M12 N OF POLES : 4 10 M PIN STRAIGHT - SOCKET 90° SHIELDED: NO SHEATH MATERIAL: PUR HALOGEN: NO | 0
4476 | 2050860150 | POWER CABLE CONNECTING LINE M12 / M12 N OF POLES : 4 1.5 M PIN 90° - SOCKET 90° SHIELDED: NO SHEATH MATERIAL: PUR HALOGEN: NO | 0
4477 | 2050860300 | POWER CABLE CONNECTING LINE M12 / M12 N OF POLES : 4 3 M PIN 90° - SOCKET 90° SHIELDED: NO SHEATH MATERIAL: PUR HALOGEN: NO | 0
4478 | 2050860500 | POWER CABLE CONNECTING LINE M12 / M12 N OF POLES : 4 5 M PIN 90° - SOCKET 90° SHIELDED: NO SHEATH MATERIAL: PUR HALOGEN: NO | 0
4479 | 2050861000 | POWER CABLE CONNECTING LINE M12 / M12 N OF POLES : 4 10 M PIN 90° - SOCKET 90° SHIELDED: NO SHEATH MATERIAL: PUR HALOGEN: NO | 0
4480 | 2050870150 | POWER CABLE CONNECTING LINE M12 / M12 N OF POLES : 4 1.5 M PIN STRAIGHT - SOCKET STRAIGHT SHIELDED: NO SHEATH MATERIAL: PUR HALOGEN: NO | 0
4481 | 2050870300 | POWER CABLE CONNECTING LINE M12 / M12 N OF POLES : 4 3 M PIN STRAIGHT - SOCKET STRAIGHT SHIELDED: NO SHEATH MATERIAL: PUR HALOGEN: NO | 0
4482 | 2050870500 | POWER CABLE CONNECTING LINE M12 / M12 N OF POLES : 4 5 M PIN STRAIGHT - SOCKET STRAIGHT SHIELDED: NO SHEATH MATERIAL: PUR HALOGEN: NO | 0
4483 | 2050871000 | POWER CABLE CONNECTING LINE M12 / M12 N OF POLES : 4 10 M PIN STRAIGHT - SOCKET STRAIGHT SHIELDED: NO SHEATH MATERIAL: PUR HALOGEN: NO | 0
4484 | 2050890150 | POWER CABLE CONNECTING LINE M12 / M12 N OF POLES : 4 1.5 M PIN ANGLED - BUSH STRAIGHT SHIELDED: NO SHEATH MATERIAL: PUR HALOGEN: NO | 0
4485 | 2050890300 | POWER CABLE CONNECTING LINE M12 / M12 N OF POLES : 4 3 M PIN ANGLED - BUSH STRAIGHT SHIELDED: NO SHEATH MATERIAL: PUR HALOGEN: NO | 0
4486 | 2050890500 | POWER CABLE CONNECTING LINE M12 / M12 N OF POLES : 4 5 M PIN ANGLED - BUSH STRAIGHT SHIELDED: NO SHEATH MATERIAL: PUR HALOGEN: NO | 0
4487 | 2050891000 | POWER CABLE CONNECTING LINE M12 / M12 N OF POLES : 4 10 M PIN ANGLED - BUSH STRAIGHT SHIELDED: NO SHEATH MATERIAL: PUR HALOGEN: NO | 0
4488 | 2050910150 | POWER CABLE CONNECTING LINE M12 / M12 N OF POLES : 4 1.5 M PIN STRAIGHT - SOCKET 90° SHIELDED: NO SHEATH MATERIAL: PUR HALOGEN: NO | 0
4489 | 2050910300 | POWER CABLE CONNECTING LINE M12 / M12 N OF POLES : 4 3 M PIN STRAIGHT - SOCKET 90° SHIELDED: NO SHEATH MATERIAL: PUR HALOGEN: NO | 0
4490 | 2050910500 | POWER CABLE CONNECTING LINE M12 / M12 N OF POLES : 4 5 M PIN STRAIGHT - SOCKET 90° SHIELDED: NO SHEATH MATERIAL: PUR HALOGEN: NO | 0
4491 | 2050911000 | POWER CABLE CONNECTING LINE M12 / M12 N OF POLES : 4 10 M PIN STRAIGHT - SOCKET 90° SHIELDED: NO SHEATH MATERIAL: PUR HALOGEN: NO | 0
4492 | 2050920150 | POWER CABLE CONNECTING LINE M12 / M12 N OF POLES : 4 1.5 M PIN 90° - SOCKET 90° SHIELDED: NO SHEATH MATERIAL: PUR HALOGEN: NO | 0
4493 | 2050920300 | POWER CABLE CONNECTING LINE M12 / M12 N OF POLES : 4 3 M PIN 90° - SOCKET 90° SHIELDED: NO SHEATH MATERIAL: PUR HALOGEN: NO | 0
4494 | 2050920500 | POWER CABLE CONNECTING LINE M12 / M12 N OF POLES : 4 5 M PIN 90° - SOCKET 90° SHIELDED: NO SHEATH MATERIAL: PUR HALOGEN: NO | 0
4495 | 2050921000 | POWER CABLE CONNECTING LINE M12 / M12 N OF POLES : 4 10 M PIN 90° - SOCKET 90° SHIELDED: NO SHEATH MATERIAL: PUR HALOGEN: NO | 0
4496 | 2059750200 | SENSOR/ACTUATOR LINE CONNECTING LINE M12 / M12 N OF POLES : 4 2 M PIN STRAIGHT - SOCKET STRAIGHT SHIELDED: NO LED: NO SHEATH MATERIAL: PVC HALOGEN: YES | 0
4497 | 2059750400 | SENSOR/ACTUATOR LINE CONNECTING LINE M12 / M12 N OF POLES : 4 4 M PIN STRAIGHT - SOCKET STRAIGHT SHIELDED: NO LED: NO SHEATH MATERIAL: PVC HALOGEN: YES | 0
4498 | 2059750600 | SENSOR/ACTUATOR LINE CONNECTING LINE M12 / M12 N OF POLES : 4 6 M PIN STRAIGHT - SOCKET STRAIGHT SHIELDED: NO LED: NO SHEATH MATERIAL: PVC HALOGEN: YES | 0
4499 | 2089530020 | DRAGLINE CABLE LC-DUPLEX IP 20 SC DUPLEX IP 20 9 ΜM PUR 2 M | 215
4500 | 2119770000 | SUB-D | 132
4501 | 2124020010 | SYSTEM CABLE RJ45 IP 20 M12 X-TYPE FLANGE SOCKET BACK PANEL MOUNTING CAT.6A / CLASS EA (ISO/IEC 11801 2010) PUR 1 M | 39
4502 | 2124020100 | SYSTEM CABLE RJ45 IP 20 M12 X-TYPE FLANGE SOCKET BACK PANEL MOUNTING CAT.6A / CLASS EA (ISO/IEC 11801 2010) PUR 10 M | 39
4503 | 2124610000 | PROTECTED COMPONENT ASSEMBLIES PROTECTIVE CAP | 156
4504 | 2433230000 | SCREWDRIVER INSERT | 118
4505 | 2433510000 | SUB-D | 132
4506 | 2435210000 | VG EMV GEN 4 (EMC CABLE GLAND WITH CLAMPING CAGE) CABLE GLANDS M 63 14 OD MIN. 34 - OD MAX. 44 MM IP54 IP66 IP67 IP68 - 5 BAR (30 MIN.) IP69K NICKEL-PLATED | 8
4507 | 2436230000 | 2 X AKB (50P) | 858
4508 | 2443150400 | SENSOR/ACTUATOR LINE M8 N OF POLES : 4 4 M SHIELDED: YES LED: NO SHEATH MATERIAL: PUR HALOGEN: NO | 0
4509 | 2467320000 | COMMUNICATION MODULE | 489
4510 | 2467720000 | SENSOR/ACTUATOR PLUG-IN CONNECTOR EMPTY ENCLOSURE | 175
4511 | 2467730000 | SENSOR/ACTUATOR PLUG-IN CONNECTOR EMPTY ENCLOSURE | 175
4512 | 2467740000 | SENSOR/ACTUATOR PLUG-IN CONNECTOR EMPTY ENCLOSURE | 175
4513 | 2467750000 | SENSOR/ACTUATOR PLUG-IN CONNECTOR EMPTY ENCLOSURE | 175
4514 | 2467760000 | SENSOR/ACTUATOR PLUG-IN CONNECTOR EMPTY ENCLOSURE | 175
4515 | 2467770000 | SENSOR/ACTUATOR PLUG-IN CONNECTOR EMPTY ENCLOSURE | 175
4516 | 2469370000 | DOUBLE-TIER TERMINAL PUSH IN 1.5 MM² 500 V 16 A DARK | 245
4517 | 2469400000 | DOUBLE-TIER TERMINAL PUSH IN 1.5 MM² 500 V 16 A DARK | 245
4518 | 2475210150 | SENSOR/ACTUATOR LINE M8 / M8 N OF POLES : 5 1.5 M PIN STRAIGHT - SOCKET STRAIGHT SHIELDED: NO LED: NO SHEATH MATERIAL: PUR HALOGEN: NO | 0
4519 | 2475210300 | SENSOR/ACTUATOR LINE M8 / M8 N OF POLES : 5 3 M PIN STRAIGHT - SOCKET STRAIGHT SHIELDED: NO LED: NO SHEATH MATERIAL: PUR HALOGEN: NO | 0
4520 | 2475210500 | SENSOR/ACTUATOR LINE M8 / M8 N OF POLES : 5 5 M PIN STRAIGHT - SOCKET STRAIGHT SHIELDED: NO LED: NO SHEATH MATERIAL: PUR HALOGEN: NO | 0
4521 | 2475211000 | SENSOR/ACTUATOR LINE M8 / M8 N OF POLES : 5 10 M PIN STRAIGHT - SOCKET STRAIGHT SHIELDED: NO LED: NO SHEATH MATERIAL: PUR HALOGEN: NO | 0
4522 | 2475230150 | SENSOR/ACTUATOR LINE M8 / M8 N OF POLES : 5 1.5 M PIN ANGLED - BUSH STRAIGHT SHIELDED: NO LED: NO SHEATH MATERIAL: PUR HALOGEN: NO | 0
4523 | 2475230300 | SENSOR/ACTUATOR LINE M8 / M8 N OF POLES : 5 3 M PIN ANGLED - BUSH STRAIGHT SHIELDED: NO LED: NO SHEATH MATERIAL: PUR HALOGEN: NO | 0
4524 | 2475230500 | SENSOR/ACTUATOR LINE M8 / M8 N OF POLES : 5 5 M PIN ANGLED - BUSH STRAIGHT SHIELDED: NO LED: NO SHEATH MATERIAL: PUR HALOGEN: NO | 0
4525 | 2475231000 | SENSOR/ACTUATOR LINE M8 / M8 N OF POLES : 5 10 M PIN ANGLED - BUSH STRAIGHT SHIELDED: NO LED: NO SHEATH MATERIAL: PUR HALOGEN: NO | 0
4526 | 2475240150 | SENSOR/ACTUATOR LINE M8 / M8 N OF POLES : 5 1.5 M PIN STRAIGHT - SOCKET 90° SHIELDED: NO LED: NO SHEATH MATERIAL: PUR HALOGEN: NO | 0
4527 | 2475240300 | SENSOR/ACTUATOR LINE M8 / M8 N OF POLES : 5 3 M PIN STRAIGHT - SOCKET 90° SHIELDED: NO LED: NO SHEATH MATERIAL: PUR HALOGEN: NO | 0
4528 | 2475240500 | SENSOR/ACTUATOR LINE M8 / M8 N OF POLES : 5 5 M PIN STRAIGHT - SOCKET 90° SHIELDED: NO LED: NO SHEATH MATERIAL: PUR HALOGEN: NO | 0
4529 | 2475241000 | SENSOR/ACTUATOR LINE M8 / M8 N OF POLES : 5 10 M PIN STRAIGHT - SOCKET 90° SHIELDED: NO LED: NO SHEATH MATERIAL: PUR HALOGEN: NO | 0
4530 | 2475250150 | SENSOR/ACTUATOR LINE M8 / M8 N OF POLES : 5 1.5 M PIN 90° - SOCKET 90° SHIELDED: NO LED: NO SHEATH MATERIAL: PUR HALOGEN: NO | 0
4531 | 2475250300 | SENSOR/ACTUATOR LINE M8 / M8 N OF POLES : 5 3 M PIN 90° - SOCKET 90° SHIELDED: NO LED: NO SHEATH MATERIAL: PUR HALOGEN: NO | 0
4532 | 2475250500 | SENSOR/ACTUATOR LINE M8 / M8 N OF POLES : 5 5 M PIN 90° - SOCKET 90° SHIELDED: NO LED: NO SHEATH MATERIAL: PUR HALOGEN: NO | 0
4533 | 2475251000 | SENSOR/ACTUATOR LINE M8 / M8 N OF POLES : 5 10 M PIN 90° - SOCKET 90° SHIELDED: NO LED: NO SHEATH MATERIAL: PUR HALOGEN: NO | 0
4534 | 2482160000 | FEED-THROUGH TERMINAL PUSH IN 1.5 MM² 500 V 17.5 A DARK | 62
4535 | 2482250000 | PLUG 1.5 MM² 500 17.5 A DARK | 247
4536 | 2482270000 | PLUG 1.5 MM² 500 17.5 A GREEN | 657
4537 | 2482280000 | PLUG 1.5 MM² 500 17.5 A DARK | 247
4538 | 2482310000 | PLUG 1.5 MM² 500 17.5 A DARK | 247
4539 | 2482330000 | PLUG 1.5 MM² 500 17.5 A GREEN | 657
4540 | 2482340000 | PLUG 1.5 MM² 500 17.5 A DARK | 247
4541 | 2482360000 | PLUG 1.5 MM² 500 17.5 A DARK | 247
4542 | 2482370000 | PLUG 1.5 MM² 500 17.5 A DARK | 247
4543 | 2482460000 | PLUG 1.5 MM² 500 17.5 A DARK GREEN | 660
4544 | 2484420200 | BUILT-IN PLUGS M12 N OF POLES: 5 2 M | 75
4545 | 2485140400 | SENSOR/ACTUATOR LINE CONNECTING LINE M12 / M12 N OF POLES : 5 4 M SHIELDED: YES LED: NO SHEATH MATERIAL: PUR HALOGEN: NO | 0
4546 | 2485140850 | SENSOR/ACTUATOR LINE CONNECTING LINE M12 / M12 N OF POLES : 5 8.5 M SHIELDED: YES LED: NO SHEATH MATERIAL: PUR HALOGEN: NO | 0
4547 | 2485580030 | SYSTEM CABLE M12 X-TYPE IP 67 STRAIGHT MALE M12 X-TYPE IP67 MALE ANGLED CAT.6A / CLASS EA (ISO/IEC 11801 2010) PUR 3 M | 39
4548 | 2485580050 | SYSTEM CABLE M12 X-TYPE IP 67 STRAIGHT MALE M12 X-TYPE IP67 MALE ANGLED CAT.6A / CLASS EA (ISO/IEC 11801 2010) PUR 5 M | 39
4549 | 2485590030 | SYSTEM CABLE M12 X-TYPE IP67 MALE ANGLED M12 X-TYPE IP67 MALE ANGLED CAT.6A / CLASS EA (ISO/IEC 11801 2010) PUR 3 M | 39
4550 | 2485590050 | SYSTEM CABLE M12 X-TYPE IP67 MALE ANGLED M12 X-TYPE IP67 MALE ANGLED CAT.6A / CLASS EA (ISO/IEC 11801 2010) PUR 5 M | 39
4551 | 2485590100 | SYSTEM CABLE M12 X-TYPE IP67 MALE ANGLED M12 X-TYPE IP67 MALE ANGLED CAT.6A / CLASS EA (ISO/IEC 11801 2010) PUR 10 M | 39
4552 | 2485600015 | SYSTEM CABLE RJ45 IP 20 M12 X-TYPE IP67 MALE ANGLED 0° CAT.6A / CLASS EA (ISO/IEC 11801 2010) PUR 1.5 M | 39
4553 | 2485600030 | SYSTEM CABLE RJ45 IP 20 M12 X-TYPE IP67 MALE ANGLED 0° CAT.6A / CLASS EA (ISO/IEC 11801 2010) PUR 3 M | 39
4554 | 2485600050 | SYSTEM CABLE RJ45 IP 20 M12 X-TYPE IP67 MALE ANGLED 0° CAT.6A / CLASS EA (ISO/IEC 11801 2010) PUR 5 M | 39
4555 | 2485840000 | FEED-THROUGH TERMINAL PUSH IN 1.5 MM² 500 V 17.5 A DARK | 62
4556 | 2486990000 | FIELDPOWER® ENCLOSURES IP65 WITH CORRESPONDING HOUSING | 350
4557 | 2488200000 | USB CABLE USB A MINI SERVICE INTERFACE USB A MINI 0.3 M | 1065
4558 | 2489680000 | SIGNAL CONVERTER/ISOLATOR HART® INPUT : 0(4)-20 MA OUTPUT : 0(4)-20 MA | 180
4559 | 2489730000 | SIGNAL CONVERTER/ISOLATOR HART® INPUT : 2 X 0(4) - 20 MA OUTPUT : 2 X 4-20 MA | 180
4560 | 2490360000 | FEED-THROUGH TERMINAL PUSH IN 10 MM² 1000 V 57 A DARK | 62
4561 | 2490370000 | FEED-THROUGH TERMINAL PUSH IN 10 MM² 1000 V 57 A | 62
4562 | 2490440000 | PE TERMINAL PUSH IN 10 MM² GREEN/ | 123
4563 | 2490510000 | FEED-THROUGH TERMINAL PUSH IN 10 MM² 1000 V 57 A | 62
4564 | 2490520000 | FEED-THROUGH TERMINAL PUSH IN 10 MM² 1000 V 57 A DARK | 62
4565 | 2490590000 | PE TERMINAL PUSH IN 10 MM² 1000 V GREEN/ | 838
4566 | 2493490000 | POWER CONNECTOR DEVICE FLANGE PROFINET | 967
4567 | 2494090000 | FEED-THROUGH TERMINAL PUSH IN 16 MM² 1000 V 76 A DARK | 15
4568 | 2494100000 | FEED-THROUGH TERMINAL PUSH IN 16 MM² 1000 V 76 A | 15
4569 | 2494270000 | RELAY N OF CONTACTS: 2 CO CONTACT AGNI CONTINUOUS CURRENT: 8 A | 685
4570 | 2494300000 | RELAY N OF CONTACTS: 2 CO CONTACT AGNI RATED CONTROL VOLTAGE: 115 V AC CONTINUOUS CURRENT: 8 A | 685
4571 | 2497120000 | RIDERSERIES RCM RELAY MODULE N OF CONTACTS: 4 CO CONTACT WITH TEST BUTTON AGNI GOLD-PLATED RATED CONTROL VOLTAGE: 230 V AC CONTINUOUS CURRENT: 6 A SCREW CONNECTION TEST BUTTON AVAILABLE: YES | 3
4572 | 2500890000 | SUPPLY VOLTAGE : 230 V | 300
4573 | 2500950000 | W-SERIES FEED-THROUGH TERMINAL RATED CROSS-SECTION: 10 MM² SCREW CONNECTION | 7
4574 | 2502280000 | SUPPLY TERMINAL PUSH IN 16 MM² 800 V 76 A DARK | 148
4575 | 2502320000 | SUPPLY TERMINAL PUSH IN 16 MM² 800 V 76 A | 148
4576 | 2505280000 | CRIMPING TOOL INSERT INDENT CRIMP | 319
4577 | 2505290000 | CRIMPING TOOL INSERT INDENT CRIMP | 319
4578 | 2505300000 | CRIMPING TOOL INSERT INDENT CRIMP | 319
4579 | 2505310000 | CRIMPING TOOL INSERT INDENT CRIMP | 319
4580 | 2505320000 | CRIMPING TOOL INSERT INDENT CRIMP | 319
4581 | 2505330000 | CRIMPING TOOL INSERT INDENT CRIMP | 319
4582 | 2505340000 | CRIMPING TOOL INSERT INDENT CRIMP | 319
4583 | 2505350000 | CRIMPING TOOL INSERT INDENT CRIMP | 319
4584 | 2505360000 | CRIMPING TOOL INSERT INDENT CRIMP | 319
4585 | 2511690000 | PRIMARY CURRENT: 50 A SECONDARY CURRENT MAX.: 1 A LOAD: 1 VA TOLERANCE CLASS: 3 DETACHABLE CURRENT TRANSFORMER | 41
4586 | 2512390000 | SENSOR-ACTUATOR PASSIVE DISTRIBUTOR M8 WITH M12 OUTLET YES | 22
4587 | 2512800000 | SENSOR-ACTUATOR PASSIVE DISTRIBUTOR M8 WITH M12 OUTLET YES | 22
4588 | 2512810000 | SENSOR-ACTUATOR PASSIVE DISTRIBUTOR M8 WITH M12 OUTLET YES | 22
4589 | 2512820000 | SENSOR-ACTUATOR PASSIVE DISTRIBUTOR M8 WITH M12 OUTLET YES | 22
4590 | 2519450030 | SENSOR/ACTUATOR LINE 7/8" N OF POLES : 5 (4 + PE) 0.3 M PIN STRAIGHT - SOCKET STRAIGHT SHIELDED: NO LED: NO SHEATH MATERIAL: PUR HALOGEN: NO | 0
4591 | 2519450050 | SENSOR/ACTUATOR LINE 7/8" N OF POLES : 5 (4 + PE) 0.5 M PIN STRAIGHT - SOCKET STRAIGHT SHIELDED: NO LED: NO SHEATH MATERIAL: PUR HALOGEN: NO | 0
4592 | 2519450100 | SENSOR/ACTUATOR LINE 7/8" N OF POLES : 5 (4 + PE) 1 M PIN STRAIGHT - SOCKET STRAIGHT SHIELDED: NO LED: NO SHEATH MATERIAL: PUR HALOGEN: NO | 0
4593 | 2519450150 | SENSOR/ACTUATOR LINE 7/8" N OF POLES : 5 (4 + PE) 1.5 M PIN STRAIGHT - SOCKET STRAIGHT SHIELDED: NO LED: NO SHEATH MATERIAL: PUR HALOGEN: NO | 0
4594 | 2519450300 | SENSOR/ACTUATOR LINE 7/8" N OF POLES : 5 (4 + PE) 3 M PIN STRAIGHT - SOCKET STRAIGHT SHIELDED: NO LED: NO SHEATH MATERIAL: PUR HALOGEN: NO | 0
4595 | 2519450500 | SENSOR/ACTUATOR LINE 7/8" N OF POLES : 5 (4 + PE) 5 M PIN STRAIGHT - SOCKET STRAIGHT SHIELDED: NO LED: NO SHEATH MATERIAL: PUR HALOGEN: NO | 0
4596 | 2519451000 | SENSOR/ACTUATOR LINE 7/8" N OF POLES : 5 (4 + PE) 10 M PIN STRAIGHT - SOCKET STRAIGHT SHIELDED: NO LED: NO SHEATH MATERIAL: PUR HALOGEN: NO | 0
4597 | 2519460030 | SENSOR/ACTUATOR LINE 7/8" N OF POLES : 5 (4 + PE) 0.3 M PIN 90° - SOCKET 90° SHIELDED: NO LED: NO SHEATH MATERIAL: PUR HALOGEN: NO | 0
4598 | 2519460050 | SENSOR/ACTUATOR LINE 7/8" N OF POLES : 5 (4 + PE) 0.5 M PIN 90° - SOCKET 90° SHIELDED: NO LED: NO SHEATH MATERIAL: PUR HALOGEN: NO | 0
4599 | 2519460100 | SENSOR/ACTUATOR LINE 7/8" N OF POLES : 5 (4 + PE) 1 M PIN 90° - SOCKET 90° SHIELDED: NO LED: NO SHEATH MATERIAL: PUR HALOGEN: NO | 0
4600 | 2519460150 | SENSOR/ACTUATOR LINE 7/8" N OF POLES : 5 (4 + PE) 1.5 M PIN 90° - SOCKET 90° SHIELDED: NO LED: NO SHEATH MATERIAL: PUR HALOGEN: NO | 0
4601 | 2519460300 | SENSOR/ACTUATOR LINE 7/8" N OF POLES : 5 (4 + PE) 3 M PIN 90° - SOCKET 90° SHIELDED: NO LED: NO SHEATH MATERIAL: PUR HALOGEN: NO | 0
4602 | 2519460500 | SENSOR/ACTUATOR LINE 7/8" N OF POLES : 5 (4 + PE) 5 M PIN 90° - SOCKET 90° SHIELDED: NO LED: NO SHEATH MATERIAL: PUR HALOGEN: NO | 0
4603 | 2519461000 | SENSOR/ACTUATOR LINE 7/8" N OF POLES : 5 (4 + PE) 10 M PIN 90° - SOCKET 90° SHIELDED: NO LED: NO SHEATH MATERIAL: PUR HALOGEN: NO | 0
4604 | 2562600000 | W-SERIES FUSE TERMINAL RATED CROSS-SECTION: 6 MM² SCREW CONNECTION | 7
4605 | 2568990000 | POWER SUPPLY SWITCH-MODE POWER SUPPLY UNIT 24 V | 56
4606 | 2569880000 | ESG DEVICE MARKERS X 10 MM PA 66 COLOUR: | 177
4607 | 2571480000 | ACCESSORIES REPLACEMENT CLAMPING JAW | 487
4608 | 2576610000 | TOOLS ACCESSORIES | 116
4609 | 7789126025 | PRE-ASSEMBLED CABLE PAC CABLE LIYCY 0.25 MM² | 2
4610 | 7789159015 | PRE-ASSEMBLED CABLE PAC CABLE LIYCY 0.25 MM² | 2
4611 | 7789193020 | PRE-ASSEMBLED CABLE PAC CABLE LIYCY 0.25 MM² | 2
4612 | 7789193030 | PRE-ASSEMBLED CABLE PAC CABLE LIYCY 0.25 MM² | 2
4613 | 7789193050 | PRE-ASSEMBLED CABLE PAC CABLE LIYCY 0.25 MM² | 2
4614 | 7789222060 | PRE-ASSEMBLED CABLE PAC CABLE LIYY 8.6 ± 1 MM | 20
4615 | 7789229005 | PRE-ASSEMBLED CABLE PAC CABLE LIYCY 0.25 MM² | 2
4616 | 7789229060 | PRE-ASSEMBLED CABLE PAC CABLE LIYCY 0.25 MM² | 2
4617 | 7789284030 | PRE-ASSEMBLED CABLE PAC CABLE LIYCY 0.25 MM² | 2
4618 | 7789288025 | PRE-ASSEMBLED CABLE PAC CABLE LIYCY 0.25 MM² | 2
4619 | 7789288030 | PRE-ASSEMBLED CABLE PAC CABLE LIYCY 0.25 MM² | 2
4620 | 7789306070 | PRE-ASSEMBLED CABLE PAC CABLE LIYY 0.14 MM² | 2
4621 | 7789373020 | PRE-ASSEMBLED CABLE PAC CABLE LIYY 0.25 MM² | 2
4622 | 7789380005 | PRE-ASSEMBLED CABLE PAC CABLE LIYY 0.25 MM² | 2
4623 | 7789380060 | PRE-ASSEMBLED CABLE PAC CABLE LIYY 0.25 MM² | 2
4624 | 7789382025 | PRE-ASSEMBLED CABLE PAC CABLE LIYY 0.25 MM² | 2
4625 | 7789387005 | PRE-ASSEMBLED CABLE PAC CABLE LIYY 0.25 MM² | 2
4626 | 7789388005 | PRE-ASSEMBLED CABLE PAC CABLE LIYY 0.14 MM² | 2
4627 | 7789604040 | PRE-ASSEMBLED CABLE PAC CABLE LIYCY 0.25 MM² | 2
4628 | 7789604050 | PRE-ASSEMBLED CABLE PAC CABLE LIYCY 0.25 MM² | 2
4629 | 7789604060 | PRE-ASSEMBLED CABLE PAC CABLE LIYCY 0.25 MM² | 2
4630 | 7789604070 | PRE-ASSEMBLED CABLE PAC CABLE LIYCY 0.25 MM² | 2
4631 | 7789604080 | PRE-ASSEMBLED CABLE PAC CABLE LIYCY 0.25 MM² | 2
4632 | 7789606090 | PRE-ASSEMBLED CABLE PAC CABLE LIYY 0.25 MM² | 2
4633 | 7789606100 | PRE-ASSEMBLED CABLE PAC CABLE LIYY 0.25 MM² | 2
4634 | 7789608025 | PRE-ASSEMBLED CABLE PAC CABLE LIYY 0.25 MM² | 2
4635 | 7789617200 | PRE-ASSEMBLED CABLE PAC CABLE LIYCY 0.34 MM² | 2
4636 | 7789631035 | PRE-ASSEMBLED CABLE PAC CABLE LIYY 0.25 MM² | 2
4637 | 7789641080 | PRE-ASSEMBLED CABLE PAC CABLE LIYY 0.25 MM² | 2
4638 | 7789645015 | PRE-ASSEMBLED CABLE PAC CABLE LIYY 0.25 MM² | 2
4639 | 7789645050 | PRE-ASSEMBLED CABLE PAC CABLE LIYY 0.25 MM² | 2
4640 | 7789682015 | PRE-ASSEMBLED CABLE PAC CABLE LIYY 0.25 MM² | 2
4641 | 7789682020 | PRE-ASSEMBLED CABLE PAC CABLE LIYY 0.25 MM² | 2
4642 | 7789845040 | PRE-ASSEMBLED CABLE PAC CABLE LIYCY 0.25 MM² | 2
4643 | 7789845050 | PRE-ASSEMBLED CABLE PAC CABLE LIYCY 0.25 MM² | 2
4644 | 7789845060 | PRE-ASSEMBLED CABLE PAC CABLE LIYCY 0.25 MM² | 2
4645 | 7789845070 | PRE-ASSEMBLED CABLE PAC CABLE LIYCY 0.25 MM² | 2
4646 | 7789845080 | PRE-ASSEMBLED CABLE PAC CABLE LIYCY 0.25 MM² | 2
4647 | 7789846070 | PRE-ASSEMBLED CABLE PAC CABLE LIYCY 0.25 MM² | 2
4648 | 7789891250 | PRE-ASSEMBLED CABLE PAC CABLE LIYCY 0.34 MM² | 2
4649 | 7789892010 | PRE-ASSEMBLED CABLE PAC CABLE LIYCY 0.50 MM² | 2
4650 | 7789895150 | PRE-ASSEMBLED CABLE PAC CABLE LIYCY 0.50 MM² | 2
4651 | 8909650025 | SYSTEM CABLE RJ45 IP 20 RJ45 IP 20 CAT.6A / CLASS EA (ISO/IEC 11801 2010) PUR 2.5 M | 14
4652 | 8909650030 | SYSTEM CABLE RJ45 IP 20 RJ45 IP 20 CAT.6A / CLASS EA (ISO/IEC 11801 2010) PUR 3 M | 14
4653 | 8909650045 | SYSTEM CABLE RJ45 IP 20 RJ45 IP 20 CAT.6A / CLASS EA (ISO/IEC 11801 2010) PUR 4.5 M | 14
4654 | 8909650060 | SYSTEM CABLE RJ45 IP 20 RJ45 IP 20 CAT.6A / CLASS EA (ISO/IEC 11801 2010) PUR 6 M | 14
4655 | 8909650065 | SYSTEM CABLE RJ45 IP 20 RJ45 IP 20 CAT.6A / CLASS EA (ISO/IEC 11801 2010) PUR 6.5 M | 14
4656 | 8909650550 | SYSTEM CABLE RJ45 IP 20 RJ45 IP 20 CAT.6A / CLASS EA (ISO/IEC 11801 2010) PUR 55 M | 14
4657 | 8909650800 | SYSTEM CABLE RJ45 IP 20 RJ45 IP 20 CAT.6A / CLASS EA (ISO/IEC 11801 2010) PUR 80 M | 14
4658 | 8941350080 | SYSTEM CABLE RJ45 IP 20 RJ45 IP 20 CAT.6A / CLASS EA (ISO/IEC 11801 2010) PUR 8 M | 14
4659 | 9456102500 | SENSOR/ACTUATOR LINE ONE END WITHOUT CONNECTOR M12 N OF POLES : 4 25 M PIN STRAIGHT SHIELDED: NO LED: NO SHEATH MATERIAL: PUR HALOGEN: NO | 0
4660 | 9456140400 | SENSOR/ACTUATOR LINE ONE END WITHOUT CONNECTOR M12 N OF POLES : 5 4 M SHIELDED: YES LED: NO SHEATH MATERIAL: PUR HALOGEN: NO | 0
4661 | 9456153000 | SENSOR/ACTUATOR LINE ONE END WITHOUT CONNECTOR M8 N OF POLES : 4 30 M SOCKET ANGLED SHIELDED: NO LED: NO SHEATH MATERIAL: PUR HALOGEN: NO | 0
4662 | 9456670200 | SENSOR/ACTUATOR LINE CONNECTING LINE N OF POLES : 4 2 M SHIELDED: NO LED: NO SHEATH MATERIAL: PUR HALOGEN: NO | 0
4663 | 9457711100 | VALVE PLUG ONE END WITHOUT CONNECTOR - VALVE PLUG | 61
4664 | 9457850400 | SENSOR/ACTUATOR LINE ONE END WITHOUT CONNECTOR M8 N OF POLES : 4 4 M FEMALE SOCKET STRAIGHT SHIELDED: NO LED: NO SHEATH MATERIAL: PUR HALOGEN: NO | 0
4665 | 9457850600 | SENSOR/ACTUATOR LINE ONE END WITHOUT CONNECTOR M8 N OF POLES : 4 6 M FEMALE SOCKET STRAIGHT SHIELDED: NO LED: NO SHEATH MATERIAL: PUR HALOGEN: NO | 0
4666 | 9457850700 | SENSOR/ACTUATOR LINE ONE END WITHOUT CONNECTOR M8 N OF POLES : 4 7 M FEMALE SOCKET STRAIGHT SHIELDED: NO LED: NO SHEATH MATERIAL: PUR HALOGEN: NO | 0
4667 | 9457853500 | SENSOR/ACTUATOR LINE ONE END WITHOUT CONNECTOR M8 N OF POLES : 4 35 M FEMALE SOCKET STRAIGHT SHIELDED: NO LED: NO SHEATH MATERIAL: PUR HALOGEN: NO | 0
4668 | 9457900070 | SENSOR/ACTUATOR LINE CONNECTING LINE M12 / M12 N OF POLES : 5 0.7 M PIN 90° - SOCKET 90° SHIELDED: NO LED: NO SHEATH MATERIAL: PUR HALOGEN: NO | 0
4669 | 9457900080 | SENSOR/ACTUATOR LINE CONNECTING LINE M12 / M12 N OF POLES : 5 0.8 M PIN 90° - SOCKET 90° SHIELDED: NO LED: NO SHEATH MATERIAL: PUR HALOGEN: NO | 0
4670 | 9457900085 | SENSOR/ACTUATOR LINE CONNECTING LINE M12 / M12 N OF POLES : 5 0.85 M SHIELDED: NO LED: NO SHEATH MATERIAL: PUR HALOGEN: NO | 0
4671 | 9457900100 | SENSOR/ACTUATOR LINE CONNECTING LINE M12 / M12 N OF POLES : 5 1 M PIN 90° - SOCKET 90° SHIELDED: NO LED: NO SHEATH MATERIAL: PUR HALOGEN: NO | 0
4672 | 9457912500 | SENSOR/ACTUATOR LINE ONE END WITHOUT CONNECTOR M12 N OF POLES : 5 25 M FEMALE SOCKET STRAIGHT SHIELDED: NO LED: NO SHEATH MATERIAL: PUR HALOGEN: NO | 0
4673 | 9457952500 | SENSOR/ACTUATOR LINE ONE END WITHOUT CONNECTOR M12 N OF POLES : 4 25 M SHIELDED: NO LED: NO SHEATH MATERIAL: PUR HALOGEN: NO | 0
4674 | 2512840000 | AUTOMATION PRODUCTS - U-REMOTE IP67 PROFINET V2.3 ETHERNET/IP ETHERCAT MULTIPROTOCOL | 224
4675 | 2621400000 | THM DEVICE MARKERS 6 X | 86
4676 | 2621490000 | SLIMFIX CONDUCTOR AND CABLE MARKERS 7 - 26 X 15 MM | 12
4677 | 2621480000 | SLIMFIX CONDUCTOR AND CABLE MARKERS 7 - 60 X 13 MM | 12
4678 | 2621440000 | SLIMFIX CONDUCTOR AND CABLE MARKERS 7 - 60 X 13 MM | 12
4679 | 2591070000 | SURGE VOLTAGE ARRESTER LOW VOLTAGE SURGE PROTECTION WITH REMOTE CONTACT SINGLE-PHASE TN TN-S TT IT WITH N IT WITHOUT N | 68
4680 | 2591140000 | SURGE VOLTAGE ARRESTER LOW VOLTAGE SURGE PROTECTION TN-C-S TN-S | 24
4681 | 2591080000 | SURGE VOLTAGE ARRESTER LOW VOLTAGE SURGE PROTECTION TN-C-S TN-S TT IT WITH N IT WITHOUT N | 68
4682 | 2591560000 | SURGE VOLTAGE ARRESTER LOW VOLTAGE SURGE PROTECTION WITH REMOTE CONTACT TN-C-S TN-S | 24
4683 | 2599430000 | MARKING SYSTEMS THERMOTRANSFER PRINTER THERMOTRANSFER 300 DPI MULTIMARK SHRINK-FIT SLEEVES LABEL REEL | 662
4684 | 2635990000 | SIGNAL MODULE | 142
4685 | 2726790000 | SURGE VOLTAGE ARRESTER LOW VOLTAGE SURGE PROTECTION LEAKAGE-CURRENT-FREE WITH REMOTE CONTACT TN-C-S TN-S | 24
4686 | 2682080000 | GROUP MARKERS TERMINAL MARKER 26 X 3.5 MM PITCH IN MM (P): 3.50 WEIDMUELLER | 13
4687 | 7789683050 | PRE-ASSEMBLED CABLE PAC CABLE LIYY 0.25 MM² | 2
4688 | 2674920000 | FEED-THROUGH TERMINAL PUSH IN 6 MM² 800 V 41 A | 15
4689 | 2682250000 | NETWORK SWITCH MANAGED FAST ETHERNET N OF PORTS: 5X RJ45 IP30 -40 °C...75 °C | 50
4690 | 2682280000 | NETWORK SWITCH MANAGED FAST ETHERNET N OF PORTS: 8X RJ45 IP30 -40 °C...75 °C | 50
4691 | 2715590000 | MARKING SYSTEMS INK JET TECHNOLOGY MULTICARD METALLICARD | 1073
4692 | 2710090000 | TEST-DISCONNECT TERMINAL SCREW CONNECTION 6 MM² 500 V 30 A DARK | 36
4693 | 1010840020 | SYSTEM CABLE M12 D-CODE ? IP 67 STRAIGHT PIN OPEN CAT.5 (ISO/IEC 11801) / CAT.5E (TIA T568-B) RADOX GKW S 2 M | 11
4694 | 1010840085 | SYSTEM CABLE M12 D-CODE ? IP 67 STRAIGHT PIN OPEN CAT.5 (ISO/IEC 11801) / CAT.5E (TIA T568-B) RADOX GKW S 8.5 M | 11
4695 | 1010850003 | SYSTEM CABLE M12 D-CODE ? IP 67 STRAIGHT PIN M12 D-CODE ? IP 67 STRAIGHT PIN CAT.5 (ISO/IEC 11801) / CAT.5E (TIA T568-B) RADOX GKW S 0.3 M | 11
4696 | 1010850025 | SYSTEM CABLE M12 D-CODE ? IP 67 STRAIGHT PIN M12 D-CODE ? IP 67 STRAIGHT PIN CAT.5 (ISO/IEC 11801) / CAT.5E (TIA T568-B) RADOX GKW S 2.5 M | 11
4697 | 1010850065 | SYSTEM CABLE M12 D-CODE ? IP 67 STRAIGHT PIN M12 D-CODE ? IP 67 STRAIGHT PIN CAT.5 (ISO/IEC 11801) / CAT.5E (TIA T568-B) RADOX GKW S 6.5 M | 11
4698 | 1010851000 | SYSTEM CABLE M12 D-CODE ? IP 67 STRAIGHT PIN M12 D-CODE ? IP 67 STRAIGHT PIN CAT.5 (ISO/IEC 11801) / CAT.5E (TIA T568-B) RADOX GKW S 100 M | 11
4699 | 1092921500 | SENSOR/ACTUATOR LINE ONE END WITHOUT CONNECTOR N OF POLES : 4 15 M SHIELDED: NO LED: NO SHEATH MATERIAL: PUR HALOGEN: NO | 0
4700 | 1217040010 | BUS LINE CONNECTING LINE M12 / M12 N OF POLES: 5 0.1 M SHIELDED: YES LED: NO SHEATH MATERIAL: PUR HALOGEN: NO | 0
4701 | 1217040050 | BUS LINE CONNECTING LINE M12 / M12 N OF POLES: 5 0.5 M SHIELDED: YES LED: NO SHEATH MATERIAL: PUR HALOGEN: NO | 0
4702 | 1217040100 | BUS LINE CONNECTING LINE M12 / M12 N OF POLES: 5 1 M SHIELDED: YES LED: NO SHEATH MATERIAL: PUR HALOGEN: NO | 0
4703 | 1217040250 | BUS LINE CONNECTING LINE M12 / M12 N OF POLES: 5 2.5 M SHIELDED: YES LED: NO SHEATH MATERIAL: PUR HALOGEN: NO | 0
4704 | 1292192000 | SENSOR/ACTUATOR LINE 7/8" N OF POLES : 5 (4 + PE) 20 M SHIELDED: NO LED: NO SHEATH MATERIAL: PUR HALOGEN: NO | 0
4705 | 1292621500 | SENSOR/ACTUATOR LINE ONE END WITHOUT CONNECTOR M12 N OF POLES : 3 15 M SHIELDED: NO LED: YES SHEATH MATERIAL: PUR HALOGEN: NO | 0
4706 | 1292623000 | SENSOR/ACTUATOR LINE ONE END WITHOUT CONNECTOR M12 N OF POLES : 3 30 M SHIELDED: NO LED: YES SHEATH MATERIAL: PUR HALOGEN: NO | 0
4707 | 1315350000 | REMOTE I/O MODULE IP20 DIGITAL SIGNALS INPUT 4-CHANNEL | 79
4708 | 1315400000 | REMOTE I/O MODULE IP20 DIGITAL SIGNALS INPUT PLC | 1217
4709 | 1315410000 | REMOTE I/O MODULE IP20 DIGITAL SIGNALS OUTPUT 4-CHANNEL | 79
4710 | 1315420000 | REMOTE I/O MODULE IP20 DIGITAL SIGNALS OUTPUT 4-CHANNEL 2 A PER CHANNEL | 79
4711 | 1315450000 | REMOTE I/O MODULE IP20 DIGITAL SIGNALS OUTPUT PLC | 423
4712 | 1329200020 | PRE-ASSEMBLED CABLE PAC CABLE LIYY 0.25 MM² | 2
4713 | 1336600000 | HDC ENCLOSURES SIZE: 4 PROTECTION DEGREE: IP65 IP65 (IN PLUGGED CONDITION) CABLE ENTRY FROM TOP PLUG HOUSING SIDE-LOCKING CLAMP ON LOWER SIDE HIGH SIZE OF CABLE ENTRIES: M 20 | 6
4714 | 1350950000 | REPLACEMENT PART FLANGE-MOUNTED HOUSING | 637
4715 | 1373780060 | PRE-ASSEMBLED CABLE PAC CABLE LIYCY 0.34 MM² | 2
4716 | 1412080000 | NETWORK SWITCH UNMANAGED FAST ETHERNET N OF PORTS: 7X RJ45 1 * SC MULTI-MODE IP30 -40 °C...75 °C | 50
4717 | 1412100000 | NETWORK SWITCH UNMANAGED FAST ETHERNET N OF PORTS: 7X RJ45 1 * ST MULTI-MODE IP30 -40 °C...75 °C | 50
4718 | 1413920000 | Y CONNECTOR 7/8" | 579
4719 | 1416410000 | PROTECTED COMPONENT ASSEMBLIES PROTECTIVE CAP | 156
4720 | 1418050000 | BUILT-IN PLUGS 7/8" M 20 N OF POLES: 4 0.2 M | 432
4721 | 1421710010 | SYSTEM CABLE RJ45 IP 20 RJ45 IP 20 CAT.5 (ISO/IEC 11801) RADOX GKW S 1 M | 14
4722 | 1421710020 | SYSTEM CABLE RJ45 IP 20 RJ45 IP 20 CAT.5 (ISO/IEC 11801) RADOX GKW S 2 M | 14
4723 | 1421710030 | SYSTEM CABLE RJ45 IP 20 RJ45 IP 20 CAT.5 (ISO/IEC 11801) RADOX GKW S 3 M | 14
4724 | 1421710050 | SYSTEM CABLE RJ45 IP 20 RJ45 IP 20 CAT.5 (ISO/IEC 11801) RADOX GKW S 5 M | 14
4725 | 1421710100 | SYSTEM CABLE RJ45 IP 20 RJ45 IP 20 CAT.5 (ISO/IEC 11801) RADOX GKW S 10 M | 14
4726 | 1421710200 | SYSTEM CABLE RJ45 IP 20 RJ45 IP 20 CAT.5 (ISO/IEC 11801) RADOX GKW S 20 M | 14
4727 | 1422760000 | PROTECTED COMPONENT ASSEMBLIES PROTECTIVE CAP | 156
4728 | 1424270300 | SENSOR/ACTUATOR LINE ONE END WITHOUT CONNECTOR M12 N OF POLES : 12 3 M FEMALE SOCKET STRAIGHT SHIELDED: YES LED: NO SHEATH MATERIAL: PUR HALOGEN: NO | 0
4729 | 1424270500 | SENSOR/ACTUATOR LINE ONE END WITHOUT CONNECTOR M12 N OF POLES : 12 5 M FEMALE SOCKET STRAIGHT SHIELDED: YES LED: NO SHEATH MATERIAL: PUR HALOGEN: NO | 0
4730 | 1424280150 | SENSOR/ACTUATOR LINE ONE END WITHOUT CONNECTOR M12 N OF POLES : 12 1.5 M SOCKET ANGLED SHIELDED: YES LED: NO SHEATH MATERIAL: PUR HALOGEN: NO | 0
4731 | 1424280300 | SENSOR/ACTUATOR LINE ONE END WITHOUT CONNECTOR M12 N OF POLES : 12 3 M SOCKET ANGLED SHIELDED: YES LED: NO SHEATH MATERIAL: PUR HALOGEN: NO | 0
4732 | 1424280500 | SENSOR/ACTUATOR LINE ONE END WITHOUT CONNECTOR M12 N OF POLES : 12 5 M SOCKET ANGLED SHIELDED: YES LED: NO SHEATH MATERIAL: PUR HALOGEN: NO | 0
4733 | 1424280750 | SENSOR/ACTUATOR LINE ONE END WITHOUT CONNECTOR M12 N OF POLES : 12 7.5 M SOCKET ANGLED SHIELDED: YES LED: NO SHEATH MATERIAL: PUR HALOGEN: NO | 0
4734 | 1424281000 | SENSOR/ACTUATOR LINE ONE END WITHOUT CONNECTOR M12 N OF POLES : 12 10 M SOCKET ANGLED SHIELDED: YES LED: NO SHEATH MATERIAL: PUR HALOGEN: NO | 0
4735 | 1433930005 | PATCH CABLE DUPLEX CLIP INCLUDED LC-DUPLEX IP 20 LC-DUPLEX IP 20 62.5 ΜM LSZH 0.5 M | 125
4736 | 1433930010 | PATCH CABLE DUPLEX CLIP INCLUDED LC-DUPLEX IP 20 LC-DUPLEX IP 20 62.5 ΜM LSZH 1 M | 125
4737 | 1433930020 | PATCH CABLE DUPLEX CLIP INCLUDED LC-DUPLEX IP 20 LC-DUPLEX IP 20 62.5 ΜM LSZH 2 M | 125
4738 | 1433930030 | PATCH CABLE DUPLEX CLIP INCLUDED LC-DUPLEX IP 20 LC-DUPLEX IP 20 62.5 ΜM LSZH 3 M | 125
4739 | 1433930050 | PATCH CABLE DUPLEX CLIP INCLUDED LC-DUPLEX IP 20 LC-DUPLEX IP 20 62.5 ΜM LSZH 5 M | 125
4740 | 1433930100 | PATCH CABLE DUPLEX CLIP INCLUDED LC-DUPLEX IP 20 LC-DUPLEX IP 20 62.5 ΜM LSZH 10 M | 125
4741 | 1433940005 | PATCH CABLE DUPLEX CLIP INCLUDED LC-DUPLEX IP 20 LC-DUPLEX IP 20 50 ΜM LSZH 0.5 M | 125
4742 | 1433940030 | PATCH CABLE DUPLEX CLIP INCLUDED LC-DUPLEX IP 20 LC-DUPLEX IP 20 50 ΜM LSZH 3 M | 125
4743 | 1433940100 | PATCH CABLE DUPLEX CLIP INCLUDED LC-DUPLEX IP 20 LC-DUPLEX IP 20 50 ΜM LSZH 10 M | 125
4744 | 1433950005 | PATCH CABLE DUPLEX CLIP INCLUDED LC-DUPLEX IP 20 LC-DUPLEX IP 20 9 ΜM LSZH 0.5 M | 125
4745 | 1433950010 | PATCH CABLE DUPLEX CLIP INCLUDED LC-DUPLEX IP 20 LC-DUPLEX IP 20 9 ΜM LSZH 1 M | 125
4746 | 1433950020 | PATCH CABLE DUPLEX CLIP INCLUDED LC-DUPLEX IP 20 LC-DUPLEX IP 20 9 ΜM LSZH 2 M | 125
4747 | 1433950030 | PATCH CABLE DUPLEX CLIP INCLUDED LC-DUPLEX IP 20 LC-DUPLEX IP 20 9 ΜM LSZH 3 M | 125
4748 | 1433950050 | PATCH CABLE DUPLEX CLIP INCLUDED LC-DUPLEX IP 20 LC-DUPLEX IP 20 9 ΜM LSZH 5 M | 125
4749 | 1433950100 | PATCH CABLE DUPLEX CLIP INCLUDED LC-DUPLEX IP 20 LC-DUPLEX IP 20 9 ΜM LSZH 10 M | 125
4750 | 1433960030 | PATCH CABLE DUPLEX CLIP INCLUDED SC DUPLEX IP 20 SC DUPLEX IP 20 62.5 ΜM LSZH 3 M | 125
4751 | 1433970030 | PATCH CABLE DUPLEX CLIP INCLUDED SC DUPLEX IP 20 SC DUPLEX IP 20 50 ΜM LSZH 3 M | 125
4752 | 1433970050 | PATCH CABLE DUPLEX CLIP INCLUDED SC DUPLEX IP 20 SC DUPLEX IP 20 50 ΜM LSZH 5 M | 125
4753 | 1433970100 | PATCH CABLE DUPLEX CLIP INCLUDED SC DUPLEX IP 20 SC DUPLEX IP 20 50 ΜM LSZH 10 M | 125
4754 | 1433980005 | PATCH CABLE ST IP 20 ST IP 20 62.5 ΜM LSZH 0.5 M | 262
4755 | 1433980010 | PATCH CABLE ST IP 20 ST IP 20 62.5 ΜM LSZH 1 M | 262
4756 | 1433980020 | PATCH CABLE ST IP 20 ST IP 20 62.5 ΜM LSZH 2 M | 262
4757 | 1433980030 | PATCH CABLE ST IP 20 ST IP 20 62.5 ΜM LSZH 3 M | 262
4758 | 1433980100 | PATCH CABLE ST IP 20 ST IP 20 62.5 ΜM LSZH 10 M | 262
4759 | 1433990005 | PATCH CABLE ST IP 20 ST IP 20 50 ΜM LSZH 0.5 M | 262
4760 | 1433990010 | PATCH CABLE ST IP 20 ST IP 20 50 ΜM LSZH 1 M | 262
4761 | 1433990020 | PATCH CABLE ST IP 20 ST IP 20 50 ΜM LSZH 2 M | 262
4762 | 1433990050 | PATCH CABLE ST IP 20 ST IP 20 50 ΜM LSZH 5 M | 262
4763 | 1433990100 | PATCH CABLE ST IP 20 ST IP 20 50 ΜM LSZH 10 M | 262
4764 | 1435410000 | SHIELD CLAMP | 499
4765 | 1435430000 | SHIELD CLAMP | 499
4766 | 1435440000 | SHIELD CLAMP | 499
4767 | 1436710100 | BUILT-IN PLUGS M12 PG 9 N OF POLES: 5 1 M | 75
4768 | 1438000000 | SURGE VOLTAGE ARRESTER LOW VOLTAGE WITH REMOTE CONTACT TN-C-S TN-S | 24
4769 | 1438010000 | SURGE VOLTAGE ARRESTER LOW VOLTAGE WITHOUT TELECOMM. CONTACT TN-C-S TN-S | 24
4770 | 1444180150 | SENSOR/ACTUATOR LINE ONE END WITHOUT CONNECTOR M8 N OF POLES : 3 1.5 M FEMALE SOCKET STRAIGHT SHIELDED: NO LED: YES SHEATH MATERIAL: PUR HALOGEN: NO | 0
4771 | 1444180300 | SENSOR/ACTUATOR LINE ONE END WITHOUT CONNECTOR M8 N OF POLES : 3 3 M FEMALE SOCKET STRAIGHT SHIELDED: NO LED: YES SHEATH MATERIAL: PUR HALOGEN: NO | 0
4772 | 1444180500 | SENSOR/ACTUATOR LINE ONE END WITHOUT CONNECTOR M8 N OF POLES : 3 5 M FEMALE SOCKET STRAIGHT SHIELDED: NO LED: YES SHEATH MATERIAL: PUR HALOGEN: NO | 0
4773 | 1444181000 | SENSOR/ACTUATOR LINE ONE END WITHOUT CONNECTOR M8 N OF POLES : 3 10 M FEMALE SOCKET STRAIGHT SHIELDED: NO LED: YES SHEATH MATERIAL: PUR HALOGEN: NO | 0
4774 | 1444210000 | W-SERIES FUSE TERMINAL RATED CROSS-SECTION: 25 MM² SCREW CONNECTION | 7
4775 | 1444220000 | W-SERIES FUSE TERMINAL RATED CROSS-SECTION: 25 MM² SCREW CONNECTION | 7
4776 | 1444680000 | HEAVY-DUTY CONNECTORS ACCESSORIES GRIP PANEL | 112
4777 | 1444710000 | HEAVY-DUTY CONNECTORS ACCESSORIES GRIP PANEL | 112
4778 | 1444720000 | HEAVY-DUTY CONNECTORS ACCESSORIES GRIP PANEL | 112
4779 | 1444730000 | HEAVY-DUTY CONNECTORS ACCESSORIES GRIP PANEL | 112
4780 | 1462090050 | PRE-ASSEMBLED CABLE PAC CABLE LIYY 0.25 MM² | 2
4781 | 1462110010 | PRE-ASSEMBLED CABLE PAC CABLE LIYY 0.25 MM² | 2
4782 | 1462110020 | PRE-ASSEMBLED CABLE PAC CABLE LIYY 0.25 MM² | 2
4783 | 1462110030 | PRE-ASSEMBLED CABLE PAC CABLE LIYY 0.25 MM² | 2
4784 | 1462150030 | PRE-ASSEMBLED CABLE PAC CABLE LIYCY 0.25 MM² | 2
4785 | 1462160010 | PRE-ASSEMBLED CABLE PAC CABLE LIYCY 0.25 MM² | 2
4786 | 1462160015 | PRE-ASSEMBLED CABLE PAC CABLE LIYCY 0.25 MM² | 2
4787 | 1463640200 | SYSTEM CABLE M12 X-TYPE IP 67 STRAIGHT MALE M12 X-TYPE IP 67 STRAIGHT MALE CAT.6A / CLASS EA (ISO/IEC 11801 2010) PUR 20 M | 39
4788 | 1463650010 | SYSTEM CABLE OPEN M12 X-TYPE IP 67 STRAIGHT MALE CAT.6A / CLASS EA (ISO/IEC 11801 2010) PUR 1 M | 39
4789 | 1463650030 | SYSTEM CABLE OPEN M12 X-TYPE IP 67 STRAIGHT MALE CAT.6A / CLASS EA (ISO/IEC 11801 2010) PUR 3 M | 39
4790 | 1463650050 | SYSTEM CABLE OPEN M12 X-TYPE IP 67 STRAIGHT MALE CAT.6A / CLASS EA (ISO/IEC 11801 2010) PUR 5 M | 39
4791 | 1463650100 | SYSTEM CABLE OPEN M12 X-TYPE IP 67 STRAIGHT MALE CAT.6A / CLASS EA (ISO/IEC 11801 2010) PUR 10 M | 39
4792 | 1465850260 | SYSTEM CABLE V14 HYBRID (SHIELDED) V14 HYBRID (SHIELDED) PVC 26 M HYBRID | 383
4793 | 1465870150 | SENSOR/ACTUATOR LINE ONE END WITHOUT CONNECTOR M12 / M8 N OF POLES : 3 1.5 M FEMALE SOCKET STRAIGHT SHIELDED: NO LED: NO SHEATH MATERIAL: PVC HALOGEN: YES | 0
4794 | 1465870500 | SENSOR/ACTUATOR LINE ONE END WITHOUT CONNECTOR M12 / M8 N OF POLES : 3 5 M FEMALE SOCKET STRAIGHT SHIELDED: NO LED: NO SHEATH MATERIAL: PVC HALOGEN: YES | 0
4795 | 1465871000 | SENSOR/ACTUATOR LINE ONE END WITHOUT CONNECTOR M12 / M8 N OF POLES : 3 10 M FEMALE SOCKET STRAIGHT SHIELDED: NO LED: NO SHEATH MATERIAL: PVC HALOGEN: YES | 0
4796 | 1466130150 | SENSOR/ACTUATOR LINE CONNECTING LINE M12 / M12 N OF POLES : 3 1.5 M TWIN CABLING SHIELDED: NO LED: NO SHEATH MATERIAL: PVC HALOGEN: YES | 0
4797 | 1466130500 | SENSOR/ACTUATOR LINE CONNECTING LINE M12 / M12 N OF POLES : 3 5 M TWIN CABLING SHIELDED: NO LED: NO SHEATH MATERIAL: PVC HALOGEN: YES | 0
4798 | 1466210150 | SENSOR/ACTUATOR LINE CONNECTING LINE M12 / M12 N OF POLES : 3 1.5 M TWIN CABLING SHIELDED: NO LED: YES SHEATH MATERIAL: PVC HALOGEN: YES | 0
4799 | 1466210500 | SENSOR/ACTUATOR LINE CONNECTING LINE M12 / M12 N OF POLES : 3 5 M TWIN CABLING SHIELDED: NO LED: YES SHEATH MATERIAL: PVC HALOGEN: YES | 0
4800 | 1466211000 | SENSOR/ACTUATOR LINE CONNECTING LINE M12 / M12 N OF POLES : 3 10 M TWIN CABLING SHIELDED: NO LED: YES SHEATH MATERIAL: PVC HALOGEN: YES | 0
4801 | 1466350150 | SENSOR/ACTUATOR LINE CONNECTING LINE M12 / M8 N OF POLES : 3 1.5 M TWIN CABLING SOCKET STRAIGHT SHIELDED: NO LED: NO SHEATH MATERIAL: PVC HALOGEN: YES | 0
4802 | 1466350500 | SENSOR/ACTUATOR LINE CONNECTING LINE M12 / M8 N OF POLES : 3 5 M TWIN CABLING SOCKET STRAIGHT SHIELDED: NO LED: NO SHEATH MATERIAL: PVC HALOGEN: YES | 0
4803 | 1466351000 | SENSOR/ACTUATOR LINE CONNECTING LINE M12 / M8 N OF POLES : 3 10 M TWIN CABLING SOCKET STRAIGHT SHIELDED: NO LED: NO SHEATH MATERIAL: PVC HALOGEN: YES | 0
4804 | 1466360150 | SENSOR/ACTUATOR LINE CONNECTING LINE M12 / M8 N OF POLES : 3 1.5 M TWIN CABLING SHIELDED: NO LED: NO SHEATH MATERIAL: PVC HALOGEN: YES | 0
4805 | 1466360500 | SENSOR/ACTUATOR LINE CONNECTING LINE M12 / M8 N OF POLES : 3 5 M TWIN CABLING SHIELDED: NO LED: NO SHEATH MATERIAL: PVC HALOGEN: YES | 0
4806 | 1466361000 | SENSOR/ACTUATOR LINE CONNECTING LINE M12 / M8 N OF POLES : 3 10 M TWIN CABLING SHIELDED: NO LED: NO SHEATH MATERIAL: PVC HALOGEN: YES | 0
4807 | 1467560000 | SOCKETS PREFABRICATED TO CUSTOMER SPEC. M8 FEMALE SOCKET STRAIGHT | 35
4808 | 1467590000 | BUILT-IN PLUGS M8 THREAD PIN STRAIGHT M 8 N OF POLES: 8 0.2 M | 331
4809 | 1467620000 | BUILT-IN PLUGS M8 THREAD PIN STRAIGHT M 8 N OF POLES: 8 0.2 M | 331
4810 | 1467640000 | BUILT-IN PLUGS M8 THREAD FEMALE SOCKET STRAIGHT M 8 N OF POLES: 8 0.2 M | 122
4811 | 1543680000 | FRONTCOM SET | 498
4812 | 1543710000 | FRONTCOM INSERT PLATE UNSHIELDED 1X POWER US 1X DATA 1 X FUSE | 218
4813 | 1545720000 | SIGNAL CONVERTER/ISOLATOR 90?264 V AC POWER SUPPLY INPUT : I/U UNIVERSAL OUTPUT : I/U UNIVERSAL | 279
4814 | 1546590000 | FRONTCOM INSERT POWER LARGE TYPE I SOCKET CONNECTOR AU 10 A | 237
4815 | 1549700000 | SURGE VOLTAGE ARRESTER LOW VOLTAGE ACCESSORIES SPARE ARRESTER | 135
4816 | 1550600000 | SUB-D | 132
4817 | 1550610000 | SUB-D | 132
4818 | 1555280000 | SUB-D | 132
4819 | 1555330150 | SENSOR/ACTUATOR LINE ONE END WITHOUT CONNECTOR M8 N OF POLES : 8 1.5 M PIN STRAIGHT SHIELDED: NO LED: NO SHEATH MATERIAL: PUR HALOGEN: NO | 0
4820 | 1555330500 | SENSOR/ACTUATOR LINE ONE END WITHOUT CONNECTOR M8 N OF POLES : 8 5 M PIN STRAIGHT SHIELDED: NO LED: NO SHEATH MATERIAL: PUR HALOGEN: NO | 0
4821 | 1555340150 | SENSOR/ACTUATOR LINE ONE END WITHOUT CONNECTOR M8 N OF POLES : 8 1.5 M PIN 90° SHIELDED: NO LED: NO SHEATH MATERIAL: PUR HALOGEN: NO | 0
4822 | 1555371000 | SENSOR/ACTUATOR LINE ONE END WITHOUT CONNECTOR M8 N OF POLES : 8 10 M FEMALE SOCKET STRAIGHT SHIELDED: NO LED: NO SHEATH MATERIAL: PUR HALOGEN: NO | 0
4823 | 1555380150 | SENSOR/ACTUATOR LINE ONE END WITHOUT CONNECTOR M8 N OF POLES : 8 1.5 M SOCKET ANGLED SHIELDED: NO LED: NO SHEATH MATERIAL: PUR HALOGEN: NO | 0
4824 | 1818142500 | SENSOR/ACTUATOR LINE ONE END WITHOUT CONNECTOR M23 N OF POLES: 19 25 M SOCKET ANGLED SHIELDED: NO LED: NO SHEATH MATERIAL: PUR HALOGEN: NO | 0
4825 | 1818144500 | SENSOR/ACTUATOR LINE ONE END WITHOUT CONNECTOR M23 N OF POLES: 19 45 M SOCKET ANGLED SHIELDED: NO LED: NO SHEATH MATERIAL: PUR HALOGEN: NO | 0
4826 | 1873300060 | BUS LINE ONE END WITHOUT CONNECTOR M12 N OF POLES: 2 0.6 M SHIELDED: YES LED: NO SHEATH MATERIAL: PUR HALOGEN: NO | 0
4827 | 1906300080 | SENSOR/ACTUATOR LINE CONNECTING LINE M12 / M12 N OF POLES : 4 0.8 M SHIELDED: NO LED: NO SHEATH MATERIAL: PUR HALOGEN: NO | 0
4828 | 1906300220 | SENSOR/ACTUATOR LINE CONNECTING LINE M12 / M12 N OF POLES : 4 2.2 M SHIELDED: NO LED: NO SHEATH MATERIAL: PUR HALOGEN: NO | 0
4829 | 1925320200 | SENSOR/ACTUATOR LINE CONNECTING LINE M12 / M12 N OF POLES : 5 2 M SHIELDED: NO LED: NO SHEATH MATERIAL: PVC HALOGEN: YES | 0
4830 | 1925441500 | SENSOR/ACTUATOR LINE ONE END WITHOUT CONNECTOR M12 N OF POLES : 4 15 M PIN STRAIGHT SHIELDED: NO LED: NO SHEATH MATERIAL: PVC HALOGEN: YES | 0
4831 | 1925442500 | SENSOR/ACTUATOR LINE ONE END WITHOUT CONNECTOR M12 N OF POLES : 4 25 M PIN STRAIGHT SHIELDED: NO LED: NO SHEATH MATERIAL: PVC HALOGEN: YES | 0
4832 | 1925643000 | SENSOR/ACTUATOR LINE ONE END WITHOUT CONNECTOR M12 N OF POLES : 4 30 M SOCKET ANGLED SHIELDED: NO LED: NO SHEATH MATERIAL: PVC HALOGEN: YES | 0
4833 | 1925644000 | SENSOR/ACTUATOR LINE ONE END WITHOUT CONNECTOR M12 N OF POLES : 4 40 M SHIELDED: NO LED: NO SHEATH MATERIAL: PVC HALOGEN: YES | 0
4834 | 1925645000 | SENSOR/ACTUATOR LINE ONE END WITHOUT CONNECTOR M12 N OF POLES : 4 50 M SHIELDED: NO LED: NO SHEATH MATERIAL: PVC HALOGEN: YES | 0
4835 | 1926692500 | SENSOR/ACTUATOR LINE ONE END WITHOUT CONNECTOR M12 N OF POLES : 5 25 M PIN STRAIGHT SHIELDED: YES LED: NO SHEATH MATERIAL: PUR HALOGEN: NO | 0
4836 | 1989040000 | TERMSERIES RELAY N OF CONTACTS: 2 CO CONTACT AGNI RATED CONTROL VOLTAGE: 24 V DC CONTINUOUS CURRENT: 8 A PLUG-IN CONNECTION TEST BUTTON AVAILABLE: NO | 3
4837 | 1989060000 | TERMSERIES RELAY N OF CONTACTS: 2 CO CONTACT AGNI RATED CONTROL VOLTAGE: 12 V DC CONTINUOUS CURRENT: 8 A PLUG-IN CONNECTION TEST BUTTON AVAILABLE: NO | 3
4838 | 1989070000 | RIDERSERIES RCL RELAY N OF CONTACTS: 1 CO CONTACT AGNI RATED CONTROL VOLTAGE: 24 V DC CONTINUOUS CURRENT: 12 A PLUG-IN CONNECTION TEST BUTTON AVAILABLE: NO | 3
4839 | 1989080000 | TERMSERIES RELAY N OF CONTACTS: 2 CO CONTACT AGNI RATED CONTROL VOLTAGE: 48 V DC CONTINUOUS CURRENT: 8 A PLUG-IN CONNECTION TEST BUTTON AVAILABLE: NO | 3
4840 | 1989340000 | POWER DISTRIBUTOR M12 HOOD VERSION YES | 434
4841 | 1990630000 | JUNCTION BOX FREECON SUPPLY MODULE IP65 | 754
4842 | 1992910000 | SUBSTITUTE WIRE MANAGER CAT.5 (ISO/IEC 11801) PROFINET | 1153
4843 | 1992920000 | SUBSTITUTE WIRE MANAGER CAT.6A / CLASS EA (ISO/IEC 11801 2010) EIA/TIA T568 A | 526
4844 | 1992930000 | SUBSTITUTE WIRE MANAGER CAT.6A / CLASS EA (ISO/IEC 11801 2010) EIA/TIA T568 B | 526
4845 | 1993540000 | SPARE INSERT HOLDER VARIANT 5 TO IEC 61076-3-106 | 1211
4846 | 1993550030 | USB CABLE USB A USB A PVC 3 M | 454
4847 | 1993620000 | BUILT-IN PLUGS M12 FEMALE SOCKET STRAIGHT M 16 N OF POLES: 4 0.3 M FRONT MOUNTING | 122
4848 | 1993880000 | REMOTE I/O MODULE IP20 4-CHANNEL ANALOG SIGNALS INPUT CURRENT/VOLTAGE 16 BIT | 79
4849 | 2001810000 | DC/DC CONVERTER 24 V | 571
4850 | 2003150000 | FRONTCOM DOUBLE FRAME METAL COVER LOCKABLE WITH CABINET KEY (DAIMLER LOCK) | 315
4851 | 2003340000 | FRONTCOM STRIP (FOR MOUNTING SINGLE INSERT PLATES) | 1215
4852 | 2003820100 | DATA USE | 59
4853 | 2003850100 | DATA USE | 59
4854 | 2003890100 | DATA USE | 59
4855 | 2003920100 | DATA USE | 59
4856 | 2004310000 | SUB-D | 132
4857 | 2004810000 | FRONTCOM INSERT PLATE SHIELDED 1 X GFCI 1 X FUSE 2X DATA 1X SIGNAL | 790
4858 | 2004890000 | FRONTCOM INSERT PLATE UNSHIELDED | 784
4859 | 2005070000 | INK RIBBON | 394
4860 | 2007230000 | FRONTCOM INSERT POWER LARGE TYPE E SOCKET CONNECTOR FR ORANGE | 237
4861 | 2007270000 | PROTECTED COMPONENT ASSEMBLIES PROTECTIVE CAP | 156
4862 | 2009620000 | POWER DISTRIBUTOR M12 HOOD VERSION YES | 434
4863 | 2022050000 | KLIPPON TB (TERMINAL BOX) MOUNTING PLATE PREPUNCHED HEIGHT: 174 MM WIDTH: 91 MM DEPTH: 1.5 MM MATERIAL: SHEET STEEL GALVANIZED | 4
4864 | 2022590000 | KLIPPON TB (TERMINAL BOX) MOUNTING PLATE PREPUNCHED HEIGHT: 403 MM WIDTH: 321 MM DEPTH: 1.5 MM MATERIAL: SHEET STEEL GALVANIZED | 4
4865 | 2022610000 | KLIPPON TB (TERMINAL BOX) MOUNTING PLATE PREPUNCHED HEIGHT: 425 MM WIDTH: 419 MM DEPTH: 1.5 MM MATERIAL: SHEET STEEL GALVANIZED | 4
4866 | 2022650000 | KLIPPON TB (TERMINAL BOX) MOUNTING PLATE PREPUNCHED HEIGHT: 495 MM WIDTH: 289 MM DEPTH: 1.5 MM MATERIAL: SHEET STEEL GALVANIZED | 4
4867 | 2022670000 | KLIPPON TB (TERMINAL BOX) MOUNTING PLATE PREPUNCHED HEIGHT: 565 MM WIDTH: 389 MM DEPTH: 12 MM MATERIAL: SHEET STEEL GALVANIZED | 531
4868 | 2022740000 | KLIPPON TB (TERMINAL BOX) MOUNTING PLATE PREPUNCHED HEIGHT: 859 MM WIDTH: 549 MM DEPTH: 12 MM MATERIAL: SHEET STEEL GALVANIZED | 4
4869 | 2022760000 | KLIPPON TB (TERMINAL BOX) MOUNTING PLATE PREPUNCHED HEIGHT: 926 MM WIDTH: 680 MM DEPTH: 12 MM MATERIAL: SHEET STEEL GALVANIZED | 4
4870 | 2022770000 | KLIPPON TB (TERMINAL BOX) FLANGE PLATE HEIGHT: 146 MM WIDTH: 100 MM DEPTH: 3 MM GLAND PLATES: TOP BOTTOM MATERIAL: STAINLESS STEEL 1.4404 ELECTROPOLISHED | 4
4871 | 2022900000 | KLIPPON TB (TERMINAL BOX) FLANGE PLATE HEIGHT: 177 MM WIDTH: 100 MM DEPTH: 3 MM GLAND PLATES: LEFT RIGHT MATERIAL: STAINLESS STEEL 1.4404 ELECTROPOLISHED | 4
4872 | 2023090000 | KLIPPON TB (TERMINAL BOX) FLANGE PLATE HEIGHT: 208 MM WIDTH: 117 MM DEPTH: 3 MM GLAND PLATES: LEFT RIGHT MATERIAL: STAINLESS STEEL 1.4404 ELECTROPOLISHED | 4
4873 | 2023100000 | KLIPPON TB (TERMINAL BOX) FLANGE PLATE HEIGHT: 250 MM WIDTH: 167 MM DEPTH: 3 MM GLAND PLATES: TOP BOTTOM MATERIAL: STAINLESS STEEL 1.4404 ELECTROPOLISHED | 4
4874 | 2023110000 | KLIPPON TB (TERMINAL BOX) FLANGE PLATE HEIGHT: 204 MM WIDTH: 167 MM DEPTH: 3 MM GLAND PLATES: LEFT RIGHT MATERIAL: STAINLESS STEEL 1.4404 ELECTROPOLISHED | 4
4875 | 2023120000 | KLIPPON TB (TERMINAL BOX) FLANGE PLATE HEIGHT: 300 MM WIDTH: 117 MM DEPTH: 3 MM GLAND PLATES: TOP BOTTOM MATERIAL: STAINLESS STEEL 1.4404 ELECTROPOLISHED | 4
4876 | 2023130000 | KLIPPON TB (TERMINAL BOX) FLANGE PLATE HEIGHT: 254 MM WIDTH: 117 MM DEPTH: 3 MM GLAND PLATES: LEFT RIGHT MATERIAL: STAINLESS STEEL 1.4404 ELECTROPOLISHED | 4
4877 | 2023140000 | KLIPPON TB (TERMINAL BOX) FLANGE PLATE HEIGHT: 296 MM WIDTH: 167 MM DEPTH: 3 MM GLAND PLATES: TOP BOTTOM MATERIAL: STAINLESS STEEL 1.4404 ELECTROPOLISHED | 4
4878 | 2023150000 | KLIPPON TB (TERMINAL BOX) FLANGE PLATE HEIGHT: 250 MM WIDTH: 167 MM DEPTH: 3 MM GLAND PLATES: LEFT RIGHT MATERIAL: STAINLESS STEEL 1.4404 ELECTROPOLISHED | 4
4879 | 2023160000 | KLIPPON TB (TERMINAL BOX) FLANGE PLATE HEIGHT: 254 MM WIDTH: 117 MM DEPTH: 3 MM GLAND PLATES: TOP BOTTOM MATERIAL: STAINLESS STEEL 1.4404 ELECTROPOLISHED | 4
4880 | 2023210000 | KLIPPON TB (TERMINAL BOX) FLANGE PLATE HEIGHT: 298 MM WIDTH: 117 MM DEPTH: 3 MM GLAND PLATES: LEFT RIGHT MATERIAL: STAINLESS STEEL 1.4404 ELECTROPOLISHED | 4
4881 | 2023230000 | KLIPPON TB (TERMINAL BOX) FLANGE PLATE HEIGHT: 250 MM WIDTH: 167 MM DEPTH: 3 MM GLAND PLATES: TOP BOTTOM MATERIAL: STAINLESS STEEL 1.4404 ELECTROPOLISHED | 4
4882 | 2023280000 | KLIPPON TB (TERMINAL BOX) FLANGE PLATE HEIGHT: 294 MM WIDTH: 167 MM DEPTH: 3 MM GLAND PLATES: LEFT RIGHT MATERIAL: STAINLESS STEEL 1.4404 ELECTROPOLISHED | 4
4883 | 2023320000 | KLIPPON TB (TERMINAL BOX) FLANGE PLATE HEIGHT: 294 MM WIDTH: 117 MM DEPTH: 3 MM GLAND PLATES: TOP BOTTOM MATERIAL: STAINLESS STEEL 1.4404 ELECTROPOLISHED | 4
4884 | 2023330000 | KLIPPON TB (TERMINAL BOX) FLANGE PLATE HEIGHT: 348 MM WIDTH: 117 MM DEPTH: 3 MM GLAND PLATES: LEFT RIGHT MATERIAL: STAINLESS STEEL 1.4404 ELECTROPOLISHED | 4
4885 | 2023450000 | KLIPPON TB (TERMINAL BOX) FLANGE PLATE HEIGHT: 290 MM WIDTH: 167 MM DEPTH: 3 MM GLAND PLATES: TOP BOTTOM MATERIAL: STAINLESS STEEL 1.4404 ELECTROPOLISHED | 4
4886 | 2023480000 | KLIPPON TB (TERMINAL BOX) FLANGE PLATE HEIGHT: 344 MM WIDTH: 167 MM DEPTH: 3 MM GLAND PLATES: LEFT RIGHT MATERIAL: STAINLESS STEEL 1.4404 ELECTROPOLISHED | 4
4887 | 2023490000 | KLIPPON TB (TERMINAL BOX) FLANGE PLATE HEIGHT: 376 MM WIDTH: 117 MM DEPTH: 3 MM GLAND PLATES: TOP BOTTOM MATERIAL: STAINLESS STEEL 1.4404 ELECTROPOLISHED | 4
4888 | 2023500000 | KLIPPON TB (TERMINAL BOX) FLANGE PLATE HEIGHT: 406 MM WIDTH: 117 MM DEPTH: 3 MM GLAND PLATES: LEFT RIGHT MATERIAL: STAINLESS STEEL 1.4404 ELECTROPOLISHED | 4
4889 | 2023530000 | KLIPPON TB (TERMINAL BOX) FLANGE PLATE HEIGHT: 474 MM WIDTH: 117 MM DEPTH: 3 MM GLAND PLATES: TOP BOTTOM MATERIAL: STAINLESS STEEL 1.4404 ELECTROPOLISHED | 4
4890 | 2023540000 | KLIPPON TB (TERMINAL BOX) FLANGE PLATE HEIGHT: 428 MM WIDTH: 117 MM DEPTH: 3 MM GLAND PLATES: LEFT RIGHT MATERIAL: STAINLESS STEEL 1.4404 ELECTROPOLISHED | 4
4891 | 2023580000 | KLIPPON TB (TERMINAL BOX) FLANGE PLATE HEIGHT: 470 MM WIDTH: 167 MM DEPTH: 3 MM GLAND PLATES: TOP BOTTOM MATERIAL: STAINLESS STEEL 1.4404 ELECTROPOLISHED | 4
4892 | 2023620000 | KLIPPON TB (TERMINAL BOX) FLANGE PLATE HEIGHT: 424 MM WIDTH: 167 MM DEPTH: 3 MM GLAND PLATES: LEFT RIGHT MATERIAL: STAINLESS STEEL 1.4404 ELECTROPOLISHED | 4
4893 | 2023660000 | KLIPPON TB (TERMINAL BOX) FLANGE PLATE HEIGHT: 344 MM WIDTH: 117 MM DEPTH: 3 MM GLAND PLATES: TOP BOTTOM MATERIAL: STAINLESS STEEL 1.4404 ELECTROPOLISHED | 4
4894 | 2023670000 | KLIPPON TB (TERMINAL BOX) FLANGE PLATE HEIGHT: 498 MM WIDTH: 117 MM DEPTH: 3 MM GLAND PLATES: LEFT RIGHT MATERIAL: STAINLESS STEEL 1.4404 ELECTROPOLISHED | 4
4895 | 2023820000 | KLIPPON TB (TERMINAL BOX) FLANGE PLATE HEIGHT: 444 MM WIDTH: 117 MM DEPTH: 3 MM GLAND PLATES: TOP BOTTOM MATERIAL: STAINLESS STEEL 1.4404 ELECTROPOLISHED | 4
4896 | 2023880000 | KLIPPON TB (TERMINAL BOX) FLANGE PLATE HEIGHT: 440 MM WIDTH: 167 MM DEPTH: 3 MM GLAND PLATES: TOP BOTTOM MATERIAL: STAINLESS STEEL 1.4404 ELECTROPOLISHED | 4
4897 | 2024040000 | KLIPPON TB (TERMINAL BOX) FLANGE PLATE HEIGHT: 502 MM WIDTH: 117 MM DEPTH: 3 MM GLAND PLATES: TOP BOTTOM MATERIAL: STAINLESS STEEL 1.4404 ELECTROPOLISHED | 4
4898 | 2024100000 | KLIPPON TB (TERMINAL BOX) FLANGE PLATE HEIGHT: 498 MM WIDTH: 167 MM DEPTH: 3 MM GLAND PLATES: TOP BOTTOM MATERIAL: STAINLESS STEEL 1.4404 ELECTROPOLISHED | 4
4899 | 2024140000 | KLIPPON TB (TERMINAL BOX) FLANGE PLATE HEIGHT: 341 MM WIDTH: 167 MM DEPTH: 3 MM GLAND PLATES: LEFT RIGHT MATERIAL: STAINLESS STEEL 1.4404 ELECTROPOLISHED | 4
4900 | 2024470000 | KLIPPON TB (TERMINAL BOX) FLANGE PLATE HEIGHT: 600 MM WIDTH: 167 MM DEPTH: 3 MM GLAND PLATES: TOP BOTTOM MATERIAL: STAINLESS STEEL 1.4404 ELECTROPOLISHED | 4
4901 | 2024590000 | KLIPPON TB (TERMINAL BOX) FLANGE PLATE HEIGHT: 450 MM WIDTH: 167 MM DEPTH: 3 MM GLAND PLATES: LEFT RIGHT MATERIAL: STAINLESS STEEL 1.4404 ELECTROPOLISHED | 4
4902 | 2027660000 | DEVICE FLANGE VARIANT 4 TO IEC 61076-3-106 IP67 | 1132
4903 | 2044840000 | CURRENT-MEASURING TRANSDUCER INPUT : 0?5/10 A OUTPUT : 0(4)-20 MA 0-10 V RELAY | 636
4904 | 2050050150 | POWER CABLE ONE END WITHOUT CONNECTOR M12 N OF POLES : 3 (2 + PE) 1.5 M PIN 90° SHIELDED: NO LED: NO SHEATH MATERIAL: PUR HALOGEN: NO | 0
4905 | 2050210300 | POWER CABLE ONE END WITHOUT CONNECTOR M12 N OF POLES : 4 (3 + PE) 3 M SOCKET ANGLED SHIELDED: NO LED: NO SHEATH MATERIAL: PUR HALOGEN: NO | 0
4906 | 2050210500 | POWER CABLE ONE END WITHOUT CONNECTOR M12 N OF POLES : 4 (3 + PE) 5 M SOCKET ANGLED SHIELDED: NO LED: NO SHEATH MATERIAL: PUR HALOGEN: NO | 0
4907 | 2050230300 | POWER CABLE ONE END WITHOUT CONNECTOR M12 N OF POLES : 4 (3 + PE) 3 M PIN STRAIGHT SHIELDED: NO LED: NO SHEATH MATERIAL: PUR HALOGEN: NO | 0
4908 | 2050260150 | POWER CABLE ONE END WITHOUT CONNECTOR M12 N OF POLES : 4 (3 + PE) 1.5 M PIN 90° SHIELDED: NO LED: NO SHEATH MATERIAL: PUR HALOGEN: NO | 0
4909 | 2050260300 | POWER CABLE ONE END WITHOUT CONNECTOR M12 N OF POLES : 4 (3 + PE) 3 M PIN 90° SHIELDED: NO LED: NO SHEATH MATERIAL: PUR HALOGEN: NO | 0
4910 | 2050260500 | POWER CABLE ONE END WITHOUT CONNECTOR M12 N OF POLES : 4 (3 + PE) 5 M PIN 90° SHIELDED: NO LED: NO SHEATH MATERIAL: PUR HALOGEN: NO | 0
4911 | 2050261000 | POWER CABLE ONE END WITHOUT CONNECTOR M12 N OF POLES : 4 (3 + PE) 10 M PIN 90° SHIELDED: NO LED: NO SHEATH MATERIAL: PUR HALOGEN: NO | 0
4912 | 2050350150 | POWER CABLE CONNECTING LINE M12 / M12 N OF POLES : 4 (3 + PE) 1.5 M PIN ANGLED - BUSH STRAIGHT SHIELDED: NO LED: NO SHEATH MATERIAL: PUR HALOGEN: NO | 0
4913 | 2050490500 | POWER CABLE ONE END WITHOUT CONNECTOR M12 N OF POLES : 4 5 M FEMALE SOCKET STRAIGHT SHIELDED: NO SHEATH MATERIAL: PUR HALOGEN: NO | 0
4914 | 2050641000 | POWER CABLE ONE END WITHOUT CONNECTOR M12 N OF POLES : 4 10 M PIN STRAIGHT SHIELDED: NO SHEATH MATERIAL: PUR HALOGEN: NO | 0
4915 | 2050710150 | POWER CABLE ONE END WITHOUT CONNECTOR M12 N OF POLES : 4 1.5 M PIN 90° SHIELDED: NO SHEATH MATERIAL: PUR HALOGEN: NO | 0
4916 | 2062910000 | SURGE VOLTAGE ARRESTER LOW VOLTAGE WITH REMOTE CONTACT TN-C | 24
4917 | 2062940000 | SURGE VOLTAGE ARRESTER LOW VOLTAGE WITHOUT TELECOMM. CONTACT TN-C | 24
4918 | 2062960000 | SURGE VOLTAGE ARRESTER LOW VOLTAGE WITHOUT TELECOMM. CONTACT TN-C-S TN-S | 24
4919 | 2063040000 | SURGE VOLTAGE ARRESTER LOW VOLTAGE WITH REMOTE CONTACT SINGLE-PHASE TN IT WITH N IT WITHOUT N TT | 68
4920 | 2063060000 | SURGE VOLTAGE ARRESTER LOW VOLTAGE WITHOUT TELECOMM. CONTACT SINGLE-PHASE TN IT WITH N IT WITHOUT N TT | 68
4921 | 2063080000 | SURGE VOLTAGE ARRESTER LOW VOLTAGE WITHOUT TELECOMM. CONTACT TN-C-S TN-S IT WITHOUT N TT | 68
4922 | 2067650000 | SURGE VOLTAGE ARRESTER LOW VOLTAGE ACCESSORIES SPARE ARRESTER | 135
4923 | 2082000000 | ELECTRONIC LOAD MONITORING 6 A 24 V DC | 152
4924 | 2082010000 | ELECTRONIC LOAD MONITORING 12 A 24 V DC | 152
4925 | 2082040000 | ELECTRONIC LOAD MONITORING 1 A 24 V DC | 152
4926 | 2082050000 | ELECTRONIC LOAD MONITORING 2 A 24 V DC | 152
4927 | 2082060000 | ELECTRONIC LOAD MONITORING 4 A 24 V DC | 152
4928 | 2082310000 | ELECTRONIC LOAD MONITORING 6 A 24 V DC | 152
4929 | 2082430000 | ELECTRONIC LOAD MONITORING 10 A 24 V DC | 152
4930 | 2082540000 | SUPPLY MODULE 24 V DC | 520
4931 | 2083360000 | CONTROL MODULE 24 V DC | 692
4932 | 2085620000 | POWER DISTRIBUTOR M12 HOOD VERSION YES | 434
4933 | 2088980000 | HDC ENCLOSURES SIZE: 1 PROTECTION DEGREE: IP65 (IN PLUGGED CONDITION) BULKHEAD HOUSING SIDE-LOCKING CLAMP ON LOWER SIDE SDARD | 6
4934 | 2089000000 | HDC ENCLOSURES SIZE: 1 PROTECTION DEGREE: IP65 (IN PLUGGED CONDITION) CABLE ENTRY FROM TOP PLUG HOUSING SIDE-LOCKING CLAMP ON LOWER SIDE SDARD SIZE OF CABLE ENTRIES: M 20 | 6
4935 | 2124020050 | SYSTEM CABLE RJ45 IP 20 M12 X-TYPE FLANGE SOCKET BACK PANEL MOUNTING CAT.6A / CLASS EA (ISO/IEC 11801 2010) PUR 5 M | 39
4936 | 2420710000 | PRIMARY CURRENT: 750 A SECONDARY CURRENT MAX.: 5 A LOAD: 5 VA TOLERANCE CLASS: 1 DETACHABLE CURRENT TRANSFORMER | 41
4937 | 2420750000 | PRIMARY CURRENT: 250 A SECONDARY CURRENT MAX.: 1 A LOAD: 4 VA TOLERANCE CLASS: 3 DETACHABLE CURRENT TRANSFORMER | 41
4938 | 2420760000 | PRIMARY CURRENT: 200 A SECONDARY CURRENT MAX.: 1 A LOAD: 3 VA TOLERANCE CLASS: 3 DETACHABLE CURRENT TRANSFORMER | 41
4939 | 2420770000 | PRIMARY CURRENT: 150 A SECONDARY CURRENT MAX.: 1 A LOAD: 2 VA TOLERANCE CLASS: 3 DETACHABLE CURRENT TRANSFORMER | 41
4940 | 2420780000 | PRIMARY CURRENT: 75 A SECONDARY CURRENT MAX.: 1 A LOAD: 1 VA TOLERANCE CLASS: 3 DETACHABLE CURRENT TRANSFORMER | 41
4941 | 2420890000 | PRIMARY CURRENT: 750 A SECONDARY CURRENT MAX.: 5 A LOAD: 5 VA TOLERANCE CLASS: 1 CLOSED CURRENT TRANSFORMER | 41
4942 | 2420900000 | PRIMARY CURRENT: 600 A SECONDARY CURRENT MAX.: 5 A LOAD: 5 VA TOLERANCE CLASS: 1 CLOSED CURRENT TRANSFORMER | 41
4943 | 2420920000 | PRIMARY CURRENT: 400 A SECONDARY CURRENT MAX.: 5 A LOAD: 5 VA TOLERANCE CLASS: 1 CLOSED CURRENT TRANSFORMER | 41
4944 | 2420940000 | PRIMARY CURRENT: 250 A SECONDARY CURRENT MAX.: 5 A LOAD: 5 VA TOLERANCE CLASS: 1 CLOSED CURRENT TRANSFORMER | 41
4945 | 2420950000 | PRIMARY CURRENT: 200 A SECONDARY CURRENT MAX.: 5 A LOAD: 5 VA TOLERANCE CLASS: 1 CLOSED CURRENT TRANSFORMER | 41
4946 | 2420970000 | PRIMARY CURRENT: 600 A SECONDARY CURRENT MAX.: 5 A LOAD: 5 VA TOLERANCE CLASS: 05 CLOSED CURRENT TRANSFORMER | 41
4947 | 2420980000 | PRIMARY CURRENT: 400 A SECONDARY CURRENT MAX.: 5 A LOAD: 5 VA TOLERANCE CLASS: 05 CLOSED CURRENT TRANSFORMER | 41
4948 | 2420990000 | PRIMARY CURRENT: 300 A SECONDARY CURRENT MAX.: 5 A LOAD: 5 VA TOLERANCE CLASS: 05 CLOSED CURRENT TRANSFORMER | 41
4949 | 2421020000 | PRIMARY CURRENT: 200 A SECONDARY CURRENT MAX.: 5 A LOAD: 2.5 VA TOLERANCE CLASS: 05 CLOSED CURRENT TRANSFORMER | 41
4950 | 2421030000 | PRIMARY CURRENT: 150 A SECONDARY CURRENT MAX.: 5 A LOAD: 2.5 VA TOLERANCE CLASS: 05 CLOSED CURRENT TRANSFORMER | 41
4951 | 2421380000 | PRIMARY CURRENT: 60 A SECONDARY CURRENT MAX.: 5 A LOAD: 1.25 VA TOLERANCE CLASS: 1 CLOSED CURRENT TRANSFORMER | 41
4952 | 2426280000 | AUTOMATION PRODUCTS - U-REMOTE IP67 SENSOR-ACTUATOR ACTIVE DISTRIBUTOR PROFINET V2.3 ETHERNET/IP ETHERCAT MULTIPROTOCOL | 224
4953 | 2426310000 | AUTOMATION PRODUCTS - U-REMOTE IP67 SENSOR-ACTUATOR ACTIVE DISTRIBUTOR PROFINET V2.3 ETHERNET/IP ETHERCAT MULTIPROTOCOL | 224
4954 | 2426330000 | AUTOMATION PRODUCTS - U-REMOTE IP67 PROFIBUS-DP | 384
4955 | 2426360000 | AUTOMATION PRODUCTS - U-REMOTE IP67 PROFIBUS-DP | 384
4956 | 2426370000 | AUTOMATION PRODUCTS - U-REMOTE IP67 PROFIBUS-DP | 384
4957 | 2430170000 | HDC ENCLOSURES SIZE: 1 PROTECTION DEGREE: IP66 (IN PLUGGED CONDITION) IP68 (IN PLUGGED CONDITION) BULKHEAD HOUSING CLAMPING YOKE CONNECTION SDARD SIZE OF CABLE ENTRIES: M 25 | 6
4958 | 2433160000 | SCREWDRIVER INSERT | 118
4959 | 2433170000 | SCREWDRIVER INSERT | 118
4960 | 2433180000 | SCREWDRIVER INSERT | 118
4961 | 2433240000 | SCREWDRIVER INSERT | 118
4962 | 2435070000 | VG EMV GEN 4 (EMC CABLE GLAND WITH CLAMPING CAGE) CABLE GLANDS M 12 6 OD MIN. 3 - OD MAX. 6.5 MM IP54 IP66 IP67 IP68 - 5 BAR (30 MIN.) IP69K NICKEL-PLATED | 8
4963 | 2435170000 | VG EMV GEN 4 (EMC CABLE GLAND WITH CLAMPING CAGE) CABLE GLANDS M 25 8 OD MIN. 10 - OD MAX. 18 MM IP54 IP66 IP67 IP68 - 5 BAR (30 MIN.) IP69K NICKEL-PLATED | 8
4964 | 2435180000 | VG EMV GEN 4 (EMC CABLE GLAND WITH CLAMPING CAGE) CABLE GLANDS M 32 9 OD MIN. 16 - OD MAX. 25 MM IP54 IP66 IP67 IP68 - 5 BAR (30 MIN.) IP69K NICKEL-PLATED | 8
4965 | 2435190000 | VG EMV GEN 4 (EMC CABLE GLAND WITH CLAMPING CAGE) CABLE GLANDS M 40 9 OD MIN. 22 - OD MAX. 32 MM IP54 IP66 IP67 IP68 - 5 BAR (30 MIN.) IP69K NICKEL-PLATED | 8
4966 | 2438510000 | MARKING SYSTEMS LABELLING DEVICE PLOTTER PRINTING WITH INDIA INK MULTICARD LABELS | 799
4967 | 2439350000 | Y CONNECTOR | 396
4968 | 2443150050 | SENSOR/ACTUATOR LINE M8 N OF POLES : 4 0.5 M SHIELDED: YES LED: NO SHEATH MATERIAL: PUR HALOGEN: NO | 0
4969 | 2443150100 | SENSOR/ACTUATOR LINE M8 N OF POLES : 4 1 M SHIELDED: YES LED: NO SHEATH MATERIAL: PUR HALOGEN: NO | 0
4970 | 2443150150 | SENSOR/ACTUATOR LINE M8 N OF POLES : 4 1.5 M SHIELDED: YES LED: NO SHEATH MATERIAL: PUR HALOGEN: NO | 0
4971 | 2443150200 | SENSOR/ACTUATOR LINE M8 N OF POLES : 4 2 M SHIELDED: YES LED: NO SHEATH MATERIAL: PUR HALOGEN: NO | 0
4972 | 2443150250 | SENSOR/ACTUATOR LINE M8 N OF POLES : 4 SHIELDED: YES LED: NO SHEATH MATERIAL: PUR HALOGEN: NO | 0
4973 | 2443150300 | SENSOR/ACTUATOR LINE M8 N OF POLES : 4 3 M SHIELDED: YES LED: NO SHEATH MATERIAL: PUR HALOGEN: NO | 0
4974 | 2443150350 | SENSOR/ACTUATOR LINE M8 N OF POLES : 4 3.5 M SHIELDED: YES LED: NO SHEATH MATERIAL: PUR HALOGEN: NO | 0
4975 | 2443150450 | SENSOR/ACTUATOR LINE M8 N OF POLES : 4 4.5 M SHIELDED: YES LED: NO SHEATH MATERIAL: PUR HALOGEN: NO | 0
4976 | 2443150500 | SENSOR/ACTUATOR LINE M8 N OF POLES : 4 5 M SHIELDED: YES LED: NO SHEATH MATERIAL: PUR HALOGEN: NO | 0
4977 | 2443150550 | SENSOR/ACTUATOR LINE M8 N OF POLES : 4 5.5 M SHIELDED: YES LED: NO SHEATH MATERIAL: PUR HALOGEN: NO | 0
4978 | 2443150600 | SENSOR/ACTUATOR LINE M8 N OF POLES : 4 6 M SHIELDED: YES LED: NO SHEATH MATERIAL: PUR HALOGEN: NO | 0
4979 | 2443150650 | SENSOR/ACTUATOR LINE M8 N OF POLES : 4 SHIELDED: YES LED: NO SHEATH MATERIAL: PUR HALOGEN: NO | 0
4980 | 2443150700 | SENSOR/ACTUATOR LINE M8 N OF POLES : 4 7 M SHIELDED: YES LED: NO SHEATH MATERIAL: PUR HALOGEN: NO | 0
4981 | 2443150750 | SENSOR/ACTUATOR LINE M8 N OF POLES : 4 7.5 M SHIELDED: YES LED: NO SHEATH MATERIAL: PUR HALOGEN: NO | 0
4982 | 2443150800 | SENSOR/ACTUATOR LINE M8 N OF POLES : 4 8 M SHIELDED: YES LED: NO SHEATH MATERIAL: PUR HALOGEN: NO | 0
4983 | 2443151000 | SENSOR/ACTUATOR LINE M8 N OF POLES : 4 10 M SHIELDED: YES LED: NO SHEATH MATERIAL: PUR HALOGEN: NO | 0
4984 | 2466630150 | SENSOR/ACTUATOR LINE M8 N OF POLES : 5 1.5 M PIN 90° SHIELDED: NO LED: NO SHEATH MATERIAL: PUR HALOGEN: NO | 0
4985 | 2466630300 | SENSOR/ACTUATOR LINE M8 N OF POLES : 5 3 M PIN 90° SHIELDED: NO LED: NO SHEATH MATERIAL: PUR HALOGEN: NO | 0
4986 | 2466630500 | SENSOR/ACTUATOR LINE M8 N OF POLES : 5 5 M PIN 90° SHIELDED: NO LED: NO SHEATH MATERIAL: PUR HALOGEN: NO | 0
4987 | 2466631000 | SENSOR/ACTUATOR LINE M8 N OF POLES : 5 10 M PIN 90° SHIELDED: NO LED: NO SHEATH MATERIAL: PUR HALOGEN: NO | 0
4988 | 2466640150 | SENSOR/ACTUATOR LINE M8 N OF POLES : 5 1.5 M SOCKET ANGLED SHIELDED: NO LED: NO SHEATH MATERIAL: PUR HALOGEN: NO | 0
4989 | 2466640300 | SENSOR/ACTUATOR LINE M8 N OF POLES : 5 3 M SOCKET ANGLED SHIELDED: NO LED: NO SHEATH MATERIAL: PUR HALOGEN: NO | 0
4990 | 2466640500 | SENSOR/ACTUATOR LINE M8 N OF POLES : 5 5 M SOCKET ANGLED SHIELDED: NO LED: NO SHEATH MATERIAL: PUR HALOGEN: NO | 0
4991 | 2466641000 | SENSOR/ACTUATOR LINE M8 N OF POLES : 5 10 M SOCKET ANGLED SHIELDED: NO LED: NO SHEATH MATERIAL: PUR HALOGEN: NO | 0
4992 | 2466650150 | SENSOR/ACTUATOR LINE M8 N OF POLES : 5 1.5 M FEMALE SOCKET STRAIGHT SHIELDED: NO LED: NO SHEATH MATERIAL: PUR HALOGEN: NO | 0
4993 | 2466650300 | SENSOR/ACTUATOR LINE M8 N OF POLES : 5 3 M FEMALE SOCKET STRAIGHT SHIELDED: NO LED: NO SHEATH MATERIAL: PUR HALOGEN: NO | 0
4994 | 2466651000 | SENSOR/ACTUATOR LINE M8 N OF POLES : 5 10 M FEMALE SOCKET STRAIGHT SHIELDED: NO LED: NO SHEATH MATERIAL: PUR HALOGEN: NO | 0
4995 | 2466940000 | BUILT-IN PLUGS M12 PIN STRAIGHT M 16 N OF POLES: 4 2 M FRONT MOUNTING | 30
4996 | 2467150000 | POWER SUPPLY SWITCH-MODE POWER SUPPLY UNIT 48 V | 56
4997 | 2470810000 | KLIPPON EBI QL (ESSENTIAL BOX INDUSTRIAL - QUARTER LOCK) EMPTY ENCLOSURE STAINLESS STEEL ENCLOSURE HEIGHT: 300 MM WIDTH: 300 MM DEPTH: 150 MM GLAND PLATES: BOTTOM MATERIAL: STAINLESS STEEL 1.4301 (304) BRUSHED | 4
4998 | 2470880000 | KLIPPON EBI QL (ESSENTIAL BOX INDUSTRIAL - QUARTER LOCK) EMPTY ENCLOSURE STAINLESS STEEL ENCLOSURE HEIGHT: 600 MM WIDTH: 400 MM DEPTH: 220 MM GLAND PLATES: BOTTOM MATERIAL: STAINLESS STEEL 1.4301 (304) BRUSHED | 4
4999 | 2471440000 | DOUBLE-TIER TERMINAL PUSH IN 1.5 MM² 500 V 16 A ORANGE | 245
5000 | 2471450000 | DOUBLE-TIER TERMINAL PUSH IN 1.5 MM² 500 V 16 A | 245
5001 | 2471460000 | DOUBLE-TIER TERMINAL PUSH IN 1.5 MM² 500 V 16 A ORANGE | 245
5002 | 2494010000 | PE TERMINAL PUSH IN 16 MM² 1000 V | 835
5003 | 2506000000 | SCREWDRIVER INSERT | 118
5004 | 2506010000 | SCREWDRIVER INSERT | 118
5005 | 2506020000 | SCREWDRIVER INSERT | 118
5006 | 2506030000 | SCREWDRIVER INSERT | 118
5007 | 2506040000 | SCREWDRIVER INSERT | 118
5008 | 2506060000 | SCREWDRIVER INSERT | 118
5009 | 2506080000 | SCREWDRIVER INSERT | 118
5010 | 2515020000 | USB 2.0 | 1234
5011 | 2515030000 | UNIVERSAL USB 2.0 | 1235
5012 | 2518250000 | W-SERIES DISTRIBUTION BLOCK RATED CROSS-SECTION: SCREW CONNECTION TERMINAL RAIL / MOUNTING PLATE | 1021
5013 | 2518340000 | W-SERIES DISTRIBUTION BLOCK RATED CROSS-SECTION: SCREW CONNECTION TERMINAL RAIL / MOUNTING PLATE | 1021
5014 | 2518570000 | W-SERIES DISTRIBUTION BLOCK RATED CROSS-SECTION: SCREW CONNECTION TERMINAL RAIL / MOUNTING PLATE | 1021
5015 | 2519230000 | TERMINAL MARKER 9 X 5 MM | 333
5016 | 2519470000 | W-SERIES DISTRIBUTION BLOCK RATED CROSS-SECTION: SCREW CONNECTION TERMINAL RAIL / MOUNTING PLATE | 1021
5017 | 2519520000 | KLIPPON BDX (COMPENSATING ELEMENTS) COMPENSATING ELEMENT M 20 10 MM IP66 | 786
5018 | 2519540000 | KLIPPON BDX (COMPENSATING ELEMENTS) COMPENSATING ELEMENT M 20 10 MM IP66 NICKEL-PLATED | 786
5019 | 2519550000 | KLIPPON BDX (COMPENSATING ELEMENTS) COMPENSATING ELEMENT M 20 10 MM IP66 STAINLESS STEEL 1.4404 (316L) | 545
5020 | 2519590000 | KLIPPON BDX (COMPENSATING ELEMENTS) COMPENSATING ELEMENT M 25 10 MM IP66 STAINLESS STEEL 1.4404 (316L) | 545
5021 | 2520890000 | SURGE VOLTAGE ARRESTER LOW VOLTAGE SPARE ARRESTER | 135
5022 | 2530600000 | SURGE VOLTAGE ARRESTER LOW VOLTAGE ACCESSORIES SPARE ARRESTER | 135
5023 | 2530760000 | POWER CONNECTOR M12 SOCKET | 679
5024 | 2531050000 | POWER SOLID-STATE RELAIS SOLID STATE CONTACTOR 1 NO CONTACT (THYRISTOR (INSEOUS-SWITCHING)) RATED CONTROL VOLTAGE: 3.5?32 V DC RATED SWITCHING VOLTAGE: 24?510 V AC CONTINUOUS CURRENT: 22 A (AC51) AT 40 °C 7 A (AC 53) | 3
5025 | 2534140000 | HDC INSERT PIN 500 V 16 A N OF POLES: 6 SNAP IN SIZE: 3 | 130
5026 | 2534300000 | SURGE VOLTAGE ARRESTER LOW VOLTAGE SPARE ARRESTER | 135
5027 | 2535080000 | HDC INSERT MALE 500 V 16 A N OF POLES: 10 SNAP IN SIZE: 4 | 130
5028 | 2535110000 | HDC INSERT FEMALE 500 V 16 A N OF POLES: 6 SNAP IN SIZE: 3 | 130
5029 | 7760054119 | SIGNAL CONVERTER/ISOLATOR OUTPUT CURRENT LOOP POWE INPUT : 4-20 MA OUTPUT : 4-20 MA (LOOP POWE) | 201
5030 | 7760056362 | D-SERIES DRM RELAY SOCKET N OF CONTACTS: 2 CO CONTACT CONTINUOUS CURRENT: 12 A PUSH IN | 601
5031 | 7760056363 | D-SERIES DRM RELAY SOCKET N OF CONTACTS: 4 CO CONTACT CONTINUOUS CURRENT: 6 A PUSH IN | 601
5032 | 7760056366 | D-SERIES CROSS-CONNECTOR | 895
5033 | 7789014015 | PRE-ASSEMBLED CABLE PAC CABLE LIYY 0.25 MM² | 2
5034 | 7789041025 | PRE-ASSEMBLED CABLE PAC CABLE LIYY 0.25 MM² | 2
5035 | 7789042025 | PRE-ASSEMBLED CABLE PAC CABLE LIYY 0.25 MM² | 2
5036 | 7789057100 | PRE-ASSEMBLED CABLE PAC CABLE LIYY 0.25 MM² | 2
5037 | 7789133040 | PRE-ASSEMBLED CABLE PAC CABLE LIYY 0.25 MM² | 2
5038 | 7789158015 | PRE-ASSEMBLED CABLE PAC CABLE LIYCY 0.25 MM² | 2
5039 | 7789380100 | PRE-ASSEMBLED CABLE PAC CABLE LIYY 0.25 MM² | 2
5040 | 7789384015 | PRE-ASSEMBLED CABLE PAC CABLE LIYY 0.25 MM² | 2
5041 | 7789617080 | PRE-ASSEMBLED CABLE PAC CABLE LIYCY 0.34 MM² | 2
5042 | 7789730010 | PRE-ASSEMBLED CABLE PAC CABLE LIYY 8.6 ± 1 MM | 20
5043 | 7789732010 | PRE-ASSEMBLED CABLE PAC CABLE LIYCY 0.25 MM² | 2
5044 | 7789732025 | PRE-ASSEMBLED CABLE PAC CABLE LIYCY 0.25 MM² | 2
5045 | 7789734025 | PRE-ASSEMBLED CABLE PAC CABLE LIYCY 0.25 MM² | 2
5046 | 7789762050 | PRE-ASSEMBLED CABLE PAC PRE-ASSEMBLED CABLE CABLE LIYCY 0.25 MM² | 2
5047 | 7789763050 | PRE-ASSEMBLED CABLE PAC PRE-ASSEMBLED CABLE CABLE LIYCY 0.25 MM² | 2
5048 | 7789829080 | PRE-ASSEMBLED CABLE PAC CABLE LIYCY 0.25 MM² | 2
5049 | 7789891060 | PRE-ASSEMBLED CABLE PAC CABLE LIYCY 0.34 MM² | 2
5050 | 8909650003 | SYSTEM CABLE RJ45 IP 20 RJ45 IP 20 CAT.6A / CLASS EA (ISO/IEC 11801 2010) PUR 0.3 M | 14
5051 | 8909650005 | SYSTEM CABLE RJ45 IP 20 RJ45 IP 20 CAT.6A / CLASS EA (ISO/IEC 11801 2010) PUR 0.5 M | 14
5052 | 8909650010 | SYSTEM CABLE RJ45 IP 20 RJ45 IP 20 CAT.6A / CLASS EA (ISO/IEC 11801 2010) PUR 1 M | 14
5053 | 8909650020 | SYSTEM CABLE RJ45 IP 20 RJ45 IP 20 CAT.6A / CLASS EA (ISO/IEC 11801 2010) PUR 2 M | 14
5054 | 8909650100 | SYSTEM CABLE RJ45 IP 20 RJ45 IP 20 CAT.6A / CLASS EA (ISO/IEC 11801 2010) PUR 10 M | 14
5055 | 8909650150 | SYSTEM CABLE RJ45 IP 20 RJ45 IP 20 CAT.6A / CLASS EA (ISO/IEC 11801 2010) PUR 15 M | 14
5056 | 8909650500 | SYSTEM CABLE RJ45 IP 20 RJ45 IP 20 CAT.6A / CLASS EA (ISO/IEC 11801 2010) PUR 50 M | 14
5057 | 9456660100 | SENSOR/ACTUATOR LINE CONNECTING LINE M12 / M8 N OF POLES : 4 1 M PIN STRAIGHT - SOCKET STRAIGHT SHIELDED: NO LED: NO SHEATH MATERIAL: PUR HALOGEN: NO | 0
5058 | 9456670100 | SENSOR/ACTUATOR LINE CONNECTING LINE M12 / M8 N OF POLES : 4 1 M PIN STRAIGHT - SOCKET 90° SHIELDED: NO LED: NO SHEATH MATERIAL: PUR HALOGEN: NO | 0
5059 | 9457680015 | VALVE PLUG | 815
5060 | 9457681500 | VALVE PLUG STRAIGHT PLUG - VALVE PLUG | 69
5061 | 9457682000 | VALVE PLUG STRAIGHT PLUG - VALVE PLUG | 69
5062 | 9457694000 | SENSOR/ACTUATOR LINE ONE END WITHOUT CONNECTOR M12 N OF POLES : 5 40 M SHIELDED: NO LED: NO SHEATH MATERIAL: PUR HALOGEN: NO | 0
5063 | 9457770700 | SENSOR/ACTUATOR LINE CONNECTING LINE M12 / M8 N OF POLES : 3 7 M SHIELDED: NO LED: NO SHEATH MATERIAL: PUR HALOGEN: NO | 0
5064 | 9457803000 | SENSOR/ACTUATOR LINE ONE END WITHOUT CONNECTOR M12 N OF POLES : 3 30 M SOCKET ANGLED SHIELDED: NO LED: YES SHEATH MATERIAL: PUR HALOGEN: NO | 0
5065 | 9457803500 | SENSOR/ACTUATOR LINE ONE END WITHOUT CONNECTOR M12 N OF POLES : 3 35 M SHIELDED: NO LED: YES SHEATH MATERIAL: PUR HALOGEN: NO | 0
5066 | 9457805000 | SENSOR/ACTUATOR LINE ONE END WITHOUT CONNECTOR M12 N OF POLES : 3 50 M SOCKET ANGLED SHIELDED: NO LED: YES SHEATH MATERIAL: PUR HALOGEN: NO | 0
5067 | 2584980000 | RJ45 CRIMP PLUG WITH KINK PROTECTION; 6.5 - 7.5 MM CAT.5 (ISO/IEC 11801) | 1060
5068 | 2591090000 | SURGE VOLTAGE ARRESTER LOW VOLTAGE SURGE PROTECTION WITH REMOTE CONTACT TN-C-S TN-S TT IT WITH N IT WITHOUT N | 68
5069 | 7789617150 | PRE-ASSEMBLED CABLE PAC CABLE LIYCY 0.34 MM² | 2
5070 | 2467120000 | POWER SUPPLY SWITCH-MODE POWER SUPPLY UNIT 24 V | 56
5071 | 7760054164 | LIMIT VALUE MONITORING INPUT: SINGLE-PHASE VOLTAGE RELAY OUTPUT | 822
5072 | 1093030220 | SENSOR/ACTUATOR LINE CONNECTING LINE N OF POLES : 5 2.2 M SHIELDED: NO LED: NO SHEATH MATERIAL: PUR HALOGEN: NO | 0
5073 | 1093030570 | SENSOR/ACTUATOR LINE CONNECTING LINE N OF POLES : 5 5.7 M SHIELDED: NO LED: NO SHEATH MATERIAL: PUR HALOGEN: NO | 0
5074 | 1094192000 | SENSOR/ACTUATOR LINE ONE END WITHOUT CONNECTOR M12 N OF POLES : 4 20 M FEMALE SOCKET STRAIGHT SHIELDED: NO LED: YES SHEATH MATERIAL: PUR HALOGEN: NO | 0
5075 | 1171890300 | SENSOR/ACTUATOR LINE CONNECTING LINE M12 / M12 N OF POLES : 3 3 M TWIN CABLING PIN STRAIGHT 2X SOCKET STRAIGHT SHIELDED: NO LED: NO SHEATH MATERIAL: PVC HALOGEN: YES | 0
5076 | 1194620001 | KLIPPON TB MH (TERMINAL BOX - MULTI HINGE) EMPTY ENCLOSURE STAINLESS STEEL ENCLOSURE HEIGHT: 260 MM WIDTH: 260 MM DEPTH: 150 MM GLAND PLATES: BOTTOM TOP MATERIAL: STAINLESS STEEL 1.4301 (304) ELECTROPOLISHED | 4
5077 | 1194620002 | KLIPPON TB MH (TERMINAL BOX - MULTI HINGE) EMPTY ENCLOSURE STAINLESS STEEL ENCLOSURE HEIGHT: 260 MM WIDTH: 260 MM DEPTH: 150 MM GLAND PLATES: BOTTOM TOP MATERIAL: STAINLESS STEEL 1.4404 (316L) UNTREATED | 4
5078 | 1194620003 | KLIPPON TB MH (TERMINAL BOX - MULTI HINGE) EMPTY ENCLOSURE STAINLESS STEEL ENCLOSURE HEIGHT: 260 MM WIDTH: 260 MM DEPTH: 150 MM GLAND PLATES: BOTTOM TOP MATERIAL: STAINLESS STEEL 1.4301 (304) UNTREATED | 4
5079 | 1194630001 | KLIPPON TB MH (TERMINAL BOX - MULTI HINGE) EMPTY ENCLOSURE STAINLESS STEEL ENCLOSURE HEIGHT: 260 MM WIDTH: 260 MM DEPTH: 150 MM GLAND PLATES: BOTTOM LEFT RIGHT MATERIAL: STAINLESS STEEL 1.4301 (304) ELECTROPOLISHED | 4
5080 | 1194630002 | KLIPPON TB MH (TERMINAL BOX - MULTI HINGE) EMPTY ENCLOSURE STAINLESS STEEL ENCLOSURE HEIGHT: 260 MM WIDTH: 260 MM DEPTH: 150 MM GLAND PLATES: BOTTOM LEFT RIGHT MATERIAL: STAINLESS STEEL 1.4404 (316L) UNTREATED | 4
5081 | 1194630003 | KLIPPON TB MH (TERMINAL BOX - MULTI HINGE) EMPTY ENCLOSURE STAINLESS STEEL ENCLOSURE HEIGHT: 260 MM WIDTH: 260 MM DEPTH: 150 MM GLAND PLATES: BOTTOM LEFT RIGHT MATERIAL: STAINLESS STEEL 1.4301 (304) UNTREATED | 4
5082 | 1194640001 | KLIPPON TB MH (TERMINAL BOX - MULTI HINGE) EMPTY ENCLOSURE STAINLESS STEEL ENCLOSURE HEIGHT: 260 MM WIDTH: 260 MM DEPTH: 150 MM GLAND PLATES: BOTTOM TOP LEFT RIGHT MATERIAL: STAINLESS STEEL 1.4301 (304) ELECTROPOLISHED | 4
5083 | 1194640002 | KLIPPON TB MH (TERMINAL BOX - MULTI HINGE) EMPTY ENCLOSURE STAINLESS STEEL ENCLOSURE HEIGHT: 260 MM WIDTH: 260 MM DEPTH: 150 MM GLAND PLATES: BOTTOM TOP LEFT RIGHT MATERIAL: STAINLESS STEEL 1.4404 (316L) UNTREATED | 4
5084 | 1194640003 | KLIPPON TB MH (TERMINAL BOX - MULTI HINGE) EMPTY ENCLOSURE STAINLESS STEEL ENCLOSURE HEIGHT: 260 MM WIDTH: 260 MM DEPTH: 150 MM GLAND PLATES: BOTTOM TOP LEFT RIGHT MATERIAL: STAINLESS STEEL 1.4301 (304) UNTREATED | 4
5085 | 1194660001 | KLIPPON TB MH (TERMINAL BOX - MULTI HINGE) EMPTY ENCLOSURE STAINLESS STEEL ENCLOSURE HEIGHT: 260 MM WIDTH: 260 MM DEPTH: 200 MM GLAND PLATES: BOTTOM MATERIAL: STAINLESS STEEL 1.4301 (304) ELECTROPOLISHED | 4
5086 | 1194660002 | KLIPPON TB MH (TERMINAL BOX - MULTI HINGE) EMPTY ENCLOSURE STAINLESS STEEL ENCLOSURE HEIGHT: 260 MM WIDTH: 260 MM DEPTH: 200 MM GLAND PLATES: BOTTOM MATERIAL: STAINLESS STEEL 1.4404 (316L) UNTREATED | 4
5087 | 1194660003 | KLIPPON TB MH (TERMINAL BOX - MULTI HINGE) EMPTY ENCLOSURE STAINLESS STEEL ENCLOSURE HEIGHT: 260 MM WIDTH: 260 MM DEPTH: 200 MM GLAND PLATES: BOTTOM MATERIAL: STAINLESS STEEL 1.4301 (304) UNTREATED | 4
5088 | 1194670001 | KLIPPON TB MH (TERMINAL BOX - MULTI HINGE) EMPTY ENCLOSURE STAINLESS STEEL ENCLOSURE HEIGHT: 260 MM WIDTH: 260 MM DEPTH: 200 MM GLAND PLATES: BOTTOM TOP MATERIAL: STAINLESS STEEL 1.4301 (304) ELECTROPOLISHED | 4
5089 | 1194670002 | KLIPPON TB MH (TERMINAL BOX - MULTI HINGE) EMPTY ENCLOSURE STAINLESS STEEL ENCLOSURE HEIGHT: 260 MM WIDTH: 260 MM DEPTH: 200 MM GLAND PLATES: BOTTOM TOP MATERIAL: STAINLESS STEEL 1.4404 (316L) UNTREATED | 4
5090 | 1194670003 | KLIPPON TB MH (TERMINAL BOX - MULTI HINGE) EMPTY ENCLOSURE STAINLESS STEEL ENCLOSURE HEIGHT: 260 MM WIDTH: 260 MM DEPTH: 200 MM GLAND PLATES: BOTTOM TOP MATERIAL: STAINLESS STEEL 1.4301 (304) UNTREATED | 4
5091 | 1194680001 | KLIPPON TB MH (TERMINAL BOX - MULTI HINGE) EMPTY ENCLOSURE STAINLESS STEEL ENCLOSURE HEIGHT: 260 MM WIDTH: 260 MM DEPTH: 200 MM GLAND PLATES: BOTTOM LEFT RIGHT MATERIAL: STAINLESS STEEL 1.4301 (304) ELECTROPOLISHED | 4
5092 | 1194680002 | KLIPPON TB MH (TERMINAL BOX - MULTI HINGE) EMPTY ENCLOSURE STAINLESS STEEL ENCLOSURE HEIGHT: 260 MM WIDTH: 260 MM DEPTH: 200 MM GLAND PLATES: BOTTOM LEFT RIGHT MATERIAL: STAINLESS STEEL 1.4404 (316L) UNTREATED | 4
5093 | 1194680003 | KLIPPON TB MH (TERMINAL BOX - MULTI HINGE) EMPTY ENCLOSURE STAINLESS STEEL ENCLOSURE HEIGHT: 260 MM WIDTH: 260 MM DEPTH: 200 MM GLAND PLATES: BOTTOM LEFT RIGHT MATERIAL: STAINLESS STEEL 1.4301 (304) UNTREATED | 4
5094 | 1194690001 | KLIPPON TB MH (TERMINAL BOX - MULTI HINGE) EMPTY ENCLOSURE STAINLESS STEEL ENCLOSURE HEIGHT: 260 MM WIDTH: 260 MM DEPTH: 200 MM GLAND PLATES: BOTTOM TOP LEFT RIGHT MATERIAL: STAINLESS STEEL 1.4301 (304) ELECTROPOLISHED | 4
5095 | 1194690002 | KLIPPON TB MH (TERMINAL BOX - MULTI HINGE) EMPTY ENCLOSURE STAINLESS STEEL ENCLOSURE HEIGHT: 260 MM WIDTH: 260 MM DEPTH: 200 MM GLAND PLATES: BOTTOM TOP LEFT RIGHT MATERIAL: STAINLESS STEEL 1.4404 (316L) UNTREATED | 4
5096 | 1194690003 | KLIPPON TB MH (TERMINAL BOX - MULTI HINGE) EMPTY ENCLOSURE STAINLESS STEEL ENCLOSURE HEIGHT: 260 MM WIDTH: 260 MM DEPTH: 200 MM GLAND PLATES: BOTTOM TOP LEFT RIGHT MATERIAL: STAINLESS STEEL 1.4301 (304) UNTREATED | 4
5097 | 1194710001 | KLIPPON TB MH (TERMINAL BOX - MULTI HINGE) EMPTY ENCLOSURE STAINLESS STEEL ENCLOSURE HEIGHT: 306 MM WIDTH: 306 MM DEPTH: 150 MM GLAND PLATES: BOTTOM MATERIAL: STAINLESS STEEL 1.4301 (304) ELECTROPOLISHED | 4
5098 | 1194710002 | KLIPPON TB MH (TERMINAL BOX - MULTI HINGE) EMPTY ENCLOSURE STAINLESS STEEL ENCLOSURE HEIGHT: 306 MM WIDTH: 306 MM DEPTH: 150 MM GLAND PLATES: BOTTOM MATERIAL: STAINLESS STEEL 1.4404 (316L) UNTREATED | 4
5099 | 1194710003 | KLIPPON TB MH (TERMINAL BOX - MULTI HINGE) EMPTY ENCLOSURE STAINLESS STEEL ENCLOSURE HEIGHT: 306 MM WIDTH: 306 MM DEPTH: 150 MM GLAND PLATES: BOTTOM MATERIAL: STAINLESS STEEL 1.4301 (304) UNTREATED | 4
5100 | 1194720001 | KLIPPON TB MH (TERMINAL BOX - MULTI HINGE) EMPTY ENCLOSURE STAINLESS STEEL ENCLOSURE HEIGHT: 306 MM WIDTH: 306 MM DEPTH: 150 MM GLAND PLATES: BOTTOM TOP MATERIAL: STAINLESS STEEL 1.4301 (304) ELECTROPOLISHED | 4
5101 | 1194720002 | KLIPPON TB MH (TERMINAL BOX - MULTI HINGE) EMPTY ENCLOSURE STAINLESS STEEL ENCLOSURE HEIGHT: 306 MM WIDTH: 306 MM DEPTH: 150 MM GLAND PLATES: BOTTOM TOP MATERIAL: STAINLESS STEEL 1.4404 (316L) UNTREATED | 4
5102 | 1194720003 | KLIPPON TB MH (TERMINAL BOX - MULTI HINGE) EMPTY ENCLOSURE STAINLESS STEEL ENCLOSURE HEIGHT: 306 MM WIDTH: 306 MM DEPTH: 150 MM GLAND PLATES: BOTTOM TOP MATERIAL: STAINLESS STEEL 1.4301 (304) UNTREATED | 4
5103 | 1194730001 | KLIPPON TB MH (TERMINAL BOX - MULTI HINGE) EMPTY ENCLOSURE STAINLESS STEEL ENCLOSURE HEIGHT: 306 MM WIDTH: 306 MM DEPTH: 150 MM GLAND PLATES: BOTTOM LEFT RIGHT MATERIAL: STAINLESS STEEL 1.4301 (304) ELECTROPOLISHED | 4
5104 | 1194730002 | KLIPPON TB MH (TERMINAL BOX - MULTI HINGE) EMPTY ENCLOSURE STAINLESS STEEL ENCLOSURE HEIGHT: 306 MM WIDTH: 306 MM DEPTH: 150 MM GLAND PLATES: BOTTOM LEFT RIGHT MATERIAL: STAINLESS STEEL 1.4404 (316L) UNTREATED | 4
5105 | 1194730003 | KLIPPON TB MH (TERMINAL BOX - MULTI HINGE) EMPTY ENCLOSURE STAINLESS STEEL ENCLOSURE HEIGHT: 306 MM WIDTH: 306 MM DEPTH: 150 MM GLAND PLATES: BOTTOM LEFT RIGHT MATERIAL: STAINLESS STEEL 1.4301 (304) UNTREATED | 4
5106 | 1194740001 | KLIPPON TB MH (TERMINAL BOX - MULTI HINGE) EMPTY ENCLOSURE STAINLESS STEEL ENCLOSURE HEIGHT: 306 MM WIDTH: 306 MM DEPTH: 150 MM GLAND PLATES: BOTTOM TOP LEFT RIGHT MATERIAL: STAINLESS STEEL 1.4301 (304) ELECTROPOLISHED | 4
5107 | 1194740002 | KLIPPON TB MH (TERMINAL BOX - MULTI HINGE) EMPTY ENCLOSURE STAINLESS STEEL ENCLOSURE HEIGHT: 306 MM WIDTH: 306 MM DEPTH: 150 MM GLAND PLATES: BOTTOM TOP LEFT RIGHT MATERIAL: STAINLESS STEEL 1.4404 (316L) UNTREATED | 4
5108 | 1194740003 | KLIPPON TB MH (TERMINAL BOX - MULTI HINGE) EMPTY ENCLOSURE STAINLESS STEEL ENCLOSURE HEIGHT: 306 MM WIDTH: 306 MM DEPTH: 150 MM GLAND PLATES: BOTTOM TOP LEFT RIGHT MATERIAL: STAINLESS STEEL 1.4301 (304) UNTREATED | 4
5109 | 1194760001 | KLIPPON TB MH (TERMINAL BOX - MULTI HINGE) EMPTY ENCLOSURE STAINLESS STEEL ENCLOSURE HEIGHT: 306 MM WIDTH: 306 MM DEPTH: 200 MM GLAND PLATES: BOTTOM MATERIAL: STAINLESS STEEL 1.4301 (304) ELECTROPOLISHED | 4
5110 | 1194760002 | KLIPPON TB MH (TERMINAL BOX - MULTI HINGE) EMPTY ENCLOSURE STAINLESS STEEL ENCLOSURE HEIGHT: 306 MM WIDTH: 306 MM DEPTH: 200 MM GLAND PLATES: BOTTOM MATERIAL: STAINLESS STEEL 1.4404 (316L) UNTREATED | 4
5111 | 1194760003 | KLIPPON TB MH (TERMINAL BOX - MULTI HINGE) EMPTY ENCLOSURE STAINLESS STEEL ENCLOSURE HEIGHT: 306 MM WIDTH: 306 MM DEPTH: 200 MM GLAND PLATES: BOTTOM MATERIAL: STAINLESS STEEL 1.4301 (304) UNTREATED | 4
5112 | 1194770001 | KLIPPON TB MH (TERMINAL BOX - MULTI HINGE) EMPTY ENCLOSURE STAINLESS STEEL ENCLOSURE HEIGHT: 306 MM WIDTH: 306 MM DEPTH: 200 MM GLAND PLATES: BOTTOM TOP MATERIAL: STAINLESS STEEL 1.4301 (304) ELECTROPOLISHED | 4
5113 | 1194770002 | KLIPPON TB MH (TERMINAL BOX - MULTI HINGE) EMPTY ENCLOSURE STAINLESS STEEL ENCLOSURE HEIGHT: 306 MM WIDTH: 306 MM DEPTH: 200 MM GLAND PLATES: BOTTOM TOP MATERIAL: STAINLESS STEEL 1.4404 (316L) UNTREATED | 4
5114 | 1194770003 | KLIPPON TB MH (TERMINAL BOX - MULTI HINGE) EMPTY ENCLOSURE STAINLESS STEEL ENCLOSURE HEIGHT: 306 MM WIDTH: 306 MM DEPTH: 200 MM GLAND PLATES: BOTTOM TOP MATERIAL: STAINLESS STEEL 1.4301 (304) UNTREATED | 4
5115 | 1194780001 | KLIPPON TB MH (TERMINAL BOX - MULTI HINGE) EMPTY ENCLOSURE STAINLESS STEEL ENCLOSURE HEIGHT: 306 MM WIDTH: 306 MM DEPTH: 200 MM GLAND PLATES: BOTTOM LEFT RIGHT MATERIAL: STAINLESS STEEL 1.4301 (304) ELECTROPOLISHED | 4
5116 | 1194780002 | KLIPPON TB MH (TERMINAL BOX - MULTI HINGE) EMPTY ENCLOSURE STAINLESS STEEL ENCLOSURE HEIGHT: 306 MM WIDTH: 306 MM DEPTH: 200 MM GLAND PLATES: BOTTOM LEFT RIGHT MATERIAL: STAINLESS STEEL 1.4404 (316L) UNTREATED | 4
5117 | 1194780003 | KLIPPON TB MH (TERMINAL BOX - MULTI HINGE) EMPTY ENCLOSURE STAINLESS STEEL ENCLOSURE HEIGHT: 306 MM WIDTH: 306 MM DEPTH: 200 MM GLAND PLATES: BOTTOM LEFT RIGHT MATERIAL: STAINLESS STEEL 1.4301 (304) UNTREATED | 4
5118 | 1194790001 | KLIPPON TB MH (TERMINAL BOX - MULTI HINGE) EMPTY ENCLOSURE STAINLESS STEEL ENCLOSURE HEIGHT: 306 MM WIDTH: 306 MM DEPTH: 200 MM GLAND PLATES: BOTTOM TOP LEFT RIGHT MATERIAL: STAINLESS STEEL 1.4301 (304) ELECTROPOLISHED | 4
5119 | 1194790002 | KLIPPON TB MH (TERMINAL BOX - MULTI HINGE) EMPTY ENCLOSURE STAINLESS STEEL ENCLOSURE HEIGHT: 306 MM WIDTH: 306 MM DEPTH: 200 MM GLAND PLATES: BOTTOM TOP LEFT RIGHT MATERIAL: STAINLESS STEEL 1.4404 (316L) UNTREATED | 4
5120 | 1194790003 | KLIPPON TB MH (TERMINAL BOX - MULTI HINGE) EMPTY ENCLOSURE STAINLESS STEEL ENCLOSURE HEIGHT: 306 MM WIDTH: 306 MM DEPTH: 200 MM GLAND PLATES: BOTTOM TOP LEFT RIGHT MATERIAL: STAINLESS STEEL 1.4301 (304) UNTREATED | 4
5121 | 1194810001 | KLIPPON TB MH (TERMINAL BOX - MULTI HINGE) EMPTY ENCLOSURE STAINLESS STEEL ENCLOSURE HEIGHT: 350 MM WIDTH: 260 MM DEPTH: 150 MM GLAND PLATES: BOTTOM MATERIAL: STAINLESS STEEL 1.4301 (304) ELECTROPOLISHED | 4
5122 | 1194810002 | KLIPPON TB MH (TERMINAL BOX - MULTI HINGE) EMPTY ENCLOSURE STAINLESS STEEL ENCLOSURE HEIGHT: 350 MM WIDTH: 260 MM DEPTH: 150 MM GLAND PLATES: BOTTOM MATERIAL: STAINLESS STEEL 1.4404 (316L) UNTREATED | 4
5123 | 1194810003 | KLIPPON TB MH (TERMINAL BOX - MULTI HINGE) EMPTY ENCLOSURE STAINLESS STEEL ENCLOSURE HEIGHT: 350 MM WIDTH: 260 MM DEPTH: 150 MM GLAND PLATES: BOTTOM MATERIAL: STAINLESS STEEL 1.4301 (304) UNTREATED | 4
5124 | 1194820001 | KLIPPON TB MH (TERMINAL BOX - MULTI HINGE) EMPTY ENCLOSURE STAINLESS STEEL ENCLOSURE HEIGHT: 350 MM WIDTH: 260 MM DEPTH: 150 MM GLAND PLATES: BOTTOM TOP MATERIAL: STAINLESS STEEL 1.4301 (304) ELECTROPOLISHED | 4
5125 | 1194820002 | KLIPPON TB MH (TERMINAL BOX - MULTI HINGE) EMPTY ENCLOSURE STAINLESS STEEL ENCLOSURE HEIGHT: 350 MM WIDTH: 260 MM DEPTH: 150 MM GLAND PLATES: BOTTOM TOP MATERIAL: STAINLESS STEEL 1.4404 (316L) UNTREATED | 4
5126 | 1194820003 | KLIPPON TB MH (TERMINAL BOX - MULTI HINGE) EMPTY ENCLOSURE STAINLESS STEEL ENCLOSURE HEIGHT: 350 MM WIDTH: 260 MM DEPTH: 150 MM GLAND PLATES: BOTTOM TOP MATERIAL: STAINLESS STEEL 1.4301 (304) UNTREATED | 4
5127 | 1194830001 | KLIPPON TB MH (TERMINAL BOX - MULTI HINGE) EMPTY ENCLOSURE STAINLESS STEEL ENCLOSURE HEIGHT: 350 MM WIDTH: 260 MM DEPTH: 150 MM GLAND PLATES: BOTTOM LEFT RIGHT MATERIAL: STAINLESS STEEL 1.4301 (304) ELECTROPOLISHED | 4
5128 | 1194830002 | KLIPPON TB MH (TERMINAL BOX - MULTI HINGE) EMPTY ENCLOSURE STAINLESS STEEL ENCLOSURE HEIGHT: 350 MM WIDTH: 260 MM DEPTH: 150 MM GLAND PLATES: BOTTOM LEFT RIGHT MATERIAL: STAINLESS STEEL 1.4404 (316L) UNTREATED | 4
5129 | 1194830003 | KLIPPON TB MH (TERMINAL BOX - MULTI HINGE) EMPTY ENCLOSURE STAINLESS STEEL ENCLOSURE HEIGHT: 350 MM WIDTH: 260 MM DEPTH: 150 MM GLAND PLATES: BOTTOM LEFT RIGHT MATERIAL: STAINLESS STEEL 1.4301 (304) UNTREATED | 4
5130 | 1194840001 | KLIPPON TB MH (TERMINAL BOX - MULTI HINGE) EMPTY ENCLOSURE STAINLESS STEEL ENCLOSURE HEIGHT: 350 MM WIDTH: 260 MM DEPTH: 150 MM GLAND PLATES: BOTTOM TOP LEFT RIGHT MATERIAL: STAINLESS STEEL 1.4301 (304) ELECTROPOLISHED | 4
5131 | 1194840002 | KLIPPON TB MH (TERMINAL BOX - MULTI HINGE) EMPTY ENCLOSURE STAINLESS STEEL ENCLOSURE HEIGHT: 350 MM WIDTH: 260 MM DEPTH: 150 MM GLAND PLATES: BOTTOM TOP LEFT RIGHT MATERIAL: STAINLESS STEEL 1.4404 (316L) UNTREATED | 4
5132 | 1194840003 | KLIPPON TB MH (TERMINAL BOX - MULTI HINGE) EMPTY ENCLOSURE STAINLESS STEEL ENCLOSURE HEIGHT: 350 MM WIDTH: 260 MM DEPTH: 150 MM GLAND PLATES: BOTTOM TOP LEFT RIGHT MATERIAL: STAINLESS STEEL 1.4301 (304) UNTREATED | 4
5133 | 1194860001 | KLIPPON TB MH (TERMINAL BOX - MULTI HINGE) EMPTY ENCLOSURE STAINLESS STEEL ENCLOSURE HEIGHT: 350 MM WIDTH: 260 MM DEPTH: 200 MM GLAND PLATES: BOTTOM MATERIAL: STAINLESS STEEL 1.4301 (304) ELECTROPOLISHED | 4
5134 | 1194860002 | KLIPPON TB MH (TERMINAL BOX - MULTI HINGE) EMPTY ENCLOSURE STAINLESS STEEL ENCLOSURE HEIGHT: 350 MM WIDTH: 260 MM DEPTH: 200 MM GLAND PLATES: BOTTOM MATERIAL: STAINLESS STEEL 1.4404 (316L) UNTREATED | 4
5135 | 1194860003 | KLIPPON TB MH (TERMINAL BOX - MULTI HINGE) EMPTY ENCLOSURE STAINLESS STEEL ENCLOSURE HEIGHT: 350 MM WIDTH: 260 MM DEPTH: 200 MM GLAND PLATES: BOTTOM MATERIAL: STAINLESS STEEL 1.4301 (304) UNTREATED | 4
5136 | 1194870001 | KLIPPON TB MH (TERMINAL BOX - MULTI HINGE) EMPTY ENCLOSURE STAINLESS STEEL ENCLOSURE HEIGHT: 350 MM WIDTH: 260 MM DEPTH: 200 MM GLAND PLATES: BOTTOM TOP MATERIAL: STAINLESS STEEL 1.4301 (304) ELECTROPOLISHED | 4
5137 | 1194870002 | KLIPPON TB MH (TERMINAL BOX - MULTI HINGE) EMPTY ENCLOSURE STAINLESS STEEL ENCLOSURE HEIGHT: 350 MM WIDTH: 260 MM DEPTH: 200 MM GLAND PLATES: BOTTOM TOP MATERIAL: STAINLESS STEEL 1.4404 (316L) UNTREATED | 4
5138 | 1194870003 | KLIPPON TB MH (TERMINAL BOX - MULTI HINGE) EMPTY ENCLOSURE STAINLESS STEEL ENCLOSURE HEIGHT: 350 MM WIDTH: 260 MM DEPTH: 200 MM GLAND PLATES: BOTTOM TOP MATERIAL: STAINLESS STEEL 1.4301 (304) UNTREATED | 4
5139 | 1194880001 | KLIPPON TB MH (TERMINAL BOX - MULTI HINGE) EMPTY ENCLOSURE STAINLESS STEEL ENCLOSURE HEIGHT: 350 MM WIDTH: 260 MM DEPTH: 200 MM GLAND PLATES: BOTTOM LEFT RIGHT MATERIAL: STAINLESS STEEL 1.4301 (304) ELECTROPOLISHED | 4
5140 | 1194880002 | KLIPPON TB MH (TERMINAL BOX - MULTI HINGE) EMPTY ENCLOSURE STAINLESS STEEL ENCLOSURE HEIGHT: 350 MM WIDTH: 260 MM DEPTH: 200 MM GLAND PLATES: BOTTOM LEFT RIGHT MATERIAL: STAINLESS STEEL 1.4404 (316L) UNTREATED | 4
5141 | 1194880003 | KLIPPON TB MH (TERMINAL BOX - MULTI HINGE) EMPTY ENCLOSURE STAINLESS STEEL ENCLOSURE HEIGHT: 350 MM WIDTH: 260 MM DEPTH: 200 MM GLAND PLATES: BOTTOM LEFT RIGHT MATERIAL: STAINLESS STEEL 1.4301 (304) UNTREATED | 4
5142 | 1194890001 | KLIPPON TB MH (TERMINAL BOX - MULTI HINGE) EMPTY ENCLOSURE STAINLESS STEEL ENCLOSURE HEIGHT: 350 MM WIDTH: 260 MM DEPTH: 200 MM GLAND PLATES: BOTTOM TOP LEFT RIGHT MATERIAL: STAINLESS STEEL 1.4301 (304) ELECTROPOLISHED | 4
5143 | 1194890002 | KLIPPON TB MH (TERMINAL BOX - MULTI HINGE) EMPTY ENCLOSURE STAINLESS STEEL ENCLOSURE HEIGHT: 350 MM WIDTH: 260 MM DEPTH: 200 MM GLAND PLATES: BOTTOM TOP LEFT RIGHT MATERIAL: STAINLESS STEEL 1.4404 (316L) UNTREATED | 4
5144 | 1194890003 | KLIPPON TB MH (TERMINAL BOX - MULTI HINGE) EMPTY ENCLOSURE STAINLESS STEEL ENCLOSURE HEIGHT: 350 MM WIDTH: 260 MM DEPTH: 200 MM GLAND PLATES: BOTTOM TOP LEFT RIGHT MATERIAL: STAINLESS STEEL 1.4301 (304) UNTREATED | 4
5145 | 1194910001 | KLIPPON TB MH (TERMINAL BOX - MULTI HINGE) EMPTY ENCLOSURE STAINLESS STEEL ENCLOSURE HEIGHT: 400 MM WIDTH: 300 MM DEPTH: 150 MM GLAND PLATES: BOTTOM MATERIAL: STAINLESS STEEL 1.4301 (304) ELECTROPOLISHED | 4
5146 | 1194910002 | KLIPPON TB MH (TERMINAL BOX - MULTI HINGE) EMPTY ENCLOSURE STAINLESS STEEL ENCLOSURE HEIGHT: 400 MM WIDTH: 300 MM DEPTH: 150 MM GLAND PLATES: BOTTOM MATERIAL: STAINLESS STEEL 1.4404 (316L) UNTREATED | 4
5147 | 1194910003 | KLIPPON TB MH (TERMINAL BOX - MULTI HINGE) EMPTY ENCLOSURE STAINLESS STEEL ENCLOSURE HEIGHT: 400 MM WIDTH: 300 MM DEPTH: 150 MM GLAND PLATES: BOTTOM MATERIAL: STAINLESS STEEL 1.4301 (304) UNTREATED | 4
5148 | 1194920001 | KLIPPON TB MH (TERMINAL BOX - MULTI HINGE) EMPTY ENCLOSURE STAINLESS STEEL ENCLOSURE HEIGHT: 400 MM WIDTH: 300 MM DEPTH: 150 MM GLAND PLATES: BOTTOM TOP MATERIAL: STAINLESS STEEL 1.4301 (304) ELECTROPOLISHED | 4
5149 | 1194920002 | KLIPPON TB MH (TERMINAL BOX - MULTI HINGE) EMPTY ENCLOSURE STAINLESS STEEL ENCLOSURE HEIGHT: 400 MM WIDTH: 300 MM DEPTH: 150 MM GLAND PLATES: BOTTOM TOP MATERIAL: STAINLESS STEEL 1.4404 (316L) UNTREATED | 4
5150 | 1194920003 | KLIPPON TB MH (TERMINAL BOX - MULTI HINGE) EMPTY ENCLOSURE STAINLESS STEEL ENCLOSURE HEIGHT: 400 MM WIDTH: 300 MM DEPTH: 150 MM GLAND PLATES: BOTTOM TOP MATERIAL: STAINLESS STEEL 1.4301 (304) UNTREATED | 4
5151 | 1194930001 | KLIPPON TB MH (TERMINAL BOX - MULTI HINGE) EMPTY ENCLOSURE STAINLESS STEEL ENCLOSURE HEIGHT: 400 MM WIDTH: 300 MM DEPTH: 150 MM GLAND PLATES: BOTTOM LEFT RIGHT MATERIAL: STAINLESS STEEL 1.4301 (304) ELECTROPOLISHED | 4
5152 | 1194930002 | KLIPPON TB MH (TERMINAL BOX - MULTI HINGE) EMPTY ENCLOSURE STAINLESS STEEL ENCLOSURE HEIGHT: 400 MM WIDTH: 300 MM DEPTH: 150 MM GLAND PLATES: BOTTOM LEFT RIGHT MATERIAL: STAINLESS STEEL 1.4404 (316L) UNTREATED | 4
5153 | 1194930003 | KLIPPON TB MH (TERMINAL BOX - MULTI HINGE) EMPTY ENCLOSURE STAINLESS STEEL ENCLOSURE HEIGHT: 400 MM WIDTH: 300 MM DEPTH: 150 MM GLAND PLATES: BOTTOM LEFT RIGHT MATERIAL: STAINLESS STEEL 1.4301 (304) UNTREATED | 4
5154 | 1194940001 | KLIPPON TB MH (TERMINAL BOX - MULTI HINGE) EMPTY ENCLOSURE STAINLESS STEEL ENCLOSURE HEIGHT: 400 MM WIDTH: 300 MM DEPTH: 150 MM GLAND PLATES: BOTTOM TOP LEFT RIGHT MATERIAL: STAINLESS STEEL 1.4301 (304) ELECTROPOLISHED | 4
5155 | 1194940002 | KLIPPON TB MH (TERMINAL BOX - MULTI HINGE) EMPTY ENCLOSURE STAINLESS STEEL ENCLOSURE HEIGHT: 400 MM WIDTH: 300 MM DEPTH: 150 MM GLAND PLATES: BOTTOM TOP LEFT RIGHT MATERIAL: STAINLESS STEEL 1.4404 (316L) UNTREATED | 4
5156 | 1194940003 | KLIPPON TB MH (TERMINAL BOX - MULTI HINGE) EMPTY ENCLOSURE STAINLESS STEEL ENCLOSURE HEIGHT: 400 MM WIDTH: 300 MM DEPTH: 150 MM GLAND PLATES: BOTTOM TOP LEFT RIGHT MATERIAL: STAINLESS STEEL 1.4301 (304) UNTREATED | 4
5157 | 1194960001 | KLIPPON TB MH (TERMINAL BOX - MULTI HINGE) EMPTY ENCLOSURE STAINLESS STEEL ENCLOSURE HEIGHT: 400 MM WIDTH: 300 MM DEPTH: 200 MM GLAND PLATES: BOTTOM MATERIAL: STAINLESS STEEL 1.4301 (304) ELECTROPOLISHED | 4
5158 | 1194960002 | KLIPPON TB MH (TERMINAL BOX - MULTI HINGE) EMPTY ENCLOSURE STAINLESS STEEL ENCLOSURE HEIGHT: 400 MM WIDTH: 300 MM DEPTH: 200 MM GLAND PLATES: BOTTOM MATERIAL: STAINLESS STEEL 1.4404 (316L) UNTREATED | 4
5159 | 1194960003 | KLIPPON TB MH (TERMINAL BOX - MULTI HINGE) EMPTY ENCLOSURE STAINLESS STEEL ENCLOSURE HEIGHT: 400 MM WIDTH: 300 MM DEPTH: 200 MM GLAND PLATES: BOTTOM MATERIAL: STAINLESS STEEL 1.4301 (304) UNTREATED | 4
5160 | 1194970001 | KLIPPON TB MH (TERMINAL BOX - MULTI HINGE) EMPTY ENCLOSURE STAINLESS STEEL ENCLOSURE HEIGHT: 400 MM WIDTH: 300 MM DEPTH: 200 MM GLAND PLATES: BOTTOM TOP MATERIAL: STAINLESS STEEL 1.4301 (304) ELECTROPOLISHED | 4
5161 | 1194970002 | KLIPPON TB MH (TERMINAL BOX - MULTI HINGE) EMPTY ENCLOSURE STAINLESS STEEL ENCLOSURE HEIGHT: 400 MM WIDTH: 300 MM DEPTH: 200 MM GLAND PLATES: BOTTOM TOP MATERIAL: STAINLESS STEEL 1.4404 (316L) UNTREATED | 4
5162 | 1194970003 | KLIPPON TB MH (TERMINAL BOX - MULTI HINGE) EMPTY ENCLOSURE STAINLESS STEEL ENCLOSURE HEIGHT: 400 MM WIDTH: 300 MM DEPTH: 200 MM GLAND PLATES: BOTTOM TOP MATERIAL: STAINLESS STEEL 1.4301 (304) UNTREATED | 4
5163 | 1194980001 | KLIPPON TB MH (TERMINAL BOX - MULTI HINGE) EMPTY ENCLOSURE STAINLESS STEEL ENCLOSURE HEIGHT: 400 MM WIDTH: 300 MM DEPTH: 200 MM GLAND PLATES: BOTTOM LEFT RIGHT MATERIAL: STAINLESS STEEL 1.4301 (304) ELECTROPOLISHED | 4
5164 | 1194980002 | KLIPPON TB MH (TERMINAL BOX - MULTI HINGE) EMPTY ENCLOSURE STAINLESS STEEL ENCLOSURE HEIGHT: 400 MM WIDTH: 300 MM DEPTH: 200 MM GLAND PLATES: BOTTOM LEFT RIGHT MATERIAL: STAINLESS STEEL 1.4404 (316L) UNTREATED | 4
5165 | 1194980003 | KLIPPON TB MH (TERMINAL BOX - MULTI HINGE) EMPTY ENCLOSURE STAINLESS STEEL ENCLOSURE HEIGHT: 400 MM WIDTH: 300 MM DEPTH: 200 MM GLAND PLATES: BOTTOM LEFT RIGHT MATERIAL: STAINLESS STEEL 1.4301 (304) UNTREATED | 4
5166 | 1194990001 | KLIPPON TB MH (TERMINAL BOX - MULTI HINGE) EMPTY ENCLOSURE STAINLESS STEEL ENCLOSURE HEIGHT: 400 MM WIDTH: 300 MM DEPTH: 200 MM GLAND PLATES: BOTTOM TOP LEFT RIGHT MATERIAL: STAINLESS STEEL 1.4301 (304) ELECTROPOLISHED | 4
5167 | 1194990002 | KLIPPON TB MH (TERMINAL BOX - MULTI HINGE) EMPTY ENCLOSURE STAINLESS STEEL ENCLOSURE HEIGHT: 400 MM WIDTH: 300 MM DEPTH: 200 MM GLAND PLATES: BOTTOM TOP LEFT RIGHT MATERIAL: STAINLESS STEEL 1.4404 (316L) UNTREATED | 4
5168 | 1194990003 | KLIPPON TB MH (TERMINAL BOX - MULTI HINGE) EMPTY ENCLOSURE STAINLESS STEEL ENCLOSURE HEIGHT: 400 MM WIDTH: 300 MM DEPTH: 200 MM GLAND PLATES: BOTTOM TOP LEFT RIGHT MATERIAL: STAINLESS STEEL 1.4301 (304) UNTREATED | 4
5169 | 1195010001 | KLIPPON TB MH (TERMINAL BOX - MULTI HINGE) EMPTY ENCLOSURE STAINLESS STEEL ENCLOSURE HEIGHT: 458 MM WIDTH: 382 MM DEPTH: 150 MM GLAND PLATES: BOTTOM MATERIAL: STAINLESS STEEL 1.4301 (304) ELECTROPOLISHED | 4
5170 | 1195010002 | KLIPPON TB MH (TERMINAL BOX - MULTI HINGE) EMPTY ENCLOSURE STAINLESS STEEL ENCLOSURE HEIGHT: 458 MM WIDTH: 382 MM DEPTH: 150 MM GLAND PLATES: BOTTOM MATERIAL: STAINLESS STEEL 1.4404 (316L) UNTREATED | 4
5171 | 1195010003 | KLIPPON TB MH (TERMINAL BOX - MULTI HINGE) EMPTY ENCLOSURE STAINLESS STEEL ENCLOSURE HEIGHT: 458 MM WIDTH: 382 MM DEPTH: 150 MM GLAND PLATES: BOTTOM MATERIAL: STAINLESS STEEL 1.4301 (304) UNTREATED | 4
5172 | 1195020001 | KLIPPON TB MH (TERMINAL BOX - MULTI HINGE) EMPTY ENCLOSURE STAINLESS STEEL ENCLOSURE HEIGHT: 458 MM WIDTH: 382 MM DEPTH: 150 MM GLAND PLATES: BOTTOM TOP MATERIAL: STAINLESS STEEL 1.4301 (304) ELECTROPOLISHED | 4
5173 | 1195020002 | KLIPPON TB MH (TERMINAL BOX - MULTI HINGE) EMPTY ENCLOSURE STAINLESS STEEL ENCLOSURE HEIGHT: 458 MM WIDTH: 382 MM DEPTH: 150 MM GLAND PLATES: BOTTOM TOP MATERIAL: STAINLESS STEEL 1.4404 (316L) UNTREATED | 4
5174 | 1195020003 | KLIPPON TB MH (TERMINAL BOX - MULTI HINGE) EMPTY ENCLOSURE STAINLESS STEEL ENCLOSURE HEIGHT: 458 MM WIDTH: 382 MM DEPTH: 150 MM GLAND PLATES: BOTTOM TOP MATERIAL: STAINLESS STEEL 1.4301 (304) UNTREATED | 4
5175 | 1195030001 | KLIPPON TB MH (TERMINAL BOX - MULTI HINGE) EMPTY ENCLOSURE STAINLESS STEEL ENCLOSURE HEIGHT: 458 MM WIDTH: 382 MM DEPTH: 150 MM GLAND PLATES: BOTTOM LEFT RIGHT MATERIAL: STAINLESS STEEL 1.4301 (304) ELECTROPOLISHED | 4
5176 | 1195030002 | KLIPPON TB MH (TERMINAL BOX - MULTI HINGE) EMPTY ENCLOSURE STAINLESS STEEL ENCLOSURE HEIGHT: 458 MM WIDTH: 382 MM DEPTH: 150 MM GLAND PLATES: BOTTOM LEFT RIGHT MATERIAL: STAINLESS STEEL 1.4404 (316L) UNTREATED | 4
5177 | 1195030003 | KLIPPON TB MH (TERMINAL BOX - MULTI HINGE) EMPTY ENCLOSURE STAINLESS STEEL ENCLOSURE HEIGHT: 458 MM WIDTH: 382 MM DEPTH: 150 MM GLAND PLATES: BOTTOM LEFT RIGHT MATERIAL: STAINLESS STEEL 1.4301 (304) UNTREATED | 4
5178 | 1195040001 | KLIPPON TB MH (TERMINAL BOX - MULTI HINGE) EMPTY ENCLOSURE STAINLESS STEEL ENCLOSURE HEIGHT: 458 MM WIDTH: 382 MM DEPTH: 150 MM GLAND PLATES: BOTTOM TOP LEFT RIGHT MATERIAL: STAINLESS STEEL 1.4301 (304) ELECTROPOLISHED | 4
5179 | 1195040002 | KLIPPON TB MH (TERMINAL BOX - MULTI HINGE) EMPTY ENCLOSURE STAINLESS STEEL ENCLOSURE HEIGHT: 458 MM WIDTH: 382 MM DEPTH: 150 MM GLAND PLATES: BOTTOM TOP LEFT RIGHT MATERIAL: STAINLESS STEEL 1.4404 (316L) UNTREATED | 4
5180 | 1195040003 | KLIPPON TB MH (TERMINAL BOX - MULTI HINGE) EMPTY ENCLOSURE STAINLESS STEEL ENCLOSURE HEIGHT: 458 MM WIDTH: 382 MM DEPTH: 150 MM GLAND PLATES: BOTTOM TOP LEFT RIGHT MATERIAL: STAINLESS STEEL 1.4301 (304) UNTREATED | 4
5181 | 1195060001 | KLIPPON TB MH (TERMINAL BOX - MULTI HINGE) EMPTY ENCLOSURE STAINLESS STEEL ENCLOSURE HEIGHT: 458 MM WIDTH: 382 MM DEPTH: 200 MM GLAND PLATES: BOTTOM MATERIAL: STAINLESS STEEL 1.4301 (304) ELECTROPOLISHED | 4
5182 | 1195060002 | KLIPPON TB MH (TERMINAL BOX - MULTI HINGE) EMPTY ENCLOSURE STAINLESS STEEL ENCLOSURE HEIGHT: 458 MM WIDTH: 382 MM DEPTH: 200 MM GLAND PLATES: BOTTOM MATERIAL: STAINLESS STEEL 1.4404 (316L) UNTREATED | 4
5183 | 1195060003 | KLIPPON TB MH (TERMINAL BOX - MULTI HINGE) EMPTY ENCLOSURE STAINLESS STEEL ENCLOSURE HEIGHT: 458 MM WIDTH: 382 MM DEPTH: 200 MM GLAND PLATES: BOTTOM MATERIAL: STAINLESS STEEL 1.4301 (304) UNTREATED | 4
5184 | 1195070001 | KLIPPON TB MH (TERMINAL BOX - MULTI HINGE) EMPTY ENCLOSURE STAINLESS STEEL ENCLOSURE HEIGHT: 458 MM WIDTH: 382 MM DEPTH: 200 MM GLAND PLATES: BOTTOM TOP MATERIAL: STAINLESS STEEL 1.4301 (304) ELECTROPOLISHED | 4
5185 | 1195070002 | KLIPPON TB MH (TERMINAL BOX - MULTI HINGE) EMPTY ENCLOSURE STAINLESS STEEL ENCLOSURE HEIGHT: 458 MM WIDTH: 382 MM DEPTH: 200 MM GLAND PLATES: BOTTOM TOP MATERIAL: STAINLESS STEEL 1.4404 (316L) UNTREATED | 4
5186 | 1195070003 | KLIPPON TB MH (TERMINAL BOX - MULTI HINGE) EMPTY ENCLOSURE STAINLESS STEEL ENCLOSURE HEIGHT: 458 MM WIDTH: 382 MM DEPTH: 200 MM GLAND PLATES: BOTTOM TOP MATERIAL: STAINLESS STEEL 1.4301 (304) UNTREATED | 4
5187 | 1195080001 | KLIPPON TB MH (TERMINAL BOX - MULTI HINGE) EMPTY ENCLOSURE STAINLESS STEEL ENCLOSURE HEIGHT: 458 MM WIDTH: 382 MM DEPTH: 200 MM GLAND PLATES: BOTTOM LEFT RIGHT MATERIAL: STAINLESS STEEL 1.4301 (304) ELECTROPOLISHED | 4
5188 | 1195080002 | KLIPPON TB MH (TERMINAL BOX - MULTI HINGE) EMPTY ENCLOSURE STAINLESS STEEL ENCLOSURE HEIGHT: 458 MM WIDTH: 382 MM DEPTH: 200 MM GLAND PLATES: BOTTOM LEFT RIGHT MATERIAL: STAINLESS STEEL 1.4404 (316L) UNTREATED | 4
5189 | 1195080003 | KLIPPON TB MH (TERMINAL BOX - MULTI HINGE) EMPTY ENCLOSURE STAINLESS STEEL ENCLOSURE HEIGHT: 458 MM WIDTH: 382 MM DEPTH: 200 MM GLAND PLATES: BOTTOM LEFT RIGHT MATERIAL: STAINLESS STEEL 1.4301 (304) UNTREATED | 4
5190 | 1195090001 | KLIPPON TB MH (TERMINAL BOX - MULTI HINGE) EMPTY ENCLOSURE STAINLESS STEEL ENCLOSURE HEIGHT: 458 MM WIDTH: 382 MM DEPTH: 200 MM GLAND PLATES: BOTTOM TOP LEFT RIGHT MATERIAL: STAINLESS STEEL 1.4301 (304) ELECTROPOLISHED | 4
5191 | 1195090002 | KLIPPON TB MH (TERMINAL BOX - MULTI HINGE) EMPTY ENCLOSURE STAINLESS STEEL ENCLOSURE HEIGHT: 458 MM WIDTH: 382 MM DEPTH: 200 MM GLAND PLATES: BOTTOM TOP LEFT RIGHT MATERIAL: STAINLESS STEEL 1.4404 (316L) UNTREATED | 4
5192 | 1195090003 | KLIPPON TB MH (TERMINAL BOX - MULTI HINGE) EMPTY ENCLOSURE STAINLESS STEEL ENCLOSURE HEIGHT: 458 MM WIDTH: 382 MM DEPTH: 200 MM GLAND PLATES: BOTTOM TOP LEFT RIGHT MATERIAL: STAINLESS STEEL 1.4301 (304) UNTREATED | 4
5193 | 1195110001 | KLIPPON TB MH (TERMINAL BOX - MULTI HINGE) EMPTY ENCLOSURE STAINLESS STEEL ENCLOSURE HEIGHT: 480 MM WIDTH: 480 MM DEPTH: 150 MM GLAND PLATES: BOTTOM MATERIAL: STAINLESS STEEL 1.4301 (304) ELECTROPOLISHED | 4
5194 | 1195110002 | KLIPPON TB MH (TERMINAL BOX - MULTI HINGE) EMPTY ENCLOSURE STAINLESS STEEL ENCLOSURE HEIGHT: 480 MM WIDTH: 480 MM DEPTH: 150 MM GLAND PLATES: BOTTOM MATERIAL: STAINLESS STEEL 1.4404 (316L) UNTREATED | 4
5195 | 1195110003 | KLIPPON TB MH (TERMINAL BOX - MULTI HINGE) EMPTY ENCLOSURE STAINLESS STEEL ENCLOSURE HEIGHT: 480 MM WIDTH: 480 MM DEPTH: 150 MM GLAND PLATES: BOTTOM MATERIAL: STAINLESS STEEL 1.4301 (304) UNTREATED | 4
5196 | 1195120001 | KLIPPON TB MH (TERMINAL BOX - MULTI HINGE) EMPTY ENCLOSURE STAINLESS STEEL ENCLOSURE HEIGHT: 480 MM WIDTH: 480 MM DEPTH: 150 MM GLAND PLATES: BOTTOM TOP MATERIAL: STAINLESS STEEL 1.4301 (304) ELECTROPOLISHED | 4
5197 | 1195120002 | KLIPPON TB MH (TERMINAL BOX - MULTI HINGE) EMPTY ENCLOSURE STAINLESS STEEL ENCLOSURE HEIGHT: 480 MM WIDTH: 480 MM DEPTH: 150 MM GLAND PLATES: BOTTOM TOP MATERIAL: STAINLESS STEEL 1.4404 (316L) UNTREATED | 4
5198 | 1195120003 | KLIPPON TB MH (TERMINAL BOX - MULTI HINGE) EMPTY ENCLOSURE STAINLESS STEEL ENCLOSURE HEIGHT: 480 MM WIDTH: 480 MM DEPTH: 150 MM GLAND PLATES: BOTTOM TOP MATERIAL: STAINLESS STEEL 1.4301 (304) UNTREATED | 4
5199 | 1195130001 | KLIPPON TB MH (TERMINAL BOX - MULTI HINGE) EMPTY ENCLOSURE STAINLESS STEEL ENCLOSURE HEIGHT: 480 MM WIDTH: 480 MM DEPTH: 150 MM GLAND PLATES: BOTTOM LEFT RIGHT MATERIAL: STAINLESS STEEL 1.4301 (304) ELECTROPOLISHED | 4
5200 | 1195130002 | KLIPPON TB MH (TERMINAL BOX - MULTI HINGE) EMPTY ENCLOSURE STAINLESS STEEL ENCLOSURE HEIGHT: 480 MM WIDTH: 480 MM DEPTH: 150 MM GLAND PLATES: BOTTOM LEFT RIGHT MATERIAL: STAINLESS STEEL 1.4404 (316L) UNTREATED | 4
5201 | 1195130003 | KLIPPON TB MH (TERMINAL BOX - MULTI HINGE) EMPTY ENCLOSURE STAINLESS STEEL ENCLOSURE HEIGHT: 480 MM WIDTH: 480 MM DEPTH: 150 MM GLAND PLATES: BOTTOM LEFT RIGHT MATERIAL: STAINLESS STEEL 1.4301 (304) UNTREATED | 4
5202 | 1195140001 | KLIPPON TB MH (TERMINAL BOX - MULTI HINGE) EMPTY ENCLOSURE STAINLESS STEEL ENCLOSURE HEIGHT: 480 MM WIDTH: 480 MM DEPTH: 150 MM GLAND PLATES: BOTTOM TOP LEFT RIGHT MATERIAL: STAINLESS STEEL 1.4301 (304) ELECTROPOLISHED | 4
5203 | 1195140002 | KLIPPON TB MH (TERMINAL BOX - MULTI HINGE) EMPTY ENCLOSURE STAINLESS STEEL ENCLOSURE HEIGHT: 480 MM WIDTH: 480 MM DEPTH: 150 MM GLAND PLATES: BOTTOM TOP LEFT RIGHT MATERIAL: STAINLESS STEEL 1.4404 (316L) UNTREATED | 4
5204 | 1195140003 | KLIPPON TB MH (TERMINAL BOX - MULTI HINGE) EMPTY ENCLOSURE STAINLESS STEEL ENCLOSURE HEIGHT: 480 MM WIDTH: 480 MM DEPTH: 150 MM GLAND PLATES: BOTTOM TOP LEFT RIGHT MATERIAL: STAINLESS STEEL 1.4301 (304) UNTREATED | 4
5205 | 1195160001 | KLIPPON TB MH (TERMINAL BOX - MULTI HINGE) EMPTY ENCLOSURE STAINLESS STEEL ENCLOSURE HEIGHT: 480 MM WIDTH: 480 MM DEPTH: 200 MM GLAND PLATES: BOTTOM MATERIAL: STAINLESS STEEL 1.4301 (304) ELECTROPOLISHED | 4
5206 | 1195160002 | KLIPPON TB MH (TERMINAL BOX - MULTI HINGE) EMPTY ENCLOSURE STAINLESS STEEL ENCLOSURE HEIGHT: 480 MM WIDTH: 480 MM DEPTH: 200 MM GLAND PLATES: BOTTOM MATERIAL: STAINLESS STEEL 1.4404 (316L) UNTREATED | 4
5207 | 1195160003 | KLIPPON TB MH (TERMINAL BOX - MULTI HINGE) EMPTY ENCLOSURE STAINLESS STEEL ENCLOSURE HEIGHT: 480 MM WIDTH: 480 MM DEPTH: 200 MM GLAND PLATES: BOTTOM MATERIAL: STAINLESS STEEL 1.4301 (304) UNTREATED | 4
5208 | 1195170001 | KLIPPON TB MH (TERMINAL BOX - MULTI HINGE) EMPTY ENCLOSURE STAINLESS STEEL ENCLOSURE HEIGHT: 480 MM WIDTH: 480 MM DEPTH: 200 MM GLAND PLATES: BOTTOM TOP MATERIAL: STAINLESS STEEL 1.4301 (304) ELECTROPOLISHED | 4
5209 | 1195170002 | KLIPPON TB MH (TERMINAL BOX - MULTI HINGE) EMPTY ENCLOSURE STAINLESS STEEL ENCLOSURE HEIGHT: 480 MM WIDTH: 480 MM DEPTH: 200 MM GLAND PLATES: BOTTOM TOP MATERIAL: STAINLESS STEEL 1.4404 (316L) UNTREATED | 4
5210 | 1195170003 | KLIPPON TB MH (TERMINAL BOX - MULTI HINGE) EMPTY ENCLOSURE STAINLESS STEEL ENCLOSURE HEIGHT: 480 MM WIDTH: 480 MM DEPTH: 200 MM GLAND PLATES: BOTTOM TOP MATERIAL: STAINLESS STEEL 1.4301 (304) UNTREATED | 4
5211 | 1195180001 | KLIPPON TB MH (TERMINAL BOX - MULTI HINGE) EMPTY ENCLOSURE STAINLESS STEEL ENCLOSURE HEIGHT: 480 MM WIDTH: 480 MM DEPTH: 200 MM GLAND PLATES: BOTTOM LEFT RIGHT MATERIAL: STAINLESS STEEL 1.4301 (304) ELECTROPOLISHED | 4
5212 | 1195180002 | KLIPPON TB MH (TERMINAL BOX - MULTI HINGE) EMPTY ENCLOSURE STAINLESS STEEL ENCLOSURE HEIGHT: 480 MM WIDTH: 480 MM DEPTH: 200 MM GLAND PLATES: BOTTOM LEFT RIGHT MATERIAL: STAINLESS STEEL 1.4404 (316L) UNTREATED | 4
5213 | 1195180003 | KLIPPON TB MH (TERMINAL BOX - MULTI HINGE) EMPTY ENCLOSURE STAINLESS STEEL ENCLOSURE HEIGHT: 480 MM WIDTH: 480 MM DEPTH: 200 MM GLAND PLATES: BOTTOM LEFT RIGHT MATERIAL: STAINLESS STEEL 1.4301 (304) UNTREATED | 4
5214 | 1195190001 | KLIPPON TB MH (TERMINAL BOX - MULTI HINGE) EMPTY ENCLOSURE STAINLESS STEEL ENCLOSURE HEIGHT: 480 MM WIDTH: 480 MM DEPTH: 200 MM GLAND PLATES: BOTTOM TOP LEFT RIGHT MATERIAL: STAINLESS STEEL 1.4301 (304) ELECTROPOLISHED | 4
5215 | 1195190002 | KLIPPON TB MH (TERMINAL BOX - MULTI HINGE) EMPTY ENCLOSURE STAINLESS STEEL ENCLOSURE HEIGHT: 480 MM WIDTH: 480 MM DEPTH: 200 MM GLAND PLATES: BOTTOM TOP LEFT RIGHT MATERIAL: STAINLESS STEEL 1.4404 (316L) UNTREATED | 4
5216 | 1195190003 | KLIPPON TB MH (TERMINAL BOX - MULTI HINGE) EMPTY ENCLOSURE STAINLESS STEEL ENCLOSURE HEIGHT: 480 MM WIDTH: 480 MM DEPTH: 200 MM GLAND PLATES: BOTTOM TOP LEFT RIGHT MATERIAL: STAINLESS STEEL 1.4301 (304) UNTREATED | 4
5217 | 1195210001 | KLIPPON TB MH (TERMINAL BOX - MULTI HINGE) EMPTY ENCLOSURE STAINLESS STEEL ENCLOSURE HEIGHT: 550 MM WIDTH: 350 MM DEPTH: 150 MM GLAND PLATES: BOTTOM MATERIAL: STAINLESS STEEL 1.4301 (304) ELECTROPOLISHED | 4
5218 | 1195210002 | KLIPPON TB MH (TERMINAL BOX - MULTI HINGE) EMPTY ENCLOSURE STAINLESS STEEL ENCLOSURE HEIGHT: 550 MM WIDTH: 350 MM DEPTH: 150 MM GLAND PLATES: BOTTOM MATERIAL: STAINLESS STEEL 1.4404 (316L) UNTREATED | 4
5219 | 1195210003 | KLIPPON TB MH (TERMINAL BOX - MULTI HINGE) EMPTY ENCLOSURE STAINLESS STEEL ENCLOSURE HEIGHT: 550 MM WIDTH: 350 MM DEPTH: 150 MM GLAND PLATES: BOTTOM MATERIAL: STAINLESS STEEL 1.4301 (304) UNTREATED | 4
5220 | 1195220001 | KLIPPON TB MH (TERMINAL BOX - MULTI HINGE) EMPTY ENCLOSURE STAINLESS STEEL ENCLOSURE HEIGHT: 550 MM WIDTH: 350 MM DEPTH: 150 MM GLAND PLATES: BOTTOM TOP MATERIAL: STAINLESS STEEL 1.4301 (304) ELECTROPOLISHED | 4
5221 | 1195220002 | KLIPPON TB MH (TERMINAL BOX - MULTI HINGE) EMPTY ENCLOSURE STAINLESS STEEL ENCLOSURE HEIGHT: 550 MM WIDTH: 350 MM DEPTH: 150 MM GLAND PLATES: BOTTOM TOP MATERIAL: STAINLESS STEEL 1.4404 (316L) UNTREATED | 4
5222 | 1195220003 | KLIPPON TB MH (TERMINAL BOX - MULTI HINGE) EMPTY ENCLOSURE STAINLESS STEEL ENCLOSURE HEIGHT: 550 MM WIDTH: 350 MM DEPTH: 150 MM GLAND PLATES: BOTTOM TOP MATERIAL: STAINLESS STEEL 1.4301 (304) UNTREATED | 4
5223 | 1195230001 | KLIPPON TB MH (TERMINAL BOX - MULTI HINGE) EMPTY ENCLOSURE STAINLESS STEEL ENCLOSURE HEIGHT: 550 MM WIDTH: 350 MM DEPTH: 150 MM GLAND PLATES: BOTTOM LEFT RIGHT MATERIAL: STAINLESS STEEL 1.4301 (304) ELECTROPOLISHED | 4
5224 | 1195230002 | KLIPPON TB MH (TERMINAL BOX - MULTI HINGE) EMPTY ENCLOSURE STAINLESS STEEL ENCLOSURE HEIGHT: 550 MM WIDTH: 350 MM DEPTH: 150 MM GLAND PLATES: BOTTOM LEFT RIGHT MATERIAL: STAINLESS STEEL 1.4404 (316L) UNTREATED | 4
5225 | 1195230003 | KLIPPON TB MH (TERMINAL BOX - MULTI HINGE) EMPTY ENCLOSURE STAINLESS STEEL ENCLOSURE HEIGHT: 550 MM WIDTH: 350 MM DEPTH: 150 MM GLAND PLATES: BOTTOM LEFT RIGHT MATERIAL: STAINLESS STEEL 1.4301 (304) UNTREATED | 4
5226 | 1195240001 | KLIPPON TB MH (TERMINAL BOX - MULTI HINGE) EMPTY ENCLOSURE STAINLESS STEEL ENCLOSURE HEIGHT: 550 MM WIDTH: 350 MM DEPTH: 150 MM GLAND PLATES: BOTTOM TOP LEFT RIGHT MATERIAL: STAINLESS STEEL 1.4301 (304) ELECTROPOLISHED | 4
5227 | 1195240002 | KLIPPON TB MH (TERMINAL BOX - MULTI HINGE) EMPTY ENCLOSURE STAINLESS STEEL ENCLOSURE HEIGHT: 550 MM WIDTH: 350 MM DEPTH: 150 MM GLAND PLATES: BOTTOM TOP LEFT RIGHT MATERIAL: STAINLESS STEEL 1.4404 (316L) UNTREATED | 4
5228 | 1195240003 | KLIPPON TB MH (TERMINAL BOX - MULTI HINGE) EMPTY ENCLOSURE STAINLESS STEEL ENCLOSURE HEIGHT: 550 MM WIDTH: 350 MM DEPTH: 150 MM GLAND PLATES: BOTTOM TOP LEFT RIGHT MATERIAL: STAINLESS STEEL 1.4301 (304) UNTREATED | 4
5229 | 1195260001 | KLIPPON TB MH (TERMINAL BOX - MULTI HINGE) EMPTY ENCLOSURE STAINLESS STEEL ENCLOSURE HEIGHT: 550 MM WIDTH: 350 MM DEPTH: 200 MM GLAND PLATES: BOTTOM MATERIAL: STAINLESS STEEL 1.4301 (304) ELECTROPOLISHED | 4
5230 | 1195260002 | KLIPPON TB MH (TERMINAL BOX - MULTI HINGE) EMPTY ENCLOSURE STAINLESS STEEL ENCLOSURE HEIGHT: 550 MM WIDTH: 350 MM DEPTH: 200 MM GLAND PLATES: BOTTOM MATERIAL: STAINLESS STEEL 1.4404 (316L) UNTREATED | 4
5231 | 1195260003 | KLIPPON TB MH (TERMINAL BOX - MULTI HINGE) EMPTY ENCLOSURE STAINLESS STEEL ENCLOSURE HEIGHT: 550 MM WIDTH: 350 MM DEPTH: 200 MM GLAND PLATES: BOTTOM MATERIAL: STAINLESS STEEL 1.4301 (304) UNTREATED | 4
5232 | 1195270001 | KLIPPON TB MH (TERMINAL BOX - MULTI HINGE) EMPTY ENCLOSURE STAINLESS STEEL ENCLOSURE HEIGHT: 550 MM WIDTH: 350 MM DEPTH: 200 MM GLAND PLATES: BOTTOM TOP MATERIAL: STAINLESS STEEL 1.4301 (304) ELECTROPOLISHED | 4
5233 | 1195270002 | KLIPPON TB MH (TERMINAL BOX - MULTI HINGE) EMPTY ENCLOSURE STAINLESS STEEL ENCLOSURE HEIGHT: 550 MM WIDTH: 350 MM DEPTH: 200 MM GLAND PLATES: BOTTOM TOP MATERIAL: STAINLESS STEEL 1.4404 (316L) UNTREATED | 4
5234 | 1195270003 | KLIPPON TB MH (TERMINAL BOX - MULTI HINGE) EMPTY ENCLOSURE STAINLESS STEEL ENCLOSURE HEIGHT: 550 MM WIDTH: 350 MM DEPTH: 200 MM GLAND PLATES: BOTTOM TOP MATERIAL: STAINLESS STEEL 1.4301 (304) UNTREATED | 4
5235 | 1195280001 | KLIPPON TB MH (TERMINAL BOX - MULTI HINGE) EMPTY ENCLOSURE STAINLESS STEEL ENCLOSURE HEIGHT: 550 MM WIDTH: 350 MM DEPTH: 200 MM GLAND PLATES: BOTTOM LEFT RIGHT MATERIAL: STAINLESS STEEL 1.4301 (304) ELECTROPOLISHED | 4
5236 | 1195280002 | KLIPPON TB MH (TERMINAL BOX - MULTI HINGE) EMPTY ENCLOSURE STAINLESS STEEL ENCLOSURE HEIGHT: 550 MM WIDTH: 350 MM DEPTH: 200 MM GLAND PLATES: BOTTOM LEFT RIGHT MATERIAL: STAINLESS STEEL 1.4404 (316L) UNTREATED | 4
5237 | 1195280003 | KLIPPON TB MH (TERMINAL BOX - MULTI HINGE) EMPTY ENCLOSURE STAINLESS STEEL ENCLOSURE HEIGHT: 550 MM WIDTH: 350 MM DEPTH: 200 MM GLAND PLATES: BOTTOM LEFT RIGHT MATERIAL: STAINLESS STEEL 1.4301 (304) UNTREATED | 4
5238 | 1195290001 | KLIPPON TB MH (TERMINAL BOX - MULTI HINGE) EMPTY ENCLOSURE STAINLESS STEEL ENCLOSURE HEIGHT: 550 MM WIDTH: 350 MM DEPTH: 200 MM GLAND PLATES: BOTTOM TOP LEFT RIGHT MATERIAL: STAINLESS STEEL 1.4301 (304) ELECTROPOLISHED | 4
5239 | 1195290002 | KLIPPON TB MH (TERMINAL BOX - MULTI HINGE) EMPTY ENCLOSURE STAINLESS STEEL ENCLOSURE HEIGHT: 550 MM WIDTH: 350 MM DEPTH: 200 MM GLAND PLATES: BOTTOM TOP LEFT RIGHT MATERIAL: STAINLESS STEEL 1.4404 (316L) UNTREATED | 4
5240 | 1195290003 | KLIPPON TB MH (TERMINAL BOX - MULTI HINGE) EMPTY ENCLOSURE STAINLESS STEEL ENCLOSURE HEIGHT: 550 MM WIDTH: 350 MM DEPTH: 200 MM GLAND PLATES: BOTTOM TOP LEFT RIGHT MATERIAL: STAINLESS STEEL 1.4301 (304) UNTREATED | 4
5241 | 1195310001 | KLIPPON TB MH (TERMINAL BOX - MULTI HINGE) EMPTY ENCLOSURE STAINLESS STEEL ENCLOSURE HEIGHT: 620 MM WIDTH: 450 MM DEPTH: 150 MM GLAND PLATES: BOTTOM MATERIAL: STAINLESS STEEL 1.4301 (304) ELECTROPOLISHED | 4
5242 | 1195310002 | KLIPPON TB MH (TERMINAL BOX - MULTI HINGE) EMPTY ENCLOSURE STAINLESS STEEL ENCLOSURE HEIGHT: 620 MM WIDTH: 450 MM DEPTH: 150 MM GLAND PLATES: BOTTOM MATERIAL: STAINLESS STEEL 1.4404 (316L) UNTREATED | 4
5243 | 1195310003 | KLIPPON TB MH (TERMINAL BOX - MULTI HINGE) EMPTY ENCLOSURE STAINLESS STEEL ENCLOSURE HEIGHT: 620 MM WIDTH: 450 MM DEPTH: 150 MM GLAND PLATES: BOTTOM MATERIAL: STAINLESS STEEL 1.4301 (304) UNTREATED | 4
5244 | 1195320001 | KLIPPON TB MH (TERMINAL BOX - MULTI HINGE) EMPTY ENCLOSURE STAINLESS STEEL ENCLOSURE HEIGHT: 620 MM WIDTH: 450 MM DEPTH: 150 MM GLAND PLATES: BOTTOM TOP MATERIAL: STAINLESS STEEL 1.4301 (304) ELECTROPOLISHED | 4
5245 | 1195320002 | KLIPPON TB MH (TERMINAL BOX - MULTI HINGE) EMPTY ENCLOSURE STAINLESS STEEL ENCLOSURE HEIGHT: 620 MM WIDTH: 450 MM DEPTH: 150 MM GLAND PLATES: BOTTOM TOP MATERIAL: STAINLESS STEEL 1.4404 (316L) UNTREATED | 4
5246 | 1195320003 | KLIPPON TB MH (TERMINAL BOX - MULTI HINGE) EMPTY ENCLOSURE STAINLESS STEEL ENCLOSURE HEIGHT: 620 MM WIDTH: 450 MM DEPTH: 150 MM GLAND PLATES: BOTTOM TOP MATERIAL: STAINLESS STEEL 1.4301 (304) UNTREATED | 4
5247 | 1195330001 | KLIPPON TB MH (TERMINAL BOX - MULTI HINGE) EMPTY ENCLOSURE STAINLESS STEEL ENCLOSURE HEIGHT: 620 MM WIDTH: 450 MM DEPTH: 150 MM GLAND PLATES: BOTTOM LEFT RIGHT MATERIAL: STAINLESS STEEL 1.4301 (304) ELECTROPOLISHED | 4
5248 | 1195330002 | KLIPPON TB MH (TERMINAL BOX - MULTI HINGE) EMPTY ENCLOSURE STAINLESS STEEL ENCLOSURE HEIGHT: 620 MM WIDTH: 450 MM DEPTH: 150 MM GLAND PLATES: BOTTOM LEFT RIGHT MATERIAL: STAINLESS STEEL 1.4404 (316L) UNTREATED | 4
5249 | 1195330003 | KLIPPON TB MH (TERMINAL BOX - MULTI HINGE) EMPTY ENCLOSURE STAINLESS STEEL ENCLOSURE HEIGHT: 620 MM WIDTH: 450 MM DEPTH: 150 MM GLAND PLATES: BOTTOM LEFT RIGHT MATERIAL: STAINLESS STEEL 1.4301 (304) UNTREATED | 4
5250 | 1195340001 | KLIPPON TB MH (TERMINAL BOX - MULTI HINGE) EMPTY ENCLOSURE STAINLESS STEEL ENCLOSURE HEIGHT: 620 MM WIDTH: 450 MM DEPTH: 150 MM GLAND PLATES: BOTTOM TOP LEFT RIGHT MATERIAL: STAINLESS STEEL 1.4301 (304) ELECTROPOLISHED | 4
5251 | 1195340002 | KLIPPON TB MH (TERMINAL BOX - MULTI HINGE) EMPTY ENCLOSURE STAINLESS STEEL ENCLOSURE HEIGHT: 620 MM WIDTH: 450 MM DEPTH: 150 MM GLAND PLATES: BOTTOM TOP LEFT RIGHT MATERIAL: STAINLESS STEEL 1.4404 (316L) UNTREATED | 4
5252 | 1195340003 | KLIPPON TB MH (TERMINAL BOX - MULTI HINGE) EMPTY ENCLOSURE STAINLESS STEEL ENCLOSURE HEIGHT: 620 MM WIDTH: 450 MM DEPTH: 150 MM GLAND PLATES: BOTTOM TOP LEFT RIGHT MATERIAL: STAINLESS STEEL 1.4301 (304) UNTREATED | 4
5253 | 1195360001 | KLIPPON TB MH (TERMINAL BOX - MULTI HINGE) EMPTY ENCLOSURE STAINLESS STEEL ENCLOSURE HEIGHT: 620 MM WIDTH: 450 MM DEPTH: 200 MM GLAND PLATES: BOTTOM MATERIAL: STAINLESS STEEL 1.4301 (304) ELECTROPOLISHED | 4
5254 | 1195360002 | KLIPPON TB MH (TERMINAL BOX - MULTI HINGE) EMPTY ENCLOSURE STAINLESS STEEL ENCLOSURE HEIGHT: 620 MM WIDTH: 450 MM DEPTH: 200 MM GLAND PLATES: BOTTOM MATERIAL: STAINLESS STEEL 1.4404 (316L) UNTREATED | 4
5255 | 1195360003 | KLIPPON TB MH (TERMINAL BOX - MULTI HINGE) EMPTY ENCLOSURE STAINLESS STEEL ENCLOSURE HEIGHT: 620 MM WIDTH: 450 MM DEPTH: 200 MM GLAND PLATES: BOTTOM MATERIAL: STAINLESS STEEL 1.4301 (304) UNTREATED | 4
5256 | 1195370001 | KLIPPON TB MH (TERMINAL BOX - MULTI HINGE) EMPTY ENCLOSURE STAINLESS STEEL ENCLOSURE HEIGHT: 620 MM WIDTH: 450 MM DEPTH: 200 MM GLAND PLATES: BOTTOM TOP MATERIAL: STAINLESS STEEL 1.4301 (304) ELECTROPOLISHED | 4
5257 | 1195370002 | KLIPPON TB MH (TERMINAL BOX - MULTI HINGE) EMPTY ENCLOSURE STAINLESS STEEL ENCLOSURE HEIGHT: 620 MM WIDTH: 450 MM DEPTH: 200 MM GLAND PLATES: BOTTOM TOP MATERIAL: STAINLESS STEEL 1.4404 (316L) UNTREATED | 4
5258 | 1195370003 | KLIPPON TB MH (TERMINAL BOX - MULTI HINGE) EMPTY ENCLOSURE STAINLESS STEEL ENCLOSURE HEIGHT: 620 MM WIDTH: 450 MM DEPTH: 200 MM GLAND PLATES: BOTTOM TOP MATERIAL: STAINLESS STEEL 1.4301 (304) UNTREATED | 4
5259 | 1195380001 | KLIPPON TB MH (TERMINAL BOX - MULTI HINGE) EMPTY ENCLOSURE STAINLESS STEEL ENCLOSURE HEIGHT: 620 MM WIDTH: 450 MM DEPTH: 200 MM GLAND PLATES: BOTTOM LEFT RIGHT MATERIAL: STAINLESS STEEL 1.4301 (304) ELECTROPOLISHED | 4
5260 | 1195380002 | KLIPPON TB MH (TERMINAL BOX - MULTI HINGE) EMPTY ENCLOSURE STAINLESS STEEL ENCLOSURE HEIGHT: 620 MM WIDTH: 450 MM DEPTH: 200 MM GLAND PLATES: BOTTOM LEFT RIGHT MATERIAL: STAINLESS STEEL 1.4404 (316L) UNTREATED | 4
5261 | 1195380003 | KLIPPON TB MH (TERMINAL BOX - MULTI HINGE) EMPTY ENCLOSURE STAINLESS STEEL ENCLOSURE HEIGHT: 620 MM WIDTH: 450 MM DEPTH: 200 MM GLAND PLATES: BOTTOM LEFT RIGHT MATERIAL: STAINLESS STEEL 1.4301 (304) UNTREATED | 4
5262 | 1195390001 | KLIPPON TB MH (TERMINAL BOX - MULTI HINGE) EMPTY ENCLOSURE STAINLESS STEEL ENCLOSURE HEIGHT: 620 MM WIDTH: 450 MM DEPTH: 200 MM GLAND PLATES: BOTTOM TOP LEFT RIGHT MATERIAL: STAINLESS STEEL 1.4301 (304) ELECTROPOLISHED | 4
5263 | 1195390002 | KLIPPON TB MH (TERMINAL BOX - MULTI HINGE) EMPTY ENCLOSURE STAINLESS STEEL ENCLOSURE HEIGHT: 620 MM WIDTH: 450 MM DEPTH: 200 MM GLAND PLATES: BOTTOM TOP LEFT RIGHT MATERIAL: STAINLESS STEEL 1.4404 (316L) UNTREATED | 4
5264 | 1195390003 | KLIPPON TB MH (TERMINAL BOX - MULTI HINGE) EMPTY ENCLOSURE STAINLESS STEEL ENCLOSURE HEIGHT: 620 MM WIDTH: 450 MM DEPTH: 200 MM GLAND PLATES: BOTTOM TOP LEFT RIGHT MATERIAL: STAINLESS STEEL 1.4301 (304) UNTREATED | 4
5265 | 1195410001 | KLIPPON TB MH (TERMINAL BOX - MULTI HINGE) EMPTY ENCLOSURE STAINLESS STEEL ENCLOSURE HEIGHT: 762 MM WIDTH: 508 MM DEPTH: 150 MM GLAND PLATES: BOTTOM MATERIAL: STAINLESS STEEL 1.4301 (304) ELECTROPOLISHED | 4
5266 | 1195410002 | KLIPPON TB MH (TERMINAL BOX - MULTI HINGE) EMPTY ENCLOSURE STAINLESS STEEL ENCLOSURE HEIGHT: 762 MM WIDTH: 508 MM DEPTH: 150 MM GLAND PLATES: BOTTOM MATERIAL: STAINLESS STEEL 1.4404 (316L) UNTREATED | 4
5267 | 1195410003 | KLIPPON TB MH (TERMINAL BOX - MULTI HINGE) EMPTY ENCLOSURE STAINLESS STEEL ENCLOSURE HEIGHT: 762 MM WIDTH: 508 MM DEPTH: 150 MM GLAND PLATES: BOTTOM MATERIAL: STAINLESS STEEL 1.4301 (304) UNTREATED | 4
5268 | 1195420001 | KLIPPON TB MH (TERMINAL BOX - MULTI HINGE) EMPTY ENCLOSURE STAINLESS STEEL ENCLOSURE HEIGHT: 762 MM WIDTH: 508 MM DEPTH: 150 MM GLAND PLATES: BOTTOM TOP MATERIAL: STAINLESS STEEL 1.4301 (304) ELECTROPOLISHED | 4
5269 | 1195420002 | KLIPPON TB MH (TERMINAL BOX - MULTI HINGE) EMPTY ENCLOSURE STAINLESS STEEL ENCLOSURE HEIGHT: 762 MM WIDTH: 508 MM DEPTH: 150 MM GLAND PLATES: BOTTOM TOP MATERIAL: STAINLESS STEEL 1.4404 (316L) UNTREATED | 4
5270 | 1195420003 | KLIPPON TB MH (TERMINAL BOX - MULTI HINGE) EMPTY ENCLOSURE STAINLESS STEEL ENCLOSURE HEIGHT: 762 MM WIDTH: 508 MM DEPTH: 150 MM GLAND PLATES: BOTTOM TOP MATERIAL: STAINLESS STEEL 1.4301 (304) UNTREATED | 4
5271 | 1195430001 | KLIPPON TB MH (TERMINAL BOX - MULTI HINGE) EMPTY ENCLOSURE STAINLESS STEEL ENCLOSURE HEIGHT: 762 MM WIDTH: 508 MM DEPTH: 150 MM GLAND PLATES: BOTTOM LEFT RIGHT MATERIAL: STAINLESS STEEL 1.4301 (304) ELECTROPOLISHED | 4
5272 | 1195430002 | KLIPPON TB MH (TERMINAL BOX - MULTI HINGE) EMPTY ENCLOSURE STAINLESS STEEL ENCLOSURE HEIGHT: 762 MM WIDTH: 508 MM DEPTH: 150 MM GLAND PLATES: BOTTOM LEFT RIGHT MATERIAL: STAINLESS STEEL 1.4404 (316L) UNTREATED | 4
5273 | 1195440001 | KLIPPON TB MH (TERMINAL BOX - MULTI HINGE) EMPTY ENCLOSURE STAINLESS STEEL ENCLOSURE HEIGHT: 762 MM WIDTH: 508 MM DEPTH: 150 MM GLAND PLATES: BOTTOM TOP LEFT RIGHT MATERIAL: STAINLESS STEEL 1.4301 (304) ELECTROPOLISHED | 4
5274 | 1195440002 | KLIPPON TB MH (TERMINAL BOX - MULTI HINGE) EMPTY ENCLOSURE STAINLESS STEEL ENCLOSURE HEIGHT: 762 MM WIDTH: 508 MM DEPTH: 150 MM GLAND PLATES: BOTTOM TOP LEFT RIGHT MATERIAL: STAINLESS STEEL 1.4404 (316L) UNTREATED | 4
5275 | 1195440003 | KLIPPON TB MH (TERMINAL BOX - MULTI HINGE) EMPTY ENCLOSURE STAINLESS STEEL ENCLOSURE HEIGHT: 762 MM WIDTH: 508 MM DEPTH: 150 MM GLAND PLATES: BOTTOM TOP LEFT RIGHT MATERIAL: STAINLESS STEEL 1.4301 (304) UNTREATED | 4
5276 | 1195460001 | KLIPPON TB MH (TERMINAL BOX - MULTI HINGE) EMPTY ENCLOSURE STAINLESS STEEL ENCLOSURE HEIGHT: 762 MM WIDTH: 508 MM DEPTH: 200 MM GLAND PLATES: BOTTOM MATERIAL: STAINLESS STEEL 1.4301 (304) ELECTROPOLISHED | 4
5277 | 1195460002 | KLIPPON TB MH (TERMINAL BOX - MULTI HINGE) EMPTY ENCLOSURE STAINLESS STEEL ENCLOSURE HEIGHT: 762 MM WIDTH: 508 MM DEPTH: 200 MM GLAND PLATES: BOTTOM MATERIAL: STAINLESS STEEL 1.4404 (316L) UNTREATED | 4
5278 | 1195470001 | KLIPPON TB MH (TERMINAL BOX - MULTI HINGE) EMPTY ENCLOSURE STAINLESS STEEL ENCLOSURE HEIGHT: 762 MM WIDTH: 508 MM DEPTH: 200 MM GLAND PLATES: BOTTOM TOP MATERIAL: STAINLESS STEEL 1.4301 (304) ELECTROPOLISHED | 4
5279 | 1195470002 | KLIPPON TB MH (TERMINAL BOX - MULTI HINGE) EMPTY ENCLOSURE STAINLESS STEEL ENCLOSURE HEIGHT: 762 MM WIDTH: 508 MM DEPTH: 200 MM GLAND PLATES: BOTTOM TOP MATERIAL: STAINLESS STEEL 1.4404 (316L) UNTREATED | 4
5280 | 1195470003 | KLIPPON TB MH (TERMINAL BOX - MULTI HINGE) EMPTY ENCLOSURE STAINLESS STEEL ENCLOSURE HEIGHT: 762 MM WIDTH: 508 MM DEPTH: 200 MM GLAND PLATES: BOTTOM TOP MATERIAL: STAINLESS STEEL 1.4301 (304) UNTREATED | 4
5281 | 1195480001 | KLIPPON TB MH (TERMINAL BOX - MULTI HINGE) EMPTY ENCLOSURE STAINLESS STEEL ENCLOSURE HEIGHT: 762 MM WIDTH: 508 MM DEPTH: 200 MM GLAND PLATES: BOTTOM LEFT RIGHT MATERIAL: STAINLESS STEEL 1.4301 (304) ELECTROPOLISHED | 4
5282 | 1195480002 | KLIPPON TB MH (TERMINAL BOX - MULTI HINGE) EMPTY ENCLOSURE STAINLESS STEEL ENCLOSURE HEIGHT: 762 MM WIDTH: 508 MM DEPTH: 200 MM GLAND PLATES: BOTTOM LEFT RIGHT MATERIAL: STAINLESS STEEL 1.4404 (316L) UNTREATED | 4
5283 | 1195480003 | KLIPPON TB MH (TERMINAL BOX - MULTI HINGE) EMPTY ENCLOSURE STAINLESS STEEL ENCLOSURE HEIGHT: 762 MM WIDTH: 508 MM DEPTH: 200 MM GLAND PLATES: BOTTOM LEFT RIGHT MATERIAL: STAINLESS STEEL 1.4301 (304) UNTREATED | 4
5284 | 1195490001 | KLIPPON TB MH (TERMINAL BOX - MULTI HINGE) EMPTY ENCLOSURE STAINLESS STEEL ENCLOSURE HEIGHT: 762 MM WIDTH: 508 MM DEPTH: 200 MM GLAND PLATES: BOTTOM TOP LEFT RIGHT MATERIAL: STAINLESS STEEL 1.4301 (304) ELECTROPOLISHED | 4
5285 | 1195490002 | KLIPPON TB MH (TERMINAL BOX - MULTI HINGE) EMPTY ENCLOSURE STAINLESS STEEL ENCLOSURE HEIGHT: 762 MM WIDTH: 508 MM DEPTH: 200 MM GLAND PLATES: BOTTOM TOP LEFT RIGHT MATERIAL: STAINLESS STEEL 1.4404 (316L) UNTREATED | 4
5286 | 1195490003 | KLIPPON TB MH (TERMINAL BOX - MULTI HINGE) EMPTY ENCLOSURE STAINLESS STEEL ENCLOSURE HEIGHT: 762 MM WIDTH: 508 MM DEPTH: 200 MM GLAND PLATES: BOTTOM TOP LEFT RIGHT MATERIAL: STAINLESS STEEL 1.4301 (304) UNTREATED | 4
5287 | 1195510001 | KLIPPON TB MH (TERMINAL BOX - MULTI HINGE) EMPTY ENCLOSURE STAINLESS STEEL ENCLOSURE HEIGHT: 914 MM WIDTH: 610 MM DEPTH: 150 MM GLAND PLATES: BOTTOM MATERIAL: STAINLESS STEEL 1.4301 (304) ELECTROPOLISHED | 4
5288 | 1195510002 | KLIPPON TB MH (TERMINAL BOX - MULTI HINGE) EMPTY ENCLOSURE STAINLESS STEEL ENCLOSURE HEIGHT: 914 MM WIDTH: 610 MM DEPTH: 150 MM GLAND PLATES: BOTTOM MATERIAL: STAINLESS STEEL 1.4404 (316L) UNTREATED | 4
5289 | 1195510003 | KLIPPON TB MH (TERMINAL BOX - MULTI HINGE) EMPTY ENCLOSURE STAINLESS STEEL ENCLOSURE HEIGHT: 914 MM WIDTH: 610 MM DEPTH: 150 MM GLAND PLATES: BOTTOM MATERIAL: STAINLESS STEEL 1.4301 (304) UNTREATED | 4
5290 | 1195520001 | KLIPPON TB MH (TERMINAL BOX - MULTI HINGE) EMPTY ENCLOSURE STAINLESS STEEL ENCLOSURE HEIGHT: 914 MM WIDTH: 610 MM DEPTH: 150 MM GLAND PLATES: BOTTOM TOP MATERIAL: STAINLESS STEEL 1.4301 (304) ELECTROPOLISHED | 4
5291 | 1195520002 | KLIPPON TB MH (TERMINAL BOX - MULTI HINGE) EMPTY ENCLOSURE STAINLESS STEEL ENCLOSURE HEIGHT: 914 MM WIDTH: 610 MM DEPTH: 150 MM GLAND PLATES: BOTTOM TOP MATERIAL: STAINLESS STEEL 1.4404 (316L) UNTREATED | 4
5292 | 1195520003 | KLIPPON TB MH (TERMINAL BOX - MULTI HINGE) EMPTY ENCLOSURE STAINLESS STEEL ENCLOSURE HEIGHT: 914 MM WIDTH: 610 MM DEPTH: 150 MM GLAND PLATES: BOTTOM TOP MATERIAL: STAINLESS STEEL 1.4301 (304) UNTREATED | 4
5293 | 1195530001 | KLIPPON TB MH (TERMINAL BOX - MULTI HINGE) EMPTY ENCLOSURE STAINLESS STEEL ENCLOSURE HEIGHT: 914 MM WIDTH: 610 MM DEPTH: 150 MM GLAND PLATES: BOTTOM LEFT RIGHT MATERIAL: STAINLESS STEEL 1.4301 (304) ELECTROPOLISHED | 4
5294 | 1195530002 | KLIPPON TB MH (TERMINAL BOX - MULTI HINGE) EMPTY ENCLOSURE STAINLESS STEEL ENCLOSURE HEIGHT: 914 MM WIDTH: 610 MM DEPTH: 150 MM GLAND PLATES: BOTTOM LEFT RIGHT MATERIAL: STAINLESS STEEL 1.4404 (316L) UNTREATED | 4
5295 | 1195530003 | KLIPPON TB MH (TERMINAL BOX - MULTI HINGE) EMPTY ENCLOSURE STAINLESS STEEL ENCLOSURE HEIGHT: 914 MM WIDTH: 610 MM DEPTH: 150 MM GLAND PLATES: BOTTOM LEFT RIGHT MATERIAL: STAINLESS STEEL 1.4301 (304) UNTREATED | 4
5296 | 1195540001 | KLIPPON TB MH (TERMINAL BOX - MULTI HINGE) EMPTY ENCLOSURE STAINLESS STEEL ENCLOSURE HEIGHT: 914 MM WIDTH: 610 MM DEPTH: 150 MM GLAND PLATES: BOTTOM TOP LEFT RIGHT MATERIAL: STAINLESS STEEL 1.4301 (304) ELECTROPOLISHED | 4
5297 | 1195540002 | KLIPPON TB MH (TERMINAL BOX - MULTI HINGE) EMPTY ENCLOSURE STAINLESS STEEL ENCLOSURE HEIGHT: 914 MM WIDTH: 610 MM DEPTH: 150 MM GLAND PLATES: BOTTOM TOP LEFT RIGHT MATERIAL: STAINLESS STEEL 1.4404 (316L) UNTREATED | 4
5298 | 1195540003 | KLIPPON TB MH (TERMINAL BOX - MULTI HINGE) EMPTY ENCLOSURE STAINLESS STEEL ENCLOSURE HEIGHT: 914 MM WIDTH: 610 MM DEPTH: 150 MM GLAND PLATES: BOTTOM TOP LEFT RIGHT MATERIAL: STAINLESS STEEL 1.4301 (304) UNTREATED | 4
5299 | 1195560001 | KLIPPON TB MH (TERMINAL BOX - MULTI HINGE) EMPTY ENCLOSURE STAINLESS STEEL ENCLOSURE HEIGHT: 914 MM WIDTH: 610 MM DEPTH: 200 MM GLAND PLATES: BOTTOM MATERIAL: STAINLESS STEEL 1.4301 (304) ELECTROPOLISHED | 4
5300 | 1195560002 | KLIPPON TB MH (TERMINAL BOX - MULTI HINGE) EMPTY ENCLOSURE STAINLESS STEEL ENCLOSURE HEIGHT: 914 MM WIDTH: 610 MM DEPTH: 200 MM GLAND PLATES: BOTTOM MATERIAL: STAINLESS STEEL 1.4404 (316L) UNTREATED | 4
5301 | 1195560003 | KLIPPON TB MH (TERMINAL BOX - MULTI HINGE) EMPTY ENCLOSURE STAINLESS STEEL ENCLOSURE HEIGHT: 914 MM WIDTH: 610 MM DEPTH: 200 MM GLAND PLATES: BOTTOM MATERIAL: STAINLESS STEEL 1.4301 (304) UNTREATED | 4
5302 | 1195570001 | KLIPPON TB MH (TERMINAL BOX - MULTI HINGE) EMPTY ENCLOSURE STAINLESS STEEL ENCLOSURE HEIGHT: 914 MM WIDTH: 610 MM DEPTH: 200 MM GLAND PLATES: BOTTOM TOP MATERIAL: STAINLESS STEEL 1.4301 (304) ELECTROPOLISHED | 4
5303 | 1195570002 | KLIPPON TB MH (TERMINAL BOX - MULTI HINGE) EMPTY ENCLOSURE STAINLESS STEEL ENCLOSURE HEIGHT: 914 MM WIDTH: 610 MM DEPTH: 200 MM GLAND PLATES: BOTTOM TOP MATERIAL: STAINLESS STEEL 1.4404 (316L) UNTREATED | 4
5304 | 1195570003 | KLIPPON TB MH (TERMINAL BOX - MULTI HINGE) EMPTY ENCLOSURE STAINLESS STEEL ENCLOSURE HEIGHT: 914 MM WIDTH: 610 MM DEPTH: 200 MM GLAND PLATES: BOTTOM TOP MATERIAL: STAINLESS STEEL 1.4301 (304) UNTREATED | 4
5305 | 1195580001 | KLIPPON TB MH (TERMINAL BOX - MULTI HINGE) EMPTY ENCLOSURE STAINLESS STEEL ENCLOSURE HEIGHT: 914 MM WIDTH: 610 MM DEPTH: 200 MM GLAND PLATES: BOTTOM LEFT RIGHT MATERIAL: STAINLESS STEEL 1.4301 (304) ELECTROPOLISHED | 4
5306 | 1195580002 | KLIPPON TB MH (TERMINAL BOX - MULTI HINGE) EMPTY ENCLOSURE STAINLESS STEEL ENCLOSURE HEIGHT: 914 MM WIDTH: 610 MM DEPTH: 200 MM GLAND PLATES: BOTTOM LEFT RIGHT MATERIAL: STAINLESS STEEL 1.4404 (316L) UNTREATED | 4
5307 | 1195580003 | KLIPPON TB MH (TERMINAL BOX - MULTI HINGE) EMPTY ENCLOSURE STAINLESS STEEL ENCLOSURE HEIGHT: 914 MM WIDTH: 610 MM DEPTH: 200 MM GLAND PLATES: BOTTOM LEFT RIGHT MATERIAL: STAINLESS STEEL 1.4301 (304) UNTREATED | 4
5308 | 1195590001 | KLIPPON TB MH (TERMINAL BOX - MULTI HINGE) EMPTY ENCLOSURE STAINLESS STEEL ENCLOSURE HEIGHT: 914 MM WIDTH: 610 MM DEPTH: 200 MM GLAND PLATES: BOTTOM TOP LEFT RIGHT MATERIAL: STAINLESS STEEL 1.4301 (304) ELECTROPOLISHED | 4
5309 | 1195590002 | KLIPPON TB MH (TERMINAL BOX - MULTI HINGE) EMPTY ENCLOSURE STAINLESS STEEL ENCLOSURE HEIGHT: 914 MM WIDTH: 610 MM DEPTH: 200 MM GLAND PLATES: BOTTOM TOP LEFT RIGHT MATERIAL: STAINLESS STEEL 1.4404 (316L) UNTREATED | 4
5310 | 1195590003 | KLIPPON TB MH (TERMINAL BOX - MULTI HINGE) EMPTY ENCLOSURE STAINLESS STEEL ENCLOSURE HEIGHT: 914 MM WIDTH: 610 MM DEPTH: 200 MM GLAND PLATES: BOTTOM TOP LEFT RIGHT MATERIAL: STAINLESS STEEL 1.4301 (304) UNTREATED | 4
5311 | 1195610001 | KLIPPON TB MH (TERMINAL BOX - MULTI HINGE) EMPTY ENCLOSURE STAINLESS STEEL ENCLOSURE HEIGHT: 980 MM WIDTH: 740 MM DEPTH: 200 MM GLAND PLATES: BOTTOM MATERIAL: STAINLESS STEEL 1.4301 (304) ELECTROPOLISHED | 4
5312 | 1195610002 | KLIPPON TB MH (TERMINAL BOX - MULTI HINGE) EMPTY ENCLOSURE STAINLESS STEEL ENCLOSURE HEIGHT: 980 MM WIDTH: 740 MM DEPTH: 200 MM GLAND PLATES: BOTTOM MATERIAL: STAINLESS STEEL 1.4404 (316L) UNTREATED | 4
5313 | 1195610003 | KLIPPON TB MH (TERMINAL BOX - MULTI HINGE) EMPTY ENCLOSURE STAINLESS STEEL ENCLOSURE HEIGHT: 980 MM WIDTH: 740 MM DEPTH: 200 MM GLAND PLATES: BOTTOM MATERIAL: STAINLESS STEEL 1.4301 (304) UNTREATED | 4
5314 | 1195620001 | KLIPPON TB MH (TERMINAL BOX - MULTI HINGE) EMPTY ENCLOSURE STAINLESS STEEL ENCLOSURE HEIGHT: 980 MM WIDTH: 740 MM DEPTH: 200 MM GLAND PLATES: TOP BOTTOM MATERIAL: STAINLESS STEEL 1.4301 (304) ELECTROPOLISHED | 4
5315 | 1195620002 | KLIPPON TB MH (TERMINAL BOX - MULTI HINGE) EMPTY ENCLOSURE STAINLESS STEEL ENCLOSURE HEIGHT: 980 MM WIDTH: 740 MM DEPTH: 200 MM GLAND PLATES: BOTTOM TOP MATERIAL: STAINLESS STEEL 1.4404 (316L) UNTREATED | 4
5316 | 1195620003 | KLIPPON TB MH (TERMINAL BOX - MULTI HINGE) EMPTY ENCLOSURE STAINLESS STEEL ENCLOSURE HEIGHT: 980 MM WIDTH: 740 MM DEPTH: 200 MM GLAND PLATES: BOTTOM TOP MATERIAL: STAINLESS STEEL 1.4301 (304) UNTREATED | 4
5317 | 1195630001 | KLIPPON TB MH (TERMINAL BOX - MULTI HINGE) EMPTY ENCLOSURE STAINLESS STEEL ENCLOSURE HEIGHT: 980 MM WIDTH: 740 MM DEPTH: 200 MM GLAND PLATES: BOTTOM LEFT RIGHT MATERIAL: STAINLESS STEEL 1.4301 (304) ELECTROPOLISHED | 4
5318 | 1195630002 | KLIPPON TB MH (TERMINAL BOX - MULTI HINGE) EMPTY ENCLOSURE STAINLESS STEEL ENCLOSURE HEIGHT: 980 MM WIDTH: 740 MM DEPTH: 200 MM GLAND PLATES: BOTTOM LEFT RIGHT MATERIAL: STAINLESS STEEL 1.4404 (316L) UNTREATED | 4
5319 | 1195630003 | KLIPPON TB MH (TERMINAL BOX - MULTI HINGE) EMPTY ENCLOSURE STAINLESS STEEL ENCLOSURE HEIGHT: 980 MM WIDTH: 740 MM DEPTH: 200 MM GLAND PLATES: BOTTOM LEFT RIGHT MATERIAL: STAINLESS STEEL 1.4301 (304) UNTREATED | 4
5320 | 1195640001 | KLIPPON TB MH (TERMINAL BOX - MULTI HINGE) EMPTY ENCLOSURE STAINLESS STEEL ENCLOSURE HEIGHT: 980 MM WIDTH: 740 MM DEPTH: 200 MM GLAND PLATES: TOP BOTTOM RIGHT LEFT MATERIAL: STAINLESS STEEL 1.4301 (304) ELECTROPOLISHED | 4
5321 | 1195640002 | KLIPPON TB MH (TERMINAL BOX - MULTI HINGE) EMPTY ENCLOSURE STAINLESS STEEL ENCLOSURE HEIGHT: 980 MM WIDTH: 740 MM DEPTH: 200 MM GLAND PLATES: BOTTOM TOP LEFT RIGHT MATERIAL: STAINLESS STEEL 1.4404 (316L) UNTREATED | 4
5322 | 1195640003 | KLIPPON TB MH (TERMINAL BOX - MULTI HINGE) EMPTY ENCLOSURE STAINLESS STEEL ENCLOSURE HEIGHT: 980 MM WIDTH: 740 MM DEPTH: 200 MM GLAND PLATES: BOTTOM TOP LEFT RIGHT MATERIAL: STAINLESS STEEL 1.4301 (304) UNTREATED | 4
5323 | 1251580002 | PATCH CABLE RJ45 IP 20 RJ45 IP 20 CAT.6A / CLASS EA (ISO/IEC 11801 2010) LSZH 0.2 M | 14
5324 | 1289180000 | KLIPPON EBI (ESSENTIAL BOX INDUSTRIAL) MOUNTING FOOT HEIGHT: 70 MM WIDTH: 36 MM DEPTH: 10 MM MATERIAL: STAINLESS STEEL 1.4301 (304) UNTREATED | 4
5325 | 1349350010 | PRE-ASSEMBLED CABLE PAC CABLE LIYCY 0.25 MM² | 2
5326 | 1349350500 | PRE-ASSEMBLED CABLE PAC CABLE LIYCY 0.25 MM² | 2
5327 | 1363380010 | PRE-ASSEMBLED CABLE PAC CABLE LIYY 7 ± 1 MM | 20
5328 | 1365730010 | PRE-ASSEMBLED CABLE PAC CABLE LIYCY 0.25 MM² | 2
5329 | 1365740010 | PRE-ASSEMBLED CABLE PAC CABLE LIYY 0.25 MM² | 2
5330 | 1373690010 | PRE-ASSEMBLED CABLE PAC CABLE LIYCY 0.25 MM² | 2
5331 | 1373780010 | PRE-ASSEMBLED CABLE PAC CABLE LIYCY 0.34 MM² | 2
5332 | 1373820100 | PRE-ASSEMBLED CABLE PAC CABLE LIYCY 0.50 MM² | 2
5333 | 1382970300 | SENSOR/ACTUATOR LINE ONE END WITHOUT CONNECTOR M8 N OF POLES : 3 3 M FEMALE SOCKET STRAIGHT SHIELDED: NO LED: NO SHEATH MATERIAL: PUR HALOGEN: NO | 0
5334 | 1408270000 | PROTECTED COMPONENT ASSEMBLIES PROTECTIVE CAP | 156
5335 | 1408280000 | PROTECTED COMPONENT ASSEMBLIES PROTECTIVE CAP | 156
5336 | 1428780000 | LIGHTNING AND SURGE PROTECTION PULSE COUNTER | 1111
5337 | 1428840000 | SIGNAL MODULE 12-POLE PIN MODULE | 1249
5338 | 1428850000 | SIGNAL MODULE 12-POLE SOCKET CONNECTOR MODULE | 599
5339 | 1428880000 | SIGNAL MODULE | 142
5340 | 1428890000 | SIGNAL MODULE | 142
5341 | 1428920000 | FRAME | 307
5342 | 1428940000 | FRAME | 307
5343 | 1428990000 | DATA MODULE | 356
5344 | 1429010000 | FRAME | 307
5345 | 1429020000 | DATA MODULE | 356
5346 | 1429030000 | FRAME | 307
5347 | 1429040000 | DUMMY MODULE | 1232
5348 | 1429360000 | SIGNAL MODULE | 142
5349 | 1429370000 | SIGNAL MODULE | 142
5350 | 1433940010 | PATCH CABLE DUPLEX CLIP INCLUDED LC-DUPLEX IP 20 LC-DUPLEX IP 20 50 ΜM LSZH 1 M | 125
5351 | 1433940020 | PATCH CABLE DUPLEX CLIP INCLUDED LC-DUPLEX IP 20 LC-DUPLEX IP 20 50 ΜM LSZH 2 M | 125
5352 | 1433940050 | PATCH CABLE DUPLEX CLIP INCLUDED LC-DUPLEX IP 20 LC-DUPLEX IP 20 50 ΜM LSZH 5 M | 125
5353 | 1433960020 | PATCH CABLE DUPLEX CLIP INCLUDED SC DUPLEX IP 20 SC DUPLEX IP 20 62.5 ΜM LSZH 2 M | 125
5354 | 1433970005 | PATCH CABLE DUPLEX CLIP INCLUDED SC DUPLEX IP 20 SC DUPLEX IP 20 50 ΜM LSZH 0.5 M | 125
5355 | 1439640000 | OMNIMATE SIGNAL - SERIES PM CALIBRATION DEVICE | 765
5356 | 1440130000 | SENSOR/ACTUATOR PLUG-IN CONNECTOR EMPTY ENCLOSURE | 175
5357 | 1483990000 | REPLACEMENT PART | 55
5358 | 1484070000 | REPLACEMENT PART | 55
5359 | 1487980000 | USB CABLE USB A USB MICRO PVC 1.8 M | 947
5360 | 1489170020 | CABLE LIYY 0.25 MM² | 136
5361 | 1499940000 | CONNECTING MODULE INSULATION DISPLACEMENT TECHNOLOGY CLASS FA(ISO/IEC11801 2011) WITH CAT. 7A CABLE IP67 | 372
5362 | 1534410000 | KLIPPON POK (POLYESTER EMPTY ENCLOSURE) MOUNTING PLATE HEIGHT: 203 MM WIDTH: 238 MM DEPTH: 1.5 MM MATERIAL: SHEET STEEL GALVANIZED GALVANIZED | 4
5363 | 2453540050 | DATA USE | 59
5364 | 2453540100 | DATA USE | 59
5365 | 2453540150 | DATA USE | 59
5366 | 2453540300 | DATA USE | 59
5367 | 2453540500 | DATA USE | 59
5368 | 2456820000 | MEASURING BRIDGE CONVERTER INPUT : RESISCE MEASURING BRIDGE OUTPUT : 0(4)-20 MA 0-10 V | 801
5369 | 2456850000 | SIGNAL CONVERTER/INSULATOR LIMIT VALUE MONITORING INPUT : UNIVERSAL U I R? OUTPUT : 4-20 MA (LOOP POWE) TRANSISTOR (ALARM) | 812
5370 | 2456860000 | SIGNAL CONVERTER/ISOLATOR 24 V DC POWER SUPPLY INPUT : I/U UNIVERSAL OUTPUT : I/U UNIVERSAL | 279
5371 | 2476340000 | D-SERIES DRI RELAY MODULE N OF CONTACTS: 1 CO CONTACT AGSNO RATED CONTROL VOLTAGE: 12 V DC CONTINUOUS CURRENT: 10 A SCREW CONNECTION TEST BUTTON AVAILABLE: NO | 3
5372 | 2476680000 | D-SERIES DRI RELAY MODULE N OF CONTACTS: 1 CO CONTACT AGSNO RATED CONTROL VOLTAGE: 24 V DC CONTINUOUS CURRENT: 10 A SCREW CONNECTION TEST BUTTON AVAILABLE: NO | 3
5373 | 2476690000 | D-SERIES DRI RELAY MODULE N OF CONTACTS: 1 CO CONTACT AGSNO RATED CONTROL VOLTAGE: 48 V DC CONTINUOUS CURRENT: 10 A SCREW CONNECTION TEST BUTTON AVAILABLE: NO | 3
5374 | 2476700000 | D-SERIES DRI RELAY MODULE N OF CONTACTS: 1 CO CONTACT AGSNO RATED CONTROL VOLTAGE: 110 V DC CONTINUOUS CURRENT: 10 A SCREW CONNECTION TEST BUTTON AVAILABLE: NO | 3
5375 | 2476710000 | D-SERIES DRI RELAY MODULE N OF CONTACTS: 1 CO CONTACT AGSNO RATED CONTROL VOLTAGE: 24 V AC CONTINUOUS CURRENT: 10 A SCREW CONNECTION TEST BUTTON AVAILABLE: NO | 3
5376 | 2476720000 | D-SERIES DRI RELAY MODULE N OF CONTACTS: 1 CO CONTACT AGSNO RATED CONTROL VOLTAGE: 115 V AC CONTINUOUS CURRENT: 10 A SCREW CONNECTION TEST BUTTON AVAILABLE: NO | 3
5377 | 2476730000 | D-SERIES DRI RELAY MODULE N OF CONTACTS: 1 CO CONTACT AGSNO RATED CONTROL VOLTAGE: 230 V AC CONTINUOUS CURRENT: 10 A SCREW CONNECTION TEST BUTTON AVAILABLE: NO | 3
5378 | 2476760000 | D-SERIES DRI RELAY MODULE N OF CONTACTS: 1 CO CONTACT AGSNO RATED CONTROL VOLTAGE: 48 V DC CONTINUOUS CURRENT: 10 A SCREW CONNECTION TEST BUTTON AVAILABLE: YES | 3
5379 | 2476780000 | D-SERIES DRI RELAY MODULE N OF CONTACTS: 1 CO CONTACT AGSNO RATED CONTROL VOLTAGE: 24 V AC CONTINUOUS CURRENT: 10 A SCREW CONNECTION TEST BUTTON AVAILABLE: YES | 3
5380 | 2476790000 | D-SERIES DRI RELAY MODULE N OF CONTACTS: 1 CO CONTACT AGSNO RATED CONTROL VOLTAGE: 115 V AC CONTINUOUS CURRENT: 10 A SCREW CONNECTION TEST BUTTON AVAILABLE: YES | 3
5381 | 2476800000 | D-SERIES DRI RELAY MODULE N OF CONTACTS: 1 CO CONTACT AGSNO RATED CONTROL VOLTAGE: 230 V AC CONTINUOUS CURRENT: 10 A SCREW CONNECTION TEST BUTTON AVAILABLE: YES | 3
5382 | 2476830000 | D-SERIES DRI RELAY MODULE N OF CONTACTS: 2 CO CONTACT AGSNO RATED CONTROL VOLTAGE: 48 V DC CONTINUOUS CURRENT: 5 A SCREW CONNECTION TEST BUTTON AVAILABLE: NO | 3
5383 | 2476840000 | D-SERIES DRI RELAY MODULE N OF CONTACTS: 2 CO CONTACT AGSNO RATED CONTROL VOLTAGE: 110 V DC CONTINUOUS CURRENT: 5 A SCREW CONNECTION TEST BUTTON AVAILABLE: NO | 3
5384 | 2476850000 | D-SERIES DRI RELAY MODULE N OF CONTACTS: 2 CO CONTACT AGSNO RATED CONTROL VOLTAGE: 24 V AC CONTINUOUS CURRENT: 5 A SCREW CONNECTION TEST BUTTON AVAILABLE: NO | 3
5385 | 2476860000 | D-SERIES DRI RELAY MODULE N OF CONTACTS: 2 CO CONTACT AGSNO RATED CONTROL VOLTAGE: 115 V AC CONTINUOUS CURRENT: 5 A SCREW CONNECTION TEST BUTTON AVAILABLE: NO | 3
5386 | 2476870000 | D-SERIES DRI RELAY MODULE N OF CONTACTS: 2 CO CONTACT AGSNO RATED CONTROL VOLTAGE: 230 V AC CONTINUOUS CURRENT: 5 A SCREW CONNECTION TEST BUTTON AVAILABLE: NO | 3
5387 | 2476920000 | D-SERIES DRI RELAY MODULE N OF CONTACTS: 2 CO CONTACT AGSNO RATED CONTROL VOLTAGE: 24 V AC CONTINUOUS CURRENT: 5 A SCREW CONNECTION TEST BUTTON AVAILABLE: YES | 3
5388 | 2476930000 | D-SERIES DRI RELAY MODULE N OF CONTACTS: 2 CO CONTACT AGSNO RATED CONTROL VOLTAGE: 115 V AC CONTINUOUS CURRENT: 5 A SCREW CONNECTION TEST BUTTON AVAILABLE: YES | 3
5389 | 2485580015 | SYSTEM CABLE M12 X-TYPE IP 67 STRAIGHT MALE M12 X-TYPE IP67 MALE ANGLED CAT.6A / CLASS EA (ISO/IEC 11801 2010) PUR 1.5 M | 39
5390 | 2486080000 | DIODE MODULE 24 V DC | 751
5391 | 2488580000 | HDC ENCLOSURES SIZE: 4 PROTECTION DEGREE: IP65 (IN PLUGGED CONDITION) BULKHEAD HOUSING SIDE-LOCKING CLAMP ON LOWER SIDE SIDE-LOCKING CLAMP REPLACEABLE SDARD | 6
5392 | 2489740000 | SIGNAL CONVERTER/ISOLATOR INPUT : 0(4)-20 MA OUTPUT : 0-10 V | 180
5393 | 2495040000 | POTENTIAL DISTRIBUTOR | 299
5394 | 2495070000 | POTENTIAL DISTRIBUTOR | 299
5395 | 2495090000 | POTENTIAL DISTRIBUTOR | 299
5396 | 2495100000 | POTENTIAL DISTRIBUTOR | 299
5397 | 2495280000 | POWER DISTRIBUTOR M12 HOOD VERSION YES | 434
5398 | 2496190000 | IT TIMER MULTIFUNCTION TIMING RELAY WITH SEPARATE CONTROL INPUT N OF CONTACTS: 1 CO CONTACT AGNI CONTINUOUS CURRENT: 5 A SCREW CONNECTION | 58
5399 | 2555690000 | FILTER FAN IP54 GREY | 172
5400 | 2555810000 | WEB-COMPATIBLE TOUCH PANEL DISPLAY SIZE 7" RESISTIVE FRONT PROTECTION IP66 | 323
5401 | 2555820000 | WEB-COMPATIBLE TOUCH PANEL DISPLAY SIZE 10.1" RESISTIVE FRONT PROTECTION IP66 | 323
5402 | 2556700000 | FILTER FAN IP55 GREY | 208
5403 | 2556750000 | FILTER FAN IP54 GREY | 172
5404 | 2556760000 | FILTER FAN IP54 | 206
5405 | 2556770000 | FILTER FAN IP55 GREY | 208
5406 | 2556780000 | FILTER FAN IP55 | 207
5407 | 2556820000 | FILTER FAN IP54 GREY | 172
5408 | 2556830000 | FILTER FAN IP54 | 206
5409 | 2556840000 | FILTER FAN IP55 GREY | 208
5410 | 2557070000 | EXHAUST FILTER IP54 GREY | 181
5411 | 2557130000 | EXHAUST FILTER IP54 GREY | 181
5412 | 2579420000 | TOOLS ACCESSORIES | 116
5413 | 7789808005 | PRE-ASSEMBLED CABLE PAC CABLE LIYY 0.25 MM² | 2
5414 | 7789892030 | PRE-ASSEMBLED CABLE PAC CABLE LIYCY 0.50 MM² | 2
5415 | 7789895050 | PRE-ASSEMBLED CABLE PAC CABLE LIYCY 0.50 MM² | 2
5416 | 7789895080 | PRE-ASSEMBLED CABLE PAC CABLE LIYCY 0.50 MM² | 2
5417 | 7789895200 | PRE-ASSEMBLED CABLE PAC CABLE LIYCY 0.50 MM² | 2
5418 | 2579490000 | TOOLS ACCESSORIES | 116
5419 | 1059770020 | DRAGLINE CABLE PROFINET M12 D-CODE ? IP 67 STRAIGHT PIN M12 D-CODE ? IP 67 ANGLED PIN CAT.5 (ISO/IEC 11801) / CAT.5E (TIA T568-B) PUR 2 M | 11
5420 | 2551520000 | PE TERMINAL PUSH IN 35 MM² 1000 V GREEN/ | 838
5421 | 2751280000 | SECURITY/NAT/VPN/U-LINK ROUTER WITH INTEGRATED MULTI-BAND MODEM (4G/3G/2G) EU-MODEL FAST ETHERNET 4X RJ45 10/100BASET(X) IP30 -30 °C...70 °C | 295
5422 | 2489910000 | CURRENT-MEASURING TRANSDUCER LIMIT VALUE MONITORING INPUT : 0?1/5/10 A ANALOGUE OUTPUT RELAY OUTPUT | 296
5423 | 1010850020 | SYSTEM CABLE M12 D-CODE ? IP 67 STRAIGHT PIN M12 D-CODE ? IP 67 STRAIGHT PIN CAT.5 (ISO/IEC 11801) / CAT.5E (TIA T568-B) RADOX GKW S 2 M | 11
5424 | 1010850075 | SYSTEM CABLE M12 D-CODE ? IP 67 STRAIGHT PIN M12 D-CODE ? IP 67 STRAIGHT PIN CAT.5 (ISO/IEC 11801) / CAT.5E (TIA T568-B) RADOX GKW S 7.5 M | 11
5425 | 1025940040 | DRAGLINE CABLE PROFINET M12 D-CODE ? IP 67 STRAIGHT PIN OPEN CAT.5 (ISO/IEC 11801) / CAT.5E (TIA T568-B) PUR 4 M | 11
5426 | 1025940200 | DRAGLINE CABLE PROFINET M12 D-CODE ? IP 67 STRAIGHT PIN OPEN CAT.5 (ISO/IEC 11801) / CAT.5E (TIA T568-B) PUR 20 M | 11
5427 | 1025940250 | DRAGLINE CABLE PROFINET M12 D-CODE ? IP 67 STRAIGHT PIN OPEN CAT.5 (ISO/IEC 11801) / CAT.5E (TIA T568-B) PUR 25 M | 11
5428 | 1044470250 | DRAGLINE CABLE PROFINET M12 D-CODE ? IP 67 STRAIGHT PIN RJ45 IP 20 CAT.5 (ISO/IEC 11801) / CAT.5E (TIA T568-B) PUR 25 M | 11
5429 | 1059750200 | DRAGLINE CABLE PROFINET M12 D-CODE ? IP 67 ANGLED PIN OPEN CAT.5 (ISO/IEC 11801) / CAT.5E (TIA T568-B) PUR 20 M | 11
5430 | 1099770300 | VALVE PLUG STRAIGHT PLUG - VALVE PLUG | 69
5431 | 1165940003 | PATCH CABLE RJ45 IP 20 RJ45 IP 20 CAT.6A / CLASS EA (ISO/IEC 11801 2010) LSZH 0.3 M | 14
5432 | 1165940045 | PATCH CABLE RJ45 IP 20 RJ45 IP 20 CAT.6A / CLASS EA (ISO/IEC 11801 2010) LSZH 4.5 M | 14
5433 | 1194560001 | KLIPPON TB MH (TERMINAL BOX - MULTI HINGE) EMPTY ENCLOSURE STAINLESS STEEL ENCLOSURE HEIGHT: 229 MM WIDTH: 152 MM DEPTH: 133 MM GLAND PLATES: BOTTOM MATERIAL: STAINLESS STEEL 1.4301 (304) ELECTROPOLISHED | 4
5434 | 1194560002 | KLIPPON TB MH (TERMINAL BOX - MULTI HINGE) EMPTY ENCLOSURE STAINLESS STEEL ENCLOSURE HEIGHT: 229 MM WIDTH: 152 MM DEPTH: 133 MM GLAND PLATES: BOTTOM MATERIAL: STAINLESS STEEL 1.4404 (316L) UNTREATED | 4
5435 | 1194560003 | KLIPPON TB MH (TERMINAL BOX - MULTI HINGE) EMPTY ENCLOSURE STAINLESS STEEL ENCLOSURE HEIGHT: 229 MM WIDTH: 152 MM DEPTH: 133 MM GLAND PLATES: BOTTOM MATERIAL: STAINLESS STEEL 1.4301 (304) UNTREATED | 4
5436 | 1194570001 | KLIPPON TB MH (TERMINAL BOX - MULTI HINGE) EMPTY ENCLOSURE STAINLESS STEEL ENCLOSURE HEIGHT: 229 MM WIDTH: 152 MM DEPTH: 133 MM GLAND PLATES: BOTTOM TOP MATERIAL: STAINLESS STEEL 1.4301 (304) ELECTROPOLISHED | 4
5437 | 1194570002 | KLIPPON TB MH (TERMINAL BOX - MULTI HINGE) EMPTY ENCLOSURE STAINLESS STEEL ENCLOSURE HEIGHT: 229 MM WIDTH: 152 MM DEPTH: 133 MM GLAND PLATES: BOTTOM TOP MATERIAL: STAINLESS STEEL 1.4404 (316L) UNTREATED | 4
5438 | 1194570003 | KLIPPON TB MH (TERMINAL BOX - MULTI HINGE) EMPTY ENCLOSURE STAINLESS STEEL ENCLOSURE HEIGHT: 229 MM WIDTH: 152 MM DEPTH: 133 MM GLAND PLATES: BOTTOM TOP MATERIAL: STAINLESS STEEL 1.4301 (304) UNTREATED | 4
5439 | 1194580001 | KLIPPON TB MH (TERMINAL BOX - MULTI HINGE) EMPTY ENCLOSURE STAINLESS STEEL ENCLOSURE HEIGHT: 229 MM WIDTH: 152 MM DEPTH: 133 MM GLAND PLATES: BOTTOM LEFT RIGHT MATERIAL: STAINLESS STEEL 1.4301 (304) ELECTROPOLISHED | 4
5440 | 1194580002 | KLIPPON TB MH (TERMINAL BOX - MULTI HINGE) EMPTY ENCLOSURE STAINLESS STEEL ENCLOSURE HEIGHT: 229 MM WIDTH: 152 MM DEPTH: 133 MM GLAND PLATES: BOTTOM LEFT RIGHT MATERIAL: STAINLESS STEEL 1.4404 (316L) UNTREATED | 4
5441 | 1194580003 | KLIPPON TB MH (TERMINAL BOX - MULTI HINGE) EMPTY ENCLOSURE STAINLESS STEEL ENCLOSURE HEIGHT: 229 MM WIDTH: 152 MM DEPTH: 133 MM GLAND PLATES: BOTTOM LEFT RIGHT MATERIAL: STAINLESS STEEL 1.4301 (304) UNTREATED | 4
5442 | 1194590001 | KLIPPON TB MH (TERMINAL BOX - MULTI HINGE) EMPTY ENCLOSURE STAINLESS STEEL ENCLOSURE HEIGHT: 229 MM WIDTH: 152 MM DEPTH: 133 MM GLAND PLATES: BOTTOM TOP LEFT RIGHT MATERIAL: STAINLESS STEEL 1.4301 (304) ELECTROPOLISHED | 4
5443 | 1194590002 | KLIPPON TB MH (TERMINAL BOX - MULTI HINGE) EMPTY ENCLOSURE STAINLESS STEEL ENCLOSURE HEIGHT: 229 MM WIDTH: 152 MM DEPTH: 133 MM GLAND PLATES: BOTTOM TOP LEFT RIGHT MATERIAL: STAINLESS STEEL 1.4404 (316L) UNTREATED | 4
5444 | 1194590003 | KLIPPON TB MH (TERMINAL BOX - MULTI HINGE) EMPTY ENCLOSURE STAINLESS STEEL ENCLOSURE HEIGHT: 229 MM WIDTH: 152 MM DEPTH: 133 MM GLAND PLATES: BOTTOM TOP LEFT RIGHT MATERIAL: STAINLESS STEEL 1.4301 (304) UNTREATED | 4
5445 | 1194610001 | KLIPPON TB MH (TERMINAL BOX - MULTI HINGE) EMPTY ENCLOSURE STAINLESS STEEL ENCLOSURE HEIGHT: 260 MM WIDTH: 260 MM DEPTH: 150 MM GLAND PLATES: BOTTOM MATERIAL: STAINLESS STEEL 1.4301 (304) ELECTROPOLISHED | 4
5446 | 1194610002 | KLIPPON TB MH (TERMINAL BOX - MULTI HINGE) EMPTY ENCLOSURE STAINLESS STEEL ENCLOSURE HEIGHT: 260 MM WIDTH: 260 MM DEPTH: 150 MM GLAND PLATES: BOTTOM MATERIAL: STAINLESS STEEL 1.4404 (316L) UNTREATED | 4
5447 | 1194610003 | KLIPPON TB MH (TERMINAL BOX - MULTI HINGE) EMPTY ENCLOSURE STAINLESS STEEL ENCLOSURE HEIGHT: 260 MM WIDTH: 260 MM DEPTH: 150 MM GLAND PLATES: BOTTOM MATERIAL: STAINLESS STEEL 1.4301 (304) UNTREATED | 4
5448 | 1201210750 | BUS LINE CONNECTING LINE M8 N OF POLES: 4 7.5 M PIN STRAIGHT RJ45 SHIELDED: YES LED: NO SHEATH MATERIAL: PUR HALOGEN: NO | 0
5449 | 1220310010 | SYSTEM CABLE M12 D-CODE ? IP 67 STRAIGHT PIN RJ45 IP 20 CAT.5 (ISO/IEC 11801) RADOX GKW S 1 M | 11
5450 | 1220310050 | SYSTEM CABLE M12 D-CODE ? IP 67 STRAIGHT PIN RJ45 IP 20 CAT.5 (ISO/IEC 11801) RADOX GKW S 5 M | 11
5451 | 1220310100 | SYSTEM CABLE M12 D-CODE ? IP 67 STRAIGHT PIN RJ45 IP 20 CAT.5 (ISO/IEC 11801) RADOX GKW S 10 M | 11
5452 | 1220620150 | SENSOR/ACTUATOR LINE CONNECTING LINE M12 / M8 N OF POLES : 3 1.5 M PIN STRAIGHT SOCKET ANGLED SHIELDED: NO LED: NO SHEATH MATERIAL: PUR HALOGEN: NO | 0
5453 | 1251580500 | PATCH CABLE RJ45 IP 20 RJ45 IP 20 CAT.6A / CLASS EA (ISO/IEC 11801 2010) LSZH 50 M | 14
5454 | 1251590004 | PATCH CABLE RJ45 IP 20 RJ45 IP 20 CAT.6A / CLASS EA (ISO/IEC 11801 2010) LSZH 0.4 M | 14
5455 | 1251590008 | PATCH CABLE RJ45 IP 20 RJ45 IP 20 CAT.6A / CLASS EA (ISO/IEC 11801 2010) LSZH 0.8 M | 14
5456 | 1251610002 | PATCH CABLE RJ45 IP 20 RJ45 IP 20 CAT.6A / CLASS EA (ISO/IEC 11801 2010) LSZH 0.2 M | 14
5457 | 1283430000 | KLIPPON POK (POLYESTER EMPTY ENCLOSURE) EARTHING STUD MISCELLANEOUS MATERIAL: STAINLESS STEEL 1.4404 (316L) | 386
5458 | 1283440000 | KLIPPON POK (POLYESTER EMPTY ENCLOSURE) EARTHING STUD MISCELLANEOUS MATERIAL: STAINLESS STEEL 1.4404 (316L) | 386
5459 | 1301370025 | BUS LINE ONE END WITHOUT CONNECTOR M8 N OF POLES: 4 0.25 M FEMALE SOCKET STRAIGHT SHIELDED: YES LED: NO SHEATH MATERIAL: PUR HALOGEN: NO | 0
5460 | 1329110010 | PRE-ASSEMBLED CABLE PAC CABLE LIYY 0.25 MM² | 2
5461 | 1329140020 | PRE-ASSEMBLED CABLE PAC CABLE LIYY 0.25 MM² | 2
5462 | 1329150010 | PRE-ASSEMBLED CABLE PAC CABLE LIYY 0.25 MM² | 2
5463 | 1329170010 | PRE-ASSEMBLED CABLE PAC CABLE LIYY 0.25 MM² | 2
5464 | 1345240000 | NETWORK SWITCH MANAGED FAST ETHERNET N OF PORTS: 5X RJ45 1 * SC MULTI-MODE 2X SC SINGLE-MODE IP30 -40 °C...75 °C | 50
5465 | 1345270000 | SECURITY/NAT/VPN/U-LINK ROUTER GIGABIT ETHERNET 2 * RJ45 10/100/1000BASET(X) IP20 -20 °C...70 °C | 295
5466 | 1349330010 | PRE-ASSEMBLED CABLE PAC CABLE LIYCY 0.25 MM² | 2
5467 | 1349340010 | PRE-ASSEMBLED CABLE PAC CABLE LIYCY 0.25 MM² | 2
5468 | 1349630015 | PRE-ASSEMBLED CABLE PAC | 34
5469 | 1349630020 | PRE-ASSEMBLED CABLE PAC | 34
5470 | 1349630035 | PRE-ASSEMBLED CABLE PAC | 34
5471 | 1349630040 | PRE-ASSEMBLED CABLE PAC | 34
5472 | 1349630050 | PRE-ASSEMBLED CABLE PAC | 34
5473 | 1349650010 | PRE-ASSEMBLED CABLE PAC | 34
5474 | 1349650080 | PRE-ASSEMBLED CABLE PAC | 34
5475 | 1349670005 | PRE-ASSEMBLED CABLE PAC | 34
5476 | 1349670090 | PRE-ASSEMBLED CABLE PAC | 34
5477 | 1349680015 | PRE-ASSEMBLED CABLE PAC | 34
5478 | 1349690030 | PRE-ASSEMBLED CABLE PAC | 34
5479 | 1349690070 | PRE-ASSEMBLED CABLE PAC | 34
5480 | 1349700015 | PRE-ASSEMBLED CABLE PAC | 34
5481 | 1349700025 | PRE-ASSEMBLED CABLE PAC | 34
5482 | 1349700030 | PRE-ASSEMBLED CABLE PAC | 34
5483 | 1349700035 | PRE-ASSEMBLED CABLE PAC | 34
5484 | 1349700040 | PRE-ASSEMBLED CABLE PAC | 34
5485 | 1349700050 | PRE-ASSEMBLED CABLE PAC | 34
5486 | 1349700060 | PRE-ASSEMBLED CABLE PAC | 34
5487 | 1349700080 | PRE-ASSEMBLED CABLE PAC | 34
5488 | 1349700090 | PRE-ASSEMBLED CABLE PAC | 34
5489 | 1349700100 | PRE-ASSEMBLED CABLE PAC | 34
5490 | 1349720030 | PRE-ASSEMBLED CABLE PAC | 34
5491 | 1349720050 | PRE-ASSEMBLED CABLE PAC | 34
5492 | 1349720080 | PRE-ASSEMBLED CABLE PAC | 34
5493 | 1349730005 | PRE-ASSEMBLED CABLE PAC | 34
5494 | 1349730025 | PRE-ASSEMBLED CABLE PAC | 34
5495 | 1349730050 | PRE-ASSEMBLED CABLE PAC | 34
5496 | 1349740020 | PRE-ASSEMBLED CABLE PAC | 34
5497 | 1349770005 | PRE-ASSEMBLED CABLE PAC | 34
5498 | 1349770030 | PRE-ASSEMBLED CABLE PAC | 34
5499 | 1349790005 | PRE-ASSEMBLED CABLE PAC | 34
5500 | 1349790030 | PRE-ASSEMBLED CABLE PAC | 34
5501 | 1349790050 | PRE-ASSEMBLED CABLE PAC | 34
5502 | 1349790060 | PRE-ASSEMBLED CABLE PAC | 34
5503 | 1349820040 | PRE-ASSEMBLED CABLE PAC | 34
5504 | 1349840020 | PRE-ASSEMBLED CABLE PAC | 34
5505 | 1349840040 | PRE-ASSEMBLED CABLE PAC | 34
5506 | 1349840060 | PRE-ASSEMBLED CABLE PAC | 34
5507 | 1349840100 | PRE-ASSEMBLED CABLE PAC | 34
5508 | 1349880020 | PRE-ASSEMBLED CABLE PAC | 34
5509 | 1349880030 | PRE-ASSEMBLED CABLE PAC | 34
5510 | 1349880040 | PRE-ASSEMBLED CABLE PAC | 34
5511 | 1349880050 | PRE-ASSEMBLED CABLE PAC | 34
5512 | 1349880060 | PRE-ASSEMBLED CABLE PAC | 34
5513 | 1349880100 | PRE-ASSEMBLED CABLE PAC | 34
5514 | 1349900030 | PRE-ASSEMBLED CABLE PAC | 34
5515 | 1350250030 | CABLE LIYY 0.25 MM² | 136
5516 | 1358340020 | PRE-ASSEMBLED CABLE PAC CABLE LIYCY 0.25 MM² | 2
5517 | 1358340050 | PRE-ASSEMBLED CABLE PAC CABLE LIYCY 0.25 MM² | 2
5518 | 1358340080 | PRE-ASSEMBLED CABLE PAC CABLE LIYCY 0.25 MM² | 2
5519 | 1358340100 | PRE-ASSEMBLED CABLE PAC CABLE LIYCY 0.25 MM² | 2
5520 | 1365750050 | PRE-ASSEMBLED CABLE PAC CABLE LIYY 0.25 MM² | 2
5521 | 1371250000 | INTERFACE RS 2 X KS (40P) LM3NZF 5.08MM | 99
5522 | 1371390000 | INTERFACE RS 2 X AKB (50P) LP2N 5.08MM | 99
5523 | 1371410000 | INTERFACE RS 2 X AKB (50P) LM2NZF 5.08MM | 99
5524 | 1371600000 | INTERFACE RS 2 X KS (40P) LP 5.08MM | 99
5525 | 1371610000 | INTERFACE RS 2 X KS (40P) LMNZF 5.08MM | 99
5526 | 1373780100 | PRE-ASSEMBLED CABLE PAC CABLE LIYCY 0.34 MM² | 2
5527 | 1373790010 | PRE-ASSEMBLED CABLE PAC CABLE LIYCY 0.50 MM² | 2
5528 | 1373950010 | PRE-ASSEMBLED CABLE PAC CABLE LIYCY 0.50 MM² | 2
5529 | 1375440000 | SURGE VOLTAGE ARRESTER LOW VOLTAGE | 388
5530 | 1390910000 | KLIPPON POK (POLYESTER EMPTY ENCLOSURE) EARTHING PLATE HEIGHT: 32.5 MM WIDTH: 101 MM MATERIAL: POLISHED UNTREATED | 4
5531 | 1390920000 | KLIPPON POK (POLYESTER EMPTY ENCLOSURE) EARTHING PLATE HEIGHT: 33.5 MM WIDTH: 131 MM MATERIAL: POLISHED UNTREATED | 4
5532 | 1390930000 | KLIPPON POK (POLYESTER EMPTY ENCLOSURE) EARTHING PLATE HEIGHT: 33.5 MM WIDTH: 181 MM MATERIAL: POLISHED UNTREATED | 4
5533 | 1390940000 | KLIPPON POK (POLYESTER EMPTY ENCLOSURE) EARTHING PLATE HEIGHT: 32.5 MM WIDTH: 211 MM MATERIAL: POLISHED UNTREATED | 4
5534 | 1390950000 | KLIPPON POK (POLYESTER EMPTY ENCLOSURE) EARTHING PLATE HEIGHT: 33.5 MM WIDTH: 258 MM MATERIAL: POLISHED UNTREATED | 4
5535 | 1390970000 | KLIPPON POK (POLYESTER EMPTY ENCLOSURE) EARTHING PLATE HEIGHT: 57.5 MM WIDTH: 177 MM MATERIAL: POLISHED UNTREATED | 4
5536 | 1391010000 | KLIPPON POK (POLYESTER EMPTY ENCLOSURE) EARTHING PLATE HEIGHT: 60.5 MM WIDTH: 438 MM MATERIAL: POLISHED UNTREATED | 4
5537 | 1391020000 | KLIPPON POK (POLYESTER EMPTY ENCLOSURE) EARTHING PLATE HEIGHT: 60.5 MM WIDTH: 656 MM MATERIAL: POLISHED UNTREATED | 4
5538 | 1391030000 | KLIPPON POK (POLYESTER EMPTY ENCLOSURE) EARTHING PLATE HEIGHT: 85.5 MM WIDTH: 424 MM MATERIAL: POLISHED UNTREATED | 4
5539 | 1391040000 | KLIPPON POK (POLYESTER EMPTY ENCLOSURE) EARTHING PLATE HEIGHT: 85.5 MM WIDTH: 567 MM MATERIAL: POLISHED UNTREATED | 4
5540 | 1391050000 | KLIPPON POK (POLYESTER EMPTY ENCLOSURE) EARTHING PLATE HEIGHT: 85.5 MM WIDTH: 785 MM MATERIAL: POLISHED UNTREATED | 4
5541 | 1394050000 | Z-SERIES END PLATE PARTITION PLATE | 46
5542 | 1395370000 | INTERFACE RS 2 X AKB (50P) LP2N 5.08MM | 99
5543 | 1395380000 | INTERFACE RS 2 X AKB (50P) LM2NZF 5.08MM | 99
5544 | 1397820000 | INTERFACE RS 2 X AKB (50P) LP2N 5.08MM | 99
5545 | 1397830000 | INTERFACE RS 2 X AKB (50P) LM2NZF 5.08MM | 99
5546 | 1405060010 | PRE-ASSEMBLED CABLE PAC | 34
5547 | 1405060020 | PRE-ASSEMBLED CABLE PAC | 34
5548 | 1413940000 | Y CONNECTOR 7/8" | 579
5549 | 1449400000 | SAI PASSIVE SENSOR-ACTUATOR PASSIVE DISTRIBUTOR M8 WITH M12 OUTLET A-CODED 12-POLE YES | 22
5550 | 1450600000 | FRONTCOM INSERT PLATE SHIELDED 1X POWER 2X DATA 1X SIGNAL | 218
5551 | 1450610000 | FRONTCOM INSERT PLATE SHIELDED 1X POWER 2X SIGNAL | 218
5552 | 1450690000 | FRONTCOM INSERT PLATE UNSHIELDED 1X POWER 2X DATA 1X SIGNAL | 218
5553 | 1450710000 | FRONTCOM INSERT PLATE UNSHIELDED | 784
5554 | 1450780000 | FRONTCOM INSERT POWER LARGE TYPE J SOCKET CONNECTOR CH | 237
5555 | 1450890000 | FRONTCOM SIGNAL INSERT D-SUB 25-POLE SOCKET / PLUG | 408
5556 | 1450900000 | FRONTCOM SIGNAL INSERT D-SUB 25-POLE SOCKET / SOLDER CONNECTION | 408
5557 | 1456550000 | INTERFACE RSM SCREW CONNECTION | 45
5558 | 1456570000 | INTERFACE RSM TENSION-CLAMP CONNECTION | 80
5559 | 1456580000 | INTERFACE RSM TENSION-CLAMP CONNECTION | 80
5560 | 1456590000 | INTERFACE RSM SCREW CONNECTION | 45
5561 | 1456610000 | INTERFACE RSM SCREW CONNECTION | 45
5562 | 1456620000 | INTERFACE RSM SCREW CONNECTION | 45
5563 | 1456640000 | INTERFACE RSM SCREW CONNECTION | 45
5564 | 1456650000 | INTERFACE RSM SCREW CONNECTION | 45
5565 | 1456670000 | INTERFACE RSM SCREW CONNECTION | 45
5566 | 1456690000 | INTERFACE RSM TENSION-CLAMP CONNECTION | 80
5567 | 1456700000 | INTERFACE RSM TENSION-CLAMP CONNECTION | 80
5568 | 1456710000 | INTERFACE RSM TENSION-CLAMP CONNECTION | 80
5569 | 1456730000 | INTERFACE RSM TENSION-CLAMP CONNECTION | 80
5570 | 1456740000 | INTERFACE RSM TENSION-CLAMP CONNECTION | 80
5571 | 1456750000 | INTERFACE RSM TENSION-CLAMP CONNECTION | 80
5572 | 1456810000 | INTERFACE RSM SCREW CONNECTION | 45
5573 | 1456830000 | INTERFACE RSM SCREW CONNECTION | 45
5574 | 1456840000 | INTERFACE RSM SCREW CONNECTION | 45
5575 | 1456910000 | INTERFACE RSM | 598
5576 | 1456970000 | INTERFACE RSM SCREW CONNECTION | 45
5577 | 1456980000 | INTERFACE RSM SCREW CONNECTION | 45
5578 | 1457000000 | INTERFACE RSM SCREW CONNECTION | 45
5579 | 1457010000 | INTERFACE RSM SCREW CONNECTION | 45
5580 | 1457020000 | INTERFACE RSM SCREW CONNECTION | 45
5581 | 1457040000 | INTERFACE RSM TENSION-CLAMP CONNECTION | 80
5582 | 1457050000 | INTERFACE RSM TENSION-CLAMP CONNECTION | 80
5583 | 1457070000 | INTERFACE RSM TENSION-CLAMP CONNECTION | 80
5584 | 1457090000 | INTERFACE RSM TENSION-CLAMP CONNECTION | 80
5585 | 1457100000 | INTERFACE RSM TENSION-CLAMP CONNECTION | 80
5586 | 1457110000 | INTERFACE RSM TENSION-CLAMP CONNECTION | 80
5587 | 1457170000 | INTERFACE RSM SCREW CONNECTION | 45
5588 | 1457180000 | INTERFACE RSM TENSION-CLAMP CONNECTION | 80
5589 | 1457190000 | INTERFACE RSM SCREW CONNECTION | 45
5590 | 1457200000 | INTERFACE RSM SCREW CONNECTION | 45
5591 | 1457210000 | INTERFACE RSM TENSION-CLAMP CONNECTION | 80
5592 | 1457220000 | INTERFACE RSM TENSION-CLAMP CONNECTION | 80
5593 | 1457250000 | INTERFACE RSM | 598
5594 | 1457270000 | INTERFACE RSM | 598
5595 | 1457300000 | INTERFACE RSM SCREW CONNECTION | 45
5596 | 1457310000 | INTERFACE RSM SCREW CONNECTION | 45
5597 | 1457320000 | INTERFACE RSM TENSION-CLAMP CONNECTION | 80
5598 | 1457330000 | INTERFACE RSM TENSION-CLAMP CONNECTION | 80
5599 | 1457370000 | INTERFACE RSM SCREW CONNECTION | 45
5600 | 1457380000 | INTERFACE RSM PUSH IN | 105
5601 | 1457390000 | INTERFACE RSM SCREW CONNECTION | 45
5602 | 1457400000 | INTERFACE RSM PUSH IN | 105
5603 | 1457430000 | INTERFACE RSM SCREW CONNECTION | 45
5604 | 1457440000 | INTERFACE RSM PUSH IN | 105
5605 | 1457580100 | SYSTEM CABLE RJ45 IP 20 M12 X-TYPE IP 67 STRAIGHT MALE CAT.6A / CLASS EA (ISO/IEC 11801 2010) PUR 10 M | 39
5606 | 1457580120 | SYSTEM CABLE RJ45 IP 20 M12 X-TYPE IP 67 STRAIGHT MALE CAT.6A / CLASS EA (ISO/IEC 11801 2010) PUR 12 M | 39
5607 | 1457580150 | SYSTEM CABLE RJ45 IP 20 M12 X-TYPE IP 67 STRAIGHT MALE CAT.6A / CLASS EA (ISO/IEC 11801 2010) PUR 15 M | 39
5608 | 1457580200 | SYSTEM CABLE RJ45 IP 20 M12 X-TYPE IP 67 STRAIGHT MALE CAT.6A / CLASS EA (ISO/IEC 11801 2010) PUR 20 M | 39
5609 | 1459490000 | PHOTOVOLTAICS PLUG-IN CONNECTOR PUSH IN CONNECTION | 253
5610 | 1459510000 | PHOTOVOLTAICS PLUG-IN CONNECTOR FOR CRIMPING TOOL | 701
5611 | 1460040000 | VG EX MS (EX CABLE GLAND) CABLE GLANDS M 16 16 MM OD MIN. 3 - OD MAX. 12 MM IP66 IP68 NICKEL-PLATED | 8
5612 | 1460050000 | VG EX MS (EX CABLE GLAND) CABLE GLANDS M 20 16 MM OD MIN. 3 - OD MAX. 12 MM IP66 IP68 NICKEL-PLATED | 8
5613 | 1460070000 | VG EX MS (EX CABLE GLAND) CABLE GLANDS M 25 16 MM OD MIN. 10 - OD MAX. 18 MM IP66 IP68 NICKEL-PLATED | 8
5614 | 1460080000 | VG EX MS (EX CABLE GLAND) CABLE GLANDS M 32 16 MM OD MIN. 14 - OD MAX. 24 MM IP66 IP68 NICKEL-PLATED | 8
5615 | 1460090000 | VG EX MS (EX CABLE GLAND) CABLE GLANDS M 40 18 MM OD MIN. 22 - OD MAX. 32 MM IP66 IP68 NICKEL-PLATED | 8
5616 | 1460100000 | VG EX MS (EX CABLE GLAND) CABLE GLANDS M 50 18 MM OD MIN. 35 - OD MAX. 44 MM IP66 IP68 NICKEL-PLATED | 8
5617 | 1460110000 | VG EX MS (EX CABLE GLAND) CABLE GLANDS M 63 18 MM OD MIN. 46 - OD MAX. 56 MM IP66 IP68 NICKEL-PLATED | 8
5618 | 1460290000 | PANEL FEED-THROUGH N OF POLES: 4 CODING: S M12 630 V | 219
5619 | 1460320000 | BUILT-IN PLUGS M12 PIN STRAIGHT M 16 N OF POLES: 4 0.5 M FRONT MOUNTING | 30
5620 | 1460340000 | BUILT-IN PLUGS M12 PIN STRAIGHT M 16 N OF POLES: 4 0.5 M FRONT MOUNTING | 30
5621 | 1461070000 | VG EXI 4J (EX PLASTIC CABLE GLAND 4J EXI) CABLE GLANDS M 25 10 MM OD MIN. 13 - OD MAX. 18 MM IP54 IP66 IP67 IP68 - 5 BAR (30 MIN.) POLYAMIDE 6 | 8
5622 | 1461090000 | VG EXI 4J (EX PLASTIC CABLE GLAND 4J EXI) CABLE GLANDS M 40 18 MM OD MIN. 22 - OD MAX. 32 MM IP54 IP66 IP67 IP68 - 5 BAR (30 MIN.) POLYAMIDE 6 | 8
5623 | 1461100000 | VG EXI 4J (EX PLASTIC CABLE GLAND 4J EXI) CABLE GLANDS M 50 18 MM OD MIN. 30 - OD MAX. 38 MM IP54 IP66 IP67 IP68 - 5 BAR (30 MIN.) POLYAMIDE 6 | 8
5624 | 1461110000 | VG EXI 4J (EX PLASTIC CABLE GLAND 4J EXI) CABLE GLANDS M 63 18 MM OD MIN. 34 - OD MAX. 44 MM IP54 IP66 IP67 IP68 - 5 BAR (30 MIN.) POLYAMIDE 6 | 8
5625 | 1461140000 | VG EXE 4J (EX PLASTIC CABLE GLAND 4J EXE) CABLE GLANDS M 20 10 MM OD MIN. 6 - OD MAX. 12 MM IP54 IP66 IP67 IP68 - 5 BAR (30 MIN.) POLYAMIDE 6 | 8
5626 | 1461170000 | VG EXE 4J (EX PLASTIC CABLE GLAND 4J EXE) CABLE GLANDS M 32 15 MM OD MIN. 18 - OD MAX. 25 MM IP54 IP66 IP67 IP68 - 5 BAR (30 MIN.) POLYAMIDE 6 | 8
5627 | 1461190000 | VG EXE 4J (EX PLASTIC CABLE GLAND 4J EXE) CABLE GLANDS M 50 18 MM OD MIN. 30 - OD MAX. 38 MM IP54 IP66 IP67 IP68 - 5 BAR (30 MIN.) POLYAMIDE 6 | 8
5628 | 1461200000 | VG EXE 4J (EX PLASTIC CABLE GLAND 4J EXE) CABLE GLANDS M 63 18 MM OD MIN. 34 - OD MAX. 44 MM IP54 IP66 IP67 IP68 - 5 BAR (30 MIN.) POLYAMIDE 6 | 8
5629 | 1462040005 | PRE-ASSEMBLED CABLE PAC CABLE LIYY 0.25 MM² | 2
5630 | 1462040040 | PRE-ASSEMBLED CABLE PAC CABLE LIYY 0.25 MM² | 2
5631 | 1462040050 | PRE-ASSEMBLED CABLE PAC CABLE LIYY 0.25 MM² | 2
5632 | 1462040080 | PRE-ASSEMBLED CABLE PAC CABLE LIYY 0.25 MM² | 2
5633 | 1462040100 | PRE-ASSEMBLED CABLE PAC CABLE LIYY 0.25 MM² | 2
5634 | 1462090005 | PRE-ASSEMBLED CABLE PAC CABLE LIYY 0.25 MM² | 2
5635 | 1462090010 | PRE-ASSEMBLED CABLE PAC CABLE LIYY 0.25 MM² | 2
5636 | 1462090020 | PRE-ASSEMBLED CABLE PAC CABLE LIYY 0.25 MM² | 2
5637 | 1462130010 | PRE-ASSEMBLED CABLE PAC CABLE LIYY 0.25 MM² | 2
5638 | 1462130020 | PRE-ASSEMBLED CABLE PAC CABLE LIYY 0.25 MM² | 2
5639 | 1462140010 | PRE-ASSEMBLED CABLE PAC CABLE LIYY 0.25 MM² | 2
5640 | 1462140030 | PRE-ASSEMBLED CABLE PAC CABLE LIYY 0.25 MM² | 2
5641 | 1462150010 | PRE-ASSEMBLED CABLE PAC CABLE LIYCY 0.25 MM² | 2
5642 | 1462150020 | PRE-ASSEMBLED CABLE PAC CABLE LIYCY 0.25 MM² | 2
5643 | 1462150050 | PRE-ASSEMBLED CABLE PAC CABLE LIYCY 0.25 MM² | 2
5644 | 1462160020 | PRE-ASSEMBLED CABLE PAC CABLE LIYCY 0.25 MM² | 2
5645 | 1463490000 | KLIPPON POK (POLYESTER EMPTY ENCLOSURE) IDENTIFICATION PLATE FIXING SET MATERIAL: STAINLESS STEEL 1.4305 (303) | 1220
5646 | 1463640030 | SYSTEM CABLE M12 X-TYPE IP 67 STRAIGHT MALE M12 X-TYPE IP 67 STRAIGHT MALE CAT.6A / CLASS EA (ISO/IEC 11801 2010) PUR 3 M | 39
5647 | 1463640050 | SYSTEM CABLE M12 X-TYPE IP 67 STRAIGHT MALE M12 X-TYPE IP 67 STRAIGHT MALE CAT.6A / CLASS EA (ISO/IEC 11801 2010) PUR 5 M | 39
5648 | 1463650020 | SYSTEM CABLE OPEN M12 X-TYPE IP 67 STRAIGHT MALE CAT.6A / CLASS EA (ISO/IEC 11801 2010) PUR 2 M | 39
5649 | 1463650200 | SYSTEM CABLE OPEN M12 X-TYPE IP 67 STRAIGHT MALE CAT.6A / CLASS EA (ISO/IEC 11801 2010) PUR 20 M | 39
5650 | 1463720000 | ACCESSORIES | 308
5651 | 1463730000 | ACCESSORIES | 308
5652 | 1464780000 | INTERFACE RSM SCREW CONNECTION | 45
5653 | 1464790000 | INTERFACE RSM PUSH IN | 105
5654 | 1464800000 | INTERFACE RSM SCREW CONNECTION | 45
5655 | 1464810000 | INTERFACE RSM PUSH IN | 105
5656 | 1465870300 | SENSOR/ACTUATOR LINE ONE END WITHOUT CONNECTOR M12 / M8 N OF POLES : 3 3 M FEMALE SOCKET STRAIGHT SHIELDED: NO LED: NO SHEATH MATERIAL: PVC HALOGEN: YES | 0
5657 | 1465880300 | SENSOR/ACTUATOR LINE ONE END WITHOUT CONNECTOR M8 N OF POLES : 4 3 M FEMALE SOCKET STRAIGHT SHIELDED: NO LED: NO SHEATH MATERIAL: PVC HALOGEN: YES | 0
5658 | 1465890300 | SENSOR/ACTUATOR LINE ONE END WITHOUT CONNECTOR M12 / M8 N OF POLES : 3 3 M SOCKET ANGLED SHIELDED: NO LED: NO SHEATH MATERIAL: PVC HALOGEN: YES | 0
5659 | 1465910300 | SENSOR/ACTUATOR LINE ONE END WITHOUT CONNECTOR M8 N OF POLES : 4 3 M SOCKET ANGLED SHIELDED: NO LED: NO SHEATH MATERIAL: PVC HALOGEN: YES | 0
5660 | 1465950300 | SENSOR/ACTUATOR LINE ONE END WITHOUT CONNECTOR M12 N OF POLES : 3 3 M FEMALE SOCKET STRAIGHT SHIELDED: NO LED: NO SHEATH MATERIAL: PVC HALOGEN: YES | 0
5661 | 1465960300 | SENSOR/ACTUATOR LINE ONE END WITHOUT CONNECTOR M12 N OF POLES : 4 3 M FEMALE SOCKET STRAIGHT SHIELDED: NO LED: NO SHEATH MATERIAL: PVC HALOGEN: YES | 0
5662 | 1465960500 | SENSOR/ACTUATOR LINE ONE END WITHOUT CONNECTOR M12 N OF POLES : 4 5 M FEMALE SOCKET STRAIGHT SHIELDED: NO LED: NO SHEATH MATERIAL: PVC HALOGEN: YES | 0
5663 | 1465970150 | SENSOR/ACTUATOR LINE ONE END WITHOUT CONNECTOR M12 N OF POLES : 5 1.5 M FEMALE SOCKET STRAIGHT SHIELDED: NO LED: NO SHEATH MATERIAL: PVC HALOGEN: YES | 0
5664 | 1465970300 | SENSOR/ACTUATOR LINE ONE END WITHOUT CONNECTOR M12 N OF POLES : 5 3 M FEMALE SOCKET STRAIGHT SHIELDED: NO LED: NO SHEATH MATERIAL: PVC HALOGEN: YES | 0
5665 | 1465970500 | SENSOR/ACTUATOR LINE ONE END WITHOUT CONNECTOR M12 N OF POLES : 5 5 M FEMALE SOCKET STRAIGHT SHIELDED: NO LED: NO SHEATH MATERIAL: PVC HALOGEN: YES | 0
5666 | 1465980300 | SENSOR/ACTUATOR LINE ONE END WITHOUT CONNECTOR M12 N OF POLES : 3 3 M SOCKET ANGLED SHIELDED: NO LED: NO SHEATH MATERIAL: PVC HALOGEN: YES | 0
5667 | 1465990300 | SENSOR/ACTUATOR LINE ONE END WITHOUT CONNECTOR M12 N OF POLES : 4 3 M SOCKET ANGLED SHIELDED: NO LED: NO SHEATH MATERIAL: PVC HALOGEN: YES | 0
5668 | 1466010300 | SENSOR/ACTUATOR LINE ONE END WITHOUT CONNECTOR M12 N OF POLES : 5 3 M SOCKET ANGLED SHIELDED: NO LED: NO SHEATH MATERIAL: PVC HALOGEN: YES | 0
5669 | 1466130300 | SENSOR/ACTUATOR LINE CONNECTING LINE M12 / M12 N OF POLES : 3 3 M TWIN CABLING SHIELDED: NO LED: NO SHEATH MATERIAL: PVC HALOGEN: YES | 0
5670 | 1466131000 | SENSOR/ACTUATOR LINE CONNECTING LINE M12 / M12 N OF POLES : 3 10 M TWIN CABLING SHIELDED: NO LED: NO SHEATH MATERIAL: PVC HALOGEN: YES | 0
5671 | 1466210300 | SENSOR/ACTUATOR LINE CONNECTING LINE M12 / M12 N OF POLES : 3 3 M TWIN CABLING SHIELDED: NO LED: YES SHEATH MATERIAL: PVC HALOGEN: YES | 0
5672 | 1466350300 | SENSOR/ACTUATOR LINE CONNECTING LINE M12 / M8 N OF POLES : 3 3 M TWIN CABLING SOCKET STRAIGHT SHIELDED: NO LED: NO SHEATH MATERIAL: PVC HALOGEN: YES | 0
5673 | 1466360300 | SENSOR/ACTUATOR LINE CONNECTING LINE M12 / M8 N OF POLES : 3 3 M TWIN CABLING SHIELDED: NO LED: NO SHEATH MATERIAL: PVC HALOGEN: YES | 0
5674 | 1466370300 | SENSOR/ACTUATOR LINE ONE END WITHOUT CONNECTOR M12 / M8 N OF POLES : 3 3 M TWIN CABLING SHIELDED: NO LED: YES SHEATH MATERIAL: PVC HALOGEN: YES | 0
5675 | 1467550000 | PLUGS PREFABRICATED TO CUSTOMER SPEC. M8 PIN STRAIGHT | 57
5676 | 1467570000 | PLUGS PREFABRICATED TO CUSTOMER SPEC. M8 PIN STRAIGHT | 57
5677 | 1467580000 | SOCKETS PREFABRICATED TO CUSTOMER SPEC. M8 FEMALE SOCKET STRAIGHT | 35
5678 | 1467630000 | BUILT-IN PLUGS M8 THREAD FEMALE SOCKET STRAIGHT M 8 N OF POLES: 8 0.2 M | 122
5679 | 1467660000 | POWER CONNECTOR M12 PIN 90° | 506
5680 | 1467670000 | SOCKETS PREFABRICATED TO CUSTOMER SPEC. M12 SOCKET ANGLED | 35
5681 | 1467680000 | POWER CONNECTOR M12 PIN 90° | 506
5682 | 1467840000 | PLUGS PREFABRICATED TO CUSTOMER SPEC. M12 PIN STRAIGHT | 57
5683 | 1473440000 | SURGE VOLTAGE ARRESTER LOW VOLTAGE WITHOUT TELECOMM. CONTACT SINGLE-PHASE | 24
5684 | 1473460000 | Y CONNECTOR M8 / M12 | 490
5685 | 1477650000 | KSPA (KLIPPON BLANKING PLUG TYPE A) BLANKING PLUG M 16 17 MM NICKEL-PLATED | 120
5686 | 1477670000 | KSPA (KLIPPON BLANKING PLUG TYPE A) BLANKING PLUG M 20 17 MM NICKEL-PLATED | 120
5687 | 1477680000 | KSPA (KLIPPON BLANKING PLUG TYPE A) BLANKING PLUG M 25 17 MM NICKEL-PLATED | 120
5688 | 1477690000 | KSPA (KLIPPON BLANKING PLUG TYPE A) BLANKING PLUG M 32 17 MM NICKEL-PLATED | 120
5689 | 1477700000 | KSPA (KLIPPON BLANKING PLUG TYPE A) BLANKING PLUG M 40 17 MM NICKEL-PLATED | 120
5690 | 1477710000 | KSPA (KLIPPON BLANKING PLUG TYPE A) BLANKING PLUG M 50 17 MM NICKEL-PLATED | 120
5691 | 1477720000 | KSPA (KLIPPON BLANKING PLUG TYPE A) BLANKING PLUG M 63 17 MM NICKEL-PLATED | 120
5692 | 1477730000 | KSPA (KLIPPON BLANKING PLUG TYPE A) BLANKING PLUG M 75 17 MM NICKEL-PLATED | 120
5693 | 1477740000 | KSPMH (KLIPPON BLANKING PLUG TYPE MH) BLANKING PLUG M 16 16 MM | 359
5694 | 1477750000 | KSPMH (KLIPPON BLANKING PLUG TYPE MH) BLANKING PLUG M 20 16 MM | 359
5695 | 1477770000 | KSPMH (KLIPPON BLANKING PLUG TYPE MH) BLANKING PLUG M 25 16 MM | 359
5696 | 1477780000 | KSPMH (KLIPPON BLANKING PLUG TYPE MH) BLANKING PLUG M 32 16 MM | 359
5697 | 1477790000 | KSPMH (KLIPPON BLANKING PLUG TYPE MH) BLANKING PLUG M 40 16 MM | 359
5698 | 1477800000 | KSPMH (KLIPPON BLANKING PLUG TYPE MH) BLANKING PLUG M 50 16 MM | 359
5699 | 1477810000 | KSPMH (KLIPPON BLANKING PLUG TYPE MH) BLANKING PLUG M 63 16 MM | 359
5700 | 1477820000 | KSPMH (KLIPPON BLANKING PLUG TYPE MH) BLANKING PLUG M 16 16 MM STAINLESS STEEL 1.4404 (316L) | 94
5701 | 1477830000 | KSPMH (KLIPPON BLANKING PLUG TYPE MH) BLANKING PLUG M 75 16 MM | 359
5702 | 1477840000 | KSPMH (KLIPPON BLANKING PLUG TYPE MH) BLANKING PLUG M 20 16 MM STAINLESS STEEL 1.4404 (316L) | 94
5703 | 1477870000 | KSPMH (KLIPPON BLANKING PLUG TYPE MH) BLANKING PLUG M 25 16 MM STAINLESS STEEL 1.4404 (316L) | 94
5704 | 1477910000 | KSPMH (KLIPPON BLANKING PLUG TYPE MH) BLANKING PLUG M 40 16 MM STAINLESS STEEL 1.4404 (316L) | 94
5705 | 1477930000 | KSPMH (KLIPPON BLANKING PLUG TYPE MH) BLANKING PLUG M 50 16 MM STAINLESS STEEL 1.4404 (316L) | 94
5706 | 1477950000 | KSPMH (KLIPPON BLANKING PLUG TYPE MH) BLANKING PLUG M 63 16 MM STAINLESS STEEL 1.4404 (316L) | 94
5707 | 1477980000 | KSPMH (KLIPPON BLANKING PLUG TYPE MH) BLANKING PLUG M 75 16 MM STAINLESS STEEL 1.4404 (316L) | 94
5708 | 1480940000 | PE EXTENSION | 1291
5709 | 1481610010 | CABLE LIYCY 0.25 MM² | 136
5710 | 1481620010 | CABLE LIYCY 0.34 MM² | 583
5711 | 1481630010 | CABLE LIYCY 0.50 MM² | 688
5712 | 1481650010 | CABLE LIYCY 0.25 MM² | 136
5713 | 1481660010 | CABLE LIYCY 0.34 MM² | 583
5714 | 1481670010 | CABLE LIYCY 0.50 MM² | 688
5715 | 1481690010 | PRE-ASSEMBLED CABLE PAC CABLE LIYCY 0.25 MM² | 2
5716 | 1481710010 | PRE-ASSEMBLED CABLE PAC CABLE LIYCY 0.34 MM² | 2
5717 | 1481720010 | PRE-ASSEMBLED CABLE PAC CABLE LIYCY 0.50 MM² | 2
5718 | 1481720080 | PRE-ASSEMBLED CABLE PAC CABLE LIYCY 0.50 MM² | 2
5719 | 1481720100 | PRE-ASSEMBLED CABLE PAC CABLE LIYCY 0.50 MM² | 2
5720 | 1481720200 | PRE-ASSEMBLED CABLE PAC CABLE LIYCY 0.50 MM² | 2
5721 | 1481740010 | PRE-ASSEMBLED CABLE PAC CABLE LIYCY 0.25 MM² | 2
5722 | 1481740100 | PRE-ASSEMBLED CABLE PAC CABLE LIYCY 0.25 MM² | 2
5723 | 1481750010 | PRE-ASSEMBLED CABLE PAC CABLE LIYCY 0.34 MM² | 2
5724 | 1481760010 | PRE-ASSEMBLED CABLE PAC CABLE LIYCY 0.50 MM² | 2
5725 | 1481760050 | PRE-ASSEMBLED CABLE PAC CABLE LIYCY 0.50 MM² | 2
5726 | 1488220000 | HDC KITS 1500 V 550 A N OF POLES: 1 CRIMP CONNECTION | 706
5727 | 1489160010 | CABLE LIYY 0.25 MM² | 136
5728 | 1489160020 | CABLE LIYY 0.25 MM² | 136
5729 | 1489160030 | CABLE LIYY 0.25 MM² | 136
5730 | 1489170010 | CABLE LIYY 0.25 MM² | 136
5731 | 1489170030 | CABLE LIYY 0.25 MM² | 136
5732 | 1489190030 | CABLE LIYY 0.25 MM² | 136
5733 | 1489210030 | CABLE LIYY 0.25 MM² | 136
5734 | 1498820010 | CABLE LIYCY 0.34 MM² | 583
5735 | 1504230000 | NETWORK SWITCH UNMANAGED POE FAST ETHERNET N OF PORTS: 4X RJ45 10/100 BASET(X) POE+ 2 * ST MULTI-MODE IP30 0 °C...60 °C | 50
5736 | 1504240000 | NETWORK SWITCH UNMANAGED POE FAST ETHERNET N OF PORTS: 4X RJ45 10/100 BASET(X) POE+ 2 * ST MULTI-MODE IP30 -40 °C...75 °C | 50
5737 | 1504270000 | NETWORK SWITCH UNMANAGED POE FAST ETHERNET N OF PORTS: 1 * RJ45 10/100BASET(X) 4X RJ45 10/100 BASET(X) POE+ 1 * ST MULTI-MODE IP30 0 °C...60 °C | 91
5738 | 1504290000 | NETWORK SWITCH UNMANAGED POE FAST ETHERNET N OF PORTS: 1 * RJ45 10/100BASET(X) 4X RJ45 10/100 BASET(X) POE+ 1 * ST MULTI-MODE IP30 -40 °C...75 °C | 91
5739 | 1504330000 | NETWORK SWITCH MANAGED FAST ETHERNET N OF PORTS: 3X RJ45 2X SC MULTI-MODE IP30 0 °C...60 °C | 50
5740 | 1504370000 | NETWORK SWITCH MANAGED FAST ETHERNET N OF PORTS: 3X RJ45 2 * ST MULTI-MODE IP30 -10 °C...60 °C | 50
5741 | 1504390000 | NETWORK SWITCH MANAGED FAST ETHERNET N OF PORTS: 3X RJ45 2 * ST MULTI-MODE IP30 -40 °C...75 °C | 50
5742 | 1505650000 | SIGNAL MODULE | 142
5743 | 1505660000 | SIGNAL MODULE | 142
5744 | 1506930000 | REMOTE I/O MODULE IP20 ANALOG SIGNALS OUTPUT CURRENT/VOLTAGE 4-CHANNEL | 79
5745 | 1508420000 | Z-SERIES END PLATE | 115
5746 | 1509830000 | REMOTE I/O MODULE IP20 DIGITAL SIGNALS OUTPUT 8-CHANNEL | 79
5747 | 1510330000 | CURRENT-MEASURING TRANSDUCER LIMIT VALUE MONITORING INPUT : 0?5/10 A ANALOGUE OUTPUT RELAY OUTPUT | 296
5748 | 1510690000 | REMOTE I/O MODULE IP20 ANALOG SIGNALS OUTPUT CURRENT/VOLTAGE 4-CHANNEL | 79
5749 | 1511330010 | PRE-ASSEMBLED CABLE PAC CABLE LIYY 5.4 ± 1 MM | 20
5750 | 1511330030 | PRE-ASSEMBLED CABLE PAC CABLE LIYY 5.4 ± 1 MM | 20
5751 | 1511620010 | PRE-ASSEMBLED CABLE PAC CABLE LIYY 5.4 ± 1 MM | 20
5752 | 1511840010 | PRE-ASSEMBLED CABLE PAC CABLE LIYY 5.4 ± 1 MM | 20
5753 | 1512170010 | PRE-ASSEMBLED CABLE PAC CABLE LIYY 5.4 ± 1 MM | 20
5754 | 1512190010 | PRE-ASSEMBLED CABLE PAC CABLE LIYY 5.4 ± 1 MM | 20
5755 | 1512190100 | PRE-ASSEMBLED CABLE PAC CABLE LIYY 5.4 ± 1 MM | 20
5756 | 1512290010 | PRE-ASSEMBLED CABLE PAC CABLE LIYY 5.4 ± 1 MM | 20
5757 | 1512290015 | PRE-ASSEMBLED CABLE PAC CABLE LIYY 5.4 ± 1 MM | 20
5758 | 1512310010 | PRE-ASSEMBLED CABLE PAC CABLE LIYY 5.4 ± 1 MM | 20
5759 | 1512440010 | PRE-ASSEMBLED CABLE PAC CABLE LIYY 5.4 ± 1 MM | 20
5760 | 1512470005 | PRE-ASSEMBLED CABLE PAC CABLE LIYY 5.4 ± 1 MM | 20
5761 | 1512470040 | PRE-ASSEMBLED CABLE PAC CABLE LIYY 5.4 ± 1 MM | 20
5762 | 1512590005 | PRE-ASSEMBLED CABLE PAC CABLE LIYY 5.4 ± 1 MM | 20
5763 | 1512590015 | PRE-ASSEMBLED CABLE PAC CABLE LIYY 5.4 ± 1 MM | 20
5764 | 1512590020 | PRE-ASSEMBLED CABLE PAC CABLE LIYY 5.4 ± 1 MM | 20
5765 | 1512640010 | PRE-ASSEMBLED CABLE PAC CABLE LIYY 5.4 ± 1 MM | 20
5766 | 1512640020 | PRE-ASSEMBLED CABLE PAC CABLE LIYY 5.4 ± 1 MM | 20
5767 | 1512640025 | PRE-ASSEMBLED CABLE PAC CABLE LIYY 5.4 ± 1 MM | 20
5768 | 1512790000 | ACCESSORIES CUTTER HOLDER | 367
5769 | 1513390000 | HDC ENCLOSURES SIZE: 1 PROTECTION DEGREE: IP66 (IN PLUGGED CONDITION) IP68 (IN PLUGGED CONDITION) PLUG HOUSING CLAMPING YOKE CONNECTION SDARD SIZE OF CABLE ENTRIES: M 25 | 6
5770 | 1515140000 | Y CONNECTOR M12 | 576
5771 | 1516330000 | SOCKETS PREFABRICATED TO CUSTOMER SPEC. M12 IDC IP67 | 35
5772 | 1517130000 | GRAPHICALLY PROGRAMMABLE LOGIC MODULE | 1068
5773 | 1522100003 | SYSTEM CABLE RJ45 IP 20 RJ45 IP 20 CAT.5 (ISO/IEC 11801) / CAT.5E (TIA T568-B) PVC 0.3 M | 14
5774 | 1522100015 | SYSTEM CABLE RJ45 IP 20 RJ45 IP 20 CAT.5 (ISO/IEC 11801) / CAT.5E (TIA T568-B) PVC 1.5 M | 14
5775 | 1522100050 | SYSTEM CABLE RJ45 IP 20 RJ45 IP 20 CAT.5 (ISO/IEC 11801) / CAT.5E (TIA T568-B) PVC 5 M | 14
5776 | 1522100100 | SYSTEM CABLE RJ45 IP 20 RJ45 IP 20 CAT.5 (ISO/IEC 11801) / CAT.5E (TIA T568-B) PVC 10 M | 14
5777 | 1522100150 | SYSTEM CABLE RJ45 IP 20 RJ45 IP 20 CAT.5 (ISO/IEC 11801) / CAT.5E (TIA T568-B) PVC 15 M | 14
5778 | 1522100200 | SYSTEM CABLE RJ45 IP 20 RJ45 IP 20 CAT.5 (ISO/IEC 11801) / CAT.5E (TIA T568-B) PVC 20 M | 14
5779 | 1522100300 | SYSTEM CABLE RJ45 IP 20 RJ45 IP 20 CAT.5 (ISO/IEC 11801) / CAT.5E (TIA T568-B) PVC 30 M | 14
5780 | 1525820000 | PRESSING TOOLS | 846
5781 | 1530630000 | PHOTOVOLTAICS PLUG-IN CONNECTOR SOCKET CONNECTOR | 253
5782 | 1530640000 | PHOTOVOLTAICS PLUG-IN CONNECTOR PIN | 253
5783 | 1531940000 | PRIMARY CURRENT: 100 A OUTPUT : 0(4)-20 MA 0(2)-10 V LOAD: 1 VA | 643
5784 | 1532210000 | FIELDPOWER® ADAPTER LOCKABLE HOUSING | 1191
5785 | 1534420000 | KLIPPON POK (POLYESTER EMPTY ENCLOSURE) MOUNTING PLATE HEIGHT: 204 MM WIDTH: 382 MM DEPTH: 1.5 MM MATERIAL: SHEET STEEL GALVANIZED GALVANIZED | 4
5786 | 1534440000 | KLIPPON POK (POLYESTER EMPTY ENCLOSURE) MOUNTING PLATE HEIGHT: 359 MM WIDTH: 383 MM DEPTH: 1.5 MM MATERIAL: SHEET STEEL GALVANIZED GALVANIZED | 4
5787 | 2426700000 | FRONTCOM INSERT POWER LARGE TYPE E SOCKET CONNECTOR CZ | 237
5788 | 2435150000 | VG EMV GEN 4 (EMC CABLE GLAND WITH CLAMPING CAGE) CABLE GLANDS M 20 6 OD MIN. 6 - OD MAX. 12 MM IP54 IP66 IP67 IP68 - 5 BAR (30 MIN.) IP69K NICKEL-PLATED | 8
5789 | 2436670000 | TESTING TOOLS CABLE DETECTOR | 715
5790 | 2436680000 | TESTING TOOLS NON-CONTACT MAGNETIC FIELD TESTER | 1035
5791 | 2443360000 | ACCESSORIES REPLACEMENT PART | 252
5792 | 2443370000 | ACCESSORIES RETAINING CLIP | 907
5793 | 2453550050 | DATA USE | 59
5794 | 2453550100 | DATA USE | 59
5795 | 2453550150 | DATA USE | 59
5796 | 2453550300 | DATA USE | 59
5797 | 2453550500 | DATA USE | 59
5798 | 2453830000 | CUTTING TOOLS CUTTING TOOL | 970
5799 | 2453880000 | REMOTE I/O MODULE IP20 ANALOG SIGNALS OUTPUT 4-CHANNEL CURRENT/VOLTAGE | 79
5800 | 2455200150 | SENSOR/ACTUATOR LINE ONE END WITHOUT CONNECTOR M12 N OF POLES : 5 1.5 M SOCKET ANGLED SHIELDED: NO LED: NO SHEATH MATERIAL: PUR HALOGEN: NO | 0
5801 | 2455200300 | SENSOR/ACTUATOR LINE ONE END WITHOUT CONNECTOR M12 N OF POLES : 5 3 M SOCKET ANGLED SHIELDED: NO LED: NO SHEATH MATERIAL: PUR HALOGEN: NO | 0
5802 | 2455211000 | POWER CABLE ONE END WITHOUT CONNECTOR M12 N OF POLES : 5 (4 + PE) 10 M PIN STRAIGHT SHIELDED: NO LED: NO SHEATH MATERIAL: PUR HALOGEN: NO | 0
5803 | 2455220150 | SENSOR/ACTUATOR LINE ONE END WITHOUT CONNECTOR M12 N OF POLES : 5 1.5 M PIN STRAIGHT SHIELDED: NO LED: NO SHEATH MATERIAL: PUR HALOGEN: NO | 0
5804 | 2455220300 | SENSOR/ACTUATOR LINE ONE END WITHOUT CONNECTOR M12 N OF POLES : 5 3 M PIN STRAIGHT SHIELDED: NO LED: NO SHEATH MATERIAL: PUR HALOGEN: NO | 0
5805 | 2455220500 | SENSOR/ACTUATOR LINE ONE END WITHOUT CONNECTOR M12 N OF POLES : 5 5 M PIN STRAIGHT SHIELDED: NO LED: NO SHEATH MATERIAL: PUR HALOGEN: NO | 0
5806 | 2455221000 | SENSOR/ACTUATOR LINE ONE END WITHOUT CONNECTOR M12 N OF POLES : 5 10 M PIN STRAIGHT SHIELDED: NO LED: NO SHEATH MATERIAL: PUR HALOGEN: NO | 0
5807 | 2455240150 | SENSOR/ACTUATOR LINE ONE END WITHOUT CONNECTOR M12 N OF POLES : 5 1.5 M PIN 90° SHIELDED: NO LED: NO SHEATH MATERIAL: PUR HALOGEN: NO | 0
5808 | 2455240300 | SENSOR/ACTUATOR LINE ONE END WITHOUT CONNECTOR M12 N OF POLES : 5 3 M PIN 90° SHIELDED: NO LED: NO SHEATH MATERIAL: PUR HALOGEN: NO | 0
5809 | 2455240500 | SENSOR/ACTUATOR LINE ONE END WITHOUT CONNECTOR M12 N OF POLES : 5 5 M PIN 90° SHIELDED: NO LED: NO SHEATH MATERIAL: PUR HALOGEN: NO | 0
5810 | 2455241000 | SENSOR/ACTUATOR LINE ONE END WITHOUT CONNECTOR M12 N OF POLES : 5 10 M PIN 90° SHIELDED: NO LED: NO SHEATH MATERIAL: PUR HALOGEN: NO | 0
5811 | 2455260050 | SENSOR/ACTUATOR LINE CONNECTING LINE M12 / M12 N OF POLES : 5 0.5 M PIN STRAIGHT - SOCKET STRAIGHT SHIELDED: NO LED: NO SHEATH MATERIAL: PUR HALOGEN: NO | 0
5812 | 2455260150 | SENSOR/ACTUATOR LINE CONNECTING LINE M12 / M12 N OF POLES : 5 1.5 M PIN STRAIGHT - SOCKET STRAIGHT SHIELDED: NO LED: NO SHEATH MATERIAL: PUR HALOGEN: NO | 0
5813 | 2455260300 | SENSOR/ACTUATOR LINE CONNECTING LINE M12 / M12 N OF POLES : 5 3 M PIN STRAIGHT - SOCKET STRAIGHT SHIELDED: NO LED: NO SHEATH MATERIAL: PUR HALOGEN: NO | 0
5814 | 2455260500 | SENSOR/ACTUATOR LINE CONNECTING LINE M12 / M12 N OF POLES : 5 5 M PIN STRAIGHT - SOCKET STRAIGHT SHIELDED: NO LED: NO SHEATH MATERIAL: PUR HALOGEN: NO | 0
5815 | 2455261000 | SENSOR/ACTUATOR LINE CONNECTING LINE M12 / M12 N OF POLES : 5 10 M PIN STRAIGHT - SOCKET STRAIGHT SHIELDED: NO LED: NO SHEATH MATERIAL: PUR HALOGEN: NO | 0
5816 | 2455280150 | SENSOR/ACTUATOR LINE CONNECTING LINE M12 / M12 N OF POLES : 5 1.5 M PIN STRAIGHT - SOCKET 90° SHIELDED: NO LED: NO SHEATH MATERIAL: PUR HALOGEN: NO | 0
5817 | 2455280300 | SENSOR/ACTUATOR LINE CONNECTING LINE M12 / M12 N OF POLES : 5 3 M PIN STRAIGHT - SOCKET 90° SHIELDED: NO LED: NO SHEATH MATERIAL: PUR HALOGEN: NO | 0
5818 | 2455280500 | SENSOR/ACTUATOR LINE CONNECTING LINE M12 / M12 N OF POLES : 5 5 M PIN STRAIGHT - SOCKET 90° SHIELDED: NO LED: NO SHEATH MATERIAL: PUR HALOGEN: NO | 0
5819 | 2455281000 | SENSOR/ACTUATOR LINE CONNECTING LINE M12 / M12 N OF POLES : 5 10 M PIN STRAIGHT - SOCKET 90° SHIELDED: NO LED: NO SHEATH MATERIAL: PUR HALOGEN: NO | 0
5820 | 2455300300 | SENSOR/ACTUATOR LINE CONNECTING LINE M12 / M12 N OF POLES : 5 3 M PIN 90° - SOCKET 90° SHIELDED: NO LED: NO SHEATH MATERIAL: PUR HALOGEN: NO | 0
5821 | 2455300500 | SENSOR/ACTUATOR LINE CONNECTING LINE M12 / M12 N OF POLES : 5 5 M PIN 90° - SOCKET 90° SHIELDED: NO LED: NO SHEATH MATERIAL: PUR HALOGEN: NO | 0
5822 | 2455301000 | SENSOR/ACTUATOR LINE CONNECTING LINE M12 / M12 N OF POLES : 5 10 M PIN 90° - SOCKET 90° SHIELDED: NO LED: NO SHEATH MATERIAL: PUR HALOGEN: NO | 0
5823 | 2455320150 | SENSOR/ACTUATOR LINE CONNECTING LINE M12 / M12 N OF POLES : 5 1.5 M PIN ANGLED - BUSH STRAIGHT SHIELDED: NO LED: NO SHEATH MATERIAL: PUR HALOGEN: NO | 0
5824 | 2455320300 | SENSOR/ACTUATOR LINE CONNECTING LINE M12 / M12 N OF POLES : 5 3 M PIN ANGLED - BUSH STRAIGHT SHIELDED: NO LED: NO SHEATH MATERIAL: PUR HALOGEN: NO | 0
5825 | 2455320500 | SENSOR/ACTUATOR LINE CONNECTING LINE M12 / M12 N OF POLES : 5 5 M PIN ANGLED - BUSH STRAIGHT SHIELDED: NO LED: NO SHEATH MATERIAL: PUR HALOGEN: NO | 0
5826 | 2455321000 | SENSOR/ACTUATOR LINE CONNECTING LINE M12 / M12 N OF POLES : 5 10 M PIN ANGLED - BUSH STRAIGHT SHIELDED: NO LED: NO SHEATH MATERIAL: PUR HALOGEN: NO | 0
5827 | 2455330300 | SENSOR/ACTUATOR LINE ONE END WITHOUT CONNECTOR M12 N OF POLES : 5 3 M FEMALE SOCKET STRAIGHT SHIELDED: NO LED: NO SHEATH MATERIAL: PUR HALOGEN: NO | 0
5828 | 2455330500 | SENSOR/ACTUATOR LINE ONE END WITHOUT CONNECTOR M12 N OF POLES : 5 5 M FEMALE SOCKET STRAIGHT SHIELDED: NO LED: NO SHEATH MATERIAL: PUR HALOGEN: NO | 0
5829 | 2455331000 | SENSOR/ACTUATOR LINE ONE END WITHOUT CONNECTOR M12 N OF POLES : 5 10 M FEMALE SOCKET STRAIGHT SHIELDED: NO LED: NO SHEATH MATERIAL: PUR HALOGEN: NO | 0
5830 | 2456000000 | TEST-DISCONNECT TERMINAL SCREW CONNECTION 2.5 MM² 500 V 17 A PIVOTING DARK | 36
5831 | 2456010000 | TEST-DISCONNECT TERMINAL SCREW CONNECTION 2.5 MM² 500 V 17 A PIVOTING | 36
5832 | 2456020000 | TEST-DISCONNECT TERMINAL SCREW CONNECTION 2.5 MM² 500 V 17 A PIVOTING DARK | 36
5833 | 2456030000 | TEST-DISCONNECT TERMINAL SCREW CONNECTION 2.5 MM² 500 V 17 A PIVOTING DARK | 36
5834 | 2457760000 | EMPTY BOX / CASE | 1041
5835 | 2465440000 | POWER CONNECTOR PLUG PROFINET SET OF CONNECTORS | 696
5836 | 2465830000 | JACKPAC OPTOS RATED CONTROL VOLTAGE: 18...24...30 V DC RATED SWITCHING VOLTAGE: 3...33 V DC | 1032
5837 | 2466650500 | SENSOR/ACTUATOR LINE M8 N OF POLES : 5 5 M FEMALE SOCKET STRAIGHT SHIELDED: NO LED: NO SHEATH MATERIAL: PUR HALOGEN: NO | 0
5838 | 2469380000 | CRIMPING TOOL INSERT WM CRIMP | 238
5839 | 2469540000 | CRIMPING TOOL INSERT WM CRIMP | 238
5840 | 2469550000 | CRIMPING TOOL INSERT WM CRIMP | 238
5841 | 2469560000 | CRIMPING TOOL INSERT WM CRIMP | 238
5842 | 2469570000 | CRIMPING TOOL INSERT WM CRIMP | 238
5843 | 2469580000 | CRIMPING TOOL INSERT WM CRIMP | 238
5844 | 2469590000 | CRIMPING TOOL INSERT WM CRIMP | 238
5845 | 2469600000 | CRIMPING TOOL INSERT WM CRIMP | 238
5846 | 2469610000 | CRIMPING TOOL INSERT WM CRIMP | 238
5847 | 2469620000 | CRIMPING TOOL INSERT WM CRIMP | 238
5848 | 2469630000 | CRIMPING TOOL INSERT WM CRIMP | 238
5849 | 2469640000 | CRIMPING TOOL INSERT WM CRIMP | 238
5850 | 2469650000 | CRIMPING TOOL INSERT WM CRIMP | 238
5851 | 2485580100 | SYSTEM CABLE M12 X-TYPE IP 67 STRAIGHT MALE M12 X-TYPE IP67 MALE ANGLED CAT.6A / CLASS EA (ISO/IEC 11801 2010) PUR 10 M | 39
5852 | 2485600100 | SYSTEM CABLE RJ45 IP 20 M12 X-TYPE IP67 MALE ANGLED 0° CAT.6A / CLASS EA (ISO/IEC 11801 2010) PUR 10 M | 39
5853 | 2489710000 | SIGNAL CONVERTER/ISOLATOR HART® INPUT : 0(4)-20 MA OUTPUT : 2 X 0(4) - 20 MA | 180
5854 | 2501110000 | SIGNAL CONVERTER/INSULATOR OUTPUT CURRENT LOOP POWE INPUT : 4-20 MA OUTPUT : 4-20 MA | 201
5855 | 2502550000 | W-SERIES DISTRIBUTION BLOCK RATED CROSS-SECTION: 50 MM² TERMINAL RAIL / MOUNTING PLATE | 536
5856 | 2502560000 | W-SERIES DISTRIBUTION BLOCK RATED CROSS-SECTION: 50 MM² TERMINAL RAIL / MOUNTING PLATE | 536
5857 | 2502640000 | W-SERIES DISTRIBUTION BLOCK RATED CROSS-SECTION: 50 MM² TERMINAL RAIL / MOUNTING PLATE | 536
5858 | 2502680000 | W-SERIES DISTRIBUTION BLOCK RATED CROSS-SECTION: 95 MM² TERMINAL RAIL / MOUNTING PLATE | 809
5859 | 2502710000 | W-SERIES DISTRIBUTION BLOCK RATED CROSS-SECTION: 95 MM² TERMINAL RAIL / MOUNTING PLATE | 809
5860 | 2502760000 | W-SERIES DISTRIBUTION BLOCK RATED CROSS-SECTION: 185 MM² TERMINAL RAIL / MOUNTING PLATE | 809
5861 | 2503090000 | W-SERIES DISTRIBUTION BLOCK RATED CROSS-SECTION: 95 MM² TERMINAL RAIL / MOUNTING PLATE | 809
5862 | 2536680000 | WIRELESS ACCESS POINT/BRIDGE/CLIENT IEEE 802.11 A/B/G/N EU-MODEL IP30 -25 °C...60 °C | 344
5863 | 2539470000 | CABLE SPLITTER MODULE CAT.3 IP20 | 1038
5864 | 2544780000 | PLUGS PREFABRICATED TO CUSTOMER SPEC. M12 | 88
5865 | 2557180000 | EXHAUST FILTER IP54 | 298
5866 | 2557270000 | FILTER FAN IP54 GREY | 172
5867 | 2557790000 | FILTER MAT IP54 | 361
5868 | 2557890000 | RADIANT HEATING PANEL 110 V 250 V IP44 | 249
5869 | 2557990000 | HEATING PANEL FAN IP20 | 184
5870 | 2558210000 | TEMPERATURE SWITCH GREY | 291
5871 | 2558220000 | TEMPERATURE SWITCH GREY | 291
5872 | 2558230000 | TEMPERATURE SWITCH GREY | 291
5873 | 2558240000 | TEMPERATURE SWITCH GREY | 291
5874 | 2558260000 | TEMPERATURE SWITCH GREY | 291
5875 | 2558270000 | HUMIDITY SWITCH IP20 GREY | 768
5876 | 2558280000 | HUMIDITY SWITCH IP20 GREY | 768
5877 | 2558340000 | ESG DEVICE MARKERS X 15 MM PA 66 COLOUR: | 177
5878 | 7789664020 | PRE-ASSEMBLED CABLE PAC CABLE LIYY 0.25 MM² | 2
5879 | 7789666010 | PRE-ASSEMBLED CABLE PAC CABLE LIYY 0.25 MM² | 2
5880 | 7789666020 | PRE-ASSEMBLED CABLE PAC CABLE LIYY 0.25 MM² | 2
5881 | 7789666025 | PRE-ASSEMBLED CABLE PAC CABLE LIYY 0.25 MM² | 2
5882 | 7789681015 | PRE-ASSEMBLED CABLE PAC CABLE LIYY 0.25 MM² | 2
5883 | 7789681025 | PRE-ASSEMBLED CABLE PAC CABLE LIYY 0.25 MM² | 2
5884 | 7789681030 | PRE-ASSEMBLED CABLE PAC CABLE LIYY 0.25 MM² | 2
5885 | 7789682010 | PRE-ASSEMBLED CABLE PAC CABLE LIYY 0.25 MM² | 2
5886 | 7789683010 | PRE-ASSEMBLED CABLE PAC CABLE LIYY 0.25 MM² | 2
5887 | 7789683020 | PRE-ASSEMBLED CABLE PAC CABLE LIYY 0.25 MM² | 2
5888 | 7789683100 | PRE-ASSEMBLED CABLE PAC CABLE LIYY 0.25 MM² | 2
5889 | 7789695005 | PRE-ASSEMBLED CABLE PAC CABLE LIYY 0.25 MM² | 2
5890 | 7789695015 | PRE-ASSEMBLED CABLE PAC CABLE LIYY 0.25 MM² | 2
5891 | 7789695025 | PRE-ASSEMBLED CABLE PAC CABLE LIYY 0.25 MM² | 2
5892 | 7789695035 | PRE-ASSEMBLED CABLE PAC CABLE LIYY 0.25 MM² | 2
5893 | 7789695050 | PRE-ASSEMBLED CABLE PAC CABLE LIYY 0.25 MM² | 2
5894 | 7789696030 | PRE-ASSEMBLED CABLE PAC CABLE LIYY 0.25 MM² | 2
5895 | 7789697005 | PRE-ASSEMBLED CABLE PAC CABLE LIYY 0.25 MM² | 2
5896 | 7789697015 | PRE-ASSEMBLED CABLE PAC CABLE LIYY 0.25 MM² | 2
5897 | 7789697025 | PRE-ASSEMBLED CABLE PAC CABLE LIYY 0.25 MM² | 2
5898 | 7789697050 | PRE-ASSEMBLED CABLE PAC CABLE LIYY 0.25 MM² | 2
5899 | 7789708015 | PRE-ASSEMBLED CABLE PAC CABLE LIYY 0.25 MM² | 2
5900 | 7789708030 | PRE-ASSEMBLED CABLE PAC CABLE LIYY 0.25 MM² | 2
5901 | 7789708050 | PRE-ASSEMBLED CABLE PAC CABLE LIYY 0.25 MM² | 2
5902 | 7789708080 | PRE-ASSEMBLED CABLE PAC CABLE LIYY 0.25 MM² | 2
5903 | 7789708100 | PRE-ASSEMBLED CABLE PAC CABLE LIYY 0.25 MM² | 2
5904 | 7789709010 | PRE-ASSEMBLED CABLE PAC CABLE LIYY 0.25 MM² | 2
5905 | 7789729015 | PRE-ASSEMBLED CABLE PAC CABLE LIYY 8.6 ± 1 MM | 20
5906 | 7789729020 | PRE-ASSEMBLED CABLE PAC CABLE LIYY 8.6 ± 1 MM | 20
5907 | 7789729030 | PRE-ASSEMBLED CABLE PAC CABLE LIYY 8.6 ± 1 MM | 20
5908 | 7789729050 | PRE-ASSEMBLED CABLE PAC CABLE LIYY 8.6 ± 1 MM | 20
5909 | 7789731030 | PRE-ASSEMBLED CABLE PAC CABLE LIYY 0.25 MM² | 2
5910 | 7789733010 | PRE-ASSEMBLED CABLE PAC CABLE LIYY 0.25 MM² | 2
5911 | 7789733030 | PRE-ASSEMBLED CABLE PAC CABLE LIYY 0.25 MM² | 2
5912 | 7789734010 | PRE-ASSEMBLED CABLE PAC CABLE LIYCY 0.25 MM² | 2
5913 | 7789756015 | PRE-ASSEMBLED CABLE PAC CABLE LIYY 0.25 MM² | 2
5914 | 7789759015 | PRE-ASSEMBLED CABLE PAC CABLE LIYY 12.4 ± 1 MM | 20
5915 | 7789759025 | PRE-ASSEMBLED CABLE PAC CABLE LIYY 12.4 ± 1 MM | 20
5916 | 7789759030 | PRE-ASSEMBLED CABLE PAC CABLE LIYY 12.4 ± 1 MM | 20
5917 | 7789759040 | PRE-ASSEMBLED CABLE PAC CABLE LIYY 12.4 ± 1 MM | 20
5918 | 7789759050 | PRE-ASSEMBLED CABLE PAC CABLE LIYY 12.4 ± 1 MM | 20
5919 | 7789759060 | PRE-ASSEMBLED CABLE PAC CABLE LIYY 12.4 ± 1 MM | 20
5920 | 7789760100 | PRE-ASSEMBLED CABLE PAC PRE-ASSEMBLED CABLE CABLE LIYCY 0.25 MM² | 2
5921 | 7789762020 | PRE-ASSEMBLED CABLE PAC PRE-ASSEMBLED CABLE CABLE LIYCY 0.25 MM² | 2
5922 | 7789762070 | PRE-ASSEMBLED CABLE PAC PRE-ASSEMBLED CABLE CABLE LIYCY 0.25 MM² | 2
5923 | 7789762090 | PRE-ASSEMBLED CABLE PAC PRE-ASSEMBLED CABLE CABLE LIYCY 0.25 MM² | 2
5924 | 7789763015 | PRE-ASSEMBLED CABLE PAC PRE-ASSEMBLED CABLE CABLE LIYCY 0.25 MM² | 2
5925 | 7789763020 | PRE-ASSEMBLED CABLE PAC PRE-ASSEMBLED CABLE CABLE LIYCY 0.25 MM² | 2
5926 | 7789763030 | PRE-ASSEMBLED CABLE PAC PRE-ASSEMBLED CABLE CABLE LIYCY 0.25 MM² | 2
5927 | 7789763040 | PRE-ASSEMBLED CABLE PAC PRE-ASSEMBLED CABLE CABLE LIYCY 0.25 MM² | 2
5928 | 7789764050 | PRE-ASSEMBLED CABLE PAC PRE-ASSEMBLED CABLE CABLE LIYCY 0.25 MM² | 2
5929 | 7789764080 | PRE-ASSEMBLED CABLE PAC PRE-ASSEMBLED CABLE CABLE LIYCY 0.25 MM² | 2
5930 | 7789765080 | PRE-ASSEMBLED CABLE PAC PRE-ASSEMBLED CABLE CABLE LIYCY 0.25 MM² | 2
5931 | 7789769005 | PRE-ASSEMBLED CABLE PAC CABLE LIYY 0.25 MM² | 2
5932 | 7789769025 | PRE-ASSEMBLED CABLE PAC CABLE LIYY 0.25 MM² | 2
5933 | 7789769100 | PRE-ASSEMBLED CABLE PAC CABLE LIYY 0.25 MM² | 2
5934 | 7789770005 | PRE-ASSEMBLED CABLE PAC CABLE LIYY 0.25 MM² | 2
5935 | 7789770025 | PRE-ASSEMBLED CABLE PAC CABLE LIYY 0.25 MM² | 2
5936 | 7789770035 | PRE-ASSEMBLED CABLE PAC CABLE LIYY 0.25 MM² | 2
5937 | 7789771050 | PRE-ASSEMBLED CABLE PAC CABLE LIYY 0.25 MM² | 2
5938 | 7789771080 | PRE-ASSEMBLED CABLE PAC CABLE LIYY 0.25 MM² | 2
5939 | 7789771100 | PRE-ASSEMBLED CABLE PAC CABLE LIYY 0.25 MM² | 2
5940 | 7789775050 | PRE-ASSEMBLED CABLE PAC PRE-ASSEMBLED CABLE CABLE LIYCY 0.25 MM² | 2
5941 | 7789775100 | PRE-ASSEMBLED CABLE PAC PRE-ASSEMBLED CABLE CABLE LIYCY 0.25 MM² | 2
5942 | 7789776030 | PRE-ASSEMBLED CABLE PAC PRE-ASSEMBLED CABLE CABLE LIYCY 0.25 MM² | 2
5943 | 7789776100 | PRE-ASSEMBLED CABLE PAC PRE-ASSEMBLED CABLE CABLE LIYCY 0.25 MM² | 2
5944 | 7789779030 | PRE-ASSEMBLED CABLE PAC CABLE LIYY 8.6 ± 1 MM | 20
5945 | 7789780005 | PRE-ASSEMBLED CABLE PAC CABLE LIYY 8.6 ± 1 MM | 20
5946 | 7789781010 | PRE-ASSEMBLED CABLE PAC CABLE LIYCY 0.25 MM² | 2
5947 | 7789793015 | PRE-ASSEMBLED CABLE PAC CABLE LIYY 0.25 MM² | 2
5948 | 7789793020 | PRE-ASSEMBLED CABLE PAC CABLE LIYY 0.25 MM² | 2
5949 | 7789793030 | PRE-ASSEMBLED CABLE PAC CABLE LIYY 0.25 MM² | 2
5950 | 7789794020 | PRE-ASSEMBLED CABLE PAC CABLE LIYY 0.25 MM² | 2
5951 | 7789798010 | PRE-ASSEMBLED CABLE PAC CABLE LIYCY 0.25 MM² | 2
5952 | 7789798050 | PRE-ASSEMBLED CABLE PAC CABLE LIYCY 0.25 MM² | 2
5953 | 7789800010 | PRE-ASSEMBLED CABLE PAC CABLE LIYCY 0.25 MM² | 2
5954 | 7789800020 | PRE-ASSEMBLED CABLE PAC CABLE LIYCY 0.25 MM² | 2
5955 | 7789801015 | PRE-ASSEMBLED CABLE PAC CABLE LIYCY 8.6 ± 1 MM | 20
5956 | 7789801025 | PRE-ASSEMBLED CABLE PAC CABLE LIYCY 8.6 ± 1 MM | 20
5957 | 7789801040 | PRE-ASSEMBLED CABLE PAC CABLE LIYCY 8.6 ± 1 MM | 20
5958 | 7789801050 | PRE-ASSEMBLED CABLE PAC CABLE LIYCY 8.6 ± 1 MM | 20
5959 | 7789802020 | PRE-ASSEMBLED CABLE PAC CABLE LIYCY 0.25 MM² | 2
5960 | 7789802025 | PRE-ASSEMBLED CABLE PAC CABLE LIYCY 0.25 MM² | 2
5961 | 7789806005 | PRE-ASSEMBLED CABLE PAC CABLE LIYY 0.25 MM² | 2
5962 | 7789806010 | PRE-ASSEMBLED CABLE PAC CABLE LIYY 0.25 MM² | 2
5963 | 7789806020 | PRE-ASSEMBLED CABLE PAC CABLE LIYY 0.25 MM² | 2
5964 | 7789806050 | PRE-ASSEMBLED CABLE PAC CABLE LIYY 0.25 MM² | 2
5965 | 7789806060 | PRE-ASSEMBLED CABLE PAC CABLE LIYY 0.25 MM² | 2
5966 | 7789807020 | PRE-ASSEMBLED CABLE PAC CABLE LIYCY 0.25 MM² | 2
5967 | 7789807030 | PRE-ASSEMBLED CABLE PAC CABLE LIYCY 0.25 MM² | 2
5968 | 7789808020 | PRE-ASSEMBLED CABLE PAC CABLE LIYY 0.25 MM² | 2
5969 | 7789808030 | PRE-ASSEMBLED CABLE PAC CABLE LIYY 0.25 MM² | 2
5970 | 7789808050 | PRE-ASSEMBLED CABLE PAC CABLE LIYY 0.25 MM² | 2
5971 | 7789810010 | PRE-ASSEMBLED CABLE PAC CABLE LIYY 0.25 MM² | 2
5972 | 7789810025 | PRE-ASSEMBLED CABLE PAC CABLE LIYY 0.25 MM² | 2
5973 | 7789828100 | PRE-ASSEMBLED CABLE PAC CABLE LIYCY 0.25 MM² | 2
5974 | 7789828150 | PRE-ASSEMBLED CABLE PAC CABLE LIYCY 0.25 MM² | 2
5975 | 7789828500 | PRE-ASSEMBLED CABLE PAC CABLE LIYCY 0.25 MM² | 2
5976 | 7789829500 | PRE-ASSEMBLED CABLE PAC CABLE LIYCY 0.25 MM² | 2
5977 | 7789831010 | PRE-ASSEMBLED CABLE PAC CABLE LIYY 0.25 MM² | 2
5978 | 7789838020 | PRE-ASSEMBLED CABLE PAC CABLE LIYCY 0.50 MM² | 2
5979 | 7789838030 | PRE-ASSEMBLED CABLE PAC CABLE LIYCY 0.50 MM² | 2
5980 | 7789838080 | PRE-ASSEMBLED CABLE PAC CABLE LIYCY 0.50 MM² | 2
5981 | 7789838100 | PRE-ASSEMBLED CABLE PAC CABLE LIYCY 0.50 MM² | 2
5982 | 7789838150 | PRE-ASSEMBLED CABLE PAC CABLE LIYCY 0.50 MM² | 2
5983 | 7789838200 | PRE-ASSEMBLED CABLE PAC CABLE LIYCY 0.50 MM² | 2
5984 | 7789845010 | PRE-ASSEMBLED CABLE PAC CABLE LIYCY 0.25 MM² | 2
5985 | 7789845015 | PRE-ASSEMBLED CABLE PAC CABLE LIYCY 0.25 MM² | 2
5986 | 7789845030 | PRE-ASSEMBLED CABLE PAC CABLE LIYCY 0.25 MM² | 2
5987 | 7789846020 | PRE-ASSEMBLED CABLE PAC CABLE LIYCY 0.25 MM² | 2
5988 | 7789846030 | PRE-ASSEMBLED CABLE PAC CABLE LIYCY 0.25 MM² | 2
5989 | 7789846040 | PRE-ASSEMBLED CABLE PAC CABLE LIYCY 0.25 MM² | 2
5990 | 7789846100 | PRE-ASSEMBLED CABLE PAC CABLE LIYCY 0.25 MM² | 2
5991 | 7789848010 | PRE-ASSEMBLED CABLE PAC CABLE LIYCY 0.25 MM² | 2
5992 | 7789849010 | PRE-ASSEMBLED CABLE PAC CABLE LIYCY 0.25 MM² | 2
5993 | 7789850010 | CABLE LIYY 0.25 MM² | 136
5994 | 7789850020 | CABLE LIYY 0.25 MM² | 136
5995 | 7789850030 | CABLE LIYY 0.25 MM² | 136
5996 | 7789850040 | CABLE LIYY 0.25 MM² | 136
5997 | 7789860020 | PRE-ASSEMBLED CABLE PAC CABLE LIYY 8.6 ± 1 MM | 20
5998 | 7789860040 | PRE-ASSEMBLED CABLE PAC CABLE LIYY 8.6 ± 1 MM | 20
5999 | 7789860050 | PRE-ASSEMBLED CABLE PAC CABLE LIYY 8.6 ± 1 MM | 20
6000 | 7789860080 | PRE-ASSEMBLED CABLE PAC CABLE LIYY 8.6 ± 1 MM | 20
6001 | 7789860100 | PRE-ASSEMBLED CABLE PAC CABLE LIYY 8.6 ± 1 MM | 20
6002 | 7789862020 | PRE-ASSEMBLED CABLE PAC CABLE LIYY 0.25 MM² | 2
6003 | 7789865020 | PRE-ASSEMBLED CABLE PAC CABLE LIYY 0.25 MM² | 2
6004 | 7789869005 | PRE-ASSEMBLED CABLE PAC CABLE LIYCY 0.25 MM² | 2
6005 | 7789869010 | PRE-ASSEMBLED CABLE PAC CABLE LIYCY 0.25 MM² | 2
6006 | 7789880010 | PRE-ASSEMBLED CABLE PAC CABLE LIYCY 0.25 MM² | 2
6007 | 7789880060 | PRE-ASSEMBLED CABLE PAC CABLE LIYCY 0.25 MM² | 2
6008 | 7789880080 | PRE-ASSEMBLED CABLE PAC CABLE LIYCY 0.25 MM² | 2
6009 | 7789884080 | PRE-ASSEMBLED CABLE PAC CABLE LIYCY 0.25 MM² | 2
6010 | 7789884100 | PRE-ASSEMBLED CABLE PAC CABLE LIYCY 0.25 MM² | 2
6011 | 7789885010 | PRE-ASSEMBLED CABLE PAC CABLE LIYCY 0.34 MM² | 2
6012 | 7789886010 | PRE-ASSEMBLED CABLE PAC CABLE LIYCY 0.34 MM² | 2
6013 | 7789888080 | PRE-ASSEMBLED CABLE PAC CABLE LIYCY 0.34 MM² | 2
6014 | 7789888100 | PRE-ASSEMBLED CABLE PAC CABLE LIYCY 0.34 MM² | 2
6015 | 7789888150 | PRE-ASSEMBLED CABLE PAC CABLE LIYCY 0.34 MM² | 2
6016 | 7789888200 | PRE-ASSEMBLED CABLE PAC CABLE LIYCY 0.34 MM² | 2
6017 | 7789888250 | PRE-ASSEMBLED CABLE PAC CABLE LIYCY 0.34 MM² | 2
6018 | 7789891010 | PRE-ASSEMBLED CABLE PAC CABLE LIYCY 0.34 MM² | 2
6019 | 7789891050 | PRE-ASSEMBLED CABLE PAC CABLE LIYCY 0.34 MM² | 2
6020 | 7789891080 | PRE-ASSEMBLED CABLE PAC CABLE LIYCY 0.34 MM² | 2
6021 | 7789891100 | PRE-ASSEMBLED CABLE PAC CABLE LIYCY 0.34 MM² | 2
6022 | 7789891150 | PRE-ASSEMBLED CABLE PAC CABLE LIYCY 0.34 MM² | 2
6023 | 7789891200 | PRE-ASSEMBLED CABLE PAC CABLE LIYCY 0.34 MM² | 2
6024 | 7789892020 | PRE-ASSEMBLED CABLE PAC CABLE LIYCY 0.50 MM² | 2
6025 | 7789892100 | PRE-ASSEMBLED CABLE PAC CABLE LIYCY 0.50 MM² | 2
6026 | 7789892150 | PRE-ASSEMBLED CABLE PAC CABLE LIYCY 0.50 MM² | 2
6027 | 7789892200 | PRE-ASSEMBLED CABLE PAC CABLE LIYCY 0.50 MM² | 2
6028 | 7789893010 | PRE-ASSEMBLED CABLE PAC CABLE LIYCY 0.34 MM² | 2
6029 | 9457340220 | SENSOR/ACTUATOR LINE CONNECTING LINE M12 / M12 N OF POLES : 5 2.2 M SHIELDED: NO LED: NO SHEATH MATERIAL: PUR HALOGEN: NO | 0
6030 | 9457712000 | VALVE PLUG ONE END WITHOUT CONNECTOR - VALVE PLUG | 61
6031 | 9457900050 | SENSOR/ACTUATOR LINE CONNECTING LINE M12 / M12 N OF POLES : 5 0.5 M PIN 90° - SOCKET 90° SHIELDED: NO LED: NO SHEATH MATERIAL: PUR HALOGEN: NO | 0
6032 | 2602320000 | TOOL CASE WITH CONTENTS | 254
6033 | 1044470040 | DRAGLINE CABLE PROFINET | 626
6034 | 1510290000 | CURRENT-MEASURING TRANSDUCER LIMIT VALUE MONITORING INPUT : 0?40/50/60 A ANALOGUE OUTPUT RELAY OUTPUT | 296
6035 | 1510320000 | CURRENT-MEASURING TRANSDUCER LIMIT VALUE MONITORING INPUT : 0?20/25/30 A ANALOGUE OUTPUT RELAY OUTPUT | 296
6036 | 1059760150 | DRAGLINE CABLE PROFINET M12 D-CODE ? IP 67 ANGLED PIN RJ45 IP 20 CAT.5 (ISO/IEC 11801) / CAT.5E (TIA T568-B) PUR 15 M | 11
6037 | 1059890150 | DRAGLINE CABLE PROFINET M12 D-CODE ? IP 67 ANGLED PIN M12 D-CODE ? IP 67 ANGLED PIN CAT.5 (ISO/IEC 11801) / CAT.5E (TIA T568-B) PUR 15 M | 11
6038 | 1073020100 | SENSOR/ACTUATOR LINE CONNECTING LINE M8 / M8 N OF POLES : 3 1 M PIN ANGLED - BUSH STRAIGHT SHIELDED: NO LED: NO SHEATH MATERIAL: PUR HALOGEN: NO | 0
6039 | 1073020200 | SENSOR/ACTUATOR LINE CONNECTING LINE M8 / M8 N OF POLES : 3 2 M PIN ANGLED - BUSH STRAIGHT SHIELDED: NO LED: NO SHEATH MATERIAL: PUR HALOGEN: NO | 0
6040 | 1125550000 | SOCKETS PREFABRICATED TO CUSTOMER SPEC. M12 SOCKET ANGLED | 35
6041 | 1165940007 | PATCH CABLE RJ45 IP 20 RJ45 IP 20 CAT.6A / CLASS EA (ISO/IEC 11801 2010) LSZH 0.7 M | 14
6042 | 1274250000 | SUB-D | 132
6043 | 1276450150 | VALVE PLUG STRAIGHT PLUG - VALVE PLUG | 69
6044 | 1276450250 | VALVE PLUG STRAIGHT PLUG - VALVE PLUG | 69
6045 | 1279470010 | SENSOR/ACTUATOR LINE CONNECTING LINE M12 / M12 N OF POLES : 8 0.1 M PIN STRAIGHT - SOCKET 90° SHIELDED: YES LED: NO SHEATH MATERIAL: PUR HALOGEN: NO | 0
6046 | 1296790050 | BUS LINE CONNECTING LINE M12 / M8 N OF POLES: 4 0.5 M MALE STRAIGHT - MALE STRAIGHT SHIELDED: YES LED: NO SHEATH MATERIAL: PUR HALOGEN: NO | 0
6047 | 1296790100 | BUS LINE CONNECTING LINE M12 / M8 N OF POLES: 4 1 M MALE STRAIGHT - MALE STRAIGHT SHIELDED: YES LED: NO SHEATH MATERIAL: PUR HALOGEN: NO | 0
6048 | 1296790200 | BUS LINE CONNECTING LINE M12 / M8 N OF POLES: 4 2 M MALE STRAIGHT - MALE STRAIGHT SHIELDED: YES LED: NO SHEATH MATERIAL: PUR HALOGEN: NO | 0
6049 | 1304740050 | SENSOR/ACTUATOR LINE CONNECTING LINE M12 / M8 N OF POLES : 3 0.5 M PIN ANGLED - BUSH STRAIGHT SHIELDED: NO LED: NO SHEATH MATERIAL: PUR HALOGEN: NO | 0
6050 | 1306000000 | KLIPPON POK (POLYESTER EMPTY ENCLOSURE) EMPTY ENCLOSURE HEIGHT: 75 MM WIDTH: 80 MM DEPTH: 55 MM MATERIAL: GLASS FIBRE-REINFORCED POLYESTER UNTREATED POLISHED | 4
6051 | 1306010000 | KLIPPON POK (POLYESTER EMPTY ENCLOSURE) EMPTY ENCLOSURE HEIGHT: 75 MM WIDTH: 110 MM DEPTH: 56 MM MATERIAL: GLASS FIBRE-REINFORCED POLYESTER UNTREATED POLISHED | 4
6052 | 1306020000 | KLIPPON POK (POLYESTER EMPTY ENCLOSURE) EMPTY ENCLOSURE HEIGHT: 75 MM WIDTH: 160 MM DEPTH: 56 MM MATERIAL: GLASS FIBRE-REINFORCED POLYESTER UNTREATED POLISHED | 4
6053 | 1306030000 | KLIPPON POK (POLYESTER EMPTY ENCLOSURE) EMPTY ENCLOSURE HEIGHT: 75 MM WIDTH: 190 MM DEPTH: 55 MM MATERIAL: GLASS FIBRE-REINFORCED POLYESTER UNTREATED POLISHED | 4
6054 | 1306040000 | KLIPPON POK (POLYESTER EMPTY ENCLOSURE) EMPTY ENCLOSURE HEIGHT: 75 MM WIDTH: 230 MM DEPTH: 56 MM MATERIAL: GLASS FIBRE-REINFORCED POLYESTER UNTREATED POLISHED | 4
6055 | 1306050000 | KLIPPON POK (POLYESTER EMPTY ENCLOSURE) EMPTY ENCLOSURE HEIGHT: 120 MM WIDTH: 122 MM DEPTH: 90 MM MATERIAL: GLASS FIBRE-REINFORCED POLYESTER UNTREATED POLISHED | 4
6056 | 1306070000 | KLIPPON POK (POLYESTER EMPTY ENCLOSURE) EMPTY ENCLOSURE HEIGHT: 120 MM WIDTH: 220 MM DEPTH: 90 MM MATERIAL: GLASS FIBRE-REINFORCED POLYESTER UNTREATED POLISHED | 4
6057 | 1306080000 | KLIPPON POK (POLYESTER EMPTY ENCLOSURE) EMPTY ENCLOSURE HEIGHT: 160 MM WIDTH: 160 MM DEPTH: 90 MM MATERIAL: GLASS FIBRE-REINFORCED POLYESTER UNTREATED POLISHED | 4
6058 | 1306090000 | KLIPPON POK (POLYESTER EMPTY ENCLOSURE) EMPTY ENCLOSURE HEIGHT: 160 MM WIDTH: 260 MM DEPTH: 90 MM MATERIAL: GLASS FIBRE-REINFORCED POLYESTER UNTREATED POLISHED | 4
6059 | 1306100000 | KLIPPON POK (POLYESTER EMPTY ENCLOSURE) EMPTY ENCLOSURE HEIGHT: 160 MM WIDTH: 360 MM DEPTH: 90 MM MATERIAL: GLASS FIBRE-REINFORCED POLYESTER UNTREATED POLISHED | 4
6060 | 1306110000 | KLIPPON POK (POLYESTER EMPTY ENCLOSURE) EMPTY ENCLOSURE HEIGHT: 160 MM WIDTH: 560 MM DEPTH: 90 MM MATERIAL: GLASS FIBRE-REINFORCED POLYESTER UNTREATED POLISHED | 4
6061 | 1306120000 | KLIPPON POK (POLYESTER EMPTY ENCLOSURE) EMPTY ENCLOSURE HEIGHT: 250 MM WIDTH: 255 MM DEPTH: 120 MM MATERIAL: GLASS FIBRE-REINFORCED POLYESTER UNTREATED POLISHED | 4
6062 | 1306130000 | KLIPPON POK (POLYESTER EMPTY ENCLOSURE) EMPTY ENCLOSURE HEIGHT: 250 MM WIDTH: 400 MM DEPTH: 120 MM MATERIAL: GLASS FIBRE-REINFORCED POLYESTER UNTREATED POLISHED | 4
6063 | 1306140000 | KLIPPON POK (POLYESTER EMPTY ENCLOSURE) EMPTY ENCLOSURE HEIGHT: 250 MM WIDTH: 600 MM DEPTH: 120 MM MATERIAL: GLASS FIBRE-REINFORCED POLYESTER UNTREATED POLISHED | 4
6064 | 1306150000 | KLIPPON POK (POLYESTER EMPTY ENCLOSURE) EMPTY ENCLOSURE HEIGHT: 405 MM WIDTH: 400 MM DEPTH: 120 MM MATERIAL: GLASS FIBRE-REINFORCED POLYESTER UNTREATED POLISHED | 4
6065 | 1306170000 | KLIPPON POK (POLYESTER EMPTY ENCLOSURE) EMPTY ENCLOSURE HEIGHT: 250 MM WIDTH: 255 MM DEPTH: 160.5 MM MATERIAL: GLASS FIBRE-REINFORCED POLYESTER UNTREATED POLISHED | 4
6066 | 1306180000 | KLIPPON POK (POLYESTER EMPTY ENCLOSURE) EMPTY ENCLOSURE HEIGHT: 250 MM WIDTH: 400 MM DEPTH: 160.5 MM MATERIAL: GLASS FIBRE-REINFORCED POLYESTER UNTREATED POLISHED | 4
6067 | 1309830015 | SYSTEM CABLE M12 D-CODE ? IP 67 STRAIGHT PIN OPEN CAT.5 / CLASS D CROSS-LINKED PREMIUM FRNC 1.5 M | 90
6068 | 1309830030 | SYSTEM CABLE M12 D-CODE ? IP 67 STRAIGHT PIN OPEN CAT.5 / CLASS D CROSS-LINKED PREMIUM FRNC 3 M | 90
6069 | 1309830050 | SYSTEM CABLE M12 D-CODE ? IP 67 STRAIGHT PIN OPEN CAT.5 / CLASS D CROSS-LINKED PREMIUM FRNC 5 M | 90
6070 | 1309830100 | SYSTEM CABLE M12 D-CODE ? IP 67 STRAIGHT PIN OPEN CAT.5 / CLASS D CROSS-LINKED PREMIUM FRNC 10 M | 90
6071 | 1309840015 | SYSTEM CABLE M12 D-CODE ? IP 67 ANGLED PIN OPEN CAT.5 / CLASS D CROSS-LINKED PREMIUM FRNC 1.5 M | 90
6072 | 1309840030 | SYSTEM CABLE M12 D-CODE ? IP 67 ANGLED PIN OPEN CAT.5 / CLASS D CROSS-LINKED PREMIUM FRNC 3 M | 90
6073 | 1309840050 | SYSTEM CABLE M12 D-CODE ? IP 67 ANGLED PIN OPEN CAT.5 / CLASS D CROSS-LINKED PREMIUM FRNC 5 M | 90
6074 | 1309840100 | SYSTEM CABLE M12 D-CODE ? IP 67 ANGLED PIN OPEN CAT.5 / CLASS D CROSS-LINKED PREMIUM FRNC 10 M | 90
6075 | 1309850015 | SYSTEM CABLE M12 D-CODE ? IP 67 STRAIGHT SOCKET OPEN CAT.5 / CLASS D CROSS-LINKED PREMIUM FRNC 1.5 M | 90
6076 | 1309850030 | SYSTEM CABLE M12 D-CODE ? IP 67 STRAIGHT SOCKET OPEN CAT.5 / CLASS D CROSS-LINKED PREMIUM FRNC 3 M | 90
6077 | 1309850050 | SYSTEM CABLE M12 D-CODE ? IP 67 STRAIGHT SOCKET OPEN CAT.5 / CLASS D CROSS-LINKED PREMIUM FRNC 5 M | 90
6078 | 1309850100 | SYSTEM CABLE M12 D-CODE ? IP 67 STRAIGHT SOCKET OPEN CAT.5 / CLASS D CROSS-LINKED PREMIUM FRNC 10 M | 90
6079 | 1309860015 | SYSTEM CABLE M12 D-CODE ? IP 67 ANGLED SOCKET OPEN CAT.5 / CLASS D CROSS-LINKED PREMIUM FRNC 1.5 M | 90
6080 | 1309860030 | SYSTEM CABLE M12 D-CODE ? IP 67 ANGLED SOCKET OPEN CAT.5 / CLASS D CROSS-LINKED PREMIUM FRNC 3 M | 90
6081 | 1309860050 | SYSTEM CABLE M12 D-CODE ? IP 67 ANGLED SOCKET OPEN CAT.5 / CLASS D CROSS-LINKED PREMIUM FRNC 5 M | 90
6082 | 1309860100 | SYSTEM CABLE M12 D-CODE ? IP 67 ANGLED SOCKET OPEN CAT.5 / CLASS D CROSS-LINKED PREMIUM FRNC 10 M | 90
6083 | 1309870015 | SYSTEM CABLE M12 D-CODE ? IP 67 STRAIGHT PIN M12 D-CODE ? IP 67 STRAIGHT PIN CAT.5 / CLASS D CROSS-LINKED PREMIUM FRNC 1.5 M | 90
6084 | 1309870030 | SYSTEM CABLE M12 D-CODE ? IP 67 STRAIGHT PIN M12 D-CODE ? IP 67 STRAIGHT PIN CAT.5 / CLASS D CROSS-LINKED PREMIUM FRNC 3 M | 90
6085 | 1309870050 | SYSTEM CABLE M12 D-CODE ? IP 67 STRAIGHT PIN M12 D-CODE ? IP 67 STRAIGHT PIN CAT.5 / CLASS D CROSS-LINKED PREMIUM FRNC 5 M | 90
6086 | 1309870100 | SYSTEM CABLE M12 D-CODE ? IP 67 STRAIGHT PIN M12 D-CODE ? IP 67 STRAIGHT PIN CAT.5 / CLASS D CROSS-LINKED PREMIUM FRNC 10 M | 90
6087 | 1309880015 | SYSTEM CABLE M12 D-CODE ? IP 67 STRAIGHT PIN M12 D-CODE ? IP 67 ANGLED PIN CAT.5 / CLASS D CROSS-LINKED PREMIUM FRNC 1.5 M | 90
6088 | 1309880050 | SYSTEM CABLE M12 D-CODE ? IP 67 STRAIGHT PIN M12 D-CODE ? IP 67 ANGLED PIN CAT.5 / CLASS D CROSS-LINKED PREMIUM FRNC 5 M | 90
6089 | 1309880100 | SYSTEM CABLE M12 D-CODE ? IP 67 STRAIGHT PIN M12 D-CODE ? IP 67 ANGLED PIN CAT.5 / CLASS D CROSS-LINKED PREMIUM FRNC 10 M | 90
6090 | 1309890015 | SYSTEM CABLE M12 D-CODE ? IP 67 ANGLED PIN M12 D-CODE ? IP 67 ANGLED PIN CAT.5 / CLASS D CROSS-LINKED PREMIUM FRNC 1.5 M | 90
6091 | 1309890030 | SYSTEM CABLE M12 D-CODE ? IP 67 ANGLED PIN M12 D-CODE ? IP 67 ANGLED PIN CAT.5 / CLASS D CROSS-LINKED PREMIUM FRNC 3 M | 90
6092 | 1309890050 | SYSTEM CABLE M12 D-CODE ? IP 67 ANGLED PIN M12 D-CODE ? IP 67 ANGLED PIN CAT.5 / CLASS D CROSS-LINKED PREMIUM FRNC 5 M | 90
6093 | 1309890100 | SYSTEM CABLE M12 D-CODE ? IP 67 ANGLED PIN M12 D-CODE ? IP 67 ANGLED PIN CAT.5 / CLASS D CROSS-LINKED PREMIUM FRNC 10 M | 90
6094 | 1309910015 | SYSTEM CABLE M12 D-CODE ? IP 67 STRAIGHT PIN M12 D-CODE ? IP 67 STRAIGHT SOCKET CAT.5 / CLASS D CROSS-LINKED PREMIUM FRNC 1.5 M | 90
6095 | 1309910030 | SYSTEM CABLE M12 D-CODE ? IP 67 STRAIGHT PIN M12 D-CODE ? IP 67 STRAIGHT SOCKET CAT.5 / CLASS D CROSS-LINKED PREMIUM FRNC 3 M | 90
6096 | 1309910050 | SYSTEM CABLE M12 D-CODE ? IP 67 STRAIGHT PIN M12 D-CODE ? IP 67 STRAIGHT SOCKET CAT.5 / CLASS D CROSS-LINKED PREMIUM FRNC 5 M | 90
6097 | 1309910100 | SYSTEM CABLE M12 D-CODE ? IP 67 STRAIGHT PIN M12 D-CODE ? IP 67 STRAIGHT SOCKET CAT.5 / CLASS D CROSS-LINKED PREMIUM FRNC 10 M | 90
6098 | 1309920030 | SYSTEM CABLE M12 D-CODE ? IP 67 STRAIGHT SOCKET M12 D-CODE ? IP 67 STRAIGHT SOCKET CAT.5 / CLASS D CROSS-LINKED PREMIUM FRNC 3 M | 90
6099 | 1309920100 | SYSTEM CABLE M12 D-CODE ? IP 67 STRAIGHT SOCKET M12 D-CODE ? IP 67 STRAIGHT SOCKET CAT.5 / CLASS D CROSS-LINKED PREMIUM FRNC 10 M | 90
6100 | 1309930015 | SYSTEM CABLE M12 D-CODE ? IP 67 STRAIGHT SOCKET M12 D-CODE ? IP 67 ANGLED SOCKET CAT.5 / CLASS D CROSS-LINKED PREMIUM FRNC 1.5 M | 90
6101 | 1309930030 | SYSTEM CABLE M12 D-CODE ? IP 67 STRAIGHT SOCKET M12 D-CODE ? IP 67 ANGLED SOCKET CAT.5 / CLASS D CROSS-LINKED PREMIUM FRNC 3 M | 90
6102 | 1309930050 | SYSTEM CABLE M12 D-CODE ? IP 67 STRAIGHT SOCKET M12 D-CODE ? IP 67 ANGLED SOCKET CAT.5 / CLASS D CROSS-LINKED PREMIUM FRNC 5 M | 90
6103 | 1309930100 | SYSTEM CABLE M12 D-CODE ? IP 67 STRAIGHT SOCKET M12 D-CODE ? IP 67 ANGLED SOCKET CAT.5 / CLASS D CROSS-LINKED PREMIUM FRNC 10 M | 90
6104 | 1309940015 | SYSTEM CABLE M12 D-CODE ? IP 67 ANGLED SOCKET M12 D-CODE ? IP 67 ANGLED SOCKET CAT.5 / CLASS D CROSS-LINKED PREMIUM FRNC 1.5 M | 90
6105 | 1309940030 | SYSTEM CABLE M12 D-CODE ? IP 67 ANGLED SOCKET M12 D-CODE ? IP 67 ANGLED SOCKET CAT.5 / CLASS D CROSS-LINKED PREMIUM FRNC 3 M | 90
6106 | 1309940050 | SYSTEM CABLE M12 D-CODE ? IP 67 ANGLED SOCKET M12 D-CODE ? IP 67 ANGLED SOCKET CAT.5 / CLASS D CROSS-LINKED PREMIUM FRNC 5 M | 90
6107 | 1309940100 | SYSTEM CABLE M12 D-CODE ? IP 67 ANGLED SOCKET M12 D-CODE ? IP 67 ANGLED SOCKET CAT.5 / CLASS D CROSS-LINKED PREMIUM FRNC 10 M | 90
6108 | 1312040000 | INTERFACE RS 1-WIRE CLAMPING YOKE | 1046
6109 | 1312160005 | PATCH CABLE CROSSOVER RJ45 IP 20 RJ45 IP 20 CAT.6A / CLASS EA (ISO/IEC 11801 2010) LSZH 0.5 M | 14
6110 | 1314090000 | KLIPPON TB (TERMINAL BOX) RAIN HOOD HEIGHT: 50.9 MM WIDTH: 157 MM DEPTH: 142.8 MM MATERIAL: STAINLESS STEEL 1.4404 (316L) ELECTROPOLISHED | 4
6111 | 1314100000 | KLIPPON TB (TERMINAL BOX) RAIN HOOD HEIGHT: 53.9 MM WIDTH: 265 MM DEPTH: 160.5 MM MATERIAL: STAINLESS STEEL 1.4404 (316L) ELECTROPOLISHED | 4
6112 | 1314110000 | KLIPPON TB (TERMINAL BOX) RAIN HOOD HEIGHT: 55.9 MM WIDTH: 265 MM DEPTH: 211.2 MM MATERIAL: STAINLESS STEEL 1.4404 (316L) ELECTROPOLISHED | 4
6113 | 1314120000 | KLIPPON TB (TERMINAL BOX) RAIN HOOD HEIGHT: 53.4 MM WIDTH: 311 MM DEPTH: 160.5 MM MATERIAL: STAINLESS STEEL 1.4404 (316L) ELECTROPOLISHED | 4
6114 | 1314130000 | KLIPPON TB (TERMINAL BOX) RAIN HOOD HEIGHT: 55.9 MM WIDTH: 311 MM DEPTH: 221.2 MM MATERIAL: STAINLESS STEEL 1.4404 (316L) ELECTROPOLISHED | 4
6115 | 1314140000 | KLIPPON TB (TERMINAL BOX) RAIN HOOD HEIGHT: 53.4 MM WIDTH: 265 MM DEPTH: 160.5 MM MATERIAL: STAINLESS STEEL 1.4404 (316L) ELECTROPOLISHED | 4
6116 | 1314150000 | KLIPPON TB (TERMINAL BOX) RAIN HOOD HEIGHT: 55.9 MM WIDTH: 265 MM DEPTH: 211.2 MM MATERIAL: STAINLESS STEEL 1.4404 (316L) ELECTROPOLISHED | 4
6117 | 1314170000 | KLIPPON TB (TERMINAL BOX) RAIN HOOD HEIGHT: 53.4 MM WIDTH: 305 MM DEPTH: 160.5 MM MATERIAL: STAINLESS STEEL 1.4404 (316L) ELECTROPOLISHED | 4
6118 | 1314180000 | KLIPPON TB (TERMINAL BOX) RAIN HOOD HEIGHT: 55.9 MM WIDTH: 305 MM DEPTH: 211.2 MM MATERIAL: STAINLESS STEEL 1.4404 (316L) ELECTROPOLISHED | 4
6119 | 1314190000 | KLIPPON TB (TERMINAL BOX) RAIN HOOD HEIGHT: 53.4 MM WIDTH: 387 MM DEPTH: 160.5 MM MATERIAL: STAINLESS STEEL 1.4404 (316L) ELECTROPOLISHED | 4
6120 | 1314200000 | KLIPPON TB (TERMINAL BOX) RAIN HOOD HEIGHT: 55.9 MM WIDTH: 387 MM DEPTH: 211.2 MM MATERIAL: STAINLESS STEEL 1.4404 (316L) ELECTROPOLISHED | 4
6121 | 1314220000 | KLIPPON TB (TERMINAL BOX) RAIN HOOD HEIGHT: 53.4 MM WIDTH: 485 MM DEPTH: 160.5 MM MATERIAL: STAINLESS STEEL 1.4404 (316L) ELECTROPOLISHED | 4
6122 | 1314230000 | KLIPPON TB (TERMINAL BOX) RAIN HOOD HEIGHT: 55.9 MM WIDTH: 485 MM DEPTH: 211.2 MM MATERIAL: STAINLESS STEEL 1.4404 (316L) ELECTROPOLISHED | 4
6123 | 1314240000 | KLIPPON TB (TERMINAL BOX) RAIN HOOD HEIGHT: 53.4 MM WIDTH: 355 MM DEPTH: 160.5 MM MATERIAL: STAINLESS STEEL 1.4404 (316L) ELECTROPOLISHED | 4
6124 | 1314250000 | KLIPPON TB (TERMINAL BOX) RAIN HOOD HEIGHT: 55.9 MM WIDTH: 355 MM DEPTH: 211.2 MM MATERIAL: STAINLESS STEEL 1.4404 (316L) ELECTROPOLISHED | 4
6125 | 1314270000 | KLIPPON TB (TERMINAL BOX) RAIN HOOD HEIGHT: 53.4 MM WIDTH: 455 MM DEPTH: 160.5 MM MATERIAL: STAINLESS STEEL 1.4404 (316L) ELECTROPOLISHED | 4
6126 | 1314280000 | KLIPPON TB (TERMINAL BOX) RAIN HOOD HEIGHT: 55.9 MM WIDTH: 455 MM DEPTH: 211.2 MM MATERIAL: STAINLESS STEEL 1.4404 (316L) ELECTROPOLISHED | 4
6127 | 1314290000 | KLIPPON TB (TERMINAL BOX) RAIN HOOD HEIGHT: 53.9 MM WIDTH: 513 MM DEPTH: 160.5 MM MATERIAL: STAINLESS STEEL 1.4404 (316L) ELECTROPOLISHED | 4
6128 | 1314300000 | KLIPPON TB (TERMINAL BOX) RAIN HOOD HEIGHT: 55.9 MM WIDTH: 513 MM DEPTH: 211.2 MM MATERIAL: STAINLESS STEEL 1.4404 (316L) ELECTROPOLISHED | 4
6129 | 1314320000 | KLIPPON TB (TERMINAL BOX) RAIN HOOD HEIGHT: 53.4 MM WIDTH: 615 MM DEPTH: 160.5 MM MATERIAL: STAINLESS STEEL 1.4404 (316L) ELECTROPOLISHED | 4
6130 | 1314330000 | KLIPPON TB (TERMINAL BOX) RAIN HOOD HEIGHT: 55.9 MM WIDTH: 615 MM DEPTH: 211.2 MM MATERIAL: STAINLESS STEEL 1.4404 (316L) ELECTROPOLISHED | 4
6131 | 1314340000 | KLIPPON TB (TERMINAL BOX) RAIN HOOD HEIGHT: 55.9 MM WIDTH: 745 MM DEPTH: 211.2 MM MATERIAL: STAINLESS STEEL 1.4404 (316L) ELECTROPOLISHED | 4
6132 | 1315190000 | REMOTE I/O MODULE IP20 8-CHANNEL DIGITAL SIGNALS INPUT | 79
6133 | 1315210000 | REMOTE I/O MODULE IP20 DIGITAL SIGNALS INPUT PLC | 1217
6134 | 1315270000 | REMOTE I/O MODULE IP20 DIGITAL SIGNALS OUTPUT PLC | 423
6135 | 1315370000 | REMOTE I/O MODULE IP20 DIGITAL SIGNALS INPUT 8-CHANNEL | 79
6136 | 1315430000 | REMOTE I/O MODULE IP20 DIGITAL SIGNALS OUTPUT 8-CHANNEL | 79
6137 | 1315540000 | REMOTE I/O MODULE IP20 DIGITAL SIGNALS OUTPUT RELAY | 1217
6138 | 1315600000 | REMOTE I/O MODULE IP20 DIGITAL SIGNALS SPECIAL MODULE PWM 0.5 A PER CHANNEL | 797
6139 | 1315670000 | REMOTE I/O MODULE IP20 ANALOG SIGNALS INPUT PLC | 79
6140 | 1315720000 | REMOTE I/O MODULE IP20 ANALOG SIGNALS INPUT 8-CHANNEL | 79
6141 | 1315770000 | REMOTE I/O MODULE IP20 RESERVE MODULE | 1250
6142 | 1316550150 | VALVE PLUG STRAIGHT PLUG - VALVE PLUG | 69
6143 | 1333160000 | SYSTEM CABLE CAT.7 (ISO/IEC 11801) LSZH 305 M | 316
6144 | 1350970000 | REPLACEMENT PART FLANGE-MOUNTED HOUSING | 637
6145 | 1368790000 | SUB-D | 132
6146 | 1371220000 | INTERFACE RS 2 X KS (40P) LP 5.08MM | 99
6147 | 1371230000 | INTERFACE RS 2 X KS (40P) LMNZF 5.08MM | 99
6148 | 1373840060 | PRE-ASSEMBLED CABLE PAC CABLE LIYCY 0.14 MM² | 2
6149 | 1373840080 | PRE-ASSEMBLED CABLE PAC CABLE LIYCY 0.14 MM² | 2
6150 | 1373850060 | PRE-ASSEMBLED CABLE PAC CABLE LIYCY 0.14 MM² | 2
6151 | 1373850080 | PRE-ASSEMBLED CABLE PAC CABLE LIYCY 0.14 MM² | 2
6152 | 1373910100 | PRE-ASSEMBLED CABLE PAC CABLE LIYCY 0.34 MM² | 2
6153 | 1373920010 | PRE-ASSEMBLED CABLE PAC CABLE LIYCY 0.50 MM² | 2
6154 | 1373940010 | PRE-ASSEMBLED CABLE PAC CABLE LIYCY 0.50 MM² | 2
6155 | 1379510000 | INTERFACE RS 2 X AKB (50P) LM2NZF 5.08MM | 99
6156 | 1381700000 | PRESSING TOOL | 171
6157 | 1381740000 | PRESSING TOOL | 171
6158 | 1381760000 | PRESSING TOOL | 171
6159 | 1381770000 | PRESSING TOOL | 171
6160 | 1382971000 | SENSOR/ACTUATOR LINE ONE END WITHOUT CONNECTOR M8 N OF POLES : 3 10 M FEMALE SOCKET STRAIGHT SHIELDED: NO LED: NO SHEATH MATERIAL: PUR HALOGEN: NO | 0
6161 | 1384250000 | INTERFACE RS 2 X AKB (50P) LM2NZF 5.08MM | 99
6162 | 1384280000 | INTERFACE RS 2 X AKB (50P) LP2N 5.08MM | 99
6163 | 1384320000 | INTERFACE RS 2 X AKB (50P) LM2NZF 5.08MM | 99
6164 | 1384330000 | INTERFACE RS 2 X AKB (50P) LP2N 5.08MM | 99
6165 | 1384340000 | INTERFACE RS 2 X AKB (50P) LM2NZF 5.08MM | 99
6166 | 1384350000 | INTERFACE RS 2 X AKB (50P) LP2N 5.08MM | 99
6167 | 1415220000 | INTERFACE RS 1-WIRE SCREW CONNECTION | 84
6168 | 1415230000 | INTERFACE RS 1-WIRE TENSION-CLAMP CONNECTION | 110
6169 | 1415780000 | HEAVY-DUTY CONNECTORS ACCESSORIES LOCKING LEVER | 581
6170 | 1418040000 | BUILT-IN PLUGS 7/8" M 20 N OF POLES: 3 0.2 M | 432
6171 | 1428090000 | INTERFACE RSSD HIGH-DENSITY SUB-D PLUG-IN CONNECTORS 26-POLE PLUG SCREW CONNECTION | 18
6172 | 1428110000 | INTERFACE RSSD HIGH-DENSITY SUB-D PLUG-IN CONNECTORS 44-POLE PLUG SCREW CONNECTION | 18
6173 | 1428120000 | INTERFACE RSSD HIGH-DENSITY SUB-D PLUG-IN CONNECTORS 62-POLE PLUG SCREW CONNECTION | 18
6174 | 1428130000 | INTERFACE RSSD HIGH-DENSITY SUB-D PLUG-IN CONNECTORS 15-POLE FEMALE SCREW CONNECTION | 18
6175 | 1428140000 | INTERFACE RSSD HIGH-DENSITY SUB-D PLUG-IN CONNECTORS 26-POLE SOCKET SCREW CONNECTION | 18
6176 | 1428150000 | INTERFACE RSSD HIGH-DENSITY SUB-D PLUG-IN CONNECTORS 44-POLE SOCKET SCREW CONNECTION | 18
6177 | 1428910000 | SIGNAL MODULE | 142
6178 | 1428930000 | SIGNAL MODULE SOCKET CONNECTOR MODULE | 599
6179 | 1429060000 | POWER MODULE | 126
6180 | 1429080000 | POWER MODULE | 126
6181 | 1431530020 | PRE-ASSEMBLED CABLE PAC CABLE LIYY 8.6 ± 1 MM | 20
6182 | 1431700000 | INTERFACE RS SPACER LED 2-WIRE SCREW CONNECTION | 84
6183 | 1433980050 | PATCH CABLE ST IP 20 ST IP 20 62.5 ΜM LSZH 5 M | 262
6184 | 1433990030 | PATCH CABLE ST IP 20 ST IP 20 50 ΜM LSZH 3 M | 262
6185 | 1444230000 | W-SERIES FUSE TERMINAL RATED CROSS-SECTION: 25 MM² SCREW CONNECTION | 7
6186 | 1444240000 | W-SERIES FUSE TERMINAL RATED CROSS-SECTION: 25 MM² SCREW CONNECTION | 7
6187 | 1446530000 | INTERFACE RS USB TYPE A FEMALE CONNECTOR TYPE B FEMALE CONNECTOR MICRO B FEMALE CONNECTOR 4 LP 5.08MM | 963
6188 | 1447400000 | INTERFACE RSM SCREW CONNECTION | 45
6189 | 1447410000 | INTERFACE RSM SCREW CONNECTION | 45
6190 | 1447420000 | INTERFACE RSM PUSH IN | 105
6191 | 1447430000 | INTERFACE RSM PUSH IN | 105
6192 | 1447440000 | INTERFACE RSM SCREW CONNECTION | 45
6193 | 1447450000 | INTERFACE RSM SCREW CONNECTION | 45
6194 | 1447470000 | INTERFACE RSM PUSH IN | 105
6195 | 1447480000 | INTERFACE RSM PUSH IN | 105
6196 | 1447500000 | INTERFACE RSM SCREW CONNECTION | 45
6197 | 1447510000 | INTERFACE RSM SCREW CONNECTION | 45
6198 | 1447520000 | INTERFACE RSM PUSH IN | 105
6199 | 1447530000 | INTERFACE RSM PUSH IN | 105
6200 | 1447540000 | INTERFACE RSM SCREW CONNECTION | 45
6201 | 1447550000 | INTERFACE RSM PUSH IN | 105
6202 | 1447570000 | INTERFACE RSM SCREW CONNECTION | 45
6203 | 1447580000 | INTERFACE RSM PUSH IN | 105
6204 | 1447600000 | INTERFACE RSM SCREW CONNECTION | 45
6205 | 1447610000 | INTERFACE RSM PUSH IN | 105
6206 | 1447740000 | INTERFACE RSM SCREW CONNECTION | 45
6207 | 1447750000 | INTERFACE RSM PUSH IN | 105
6208 | 1447820000 | INTERFACE RSM SCREW CONNECTION | 45
6209 | 1447830000 | INTERFACE RSM SCREW CONNECTION | 45
6210 | 1447840000 | INTERFACE RSM PUSH IN | 105
6211 | 1447850000 | INTERFACE RSM PUSH IN | 105
6212 | 1447870000 | INTERFACE RSM SCREW CONNECTION | 45
6213 | 1447880000 | INTERFACE RSM SCREW CONNECTION | 45
6214 | 1447890000 | INTERFACE RSM PUSH IN | 105
6215 | 1447900000 | INTERFACE RSM PUSH IN | 105
6216 | 1447910000 | INTERFACE RSM SCREW CONNECTION | 45
6217 | 1447920000 | INTERFACE RSM SCREW CONNECTION | 45
6218 | 1447930000 | INTERFACE RSM PUSH IN | 105
6219 | 1447940000 | INTERFACE RSM PUSH IN | 105
6220 | 1447950000 | INTERFACE RSM SCREW CONNECTION | 45
6221 | 1447970000 | INTERFACE RSM PUSH IN | 105
6222 | 1447980000 | INTERFACE RSM SCREW CONNECTION | 45
6223 | 1447990000 | INTERFACE RSM PUSH IN | 105
6224 | 1448000000 | INTERFACE RSM SCREW CONNECTION | 45
6225 | 1448010000 | INTERFACE RSM PUSH IN | 105
6226 | 1448140000 | INTERFACE RSM SCREW CONNECTION | 45
6227 | 1448170000 | INTERFACE RSM PUSH IN | 105
6228 | 1448230000 | INTERFACE RSM SCREW CONNECTION | 45
6229 | 1448240000 | INTERFACE RSM SCREW CONNECTION | 45
6230 | 1448250000 | INTERFACE RSM PUSH IN | 105
6231 | 1448270000 | INTERFACE RSM PUSH IN | 105
6232 | 1448290000 | INTERFACE RSM SCREW CONNECTION | 45
6233 | 1448310000 | INTERFACE RSM PUSH IN | 105
6234 | 1448320000 | INTERFACE RSM SCREW CONNECTION | 45
6235 | 1448330000 | INTERFACE RSM SCREW CONNECTION | 45
6236 | 1448340000 | INTERFACE RSM PUSH IN | 105
6237 | 1448350000 | INTERFACE RSM PUSH IN | 105
6238 | 1448370000 | INTERFACE RSM SCREW CONNECTION | 45
6239 | 1448380000 | INTERFACE RSM PUSH IN | 105
6240 | 1448390000 | INTERFACE RSM SCREW CONNECTION | 45
6241 | 1448400000 | INTERFACE RSM PUSH IN | 105
6242 | 1448410000 | INTERFACE RSM SCREW CONNECTION | 45
6243 | 1448420000 | INTERFACE RSM PUSH IN | 105
6244 | 1448450000 | INTERFACE RSM SCREW CONNECTION | 45
6245 | 1448470000 | INTERFACE RSM PUSH IN | 105
6246 | 1448480000 | INTERFACE RSM SCREW CONNECTION | 45
6247 | 1448490000 | INTERFACE RSM PUSH IN | 105
6248 | 1448540000 | INTERFACE RSM SCREW CONNECTION | 45
6249 | 1448550000 | INTERFACE RSM PUSH IN | 105
6250 | 1448610000 | INTERFACE RSM SCREW CONNECTION | 45
6251 | 1448620000 | INTERFACE RSM SCREW CONNECTION | 45
6252 | 1448630000 | INTERFACE RSM TENSION-CLAMP CONNECTION | 80
6253 | 1448640000 | INTERFACE RSM TENSION-CLAMP CONNECTION | 80
6254 | 1448650000 | INTERFACE RSM SCREW CONNECTION | 45
6255 | 1448670000 | INTERFACE RSM SCREW CONNECTION | 45
6256 | 1448680000 | INTERFACE RSM TENSION-CLAMP CONNECTION | 80
6257 | 1448690000 | INTERFACE RSM TENSION-CLAMP CONNECTION | 80
6258 | 1448700000 | INTERFACE RSM SCREW CONNECTION | 45
6259 | 1448710000 | INTERFACE RSM SCREW CONNECTION | 45
6260 | 1448720000 | INTERFACE RSM TENSION-CLAMP CONNECTION | 80
6261 | 1448730000 | INTERFACE RSM TENSION-CLAMP CONNECTION | 80
6262 | 1448740000 | INTERFACE RSM SCREW CONNECTION | 45
6263 | 1448770000 | INTERFACE RSM TENSION-CLAMP CONNECTION | 80
6264 | 1448780000 | INTERFACE RSM SCREW CONNECTION | 45
6265 | 1448790000 | INTERFACE RSM TENSION-CLAMP CONNECTION | 80
6266 | 1448800000 | INTERFACE RSM SCREW CONNECTION | 45
6267 | 1448810000 | INTERFACE RSM TENSION-CLAMP CONNECTION | 80
6268 | 1448820000 | INTERFACE RSM SCREW CONNECTION | 45
6269 | 1448830000 | INTERFACE RSM TENSION-CLAMP CONNECTION | 80
6270 | 1448890000 | INTERFACE RSM SCREW CONNECTION | 45
6271 | 1448900000 | INTERFACE RSM SCREW CONNECTION | 45
6272 | 1448910000 | INTERFACE RSM TENSION-CLAMP CONNECTION | 80
6273 | 1448920000 | INTERFACE RSM TENSION-CLAMP CONNECTION | 80
6274 | 1448940000 | INTERFACE RSM SCREW CONNECTION | 45
6275 | 1448950000 | INTERFACE RSM TENSION-CLAMP CONNECTION | 80
6276 | 1448970000 | INTERFACE RSM TENSION-CLAMP CONNECTION | 80
6277 | 1448980000 | INTERFACE RSM SCREW CONNECTION | 45
6278 | 1448990000 | INTERFACE RSM SCREW CONNECTION | 45
6279 | 1449010000 | INTERFACE RSM TENSION-CLAMP CONNECTION | 80
6280 | 1449020000 | INTERFACE RSM TENSION-CLAMP CONNECTION | 80
6281 | 1449030000 | INTERFACE RSM SCREW CONNECTION | 45
6282 | 1449040000 | INTERFACE RSM TENSION-CLAMP CONNECTION | 80
6283 | 1449050000 | INTERFACE RSM SCREW CONNECTION | 45
6284 | 1449070000 | INTERFACE RSM TENSION-CLAMP CONNECTION | 80
6285 | 1449080000 | INTERFACE RSM SCREW CONNECTION | 45
6286 | 1449090000 | INTERFACE RSM TENSION-CLAMP CONNECTION | 80
6287 | 1449100000 | INTERFACE RSM SCREW CONNECTION | 45
6288 | 1449110000 | INTERFACE RSM TENSION-CLAMP CONNECTION | 80
6289 | 1449170000 | INTERFACE RSM SCREW CONNECTION | 45
6290 | 1449180000 | INTERFACE RSM SCREW CONNECTION | 45
6291 | 1449190000 | INTERFACE RSM TENSION-CLAMP CONNECTION | 80
6292 | 1449200000 | INTERFACE RSM TENSION-CLAMP CONNECTION | 80
6293 | 1449210000 | INTERFACE RSM SCREW CONNECTION | 45
6294 | 1449220000 | INTERFACE RSM SCREW CONNECTION | 45
6295 | 1449230000 | INTERFACE RSM TENSION-CLAMP CONNECTION | 80
6296 | 1449250000 | INTERFACE RSM TENSION-CLAMP CONNECTION | 80
6297 | 1449270000 | INTERFACE RSM SCREW CONNECTION | 45
6298 | 1449280000 | INTERFACE RSM SCREW CONNECTION | 45
6299 | 1449290000 | INTERFACE RSM TENSION-CLAMP CONNECTION | 80
6300 | 1449300000 | INTERFACE RSM TENSION-CLAMP CONNECTION | 80
6301 | 1449310000 | INTERFACE RSM SCREW CONNECTION | 45
6302 | 1449320000 | INTERFACE RSM TENSION-CLAMP CONNECTION | 80
6303 | 1449330000 | INTERFACE RSM SCREW CONNECTION | 45
6304 | 1449340000 | INTERFACE RSM TENSION-CLAMP CONNECTION | 80
6305 | 1449350000 | INTERFACE RSM SCREW CONNECTION | 45
6306 | 1449370000 | INTERFACE RSM TENSION-CLAMP CONNECTION | 80
6307 | 1449380000 | INTERFACE RSM SCREW CONNECTION | 45
6308 | 1449390000 | INTERFACE RSM TENSION-CLAMP CONNECTION | 80
6309 | 1449410000 | PRE-ASSEMBLED PATCH CABLE CROSSOVER SCRJ IP 20 SC DUPLEX IP 20 9 ΜM LSZH 2 M | 133
6310 | 1506910000 | REMOTE I/O MODULE IP20 4-CHANNEL ANALOG SIGNALS INPUT CURRENT/VOLTAGE 16 BIT | 79
6311 | 1506920000 | REMOTE I/O MODULE IP20 4-CHANNEL ANALOG SIGNALS INPUT CURRENT/VOLTAGE 16 BIT | 79
6312 | 1508080000 | REMOTE I/O MODULE IP20 DIGITAL SIGNALS INPUT PUSH IN CONNECTION COUNTER DUAL CHANNEL | 415
6313 | 1536820010 | CABLE LIYCY 0.14 MM² | 504
6314 | 1536840010 | CABLE LIYCY 0.14 MM² | 504
6315 | 1548720000 | GRAPHICALLY PROGRAMMABLE LOGIC MODULE INCL. PROGRAMMING ADAPTER | 1098
6316 | 1551080000 | SUB-D | 132
6317 | 1554000000 | FRONTCOM INSERT POWER LARGE TYPE F SOCKET CONNECTOR DE ORANGE | 237
6318 | 1818143500 | SENSOR/ACTUATOR LINE ONE END WITHOUT CONNECTOR M23 N OF POLES: 19 35 M SOCKET ANGLED SHIELDED: NO LED: NO SHEATH MATERIAL: PUR HALOGEN: NO | 0
6319 | 1906300750 | SENSOR/ACTUATOR LINE CONNECTING LINE M12 / M12 N OF POLES : 4 7.5 M SHIELDED: NO LED: NO SHEATH MATERIAL: PUR HALOGEN: NO | 0
6320 | 1906300900 | SENSOR/ACTUATOR LINE CONNECTING LINE M12 / M12 N OF POLES : 4 9 M PIN STRAIGHT - SOCKET STRAIGHT SHIELDED: NO LED: NO SHEATH MATERIAL: PUR HALOGEN: NO | 0
6321 | 1906310200 | SENSOR/ACTUATOR LINE CONNECTING LINE M12 / M12 N OF POLES : 4 2 M PIN 90° - SOCKET 90° SHIELDED: NO LED: NO SHEATH MATERIAL: PUR HALOGEN: NO | 0
6322 | 1906410050 | SENSOR/ACTUATOR LINE CONNECTING LINE M12 / M12 N OF POLES : 4 0.5 M PIN STRAIGHT - SOCKET 90° SHIELDED: NO LED: YES SHEATH MATERIAL: PUR HALOGEN: NO | 0
6323 | 1906480020 | SENSOR/ACTUATOR LINE ONE END WITHOUT CONNECTOR M12 N OF POLES : 4 0.2 M PIN STRAIGHT SHIELDED: YES LED: NO SHEATH MATERIAL: PUR HALOGEN: NO | 0
6324 | 1906542000 | SENSOR/ACTUATOR LINE ONE END WITHOUT CONNECTOR M12 N OF POLES : 5 20 M SHIELDED: YES LED: NO SHEATH MATERIAL: PUR HALOGEN: NO | 0
6325 | 1906631500 | SENSOR/ACTUATOR LINE ONE END WITHOUT CONNECTOR M8 N OF POLES : 4 15 M SOCKET ANGLED SHIELDED: YES LED: NO SHEATH MATERIAL: PUR HALOGEN: NO | 0
6326 | 1925443000 | SENSOR/ACTUATOR LINE ONE END WITHOUT CONNECTOR M12 N OF POLES : 4 30 M PIN STRAIGHT SHIELDED: NO LED: NO SHEATH MATERIAL: PVC HALOGEN: YES | 0
6327 | 1993550018 | USB CABLE USB A USB A PVC 1.8 M | 454
6328 | 2000020000 | 1-WIRE TENSION-CLAMP CONNECTION | 690
6329 | 2000240000 | FIELDPOWER® FIELD POWER® PLUG-IN CONNECTOR PUSH IN WITHOUT ACTUATOR 0.5 MM² - 4 MM² N OF POLES: 5 | 1173
6330 | 2003370000 | FRONTCOM INSERT PLATE UNSHIELDED 1 X GFCI 1 X FUSE 2X DATA 1X SIGNAL | 790
6331 | 2003970000 | PROTECTED COMPONENT ASSEMBLIES PROTECTIVE CAP | 156
6332 | 2005090000 | INK RIBBON | 394
6333 | 2008130000 | PHOTOVOLTAICS | 255
6334 | 2022060000 | KLIPPON TB (TERMINAL BOX) MOUNTING PLATE PREPUNCHED HEIGHT: 205 MM WIDTH: 199 MM DEPTH: 1.5 MM MATERIAL: SHEET STEEL GALVANIZED | 4
6335 | 2022190000 | KLIPPON TB (TERMINAL BOX) MOUNTING PLATE PREPUNCHED HEIGHT: 251 MM WIDTH: 245 MM DEPTH: 1.5 MM MATERIAL: SHEET STEEL GALVANIZED | 4
6336 | 2022310000 | KLIPPON TB (TERMINAL BOX) MOUNTING PLATE PREPUNCHED HEIGHT: 295 MM WIDTH: 199 MM DEPTH: 1.5 MM MATERIAL: SHEET STEEL GALVANIZED | 4
6337 | 2022420000 | KLIPPON TB (TERMINAL BOX) MOUNTING PLATE PREPUNCHED HEIGHT: 345 MM WIDTH: 239 MM DEPTH: 1.5 MM MATERIAL: SHEET STEEL GALVANIZED | 531
6338 | 2022680000 | KLIPPON TB (TERMINAL BOX) MOUNTING PLATE PREPUNCHED HEIGHT: 707 MM WIDTH: 447 MM DEPTH: 12 MM MATERIAL: SHEET STEEL GALVANIZED | 4
6339 | 2022930000 | KLIPPON TB (TERMINAL BOX) FLANGE PLATE HEIGHT: 254 MM WIDTH: 117 MM DEPTH: 3 MM GLAND PLATES: TOP BOTTOM MATERIAL: STAINLESS STEEL 1.4404 ELECTROPOLISHED | 4
6340 | 2023510000 | KLIPPON TB (TERMINAL BOX) FLANGE PLATE HEIGHT: 372 MM WIDTH: 167 MM DEPTH: 3 MM GLAND PLATES: TOP BOTTOM MATERIAL: STAINLESS STEEL 1.4404 ELECTROPOLISHED | 4
6341 | 2023520000 | KLIPPON TB (TERMINAL BOX) FLANGE PLATE HEIGHT: 402 MM WIDTH: 167 MM DEPTH: 3 MM GLAND PLATES: LEFT RIGHT MATERIAL: STAINLESS STEEL 1.4404 ELECTROPOLISHED | 4
6342 | 2023740000 | KLIPPON TB (TERMINAL BOX) FLANGE PLATE HEIGHT: 340 MM WIDTH: 167 MM DEPTH: 3 MM GLAND PLATES: TOP BOTTOM MATERIAL: STAINLESS STEEL 1.4404 ELECTROPOLISHED | 4
6343 | 2049950150 | POWER CABLE ONE END WITHOUT CONNECTOR M12 N OF POLES : 3 (2 + PE) 1.5 M FEMALE SOCKET STRAIGHT SHIELDED: NO LED: NO SHEATH MATERIAL: PUR HALOGEN: NO | 0
6344 | 2050160150 | POWER CABLE ONE END WITHOUT CONNECTOR M12 N OF POLES : 4 (3 + PE) 1.5 M FEMALE SOCKET STRAIGHT SHIELDED: NO LED: NO SHEATH MATERIAL: PUR HALOGEN: NO | 0
6345 | 2050160300 | POWER CABLE ONE END WITHOUT CONNECTOR M12 N OF POLES : 4 (3 + PE) 3 M FEMALE SOCKET STRAIGHT SHIELDED: NO LED: NO SHEATH MATERIAL: PUR HALOGEN: NO | 0
6346 | 2050160500 | POWER CABLE ONE END WITHOUT CONNECTOR M12 N OF POLES : 4 (3 + PE) 5 M FEMALE SOCKET STRAIGHT SHIELDED: NO LED: NO SHEATH MATERIAL: PUR HALOGEN: NO | 0
6347 | 2050270150 | POWER CABLE CONNECTING LINE M12 / M12 N OF POLES : 4 (3 + PE) 1.5 M PIN STRAIGHT - SOCKET STRAIGHT SHIELDED: NO LED: NO SHEATH MATERIAL: PUR HALOGEN: NO | 0
6348 | 2050270200 | POWER CABLE CONNECTING LINE M12 / M12 N OF POLES : 4 (3 + PE) PIN STRAIGHT - SOCKET STRAIGHT SHIELDED: NO LED: NO SHEATH MATERIAL: PUR HALOGEN: NO | 0
6349 | 2050270300 | POWER CABLE CONNECTING LINE M12 / M12 N OF POLES : 4 (3 + PE) 3 M PIN STRAIGHT - SOCKET STRAIGHT SHIELDED: NO LED: NO SHEATH MATERIAL: PUR HALOGEN: NO | 0
6350 | 2050270500 | POWER CABLE CONNECTING LINE M12 / M12 N OF POLES : 4 (3 + PE) 5 M PIN STRAIGHT - SOCKET STRAIGHT SHIELDED: NO LED: NO SHEATH MATERIAL: PUR HALOGEN: NO | 0
6351 | 2050270600 | POWER CABLE CONNECTING LINE M12 / M12 N OF POLES : 4 (3 + PE) PIN STRAIGHT - SOCKET STRAIGHT SHIELDED: NO LED: NO SHEATH MATERIAL: PUR HALOGEN: NO | 0
6352 | 2050271000 | POWER CABLE CONNECTING LINE M12 / M12 N OF POLES : 4 (3 + PE) 10 M PIN STRAIGHT - SOCKET STRAIGHT SHIELDED: NO LED: NO SHEATH MATERIAL: PUR HALOGEN: NO | 0
6353 | 2050560300 | POWER CABLE ONE END WITHOUT CONNECTOR M12 N OF POLES : 4 3 M SOCKET ANGLED SHIELDED: NO SHEATH MATERIAL: PUR HALOGEN: NO | 0
6354 | 2050760150 | POWER CABLE CONNECTING LINE M12 / M12 N OF POLES : 4 1.5 M PIN STRAIGHT - SOCKET STRAIGHT SHIELDED: NO SHEATH MATERIAL: PUR HALOGEN: NO | 0
6355 | 2066710000 | VPK EX 7J (EX BLANKING PLUG PLASTIC 7J) BLANKING PLUG M 12 10 MM IP54 IP66 IP67 IP68 - 5 BAR (30 MIN.) POLYAMIDE 6 | 355
6356 | 2066720000 | VPK EX 7J (EX BLANKING PLUG PLASTIC 7J) BLANKING PLUG M 16 12 MM IP54 IP66 IP67 IP68 - 5 BAR (30 MIN.) POLYAMIDE 6 | 355
6357 | 2066730000 | VPK EX 7J (EX BLANKING PLUG PLASTIC 7J) BLANKING PLUG M 20 11 MM IP54 IP66 IP67 IP68 - 5 BAR (30 MIN.) POLYAMIDE 6 | 355
6358 | 2066740000 | VPK EX 7J (EX BLANKING PLUG PLASTIC 7J) BLANKING PLUG M 25 10 MM IP54 IP66 IP67 IP68 - 5 BAR (30 MIN.) POLYAMIDE 6 | 355
6359 | 2066750000 | VPK EX 7J (EX BLANKING PLUG PLASTIC 7J) BLANKING PLUG M 32 15 MM IP54 IP66 IP67 IP68 - 5 BAR (30 MIN.) POLYAMIDE 6 | 355
6360 | 2066760000 | VPK EX 7J (EX BLANKING PLUG PLASTIC 7J) BLANKING PLUG M 40 18 MM IP54 IP66 IP67 IP68 - 5 BAR (30 MIN.) POLYAMIDE 6 | 355
6361 | 2066770000 | VPK EX 7J (EX BLANKING PLUG PLASTIC 7J) BLANKING PLUG M 50 18 MM IP54 IP66 IP67 IP68 - 5 BAR (30 MIN.) POLYAMIDE 6 | 355
6362 | 2066940000 | VPK EX 7J (EX BLANKING PLUG PLASTIC 7J) BLANKING PLUG M 63 18 MM IP54 IP66 IP67 IP68 - 5 BAR (30 MIN.) POLYAMIDE 6 | 355
6363 | 2080920000 | ELECTRONIC LOAD MONITORING 24 V DC | 152
6364 | 2123000000 | PARTITION PLATE | 841
6365 | 2124020005 | SYSTEM CABLE RJ45 IP 20 M12 X-TYPE FLANGE SOCKET BACK PANEL MOUNTING CAT.6A / CLASS EA (ISO/IEC 11801 2010) PUR 0.5 M | 39
6366 | 2124020020 | SYSTEM CABLE RJ45 IP 20 M12 X-TYPE FLANGE SOCKET BACK PANEL MOUNTING CAT.6A / CLASS EA (ISO/IEC 11801 2010) PUR 2 M | 39
6367 | 2420520010 | CABLE LIYY 0.14 MM² | 504
6368 | 2420530010 | CABLE LIYY 0.14 MM² | 504
6369 | 2420910000 | PRIMARY CURRENT: 500 A SECONDARY CURRENT MAX.: 5 A LOAD: 5 VA TOLERANCE CLASS: 1 CLOSED CURRENT TRANSFORMER | 41
6370 | 2502530000 | W-SERIES DISTRIBUTION BLOCK RATED CROSS-SECTION: 50 MM² TERMINAL RAIL / MOUNTING PLATE | 536
6371 | 2502540000 | W-SERIES DISTRIBUTION BLOCK RATED CROSS-SECTION: 50 MM² TERMINAL RAIL / MOUNTING PLATE | 536
6372 | 2502570000 | W-SERIES DISTRIBUTION BLOCK RATED CROSS-SECTION: 50 MM² TERMINAL RAIL / MOUNTING PLATE | 536
6373 | 2502580000 | W-SERIES DISTRIBUTION BLOCK RATED CROSS-SECTION: 50 MM² TERMINAL RAIL / MOUNTING PLATE | 536
6374 | 2502590000 | W-SERIES DISTRIBUTION BLOCK RATED CROSS-SECTION: 50 MM² TERMINAL RAIL / MOUNTING PLATE | 536
6375 | 2502600000 | W-SERIES DISTRIBUTION BLOCK RATED CROSS-SECTION: 50 MM² TERMINAL RAIL / MOUNTING PLATE | 536
6376 | 2502610000 | W-SERIES DISTRIBUTION BLOCK RATED CROSS-SECTION: 50 MM² TERMINAL RAIL / MOUNTING PLATE | 536
6377 | 2502620000 | W-SERIES DISTRIBUTION BLOCK RATED CROSS-SECTION: 50 MM² TERMINAL RAIL / MOUNTING PLATE | 536
6378 | 2502650000 | W-SERIES DISTRIBUTION BLOCK RATED CROSS-SECTION: 50 MM² TERMINAL RAIL / MOUNTING PLATE | 536
6379 | 2502660000 | W-SERIES DISTRIBUTION BLOCK RATED CROSS-SECTION: 95 MM² TERMINAL RAIL / MOUNTING PLATE | 809
6380 | 2502670000 | W-SERIES DISTRIBUTION BLOCK RATED CROSS-SECTION: 95 MM² TERMINAL RAIL / MOUNTING PLATE | 809
6381 | 2502690000 | W-SERIES DISTRIBUTION BLOCK RATED CROSS-SECTION: 95 MM² TERMINAL RAIL / MOUNTING PLATE | 809
6382 | 2502700000 | W-SERIES DISTRIBUTION BLOCK RATED CROSS-SECTION: 95 MM² TERMINAL RAIL / MOUNTING PLATE | 809
6383 | 2502720000 | W-SERIES DISTRIBUTION BLOCK RATED CROSS-SECTION: 95 MM² TERMINAL RAIL / MOUNTING PLATE | 809
6384 | 2502730000 | W-SERIES DISTRIBUTION BLOCK RATED CROSS-SECTION: 95 MM² TERMINAL RAIL / MOUNTING PLATE | 809
6385 | 2502740000 | W-SERIES DISTRIBUTION BLOCK RATED CROSS-SECTION: 95 MM² TERMINAL RAIL / MOUNTING PLATE | 809
6386 | 2502750000 | W-SERIES DISTRIBUTION BLOCK RATED CROSS-SECTION: 185 MM² TERMINAL RAIL / MOUNTING PLATE | 809
6387 | 2502770000 | W-SERIES DISTRIBUTION BLOCK RATED CROSS-SECTION: 185 MM² TERMINAL RAIL / MOUNTING PLATE | 809
6388 | 2502780000 | W-SERIES DISTRIBUTION BLOCK RATED CROSS-SECTION: 185 MM² TERMINAL RAIL / MOUNTING PLATE | 809
6389 | 2502790000 | W-SERIES DISTRIBUTION BLOCK RATED CROSS-SECTION: 185 MM² TERMINAL RAIL / MOUNTING PLATE | 809
6390 | 2502800000 | W-SERIES DISTRIBUTION BLOCK RATED CROSS-SECTION: 185 MM² TERMINAL RAIL / MOUNTING PLATE | 809
6391 | 2502810000 | W-SERIES DISTRIBUTION BLOCK RATED CROSS-SECTION: 185 MM² TERMINAL RAIL / MOUNTING PLATE | 809
6392 | 2502820000 | W-SERIES DISTRIBUTION BLOCK RATED CROSS-SECTION: 185 MM² TERMINAL RAIL / MOUNTING PLATE | 809
6393 | 2502830000 | W-SERIES DISTRIBUTION BLOCK RATED CROSS-SECTION: 185 MM² TERMINAL RAIL / MOUNTING PLATE | 809
6394 | 2502840000 | W-SERIES DISTRIBUTION BLOCK RATED CROSS-SECTION: 185 MM² TERMINAL RAIL / MOUNTING PLATE | 809
6395 | 2502850000 | W-SERIES DISTRIBUTION BLOCK RATED CROSS-SECTION: 300 MM² TERMINAL RAIL / MOUNTING PLATE | 536
6396 | 2502860000 | W-SERIES DISTRIBUTION BLOCK RATED CROSS-SECTION: 300 MM² TERMINAL RAIL / MOUNTING PLATE | 536
6397 | 2502870000 | W-SERIES DISTRIBUTION BLOCK RATED CROSS-SECTION: 300 MM² TERMINAL RAIL / MOUNTING PLATE | 536
6398 | 2502880000 | W-SERIES DISTRIBUTION BLOCK RATED CROSS-SECTION: 300 MM² TERMINAL RAIL / MOUNTING PLATE | 536
6399 | 2502890000 | W-SERIES DISTRIBUTION BLOCK RATED CROSS-SECTION: 300 MM² TERMINAL RAIL / MOUNTING PLATE | 536
6400 | 2502900000 | W-SERIES DISTRIBUTION BLOCK RATED CROSS-SECTION: 300 MM² TERMINAL RAIL / MOUNTING PLATE | 536
6401 | 2502910000 | W-SERIES DISTRIBUTION BLOCK RATED CROSS-SECTION: 300 MM² TERMINAL RAIL / MOUNTING PLATE | 536
6402 | 2502920000 | W-SERIES DISTRIBUTION BLOCK RATED CROSS-SECTION: 300 MM² TERMINAL RAIL / MOUNTING PLATE | 536
6403 | 2502930000 | W-SERIES DISTRIBUTION BLOCK RATED CROSS-SECTION: 300 MM² TERMINAL RAIL / MOUNTING PLATE | 536
6404 | 2502940000 | W-SERIES DISTRIBUTION BLOCK RATED CROSS-SECTION: 300 MM² TERMINAL RAIL / MOUNTING PLATE | 536
6405 | 2502950000 | W-SERIES DISTRIBUTION BLOCK RATED CROSS-SECTION: 50 MM² TERMINAL RAIL / MOUNTING PLATE | 536
6406 | 2503330000 | W-SERIES PROTECTION COVER | 501
6407 | 2503370000 | W-SERIES PROTECTION COVER | 501
6408 | 2503380000 | W-SERIES PROTECTION COVER | 501
6409 | 2503390000 | W-SERIES PROTECTION COVER | 501
6410 | 2505070000 | FRONTCOM INSERT POWER LARGE USB CHARGER | 1080
6411 | 2505150000 | ACCESSORIES HEXAGONAL CRIMP | 911
6412 | 2505160000 | CRIMPING TOOL INSERT HEXAGONAL CRIMP | 258
6413 | 2505170000 | CRIMPING TOOL INSERT HEXAGONAL CRIMP | 258
6414 | 2505180000 | CRIMPING TOOL INSERT HEXAGONAL CRIMP | 258
6415 | 2505190000 | CRIMPING TOOL INSERT HEXAGONAL CRIMP | 258
6416 | 2505200000 | CRIMPING TOOL INSERT HEXAGONAL CRIMP | 258
6417 | 2505210000 | CRIMPING TOOL INSERT HEXAGONAL CRIMP | 258
6418 | 2505220000 | CRIMPING TOOL INSERT HEXAGONAL CRIMP | 258
6419 | 2505230000 | CRIMPING TOOL INSERT HEXAGONAL CRIMP | 258
6420 | 2505240000 | CRIMPING TOOL INSERT HEXAGONAL CRIMP | 258
6421 | 2505250000 | CRIMPING TOOL INSERT HEXAGONAL CRIMP | 258
6422 | 2505260000 | CRIMPING TOOL INSERT HEXAGONAL CRIMP | 258
6423 | 2505270000 | CRIMPING TOOL INSERT HEXAGONAL CRIMP | 258
6424 | 2506070000 | SCREWDRIVER INSERT | 118
6425 | 2517450000 | SIGNAL CONVERTER/INSULATOR OUTPUT CURRENT LOOP POWE INPUT : 4-20 MA OUTPUT : 4-20 MA | 201
6426 | 2518330000 | W-SERIES DISTRIBUTION BLOCK RATED CROSS-SECTION: SCREW CONNECTION TERMINAL RAIL / MOUNTING PLATE | 1021
6427 | 2518540000 | W-SERIES DISTRIBUTION BLOCK RATED CROSS-SECTION: SCREW CONNECTION TERMINAL RAIL / MOUNTING PLATE | 1021
6428 | 2519480000 | W-SERIES DISTRIBUTION BLOCK RATED CROSS-SECTION: SCREW CONNECTION TERMINAL RAIL / MOUNTING PLATE | 1021
6429 | 2519490000 | W-SERIES DISTRIBUTION BLOCK RATED CROSS-SECTION: SCREW CONNECTION TERMINAL RAIL / MOUNTING PLATE | 1021
6430 | 2519570000 | KLIPPON BDX (COMPENSATING ELEMENTS) COMPENSATING ELEMENT M 20 15 MM IP66 STAINLESS STEEL 1.4404 (316L) | 545
6431 | 2521730000 | W-SERIES DISTRIBUTION BLOCK RATED CROSS-SECTION: SCREW CONNECTION TERMINAL RAIL / MOUNTING PLATE | 1021
6432 | 2525150000 | PRIMARY CURRENT: 32 A SECONDARY CURRENT MAX.: 1 A LOAD: 0.2 VA TOLERANCE CLASS: 1 CLOSED CURRENT TRANSFORMER | 41
6433 | 2525620000 | POWER CONNECTOR M12 SOCKET | 679
6434 | 2530750000 | POWER CONNECTOR M12 PLUG | 700
6435 | 2530900000 | BUILT-IN PLUGS M12 M 16 N OF POLES: 5 BACKPANEL MOUTING | 30
6436 | 2531020000 | POWER CONNECTOR M12 PLUG | 700
6437 | 7789026025 | PRE-ASSEMBLED CABLE PAC CABLE LIYCY 0.25 MM² | 2
6438 | 7789030025 | PRE-ASSEMBLED CABLE PAC CABLE LIYY 0.25 MM² | 2
6439 | 7789038035 | PRE-ASSEMBLED CABLE PAC CABLE LIYCY 0.25 MM² | 2
6440 | 7789041035 | PRE-ASSEMBLED CABLE PAC CABLE LIYY 0.25 MM² | 2
6441 | 7789041080 | PRE-ASSEMBLED CABLE PAC CABLE LIYY 0.25 MM² | 2
6442 | 7789042035 | PRE-ASSEMBLED CABLE PAC CABLE LIYY 0.25 MM² | 2
6443 | 7789042090 | PRE-ASSEMBLED CABLE PAC CABLE LIYY 0.25 MM² | 2
6444 | 7789044025 | PRE-ASSEMBLED CABLE PAC CABLE LIYCY 0.25 MM² | 2
6445 | 7789045030 | PRE-ASSEMBLED CABLE PAC CABLE LIYCY 0.25 MM² | 2
6446 | 7789048030 | PRE-ASSEMBLED CABLE PAC CABLE LIYY 0.25 MM² | 2
6447 | 7789049080 | PRE-ASSEMBLED CABLE PAC CABLE LIYY 0.25 MM² | 2
6448 | 7789059050 | PRE-ASSEMBLED CABLE PAC CABLE LIYY 0.25 MM² | 2
6449 | 7789067035 | PRE-ASSEMBLED CABLE PAC CABLE LIYY 0.25 MM² | 2
6450 | 7789100040 | PRE-ASSEMBLED CABLE PAC CABLE LIYY 0.25 MM² | 2
6451 | 7789100070 | PRE-ASSEMBLED CABLE PAC CABLE LIYY 0.25 MM² | 2
6452 | 7789104005 | PRE-ASSEMBLED CABLE PAC CABLE LIYY 0.25 MM² | 2
6453 | 7789106005 | PRE-ASSEMBLED CABLE PAC CABLE LIYY 0.25 MM² | 2
6454 | 7789134050 | PRE-ASSEMBLED CABLE PAC CABLE LIYCY 0.25 MM² | 2
6455 | 7789157035 | PRE-ASSEMBLED CABLE PAC CABLE LIYCY 0.25 MM² | 2
6456 | 7789159025 | PRE-ASSEMBLED CABLE PAC CABLE LIYCY 0.25 MM² | 2
6457 | 7789190030 | PRE-ASSEMBLED CABLE PAC CABLE LIYY 0.25 MM² | 2
6458 | 7789191015 | PRE-ASSEMBLED CABLE PAC CABLE LIYY 0.25 MM² | 2
6459 | 7789193015 | PRE-ASSEMBLED CABLE PAC CABLE LIYCY 0.25 MM² | 2
6460 | 7789211020 | PRE-ASSEMBLED CABLE PAC CABLE LIYY 0.25 MM² | 2
6461 | 7789215020 | PRE-ASSEMBLED CABLE PAC CABLE LIYY 0.25 MM² | 2
6462 | 7789222025 | PRE-ASSEMBLED CABLE PAC CABLE LIYY 8.6 ± 1 MM | 20
6463 | 7789224080 | PRE-ASSEMBLED CABLE PAC CABLE LIYCY 0.25 MM² | 2
6464 | 7789227060 | PRE-ASSEMBLED CABLE PAC CABLE LIYCY 0.25 MM² | 2
6465 | 7789228080 | PRE-ASSEMBLED CABLE PAC CABLE LIYCY 0.25 MM² | 2
6466 | 7789228100 | PRE-ASSEMBLED CABLE PAC CABLE LIYCY 0.25 MM² | 2
6467 | 7789233015 | PRE-ASSEMBLED CABLE PAC CABLE LIYCY 0.25 MM² | 2
6468 | 7789233080 | PRE-ASSEMBLED CABLE PAC CABLE LIYCY 0.25 MM² | 2
6469 | 7789236060 | PRE-ASSEMBLED CABLE PAC CABLE LIYY 8.6 ± 1 MM | 20
6470 | 7789246005 | PRE-ASSEMBLED CABLE PAC CABLE LIYY 8.6 ± 1 MM | 20
6471 | 7789246015 | PRE-ASSEMBLED CABLE PAC CABLE LIYY 8.6 ± 1 MM | 20
6472 | 7789246080 | PRE-ASSEMBLED CABLE PAC CABLE LIYY 8.6 ± 1 MM | 20
6473 | 7789261035 | PRE-ASSEMBLED CABLE PAC CABLE LIYCY 0.25 MM² | 2
6474 | 7789261050 | PRE-ASSEMBLED CABLE PAC CABLE LIYCY 0.25 MM² | 2
6475 | 7789276035 | PRE-ASSEMBLED CABLE PAC CABLE LIYY 0.25 MM² | 2
6476 | 7789276070 | PRE-ASSEMBLED CABLE PAC CABLE LIYY 0.25 MM² | 2
6477 | 7789278020 | PRE-ASSEMBLED CABLE PAC CABLE LIYY 0.25 MM² | 2
6478 | 7789290020 | PRE-ASSEMBLED CABLE PAC CABLE LIYY 0.25 MM² | 2
6479 | 7789292030 | PRE-ASSEMBLED CABLE PAC CABLE LIYY 0.25 MM² | 2
6480 | 7789292060 | PRE-ASSEMBLED CABLE PAC CABLE LIYY 0.25 MM² | 2
6481 | 7789292100 | PRE-ASSEMBLED CABLE PAC CABLE LIYY 0.25 MM² | 2
6482 | 7789301040 | PRE-ASSEMBLED CABLE PAC CABLE LIYY 0.25 MM² | 2
6483 | 7789301050 | PRE-ASSEMBLED CABLE PAC CABLE LIYY 0.25 MM² | 2
6484 | 7789301060 | PRE-ASSEMBLED CABLE PAC CABLE LIYY 0.25 MM² | 2
6485 | 7789301100 | PRE-ASSEMBLED CABLE PAC CABLE LIYY 0.25 MM² | 2
6486 | 7789322005 | PRE-ASSEMBLED CABLE PAC CABLE LIYY 0.25 MM² | 2
6487 | 7789322100 | PRE-ASSEMBLED CABLE PAC CABLE LIYY 0.25 MM² | 2
6488 | 7789329005 | PRE-ASSEMBLED CABLE PAC CABLE LIYY 0.25 MM² | 2
6489 | 7789373030 | PRE-ASSEMBLED CABLE PAC CABLE LIYY 0.25 MM² | 2
6490 | 7789373050 | PRE-ASSEMBLED CABLE PAC CABLE LIYY 0.25 MM² | 2
6491 | 7789380015 | PRE-ASSEMBLED CABLE PAC CABLE LIYY 0.25 MM² | 2
6492 | 7789380025 | PRE-ASSEMBLED CABLE PAC CABLE LIYY 0.25 MM² | 2
6493 | 7789387025 | PRE-ASSEMBLED CABLE PAC CABLE LIYY 0.25 MM² | 2
6494 | 7789387070 | PRE-ASSEMBLED CABLE PAC CABLE LIYY 0.25 MM² | 2
6495 | 7789387100 | PRE-ASSEMBLED CABLE PAC CABLE LIYY 0.25 MM² | 2
6496 | 7789388020 | PRE-ASSEMBLED CABLE PAC CABLE LIYY 0.14 MM² | 2
6497 | 7789604030 | PRE-ASSEMBLED CABLE PAC CABLE LIYCY 0.25 MM² | 2
6498 | 7789606020 | PRE-ASSEMBLED CABLE PAC CABLE LIYY 0.25 MM² | 2
6499 | 7789606025 | PRE-ASSEMBLED CABLE PAC CABLE LIYY 0.25 MM² | 2
6500 | 7789606040 | PRE-ASSEMBLED CABLE PAC CABLE LIYY 0.25 MM² | 2
6501 | 7789607020 | PRE-ASSEMBLED CABLE PAC CABLE LIYCY 0.25 MM² | 2
6502 | 7789607030 | PRE-ASSEMBLED CABLE PAC CABLE LIYCY 0.25 MM² | 2
6503 | 7789607050 | PRE-ASSEMBLED CABLE PAC CABLE LIYCY 0.25 MM² | 2
6504 | 7789608050 | PRE-ASSEMBLED CABLE PAC CABLE LIYY 0.25 MM² | 2
6505 | 7789609030 | PRE-ASSEMBLED CABLE PAC CABLE LIYCY 0.25 MM² | 2
6506 | 7789609050 | PRE-ASSEMBLED CABLE PAC CABLE LIYCY 0.25 MM² | 2
6507 | 7789609100 | PRE-ASSEMBLED CABLE PAC CABLE LIYCY 0.25 MM² | 2
6508 | 7789617100 | PRE-ASSEMBLED CABLE PAC CABLE LIYCY 0.34 MM² | 2
6509 | 7789618015 | PRE-ASSEMBLED CABLE PAC CABLE LIYY 0.25 MM² | 2
6510 | 7789618020 | PRE-ASSEMBLED CABLE PAC CABLE LIYY 0.25 MM² | 2
6511 | 7789619015 | PRE-ASSEMBLED CABLE PAC CABLE LIYY 0.25 MM² | 2
6512 | 7789626030 | PRE-ASSEMBLED CABLE PAC CABLE LIYCY 0.25 MM² | 2
6513 | 7789631030 | PRE-ASSEMBLED CABLE PAC CABLE LIYY 0.25 MM² | 2
6514 | 7789637015 | PRE-ASSEMBLED CABLE PAC CABLE LIYCY 0.25 MM² | 2
6515 | 7789637030 | PRE-ASSEMBLED CABLE PAC CABLE LIYCY 0.25 MM² | 2
6516 | 7789637100 | PRE-ASSEMBLED CABLE PAC CABLE LIYCY 0.25 MM² | 2
6517 | 7789639015 | PRE-ASSEMBLED CABLE PAC CABLE LIYCY 0.25 MM² | 2
6518 | 7789639020 | PRE-ASSEMBLED CABLE PAC CABLE LIYCY 0.25 MM² | 2
6519 | 7789639040 | PRE-ASSEMBLED CABLE PAC CABLE LIYCY 0.25 MM² | 2
6520 | 7789639050 | PRE-ASSEMBLED CABLE PAC CABLE LIYCY 0.25 MM² | 2
6521 | 7789640015 | PRE-ASSEMBLED CABLE PAC CABLE LIYCY 0.25 MM² | 2
6522 | 7940045760 | LIMIT VALUE MONITORING UNIVERSAL INPUT: TEMPERATURE R U I RELAY OUTPUT 24 V DC POWER SUPPLY 24 V (@ 4-20 MA LOOP) | 549
6523 | 8909650050 | SYSTEM CABLE RJ45 IP 20 RJ45 IP 20 CAT.6A / CLASS EA (ISO/IEC 11801 2010) PUR 5 M | 14
6524 | 8909650120 | SYSTEM CABLE RJ45 IP 20 RJ45 IP 20 CAT.6A / CLASS EA (ISO/IEC 11801 2010) PUR 12 M | 14
6525 | 8941350003 | SYSTEM CABLE RJ45 IP 20 RJ45 IP 20 CAT.6A / CLASS EA (ISO/IEC 11801 2010) PUR 0.3 M | 14
6526 | 8941350150 | SYSTEM CABLE RJ45 IP 20 RJ45 IP 20 CAT.6A / CLASS EA (ISO/IEC 11801 2010) PUR 15 M | 14
6527 | 8941350400 | SYSTEM CABLE RJ45 IP 20 RJ45 IP 20 CAT.6A / CLASS EA (ISO/IEC 11801 2010) PUR 40 M | 14
6528 | 9456140750 | SENSOR/ACTUATOR LINE ONE END WITHOUT CONNECTOR M12 N OF POLES : 5 7.5 M FEMALE SOCKET STRAIGHT SHIELDED: YES LED: NO SHEATH MATERIAL: PUR HALOGEN: NO | 0
6529 | 9457230700 | SENSOR/ACTUATOR LINE CONNECTING LINE M12 / M12 N OF POLES : 3 7 M PIN STRAIGHT - SOCKET STRAIGHT SHIELDED: NO LED: NO SHEATH MATERIAL: PUR HALOGEN: NO | 0
6530 | 9457340400 | SENSOR/ACTUATOR LINE CONNECTING LINE M12 / M12 N OF POLES : 5 4 M PIN STRAIGHT - SOCKET STRAIGHT SHIELDED: NO LED: NO SHEATH MATERIAL: PUR HALOGEN: NO | 0
6531 | 9457381500 | SENSOR/ACTUATOR LINE ONE END WITHOUT CONNECTOR M8 N OF POLES : 3 15 M SOCKET ANGLED SHIELDED: NO LED: NO SHEATH MATERIAL: PUR HALOGEN: NO | 0
6532 | 9457390075 | SENSOR/ACTUATOR LINE CONNECTING LINE M12 / M12 N OF POLES : 3 0.75 M PIN STRAIGHT - SOCKET 90° SHIELDED: NO LED: NO SHEATH MATERIAL: PUR HALOGEN: NO | 0
6533 | 9457450800 | SENSOR/ACTUATOR LINE ONE END WITHOUT CONNECTOR M8 N OF POLES : 3 8 M FEMALE SOCKET STRAIGHT SHIELDED: NO LED: NO SHEATH MATERIAL: PUR HALOGEN: NO | 0
6534 | 9457610010 | SENSOR/ACTUATOR LINE ONE END WITHOUT CONNECTOR M12 N OF POLES : 5 0.1 M PIN STRAIGHT SHIELDED: NO LED: NO SHEATH MATERIAL: PUR HALOGEN: NO | 0
6535 | 9457740100 | SENSOR/ACTUATOR LINE ONE END WITHOUT CONNECTOR M12 N OF POLES : 4 1 M SOCKET ANGLED SHIELDED: NO LED: NO SHEATH MATERIAL: PUR HALOGEN: NO | 0
6536 | 9457747000 | SENSOR/ACTUATOR LINE ONE END WITHOUT CONNECTOR M12 N OF POLES : 4 70 M SOCKET ANGLED SHIELDED: NO LED: NO SHEATH MATERIAL: PUR HALOGEN: NO | 0
6537 | 9457770350 | SENSOR/ACTUATOR LINE CONNECTING LINE M12 / M8 N OF POLES : 3 3.5 M PIN STRAIGHT - SOCKET STRAIGHT SHIELDED: NO LED: NO SHEATH MATERIAL: PUR HALOGEN: NO | 0
6538 | 9457770400 | SENSOR/ACTUATOR LINE CONNECTING LINE M12 / M8 N OF POLES : 3 4 M PIN STRAIGHT - SOCKET STRAIGHT SHIELDED: NO LED: NO SHEATH MATERIAL: PUR HALOGEN: NO | 0
6539 | 9457911300 | SENSOR/ACTUATOR LINE ONE END WITHOUT CONNECTOR M12 N OF POLES : 5 13 M FEMALE SOCKET STRAIGHT SHIELDED: NO LED: NO SHEATH MATERIAL: PUR HALOGEN: NO | 0
6540 | 7789040010 | PRE-ASSEMBLED CABLE PAC CABLE LIYY 0.25 MM² | 2
6541 | 7789037025 | PRE-ASSEMBLED CABLE PAC CABLE LIYCY 0.25 MM² | 2
6542 | 7789239050 | PRE-ASSEMBLED CABLE PAC CABLE LIYY 8.6 ± 1 MM | 20
6543 | 1044470002 | DRAGLINE CABLE PROFINET M12 D-CODE ? IP 67 STRAIGHT PIN RJ45 IP 20 CAT.5 (ISO/IEC 11801) / CAT.5E (TIA T568-B) PUR 0.2 M | 11
6544 | 7789380050 | PRE-ASSEMBLED CABLE PAC CABLE LIYY 0.25 MM² | 2
6545 | 7789292040 | PRE-ASSEMBLED CABLE PAC CABLE LIYY 0.25 MM² | 2
6546 | 7789155010 | PRE-ASSEMBLED CABLE PAC CABLE LIYY 0.25 MM² | 2
6547 | 7789154010 | PRE-ASSEMBLED CABLE PAC CABLE LIYY 0.25 MM² | 2
6548 | 7789388015 | PRE-ASSEMBLED CABLE PAC CABLE LIYY 0.14 MM² | 2
6549 | 7760054306 | SIGNAL CONVERTER/INSULATOR INPUT: AC/DC VOLTAGE OUTPUT: 4 - 20 MA | 758
6550 | 1111170000 | HDC ENCLOSURES SIZE: 8 PROTECTION DEGREE: IP65 (IN PLUGGED CONDITION) CABLE ENTRY FROM TOP PLUG HOUSING END-LOCKING CLAMP LOWER SIDE SDARD SIZE OF CABLE ENTRIES: M 50 | 6
6551 | 1132090000 | RIDERSERIES RCI RETAINING CLIP | 239
6552 | 1165940004 | PATCH CABLE RJ45 IP 20 RJ45 IP 20 CAT.6A / CLASS EA (ISO/IEC 11801 2010) LSZH 0.4 M | 14
6553 | 1165940006 | PATCH CABLE RJ45 IP 20 RJ45 IP 20 CAT.6A / CLASS EA (ISO/IEC 11801 2010) LSZH 0.6 M | 14
6554 | 1165940035 | PATCH CABLE RJ45 IP 20 RJ45 IP 20 CAT.6A / CLASS EA (ISO/IEC 11801 2010) LSZH 3.5 M | 14
6555 | 1165940065 | PATCH CABLE RJ45 IP 20 RJ45 IP 20 CAT.6A / CLASS EA (ISO/IEC 11801 2010) LSZH 6.5 M | 14
6556 | 1165940090 | PATCH CABLE RJ45 IP 20 RJ45 IP 20 CAT.6A / CLASS EA (ISO/IEC 11801 2010) LSZH 9 M | 14
6557 | 1165940110 | PATCH CABLE RJ45 IP 20 RJ45 IP 20 CAT.6A / CLASS EA (ISO/IEC 11801 2010) LSZH 11 M | 14
6558 | 1166030002 | PATCH CABLE RJ45 IP 20 RJ45 IP 20 CAT.6A / CLASS EA (ISO/IEC 11801 2010) LSZH 0.2 M | 14
6559 | 1193580000 | HEAVY-DUTY CONNECTORS ACCESSORIES CABLE GLANDS STAINLESS STEEL 1.4305 (303) | 511
6560 | 1193620000 | HEAVY-DUTY CONNECTORS ACCESSORIES CABLE GLANDS NICKEL-PLATED | 269
6561 | 1201211500 | BUS LINE CONNECTING LINE M8 N OF POLES: 4 15 M PIN STRAIGHT RJ45 SHIELDED: YES LED: NO SHEATH MATERIAL: PUR HALOGEN: NO | 0
6562 | 1206740000 | FO CONNECTOR PLUG SCRJ SINGLEMODE IP20 | 509
6563 | 1220310020 | SYSTEM CABLE M12 D-CODE ? IP 67 STRAIGHT PIN RJ45 IP 20 CAT.5 (ISO/IEC 11801) RADOX GKW S 2 M | 11
6564 | 1223650050 | BUILT-IN PLUGS M12 PG 9 N OF POLES: 8 0.5 M | 230
6565 | 1238910000 | LIMIT VALUE MONITORING UNIVERSAL INPUT: TEMPERATURE R U I RELAY OUTPUT 90?264 V AC POWER SUPPLY 24 V (@ 4-20 MA LOOP) | 549
6566 | 1241100000 | NETWORK SWITCH MANAGED FAST ETHERNET N OF PORTS: 16X RJ45 IP30 0 °C...60 °C | 50
6567 | 1251310000 | ELECTRONICS HOUSINGS MOUNTING FLANGE | 737
6568 | 1251320000 | ELECTRONICS HOUSINGS MOUNTING FLANGE | 737
6569 | 1251580005 | PATCH CABLE RJ45 IP 20 RJ45 IP 20 CAT.6A / CLASS EA (ISO/IEC 11801 2010) LSZH 0.5 M | 14
6570 | 1251580010 | PATCH CABLE RJ45 IP 20 RJ45 IP 20 CAT.6A / CLASS EA (ISO/IEC 11801 2010) LSZH 1 M | 14
6571 | 1251580015 | PATCH CABLE RJ45 IP 20 RJ45 IP 20 CAT.6A / CLASS EA (ISO/IEC 11801 2010) LSZH 1.5 M | 14
6572 | 1251580020 | PATCH CABLE RJ45 IP 20 RJ45 IP 20 CAT.6A / CLASS EA (ISO/IEC 11801 2010) LSZH 2 M | 14
6573 | 1251590002 | PATCH CABLE RJ45 IP 20 RJ45 IP 20 CAT.6A / CLASS EA (ISO/IEC 11801 2010) LSZH 0.2 M | 14
6574 | 1251590003 | PATCH CABLE RJ45 IP 20 RJ45 IP 20 CAT.6A / CLASS EA (ISO/IEC 11801 2010) LSZH 0.3 M | 14
6575 | 1251590005 | PATCH CABLE RJ45 IP 20 RJ45 IP 20 CAT.6A / CLASS EA (ISO/IEC 11801 2010) LSZH 0.5 M | 14
6576 | 1251590010 | PATCH CABLE RJ45 IP 20 RJ45 IP 20 CAT.6A / CLASS EA (ISO/IEC 11801 2010) LSZH 1 M | 14
6577 | 1251590015 | PATCH CABLE RJ45 IP 20 RJ45 IP 20 CAT.6A / CLASS EA (ISO/IEC 11801 2010) LSZH 1.5 M | 14
6578 | 1251590020 | PATCH CABLE RJ45 IP 20 RJ45 IP 20 CAT.6A / CLASS EA (ISO/IEC 11801 2010) LSZH 2 M | 14
6579 | 1251590075 | PATCH CABLE RJ45 IP 20 RJ45 IP 20 CAT.6A / CLASS EA (ISO/IEC 11801 2010) LSZH 7.5 M | 14
6580 | 1251610005 | PATCH CABLE RJ45 IP 20 RJ45 IP 20 CAT.6A / CLASS EA (ISO/IEC 11801 2010) LSZH 0.5 M | 14
6581 | 1251610010 | PATCH CABLE RJ45 IP 20 RJ45 IP 20 CAT.6A / CLASS EA (ISO/IEC 11801 2010) LSZH 1 M | 14
6582 | 1251610015 | PATCH CABLE RJ45 IP 20 RJ45 IP 20 CAT.6A / CLASS EA (ISO/IEC 11801 2010) LSZH 1.5 M | 14
6583 | 1251610020 | PATCH CABLE RJ45 IP 20 RJ45 IP 20 CAT.6A / CLASS EA (ISO/IEC 11801 2010) LSZH 2 M | 14
6584 | 1264180000 | SUB-D | 132
6585 | 1270510000 | HDC INSERT FEMALE 3000 V 550 A CRIMP CONNECTION SIZE: 550 | 214
6586 | 1271590015 | VALVE PLUG STRAIGHT PLUG - VALVE PLUG | 69
6587 | 1318011000 | DRAGLINE CABLE SC IP 67 BAYONET V01 METAL SC IP 67 BAYONET V01 METAL 62.5 ΜM PUR 100 M | 276
6588 | 1318012000 | DRAGLINE CABLE SC IP 67 BAYONET V01 METAL SC IP 67 BAYONET V01 METAL 62.5 ΜM PUR 200 M | 276
6589 | 1318012500 | DRAGLINE CABLE SC IP 67 BAYONET V01 METAL SC IP 67 BAYONET V01 METAL 62.5 ΜM PUR 250 M | 276
6590 | 1318013000 | DRAGLINE CABLE SC IP 67 BAYONET V01 METAL SC IP 67 BAYONET V01 METAL 62.5 ΜM PUR 300 M | 276
6591 | 1318013500 | DRAGLINE CABLE SC IP 67 BAYONET V01 METAL SC IP 67 BAYONET V01 METAL 62.5 ΜM PUR 350 M | 276
6592 | 1318100000 | SCREWDRIVER MOUNTING TOOL | 524
6593 | 1318220000 | ACT20X EX SIGNAL ISOLATING CONVERTER 1-CHANNEL VERSION OUTPUT-LOOP POWE | 1134
6594 | 1318340000 | SCREWDRIVER SCREWDRIVER | 151
6595 | 1318380000 | ACCESSORIES MOUNTING TOOL | 702
6596 | 1321690000 | PLUGS PREFABRICATED TO CUSTOMER SPEC. M16 FEMALE SOCKET STRAIGHT | 35
6597 | 1321700000 | PLUGS PREFABRICATED TO CUSTOMER SPEC. M16 PIN STRAIGHT | 57
6598 | 1326540000 | SYSTEM CABLE CAT.7 (ISO/IEC 11801) LSZH 305 M | 316
6599 | 1327090000 | BUS LINE N OF POLES: 4 SHIELDED: YES LED: NO SHEATH MATERIAL: PUR HALOGEN: NO | 0
6600 | 1334770000 | REMOTE I/O MODULE IP20 POTENTIAL DISTRIBUTOR | 476
6601 | 1334780000 | REMOTE I/O MODULE IP20 POTENTIAL DISTRIBUTOR | 476
6602 | 1334790000 | REMOTE I/O MODULE IP20 POTENTIAL DISTRIBUTOR | 476
6603 | 1334800000 | REMOTE I/O MODULE IP20 POTENTIAL DISTRIBUTOR | 476
6604 | 1334810000 | REMOTE I/O MODULE IP20 POTENTIAL DISTRIBUTOR | 476
6605 | 1334890000 | REMOTE I/O FIELDBUS COUPLER IP20 CANOPEN | 1085
6606 | 1344680000 | SYSTEM CABLE CAT.7 (ISO/IEC 11801) LSZH | 316
6607 | 1344730000 | PLUGS PREFABRICATED TO CUSTOMER SPEC. M12 PIN 90° | 88
6608 | 1344740000 | SOCKETS PREFABRICATED TO CUSTOMER SPEC. M12 SOCKET ANGLED | 35
6609 | 1345030010 | DRAGLINE CABLE RJ45 IP 20 RJ45 IP 20 CAT.5 (ISO/IEC 11801) / CAT.5E (TIA T568-B) PUR 1 M | 11
6610 | 1346400000 | REPLACEMENT PART | 55
6611 | 1350120010 | SYSTEM CABLE PUSHPULL POWER PUSHPULL POWER PVC 1 M | 193
6612 | 1350120015 | SYSTEM CABLE PUSHPULL POWER PUSHPULL POWER PVC 1.5 M | 193
6613 | 1350120020 | SYSTEM CABLE PUSHPULL POWER PUSHPULL POWER PVC 2 M | 193
6614 | 1350120030 | SYSTEM CABLE PUSHPULL POWER PUSHPULL POWER PVC 3 M | 193
6615 | 1350120050 | SYSTEM CABLE PUSHPULL POWER PUSHPULL POWER PVC 5 M | 193
6616 | 1350120100 | SYSTEM CABLE PUSHPULL POWER PUSHPULL POWER PVC 10 M | 193
6617 | 1350120150 | SYSTEM CABLE PUSHPULL POWER PUSHPULL POWER PVC 15 M | 193
6618 | 1350120200 | SYSTEM CABLE PUSHPULL POWER PUSHPULL POWER PVC 20 M | 193
6619 | 1350120250 | SYSTEM CABLE PUSHPULL POWER PUSHPULL POWER PVC 25 M | 193
6620 | 1350120300 | SYSTEM CABLE PUSHPULL POWER PUSHPULL POWER PVC 30 M | 193
6621 | 1350120350 | SYSTEM CABLE PUSHPULL POWER PUSHPULL POWER PVC 35 M | 193
6622 | 1350120400 | SYSTEM CABLE PUSHPULL POWER PUSHPULL POWER PVC 40 M | 193
6623 | 1350120450 | SYSTEM CABLE PUSHPULL POWER PUSHPULL POWER PVC 45 M | 193
6624 | 1350930000 | REPLACEMENT PART FLANGE-MOUNTED HOUSING | 637
6625 | 1351390000 | SURGE VOLTAGE ARRESTER LOW VOLTAGE ACCESSORIES | 135
6626 | 1351430000 | SURGE VOLTAGE ARRESTER LOW VOLTAGE WITH REMOTE CONTACT | 24
6627 | 1351480000 | SURGE VOLTAGE ARRESTER LOW VOLTAGE ACCESSORIES | 135
6628 | 1353790000 | BUILT-IN PLUGS M12 PIN STRAIGHT PG 9 N OF POLES: 5 0.2 M FRONT MOUNTING | 832
6629 | 1354950000 | HDC ENCLOSURES SIZE: HQ PROTECTION DEGREE: IP65 (IN PLUGGED CONDITION) BULKHEAD HOUSING SIDE-LOCKING CLAMP ON LOWER SIDE SDARD | 6
6630 | 1362950000 | SERIAL/FIBRE-OPTIC CONVERTER 1 X TERMINAL BLOCK FOR RS232/422/485 1 X ST MULTIMODE IP30 -40 °C...75 °C | 744
6631 | 1365750030 | PRE-ASSEMBLED CABLE PAC CABLE LIYY 0.25 MM² | 2
6632 | 1367090000 | OMNI-DIRECTIONAL ANTENNA 2.4 GHZ BAND GAIN OF 6 DBI VERTICAL 1X N-TYPE FEMALE BOTTOM IP67 IMPEDANCE: 50 ? | 472
6633 | 1367100000 | ANTENNA CABLE CONNECTION 1: N-TYPE MALE CONNECTION 2: RP-SMA MALE LENGTH: 4 M | 453
6634 | 1367110000 | ANTENNA CABLE CONNECTION 1: N-TYPE MALE CONNECTION 2: RP-SMA MALE LENGTH: 2 M | 453
6635 | 1367120000 | OMNI-DIRECTIONAL ANTENNA 5 GHZ BAND GAIN OF 5 DBI VERTICAL 1X N-TYPE FEMALE BOTTOM IP64 IMPEDANCE: 50 ? | 472
6636 | 1367130000 | OMNI-DIRECTIONAL ANTENNA DUAL BAND (2.4 GHZ / 5 GHZ) GAIN OF UP TO 8 DBI AT 5 GHZ / UP TO 6 DBI AT 2.4 GHZ VERTICAL 1X N-TYPE FEMALE BOTTOM IP68 IMPEDANCE: 50 ? | 472
6637 | 1367140000 | DIRECTIONAL ANTENNA DUAL BAND (2.4 GHZ / 5 GHZ) GAIN 9 DBI VERTICAL 1X N-TYPE FEMALE BOTTOM IP67 IMPEDANCE: 50 ? | 472
6638 | 1368780000 | SUB-D | 132
6639 | 1370040010 | UPS CONTROL UNIT | 406
6640 | 1375450000 | SIGNAL CONVERTER/INSULATOR CONFIGURABLE INPUT : I/U/BIDIRECTIONAL I OUTPUT : I / U | 770
6641 | 1375470000 | SIGNAL CONVERTER/INSULATOR CONFIGURABLE INPUT : I/U/BIDIRECTIONAL I OUTPUT : 2 X I/U OR 1 X BIDIRECTIONAL | 770
6642 | 1375480000 | TEMPERATURE CONVERTER THERMOCOUPLE WITH GALVANIC ISOLATION INPUT : TEMPERATURE THERMOCOUPLE OUTPUT : I / U | 329
6643 | 1375500000 | TEMPERATURE CONVERTER THERMOCOUPLE WITHOUT GALVANIC ISOLATION INPUT : TEMPERATURE THERMOCOUPLE OUTPUT : I / U | 329
6644 | 1375520000 | TEMPERATURE CONVERTER WITHOUT GALVANIC ISOLATION INPUT : TEMPERATURE PT100 OUTPUT : I / U | 329
6645 | 1376510005 | DRAGLINE CABLE PROFINET RJ45 IP 20 WITH PROTECTIVE CAP RJ45 IP 20 WITH PROTECTIVE CAP CAT.5 (ISO/IEC 11801) / CAT.5E (TIA T568-B) PUR 0.5 M | 11
6646 | 1376510020 | DRAGLINE CABLE PROFINET RJ45 IP 20 WITH PROTECTIVE CAP RJ45 IP 20 WITH PROTECTIVE CAP CAT.5 (ISO/IEC 11801) / CAT.5E (TIA T568-B) PUR 2 M | 11
6647 | 1376510030 | DRAGLINE CABLE PROFINET RJ45 IP 20 WITH PROTECTIVE CAP RJ45 IP 20 WITH PROTECTIVE CAP CAT.5 (ISO/IEC 11801) / CAT.5E (TIA T568-B) PUR 3 M | 11
6648 | 1380540000 | PLUGS PREFABRICATED TO CUSTOMER SPEC. M12 PIN STRAIGHT | 57
6649 | 1380550000 | SOCKETS PREFABRICATED TO CUSTOMER SPEC. M12 FEMALE SOCKET STRAIGHT | 35
6650 | 1380560000 | PLUGS PREFABRICATED TO CUSTOMER SPEC. M12 PIN STRAIGHT | 57
6651 | 1380570000 | SOCKETS PREFABRICATED TO CUSTOMER SPEC. M12 FEMALE SOCKET STRAIGHT | 35
6652 | 1380580000 | PLUGS PREFABRICATED TO CUSTOMER SPEC. M12 PIN STRAIGHT | 57
6653 | 1380590000 | SOCKETS PREFABRICATED TO CUSTOMER SPEC. M12 FEMALE SOCKET STRAIGHT | 35
6654 | 1380610000 | PLUGS PREFABRICATED TO CUSTOMER SPEC. M12 PIN STRAIGHT | 57
6655 | 1380620000 | SOCKETS PREFABRICATED TO CUSTOMER SPEC. M12 FEMALE SOCKET STRAIGHT | 35
6656 | 1380630000 | PANEL FEED-THROUGH N OF POLES: 4 CODING: D M12 50 V | 219
6657 | 1380640000 | PANEL FEED-THROUGH N OF POLES: 4 CODING: D M12 50 V | 219
6658 | 1380650000 | PANEL FEED-THROUGH N OF POLES: 4 CODING: D M12 50 V | 219
6659 | 1380670000 | PANEL FEED-THROUGH N OF POLES: 4 CODING: D M12 50 V | 219
6660 | 1381670000 | PRESSING TOOL | 171
6661 | 1381680000 | PRESSING TOOL | 171
6662 | 1381690000 | PRESSING TOOL | 171
6663 | 1381710000 | PRESSING TOOL | 171
6664 | 1381750000 | PRESSING TOOL | 171
6665 | 1382980500 | SENSOR/ACTUATOR LINE ONE END WITHOUT CONNECTOR M8 N OF POLES : 3 5 M SOCKET ANGLED SHIELDED: NO LED: NO SHEATH MATERIAL: PUR HALOGEN: NO | 0
6666 | 1382981000 | SENSOR/ACTUATOR LINE ONE END WITHOUT CONNECTOR M8 N OF POLES : 3 10 M SOCKET ANGLED SHIELDED: NO LED: NO SHEATH MATERIAL: PUR HALOGEN: NO | 0
6667 | 1382990150 | SENSOR/ACTUATOR LINE ONE END WITHOUT CONNECTOR M8 N OF POLES : 4 1.5 M FEMALE SOCKET STRAIGHT SHIELDED: NO LED: NO SHEATH MATERIAL: PUR HALOGEN: NO | 0
6668 | 1382990500 | SENSOR/ACTUATOR LINE ONE END WITHOUT CONNECTOR M8 N OF POLES : 4 5 M FEMALE SOCKET STRAIGHT SHIELDED: NO LED: NO SHEATH MATERIAL: PUR HALOGEN: NO | 0
6669 | 1382991000 | SENSOR/ACTUATOR LINE ONE END WITHOUT CONNECTOR M8 N OF POLES : 4 10 M FEMALE SOCKET STRAIGHT SHIELDED: NO LED: NO SHEATH MATERIAL: PUR HALOGEN: NO | 0
6670 | 1383000150 | SENSOR/ACTUATOR LINE ONE END WITHOUT CONNECTOR M8 N OF POLES : 4 1.5 M SOCKET ANGLED SHIELDED: NO LED: NO SHEATH MATERIAL: PUR HALOGEN: NO | 0
6671 | 1383000500 | SENSOR/ACTUATOR LINE ONE END WITHOUT CONNECTOR M8 N OF POLES : 4 5 M SOCKET ANGLED SHIELDED: NO LED: NO SHEATH MATERIAL: PUR HALOGEN: NO | 0
6672 | 1383001000 | SENSOR/ACTUATOR LINE ONE END WITHOUT CONNECTOR M8 N OF POLES : 4 10 M SOCKET ANGLED SHIELDED: NO LED: NO SHEATH MATERIAL: PUR HALOGEN: NO | 0
6673 | 1383010150 | SENSOR/ACTUATOR LINE ONE END WITHOUT CONNECTOR M8 N OF POLES : 3 1.5 M SOCKET ANGLED SHIELDED: NO LED: YES SHEATH MATERIAL: PUR HALOGEN: NO | 0
6674 | 1383010300 | SENSOR/ACTUATOR LINE ONE END WITHOUT CONNECTOR M8 N OF POLES : 3 3 M SOCKET ANGLED SHIELDED: NO LED: YES SHEATH MATERIAL: PUR HALOGEN: NO | 0
6675 | 1383010500 | SENSOR/ACTUATOR LINE ONE END WITHOUT CONNECTOR M8 N OF POLES : 3 5 M SOCKET ANGLED SHIELDED: NO LED: YES SHEATH MATERIAL: PUR HALOGEN: NO | 0
6676 | 1383011000 | SENSOR/ACTUATOR LINE ONE END WITHOUT CONNECTOR M8 N OF POLES : 3 10 M SOCKET ANGLED SHIELDED: NO LED: YES SHEATH MATERIAL: PUR HALOGEN: NO | 0
6677 | 1383020000 | PANEL FEED-THROUGH N OF POLES: 4 CODING: A M12 250 V | 219
6678 | 1383030000 | PANEL FEED-THROUGH N OF POLES: 5 CODING: A M12 60 V | 219
6679 | 1383040000 | PANEL FEED-THROUGH N OF POLES: 8 CODING: A M12 60 V | 219
6680 | 1393420000 | FEED-THROUGH TERMINAL SCREW CONNECTION 70 MM² 1000 V 192 A DARK | 10
6681 | 1393470000 | PCB CONNECTION ELEMENT M12 M12 CAT.5 (ISO/IEC 11801) IP65 IN ACC. WITH DIN EN 60529 | 588
6682 | 1394420000 | REMOTE I/O MODULE IP20 4-CHANNEL DIGITAL SIGNALS OUTPUT | 79
6683 | 1398070005 | CONNECTING LINE M12 X-TYPE IP 67 STRAIGHT MALE M12 X-TYPE IP 67 STRAIGHT MALE CAT.6A / CLASS EA (ISO/IEC 11801 2010) PVC 0.5 M | 39
6684 | 1398070015 | CONNECTING LINE M12 X-TYPE IP 67 STRAIGHT MALE M12 X-TYPE IP 67 STRAIGHT MALE CAT.6A / CLASS EA (ISO/IEC 11801 2010) PVC 1.5 M | 39
6685 | 1398070030 | CONNECTING LINE M12 X-TYPE IP 67 STRAIGHT MALE M12 X-TYPE IP 67 STRAIGHT MALE CAT.6A / CLASS EA (ISO/IEC 11801 2010) PVC 3 M | 39
6686 | 1398070050 | CONNECTING LINE M12 X-TYPE IP 67 STRAIGHT MALE M12 X-TYPE IP 67 STRAIGHT MALE CAT.6A / CLASS EA (ISO/IEC 11801 2010) PVC 5 M | 39
6687 | 1398070100 | CONNECTING LINE M12 X-TYPE IP 67 STRAIGHT MALE M12 X-TYPE IP 67 STRAIGHT MALE CAT.6A / CLASS EA (ISO/IEC 11801 2010) PVC 10 M | 39
6688 | 1398710000 | BUILT-IN PLUGS 7/8" M 20 N OF POLES: 5 0.2 M | 432
6689 | 1400610000 | ADAPTER RJ45 90° M12 CAT.6A / CLASS EA (ISO/IEC 11801 2010) IP67 M12 SOCKET TO RJ45 SOCKET | 39
6690 | 1400620000 | ADAPTER RJ45 M12 CAT.6A / CLASS EA (ISO/IEC 11801 2010) IP67 M12 SOCKET TO RJ45 SOCKET | 96
6691 | 1403680050 | SYSTEM CABLE PUSHPULL POWER PUSHPULL POWER PUR 5 M | 193
6692 | 1403680100 | SYSTEM CABLE PUSHPULL POWER PUSHPULL POWER PUR 10 M | 193
6693 | 1403680150 | SYSTEM CABLE PUSHPULL POWER PUSHPULL POWER PUR 15 M | 193
6694 | 1406200000 | POWER SOLID-STATE RELAIS SOLID STATE CONTACTOR 1 NO CONTACT (TRIAC (ZERO-CROSS SWITCH)) RATED CONTROL VOLTAGE: 3.5?32 V DC RATED SWITCHING VOLTAGE: 12...275 V AC CONTINUOUS CURRENT: 17 A (AC51) AT 40 °C 3.5 A (AC 53) SCREW CONNECTION | 3
6695 | 1406210000 | POWER SOLID-STATE RELAIS SOLID STATE CONTACTOR 1 NO CONTACT (THYRISTOR (ZERO-CROSS SWITCH)) RATED CONTROL VOLTAGE: 3.5?32 V DC RATED SWITCHING VOLTAGE: 24?510 V AC CONTINUOUS CURRENT: 23 A (AC51) AT 40 °C 12 A (AC 53) | 3
6696 | 1406220000 | POWER SOLID-STATE RELAIS SOLID STATE CONTACTOR 1 NO CONTACT (TRIAC (ZERO-CROSS SWITCH)) RATED CONTROL VOLTAGE: 160...240 V AC/DC RATED SWITCHING VOLTAGE: 12...275 V AC CONTINUOUS CURRENT: 17 A (AC51) AT 40 °C 3.5 A (AC 53) | 3
6697 | 1406230000 | POWER SOLID-STATE RELAIS CURRENT MONITORING SCREW CONNECTION | 1021
6698 | 1406930000 | BATTERY | 360
6699 | 1412070000 | NETWORK SWITCH UNMANAGED FAST ETHERNET N OF PORTS: 7X RJ45 1 * SC MULTI-MODE IP30 -10 °C...60 °C | 50
6700 | 1412090000 | NETWORK SWITCH UNMANAGED FAST ETHERNET N OF PORTS: 7X RJ45 1 * ST MULTI-MODE IP30 -10 °C...60 °C | 50
6701 | 1412110000 | NETWORK SWITCH UNMANAGED FAST ETHERNET N OF PORTS: 6X RJ45 2X SC SINGLE-MODE IP30 -10 °C...60 °C | 50
6702 | 1412120000 | NETWORK SWITCH UNMANAGED FAST ETHERNET N OF PORTS: 6X RJ45 2X SC SINGLE-MODE IP30 -40 °C...75 °C | 50
6703 | 1415810000 | HDC ENCLOSURES SIZE: 6 PROTECTION DEGREE: IP65 (IN PLUGGED CONDITION) BASE HOUSING END-LOCKING CLAMP LOWER SIDE SDARD WITH COVER SIZE OF CABLE ENTRIES: M 25 | 6
6704 | 1423550000 | SUPPLY VOLTAGE : 230 V | 300
6705 | 1428860000 | SIGNAL MODULE PIN MODULE | 1241
6706 | 1428870000 | SIGNAL MODULE SOCKET CONNECTOR MODULE | 599
6707 | 1428950000 | POWER MODULE | 126
6708 | 1428960000 | FRAME | 307
6709 | 1428970000 | POWER MODULE | 126
6710 | 1428980000 | FRAME | 307
6711 | 1429050000 | FRAME | 307
6712 | 1429070000 | FRAME | 307
6713 | 1429340000 | POWER MODULE | 126
6714 | 1429350000 | POWER MODULE | 126
6715 | 1431490000 | POWER DISTRIBUTOR M12 HOOD VERSION YES | 434
6716 | 1433960005 | PATCH CABLE DUPLEX CLIP INCLUDED SC DUPLEX IP 20 SC DUPLEX IP 20 62.5 ΜM LSZH 0.5 M | 125
6717 | 1433960010 | PATCH CABLE DUPLEX CLIP INCLUDED SC DUPLEX IP 20 SC DUPLEX IP 20 62.5 ΜM LSZH 1 M | 125
6718 | 1433960050 | PATCH CABLE DUPLEX CLIP INCLUDED SC DUPLEX IP 20 SC DUPLEX IP 20 62.5 ΜM LSZH 5 M | 125
6719 | 1433960100 | PATCH CABLE DUPLEX CLIP INCLUDED SC DUPLEX IP 20 SC DUPLEX IP 20 62.5 ΜM LSZH 10 M | 125
6720 | 1433970010 | PATCH CABLE DUPLEX CLIP INCLUDED SC DUPLEX IP 20 SC DUPLEX IP 20 50 ΜM LSZH 1 M | 125
6721 | 1433970020 | PATCH CABLE DUPLEX CLIP INCLUDED SC DUPLEX IP 20 SC DUPLEX IP 20 50 ΜM LSZH 2 M | 125
6722 | 1435420000 | SHIELD CLAMP | 499
6723 | 1435590000 | TEMPERATURE CONVERTER WITH GALVANIC ISOLATION INPUT : TEMPERATURE PT100 THERMOCOUPLE OUTPUT : 4-20 MA | 329
6724 | 1435610000 | TEMPERATURE CONVERTER WITHOUT GALVANIC ISOLATION INPUT : TEMPERATURE PT100 OUTPUT : 4-20 MA | 329
6725 | 1438020000 | SURGE VOLTAGE ARRESTER LOW VOLTAGE WITH REMOTE CONTACT TN-C-S TN-S | 24
6726 | 1438180000 | TERMINAL RAIL OUTLET USB IP20 | 820
6727 | 1450510000 | FRONTCOM SINGLE FRAME PLASTIC COVER CONTROL KNOB LOCKING | 450
6728 | 1450520000 | FRONTCOM SINGLE FRAME PLASTIC COVER LOCKABLE WITH KEY | 315
6729 | 1450530000 | FRONTCOM SINGLE FRAME METAL COVER CONTROL KNOB LOCKING | 450
6730 | 1450540000 | FRONTCOM SINGLE FRAME METAL COVER LOCKABLE WITH KEY | 315
6731 | 1450570000 | FRONTCOM INSERT PLATE SHIELDED 1X POWER 4X DATA | 218
6732 | 1450580000 | FRONTCOM INSERT PLATE SHIELDED 1X DATA 2X SIGNAL | 218
6733 | 1450590000 | FRONTCOM INSERT PLATE SHIELDED 2X DATA 2X SIGNAL | 218
6734 | 1450620000 | FRONTCOM INSERT PLATE SHIELDED 1X POWER US 2X DATA | 218
6735 | 1450630000 | FRONTCOM INSERT PLATE UNSHIELDED 1X POWER 2X DATA | 218
6736 | 1450640000 | FRONTCOM INSERT PLATE UNSHIELDED 1X POWER 4X DATA | 218
6737 | 1450650000 | FRONTCOM INSERT PLATE UNSHIELDED 1X DATA 2X SIGNAL | 218
6738 | 1450670000 | FRONTCOM INSERT PLATE UNSHIELDED 2X DATA 2X SIGNAL | 218
6739 | 1450680000 | FRONTCOM INSERT PLATE UNSHIELDED 1X POWER 2X DATA | 218
6740 | 1450700000 | FRONTCOM INSERT PLATE UNSHIELDED 1X POWER US 2X DATA | 218
6741 | 1450730000 | FRONTCOM INSERT POWER LARGE TYPE F SOCKET CONNECTOR DE | 237
6742 | 1450750000 | FRONTCOM INSERT POWER LARGE TYPE E SOCKET CONNECTOR FR | 237
6743 | 1450770000 | FRONTCOM INSERT POWER LARGE TYPE G SOCKET CONNECTOR GB | 237
6744 | 1450790000 | FRONTCOM INSERT POWER LARGE TYPE I SOCKET CONNECTOR CN | 237
6745 | 1450800000 | FRONTCOM INSERT POWER US TYPE B SOCKET CONNECTOR US | 968
6746 | 1450810000 | FRONTCOM INSERT POWER SMALL TYPE L SOCKET CONNECTOR IT EU | 1001
6747 | 1450820000 | FRONTCOM TOUCH-SAFE PROTECTION | 925
6748 | 1450830000 | FRONTCOM INSERT POWER LARGE TYPE I SOCKET CONNECTOR AU 15 A | 237
6749 | 1450840000 | FRONTCOM SIGNAL INSERT D-SUB 9-POLE SOCKET / SOCKET | 408
6750 | 1450850000 | FRONTCOM SIGNAL INSERT D-SUB 9-POLE PLUG SOCKET CONNECTOR | 408
6751 | 1450870000 | FRONTCOM SIGNAL INSERT D-SUB 9-POLE SOCKET / SOLDER CONNECTION | 408
6752 | 1450880000 | FRONTCOM SIGNAL INSERT D-SUB 25-POLE SOCKET / SOCKET | 408
6753 | 1453210000 | SIGNAL CONVERTER/INSULATOR LIMIT VALUE MONITORING INPUT : UNIVERSAL U I R? OUTPUT : 4-20 MA (LOOP POWE) TRANSISTOR (ALARM) | 812
6754 | 1457580010 | SYSTEM CABLE RJ45 IP 20 M12 X-TYPE IP 67 STRAIGHT MALE CAT.6A / CLASS EA (ISO/IEC 11801 2010) PUR 1 M | 39
6755 | 1457580020 | SYSTEM CABLE RJ45 IP 20 M12 X-TYPE IP 67 STRAIGHT MALE CAT.6A / CLASS EA (ISO/IEC 11801 2010) PUR 2 M | 39
6756 | 1457580030 | SYSTEM CABLE RJ45 IP 20 M12 X-TYPE IP 67 STRAIGHT MALE CAT.6A / CLASS EA (ISO/IEC 11801 2010) PUR 3 M | 39
6757 | 1457580050 | SYSTEM CABLE RJ45 IP 20 M12 X-TYPE IP 67 STRAIGHT MALE CAT.6A / CLASS EA (ISO/IEC 11801 2010) PUR 5 M | 39
6758 | 1457580250 | SYSTEM CABLE RJ45 IP 20 M12 X-TYPE IP 67 STRAIGHT MALE CAT.6A / CLASS EA (ISO/IEC 11801 2010) PUR 25 M | 39
6759 | 1460140000 | REMOTE I/O MODULE IP20 INPUT DIGITAL SIGNALS DUAL CHANNEL | 79
6760 | 1460300000 | PANEL FEED-THROUGH N OF POLES: 4 CODING: S M12 630 V | 219
6761 | 1463640010 | SYSTEM CABLE M12 X-TYPE IP 67 STRAIGHT MALE M12 X-TYPE IP 67 STRAIGHT MALE CAT.6A / CLASS EA (ISO/IEC 11801 2010) PUR 1 M | 39
6762 | 1463640020 | SYSTEM CABLE M12 X-TYPE IP 67 STRAIGHT MALE M12 X-TYPE IP 67 STRAIGHT MALE CAT.6A / CLASS EA (ISO/IEC 11801 2010) PUR 2 M | 39
6763 | 1463640100 | SYSTEM CABLE M12 X-TYPE IP 67 STRAIGHT MALE M12 X-TYPE IP 67 STRAIGHT MALE CAT.6A / CLASS EA (ISO/IEC 11801 2010) PUR 10 M | 39
6764 | 1465930000 | FRONTCOM SPARE KEY SINGLE FRAME MISCELLANEOUS | 1120
6765 | 1467690000 | SOCKETS PREFABRICATED TO CUSTOMER SPEC. M12 SOCKET ANGLED | 35
6766 | 1467850000 | PLUGS PREFABRICATED TO CUSTOMER SPEC. M12 PIN 90° | 88
6767 | 1467860000 | POWER CONNECTOR M12 PIN 90° | 506
6768 | 1467870000 | SOCKETS PREFABRICATED TO CUSTOMER SPEC. M12 SOCKET ANGLED | 35
6769 | 1467880000 | POWER CONNECTOR M12 PIN 90° | 506
6770 | 1467890000 | SOCKETS PREFABRICATED TO CUSTOMER SPEC. M12 SOCKET ANGLED | 35
6771 | 1467930000 | BUILT-IN PLUGS M12 PIN STRAIGHT M 16 N OF POLES: 4 0.2 M FRONT MOUNTING | 30
6772 | 1467940000 | BUILT-IN PLUGS M12 FEMALE SOCKET STRAIGHT M 16 N OF POLES: 4 0.2 M FRONT MOUNTING | 122
6773 | 1467950000 | BUILT-IN PLUGS M12 PIN STRAIGHT M 16 N OF POLES: 4 0.2 M FRONT MOUNTING | 30
6774 | 1467960000 | BUILT-IN PLUGS M12 FEMALE SOCKET STRAIGHT M 16 N OF POLES: 4 0.2 M FRONT MOUNTING | 122
6775 | 1469480000 | POWER SUPPLY SWITCH-MODE POWER SUPPLY UNIT 24 V | 56
6776 | 1470260000 | SUPPLY VOLTAGE : 230 V | 300
6777 | 1477420000 | SIGNAL CONVERTER/ISOLATOR 24 V DC POWER SUPPLY INPUT : I/U UNIVERSAL OUTPUT : I/U UNIVERSAL | 279
6778 | 1478100000 | POWER SUPPLY SWITCH-MODE POWER SUPPLY UNIT 24 V | 56
6779 | 1478110000 | POWER SUPPLY SWITCH-MODE POWER SUPPLY UNIT 24 V | 56
6780 | 1478140000 | POWER SUPPLY SWITCH-MODE POWER SUPPLY UNIT 24 V | 56
6781 | 1478180000 | POWER SUPPLY SWITCH-MODE POWER SUPPLY UNIT 24 V | 56
6782 | 1478190000 | POWER SUPPLY SWITCH-MODE POWER SUPPLY UNIT 24 V | 56
6783 | 1478200000 | POWER SUPPLY SWITCH-MODE POWER SUPPLY UNIT 24 V | 56
6784 | 1478230000 | POWER SUPPLY SWITCH-MODE POWER SUPPLY UNIT 12 V | 56
6785 | 1478240000 | POWER SUPPLY SWITCH-MODE POWER SUPPLY UNIT 48 V | 56
6786 | 1480380000 | MODUPLUG CONTACT REMOVAL TOOL | 1004
6787 | 1482000000 | PRIMARY CURRENT: 250 A SECONDARY CURRENT MAX.: 1 A LOAD: 1.5 VA TOLERANCE CLASS: 1 DETACHABLE CURRENT TRANSFORMER | 41
6788 | 1482010000 | PRIMARY CURRENT: 100 A SECONDARY CURRENT MAX.: 1 A LOAD: 1.25 VA TOLERANCE CLASS: 3 DETACHABLE CURRENT TRANSFORMER | 41
6789 | 1482020000 | PRIMARY CURRENT: 50 A SECONDARY CURRENT MAX.: 1 A LOAD: 1 VA TOLERANCE CLASS: 3 DETACHABLE CURRENT TRANSFORMER | 41
6790 | 1482030000 | PRIMARY CURRENT: 100 A SECONDARY CURRENT MAX.: 5 A LOAD: 2.5 VA TOLERANCE CLASS: 1 CLOSED CURRENT TRANSFORMER | 41
6791 | 1482040000 | PRIMARY CURRENT: 75 A SECONDARY CURRENT MAX.: 5 A LOAD: 2.5 VA TOLERANCE CLASS: 1 CLOSED CURRENT TRANSFORMER | 41
6792 | 1482050000 | PRIMARY CURRENT: 250 A SECONDARY CURRENT MAX.: 5 A LOAD: 5 VA TOLERANCE CLASS: 05 CLOSED CURRENT TRANSFORMER | 41
6793 | 1482070000 | PRIMARY CURRENT: 500 A SECONDARY CURRENT MAX.: 5 A LOAD: 5 VA TOLERANCE CLASS: 05 CLOSED CURRENT TRANSFORMER | 41
6794 | 1482080000 | PRIMARY CURRENT: 750 A SECONDARY CURRENT MAX.: 5 A LOAD: 5 VA TOLERANCE CLASS: 05 CLOSED CURRENT TRANSFORMER | 41
6795 | 1487920000 | USB INSERT FLANGE INSERT TYPE A | 658
6796 | 1489940000 | SECURITY/NAT ROUTER GIGABIT ETHERNET 2X RJ45 10/100/1000BASET(X) IP20 -20 °C...70 °C | 295
6797 | 1491160000 | OMNI-DIRECTIONAL ANTENNA MOBILE RADIO (GSM / UMTS) GAIN OF UP TO 2 DBI VERTICAL LINEAR 1X N-TYPE FEMALE BOTTOM IP54 IMPEDANCE: 50 ? | 472
6798 | 1491170000 | OMNI-DIRECTIONAL ANTENNA MOBILE RADIO (GSM / UMTS) GAIN OF UP TO 4 DBI VERTICAL LINEAR 1X N-TYPE FEMALE BOTTOM IP66 IMPEDANCE: 50 ? | 472
6799 | 1491180000 | ANTENNA CABLE CONNECTION 1: N-TYPE MALE CONNECTION 2: SMA PLUG LENGTH: 2 M | 453
6800 | 1491190000 | ANTENNA CABLE CONNECTION 1: N-TYPE MALE CONNECTION 2: SMA PLUG LENGTH: 4 M | 453
6801 | 1491210000 | ANTENNA CABLE CONNECTION 1: N-TYPE MALE CONNECTION 2: SMA PLUG LENGTH: 6 M | 453
6802 | 1504210000 | NETWORK SWITCH UNMANAGED POE FAST ETHERNET N OF PORTS: 4X RJ45 10/100 BASET(X) POE+ 2X SC MULTI-MODE IP30 0 °C...60 °C | 50
6803 | 1504220000 | NETWORK SWITCH UNMANAGED POE FAST ETHERNET N OF PORTS: 4X RJ45 10/100 BASET(X) POE+ 2X SC MULTI-MODE IP30 -40 °C...75 °C | 50
6804 | 1504250000 | NETWORK SWITCH UNMANAGED POE FAST ETHERNET N OF PORTS: 1 * RJ45 10/100BASET(X) 4X RJ45 10/100 BASET(X) POE+ 1 * SC MULTI-MODE IP30 -10 °C...60 °C | 91
6805 | 1504260000 | NETWORK SWITCH UNMANAGED POE FAST ETHERNET N OF PORTS: 1 * RJ45 10/100BASET(X) 4X RJ45 10/100 BASET(X) POE+ 1 * SC MULTI-MODE IP30 -40 °C...75 °C | 91
6806 | 1504310000 | NETWORK SWITCH MANAGED FAST ETHERNET N OF PORTS: 5X RJ45 IP30 -40 °C...75 °C | 50
6807 | 1504320000 | NETWORK SWITCH UNMANAGED POE GIGABIT ETHERNET N OF PORTS: 4 * RJ45 10/100/1000BASET(X) POE+ 1 * RJ45 10/100/1000BASET(X) IP30 0 °C...60 °C | 91
6808 | 1504340000 | NETWORK SWITCH UNMANAGED POE GIGABIT ETHERNET N OF PORTS: 4 * RJ45 10/100/1000BASET(X) POE+ 1 * RJ45 10/100/1000BASET(X) IP30 -40 °C...75 °C | 91
6809 | 1504350000 | NETWORK SWITCH MANAGED FAST ETHERNET N OF PORTS: 3X RJ45 2X SC MULTI-MODE IP30 -40 °C...75 °C | 50
6810 | 1504360000 | NETWORK SWITCH UNMANAGED POE GIGABIT ETHERNET N OF PORTS: 4 * RJ45 10/100/1000BASET(X) POE+ 1* SLOT 100/1000BASESFP IP30 0 °C...60 °C | 91
6811 | 1504380000 | NETWORK SWITCH UNMANAGED POE GIGABIT ETHERNET N OF PORTS: 4 * RJ45 10/100/1000BASET(X) POE+ 1X 1000BASESFP SLOT IP30 -40 °C...75 °C | 91
6812 | 1504410000 | NETWORK SWITCH UNMANAGED FAST ETHERNET N OF PORTS: 5 * M12 D CODED IP67 ENCAPSULATED -25 °C...60 °C | 50
6813 | 1504420000 | NETWORK SWITCH UNMANAGED FAST ETHERNET N OF PORTS: 5 * M12 D CODED IP67 ENCAPSULATED -40 °C...75 °C | 50
6814 | 1504460000 | MODBUS TCP/MODBUS SERIELL GATEWAY 2X RJ45 1X DB9 FOR RS-232 1X TERMINAL BLOCK FOR RS-422/485 IP30 0 °C...60 °C | 773
6815 | 1504470000 | MODBUS TCP/MODBUS SERIELL GATEWAY 2X RJ45 1X DB9 FOR RS-232 1X TERMINAL BLOCK FOR RS-422/485 IP30 -40 °C...75 °C | 773
6816 | 1510240000 | CURRENT-MEASURING TRANSDUCER INPUT : 0?5/10 A OUTPUT : 0(4)-20 MA 0-10 V RELAY | 636
6817 | 1510370000 | GATEWAY FOR ACT20C STATION CONFIGURABLE ETHERNET IP MODBUS TCP TCP/IP FUNCTIONS DISTRIBUTES SUPPLY VOLTAGE TO RAIL BUS | 1082
6818 | 1512590010 | PRE-ASSEMBLED CABLE PAC CABLE LIYY 5.4 ± 1 MM | 20
6819 | 1514940000 | ADAPTER ANGLED RJ45 90° M12 CAT.5 (ISO/IEC 11801) IP67 | 771
6820 | 1514970000 | ADAPTER STRAIGHT RJ45 180° M12 CAT.5 (ISO/IEC 11801) IP67 | 772
6821 | 1516340000 | PLUG-IN CONNECTOR M12 INSULATION DISPLACEMENT TECHNOLOGY CAT.6A / CLASS EA (ISO/IEC 11801 2010) IP67 | 372
6822 | 1518080000 | RJ45 PLUG WITH PIERCING CONTACTS ANGLED 4X90° CAT.6A / CLASS EA (ISO/IEC 11801 2010) EIA/TIA T568 A | 96
6823 | 1518090000 | RJ45 PLUG WITH PIERCING CONTACTS ANGLED 4X90° CAT.6A / CLASS EA (ISO/IEC 11801 2010) EIA/TIA T568 B | 96
6824 | 1518100000 | RJ45 PLUG WITH PIERCING CONTACTS ANGLED 4X90° CAT.5 (ISO/IEC 11801) PROFINET | 604
6825 | 1522100005 | SYSTEM CABLE RJ45 IP 20 RJ45 IP 20 CAT.5 (ISO/IEC 11801) / CAT.5E (TIA T568-B) PVC 0.5 M | 14
6826 | 1522100010 | SYSTEM CABLE RJ45 IP 20 RJ45 IP 20 CAT.5 (ISO/IEC 11801) / CAT.5E (TIA T568-B) PVC 1 M | 14
6827 | 1522100020 | SYSTEM CABLE RJ45 IP 20 RJ45 IP 20 CAT.5 (ISO/IEC 11801) / CAT.5E (TIA T568-B) PVC 2 M | 14
6828 | 1522100030 | SYSTEM CABLE RJ45 IP 20 RJ45 IP 20 CAT.5 (ISO/IEC 11801) / CAT.5E (TIA T568-B) PVC 3 M | 14
6829 | 1524700000 | Y CONNECTOR M8 / M8 | 441
6830 | 1526100000 | CLIPCARD DEVICE MARKERS 27 X 85 MM | 64
6831 | 1529580000 | FRONTCOM SET | 498
6832 | 1534250000 | FRONTCOM RESIDUAL CURRENT OPERATED CIRCUIT BREAKER WITH OVERCURRENT PROTECTION (RCBO) INSERT POWER LARGE RCBO | 987
6833 | 1537310000 | KLIPPON CONTROL STATION (CONTROL AND SIGNALLING DEVICE) CONTROL / SIGNALLING DEVICE KLIPPON STB 2.1 SS STAINLESS STEEL 1.4404 (316L) LIGHT MODULE - GREEN PUSHBUTTON - GREEN 1 NC CONTACT 1 NO CONTACTS -55 °C...+55 °C IP54 IP66 | 121
6834 | 1537530000 | KLIPPON CONTROL STATION (CONTROL AND SIGNALLING DEVICE) CONTROL / SIGNALLING DEVICE KLIPPON K41 EX ALUMINIUM ALSI12 LIGHT MODULE - EMERGENCY-STOP PUSHBUTTON WITH CONTRASTING LABEL 2 NC CONTACT POSITIVE OPENING CONTACTS -55 °C...+55 °C IP54 IP66 | 121
6835 | 1542580000 | POWER DISTRIBUTOR M12 HOOD VERSION YES | 434
6836 | 1543690000 | FRONTCOM FUSE FUSE INSERT | 1136
6837 | 1547450000 | CONTACTLESS POWER TRANSMISSION SECONDARY SIDE | 719
6838 | 1550580000 | SUB-D | 132
6839 | 1906300800 | SENSOR/ACTUATOR LINE CONNECTING LINE M12 / M12 N OF POLES : 4 8 M PIN STRAIGHT - SOCKET STRAIGHT SHIELDED: NO LED: NO SHEATH MATERIAL: PUR HALOGEN: NO | 0
6840 | 1906301500 | SENSOR/ACTUATOR LINE CONNECTING LINE M12 / M12 N OF POLES : 3 15 M PIN STRAIGHT - SOCKET STRAIGHT SHIELDED: NO LED: NO SHEATH MATERIAL: PUR HALOGEN: NO | 0
6841 | 1906302500 | SENSOR/ACTUATOR LINE CONNECTING LINE M12 / M12 N OF POLES : 4 25 M PIN STRAIGHT - SOCKET STRAIGHT SHIELDED: NO LED: NO SHEATH MATERIAL: PUR HALOGEN: NO | 0
6842 | 1906311500 | SENSOR/ACTUATOR LINE CONNECTING LINE M12 / M12 N OF POLES : 4 15 M PIN 90° - SOCKET 90° SHIELDED: NO LED: NO SHEATH MATERIAL: PUR HALOGEN: NO | 0
6843 | 1906411500 | SENSOR/ACTUATOR LINE CONNECTING LINE M12 / M12 N OF POLES : 4 15 M PIN STRAIGHT - SOCKET 90° SHIELDED: NO LED: YES SHEATH MATERIAL: PUR HALOGEN: NO | 0
6844 | 1964400150 | SENSOR/ACTUATOR LINE CONNECTING LINE M12 / M12 N OF POLES : 12 1.5 M PIN STRAIGHT - SOCKET STRAIGHT SHIELDED: NO LED: NO SHEATH MATERIAL: PUR HALOGEN: NO | 0
6845 | 1964710100 | BUS LINE CONNECTING LINE M12 / M12 N OF POLES: 5 1 M PIN STRAIGHT - SOCKET STRAIGHT SHIELDED: YES LED: NO SHEATH MATERIAL: PUR HALOGEN: NO | 0
6846 | 1989020000 | FRONTCOM SET | 498
6847 | 1992820000 | RJ45 PLUG WITH PIERCING CONTACTS STRAIGHT CAT.6A / CLASS EA (ISO/IEC 11801 2010) EIA/TIA T568 A | 96
6848 | 1992830000 | RJ45 PLUG WITH PIERCING CONTACTS STRAIGHT CAT.6A / CLASS EA (ISO/IEC 11801 2010) EIA/TIA T568 B | 96
6849 | 1992840000 | RJ45 PLUG WITH PIERCING CONTACTS STRAIGHT CAT.5 (ISO/IEC 11801) PROFINET | 604
6850 | 1992850000 | RJ45 PLUG WITH PIERCING CONTACTS STRAIGHT CAT.6A / CLASS EA (ISO/IEC 11801 2010) EIA/TIA T568 A | 96
6851 | 1992860000 | RJ45 PLUG WITH PIERCING CONTACTS STRAIGHT CAT.6A / CLASS EA (ISO/IEC 11801 2010) EIA/TIA T568 B | 96
6852 | 1992870000 | RJ45 PLUG WITH PIERCING CONTACTS ANGLED 4X90° CAT.6A / CLASS EA (ISO/IEC 11801 2010) EIA/TIA T568 A | 96
6853 | 1992880000 | SUBSTITUTE WIRE MANAGER CAT.6A / CLASS EA (ISO/IEC 11801 2010) EIA/TIA T568 A | 526
6854 | 1992890000 | RJ45 PLUG WITH PIERCING CONTACTS ANGLED 4X90° CAT.6A / CLASS EA (ISO/IEC 11801 2010) EIA/TIA T568 B | 96
6855 | 1992900000 | SUBSTITUTE WIRE MANAGER CAT.6A / CLASS EA (ISO/IEC 11801 2010) EIA/TIA T568 B | 526
6856 | 1993550005 | USB CABLE USB A USB A PVC 0.5 M | 454
6857 | 1993550010 | USB CABLE USB A USB A PVC 1 M | 454
6858 | 1993550015 | USB CABLE USB A USB A PVC 1.5 M | 454
6859 | 2001670000 | REMOTE I/O MODULE IP20 4-CHANNEL ANALOG SIGNALS INPUT 16 BIT | 79
6860 | 2001800000 | DC/DC CONVERTER 24 V | 571
6861 | 2001820000 | DC/DC CONVERTER 24 V | 571
6862 | 2003170000 | FRONTCOM DOUBLE FRAME METAL COVER CONTROL KNOB LOCKING | 450
6863 | 2003180000 | FRONTCOM DOUBLE FRAME METAL COVER LOCKABLE WITH KEY | 315
6864 | 2003190000 | FRONTCOM DOUBLE FRAME METAL COVER LOCKABLE WITH CABINET KEY | 315
6865 | 2003390000 | FRONTCOM HDMI COUPLING SIGNAL INSERT HDMI SOCKET / SOCKET | 1002
6866 | 2005080000 | INK RIBBON | 394
6867 | 2050161000 | POWER CABLE ONE END WITHOUT CONNECTOR M12 N OF POLES : 4 (3 + PE) 10 M FEMALE SOCKET STRAIGHT SHIELDED: NO LED: NO SHEATH MATERIAL: PUR HALOGEN: NO | 0
6868 | 2062950000 | SURGE VOLTAGE ARRESTER LOW VOLTAGE WITH REMOTE CONTACT TN-C-S TN-S | 24
6869 | 2063070000 | SURGE VOLTAGE ARRESTER LOW VOLTAGE WITH REMOTE CONTACT TN-C-S TN-S IT WITH N IT WITHOUT N TT | 68
6870 | 2067070000 | FRONTCOM INSERT PLATE UNSHIELDED 1X POWER 2X DATA 1 X PREPARATION OF RCBO | 793
6871 | 2067080000 | FRONTCOM INSERT PLATE SHIELDED 1X POWER 2X DATA 1 X PREPARATION OF RCBO | 793
6872 | 2080420000 | ELECTRONIC LOAD MONITORING 1 A 24 V DC | 152
6873 | 2080480000 | ELECTRONIC LOAD MONITORING 2 A 24 V DC | 152
6874 | 2080490000 | ELECTRONIC LOAD MONITORING 4 A 24 V DC | 152
6875 | 2080500000 | ELECTRONIC LOAD MONITORING 6 A 24 V DC | 152
6876 | 2080600000 | ELECTRONIC LOAD MONITORING 8 A 24 V DC | 152
6877 | 2080650000 | ELECTRONIC LOAD MONITORING 10 A 24 V DC | 152
6878 | 2081870000 | SUPPLY MODULE 24 V DC | 520
6879 | 2081880000 | SUPPLY MODULE 24 V DC | 520
6880 | 2081890000 | ALARM MODULE 24 V DC | 752
6881 | 2081900000 | CONTROL MODULE 24 V DC | 692
6882 | 2082320000 | ELECTRONIC LOAD MONITORING 8 A 24 V DC | 152
6883 | 2082440000 | ELECTRONIC LOAD MONITORING 6 A 24 V DC | 152
6884 | 2082470000 | ELECTRONIC LOAD MONITORING 10 A 24 V DC | 152
6885 | 2082530000 | SUPPLY MODULE 24 V DC | 520
6886 | 2082770000 | ALARM MODULE 24 V DC | 752
6887 | 2122910000 | POTENTIAL DISTRIBUTOR | 299
6888 | 2122920000 | POTENTIAL DISTRIBUTOR | 299
6889 | 2122930000 | POTENTIAL DISTRIBUTOR | 299
6890 | 2122940000 | POTENTIAL DISTRIBUTOR | 299
6891 | 2123050000 | POTENTIAL DISTRIBUTOR | 299
6892 | 2420960000 | PRIMARY CURRENT: 150 A SECONDARY CURRENT MAX.: 5 A LOAD: 5 VA TOLERANCE CLASS: 1 CLOSED CURRENT TRANSFORMER | 41
6893 | 2425420000 | SUPPLY VOLTAGE : 230 V | 300
6894 | 2425490000 | SUPPLY VOLTAGE : 230 V | 300
6895 | 2426250000 | AUTOMATION PRODUCTS - U-REMOTE IP67 SENSOR-ACTUATOR ACTIVE DISTRIBUTOR PROFINET V2.3 | 224
6896 | 2426260000 | AUTOMATION PRODUCTS - U-REMOTE IP67 SENSOR-ACTUATOR ACTIVE DISTRIBUTOR PROFINET V2.3 | 224
6897 | 2426270000 | AUTOMATION PRODUCTS - U-REMOTE IP67 SENSOR-ACTUATOR ACTIVE DISTRIBUTOR PROFINET V2.3 ETHERNET/IP ETHERCAT MULTIPROTOCOL | 224
6898 | 2426290000 | AUTOMATION PRODUCTS - U-REMOTE IP67 SENSOR-ACTUATOR ACTIVE DISTRIBUTOR PROFINET V2.3 ETHERNET/IP ETHERCAT MULTIPROTOCOL | 224
6899 | 2426300000 | AUTOMATION PRODUCTS - U-REMOTE IP67 SENSOR-ACTUATOR ACTIVE DISTRIBUTOR PROFINET V2.3 ETHERNET/IP ETHERCAT MULTIPROTOCOL | 224
6900 | 2426320000 | AUTOMATION PRODUCTS - U-REMOTE IP67 SENSOR-ACTUATOR ACTIVE DISTRIBUTOR PROFINET V2.3 ETHERNET/IP ETHERCAT MULTIPROTOCOL | 224
6901 | 2426340000 | AUTOMATION PRODUCTS - U-REMOTE IP67 PROFIBUS-DP | 384
6902 | 2426380000 | AUTOMATION PRODUCTS - U-REMOTE IP67 PROFIBUS-DP | 384
6903 | 2426390000 | AUTOMATION PRODUCTS - U-REMOTE IP67 PROFIBUS-DP | 384
6904 | 2426400000 | AUTOMATION PRODUCTS - U-REMOTE IP67 PROFIBUS-DP | 384
6905 | 2433190000 | SCREWDRIVER INSERT | 118
6906 | 2433200000 | SCREWDRIVER INSERT | 118
6907 | 2433210000 | SCREWDRIVER INSERT | 118
6908 | 2433220000 | SCREWDRIVER INSERT | 118
6909 | 2435200000 | VG EMV GEN 4 (EMC CABLE GLAND WITH CLAMPING CAGE) CABLE GLANDS M 50 9 OD MIN. 30 - OD MAX. 38 MM IP54 IP66 IP67 IP68 - 5 BAR (30 MIN.) IP69K NICKEL-PLATED | 8
6910 | 2435400000 | NETWORK SWITCH UNMANAGED GIGABIT ETHERNET N OF PORTS: 4 * RJ45 10/100/1000BASET(X) 1 * COMBO-PORT (10/100/1000BASET(X) OR 100/1000BASESFP) IP30 -10 °C...60 °C | 91
6911 | 2435410000 | NETWORK SWITCH UNMANAGED GIGABIT ETHERNET N OF PORTS: 4 * RJ45 10/100/1000BASET(X) 1 * COMBO-PORT (10/100/1000BASET(X) OR 100/1000BASESFP) IP30 -40 °C...75 °C | 91
6912 | 2436690000 | TESTING TOOLS TESTING DEVICE | 1157
6913 | 2439140000 | AUTOMATIC STRIPPER AND CRIMPER 0.5MM² 2.5MM² | 1113
6914 | 2447050000 | "SDARD 150? VERSION SOFTWARE LICENCE FOR U-LINK REMOTE ACCESS SERVICE. CAN BE USED TO UPGRADE AN ENTRY VERSION OR "SDARD 50" VERSION OR TO EXTEND THE PERIOD OF A ?SDARD 150? VERSION? | 532
6915 | 2447060000 | ?VPN CONNECTION? LICENCE CODE FOR U-LINK REMOTE ACCESS SERVICE. CAN BE USED AS AN ADDITIONAL VPN CONNECTION OR TO EXTEND THE PERIOD OF A VPN CONNECTION THAT HAS ALREADY BEEN ACTIVATED | 981
6916 | 2448880000 | INK RIBBON | 394
6917 | 2455200500 | SENSOR/ACTUATOR LINE ONE END WITHOUT CONNECTOR M12 N OF POLES : 5 5 M SOCKET ANGLED SHIELDED: NO LED: NO SHEATH MATERIAL: PUR HALOGEN: NO | 0
6918 | 2455201000 | SENSOR/ACTUATOR LINE ONE END WITHOUT CONNECTOR M12 N OF POLES : 5 10 M SOCKET ANGLED SHIELDED: NO LED: NO SHEATH MATERIAL: PUR HALOGEN: NO | 0
6919 | 2455300150 | SENSOR/ACTUATOR LINE CONNECTING LINE M12 / M12 N OF POLES : 5 1.5 M PIN 90° - SOCKET 90° SHIELDED: NO LED: NO SHEATH MATERIAL: PUR HALOGEN: NO | 0
6920 | 2455330150 | SENSOR/ACTUATOR LINE ONE END WITHOUT CONNECTOR M12 N OF POLES : 5 1.5 M FEMALE SOCKET STRAIGHT SHIELDED: NO LED: NO SHEATH MATERIAL: PUR HALOGEN: NO | 0
6921 | 2456840000 | LIMIT VALUE MONITORING UNIVERSAL INPUT: TEMPERATURE R U I RELAY OUTPUT 24 V DC POWER SUPPLY 24 V (@ 4-20 MA LOOP) | 549
6922 | 2457840000 | ?SDARD 300? VERSION SOFTWARE LICENCE FOR U-LINK REMOTE ACCESS SERVICE. CAN BE USED TO UPGRADE AN ENTRY VERSION OR "SDARD 150" VERSION OR TO EXTEND THE PERIOD OF A ?SDARD 300? VERSION? | 532
6923 | 2457850000 | ?SDARD 500? VERSION SOFTWARE LICENCE FOR U-LINK REMOTE ACCESS SERVICE. CAN BE USED TO UPGRADE AN ENTRY VERSION OR "SDARD 150/300" VERSIONS OR TO EXTEND PERIOD OF A ?SDARD 300? VERSION | 532
6924 | 2476740000 | D-SERIES DRI RELAY MODULE N OF CONTACTS: 1 CO CONTACT AGSNO RATED CONTROL VOLTAGE: 12 V DC CONTINUOUS CURRENT: 10 A SCREW CONNECTION TEST BUTTON AVAILABLE: YES | 3
6925 | 2476750000 | D-SERIES DRI RELAY MODULE N OF CONTACTS: 1 CO CONTACT AGSNO RATED CONTROL VOLTAGE: 24 V DC CONTINUOUS CURRENT: 10 A SCREW CONNECTION TEST BUTTON AVAILABLE: YES | 3
6926 | 2476770000 | D-SERIES DRI RELAY MODULE N OF CONTACTS: 1 CO CONTACT AGSNO RATED CONTROL VOLTAGE: 110 V DC CONTINUOUS CURRENT: 10 A SCREW CONNECTION TEST BUTTON AVAILABLE: YES | 3
6927 | 2476810000 | D-SERIES DRI RELAY MODULE N OF CONTACTS: 2 CO CONTACT AGSNO RATED CONTROL VOLTAGE: 12 V DC CONTINUOUS CURRENT: 5 A SCREW CONNECTION TEST BUTTON AVAILABLE: NO | 3
6928 | 2476820000 | D-SERIES DRI RELAY MODULE N OF CONTACTS: 2 CO CONTACT AGSNO RATED CONTROL VOLTAGE: 24 V DC CONTINUOUS CURRENT: 5 A SCREW CONNECTION TEST BUTTON AVAILABLE: NO | 3
6929 | 2476880000 | D-SERIES DRI RELAY MODULE N OF CONTACTS: 2 CO CONTACT AGSNO RATED CONTROL VOLTAGE: 12 V DC CONTINUOUS CURRENT: 5 A SCREW CONNECTION TEST BUTTON AVAILABLE: YES | 3
6930 | 2476890000 | D-SERIES DRI RELAY MODULE N OF CONTACTS: 2 CO CONTACT AGSNO RATED CONTROL VOLTAGE: 24 V DC CONTINUOUS CURRENT: 5 A SCREW CONNECTION TEST BUTTON AVAILABLE: YES | 3
6931 | 2476900000 | D-SERIES DRI RELAY MODULE N OF CONTACTS: 2 CO CONTACT AGSNO RATED CONTROL VOLTAGE: 48 V DC CONTINUOUS CURRENT: 5 A SCREW CONNECTION TEST BUTTON AVAILABLE: YES | 3
6932 | 2476910000 | D-SERIES DRI RELAY MODULE N OF CONTACTS: 2 CO CONTACT AGSNO RATED CONTROL VOLTAGE: 110 V DC CONTINUOUS CURRENT: 5 A SCREW CONNECTION TEST BUTTON AVAILABLE: YES | 3
6933 | 2476940000 | D-SERIES DRI RELAY MODULE N OF CONTACTS: 2 CO CONTACT AGSNO RATED CONTROL VOLTAGE: 230 V AC CONTINUOUS CURRENT: 5 A SCREW CONNECTION TEST BUTTON AVAILABLE: YES | 3
6934 | 2486070000 | DIODE MODULE 24 V DC | 751
6935 | 2488560000 | HDC ENCLOSURES SIZE: 3 PROTECTION DEGREE: IP65 (IN PLUGGED CONDITION) BULKHEAD HOUSING END-LOCKING CLAMP LOWER SIDE END-LOCKING CLAMP REPLACEABLE SDARD | 6
6936 | 2488590000 | HDC ENCLOSURES SIZE: 6 PROTECTION DEGREE: IP65 (IN PLUGGED CONDITION) BULKHEAD HOUSING SIDE-LOCKING CLAMP ON LOWER SIDE SIDE-LOCKING CLAMP REPLACEABLE SDARD | 6
6937 | 2488600000 | HDC ENCLOSURES SIZE: 8 PROTECTION DEGREE: IP65 (IN PLUGGED CONDITION) BULKHEAD HOUSING SIDE-LOCKING CLAMP ON LOWER SIDE SIDE-LOCKING CLAMP REPLACEABLE SDARD | 6
6938 | 2489300000 | BIT HOLDER | 1287
6939 | 2491270000 | ELECTRONIC LOAD MONITORING 1 A 24 V DC | 152
6940 | 2491280000 | ELECTRONIC LOAD MONITORING 2 A 24 V DC | 152
6941 | 2491290000 | ELECTRONIC LOAD MONITORING 4 A 24 V DC | 152
6942 | 2493480000 | POWER CONNECTOR FLANGE PROFINET SET OF FLANGES | 1124
6943 | 2495080000 | POTENTIAL DISTRIBUTOR | 299
6944 | 7789031010 | PRE-ASSEMBLED CABLE PAC CABLE LIYY 0.25 MM² | 2
6945 | 7789104010 | PRE-ASSEMBLED CABLE PAC CABLE LIYY 0.25 MM² | 2
6946 | 7789126020 | PRE-ASSEMBLED CABLE PAC CABLE LIYCY 0.25 MM² | 2
6947 | 7789134020 | PRE-ASSEMBLED CABLE PAC CABLE LIYCY 0.25 MM² | 2
6948 | 7789322015 | PRE-ASSEMBLED CABLE PAC CABLE LIYY 0.25 MM² | 2
6949 | 7789327060 | PRE-ASSEMBLED CABLE PAC CABLE LIYY 0.25 MM² | 2
6950 | 7789329050 | PRE-ASSEMBLED CABLE PAC CABLE LIYY 0.25 MM² | 2
6951 | 7789623010 | PRE-ASSEMBLED CABLE PAC CABLE LIYCY 0.25 MM² | 2
6952 | 7789637050 | PRE-ASSEMBLED CABLE PAC CABLE LIYCY 0.25 MM² | 2
6953 | 7789770050 | PRE-ASSEMBLED CABLE PAC CABLE LIYY 0.25 MM² | 2
6954 | 7789779020 | PRE-ASSEMBLED CABLE PAC CABLE LIYY 8.6 ± 1 MM | 20
6955 | 7789780010 | PRE-ASSEMBLED CABLE PAC CABLE LIYY 8.6 ± 1 MM | 20
6956 | 7789780020 | PRE-ASSEMBLED CABLE PAC CABLE LIYY 8.6 ± 1 MM | 20
6957 | 7789791010 | CABLE LIYY 0.25 MM² | 136
6958 | 7789791015 | CABLE LIYY 0.25 MM² | 136
6959 | 7789792010 | CABLE LIYY 0.25 MM² | 136
6960 | 7789792015 | CABLE LIYY 0.25 MM² | 136
6961 | 7789793050 | PRE-ASSEMBLED CABLE PAC CABLE LIYY 0.25 MM² | 2
6962 | 7789795030 | PRE-ASSEMBLED CABLE PAC CABLE LIYY 0.25 MM² | 2
6963 | 7789846010 | PRE-ASSEMBLED CABLE PAC CABLE LIYCY 0.25 MM² | 2
6964 | 7789846050 | PRE-ASSEMBLED CABLE PAC CABLE LIYCY 0.25 MM² | 2
6965 | 7789032010 | PRE-ASSEMBLED CABLE PAC CABLE LIYCY 0.25 MM² | 2
6966 | 7789779010 | PRE-ASSEMBLED CABLE PAC CABLE LIYY 8.6 ± 1 MM | 20
6967 | 7789679010 | PAC | 863
6968 | 7789668010 | PRE-ASSEMBLED CABLE PAC CABLE LIYCY 0.25 MM² | 2
6969 | 7789665010 | PRE-ASSEMBLED CABLE PAC CABLE LIYY 0.25 MM² | 2
6970 | 7789664010 | PRE-ASSEMBLED CABLE PAC CABLE LIYY 0.25 MM² | 2
6971 | 7789649010 | PRE-ASSEMBLED CABLE PAC CABLE LIYY 0.25 MM² | 2
6972 | 7789638010 | PRE-ASSEMBLED CABLE PAC CABLE LIYCY 0.25 MM² | 2
6973 | 7789637010 | PRE-ASSEMBLED CABLE PAC CABLE LIYCY 0.25 MM² | 2
6974 | 7789636010 | PRE-ASSEMBLED CABLE PAC CABLE LIYY 0.25 MM² | 2
6975 | 7789635010 | PRE-ASSEMBLED CABLE PAC CABLE LIYY CABLE LIYY 0.25 MM² | 2
6976 | 7789633010 | PRE-ASSEMBLED CABLE PAC CABLE LIYY 0.25 MM² | 2
6977 | 7789632010 | PRE-ASSEMBLED CABLE PAC CABLE LIYY 0.25 MM² | 2
6978 | 7789631010 | PRE-ASSEMBLED CABLE PAC CABLE LIYY 0.25 MM² | 2
6979 | 7789630010 | PRE-ASSEMBLED CABLE PAC CABLE LIYY 0.25 MM² | 2
6980 | 7789629010 | PRE-ASSEMBLED CABLE PAC CABLE LIYCY 0.25 MM² | 2
6981 | 7789628010 | PRE-ASSEMBLED CABLE PAC CABLE LIYCY 0.25 MM² | 2
6982 | 7789622010 | PRE-ASSEMBLED CABLE PAC CABLE LIYCY 0.25 MM² | 2
6983 | 7789610010 | PRE-ASSEMBLED CABLE PAC CABLE LIYY 0.25 MM² | 2
6984 | 7789330010 | PRE-ASSEMBLED CABLE PAC CABLE LIYY 0.25 MM² | 2
6985 | 7789327010 | PRE-ASSEMBLED CABLE PAC CABLE LIYY 0.25 MM² | 2
6986 | 7789326010 | PRE-ASSEMBLED CABLE PAC CABLE LIYY 0.25 MM² | 2
6987 | 7789226010 | PRE-ASSEMBLED CABLE PAC CABLE LIYCY 0.25 MM² | 2
6988 | 7789219010 | PRE-ASSEMBLED CABLE PAC CABLE LIYY 0.25 MM² | 2
6989 | 7789210010 | PRE-ASSEMBLED CABLE PAC CABLE LIYY 0.25 MM² | 2
6990 | 7789195010 | PRE-ASSEMBLED CABLE PAC CABLE LIYCY 0.25 MM² | 2
6991 | 7789159010 | PRE-ASSEMBLED CABLE PAC CABLE LIYCY 0.25 MM² | 2
6992 | 7789158010 | PRE-ASSEMBLED CABLE PAC CABLE LIYCY 0.25 MM² | 2
6993 | 7789156010 | PRE-ASSEMBLED CABLE PAC CABLE LIYCY 0.25 MM² | 2
6994 | 7789153010 | PRE-ASSEMBLED CABLE PAC CABLE LIYY 0.25 MM² | 2
6995 | 7789152010 | PRE-ASSEMBLED CABLE PAC CABLE LIYY 0.25 MM² | 2
6996 | 7789151010 | PRE-ASSEMBLED CABLE PAC CABLE LIYY 0.25 MM² | 2
6997 | 7789137010 | PRE-ASSEMBLED CABLE PAC CABLE LIYCY 0.25 MM² | 2
6998 | 7789136010 | PRE-ASSEMBLED CABLE PAC CABLE LIYCY 0.25 MM² | 2
6999 | 7789135010 | PRE-ASSEMBLED CABLE PAC CABLE LIYCY 0.25 MM² | 2
7000 | 7789112010 | PRE-ASSEMBLED CABLE PAC CABLE LIYY 0.25 MM² | 2
7001 | 7789110010 | PRE-ASSEMBLED CABLE PAC CABLE LIYY 0.25 MM² | 2
7002 | 7789059010 | PRE-ASSEMBLED CABLE PAC CABLE LIYY 0.25 MM² | 2
7003 | 7789034010 | PRE-ASSEMBLED CABLE PAC CABLE LIYCY 0.25 MM² | 2
7004 | 7789029010 | PRE-ASSEMBLED CABLE PAC CABLE LIYCY 0.25 MM² | 2
7005 | 7789028010 | PRE-ASSEMBLED CABLE PAC CABLE LIYCY 0.25 MM² | 2
7006 | 7789027010 | PRE-ASSEMBLED CABLE PAC CABLE LIYCY 0.25 MM² | 2
7007 | 7789026010 | PRE-ASSEMBLED CABLE PAC CABLE LIYCY 0.25 MM² | 2
7008 | 7789017010 | PRE-ASSEMBLED CABLE PAC CABLE LIYY 0.25 MM² | 2
7009 | 7789110015 | PRE-ASSEMBLED CABLE PAC CABLE LIYY 0.25 MM² | 2
7010 | 7789110020 | PRE-ASSEMBLED CABLE PAC CABLE LIYY 0.25 MM² | 2
7011 | 7789110025 | PRE-ASSEMBLED CABLE PAC CABLE LIYY 0.25 MM² | 2
7012 | 7789110030 | PRE-ASSEMBLED CABLE PAC CABLE LIYY 0.25 MM² | 2
7013 | 7789110040 | PRE-ASSEMBLED CABLE PAC CABLE LIYY 0.25 MM² | 2
7014 | 7789110050 | PRE-ASSEMBLED CABLE PAC CABLE LIYY 0.25 MM² | 2
7015 | 7789110060 | PRE-ASSEMBLED CABLE PAC CABLE LIYY 0.25 MM² | 2
7016 | 7789112015 | PRE-ASSEMBLED CABLE PAC CABLE LIYY 0.25 MM² | 2
7017 | 7789112020 | PRE-ASSEMBLED CABLE PAC CABLE LIYY 0.25 MM² | 2
7018 | 7789112025 | PRE-ASSEMBLED CABLE PAC CABLE LIYY 0.25 MM² | 2
7019 | 7789112030 | PRE-ASSEMBLED CABLE PAC CABLE LIYY 0.25 MM² | 2
7020 | 7789112040 | PRE-ASSEMBLED CABLE PAC CABLE LIYY 0.25 MM² | 2
7021 | 7789112050 | PRE-ASSEMBLED CABLE PAC CABLE LIYY 0.25 MM² | 2
7022 | 7789112060 | PRE-ASSEMBLED CABLE PAC CABLE LIYY 0.25 MM² | 2
7023 | 7789113015 | PRE-ASSEMBLED CABLE PAC CABLE LIYY 0.25 MM² | 2
7024 | 7789113020 | PRE-ASSEMBLED CABLE PAC CABLE LIYY 0.25 MM² | 2
7025 | 7789113025 | PRE-ASSEMBLED CABLE PAC CABLE LIYY 0.25 MM² | 2
7026 | 7789113030 | PRE-ASSEMBLED CABLE PAC CABLE LIYY 0.25 MM² | 2
7027 | 7789125015 | PRE-ASSEMBLED CABLE PAC CABLE LIYCY 0.25 MM² | 2
7028 | 7789125030 | PRE-ASSEMBLED CABLE PAC CABLE LIYCY 0.25 MM² | 2
7029 | 7789125050 | PRE-ASSEMBLED CABLE PAC CABLE LIYCY 0.25 MM² | 2
7030 | 7789126040 | PRE-ASSEMBLED CABLE PAC CABLE LIYCY 0.25 MM² | 2
7031 | 7789134040 | PRE-ASSEMBLED CABLE PAC CABLE LIYCY 0.25 MM² | 2
7032 | 7789153030 | PRE-ASSEMBLED CABLE PAC CABLE LIYY 0.25 MM² | 2
7033 | 7789156020 | PRE-ASSEMBLED CABLE PAC CABLE LIYCY 0.25 MM² | 2
7034 | 7789159100 | PRE-ASSEMBLED CABLE PAC CABLE LIYCY 0.25 MM² | 2
7035 | 7789210025 | PRE-ASSEMBLED CABLE PAC CABLE LIYY 0.25 MM² | 2
7036 | 7789211060 | PRE-ASSEMBLED CABLE PAC CABLE LIYY 0.25 MM² | 2
7037 | 7789212025 | PRE-ASSEMBLED CABLE PAC CABLE LIYY 0.25 MM² | 2
7038 | 7789212040 | PRE-ASSEMBLED CABLE PAC CABLE LIYY 0.25 MM² | 2
7039 | 7789212060 | PRE-ASSEMBLED CABLE PAC CABLE LIYY 0.25 MM² | 2
7040 | 7789214025 | PRE-ASSEMBLED CABLE PAC CABLE LIYY 0.25 MM² | 2
7041 | 7789214030 | PRE-ASSEMBLED CABLE PAC CABLE LIYY 0.25 MM² | 2
7042 | 7789214040 | PRE-ASSEMBLED CABLE PAC CABLE LIYY 0.25 MM² | 2
7043 | 7789214050 | PRE-ASSEMBLED CABLE PAC CABLE LIYY 0.25 MM² | 2
7044 | 7789214060 | PRE-ASSEMBLED CABLE PAC CABLE LIYY 0.25 MM² | 2
7045 | 7789215060 | PRE-ASSEMBLED CABLE PAC CABLE LIYY 0.25 MM² | 2
7046 | 7789215070 | PRE-ASSEMBLED CABLE PAC CABLE LIYY 0.25 MM² | 2
7047 | 7789215090 | PRE-ASSEMBLED CABLE PAC CABLE LIYY 0.25 MM² | 2
7048 | 7789219015 | PRE-ASSEMBLED CABLE PAC CABLE LIYY 0.25 MM² | 2
7049 | 7789219020 | PRE-ASSEMBLED CABLE PAC CABLE LIYY 0.25 MM² | 2
7050 | 7789219030 | PRE-ASSEMBLED CABLE PAC CABLE LIYY 0.25 MM² | 2
7051 | 7789219040 | PRE-ASSEMBLED CABLE PAC CABLE LIYY 0.25 MM² | 2
7052 | 7789219050 | PRE-ASSEMBLED CABLE PAC CABLE LIYY 0.25 MM² | 2
7053 | 7789220015 | PRE-ASSEMBLED CABLE PAC CABLE LIYY 0.25 MM² | 2
7054 | 7789220025 | PRE-ASSEMBLED CABLE PAC CABLE LIYY 0.25 MM² | 2
7055 | 7789220030 | PRE-ASSEMBLED CABLE PAC CABLE LIYY 0.25 MM² | 2
7056 | 7789220040 | PRE-ASSEMBLED CABLE PAC CABLE LIYY 0.25 MM² | 2
7057 | 7789220050 | PRE-ASSEMBLED CABLE PAC CABLE LIYY 0.25 MM² | 2
7058 | 7789222040 | PRE-ASSEMBLED CABLE PAC CABLE LIYY 8.6 ± 1 MM | 20
7059 | 7789222050 | PRE-ASSEMBLED CABLE PAC CABLE LIYY 8.6 ± 1 MM | 20
7060 | 7789223040 | PRE-ASSEMBLED CABLE PAC CABLE LIYY CABLE LIYCY 0.25 MM² | 2
7061 | 7789223050 | PRE-ASSEMBLED CABLE PAC CABLE LIYY CABLE LIYCY 0.25 MM² | 2
7062 | 7789224025 | PRE-ASSEMBLED CABLE PAC CABLE LIYCY 0.25 MM² | 2
7063 | 7789224040 | PRE-ASSEMBLED CABLE PAC CABLE LIYCY 0.25 MM² | 2
7064 | 7789224050 | PRE-ASSEMBLED CABLE PAC CABLE LIYCY 0.25 MM² | 2
7065 | 7789225025 | PRE-ASSEMBLED CABLE PAC CABLE LIYCY 0.25 MM² | 2
7066 | 7789225040 | PRE-ASSEMBLED CABLE PAC CABLE LIYCY 0.25 MM² | 2
7067 | 7789225050 | PRE-ASSEMBLED CABLE PAC CABLE LIYCY 0.25 MM² | 2
7068 | 7789226040 | PRE-ASSEMBLED CABLE PAC CABLE LIYCY 0.25 MM² | 2
7069 | 7789226050 | PRE-ASSEMBLED CABLE PAC CABLE LIYCY 0.25 MM² | 2
7070 | 7789227005 | PRE-ASSEMBLED CABLE PAC CABLE LIYCY 0.25 MM² | 2
7071 | 7789227050 | PRE-ASSEMBLED CABLE PAC CABLE LIYCY 0.25 MM² | 2
7072 | 7789382020 | PRE-ASSEMBLED CABLE PAC CABLE LIYY 0.25 MM² | 2
7073 | 7789382030 | PRE-ASSEMBLED CABLE PAC CABLE LIYY 0.25 MM² | 2
7074 | 7789382040 | PRE-ASSEMBLED CABLE PAC CABLE LIYY 0.25 MM² | 2
7075 | 7789382050 | PRE-ASSEMBLED CABLE PAC CABLE LIYY 0.25 MM² | 2
7076 | 7789383020 | PRE-ASSEMBLED CABLE PAC CABLE LIYY 0.25 MM² | 2
7077 | 7789383030 | PRE-ASSEMBLED CABLE PAC CABLE LIYY 0.25 MM² | 2
7078 | 7789383040 | PRE-ASSEMBLED CABLE PAC CABLE LIYY 0.25 MM² | 2
7079 | 7789383050 | PRE-ASSEMBLED CABLE PAC CABLE LIYY 0.25 MM² | 2
7080 | 7789384020 | PRE-ASSEMBLED CABLE PAC CABLE LIYY 0.25 MM² | 2
7081 | 7789384030 | PRE-ASSEMBLED CABLE PAC CABLE LIYY 0.25 MM² | 2
7082 | 7789384040 | PRE-ASSEMBLED CABLE PAC CABLE LIYY 0.25 MM² | 2
7083 | 7789384050 | PRE-ASSEMBLED CABLE PAC CABLE LIYY 0.25 MM² | 2
7084 | 7789386020 | PRE-ASSEMBLED CABLE PAC CABLE LIYCY 0.25 MM² | 2
7085 | 7789386030 | PRE-ASSEMBLED CABLE PAC CABLE LIYCY 0.25 MM² | 2
7086 | 7789386040 | PRE-ASSEMBLED CABLE PAC CABLE LIYCY 0.25 MM² | 2
7087 | 7789386050 | PRE-ASSEMBLED CABLE PAC CABLE LIYCY 0.25 MM² | 2
7088 | 7789066050 | PRE-ASSEMBLED CABLE PAC CABLE LIYY 0.25 MM² | 2
7089 | 7789104025 | PRE-ASSEMBLED CABLE PAC CABLE LIYY 0.25 MM² | 2
7090 | 7789211025 | PRE-ASSEMBLED CABLE PAC CABLE LIYY 0.25 MM² | 2
7091 | 7789220020 | PRE-ASSEMBLED CABLE PAC CABLE LIYY 0.25 MM² | 2
7092 | 7789222030 | PRE-ASSEMBLED CABLE PAC CABLE LIYY 8.6 ± 1 MM | 20
7093 | 7789223030 | PRE-ASSEMBLED CABLE PAC CABLE LIYY CABLE LIYCY 0.25 MM² | 2
7094 | 7789224030 | PRE-ASSEMBLED CABLE PAC CABLE LIYCY 0.25 MM² | 2
7095 | 7789226020 | PRE-ASSEMBLED CABLE PAC CABLE LIYCY 0.25 MM² | 2
7096 | 7789227025 | PRE-ASSEMBLED CABLE PAC CABLE LIYCY 0.25 MM² | 2
7097 | 7789320040 | PRE-ASSEMBLED CABLE PAC CABLE LIYCY 0.25 MM² | 2
7098 | 7789322020 | PRE-ASSEMBLED CABLE PAC CABLE LIYY 0.25 MM² | 2
7099 | 7789322030 | PRE-ASSEMBLED CABLE PAC CABLE LIYY 0.25 MM² | 2
7100 | 7789322040 | PRE-ASSEMBLED CABLE PAC CABLE LIYY 0.25 MM² | 2
7101 | 7789327040 | PRE-ASSEMBLED CABLE PAC CABLE LIYY 0.25 MM² | 2
7102 | 7789329040 | PRE-ASSEMBLED CABLE PAC CABLE LIYY 0.25 MM² | 2
7103 | 7789331015 | PRE-ASSEMBLED CABLE PAC CABLE LIYY 0.25 MM² | 2
7104 | 7789219025 | PRE-ASSEMBLED CABLE PAC CABLE LIYY 0.25 MM² | 2
7105 | 7789319020 | PRE-ASSEMBLED CABLE PAC CABLE LIYCY 0.25 MM² | 2
7106 | 7789319025 | PRE-ASSEMBLED CABLE PAC CABLE LIYCY 0.25 MM² | 2
7107 | 7789319030 | PRE-ASSEMBLED CABLE PAC CABLE LIYCY 0.25 MM² | 2
7108 | 7789319040 | PRE-ASSEMBLED CABLE PAC CABLE LIYCY 0.25 MM² | 2
7109 | 7789319050 | PRE-ASSEMBLED CABLE PAC CABLE LIYCY 0.25 MM² | 2
7110 | 7789320015 | PRE-ASSEMBLED CABLE PAC CABLE LIYCY 0.25 MM² | 2
7111 | 7789320025 | PRE-ASSEMBLED CABLE PAC CABLE LIYCY 0.25 MM² | 2
7112 | 7789320050 | PRE-ASSEMBLED CABLE PAC CABLE LIYCY 0.25 MM² | 2
7113 | 7789321015 | PRE-ASSEMBLED CABLE PAC CABLE LIYCY 0.25 MM² | 2
7114 | 7789321025 | PRE-ASSEMBLED CABLE PAC CABLE LIYCY 0.25 MM² | 2
7115 | 7789321030 | PRE-ASSEMBLED CABLE PAC CABLE LIYCY 0.25 MM² | 2
7116 | 7789321040 | PRE-ASSEMBLED CABLE PAC CABLE LIYCY 0.25 MM² | 2
7117 | 7789321050 | PRE-ASSEMBLED CABLE PAC CABLE LIYCY 0.25 MM² | 2
7118 | 7789322025 | PRE-ASSEMBLED CABLE PAC CABLE LIYY 0.25 MM² | 2
7119 | 7789322050 | PRE-ASSEMBLED CABLE PAC CABLE LIYY 0.25 MM² | 2
7120 | 7789326015 | PRE-ASSEMBLED CABLE PAC CABLE LIYY 0.25 MM² | 2
7121 | 7789326020 | PRE-ASSEMBLED CABLE PAC CABLE LIYY 0.25 MM² | 2
7122 | 7789326030 | PRE-ASSEMBLED CABLE PAC CABLE LIYY 0.25 MM² | 2
7123 | 7789326040 | PRE-ASSEMBLED CABLE PAC CABLE LIYY 0.25 MM² | 2
7124 | 7789326050 | PRE-ASSEMBLED CABLE PAC CABLE LIYY 0.25 MM² | 2
7125 | 7789327030 | PRE-ASSEMBLED CABLE PAC CABLE LIYY 0.25 MM² | 2
7126 | 7789328030 | PRE-ASSEMBLED CABLE PAC CABLE LIYY 0.25 MM² | 2
7127 | 7789328050 | PRE-ASSEMBLED CABLE PAC CABLE LIYY 0.25 MM² | 2
7128 | 7789329030 | PRE-ASSEMBLED CABLE PAC CABLE LIYY 0.25 MM² | 2
7129 | 7789331020 | PRE-ASSEMBLED CABLE PAC CABLE LIYY 0.25 MM² | 2
7130 | 7789331030 | PRE-ASSEMBLED CABLE PAC CABLE LIYY 0.25 MM² | 2
7131 | 7789331040 | PRE-ASSEMBLED CABLE PAC CABLE LIYY 0.25 MM² | 2
7132 | 7789331050 | PRE-ASSEMBLED CABLE PAC CABLE LIYY 0.25 MM² | 2
7133 | 7789373100 | PRE-ASSEMBLED CABLE PAC CABLE LIYY 0.25 MM² | 2
7134 | 7789380040 | PRE-ASSEMBLED CABLE PAC CABLE LIYY 0.25 MM² | 2
7135 | 7789028050 | PRE-ASSEMBLED CABLE PAC CABLE LIYCY 0.25 MM² | 2
7136 | 7789030020 | PRE-ASSEMBLED CABLE PAC CABLE LIYY 0.25 MM² | 2
7137 | 7789030030 | PRE-ASSEMBLED CABLE PAC CABLE LIYY 0.25 MM² | 2
7138 | 7789031015 | PRE-ASSEMBLED CABLE PAC CABLE LIYY 0.25 MM² | 2
7139 | 7789031030 | PRE-ASSEMBLED CABLE PAC CABLE LIYY 0.25 MM² | 2
7140 | 7789031035 | PRE-ASSEMBLED CABLE PAC CABLE LIYY 0.25 MM² | 2
7141 | 7789031040 | PRE-ASSEMBLED CABLE PAC CABLE LIYY 0.25 MM² | 2
7142 | 7789031050 | PRE-ASSEMBLED CABLE PAC CABLE LIYY 0.25 MM² | 2
7143 | 7789032040 | PRE-ASSEMBLED CABLE PAC CABLE LIYCY 0.25 MM² | 2
7144 | 7789033020 | PRE-ASSEMBLED CABLE PAC CABLE LIYCY 0.25 MM² | 2
7145 | 7789033030 | PRE-ASSEMBLED CABLE PAC CABLE LIYCY 0.25 MM² | 2
7146 | 7789066025 | PRE-ASSEMBLED CABLE PAC CABLE LIYY 0.25 MM² | 2
7147 | 7789066040 | PRE-ASSEMBLED CABLE PAC CABLE LIYY 0.25 MM² | 2
7148 | 7789101040 | PRE-ASSEMBLED CABLE PAC CABLE LIYY 0.14 MM² | 2
7149 | 7789101050 | PRE-ASSEMBLED CABLE PAC CABLE LIYY 0.14 MM² | 2
7150 | 7789104070 | PRE-ASSEMBLED CABLE PAC CABLE LIYY 0.25 MM² | 2
7151 | 7789104080 | PRE-ASSEMBLED CABLE PAC CABLE LIYY 0.25 MM² | 2
7152 | 7789106070 | PRE-ASSEMBLED CABLE PAC CABLE LIYY 0.25 MM² | 2
7153 | 7789108015 | PRE-ASSEMBLED CABLE PAC CABLE LIYY 0.25 MM² | 2
7154 | 7789108025 | PRE-ASSEMBLED CABLE PAC CABLE LIYY 0.25 MM² | 2
7155 | 7789108030 | PRE-ASSEMBLED CABLE PAC CABLE LIYY 0.25 MM² | 2
7156 | 7789108040 | PRE-ASSEMBLED CABLE PAC CABLE LIYY 0.25 MM² | 2
7157 | 7789108080 | PRE-ASSEMBLED CABLE PAC CABLE LIYY 0.25 MM² | 2
7158 | 1375510000 | TEMPERATURE CONVERTER WITH GALVANIC ISOLATION INPUT : TEMPERATURE PT100 OUTPUT : I / U | 329
7159 | 1510470000 | CURRENT-MEASURING TRANSDUCER LIMIT VALUE MONITORING INPUT : 0?5/10 A ANALOGUE OUTPUT RELAY OUTPUT | 296
7160 | 1510440000 | CURRENT-MEASURING TRANSDUCER LIMIT VALUE MONITORING INPUT : 0?40/50/60 A ANALOGUE OUTPUT RELAY OUTPUT | 296
7161 | 1510540000 | CURRENT-MEASURING TRANSDUCER LIMIT VALUE MONITORING INPUT : 0?20/25/30 A ANALOGUE OUTPUT RELAY OUTPUT | 296
7162 | 1481970000 | SIGNAL CONVERTER/INSULATOR 24?230 V AC/DC POWER SUPPLY INPUT : I/U UNIVERSAL OUTPUT : I/U UNIVERSAL | 279
7163 | 1481960000 | SIGNAL CONVERTER/INSULATOR 24?230 V AC/DC POWER SUPPLY INPUT : I/U UNIVERSAL OUTPUT : I/U UNIVERSAL | 279
7164 | 2448100000 | TEMPERATURE CONVERTER LIMIT VALUE MONITORING UNIVERSAL INPUT: TEMPERATURE (RTD) ANALOGUE OUTPUT RELAY OUTPUT INPUT : TEMPERATURE RESISCE POTENTIOMETER OUTPUT : I/U UNIVERSAL TRANSISTOR (ALARM) | 329
7165 | 1319270000 | SAFESERIES SAFETY RELAY24 V DC -15 / +20% 35 MA MAX. SWITCHING CURRENT INTERNAL FUSE : 5 A (REFER TO DERATING CURVE) SIL 3 DIN EN 61508 | 467
7166 | 1510420000 | CURRENT-MEASURING TRANSDUCER INPUT : 0?40/50/60 A OUTPUT : 0(4)-20 MA 0-10 V RELAY | 636
7167 | 1078730000 | BUILT-IN PLUGS M8 THREAD PIN STRAIGHT M 8 N OF POLES: 3 0.5 M | 331
7168 | 1079640000 | HDC INSERT N OF POLES: 3 SIZE: 8 | 194
7169 | 1079690000 | HDC INSERT PIN 3000 V 250 A CRIMP CONNECTION SIZE: 250 | 213
7170 | 1079720000 | HDC INSERT FEMALE 3000 V 250 A CRIMP CONNECTION SIZE: 250 | 214
7171 | 1079730000 | HDC INSERT FEMALE 3000 V 250 A CRIMP CONNECTION SIZE: 250 | 214
7172 | 1079740000 | HDC INSERT FEMALE 3000 V 250 A CRIMP CONNECTION SIZE: 250 | 214
7173 | 1079750000 | HDC INSERT FEMALE 3000 V 250 A CRIMP CONNECTION SIZE: 250 | 214
7174 | 1079770000 | HDC INSERT FEMALE 3000 V 250 A CRIMP CONNECTION SIZE: 250 | 214
7175 | 1102200010 | SYSTEM CABLE M12 D-CODE ? IP 67 STRAIGHT PIN RJ45 IP 20 CAT.5 (ISO/IEC 11801) / CAT.5E (TIA T568-B) PVC 1 M | 11
7176 | 1103680000 | HDC INSERT N OF POLES: 1 SIZE: 3 | 194
7177 | 1103690000 | HDC INSERT N OF POLES: 2 SIZE: 8 | 194
7178 | 1103740000 | HDC INSERT N OF POLES: 2 SIZE: 8 | 194
7179 | 1103750000 | HDC INSERT N OF POLES: 3 SIZE: 8 | 194
7180 | 1117960000 | PLUGS PREFABRICATED TO CUSTOMER SPEC. M16 FEMALE SOCKET STRAIGHT | 35
7181 | 1117970000 | PLUGS PREFABRICATED TO CUSTOMER SPEC. M16 PIN STRAIGHT | 57
7182 | 1117980000 | PLUGS PREFABRICATED TO CUSTOMER SPEC. M16 FEMALE SOCKET STRAIGHT | 35
7183 | 1117990000 | PLUGS PREFABRICATED TO CUSTOMER SPEC. M16 PIN STRAIGHT | 57
7184 | 1118000000 | PLUGS PREFABRICATED TO CUSTOMER SPEC. M16 FEMALE SOCKET STRAIGHT | 35
7185 | 1118010000 | PLUGS PREFABRICATED TO CUSTOMER SPEC. M16 PIN STRAIGHT | 57
7186 | 1119080000 | HDC INSERT PIN 3000 V 250 A CRIMP CONNECTION SIZE: 250 | 213
7187 | 1119090000 | HDC INSERT PIN 3000 V 250 A CRIMP CONNECTION SIZE: 250 | 213
7188 | 1119100000 | HDC INSERT PIN 3000 V 250 A CRIMP CONNECTION SIZE: 250 | 213
7189 | 1132010000 | PLUG INSERT RJ45 IDC PLUG INSERT RJ45 NO TOOLS REQUI TIA-568A | 644
7190 | 1132020000 | PLUG INSERT RJ45 IDC PLUG INSERT RJ45 NO TOOLS REQUI EIA/TIA T568 B | 644
7191 | 1132030000 | PLUG INSERT RJ45 IDC PLUG INSERT RJ45 NO TOOLS REQUI PROFINET | 1222
7192 | 1160430000 | HDC INSERT N OF POLES: 4 SIZE: 8 | 194
7193 | 1160440000 | HDC INSERT N OF POLES: 4 SIZE: 8 | 194
7194 | 1160450000 | HDC ENCLOSURES SIZE: 8 PROTECTION DEGREE: IP68 IP69K IP68 (IN PLUGGED CONDITION) COVER CLAMPING YOKE CONNECTION SDARD SIZE OF CABLE ENTRIES: M 25 | 6
7195 | 1160930150 | BUS LINE CONNECTING LINE M8 / M8 N OF POLES: 4 1.5 M MALE STRAIGHT - MALE STRAIGHT SHIELDED: YES LED: NO SHEATH MATERIAL: PUR HALOGEN: NO | 0
7196 | 1160930250 | BUS LINE CONNECTING LINE M8 / M8 N OF POLES: 4 2.5 M MALE STRAIGHT - MALE STRAIGHT SHIELDED: YES LED: NO SHEATH MATERIAL: PUR HALOGEN: NO | 0
7197 | 1160930350 | BUS LINE CONNECTING LINE M8 / M8 N OF POLES: 4 3.5 M MALE STRAIGHT - MALE STRAIGHT SHIELDED: YES LED: NO SHEATH MATERIAL: PUR HALOGEN: NO | 0
7198 | 1160930450 | BUS LINE CONNECTING LINE M8 / M8 N OF POLES: 4 4.5 M MALE STRAIGHT - MALE STRAIGHT SHIELDED: YES LED: NO SHEATH MATERIAL: PUR HALOGEN: NO | 0
7199 | 1165480010 | POWER SUPPLY SWITCH-MODE POWER SUPPLY UNIT 24 V | 56
7200 | 1165900002 | PATCH CABLE RJ45 IP 20 RJ45 IP 20 CAT.6A / CLASS EA (ISO/IEC 11801 2010) LSZH 0.2 M | 14
7201 | 1165900003 | PATCH CABLE RJ45 IP 20 RJ45 IP 20 CAT.6A / CLASS EA (ISO/IEC 11801 2010) LSZH 0.3 M | 14
7202 | 1165900075 | PATCH CABLE RJ45 IP 20 RJ45 IP 20 CAT.6A / CLASS EA (ISO/IEC 11801 2010) LSZH 7.5 M | 14
7203 | 1165900250 | PATCH CABLE RJ45 IP 20 RJ45 IP 20 CAT.6A / CLASS EA (ISO/IEC 11801 2010) LSZH 25 M | 14
7204 | 1165940025 | PATCH CABLE RJ45 IP 20 RJ45 IP 20 CAT.6A / CLASS EA (ISO/IEC 11801 2010) LSZH 2.5 M | 14
7205 | 1165940060 | PATCH CABLE RJ45 IP 20 RJ45 IP 20 CAT.6A / CLASS EA (ISO/IEC 11801 2010) LSZH 6 M | 14
7206 | 1166030250 | PATCH CABLE RJ45 IP 20 RJ45 IP 20 CAT.6A / CLASS EA (ISO/IEC 11801 2010) LSZH 25 M | 14
7207 | 1168850000 | HEAVY-DUTY CONNECTORS ACCESSORIES MOUNTING SCREW | 211
7208 | 1170110000 | SENSOR/ACTUATOR PLUG-IN CONNECTOR INSERT | 40
7209 | 1172970000 | SYSTEM CABLE RJ45 IP 20 RJ45 IP 20 CAT.5 (ISO/IEC 11801) / CAT.5E (TIA T568-B) PUR 3 M | 11
7210 | 1173030080 | DRAGLINE CABLE PROFINET RJ45 IP 20 RJ45 IP 20 CAT.5 (ISO/IEC 11801) / CAT.5E (TIA T568-B) PUR 8 M | 11
7211 | 1173030180 | DRAGLINE CABLE PROFINET RJ45 IP 20 RJ45 IP 20 CAT.5 (ISO/IEC 11801) / CAT.5E (TIA T568-B) PUR 18 M | 11
7212 | 1173220000 | SUB-D | 132
7213 | 1173240000 | SUB-D | 132
7214 | 1173630000 | P-SERIES PARTITION PLATE GREY 2 MM UNPRINTED | 297
7215 | 1173670000 | P-SERIES PARTITION PLATE GREY 2 MM UNPRINTED | 297
7216 | 1173720000 | P-SERIES END PLATE 3 MM | 569
7217 | 1176030000 | SIGNAL CONVERTER/INSULATOR TEMPERATURE CONVERTER UNIVERSAL DC U/I SIGNALS TEMPERATURE RTD/TC INPUT : UNIVERSAL U I R? OUTPUT : I / U | 1176
7218 | 1193570000 | HEAVY-DUTY CONNECTORS ACCESSORIES CABLE GLANDS STAINLESS STEEL 1.4305 (303) | 511
7219 | 1193590000 | HEAVY-DUTY CONNECTORS ACCESSORIES CABLE GLANDS STAINLESS STEEL 1.4305 (303) | 511
7220 | 1193600000 | HEAVY-DUTY CONNECTORS ACCESSORIES CABLE GLANDS NICKEL-PLATED | 269
7221 | 1193610000 | HEAVY-DUTY CONNECTORS ACCESSORIES CABLE GLANDS NICKEL-PLATED | 269
7222 | 1201210025 | BUS LINE CONNECTING LINE M8 N OF POLES: 4 0.25 M PIN STRAIGHT RJ45 SHIELDED: YES LED: NO SHEATH MATERIAL: PUR HALOGEN: NO | 0
7223 | 1201211000 | BUS LINE CONNECTING LINE M8 N OF POLES: 4 10 M PIN STRAIGHT RJ45 SHIELDED: YES LED: NO SHEATH MATERIAL: PUR HALOGEN: NO | 0
7224 | 1240840000 | NETWORK SWITCH UNMANAGED FAST ETHERNET N OF PORTS: 5X RJ45 IP30 -10 °C...60 °C | 50
7225 | 1240850000 | NETWORK SWITCH UNMANAGED FAST ETHERNET N OF PORTS: 5X RJ45 IP30 -40 °C...75 °C | 50
7226 | 1240870000 | NETWORK SWITCH UNMANAGED FAST ETHERNET N OF PORTS: 4 X RJ45 1 * SC SINGLE-MODE IP30 -10 °C...60 °C | 50
7227 | 1240880000 | NETWORK SWITCH UNMANAGED FAST ETHERNET N OF PORTS: 4 X RJ45 1 * ST MULTI-MODE IP30 -10 °C...60 °C | 50
7228 | 1240890000 | NETWORK SWITCH UNMANAGED FAST ETHERNET N OF PORTS: 4 X RJ45 1 * SC MULTI-MODE IP30 -10 °C...60 °C | 50
7229 | 1240900000 | NETWORK SWITCH UNMANAGED FAST ETHERNET N OF PORTS: 8X RJ45 IP30 -10 °C...60 °C | 50
7230 | 1240910000 | NETWORK SWITCH UNMANAGED FAST ETHERNET N OF PORTS: 6X RJ45 2X SC MULTI-MODE IP30 -10 °C...60 °C | 50
7231 | 1240920000 | NETWORK SWITCH UNMANAGED FAST ETHERNET N OF PORTS: 6X RJ45 2X SC MULTI-MODE IP30 -40 °C...75 °C | 50
7232 | 1240930000 | NETWORK SWITCH UNMANAGED FAST ETHERNET N OF PORTS: 6X RJ45 2 * ST MULTI-MODE IP30 -10 °C...60 °C | 50
7233 | 1240950000 | NETWORK SWITCH UNMANAGED FAST ETHERNET N OF PORTS: 7X RJ45 1 * SC SINGLE-MODE IP30 -10 °C...60 °C | 50
7234 | 1240970000 | NETWORK SWITCH MANAGED FAST ETHERNET N OF PORTS: 5X RJ45 3 * SC MULTI-MODE IP30 -40 °C...75 °C | 50
7235 | 1240980000 | NETWORK SWITCH UNMANAGED FAST ETHERNET N OF PORTS: 6X RJ45 3 * SC MULTI-MODE IP30 -40 °C...75 °C | 50
7236 | 1240990000 | NETWORK SWITCH MANAGED FAST ETHERNET N OF PORTS: 6X RJ45 2 * ST MULTI-MODE IP30 -40 °C...75 °C | 50
7237 | 1241020000 | NETWORK SWITCH MANAGED FAST ETHERNET N OF PORTS: 6X RJ45 2X SC SINGLE-MODE IP30 -40 °C...75 °C | 50
7238 | 1241030000 | NETWORK SWITCH UNMANAGED FAST ETHERNET N OF PORTS: 14X RJ45 2X SC MULTI-MODE IP30 0 °C...60 °C | 50
7239 | 1241040000 | NETWORK SWITCH MANAGED FAST ETHERNET N OF PORTS: 8X RJ45 IP30 -10 °C...60 °C | 50
7240 | 1241050000 | NETWORK SWITCH UNMANAGED FAST ETHERNET N OF PORTS: 14X RJ45 2 * ST MULTI-MODE IP30 0 °C...60 °C | 50
7241 | 1241070000 | NETWORK SWITCH MANAGED FAST ETHERNET N OF PORTS: 6X RJ45 2X SC MULTI-MODE IP30 -10 °C...60 °C | 50
7242 | 1241080000 | NETWORK SWITCH MANAGED FAST ETHERNET N OF PORTS: 6X RJ45 2 * ST MULTI-MODE IP30 0 °C...60 °C | 50
7243 | 1241090000 | NETWORK SWITCH MANAGED FAST ETHERNET N OF PORTS: 6X RJ45 2X SC SINGLE-MODE IP30 0 °C...60 °C | 50
7244 | 1241120000 | NETWORK SWITCH MANAGED FAST ETHERNET N OF PORTS: 14X RJ45 2X SC MULTI-MODE IP30 0 °C...60 °C | 50
7245 | 1241130000 | NETWORK SWITCH MANAGED FAST ETHERNET N OF PORTS: 14X RJ45 2 * ST MULTI-MODE IP30 0 °C...60 °C | 50
7246 | 1241270000 | NETWORK SWITCH UNMANAGED GIGABIT ETHERNET N OF PORTS: 8 * RJ45 10/100/1000BASET(X) IP30 -10 °C...60 °C | 91
7247 | 1241280000 | NETWORK SWITCH UNMANAGED GIGABIT ETHERNET N OF PORTS: 6 * RJ45 10/100/1000BASET(X) 2 * COMBO-PORTS (10/100/1000BASET(X) OR 100/1000BASESFP) IP30 -10 °C...60 °C | 91
7248 | 1241320000 | NETWORK SWITCH MANAGED FAST/GIGABIT ETHERNET N OF PORTS: 16X RJ45 10/100BASET(X) 2 * COMBO-PORTS (10/100/1000BASET(X) OR 1000BASESFP) IP30 0 °C...60 °C | 91
7249 | 1241330000 | NETWORK SWITCH MANAGED FAST/GIGABIT ETHERNET N OF PORTS: 14 * RJ45 10/100BASET(X) 2 * SC MULTI-MODE 100FX 2 * COMBO-PORTS (10/100/1000BASET(X) OR 1000BASESFP) IP30 0 °C...60 °C | 91
7250 | 1241340000 | NETWORK SWITCH MANAGED FAST/GIGABIT ETHERNET N OF PORTS: 14 * RJ45 10/100BASET(X) 2 * ST MULTI-MODE 2 * COMBO-PORTS (10/100/1000BASET(X) OR 1000BASESFP) IP30 0 °C...60 °C | 91
7251 | 1241350000 | NETWORK SWITCH MANAGED FAST/GIGABIT ETHERNET N OF PORTS: 14 * RJ45 10/100BASET(X) 2X SC SINGLE-MODE 2 * COMBO-PORTS (10/100/1000BASET(X) OR 1000BASESFP) IP30 0 °C...60 °C | 91
7252 | 1241370000 | NETWORK SWITCH MANAGED GIGABIT ETHERNET N OF PORTS: 4 * RJ45 10/100/1000BASET(X) 5 * COMBO-PORTS (10/100/1000BASET(X) OR 100/1000BASESFP) IP30 0 °C...60 °C | 91
7253 | 1241380000 | NETWORK SWITCH UNMANAGED POE FAST ETHERNET N OF PORTS: 2 * RJ45 10/100 BASET(X) 4X RJ45 10/100 BASET(X) POE+ IP30 -10 °C...60 °C | 91
7254 | 1241400000 | MEDIA CONVERTER FAST ETHERNET N OF PORTS: 1X RJ45 1 * SC MULTI-MODE IP30 0 °C...60 °C | 50
7255 | 1241410000 | MEDIA CONVERTER FAST ETHERNET N OF PORTS: 1X RJ45 1 * ST MULTI-MODE IP30 0 °C...60 °C | 50
7256 | 1241420000 | MEDIA CONVERTER FAST ETHERNET N OF PORTS: 1X RJ45 1 * SC SINGLE-MODE IP30 0 °C...60 °C | 50
7257 | 1241430000 | CONFIGURATION MODULE IP40 0 °C...60 °C | 965
7258 | 1241440000 | KIT FOR 19"-RACK MOUNTING | 1139
7259 | 1241450000 | SFP TRANSCEIVER 100 MBPS MULTIMODE LC-DUPLEX 4 KM -40 °C...85 °C | 153
7260 | 1241470000 | SFP TRANSCEIVER 100 MBPS SINGLEMODE LC-DUPLEX 40 KM -40 °C...85 °C | 153
7261 | 1241480000 | SFP TRANSCEIVER 100 MBPS SINGLEMODE LC-DUPLEX 80 KM -40 °C...85 °C | 153
7262 | 1241490000 | SFP TRANSCEIVER 1000 MBPS MULTIMODE LC-DUPLEX 0.55 KM 0 °C...60 °C | 153
7263 | 1241500000 | SFP TRANSCEIVER 1000 MBPS MULTIMODE LC-DUPLEX 2 KM 0 °C...60 °C | 153
7264 | 1241510000 | SFP TRANSCEIVER 1000 MBPS SINGLEMODE LC-DUPLEX 10 KM 0 °C...60 °C | 153
7265 | 1241520000 | SFP TRANSCEIVER 1000 MBPS SINGLEMODE LC-DUPLEX 40 KM 0 °C...60 °C | 153
7266 | 1244130005 | SYSTEM CABLE M12 D-CODE ? FLANGE M12 D-CODE ? PIN STRAIGHT CAT.5 (ISO/IEC 11801) / CAT.5E (TIA T568-B) PUR 0.5 M | 11
7267 | 1244130010 | SYSTEM CABLE M12 D-CODE ? FLANGE M12 D-CODE ? PIN STRAIGHT CAT.5 (ISO/IEC 11801) / CAT.5E (TIA T568-B) PUR 1 M | 11
7268 | 1244130015 | SYSTEM CABLE M12 D-CODE ? FLANGE M12 D-CODE ? PIN STRAIGHT CAT.5 (ISO/IEC 11801) / CAT.5E (TIA T568-B) PUR 1.5 M | 11
7269 | 1244130020 | SYSTEM CABLE M12 D-CODE ? FLANGE M12 D-CODE ? PIN STRAIGHT CAT.5 (ISO/IEC 11801) / CAT.5E (TIA T568-B) PUR 2 M | 11
7270 | 1244130050 | SYSTEM CABLE M12 D-CODE ? FLANGE M12 D-CODE ? PIN STRAIGHT CAT.5 (ISO/IEC 11801) / CAT.5E (TIA T568-B) PUR 5 M | 11
7271 | 1246370000 | PRESSING TOOL REPLACEMENT PART | 179
7272 | 1246390000 | PRESSING TOOL REPLACEMENT PART | 179
7273 | 1246410000 | PRESSING TOOL REPLACEMENT PART | 179
7274 | 1246420000 | PRESSING TOOL REPLACEMENT PART | 179
7275 | 1246430000 | PRESSING TOOL REPLACEMENT PART | 179
7276 | 1246740000 | PRESSING TOOL REPLACEMENT PART | 179
7277 | 1246750000 | PRESSING TOOL REPLACEMENT PART | 179
7278 | 1246760000 | PRESSING TOOL REPLACEMENT PART | 179
7279 | 1246780000 | PRESSING TOOL REPLACEMENT PART | 179
7280 | 1248280012 | PATCH CABLE RJ45 IP 20 ANGLED 90° RJ45 IP 20 CAT.6A / CLASS EA (ISO/IEC 11801 2010) LSZH 1.2 M | 14
7281 | 1248280015 | PATCH CABLE RJ45 IP 20 ANGLED 90° RJ45 IP 20 CAT.6A / CLASS EA (ISO/IEC 11801 2010) LSZH 1.5 M | 14
7282 | 1248280020 | PATCH CABLE RJ45 IP 20 ANGLED 90° RJ45 IP 20 CAT.6A / CLASS EA (ISO/IEC 11801 2010) LSZH 2 M | 14
7283 | 1248280030 | PATCH CABLE RJ45 IP 20 ANGLED 90° RJ45 IP 20 CAT.6A / CLASS EA (ISO/IEC 11801 2010) LSZH 3 M | 14
7284 | 1248280050 | PATCH CABLE RJ45 IP 20 ANGLED 90° RJ45 IP 20 CAT.6A / CLASS EA (ISO/IEC 11801 2010) LSZH 5 M | 14
7285 | 1248280100 | PATCH CABLE RJ45 IP 20 ANGLED 90° RJ45 IP 20 CAT.6A / CLASS EA (ISO/IEC 11801 2010) LSZH 10 M | 14
7286 | 1251220000 | ER MODULE 30 V 24 V | 1252
7287 | 1251580030 | PATCH CABLE RJ45 IP 20 RJ45 IP 20 CAT.6A / CLASS EA (ISO/IEC 11801 2010) LSZH 3 M | 14
7288 | 1251580050 | PATCH CABLE RJ45 IP 20 RJ45 IP 20 CAT.6A / CLASS EA (ISO/IEC 11801 2010) LSZH 5 M | 14
7289 | 1251580100 | PATCH CABLE RJ45 IP 20 RJ45 IP 20 CAT.6A / CLASS EA (ISO/IEC 11801 2010) LSZH 10 M | 14
7290 | 1251580150 | PATCH CABLE RJ45 IP 20 RJ45 IP 20 CAT.6A / CLASS EA (ISO/IEC 11801 2010) LSZH 15 M | 14
7291 | 1251580200 | PATCH CABLE RJ45 IP 20 RJ45 IP 20 CAT.6A / CLASS EA (ISO/IEC 11801 2010) LSZH 20 M | 14
7292 | 1251580250 | PATCH CABLE RJ45 IP 20 RJ45 IP 20 CAT.6A / CLASS EA (ISO/IEC 11801 2010) LSZH 25 M | 14
7293 | 1251590030 | PATCH CABLE RJ45 IP 20 RJ45 IP 20 CAT.6A / CLASS EA (ISO/IEC 11801 2010) LSZH 3 M | 14
7294 | 1251590050 | PATCH CABLE RJ45 IP 20 RJ45 IP 20 CAT.6A / CLASS EA (ISO/IEC 11801 2010) LSZH 5 M | 14
7295 | 1251590100 | PATCH CABLE RJ45 IP 20 RJ45 IP 20 CAT.6A / CLASS EA (ISO/IEC 11801 2010) LSZH 10 M | 14
7296 | 1251590150 | PATCH CABLE RJ45 IP 20 RJ45 IP 20 CAT.6A / CLASS EA (ISO/IEC 11801 2010) LSZH 15 M | 14
7297 | 1251590200 | PATCH CABLE RJ45 IP 20 RJ45 IP 20 CAT.6A / CLASS EA (ISO/IEC 11801 2010) LSZH 20 M | 14
7298 | 1251590250 | PATCH CABLE RJ45 IP 20 RJ45 IP 20 CAT.6A / CLASS EA (ISO/IEC 11801 2010) LSZH 25 M | 14
7299 | 1251610030 | PATCH CABLE RJ45 IP 20 RJ45 IP 20 CAT.6A / CLASS EA (ISO/IEC 11801 2010) LSZH 3 M | 14
7300 | 1251610050 | PATCH CABLE RJ45 IP 20 RJ45 IP 20 CAT.6A / CLASS EA (ISO/IEC 11801 2010) LSZH 5 M | 14
7301 | 1251610100 | PATCH CABLE RJ45 IP 20 RJ45 IP 20 CAT.6A / CLASS EA (ISO/IEC 11801 2010) LSZH 10 M | 14
7302 | 1251610150 | PATCH CABLE RJ45 IP 20 RJ45 IP 20 CAT.6A / CLASS EA (ISO/IEC 11801 2010) LSZH 15 M | 14
7303 | 1251610200 | PATCH CABLE RJ45 IP 20 RJ45 IP 20 CAT.6A / CLASS EA (ISO/IEC 11801 2010) LSZH 20 M | 14
7304 | 1251610250 | PATCH CABLE RJ45 IP 20 RJ45 IP 20 CAT.6A / CLASS EA (ISO/IEC 11801 2010) LSZH 25 M | 14
7305 | 1251660000 | HDC ENCLOSURES SIZE: HQ PROTECTION DEGREE: IP65 (IN PLUGGED CONDITION) COVER FOR LOWER PART OF HOUSING SIDE-LOCKING CLAMP ON LOWER SIDE | 6
7306 | 1251670000 | HDC ENCLOSURES SIZE: HQ PROTECTION DEGREE: IP65 (IN PLUGGED CONDITION) COVER FOR LOWER PART OF HOUSING SIDE-LOCKING CLAMP ON LOWER SIDE | 6
7307 | 1251680000 | HDC ENCLOSURES SIZE: HQ PROTECTION DEGREE: IP65 (IN PLUGGED CONDITION) BULKHEAD HOUSING SIDE-LOCKING CLAMP ON LOWER SIDE SDARD | 6
7308 | 1252210000 | FIELDPOWER® FIELD POWER® PLUG-IN CONNECTOR PUSH IN 0.5 MM² - 4 MM² | 426
7309 | 1252730000 | KLIPPON TB (TERMINAL BOX) DOCUMENT HOLDERS RIVETED HEIGHT: 200 MM WIDTH: 240 MM DEPTH: 20 MM MATERIAL: STAINLESS STEEL 1.4301 MIRROR POLISHED | 4
7310 | 1252750000 | KLIPPON TB (TERMINAL BOX) DOCUMENT HOLDERS RIVETED HEIGHT: 150 MM WIDTH: 180 MM DEPTH: 20 MM MATERIAL: STAINLESS STEEL 1.4301 MIRROR POLISHED | 4
7311 | 1252780000 | KLIPPON TB (TERMINAL BOX) DOCUMENT HOLDERS RIVETED HEIGHT: 110 MM WIDTH: 130 MM DEPTH: 20 MM MATERIAL: STAINLESS STEEL 1.4301 MIRROR POLISHED | 4
7312 | 1253230000 | KLIPPON TB (TERMINAL BOX) MOUNTING SCREW MATERIAL: STAINLESS STEEL -PROOF UNTREATED | 809
7313 | 1253580000 | HDC ENCLOSURES SIZE: 8 PROTECTION DEGREE: IP68 IP69K IP68 (IN PLUGGED CONDITION) COVER CLAMPING YOKE CONNECTION SDARD | 6
7314 | 1254630000 | BOLTING TOOL | 232
7315 | 1254640000 | BOLTING TOOL | 232
7316 | 1254650000 | BOLTING TOOL | 232
7317 | 1254660000 | BOLTING TOOL | 232
7318 | 1254670000 | BOLTING TOOL | 232
7319 | 1254680000 | BOLTING TOOL | 232
7320 | 1256330000 | KLIPPON TB (TERMINAL BOX) FLANGE PLATE HEIGHT: 204 MM WIDTH: 167 MM DEPTH: 6 MM GLAND PLATES: LEFT RIGHT MATERIAL: STAINLESS STEEL 1.4404 ELECTROPOLISHED | 4
7321 | 1256340000 | KLIPPON TB (TERMINAL BOX) FLANGE PLATE HEIGHT: 300 MM WIDTH: 117 MM DEPTH: 6 MM GLAND PLATES: TOP BOTTOM MATERIAL: STAINLESS STEEL 1.4404 ELECTROPOLISHED | 4
7322 | 1256350000 | KLIPPON TB (TERMINAL BOX) FLANGE PLATE HEIGHT: 254 MM WIDTH: 117 MM DEPTH: 6 MM GLAND PLATES: LEFT RIGHT MATERIAL: STAINLESS STEEL 1.4404 ELECTROPOLISHED | 4
7323 | 1256750000 | KLIPPON TB (TERMINAL BOX) FLANGE PLATE HEIGHT: 353 MM WIDTH: 167 MM DEPTH: 6 MM GLAND PLATES: TOP BOTTOM MATERIAL: STAINLESS STEEL 1.4404 ELECTROPOLISHED | 4
7324 | 1257640000 | KLIPPON TB (TERMINAL BOX) RATINGS PLATE HOLDER RIVETED HEIGHT: 25 MM WIDTH: 141 MM DEPTH: 16.5 MM MATERIAL: STAINLESS STEEL 1.4301 MIRROR POLISHED | 4
7325 | 1258930000 | SOCKETS PREFABRICATED TO CUSTOMER SPEC. M12 FEMALE SOCKET STRAIGHT | 35
7326 | 1258940000 | PLUGS PREFABRICATED TO CUSTOMER SPEC. M12 PIN STRAIGHT | 57
7327 | 1259010150 | SENSOR/ACTUATOR LINE ONE END WITHOUT CONNECTOR M16 N OF POLES: 12 1.5 M SOCKET ANGLED SHIELDED: NO LED: NO SHEATH MATERIAL: PUR HALOGEN: YES | 0
7328 | 1259010300 | SENSOR/ACTUATOR LINE ONE END WITHOUT CONNECTOR M16 N OF POLES: 12 3 M SOCKET ANGLED SHIELDED: NO LED: NO SHEATH MATERIAL: PUR HALOGEN: YES | 0
7329 | 1259010500 | SENSOR/ACTUATOR LINE ONE END WITHOUT CONNECTOR M16 N OF POLES: 12 5 M SOCKET ANGLED SHIELDED: NO LED: NO SHEATH MATERIAL: PUR HALOGEN: YES | 0
7330 | 1259011000 | SENSOR/ACTUATOR LINE ONE END WITHOUT CONNECTOR M16 N OF POLES: 12 10 M SOCKET ANGLED SHIELDED: NO LED: NO SHEATH MATERIAL: PUR HALOGEN: YES | 0
7331 | 1265920000 | SENSOR-ACTUATOR PASSIVE DISTRIBUTOR M12 FIXED CABLE VERSION 5 M YES | 22
7332 | 1265930000 | SENSOR-ACTUATOR PASSIVE DISTRIBUTOR M12 FIXED CABLE VERSION 10 M YES | 22
7333 | 1265940000 | SENSOR-ACTUATOR PASSIVE DISTRIBUTOR M12 WITH M12 OUTLET 12-POLE A-CODED YES | 22
7334 | 1267330000 | SENSOR-ACTUATOR PASSIVE DISTRIBUTOR M12 WITH M12 OUTLET 8-POLE A-CODED YES | 22
7335 | 1268520000 | BUS LINE CONNECTING LINE M12 N OF POLES: 4 3 M PIN STRAIGHT SHIELDED: YES LED: NO SHEATH MATERIAL: PUR HALOGEN: NO | 0
7336 | 1268810000 | HDC INSERT PIN 3000 V 550 A CRIMP CONNECTION SIZE: 550 | 213
7337 | 1268820000 | HDC INSERT FEMALE 3000 V 550 A CRIMP CONNECTION SIZE: 550 | 214
7338 | 1269740050 | SYSTEM CABLE M12 D-CODE ? IP 67 STRAIGHT PIN OPEN CAT.5 (ISO/IEC 11801) RADOX GKW S 5 M | 11
7339 | 1269740100 | SYSTEM CABLE M12 D-CODE ? IP 67 STRAIGHT PIN OPEN CAT.5 (ISO/IEC 11801) RADOX GKW S 10 M | 11
7340 | 1271250000 | RJ45 PLUG NO TOOLS REQUI CAT.6A / CLASS EA (ISO/IEC 11801 2010) | 96
7341 | 1273090000 | SYSTEM CABLE CAT.7 (ISO/IEC 11801) LSZH 305 M | 316
7342 | 1273430010 | CONNECTING LINE PROFINET SCRJ IP 20 SCRJ IP 20 980 ΜM 1 M | 343
7343 | 1273430030 | CONNECTING LINE PROFINET SCRJ IP 20 SCRJ IP 20 980 ΜM 3 M | 343
7344 | 1273430050 | CONNECTING LINE PROFINET SCRJ IP 20 SCRJ IP 20 980 ΜM 5 M | 343
7345 | 1273430100 | CONNECTING LINE PROFINET SCRJ IP 20 SCRJ IP 20 980 ΜM 10 M | 343
7346 | 1273890000 | HEAVY-DUTY CONNECTORS ACCESSORIES CABLE GLANDS POLYCARBONATE | 370
7347 | 1273900000 | HEAVY-DUTY CONNECTORS ACCESSORIES CABLE GLANDS NICKEL-PLATED | 269
7348 | 1274150000 | KLIPPON EBI (ESSENTIAL BOX INDUSTRIAL) MOUNTING SCREW MATERIAL: STEEL GALVANIZED | 1228
7349 | 1279320000 | KLIPPON TB (TERMINAL BOX) RATINGS PLATE HOLDER RIVETED HEIGHT: 70 MM WIDTH: 70 MM DEPTH: 20 MM MATERIAL: STAINLESS STEEL 1.4301 MIRROR POLISHED | 4
7350 | 1279410150 | SENSOR/ACTUATOR LINE ONE END WITHOUT CONNECTOR M12 N OF POLES : 8 1.5 M PIN STRAIGHT SHIELDED: NO LED: NO SHEATH MATERIAL: PUR HALOGEN: NO | 0
7351 | 1279410500 | SENSOR/ACTUATOR LINE ONE END WITHOUT CONNECTOR M12 N OF POLES : 8 5 M PIN STRAIGHT SHIELDED: NO LED: NO SHEATH MATERIAL: PUR HALOGEN: NO | 0
7352 | 1279411000 | SENSOR/ACTUATOR LINE ONE END WITHOUT CONNECTOR M12 N OF POLES : 8 10 M PIN STRAIGHT SHIELDED: NO LED: NO SHEATH MATERIAL: PUR HALOGEN: NO | 0
7353 | 1279490100 | BUILT-IN PLUGS M12 PG 9 N OF POLES: 2 1 M | 75
7354 | 1279490200 | BUILT-IN PLUGS M12 PG 9 N OF POLES: 2 2 M | 75
7355 | 1279490500 | BUILT-IN PLUGS M12 PG 9 N OF POLES: 2 5 M | 75
7356 | 1280990000 | KLIPPON TB (TERMINAL BOX) FLANGE PLATE HEIGHT: 254 MM WIDTH: 117 MM DEPTH: 3 MM GLAND PLATES: TOP BOTTOM MATERIAL: STAINLESS STEEL 1.4404 ELECTROPOLISHED | 4
7357 | 1281010000 | KLIPPON TB (TERMINAL BOX) FLANGE PLATE HEIGHT: 250 MM WIDTH: 167 MM DEPTH: 3 MM GLAND PLATES: TOP BOTTOM MATERIAL: STAINLESS STEEL 1.4404 ELECTROPOLISHED | 4
7358 | 1281020000 | KLIPPON TB (TERMINAL BOX) FLANGE PLATE HEIGHT: 294 MM WIDTH: 167 MM DEPTH: 3 MM GLAND PLATES: LEFT RIGHT MATERIAL: STAINLESS STEEL 1.4404 ELECTROPOLISHED | 4
7359 | 1281070000 | KLIPPON TB (TERMINAL BOX) FLANGE PLATE HEIGHT: 376 MM WIDTH: 117 MM DEPTH: 3 MM GLAND PLATES: TOP BOTTOM MATERIAL: STAINLESS STEEL 1.4404 ELECTROPOLISHED | 4
7360 | 1281080000 | KLIPPON TB (TERMINAL BOX) FLANGE PLATE HEIGHT: 406 MM WIDTH: 117 MM DEPTH: 3 MM GLAND PLATES: LEFT RIGHT MATERIAL: STAINLESS STEEL 1.4404 ELECTROPOLISHED | 4
7361 | 1281120000 | KLIPPON TB (TERMINAL BOX) FLANGE PLATE HEIGHT: 428 MM WIDTH: 117 MM DEPTH: 3 MM GLAND PLATES: LEFT RIGHT MATERIAL: STAINLESS STEEL 1.4404 ELECTROPOLISHED | 4
7362 | 1281150000 | KLIPPON TB (TERMINAL BOX) FLANGE PLATE HEIGHT: 344 MM WIDTH: 117 MM DEPTH: 3 MM GLAND PLATES: TOP BOTTOM MATERIAL: STAINLESS STEEL 1.4404 ELECTROPOLISHED | 4
7363 | 1281160000 | KLIPPON TB (TERMINAL BOX) FLANGE PLATE HEIGHT: 498 MM WIDTH: 117 MM DEPTH: 3 MM GLAND PLATES: LEFT RIGHT MATERIAL: STAINLESS STEEL 1.4404 ELECTROPOLISHED | 4
7364 | 1281170000 | KLIPPON TB (TERMINAL BOX) FLANGE PLATE HEIGHT: 340 MM WIDTH: 167 MM DEPTH: 3 MM GLAND PLATES: TOP BOTTOM MATERIAL: STAINLESS STEEL 1.4404 ELECTROPOLISHED | 4
7365 | 1281180000 | KLIPPON TB (TERMINAL BOX) FLANGE PLATE HEIGHT: 494 MM WIDTH: 167 MM DEPTH: 3 MM GLAND PLATES: LEFT RIGHT MATERIAL: STAINLESS STEEL 1.4404 ELECTROPOLISHED | 4
7366 | 1281190000 | KLIPPON TB (TERMINAL BOX) FLANGE PLATE HEIGHT: 444 MM WIDTH: 117 MM DEPTH: 3 MM GLAND PLATES: TOP BOTTOM MATERIAL: STAINLESS STEEL 1.4404 ELECTROPOLISHED | 4
7367 | 1281200000 | KLIPPON TB (TERMINAL BOX) FLANGE PLATE HEIGHT: 568 MM WIDTH: 117 MM DEPTH: 3 MM GLAND PLATES: LEFT RIGHT MATERIAL: STAINLESS STEEL 1.4404 ELECTROPOLISHED | 4
7368 | 1281210000 | KLIPPON TB (TERMINAL BOX) FLANGE PLATE HEIGHT: 440 MM WIDTH: 167 MM DEPTH: 3 MM GLAND PLATES: TOP BOTTOM MATERIAL: STAINLESS STEEL 1.4404 ELECTROPOLISHED | 4
7369 | 1281220000 | KLIPPON TB (TERMINAL BOX) FLANGE PLATE HEIGHT: 564 MM WIDTH: 167 MM DEPTH: 3 MM GLAND PLATES: LEFT RIGHT MATERIAL: STAINLESS STEEL 1.4404 ELECTROPOLISHED | 4
7370 | 1281230000 | KLIPPON TB (TERMINAL BOX) FLANGE PLATE HEIGHT: 502 MM WIDTH: 117 MM DEPTH: 3 MM GLAND PLATES: TOP BOTTOM MATERIAL: STAINLESS STEEL 1.4404 ELECTROPOLISHED | 4
7371 | 1281240000 | KLIPPON TB (TERMINAL BOX) FLANGE PLATE HEIGHT: 345 MM WIDTH: 117 MM DEPTH: 3 MM GLAND PLATES: LEFT RIGHT MATERIAL: STAINLESS STEEL 1.4404 ELECTROPOLISHED | 4
7372 | 1281250000 | KLIPPON TB (TERMINAL BOX) FLANGE PLATE HEIGHT: 498 MM WIDTH: 167 MM DEPTH: 3 MM GLAND PLATES: TOP BOTTOM MATERIAL: STAINLESS STEEL 1.4404 ELECTROPOLISHED | 4
7373 | 1281260000 | KLIPPON TB (TERMINAL BOX) FLANGE PLATE HEIGHT: 341 MM WIDTH: 167 MM DEPTH: 3 MM GLAND PLATES: LEFT RIGHT MATERIAL: STAINLESS STEEL 1.4404 ELECTROPOLISHED | 4
7374 | 1281270000 | KLIPPON TB (TERMINAL BOX) FLANGE PLATE HEIGHT: 604 MM WIDTH: 117 MM DEPTH: 3 MM GLAND PLATES: TOP BOTTOM MATERIAL: STAINLESS STEEL 1.4404 ELECTROPOLISHED | 4
7375 | 1281280000 | KLIPPON TB (TERMINAL BOX) FLANGE PLATE HEIGHT: 421 MM WIDTH: 117 MM DEPTH: 3 MM GLAND PLATES: LEFT RIGHT MATERIAL: STAINLESS STEEL 1.4404 ELECTROPOLISHED | 4
7376 | 1281300000 | KLIPPON TB (TERMINAL BOX) FLANGE PLATE HEIGHT: 417 MM WIDTH: 167 MM DEPTH: 3 MM GLAND PLATES: LEFT RIGHT MATERIAL: STAINLESS STEEL 1.4404 ELECTROPOLISHED | 4
7377 | 1281310000 | KLIPPON TB (TERMINAL BOX) FLANGE PLATE HEIGHT: 353 MM WIDTH: 167 MM DEPTH: 3 MM GLAND PLATES: TOP BOTTOM MATERIAL: STAINLESS STEEL 1.4404 ELECTROPOLISHED | 4
7378 | 1281320000 | KLIPPON TB (TERMINAL BOX) FLANGE PLATE HEIGHT: 450 MM WIDTH: 167 MM DEPTH: 3 MM GLAND PLATES: LEFT RIGHT MATERIAL: STAINLESS STEEL 1.4404 ELECTROPOLISHED | 4
7379 | 1282490000 | SUPPLY MODULE DISTRIBUTES SUPPLY VOLTAGE TO RAIL BUS | 1236
7380 | 1282820000 | HDC ENCLOSURES SIZE: 8 PROTECTION DEGREE: IP68 IP69K IP68 (IN PLUGGED CONDITION) CLAMPING YOKE CONNECTION SDARD | 6
7381 | 1283450000 | KLIPPON TB (TERMINAL BOX) RATINGS PLATE HOLDER RIVETED HEIGHT: 50 MM WIDTH: 171 MM DEPTH: 16.5 MM MATERIAL: STAINLESS STEEL 1.4301 MIRROR POLISHED | 4
7382 | 1285830000 | SERIAL / ETHERNET CONVERTER 2X RJ45 1X DB9 FOR RS-232 1X TERMINAL BLOCK FOR RS-422/485 IP30 -40 °C...75 °C | 527
7383 | 1285840000 | SERIAL / ETHERNET CONVERTER 2X RJ45 2X DB9 FOR RS-232/422/485 IP30 -40 °C...75 °C | 527
7384 | 1286530000 | NETWORK SWITCH UNMANAGED FAST ETHERNET N OF PORTS: 4 X RJ45 1 * SC SINGLE-MODE IP30 -40 °C...75 °C | 50
7385 | 1286540000 | NETWORK SWITCH UNMANAGED FAST ETHERNET N OF PORTS: 4 X RJ45 1 * ST MULTI-MODE IP30 -40 °C...75 °C | 50
7386 | 1286550000 | NETWORK SWITCH UNMANAGED FAST ETHERNET N OF PORTS: 4 X RJ45 1 * SC MULTI-MODE IP30 -40 °C...75 °C | 50
7387 | 1286560000 | NETWORK SWITCH UNMANAGED FAST ETHERNET N OF PORTS: 8X RJ45 IP30 -40 °C...75 °C | 50
7388 | 1286570000 | NETWORK SWITCH UNMANAGED FAST ETHERNET N OF PORTS: 6X RJ45 2 * ST MULTI-MODE IP30 -40 °C...75 °C | 50
7389 | 1286580000 | NETWORK SWITCH UNMANAGED FAST ETHERNET N OF PORTS: 7X RJ45 1 * SC SINGLE-MODE IP30 -40 °C...75 °C | 50
7390 | 1286590000 | NETWORK SWITCH UNMANAGED FAST ETHERNET N OF PORTS: 16X RJ45 IP30 -40 °C...75 °C | 50
7391 | 1286610000 | NETWORK SWITCH UNMANAGED FAST ETHERNET N OF PORTS: 14X RJ45 2X SC MULTI-MODE IP30 -40 °C...75 °C | 50
7392 | 1286620000 | NETWORK SWITCH UNMANAGED FAST ETHERNET N OF PORTS: 14X RJ45 2 * ST MULTI-MODE IP30 -40 °C...75 °C | 50
7393 | 1286700000 | SFP TRANSCEIVER 1000 MBPS MULTIMODE LC-DUPLEX 0.55 KM -40 °C...85 °C | 153
7394 | 1286710000 | SFP TRANSCEIVER 1000 MBPS MULTIMODE LC-DUPLEX 2 KM -40 °C...85 °C | 153
7395 | 1286720000 | SFP TRANSCEIVER 1000 MBPS SINGLEMODE LC-DUPLEX 10 KM -40 °C...85 °C | 153
7396 | 1286730000 | SFP TRANSCEIVER 1000 MBPS SINGLEMODE LC-DUPLEX 40 KM -40 °C...85 °C | 153
7397 | 1286780000 | NETWORK SWITCH MANAGED FAST ETHERNET N OF PORTS: 8X RJ45 IP30 -40 °C...75 °C | 50
7398 | 1286790000 | NETWORK SWITCH MANAGED FAST ETHERNET N OF PORTS: 6X RJ45 2X SC MULTI-MODE IP30 -40 °C...75 °C | 50
7399 | 1286800000 | NETWORK SWITCH MANAGED FAST ETHERNET N OF PORTS: 6X RJ45 2 * ST MULTI-MODE IP30 -40 °C...75 °C | 50
7400 | 1286810000 | NETWORK SWITCH MANAGED FAST ETHERNET N OF PORTS: 6X RJ45 2X SC SINGLE-MODE IP30 -40 °C...75 °C | 50
7401 | 1286820000 | NETWORK SWITCH MANAGED FAST ETHERNET N OF PORTS: 16X RJ45 IP30 -40 °C...75 °C | 50
7402 | 1286830000 | NETWORK SWITCH MANAGED FAST ETHERNET N OF PORTS: 14X RJ45 2X SC MULTI-MODE IP30 -40 °C...75 °C | 50
7403 | 1286840000 | NETWORK SWITCH MANAGED FAST ETHERNET N OF PORTS: 14X RJ45 2 * ST MULTI-MODE IP30 -40 °C...75 °C | 50
7404 | 1286860000 | NETWORK SWITCH UNMANAGED GIGABIT ETHERNET N OF PORTS: 8 * RJ45 10/100/1000BASET(X) IP30 -40 °C...75 °C | 91
7405 | 1286870000 | NETWORK SWITCH UNMANAGED GIGABIT ETHERNET N OF PORTS: 6 * RJ45 10/100/1000BASET(X) 2 * COMBO-PORTS (10/100/1000BASET(X) OR 100/1000BASESFP) IP30 -40 °C...75 °C | 91
7406 | 1286880000 | MEDIA CONVERTER FAST ETHERNET N OF PORTS: 1X RJ45 1 * SC MULTI-MODE IP30 -40 °C...75 °C | 50
7407 | 1286890000 | MEDIA CONVERTER FAST ETHERNET N OF PORTS: 1X RJ45 1 * ST MULTI-MODE IP30 -40 °C...75 °C | 50
7408 | 1286900000 | MEDIA CONVERTER FAST ETHERNET N OF PORTS: 1X RJ45 1 * SC SINGLE-MODE IP30 -40 °C...75 °C | 50
7409 | 1286920000 | NETWORK SWITCH UNMANAGED POE FAST ETHERNET N OF PORTS: 2 * RJ45 10/100 BASET(X) 4X RJ45 10/100 BASET(X) POE+ IP30 -40 °C...75 °C | 91
7410 | 1286930000 | NETWORK SWITCH MANAGED FAST/GIGABIT ETHERNET N OF PORTS: 3 * RJ45 10/100/1000BASET(X) 7 * RJ45 10/100BASET(X) IP30 -40 °C...75 °C | 91
7411 | 1286940000 | NETWORK SWITCH MANAGED FAST/GIGABIT ETHERNET N OF PORTS: 1 * RJ45 10/100/1000BASET(X) 2 * SLOTS 1000BASESFP 7 * RJ45 10/100BASET(X) IP30 -40 °C...75 °C | 91
7412 | 1286970000 | NETWORK SWITCH MANAGED FAST/GIGABIT ETHERNET N OF PORTS: 16X RJ45 10/100BASET(X) 2 * COMBO-PORTS (10/100/1000BASET(X) OR 1000BASESFP) IP30 -40 °C...75 °C | 91
7413 | 1286990000 | NETWORK SWITCH MANAGED FAST/GIGABIT ETHERNET N OF PORTS: 14 * RJ45 10/100BASET(X) 2 * SC MULTI-MODE 100FX 2 * COMBO-PORTS (10/100/1000BASET(X) OR 1000BASESFP) IP30 -40 °C...75 °C | 91
7414 | 1287000000 | NETWORK SWITCH MANAGED FAST/GIGABIT ETHERNET N OF PORTS: 14 * RJ45 10/100BASET(X) 2 * ST MULTI-MODE 2 * COMBO-PORTS (10/100/1000BASET(X) OR 1000BASESFP) IP30 -40 °C...75 °C | 91
7415 | 1287010000 | NETWORK SWITCH MANAGED FAST/GIGABIT ETHERNET N OF PORTS: 14 * RJ45 10/100BASET(X) 2X SC SINGLE-MODE 2 * COMBO-PORTS (10/100/1000BASET(X) OR 1000BASESFP) IP30 -40 °C...75 °C | 91
7416 | 1287020000 | NETWORK SWITCH MANAGED GIGABIT ETHERNET N OF PORTS: 4 * RJ45 10/100/1000BASET(X) 5 * COMBO-PORTS (10/100/1000BASET(X) OR 100/1000BASESFP) IP30 -40 °C...75 °C | 91
7417 | 1287910000 | SYSTEM CABLE CAT.7 (ISO/IEC 11801) LSZH 305 M | 316
7418 | 1288000000 | Y CONNECTOR M8 / M8 | 441
7419 | 1288820300 | BUS LINE CONNECTING LINE M12 N OF POLES: 4 3 M PIN STRAIGHT SHIELDED: YES LED: NO SHEATH MATERIAL: PUR HALOGEN: NO | 0
7420 | 1289130000 | HDC ENCLOSURES SIZE: 8 PROTECTION DEGREE: IP66 (IN PLUGGED CONDITION) IP68 (IN PLUGGED CONDITION) PLUG HOUSING CLAMPING YOKE CONNECTION SDARD SIZE OF CABLE ENTRIES: M 40 M 32 | 6
7421 | 1295600000 | HDC ENCLOSURES SIZE: 12 PROTECTION DEGREE: IP65 (IN PLUGGED CONDITION) BULKHEAD HOUSING END-LOCKING CLAMP LOWER SIDE SDARD WITHOUT COVER | 6
7422 | 1329240020 | PRE-ASSEMBLED CABLE PAC CABLE LIYY 0.25 MM² | 2
7423 | 1329710000 | KLIPPON K (ALUMINIUM EMPTY ENCLOSURE) EMPTY ENCLOSURE ALUMINIUM ENCLOSURE HEIGHT: 120 MM WIDTH: 122 MM DEPTH: 81 MM MATERIAL: ALUMINIUM ALSI12 POWDER-COATED GREY | 38
7424 | 1334900000 | REMOTE I/O FIELDBUS COUPLER IP20 DEVICENET | 755
7425 | 1334940000 | REMOTE I/O FIELDBUS COUPLER IP20 ETHERNET POWERLINK | 543
7426 | 1335030000 | REMOTE I/O MODULE IP20 SAFETY SIL POWER SUPPLY | 652
7427 | 1335050000 | REMOTE I/O MODULE IP20 SAFETY SIL POWER SUPPLY | 652
7428 | 1341230050 | BUILT-IN PLUGS M12 PG 9 N OF POLES: 5 0.5 M | 230
7429 | 1341230200 | BUILT-IN PLUGS M12 PG 9 N OF POLES: 5 2 M | 75
7430 | 1341240050 | BUILT-IN PLUGS M12 PG 9 N OF POLES: 8 0.5 M | 230
7431 | 1341240200 | BUILT-IN PLUGS M12 PG 9 N OF POLES: 8 2 M | 75
7432 | 1370050010 | UPS CONTROL UNIT | 406
7433 | 1371150000 | INTERFACE RS 2 X KS (40P) LL2N 5.08 MM | 99
7434 | 1371200000 | INTERFACE RS 2 X KS (40P) LL2N 5.08 MM | 99
7435 | 1373440000 | SENSOR/ACTUATOR PLUG-IN CONNECTOR BUILT-IN PLUGS EMPTY ENCLOSURE | 222
7436 | 1373900060 | PRE-ASSEMBLED CABLE PAC CABLE LIYCY 0.34 MM² | 2
7437 | 1373910060 | PRE-ASSEMBLED CABLE PAC CABLE LIYCY 0.34 MM² | 2
7438 | 1376510010 | DRAGLINE CABLE PROFINET RJ45 IP 20 WITH PROTECTIVE CAP RJ45 IP 20 WITH PROTECTIVE CAP CAT.5 (ISO/IEC 11801) / CAT.5E (TIA T568-B) PUR 1 M | 11
7439 | 1376510050 | DRAGLINE CABLE PROFINET RJ45 IP 20 WITH PROTECTIVE CAP RJ45 IP 20 WITH PROTECTIVE CAP CAT.5 (ISO/IEC 11801) / CAT.5E (TIA T568-B) PUR 5 M | 11
7440 | 1376510100 | DRAGLINE CABLE PROFINET RJ45 IP 20 WITH PROTECTIVE CAP RJ45 IP 20 WITH PROTECTIVE CAP CAT.5 (ISO/IEC 11801) / CAT.5E (TIA T568-B) PUR 10 M | 11
7441 | 1376510150 | DRAGLINE CABLE PROFINET RJ45 IP 20 WITH PROTECTIVE CAP RJ45 IP 20 WITH PROTECTIVE CAP CAT.5 (ISO/IEC 11801) / CAT.5E (TIA T568-B) PUR 20 M | 11
7442 | 1376510200 | DRAGLINE CABLE PROFINET RJ45 IP 20 WITH PROTECTIVE CAP RJ45 IP 20 WITH PROTECTIVE CAP CAT.5 (ISO/IEC 11801) / CAT.5E (TIA T568-B) PUR 15 M | 11
7443 | 1382980150 | SENSOR/ACTUATOR LINE ONE END WITHOUT CONNECTOR M8 N OF POLES : 3 1.5 M SOCKET ANGLED SHIELDED: NO LED: NO SHEATH MATERIAL: PUR HALOGEN: NO | 0
7444 | 1382980300 | SENSOR/ACTUATOR LINE ONE END WITHOUT CONNECTOR M8 N OF POLES : 3 3 M SOCKET ANGLED SHIELDED: NO LED: NO SHEATH MATERIAL: PUR HALOGEN: NO | 0
7445 | 1382990300 | SENSOR/ACTUATOR LINE ONE END WITHOUT CONNECTOR M8 N OF POLES : 4 3 M FEMALE SOCKET STRAIGHT SHIELDED: NO LED: NO SHEATH MATERIAL: PUR HALOGEN: NO | 0
7446 | 1383000300 | SENSOR/ACTUATOR LINE ONE END WITHOUT CONNECTOR M8 N OF POLES : 4 3 M SOCKET ANGLED SHIELDED: NO LED: NO SHEATH MATERIAL: PUR HALOGEN: NO | 0
7447 | 1383050000 | PANEL FEED-THROUGH N OF POLES: 4 CODING: A M12 250 V | 219
7448 | 1383070000 | PANEL FEED-THROUGH N OF POLES: 5 CODING: A M12 60 V | 219
7449 | 1383080000 | PANEL FEED-THROUGH N OF POLES: 8 CODING: A M12 60 V | 219
7450 | 1389190000 | BOLTING TOOL | 232
7451 | 1390870000 | FIELDPOWER® LED IP65 | 1321
7452 | 1390980000 | KLIPPON POK (POLYESTER EMPTY ENCLOSURE) EARTHING PLATE HEIGHT: 57.5 MM WIDTH: 275 MM MATERIAL: POLISHED UNTREATED | 4
7453 | 1390990000 | KLIPPON POK (POLYESTER EMPTY ENCLOSURE) EARTHING PLATE HEIGHT: 60.5 MM WIDTH: 239 MM MATERIAL: POLISHED UNTREATED | 4
7454 | 1391000000 | KLIPPON POK (POLYESTER EMPTY ENCLOSURE) EARTHING PLATE HEIGHT: 60.5 MM WIDTH: 339 MM MATERIAL: POLISHED UNTREATED | 4
7455 | 1391070000 | KLIPPON POK (POLYESTER EMPTY ENCLOSURE) EARTHING PLATE HEIGHT: 85.5 MM WIDTH: 722 MM MATERIAL: POLISHED UNTREATED | 4
7456 | 1391970000 | PLUGS PREFABRICATED TO CUSTOMER SPEC. M12 PIN STRAIGHT | 57
7457 | 1391980000 | SOCKETS PREFABRICATED TO CUSTOMER SPEC. M12 FEMALE SOCKET STRAIGHT | 35
7458 | 1391990000 | PLUGS PREFABRICATED TO CUSTOMER SPEC. M12 PIN STRAIGHT | 57
7459 | 1392000000 | SOCKETS PREFABRICATED TO CUSTOMER SPEC. M12 FEMALE SOCKET STRAIGHT | 35
7460 | 1392710000 | PANEL FEED-THROUGH N OF POLES: 4 CODING: T M12 60 V | 219
7461 | 1392720000 | PANEL FEED-THROUGH N OF POLES: 4 CODING: T M12 60 V | 219
7462 | 1393050000 | SURGE VOLTAGE ARRESTER LOW VOLTAGE WITH REMOTE CONTACT TN-C TN-S TN-C-S UP(L/N-PE) < 1000 V | 1121
7463 | 1397690000 | COUPLING FREECON SUPPLY IP65 IF THREAD-LOCKING FLUID IS USED | 1084
7464 | 1405060005 | PRE-ASSEMBLED CABLE PAC | 34
7465 | 1411350000 | P-SERIES END PLATE FIXING PLATE 3 MM | 306
7466 | 1422030000 | PHOTOVOLTAICS PLUG-IN CONNECTOR PUSH IN CONNECTION PIN SOCKET CONNECTOR | 253
7467 | 1466230020 | PRE-ASSEMBLED CABLE PAC CABLE LIYY 0.25 MM² | 2
7468 | 1466230100 | PRE-ASSEMBLED CABLE PAC CABLE LIYY 0.25 MM² | 2
7469 | 1466240020 | PRE-ASSEMBLED CABLE PAC CABLE LIYCY 0.25 MM² | 2
7470 | 1469470000 | POWER SUPPLY SWITCH-MODE POWER SUPPLY UNIT 24 V | 56
7471 | 1504280000 | NETWORK SWITCH MANAGED FAST ETHERNET N OF PORTS: 5X RJ45 IP30 -10 °C...60 °C | 50
7472 | 1512470010 | PRE-ASSEMBLED CABLE PAC CABLE LIYY 5.4 ± 1 MM | 20
7473 | 1530670000 | PHOTOVOLTAICS PLUG-IN CONNECTOR SOCKET CONNECTOR | 253
7474 | 1530680000 | PHOTOVOLTAICS PLUG-IN CONNECTOR PIN | 253
7475 | 1530690000 | PHOTOVOLTAICS PLUG-IN CONNECTOR SOCKET CONNECTOR | 253
7476 | 1530700000 | PHOTOVOLTAICS PLUG-IN CONNECTOR PIN | 253
7477 | 1530780000 | PHOTOVOLTAICS PLUG-IN CONNECTOR PIN | 253
7478 | 1532200000 | FIELDPOWER® ADAPTER | 1305
7479 | 1556290000 | FRONTCOM VGA COUPLING SIGNAL INSERT VGA/HD15 SOCKET / SOCKET | 1022
7480 | 1815670100 | SENSOR/ACTUATOR LINE CONNECTING LINE M12 / M12 N OF POLES : 3 1 M PIN 90° - SOCKET 90° SHIELDED: NO LED: NO SHEATH MATERIAL: PUR HALOGEN: NO | 0
7481 | 1818161500 | SENSOR/ACTUATOR LINE ONE END WITHOUT CONNECTOR M23 N OF POLES: 19 15 M PIN STRAIGHT SHIELDED: NO LED: NO SHEATH MATERIAL: PUR HALOGEN: NO | 0
7482 | 1818162500 | SENSOR/ACTUATOR LINE ONE END WITHOUT CONNECTOR M23 N OF POLES: 19 25 M PIN STRAIGHT SHIELDED: NO LED: NO SHEATH MATERIAL: PUR HALOGEN: NO | 0
7483 | 1818182500 | SENSOR/ACTUATOR LINE ONE END WITHOUT CONNECTOR M23 N OF POLES: 19 25 M FEMALE SOCKET STRAIGHT SHIELDED: NO LED: NO SHEATH MATERIAL: PUR HALOGEN: NO | 0
7484 | 1818183500 | SENSOR/ACTUATOR LINE ONE END WITHOUT CONNECTOR M23 N OF POLES: 19 35 M FEMALE SOCKET STRAIGHT SHIELDED: NO LED: NO SHEATH MATERIAL: PUR HALOGEN: NO | 0
7485 | 1818184000 | SENSOR/ACTUATOR LINE ONE END WITHOUT CONNECTOR M23 N OF POLES: 19 40 M FEMALE SOCKET STRAIGHT SHIELDED: NO LED: NO SHEATH MATERIAL: PUR HALOGEN: NO | 0
7486 | 1818184500 | SENSOR/ACTUATOR LINE ONE END WITHOUT CONNECTOR M23 N OF POLES: 19 45 M FEMALE SOCKET STRAIGHT SHIELDED: NO LED: NO SHEATH MATERIAL: PUR HALOGEN: NO | 0
7487 | 1818185000 | SENSOR/ACTUATOR LINE ONE END WITHOUT CONNECTOR M23 N OF POLES: 19 50 M FEMALE SOCKET STRAIGHT SHIELDED: NO LED: NO SHEATH MATERIAL: PUR HALOGEN: NO | 0
7488 | 1818185500 | SENSOR/ACTUATOR LINE ONE END WITHOUT CONNECTOR M23 N OF POLES: 19 55 M FEMALE SOCKET STRAIGHT SHIELDED: NO LED: NO SHEATH MATERIAL: PUR HALOGEN: NO | 0
7489 | 1818186000 | SENSOR/ACTUATOR LINE ONE END WITHOUT CONNECTOR M23 N OF POLES: 19 60 M FEMALE SOCKET STRAIGHT SHIELDED: NO LED: NO SHEATH MATERIAL: PUR HALOGEN: NO | 0
7490 | 1818186500 | SENSOR/ACTUATOR LINE ONE END WITHOUT CONNECTOR M23 N OF POLES: 19 65 M FEMALE SOCKET STRAIGHT SHIELDED: NO LED: NO SHEATH MATERIAL: PUR HALOGEN: NO | 0
7491 | 1818187500 | SENSOR/ACTUATOR LINE ONE END WITHOUT CONNECTOR M23 N OF POLES: 19 75 M FEMALE SOCKET STRAIGHT SHIELDED: NO LED: NO SHEATH MATERIAL: PUR HALOGEN: NO | 0
7492 | 1824570850 | SENSOR/ACTUATOR LINE CONNECTING LINE M8 / M8 N OF POLES : 3 8.5 M PIN STRAIGHT - SOCKET STRAIGHT SHIELDED: NO LED: NO SHEATH MATERIAL: PUR HALOGEN: NO | 0
7493 | 1824580010 | SENSOR/ACTUATOR LINE CONNECTING LINE M8 / M8 N OF POLES : 3 0.1 M PIN STRAIGHT - SOCKET 90° SHIELDED: NO LED: NO SHEATH MATERIAL: PUR HALOGEN: NO | 0
7494 | 1824590015 | SENSOR/ACTUATOR LINE ONE END WITHOUT CONNECTOR M8 N OF POLES : 3 0.15 M PIN STRAIGHT SHIELDED: NO LED: NO SHEATH MATERIAL: PUR HALOGEN: NO | 0
7495 | 1824592000 | SENSOR/ACTUATOR LINE ONE END WITHOUT CONNECTOR M8 N OF POLES : 3 20 M PIN STRAIGHT SHIELDED: NO LED: NO SHEATH MATERIAL: PUR HALOGEN: NO | 0
7496 | 1845202000 | VALVE PLUG WITH INTEGRAL SEAL ONE END WITHOUT CONNECTOR - VALVE PLUG | 61
7497 | 1865873500 | SENSOR/ACTUATOR LINE ONE END WITHOUT CONNECTOR M12 N OF POLES : 8 35 M FEMALE SOCKET STRAIGHT SHIELDED: NO LED: NO SHEATH MATERIAL: PUR HALOGEN: NO | 0
7498 | 1865875000 | SENSOR/ACTUATOR LINE ONE END WITHOUT CONNECTOR M12 N OF POLES : 8 50 M FEMALE SOCKET STRAIGHT SHIELDED: NO LED: NO SHEATH MATERIAL: PUR HALOGEN: NO | 0
7499 | 1873300600 | BUS LINE ONE END WITHOUT CONNECTOR M12 N OF POLES: 2 6 M PIN STRAIGHT SHIELDED: YES LED: NO SHEATH MATERIAL: PUR HALOGEN: NO | 0
7500 | 1873304000 | BUS LINE ONE END WITHOUT CONNECTOR M12 N OF POLES: 2 40 M PIN STRAIGHT SHIELDED: YES LED: NO SHEATH MATERIAL: PUR HALOGEN: NO | 0
7501 | 1873310025 | BUS LINE CONNECTING LINE M12 / M12 N OF POLES: 2 0.25 M PIN STRAIGHT - SOCKET STRAIGHT SHIELDED: YES LED: NO SHEATH MATERIAL: PUR HALOGEN: NO | 0
7502 | 1873310090 | BUS LINE CONNECTING LINE M12 / M12 N OF POLES: 2 0.9 M PIN STRAIGHT - SOCKET STRAIGHT SHIELDED: YES LED: NO SHEATH MATERIAL: PUR HALOGEN: NO | 0
7503 | 1873310200 | BUS LINE CONNECTING LINE M12 / M12 N OF POLES: 2 2 M PIN STRAIGHT - SOCKET STRAIGHT SHIELDED: YES LED: NO SHEATH MATERIAL: PUR HALOGEN: NO | 0
7504 | 1879710150 | SENSOR/ACTUATOR LINE ONE END WITHOUT CONNECTOR M12 N OF POLES : 12 1.5 M FEMALE SOCKET STRAIGHT SHIELDED: NO LED: NO SHEATH MATERIAL: PUR HALOGEN: NO | 0
7505 | 1879710300 | SENSOR/ACTUATOR LINE ONE END WITHOUT CONNECTOR M12 N OF POLES : 10 3 M FEMALE SOCKET STRAIGHT SHIELDED: NO LED: NO SHEATH MATERIAL: PUR HALOGEN: NO | 0
7506 | 1880471500 | SENSOR/ACTUATOR LINE CONNECTING LINE M8 / M8 N OF POLES : 4 15 M PIN STRAIGHT - SOCKET STRAIGHT SHIELDED: NO LED: NO SHEATH MATERIAL: PUR HALOGEN: NO | 0
7507 | 1883460150 | SENSOR/ACTUATOR LINE ONE END WITHOUT CONNECTOR M12 N OF POLES : 8 1.5 M SOCKET ANGLED SHIELDED: NO LED: NO SHEATH MATERIAL: PUR HALOGEN: NO | 0
7508 | 1883460300 | SENSOR/ACTUATOR LINE ONE END WITHOUT CONNECTOR M12 N OF POLES : 8 3 M SOCKET ANGLED SHIELDED: NO LED: NO SHEATH MATERIAL: PUR HALOGEN: NO | 0
7509 | 1890522000 | SENSOR/ACTUATOR LINE ONE END WITHOUT CONNECTOR M12 N OF POLES : 8 20 M FEMALE SOCKET STRAIGHT SHIELDED: YES LED: NO SHEATH MATERIAL: PUR HALOGEN: NO | 0
7510 | 1890522500 | SENSOR/ACTUATOR LINE ONE END WITHOUT CONNECTOR M12 N OF POLES : 8 25 M FEMALE SOCKET STRAIGHT SHIELDED: YES LED: NO SHEATH MATERIAL: PUR HALOGEN: NO | 0
7511 | 1896990500 | VALVE PLUG ONE END WITHOUT CONNECTOR - VALVE PLUG | 61
7512 | 1898240150 | SENSOR/ACTUATOR LINE ONE END WITHOUT CONNECTOR M12 N OF POLES : 12 1.5 M SOCKET ANGLED SHIELDED: NO LED: NO SHEATH MATERIAL: PUR HALOGEN: NO | 0
7513 | 1898240300 | SENSOR/ACTUATOR LINE ONE END WITHOUT CONNECTOR M12 N OF POLES : 12 3 M SOCKET ANGLED SHIELDED: NO LED: NO SHEATH MATERIAL: PUR HALOGEN: NO | 0
7514 | 1906300050 | SENSOR/ACTUATOR LINE CONNECTING LINE M12 / M12 N OF POLES : 4 0.5 M PIN STRAIGHT - SOCKET STRAIGHT SHIELDED: NO LED: NO SHEATH MATERIAL: PUR HALOGEN: NO | 0
7515 | 1925310020 | SENSOR/ACTUATOR LINE CONNECTING LINE M12 / M12 N OF POLES : 4 0.2 M PIN STRAIGHT - SOCKET STRAIGHT SHIELDED: NO LED: NO SHEATH MATERIAL: PVC HALOGEN: YES | 0
7516 | 1925591500 | SENSOR/ACTUATOR LINE ONE END WITHOUT CONNECTOR M12 N OF POLES : 5 15 M FEMALE SOCKET STRAIGHT SHIELDED: NO LED: NO SHEATH MATERIAL: PVC HALOGEN: YES | 0
7517 | 1925642000 | SENSOR/ACTUATOR LINE ONE END WITHOUT CONNECTOR M12 N OF POLES : 4 20 M SOCKET ANGLED SHIELDED: NO LED: NO SHEATH MATERIAL: PVC HALOGEN: YES | 0
7518 | 1927322000 | SENSOR/ACTUATOR LINE ONE END WITHOUT CONNECTOR M12 / M8 N OF POLES : 3 20 M SOCKET ANGLED SHIELDED: NO LED: NO SHEATH MATERIAL: PVC HALOGEN: YES | 0
7519 | 1927362000 | SENSOR/ACTUATOR LINE ONE END WITHOUT CONNECTOR M8 N OF POLES : 4 20 M SOCKET ANGLED SHIELDED: NO LED: YES SHEATH MATERIAL: PVC HALOGEN: YES | 0
7520 | 1964290100 | SENSOR/ACTUATOR LINE CONNECTING LINE M12 / M12 N OF POLES : 3 1 M TWIN CABLING PIN STRAIGHT 2X SOCKET ANGLED SHIELDED: NO LED: YES SHEATH MATERIAL: PUR HALOGEN: NO | 0
7521 | 1964700050 | BUS LINE ONE END WITHOUT CONNECTOR M12 N OF POLES: 5 0.5 M PIN STRAIGHT SHIELDED: YES LED: NO SHEATH MATERIAL: PUR HALOGEN: NO | 0
7522 | 1964710200 | BUS LINE CONNECTING LINE M12 / M12 N OF POLES: 5 2 M PIN STRAIGHT - SOCKET STRAIGHT SHIELDED: YES LED: NO SHEATH MATERIAL: PUR HALOGEN: NO | 0
7523 | 2007290000 | GRAPHICALLY PROGRAMMABLE LOGIC MODULE INCL. PROGRAMMING ADAPTER CAN INTERFACE MOUNTING FOOT | 734
7524 | 2007500000 | PLUGS PREFABRICATED TO CUSTOMER SPEC. M12 IDC IP67 | 88
7525 | 2009360000 | REMOTE I/O MODULE IP20 DIGITAL SIGNALS INPUT 4-CHANNEL | 79
7526 | 7760054114 | SIGNAL CONVERTER/ISOLATOR HART® INPUT : 0(4)-20 MA OUTPUT : 0(4)-20 MA | 180
7527 | 7760054115 | SIGNAL CONVERTER/ISOLATOR HART® INPUT : 0(4)-20 MA OUTPUT : 2 X 0(4) - 20 MA | 180
7528 | 7760054117 | SIGNAL CONVERTER/ISOLATOR HART® INPUT : 2 X 0(4) - 20 MA OUTPUT : 2 X 4-20 MA | 180
7529 | 7789157010 | PRE-ASSEMBLED CABLE PAC CABLE LIYCY 0.25 MM² | 2
7530 | 7789192010 | PRE-ASSEMBLED CABLE PAC CABLE LIYY 8.6 ± 1 MM | 20
7531 | 7789226030 | PRE-ASSEMBLED CABLE PAC CABLE LIYCY 0.25 MM² | 2
7532 | 7789276015 | PRE-ASSEMBLED CABLE PAC CABLE LIYY 0.25 MM² | 2
7533 | 7789276025 | PRE-ASSEMBLED CABLE PAC CABLE LIYY 0.25 MM² | 2
7534 | 7789276040 | PRE-ASSEMBLED CABLE PAC CABLE LIYY 0.25 MM² | 2
7535 | 7789276050 | PRE-ASSEMBLED CABLE PAC CABLE LIYY 0.25 MM² | 2
7536 | 7789285020 | PRE-ASSEMBLED CABLE PAC CABLE LIYCY 0.25 MM² | 2
7537 | 7789373025 | PRE-ASSEMBLED CABLE PAC CABLE LIYY 0.25 MM² | 2
7538 | 7789606030 | PRE-ASSEMBLED CABLE PAC CABLE LIYY 0.25 MM² | 2
7539 | 7789607040 | PRE-ASSEMBLED CABLE PAC CABLE LIYCY 0.25 MM² | 2
7540 | 7789608015 | PRE-ASSEMBLED CABLE PAC CABLE LIYY 0.25 MM² | 2
7541 | 7789608030 | PRE-ASSEMBLED CABLE PAC CABLE LIYY 0.25 MM² | 2
7542 | 7789608040 | PRE-ASSEMBLED CABLE PAC CABLE LIYY 0.25 MM² | 2
7543 | 7789618030 | PRE-ASSEMBLED CABLE PAC CABLE LIYY 0.25 MM² | 2
7544 | 7789618040 | PRE-ASSEMBLED CABLE PAC CABLE LIYY 0.25 MM² | 2
7545 | 7789619025 | PRE-ASSEMBLED CABLE PAC CABLE LIYY 0.25 MM² | 2
7546 | 7789638020 | PRE-ASSEMBLED CABLE PAC CABLE LIYCY 0.25 MM² | 2
7547 | 7789640030 | PRE-ASSEMBLED CABLE PAC CABLE LIYCY 0.25 MM² | 2
7548 | 7789641020 | PRE-ASSEMBLED CABLE PAC CABLE LIYY 0.25 MM² | 2
7549 | 7789641030 | PRE-ASSEMBLED CABLE PAC CABLE LIYY 0.25 MM² | 2
7550 | 7789641040 | PRE-ASSEMBLED CABLE PAC CABLE LIYY 0.25 MM² | 2
7551 | 7789641060 | PRE-ASSEMBLED CABLE PAC CABLE LIYY 0.25 MM² | 2
7552 | 7789641100 | PRE-ASSEMBLED CABLE PAC CABLE LIYY 0.25 MM² | 2
7553 | 7789657025 | PRE-ASSEMBLED CABLE PAC CABLE LIYCY 0.25 MM² | 2
7554 | 7789657030 | PRE-ASSEMBLED CABLE PAC CABLE LIYCY 0.25 MM² | 2
7555 | 7789657040 | PRE-ASSEMBLED CABLE PAC CABLE LIYCY 0.25 MM² | 2
7556 | 7789682025 | PRE-ASSEMBLED CABLE PAC CABLE LIYY 0.25 MM² | 2
7557 | 7789682030 | PRE-ASSEMBLED CABLE PAC CABLE LIYY 0.25 MM² | 2
7558 | 7789682040 | PRE-ASSEMBLED CABLE PAC CABLE LIYY 0.25 MM² | 2
7559 | 7789695010 | PRE-ASSEMBLED CABLE PAC CABLE LIYY 0.25 MM² | 2
7560 | 7789709015 | PRE-ASSEMBLED CABLE PAC CABLE LIYY 0.25 MM² | 2
7561 | 7789709020 | PRE-ASSEMBLED CABLE PAC CABLE LIYY 0.25 MM² | 2
7562 | 7789709025 | PRE-ASSEMBLED CABLE PAC CABLE LIYY 0.25 MM² | 2
7563 | 7789709030 | PRE-ASSEMBLED CABLE PAC CABLE LIYY 0.25 MM² | 2
7564 | 7789709035 | PRE-ASSEMBLED CABLE PAC CABLE LIYY 0.25 MM² | 2
7565 | 7789762080 | PRE-ASSEMBLED CABLE PAC PRE-ASSEMBLED CABLE CABLE LIYCY 0.25 MM² | 2
7566 | 7789762100 | PRE-ASSEMBLED CABLE PAC PRE-ASSEMBLED CABLE CABLE LIYCY 0.25 MM² | 2
7567 | 7789772025 | PRE-ASSEMBLED CABLE PAC CABLE LIYY 0.25 MM² | 2
7568 | 7789807015 | PRE-ASSEMBLED CABLE PAC CABLE LIYCY 0.25 MM² | 2
7569 | 7789828020 | PRE-ASSEMBLED CABLE PAC CABLE LIYCY 0.25 MM² | 2
7570 | 7789828060 | PRE-ASSEMBLED CABLE PAC CABLE LIYCY 0.25 MM² | 2
7571 | 7789828080 | PRE-ASSEMBLED CABLE PAC CABLE LIYCY 0.25 MM² | 2
7572 | 7789828200 | PRE-ASSEMBLED CABLE PAC CABLE LIYCY 0.25 MM² | 2
7573 | 7789828300 | PRE-ASSEMBLED CABLE PAC CABLE LIYCY 0.25 MM² | 2
7574 | 7789829100 | PRE-ASSEMBLED CABLE PAC CABLE LIYCY 0.25 MM² | 2
7575 | 7789829200 | PRE-ASSEMBLED CABLE PAC CABLE LIYCY 0.25 MM² | 2
7576 | 7789829300 | PRE-ASSEMBLED CABLE PAC CABLE LIYCY 0.25 MM² | 2
7577 | 7789838050 | PRE-ASSEMBLED CABLE PAC CABLE LIYCY 0.50 MM² | 2
7578 | 7789892050 | PRE-ASSEMBLED CABLE PAC CABLE LIYCY 0.50 MM² | 2
7579 | 7789895100 | PRE-ASSEMBLED CABLE PAC CABLE LIYCY 0.34 MM² | 2
7580 | 8876450500 | DRAGLINE CABLE ST IP 20 ST IP 20 50 ΜM PUR 50 M | 227
7581 | 8876451000 | DRAGLINE CABLE ST IP 20 ST IP 20 50 ΜM PUR 100 M | 227
7582 | 8876460200 | DRAGLINE CABLE ST IP 20 ST IP 20 62.5 ΜM PUR 20 M | 227
7583 | 8876460300 | DRAGLINE CABLE ST IP 20 ST IP 20 62.5 ΜM PUR 30 M | 227
7584 | 8876460400 | DRAGLINE CABLE ST IP 20 ST IP 20 62.5 ΜM PUR 40 M | 227
7585 | 8941350015 | SYSTEM CABLE RJ45 IP 20 RJ45 IP 20 CAT.6A / CLASS EA (ISO/IEC 11801 2010) PUR 1.5 M | 14
7586 | 8941350060 | SYSTEM CABLE RJ45 IP 20 RJ45 IP 20 CAT.6A / CLASS EA (ISO/IEC 11801 2010) PUR 6 M | 14
7587 | 8941350350 | SYSTEM CABLE RJ45 IP 20 RJ45 IP 20 CAT.6A / CLASS EA (ISO/IEC 11801 2010) PUR 35 M | 14
7588 | 9456100100 | SENSOR/ACTUATOR LINE ONE END WITHOUT CONNECTOR M12 N OF POLES : 4 1 M PIN STRAIGHT SHIELDED: NO LED: NO SHEATH MATERIAL: PUR HALOGEN: NO | 0
7589 | 9456102000 | SENSOR/ACTUATOR LINE ONE END WITHOUT CONNECTOR M12 N OF POLES : 4 20 M PIN STRAIGHT SHIELDED: NO LED: NO SHEATH MATERIAL: PUR HALOGEN: NO | 0
7590 | 9456142000 | SENSOR/ACTUATOR LINE ONE END WITHOUT CONNECTOR M12 N OF POLES : 5 20 M FEMALE SOCKET STRAIGHT SHIELDED: YES LED: NO SHEATH MATERIAL: PUR HALOGEN: NO | 0
7591 | 9456142500 | SENSOR/ACTUATOR LINE ONE END WITHOUT CONNECTOR M12 N OF POLES : 5 25 M FEMALE SOCKET STRAIGHT SHIELDED: YES LED: NO SHEATH MATERIAL: PUR HALOGEN: NO | 0
7592 | 9456152500 | SENSOR/ACTUATOR LINE ONE END WITHOUT CONNECTOR M8 N OF POLES : 4 25 M SOCKET ANGLED SHIELDED: NO LED: NO SHEATH MATERIAL: PUR HALOGEN: NO | 0
7593 | 9457450050 | SENSOR/ACTUATOR LINE ONE END WITHOUT CONNECTOR M8 N OF POLES : 3 0.5 M FEMALE SOCKET STRAIGHT SHIELDED: NO LED: NO SHEATH MATERIAL: PUR HALOGEN: NO | 0
7594 | 9457745000 | SENSOR/ACTUATOR LINE ONE END WITHOUT CONNECTOR M12 N OF POLES : 4 50 M SOCKET ANGLED SHIELDED: NO LED: NO SHEATH MATERIAL: PUR HALOGEN: NO | 0
7595 | 9457931500 | VALVE PLUG ONE END WITHOUT CONNECTOR - VALVE PLUG | 61
7596 | 7789669010 | PRE-ASSEMBLED CABLE PAC CABLE LIYY 0.25 MM² | 2
7597 | 7789640010 | PRE-ASSEMBLED CABLE PAC CABLE LIYCY 0.25 MM² | 2
7598 | 7789621010 | PRE-ASSEMBLED CABLE PAC CABLE LIYCY 0.25 MM² | 2
7599 | 7789604010 | PRE-ASSEMBLED CABLE PAC CABLE LIYCY 0.25 MM² | 2
7600 | 7789386010 | PRE-ASSEMBLED CABLE PAC CABLE LIYCY 0.25 MM² | 2
7601 | 7789383010 | PRE-ASSEMBLED CABLE PAC CABLE LIYY 0.25 MM² | 2
7602 | 7789331010 | PRE-ASSEMBLED CABLE PAC CABLE LIYY 0.25 MM² | 2
7603 | 7789322010 | PRE-ASSEMBLED CABLE PAC CABLE LIYY 0.25 MM² | 2
7604 | 7789321010 | PRE-ASSEMBLED CABLE PAC CABLE LIYCY 0.25 MM² | 2
7605 | 7789320010 | PRE-ASSEMBLED CABLE PAC CABLE LIYCY 0.25 MM² | 2
7606 | 7789319010 | PRE-ASSEMBLED CABLE PAC CABLE LIYCY 0.25 MM² | 2
7607 | 7789318010 | PRE-ASSEMBLED CABLE PAC CABLE LIYY 0.25 MM² | 2
7608 | 7789317010 | PRE-ASSEMBLED CABLE PAC CABLE LIYY 0.25 MM² | 2
7609 | 7789316010 | PRE-ASSEMBLED CABLE PAC CABLE LIYY 0.25 MM² | 2
7610 | 7789315010 | PRE-ASSEMBLED CABLE PAC CABLE LIYY 0.25 MM² | 2
7611 | 7789314010 | PRE-ASSEMBLED CABLE PAC CABLE LIYY 0.25 MM² | 2
7612 | 7789313010 | PRE-ASSEMBLED CABLE PAC CABLE LIYY 0.25 MM² | 2
7613 | 7789312010 | PRE-ASSEMBLED CABLE PAC CABLE LIYY 0.25 MM² | 2
7614 | 7789311010 | PRE-ASSEMBLED CABLE PAC CABLE LIYCY 0.25 MM² | 2
7615 | 7789310010 | PRE-ASSEMBLED CABLE PAC CABLE LIYCY 0.25 MM² | 2
7616 | 7789308010 | PRE-ASSEMBLED CABLE PAC CABLE LIYY 0.25 MM² | 2
7617 | 7789307010 | PRE-ASSEMBLED CABLE PAC CABLE LIYY 0.25 MM² | 2
7618 | 7789290010 | PRE-ASSEMBLED CABLE PAC CABLE LIYY 0.25 MM² | 2
7619 | 7789283010 | PRE-ASSEMBLED CABLE PAC CABLE LIYY 0.25 MM² | 2
7620 | 7789278010 | PRE-ASSEMBLED CABLE PAC CABLE LIYY 0.25 MM² | 2
7621 | 7789276010 | PRE-ASSEMBLED CABLE PAC CABLE LIYY 0.25 MM² | 2
7622 | 7789273010 | PRE-ASSEMBLED CABLE PAC CABLE LIYY 0.25 MM² | 2
7623 | 7789270010 | PRE-ASSEMBLED CABLE PAC CABLE LIYY 0.25 MM² | 2
7624 | 7789261010 | PRE-ASSEMBLED CABLE PAC CABLE LIYCY 0.25 MM² | 2
7625 | 7789230010 | PRE-ASSEMBLED CABLE PAC CABLE LIYCY 0.25 MM² | 2
7626 | 7789225010 | PRE-ASSEMBLED CABLE PAC CABLE LIYCY 0.25 MM² | 2
7627 | 7789224010 | PRE-ASSEMBLED CABLE PAC CABLE LIYCY 0.25 MM² | 2
7628 | 7789196010 | PRE-ASSEMBLED CABLE PAC CABLE LIYCY 0.25 MM² | 2
7629 | 7789193010 | PRE-ASSEMBLED CABLE PAC CABLE LIYCY 0.25 MM² | 2
7630 | 7789190010 | PRE-ASSEMBLED CABLE PAC CABLE LIYY 0.25 MM² | 2
7631 | 7789134010 | PRE-ASSEMBLED CABLE PAC CABLE LIYCY 0.25 MM² | 2
7632 | 7789126010 | PRE-ASSEMBLED CABLE PAC CABLE LIYCY 0.25 MM² | 2
7633 | 7789125010 | PRE-ASSEMBLED CABLE PAC CABLE LIYCY 0.25 MM² | 2
7634 | 7789124010 | PRE-ASSEMBLED CABLE PAC CABLE LIYCY 0.25 MM² | 2
7635 | 7789123010 | PRE-ASSEMBLED CABLE PAC CABLE LIYCY 0.25 MM² | 2
7636 | 7789121010 | PRE-ASSEMBLED CABLE PAC CABLE LIYY 0.25 MM² | 2
7637 | 7789120010 | PRE-ASSEMBLED CABLE PAC CABLE LIYY 0.25 MM² | 2
7638 | 7789119010 | PRE-ASSEMBLED CABLE PAC CABLE LIYY 0.25 MM² | 2
7639 | 7789118010 | PRE-ASSEMBLED CABLE PAC CABLE LIYY 0.25 MM² | 2
7640 | 7789113010 | PRE-ASSEMBLED CABLE PAC CABLE LIYY 0.25 MM² | 2
7641 | 7789108010 | PRE-ASSEMBLED CABLE PAC CABLE LIYY 0.25 MM² | 2
7642 | 7789049010 | PRE-ASSEMBLED CABLE PAC CABLE LIYY 0.25 MM² | 2
7643 | 7789048010 | PRE-ASSEMBLED CABLE PAC CABLE LIYY 0.25 MM² | 2
7644 | 7789047010 | PRE-ASSEMBLED CABLE PAC CABLE LIYCY 0.25 MM² | 2
7645 | 7789046010 | PRE-ASSEMBLED CABLE PAC CABLE LIYCY 0.25 MM² | 2
7646 | 7789045010 | PRE-ASSEMBLED CABLE PAC CABLE LIYCY 0.25 MM² | 2
7647 | 7789036010 | PRE-ASSEMBLED CABLE PAC CABLE LIYCY 0.25 MM² | 2
7648 | 7789035010 | PRE-ASSEMBLED CABLE PAC CABLE LIYCY 0.25 MM² | 2
7649 | 7789030010 | PRE-ASSEMBLED CABLE PAC CABLE LIYY 0.25 MM² | 2
7650 | 7789025010 | PRE-ASSEMBLED CABLE PAC CABLE LIYY 0.25 MM² | 2
7651 | 7789024010 | PRE-ASSEMBLED CABLE PAC CABLE LIYY 0.25 MM² | 2
7652 | 7789645010 | PRE-ASSEMBLED CABLE PAC CABLE LIYY 0.25 MM² | 2
7653 | 7789113035 | PRE-ASSEMBLED CABLE PAC CABLE LIYY 0.25 MM² | 2
7654 | 7789113040 | PRE-ASSEMBLED CABLE PAC CABLE LIYY 0.25 MM² | 2
7655 | 7789113050 | PRE-ASSEMBLED CABLE PAC CABLE LIYY 0.25 MM² | 2
7656 | 7789113080 | PRE-ASSEMBLED CABLE PAC CABLE LIYY 0.25 MM² | 2
7657 | 7789118025 | PRE-ASSEMBLED CABLE PAC CABLE LIYY 0.25 MM² | 2
7658 | 7789118050 | PRE-ASSEMBLED CABLE PAC CABLE LIYY 0.25 MM² | 2
7659 | 7789118060 | PRE-ASSEMBLED CABLE PAC CABLE LIYY 0.25 MM² | 2
7660 | 7789118070 | PRE-ASSEMBLED CABLE PAC CABLE LIYY 0.25 MM² | 2
7661 | 7789118100 | PRE-ASSEMBLED CABLE PAC CABLE LIYY 0.25 MM² | 2
7662 | 7789119015 | PRE-ASSEMBLED CABLE PAC CABLE LIYY 0.25 MM² | 2
7663 | 7789119020 | PRE-ASSEMBLED CABLE PAC CABLE LIYY 0.25 MM² | 2
7664 | 7789119025 | PRE-ASSEMBLED CABLE PAC CABLE LIYY 0.25 MM² | 2
7665 | 7789119030 | PRE-ASSEMBLED CABLE PAC CABLE LIYY 0.25 MM² | 2
7666 | 7789119040 | PRE-ASSEMBLED CABLE PAC CABLE LIYY 0.25 MM² | 2
7667 | 7789119050 | PRE-ASSEMBLED CABLE PAC CABLE LIYY 0.25 MM² | 2
7668 | 7789120015 | PRE-ASSEMBLED CABLE PAC CABLE LIYY 0.25 MM² | 2
7669 | 7789120020 | PRE-ASSEMBLED CABLE PAC CABLE LIYY 0.25 MM² | 2
7670 | 7789120025 | PRE-ASSEMBLED CABLE PAC CABLE LIYY 0.25 MM² | 2
7671 | 7789120030 | PRE-ASSEMBLED CABLE PAC CABLE LIYY 0.25 MM² | 2
7672 | 7789120040 | PRE-ASSEMBLED CABLE PAC CABLE LIYY 0.25 MM² | 2
7673 | 7789120050 | PRE-ASSEMBLED CABLE PAC CABLE LIYY 0.25 MM² | 2
7674 | 7789121015 | PRE-ASSEMBLED CABLE PAC CABLE LIYY 0.25 MM² | 2
7675 | 7789123025 | PRE-ASSEMBLED CABLE PAC CABLE LIYCY 0.25 MM² | 2
7676 | 7789123050 | PRE-ASSEMBLED CABLE PAC CABLE LIYCY 0.25 MM² | 2
7677 | 7789124015 | PRE-ASSEMBLED CABLE PAC CABLE LIYCY 0.25 MM² | 2
7678 | 7789124020 | PRE-ASSEMBLED CABLE PAC CABLE LIYCY 0.25 MM² | 2
7679 | 7789124030 | PRE-ASSEMBLED CABLE PAC CABLE LIYCY 0.25 MM² | 2
7680 | 7789124040 | PRE-ASSEMBLED CABLE PAC CABLE LIYCY 0.25 MM² | 2
7681 | 7789230040 | PRE-ASSEMBLED CABLE PAC CABLE LIYCY 0.25 MM² | 2
7682 | 7789231005 | PRE-ASSEMBLED CABLE PAC CABLE LIYCY 0.25 MM² | 2
7683 | 7789237040 | PRE-ASSEMBLED CABLE PAC CABLE LIYY 8.6 ± 1 MM | 20
7684 | 7789237050 | PRE-ASSEMBLED CABLE PAC CABLE LIYY 8.6 ± 1 MM | 20
7685 | 7789239030 | PRE-ASSEMBLED CABLE PAC CABLE LIYY 8.6 ± 1 MM | 20
7686 | 7789239040 | PRE-ASSEMBLED CABLE PAC CABLE LIYY 8.6 ± 1 MM | 20
7687 | 7789270015 | PRE-ASSEMBLED CABLE PAC CABLE LIYY 0.25 MM² | 2
7688 | 7789273020 | PRE-ASSEMBLED CABLE PAC CABLE LIYY 0.25 MM² | 2
7689 | 7789273025 | PRE-ASSEMBLED CABLE PAC CABLE LIYY 0.25 MM² | 2
7690 | 7789273050 | PRE-ASSEMBLED CABLE PAC CABLE LIYY 0.25 MM² | 2
7691 | 7789276060 | PRE-ASSEMBLED CABLE PAC CABLE LIYY 0.25 MM² | 2
7692 | 7789276080 | PRE-ASSEMBLED CABLE PAC CABLE LIYY 0.25 MM² | 2
7693 | 7789278015 | PRE-ASSEMBLED CABLE PAC CABLE LIYY 0.25 MM² | 2
7694 | 7789278040 | PRE-ASSEMBLED CABLE PAC CABLE LIYY 0.25 MM² | 2
7695 | 7789278050 | PRE-ASSEMBLED CABLE PAC CABLE LIYY 0.25 MM² | 2
7696 | 7789278060 | PRE-ASSEMBLED CABLE PAC CABLE LIYY 0.25 MM² | 2
7697 | 7789283015 | PRE-ASSEMBLED CABLE PAC CABLE LIYY 0.25 MM² | 2
7698 | 7789283020 | PRE-ASSEMBLED CABLE PAC CABLE LIYY 0.25 MM² | 2
7699 | 7789283025 | PRE-ASSEMBLED CABLE PAC CABLE LIYY 0.25 MM² | 2
7700 | 7789283030 | PRE-ASSEMBLED CABLE PAC CABLE LIYY 0.25 MM² | 2
7701 | 7789283040 | PRE-ASSEMBLED CABLE PAC CABLE LIYY 0.25 MM² | 2
7702 | 7789283050 | PRE-ASSEMBLED CABLE PAC CABLE LIYY 0.25 MM² | 2
7703 | 7789285025 | PRE-ASSEMBLED CABLE PAC CABLE LIYCY 0.25 MM² | 2
7704 | 7789285040 | PRE-ASSEMBLED CABLE PAC CABLE LIYCY 0.25 MM² | 2
7705 | 7789285060 | PRE-ASSEMBLED CABLE PAC CABLE LIYCY 0.25 MM² | 2
7706 | 7789285080 | PRE-ASSEMBLED CABLE PAC CABLE LIYCY 0.25 MM² | 2
7707 | 7789288040 | PRE-ASSEMBLED CABLE PAC CABLE LIYCY 0.25 MM² | 2
7708 | 7789288100 | PRE-ASSEMBLED CABLE PAC CABLE LIYCY 0.25 MM² | 2
7709 | 7789290025 | PRE-ASSEMBLED CABLE PAC CABLE LIYY 0.25 MM² | 2
7710 | 7789291025 | PRE-ASSEMBLED CABLE PAC CABLE LIYY 0.25 MM² | 2
7711 | 7789291040 | PRE-ASSEMBLED CABLE PAC CABLE LIYY 0.25 MM² | 2
7712 | 7789292090 | PRE-ASSEMBLED CABLE PAC CABLE LIYY 0.25 MM² | 2
7713 | 7789293060 | PRE-ASSEMBLED CABLE PAC CABLE LIYY 0.25 MM² | 2
7714 | 7789293100 | PRE-ASSEMBLED CABLE PAC CABLE LIYY 0.25 MM² | 2
7715 | 7789301080 | PRE-ASSEMBLED CABLE PAC CABLE LIYY 0.25 MM² | 2
7716 | 7789301090 | PRE-ASSEMBLED CABLE PAC CABLE LIYY 0.25 MM² | 2
7717 | 7789306080 | PRE-ASSEMBLED CABLE PAC CABLE LIYY 0.14 MM² | 2
7718 | 7789307015 | PRE-ASSEMBLED CABLE PAC CABLE LIYY 0.25 MM² | 2
7719 | 7789307020 | PRE-ASSEMBLED CABLE PAC CABLE LIYY 0.25 MM² | 2
7720 | 7789307025 | PRE-ASSEMBLED CABLE PAC CABLE LIYY 0.25 MM² | 2
7721 | 7789307030 | PRE-ASSEMBLED CABLE PAC CABLE LIYY 0.25 MM² | 2
7722 | 7789307040 | PRE-ASSEMBLED CABLE PAC CABLE LIYY 0.25 MM² | 2
7723 | 7789307050 | PRE-ASSEMBLED CABLE PAC CABLE LIYY 0.25 MM² | 2
7724 | 7789308015 | PRE-ASSEMBLED CABLE PAC CABLE LIYY 0.25 MM² | 2
7725 | 7789308020 | PRE-ASSEMBLED CABLE PAC CABLE LIYY 0.25 MM² | 2
7726 | 7789040040 | PRE-ASSEMBLED CABLE PAC CABLE LIYY 0.25 MM² | 2
7727 | 7789040050 | PRE-ASSEMBLED CABLE PAC CABLE LIYY 0.25 MM² | 2
7728 | 7789042060 | PRE-ASSEMBLED CABLE PAC CABLE LIYY 0.25 MM² | 2
7729 | 7789118015 | PRE-ASSEMBLED CABLE PAC CABLE LIYY 0.25 MM² | 2
7730 | 7789118020 | PRE-ASSEMBLED CABLE PAC CABLE LIYY 0.25 MM² | 2
7731 | 7789118030 | PRE-ASSEMBLED CABLE PAC CABLE LIYY 0.25 MM² | 2
7732 | 7789118040 | PRE-ASSEMBLED CABLE PAC CABLE LIYY 0.25 MM² | 2
7733 | 7789121040 | PRE-ASSEMBLED CABLE PAC CABLE LIYY 0.25 MM² | 2
7734 | 7789237015 | PRE-ASSEMBLED CABLE PAC CABLE LIYY 8.6 ± 1 MM | 20
7735 | 7789270020 | PRE-ASSEMBLED CABLE PAC CABLE LIYY 0.25 MM² | 2
7736 | 7789285050 | PRE-ASSEMBLED CABLE PAC CABLE LIYCY 0.25 MM² | 2
7737 | 7789306015 | PRE-ASSEMBLED CABLE PAC CABLE LIYY 0.14 MM² | 2
7738 | 7789314015 | PRE-ASSEMBLED CABLE PAC CABLE LIYY 0.25 MM² | 2
7739 | 7789315015 | PRE-ASSEMBLED CABLE PAC CABLE LIYY 0.25 MM² | 2
7740 | 7789316040 | PRE-ASSEMBLED CABLE PAC CABLE LIYY 0.25 MM² | 2
7741 | 7789316050 | PRE-ASSEMBLED CABLE PAC CABLE LIYY 0.25 MM² | 2
7742 | 7789058030 | PRE-ASSEMBLED CABLE PAC CABLE LIYY 0.25 MM² | 2
7743 | 7789246070 | PRE-ASSEMBLED CABLE PAC CABLE LIYY 8.6 ± 1 MM | 20
7744 | 7789273040 | PRE-ASSEMBLED CABLE PAC CABLE LIYY 0.25 MM² | 2
7745 | 7789042040 | PRE-ASSEMBLED CABLE PAC CABLE LIYY 0.25 MM² | 2
7746 | 7789306100 | PRE-ASSEMBLED CABLE PAC CABLE LIYY 0.14 MM² | 2
7747 | 7789308025 | PRE-ASSEMBLED CABLE PAC CABLE LIYY 0.25 MM² | 2
7748 | 7789308030 | PRE-ASSEMBLED CABLE PAC CABLE LIYY 0.25 MM² | 2
7749 | 7789308040 | PRE-ASSEMBLED CABLE PAC CABLE LIYY 0.25 MM² | 2
7750 | 7789308050 | PRE-ASSEMBLED CABLE PAC CABLE LIYY 0.25 MM² | 2
7751 | 7789309020 | PRE-ASSEMBLED CABLE PAC CABLE LIYCY 0.25 MM² | 2
7752 | 7789309025 | PRE-ASSEMBLED CABLE PAC CABLE LIYCY 0.25 MM² | 2
7753 | 7789309030 | PRE-ASSEMBLED CABLE PAC CABLE LIYCY 0.25 MM² | 2
7754 | 7789309040 | PRE-ASSEMBLED CABLE PAC CABLE LIYCY 0.25 MM² | 2
7755 | 7789309050 | PRE-ASSEMBLED CABLE PAC CABLE LIYCY 0.25 MM² | 2
7756 | 7789310015 | PRE-ASSEMBLED CABLE PAC CABLE LIYCY 0.25 MM² | 2
7757 | 7789310020 | PRE-ASSEMBLED CABLE PAC CABLE LIYCY 0.25 MM² | 2
7758 | 7789310025 | PRE-ASSEMBLED CABLE PAC CABLE LIYCY 0.25 MM² | 2
7759 | 7789310030 | PRE-ASSEMBLED CABLE PAC CABLE LIYCY 0.25 MM² | 2
7760 | 7789310040 | PRE-ASSEMBLED CABLE PAC CABLE LIYCY 0.25 MM² | 2
7761 | 7789310050 | PRE-ASSEMBLED CABLE PAC CABLE LIYCY 0.25 MM² | 2
7762 | 7789311015 | PRE-ASSEMBLED CABLE PAC CABLE LIYCY 0.25 MM² | 2
7763 | 7789311020 | PRE-ASSEMBLED CABLE PAC CABLE LIYCY 0.25 MM² | 2
7764 | 7789311025 | PRE-ASSEMBLED CABLE PAC CABLE LIYCY 0.25 MM² | 2
7765 | 7789311030 | PRE-ASSEMBLED CABLE PAC CABLE LIYCY 0.25 MM² | 2
7766 | 7789311040 | PRE-ASSEMBLED CABLE PAC CABLE LIYCY 0.25 MM² | 2
7767 | 7789311050 | PRE-ASSEMBLED CABLE PAC CABLE LIYCY 0.25 MM² | 2
7768 | 7789312015 | PRE-ASSEMBLED CABLE PAC CABLE LIYY 0.25 MM² | 2
7769 | 7789312020 | PRE-ASSEMBLED CABLE PAC CABLE LIYY 0.25 MM² | 2
7770 | 7789312025 | PRE-ASSEMBLED CABLE PAC CABLE LIYY 0.25 MM² | 2
7771 | 7789312040 | PRE-ASSEMBLED CABLE PAC CABLE LIYY 0.25 MM² | 2
7772 | 7789312050 | PRE-ASSEMBLED CABLE PAC CABLE LIYY 0.25 MM² | 2
7773 | 7789313015 | PRE-ASSEMBLED CABLE PAC CABLE LIYY 0.25 MM² | 2
7774 | 7789313020 | PRE-ASSEMBLED CABLE PAC CABLE LIYY 0.25 MM² | 2
7775 | 7789313025 | PRE-ASSEMBLED CABLE PAC CABLE LIYY 0.25 MM² | 2
7776 | 7789313030 | PRE-ASSEMBLED CABLE PAC CABLE LIYY 0.25 MM² | 2
7777 | 7789313040 | PRE-ASSEMBLED CABLE PAC CABLE LIYY 0.25 MM² | 2
7778 | 7789313050 | PRE-ASSEMBLED CABLE PAC CABLE LIYY 0.25 MM² | 2
7779 | 7789314020 | PRE-ASSEMBLED CABLE PAC CABLE LIYY 0.25 MM² | 2
7780 | 7789314025 | PRE-ASSEMBLED CABLE PAC CABLE LIYY 0.25 MM² | 2
7781 | 7789314030 | PRE-ASSEMBLED CABLE PAC CABLE LIYY 0.25 MM² | 2
7782 | 7789314040 | PRE-ASSEMBLED CABLE PAC CABLE LIYY 0.25 MM² | 2
7783 | 7789314050 | PRE-ASSEMBLED CABLE PAC CABLE LIYY 0.25 MM² | 2
7784 | 7789315020 | PRE-ASSEMBLED CABLE PAC CABLE LIYY 0.25 MM² | 2
7785 | 7789315025 | PRE-ASSEMBLED CABLE PAC CABLE LIYY 0.25 MM² | 2
7786 | 7789315030 | PRE-ASSEMBLED CABLE PAC CABLE LIYY 0.25 MM² | 2
7787 | 7789315040 | PRE-ASSEMBLED CABLE PAC CABLE LIYY 0.25 MM² | 2
7788 | 7789315050 | PRE-ASSEMBLED CABLE PAC CABLE LIYY 0.25 MM² | 2
7789 | 7789316015 | PRE-ASSEMBLED CABLE PAC CABLE LIYY 0.25 MM² | 2
7790 | 7789316025 | PRE-ASSEMBLED CABLE PAC CABLE LIYY 0.25 MM² | 2
7791 | 7789316030 | PRE-ASSEMBLED CABLE PAC CABLE LIYY 0.25 MM² | 2
7792 | 7789317015 | PRE-ASSEMBLED CABLE PAC CABLE LIYY 0.25 MM² | 2
7793 | 7789317020 | PRE-ASSEMBLED CABLE PAC CABLE LIYY 0.25 MM² | 2
7794 | 7789317025 | PRE-ASSEMBLED CABLE PAC CABLE LIYY 0.25 MM² | 2
7795 | 7789317030 | PRE-ASSEMBLED CABLE PAC CABLE LIYY 0.25 MM² | 2
7796 | 7789317040 | PRE-ASSEMBLED CABLE PAC CABLE LIYY 0.25 MM² | 2
7797 | 7789317050 | PRE-ASSEMBLED CABLE PAC CABLE LIYY 0.25 MM² | 2
7798 | 7789318015 | PRE-ASSEMBLED CABLE PAC CABLE LIYY 0.25 MM² | 2
7799 | 7789318020 | PRE-ASSEMBLED CABLE PAC CABLE LIYY 0.25 MM² | 2
7800 | 7789318025 | PRE-ASSEMBLED CABLE PAC CABLE LIYY 0.25 MM² | 2
7801 | 7789318030 | PRE-ASSEMBLED CABLE PAC CABLE LIYY 0.25 MM² | 2
7802 | 7789318040 | PRE-ASSEMBLED CABLE PAC CABLE LIYY 0.25 MM² | 2
7803 | 7789318050 | PRE-ASSEMBLED CABLE PAC CABLE LIYY 0.25 MM² | 2
7804 | 7789319015 | PRE-ASSEMBLED CABLE PAC CABLE LIYCY 0.25 MM² | 2
7805 | 7789034020 | PRE-ASSEMBLED CABLE PAC CABLE LIYCY 0.25 MM² | 2
7806 | 7789036020 | PRE-ASSEMBLED CABLE PAC CABLE LIYCY 0.25 MM² | 2
7807 | 7789037040 | PRE-ASSEMBLED CABLE PAC CABLE LIYCY 0.25 MM² | 2
7808 | 7789038030 | PRE-ASSEMBLED CABLE PAC CABLE LIYCY 0.25 MM² | 2
7809 | 7789038040 | PRE-ASSEMBLED CABLE PAC CABLE LIYCY 0.25 MM² | 2
7810 | 7789039015 | PRE-ASSEMBLED CABLE PAC CABLE LIYY 0.25 MM² | 2
7811 | 7789039030 | PRE-ASSEMBLED CABLE PAC CABLE LIYY 0.25 MM² | 2
7812 | 7789040015 | PRE-ASSEMBLED CABLE PAC CABLE LIYY 0.25 MM² | 2
7813 | 7789040080 | PRE-ASSEMBLED CABLE PAC CABLE LIYY 0.25 MM² | 2
7814 | 7789042100 | PRE-ASSEMBLED CABLE PAC CABLE LIYY 0.25 MM² | 2
7815 | 7789058015 | PRE-ASSEMBLED CABLE PAC CABLE LIYY 0.25 MM² | 2
7816 | 7789058040 | PRE-ASSEMBLED CABLE PAC CABLE LIYY 0.25 MM² | 2
7817 | 7789058050 | PRE-ASSEMBLED CABLE PAC CABLE LIYY 0.25 MM² | 2
7818 | 7789066100 | PRE-ASSEMBLED CABLE PAC CABLE LIYY 0.25 MM² | 2
7819 | 7760054123 | SIGNAL CONVERTER/ISOLATOR INPUT CURRENT LOOP FEED INPUT : 0(4)-20 MA (LOOP POWE) OUTPUT : 0(4)-20 MA | 201
7820 | 1251090000 | BATTERY | 360
7821 | 1251110000 | BATTERY | 360
7822 | 1251070000 | BATTERY | 360
7823 | 1251080000 | BATTERY | 360
7824 | 7760054122 | SIGNAL DISTRIBUTOR OUTPUT CURRENT LOOP POWE INPUT : 4-20 MA OUTPUT : 2 X 4-20 MA (LOOP POWE) | 201
7825 | 7760054165 | LIMIT VALUE MONITORING INPUT: 3-PHASE VOLTAGE RELAY OUTPUT | 822
7826 | 7760054305 | LIMIT VALUE MONITORING INPUT: TEMPERATURE (RTD) RELAY OUTPUT INPUT : TEMPERATURE PT100 OUTPUT : 2 X RELAYS | 329
7827 | 1510390000 | CURRENT-MEASURING TRANSDUCER LIMIT VALUE MONITORING INPUT : 0?40/50/60 A RELAY OUTPUT | 296
7828 | 2044850000 | CURRENT-MEASURING TRANSDUCER LIMIT VALUE MONITORING INPUT : 0?1/5/10 A ANALOGUE OUTPUT RELAY OUTPUT | 296
7829 | 1010850080 | SYSTEM CABLE CAT.5 (ISO/IEC 11801) / CAT.5E (TIA T568-B) RADOX GKW S 8 M | 11
7830 | 1010850120 | SYSTEM CABLE CAT.5 (ISO/IEC 11801) / CAT.5E (TIA T568-B) RADOX GKW S 12 M | 11
7831 | 1010850160 | SYSTEM CABLE CAT.5 (ISO/IEC 11801) / CAT.5E (TIA T568-B) RADOX GKW S 16 M | 11
7832 | 1010850200 | SYSTEM CABLE CAT.5 (ISO/IEC 11801) / CAT.5E (TIA T568-B) RADOX GKW S 20 M | 11
7833 | 1025940010 | DRAGLINE CABLE PROFINET M12 D-CODE ? IP 67 STRAIGHT PIN OPEN CAT.5 (ISO/IEC 11801) / CAT.5E (TIA T568-B) PUR 1 M | 11
7834 | 1111130000 | HDC ENCLOSURES SIZE: 8 PROTECTION DEGREE: IP65 (IN PLUGGED CONDITION) CABLE ENTRY FROM SIDE PLUG HOUSING SIDE-LOCKING CLAMP ON LOWER SIDE HIGH SIZE OF CABLE ENTRIES: M 50 | 6
7835 | 1111140000 | HDC ENCLOSURES SIZE: 8 PROTECTION DEGREE: IP65 (IN PLUGGED CONDITION) CABLE ENTRY FROM TOP PLUG HOUSING SIDE-LOCKING CLAMP ON LOWER SIDE HIGH SIZE OF CABLE ENTRIES: M 50 | 6
7836 | 1111150000 | HDC ENCLOSURES SIZE: 8 PROTECTION DEGREE: IP65 (IN PLUGGED CONDITION) CABLE ENTRY FROM SIDE PLUG HOUSING END-LOCKING CLAMP LOWER SIDE SDARD SIZE OF CABLE ENTRIES: M 50 | 6
7837 | 1114890000 | HDC ENCLOSURES SIZE: 6 PROTECTION DEGREE: IP65 (IN PLUGGED CONDITION) CABLE ENTRY FROM TOP PLUG HOUSING SIDE-LOCKING CLAMP ON LOWER SIDE HIGH SIZE OF CABLE ENTRIES: M 40 | 6
7838 | 1119730030 | DRAGLINE CABLE PROFINET RJ45 IP 67 PUSHPULL V14 METAL RJ45 IP 67 PUSHPULL V14 METAL CAT.5 (ISO/IEC 11801) / CAT.5E (TIA T568-B) PUR 3 M | 146
7839 | 1120010000 | HDC ENCLOSURES SIZE: 8 PROTECTION DEGREE: IP68 IP69K IP68 (IN PLUGGED CONDITION) COVER CLAMPING YOKE CONNECTION SDARD SIZE OF CABLE ENTRIES: M 25 | 6
7840 | 1120040000 | HDC ENCLOSURES SIZE: 8 PROTECTION DEGREE: IP68 IP69K IP68 (IN PLUGGED CONDITION) BULKHEAD HOUSING CLAMPING YOKE CONNECTION SDARD | 6
7841 | 1120130000 | ACCESSORIES SCREW CONNECTION SIZE: 250 | 675
7842 | 1120580000 | HDC INSERT PIN 3000 V 550 A CRIMP CONNECTION SIZE: 550 | 213
7843 | 1120590000 | HDC INSERT PIN 3000 V 550 A CRIMP CONNECTION SIZE: 550 | 213
7844 | 1120600000 | HDC INSERT FEMALE 3000 V 550 A CRIMP CONNECTION SIZE: 550 | 214
7845 | 1121010000 | PRESSING TOOL REPLACEMENT PART | 179
7846 | 1122710000 | JUNCTION BOX FREECON RJ45 PLUG-IN CONNECTOR IP65 | 400
7847 | 1126710000 | INTERFACE RS ELCO ELCO PLUG-IN CONNECTOR 32 LP2N 5.08MM | 150
7848 | 1127840000 | INTERFACE FAD UNIVERSAL PLUG-IN CONNECTORS ACCORDING TO IEC 60603-13 / DIN 41651 20P | 89
7849 | 1127850000 | INTERFACE FAD SPECIFIC PLUG-IN CONNECTORS ACCORDING TO IEC 60603-13 / DIN 41651 20P | 89
7850 | 1127870000 | INTERFACE FAD UNIVERSAL PLUG-IN CONNECTORS ACCORDING TO IEC 60603-13 / DIN 41651 40P | 89
7851 | 1127890000 | INTERFACE FAD SPECIFIC PLUG-IN CONNECTORS ACCORDING TO IEC 60603-13 / DIN 41651 40P | 89
7852 | 1128210000 | INTERFACE RSF PLC LED 2-WIRE TENSION-CLAMP CONNECTION | 110
7853 | 1128250000 | INTERFACE RSF PLC FUSE 2-WIRE TENSION-CLAMP CONNECTION | 110
7854 | 1131380000 | USB INSERT FLANGE INSERT TYPE AB | 658
7855 | 1131730000 | FIELDPOWER® FIELD POWER® PLUG-IN CONNECTOR PUSH IN 0.5 MM² - 4 MM² | 426
7856 | 1137720000 | HDC INSERT PIN N OF POLES: CRIMP CONNECTION SIZE: 1 | 982
7857 | 1137760000 | HDC INSERT FEMALE N OF POLES: CRIMP CONNECTION SIZE: 1 | 982
7858 | 1139330000 | SOCKETS PREFABRICATED TO CUSTOMER SPEC. M12 SOCKET ANGLED | 35
7859 | 1140640000 | SUB-D | 132
7860 | 1140650000 | SUB-D | 132
7861 | 1140680000 | HEAVY-DUTY CONNECTORS ACCESSORIES SHIELD CLAMP | 107
7862 | 1157800000 | HDC INSERT PIN 3000 V 550 A CRIMP CONNECTION SIZE: 550 | 213
7863 | 1157970000 | HEAVY-DUTY CONNECTORS HDC INSERT CONCEPT MODULE | 63
7864 | 1157980000 | HEAVY-DUTY CONNECTORS HDC INSERT CONCEPT MODULE | 63
7865 | 1160550000 | PLUGS PREFABRICATED TO CUSTOMER SPEC. M12 PIN 90° | 88
7866 | 1160780000 | HEAVY-DUTY CONNECTORS ACCESSORIES | 211
7867 | 1160931000 | BUS LINE CONNECTING LINE M8 / M8 N OF POLES: 4 10 M MALE STRAIGHT - MALE STRAIGHT SHIELDED: YES LED: NO SHEATH MATERIAL: PUR HALOGEN: NO | 0
7868 | 1160931500 | BUS LINE CONNECTING LINE M8 / M8 N OF POLES: 4 15 M MALE STRAIGHT - MALE STRAIGHT SHIELDED: YES LED: NO SHEATH MATERIAL: PUR HALOGEN: NO | 0
7869 | 1160932000 | BUS LINE CONNECTING LINE M8 / M8 N OF POLES: 4 20 M MALE STRAIGHT - MALE STRAIGHT SHIELDED: YES LED: NO SHEATH MATERIAL: PUR HALOGEN: NO | 0
7870 | 1160933000 | BUS LINE CONNECTING LINE M8 / M8 N OF POLES: 4 30 M MALE STRAIGHT - MALE STRAIGHT SHIELDED: YES LED: NO SHEATH MATERIAL: PUR HALOGEN: NO | 0
7871 | 1160934000 | BUS LINE CONNECTING LINE M8 / M8 N OF POLES: 4 40 M MALE STRAIGHT - MALE STRAIGHT SHIELDED: YES LED: NO SHEATH MATERIAL: PUR HALOGEN: NO | 0
7872 | 1160935000 | BUS LINE CONNECTING LINE M8 / M8 N OF POLES: 4 50 M MALE STRAIGHT - MALE STRAIGHT SHIELDED: YES LED: NO SHEATH MATERIAL: PUR HALOGEN: NO | 0
7873 | 1161150000 | SURGE PROTECTION FOR INSTRUMENTATION AND CONTROL WITHOUT WARNING FUNCTION / FUNCTION INDICATOR UP(L/N-PE) 250 V | 58
7874 | 1161170000 | SURGE PROTECTION FOR INSTRUMENTATION AND CONTROL WITHOUT WARNING FUNCTION / FUNCTION INDICATOR UP(L/N-PE) < 200 V | 58
7875 | 1161180000 | SURGE PROTECTION FOR INSTRUMENTATION AND CONTROL WITHOUT WARNING FUNCTION / FUNCTION INDICATOR UP(L/N-PE) 250 V | 58
7876 | 1161190000 | SURGE PROTECTION FOR INSTRUMENTATION AND CONTROL WITHOUT WARNING FUNCTION / FUNCTION INDICATOR UP(L/N-PE) 250 V | 58
7877 | 1161870000 | SUB-D | 132
7878 | 1161880000 | SUB-D | 132
7879 | 1161890000 | SUB-D | 132
7880 | 1202660000 | HEAVY-DUTY CONNECTORS ACCESSORIES | 211
7881 | 1202670000 | HEAVY-DUTY CONNECTORS ACCESSORIES | 211
7882 | 1206730000 | FO CONNECTOR PLUG SCRJ MULTIMODE IP20 | 403
7883 | 1211080030 | DRAGLINE CABLE PROFINET M12 D-CODE ? IP 67 STRAIGHT SOCKET RJ45 IP 20 CAT.5 (ISO/IEC 11801) / CAT.5E (TIA T568-B) PUR 3 M | 11
7884 | 1211080050 | DRAGLINE CABLE PROFINET M12 D-CODE ? IP 67 STRAIGHT SOCKET RJ45 IP 20 CAT.5 (ISO/IEC 11801) / CAT.5E (TIA T568-B) PUR 5 M | 11
7885 | 1211080100 | DRAGLINE CABLE PROFINET M12 D-CODE ? IP 67 STRAIGHT SOCKET RJ45 IP 20 CAT.5 (ISO/IEC 11801) / CAT.5E (TIA T568-B) PUR 10 M | 11
7886 | 1212770000 | INSERT | 302
7887 | 1212890000 | HDC INSERT N OF POLES: 4 SIZE: 8 | 194
7888 | 1212910000 | HDC INSERT N OF POLES: 4 SIZE: 8 | 194
7889 | 1220840000 | HDC INSERT FEMALE 3000 V 250 A CRIMP CONNECTION SIZE: 250 | 214
7890 | 1220850000 | HDC INSERT PIN 3000 V 250 A CRIMP CONNECTION SIZE: 250 | 213
7891 | 1220860000 | HDC ENCLOSURES SIZE: 8 PROTECTION DEGREE: IP68 IP69K IP68 (IN PLUGGED CONDITION) COVER CLAMPING YOKE CONNECTION SDARD SIZE OF CABLE ENTRIES: M 25 | 6
7892 | 1221010000 | FLANGE FO IP67 MULTIMODE POF | 1261
7893 | 1221020000 | FLANGE FO IP67 SINGLEMODE | 1326
7894 | 1221030000 | EMPTY ENCLOSURE FLANGE-MOUNTED HOUSING VARIANT 1 TO IEC 61076-3-106 IP67 | 328
7895 | 1221070000 | HDC ENCLOSURES SIZE: 10 PROTECTION DEGREE: IP65 (IN PLUGGED CONDITION) PLUG HOUSING CABLE ENTRY FROM TOP SIDE-LOCKING CLAMP ON LOWER SIDE SDARD SIZE OF CABLE ENTRIES: M 40 | 6
7896 | 1222210010 | DIODE MODULE | 553
7897 | 1222220010 | DIODE MODULE | 553
7898 | 1222240010 | CAPACITY MODULE | 673
7899 | 1222270050 | BUILT-IN PLUGS M12 PG 9 N OF POLES: 5 0.5 M | 230
7900 | 1224150000 | SENSOR/ACTUATOR PLUG-IN CONNECTOR | 40
7901 | 1224170000 | SENSOR/ACTUATOR PLUG-IN CONNECTOR | 40
7902 | 1224570000 | SENSOR/ACTUATOR PLUG-IN CONNECTOR | 40
7903 | 1224590000 | SENSOR/ACTUATOR PLUG-IN CONNECTOR | 40
7904 | 1230050000 | P-SERIES PARTITION PLATE GREY 2 MM PRINTED 1-4 HORIZONTALLY | 197
7905 | 1230060000 | P-SERIES PARTITION PLATE GREY 2 MM PRINTED 0-3 HORIZONTALLY | 197
7906 | 1230070000 | P-SERIES PARTITION PLATE GREY 2 MM PRINTED A-D HORIZONTALLY | 197
7907 | 1230080000 | P-SERIES PARTITION PLATE GREY 2 MM PRINTED 1-8 HORIZONTALLY | 197
7908 | 1230090000 | P-SERIES PARTITION PLATE GREY 2 MM PRINTED 0-7 HORIZONTALLY | 197
7909 | 1230110000 | P-SERIES PARTITION PLATE GREY 2 MM PRINTED A-H HORIZONTALLY | 197
7910 | 1230120000 | P-SERIES PARTITION PLATE GREY 2 MM PRINTED 1-16 HORIZONTALLY | 197
7911 | 1230140000 | P-SERIES PARTITION PLATE GREY 2 MM PRINTED A-P HORIZONTALLY | 197
7912 | 1233160050 | PATCH CABLE RJ45 IP 20 ANGLED 270° RJ45 IP 20 CAT.6A / CLASS EA (ISO/IEC 11801 2010) LSZH 5 M | 14
7913 | 1274680000 | SCREWDRIVER MOUNTING TOOL | 524
7914 | 1274690000 | SCREWDRIVER MOUNTING TOOL | 524
7915 | 1274750000 | MOUNTING TOOL | 204
7916 | 1275470150 | SENSOR/ACTUATOR LINE ONE END WITHOUT CONNECTOR M12 N OF POLES : 8 1.5 M SOCKET ANGLED SHIELDED: YES LED: NO SHEATH MATERIAL: PUR HALOGEN: NO | 0
7917 | 1275470300 | SENSOR/ACTUATOR LINE ONE END WITHOUT CONNECTOR M12 N OF POLES : 8 3 M SOCKET ANGLED SHIELDED: YES LED: NO SHEATH MATERIAL: PUR HALOGEN: NO | 0
7918 | 1275470500 | SENSOR/ACTUATOR LINE ONE END WITHOUT CONNECTOR M12 N OF POLES : 8 5 M SOCKET ANGLED SHIELDED: YES LED: NO SHEATH MATERIAL: PUR HALOGEN: NO | 0
7919 | 1275471000 | SENSOR/ACTUATOR LINE ONE END WITHOUT CONNECTOR M12 N OF POLES : 8 10 M SOCKET ANGLED SHIELDED: YES LED: NO SHEATH MATERIAL: PUR HALOGEN: NO | 0
7920 | 1276060150 | SENSOR/ACTUATOR LINE ONE END WITHOUT CONNECTOR M12 N OF POLES : 8 1.5 M PIN 90° SHIELDED: YES LED: NO SHEATH MATERIAL: PUR HALOGEN: NO | 0
7921 | 1277220000 | KLIPPON POK (POLYESTER EMPTY ENCLOSURE) EARTHING STUD MISCELLANEOUS MATERIAL: | 386
7922 | 1277250000 | KLIPPON POK (POLYESTER EMPTY ENCLOSURE) EARTHING STUD MISCELLANEOUS MATERIAL: | 386
7923 | 1278420000 | FO CONNECTOR REPLACEMENT CRIMP BARREL IP20 | 932
7924 | 1278430000 | FO CONNECTOR REPLACEMENT CRIMP BARREL IP67 WITH HOUSING | 989
7925 | 1279410300 | SENSOR/ACTUATOR LINE ONE END WITHOUT CONNECTOR M12 N OF POLES : 8 3 M PIN STRAIGHT SHIELDED: NO LED: NO SHEATH MATERIAL: PUR HALOGEN: NO | 0
7926 | 1279420150 | SENSOR/ACTUATOR LINE ONE END WITHOUT CONNECTOR M12 N OF POLES : 8 1.5 M PIN 90° SHIELDED: NO LED: NO SHEATH MATERIAL: PUR HALOGEN: NO | 0
7927 | 1279420300 | SENSOR/ACTUATOR LINE ONE END WITHOUT CONNECTOR M12 N OF POLES : 8 3 M PIN 90° SHIELDED: NO LED: NO SHEATH MATERIAL: PUR HALOGEN: NO | 0
7928 | 1279420500 | SENSOR/ACTUATOR LINE ONE END WITHOUT CONNECTOR M12 N OF POLES : 8 5 M PIN 90° SHIELDED: NO LED: NO SHEATH MATERIAL: PUR HALOGEN: NO | 0
7929 | 1279421000 | SENSOR/ACTUATOR LINE ONE END WITHOUT CONNECTOR M12 N OF POLES : 8 10 M PIN 90° SHIELDED: NO LED: NO SHEATH MATERIAL: PUR HALOGEN: NO | 0
7930 | 1279430150 | SENSOR/ACTUATOR LINE ONE END WITHOUT CONNECTOR M12 N OF POLES : 8 1.5 M PIN STRAIGHT SHIELDED: YES LED: NO SHEATH MATERIAL: PUR HALOGEN: NO | 0
7931 | 1279430300 | SENSOR/ACTUATOR LINE ONE END WITHOUT CONNECTOR M12 N OF POLES : 8 3 M PIN STRAIGHT SHIELDED: YES LED: NO SHEATH MATERIAL: PUR HALOGEN: NO | 0
7932 | 1279430500 | SENSOR/ACTUATOR LINE ONE END WITHOUT CONNECTOR M12 N OF POLES : 8 5 M PIN STRAIGHT SHIELDED: YES LED: NO SHEATH MATERIAL: PUR HALOGEN: NO | 0
7933 | 1279431000 | SENSOR/ACTUATOR LINE ONE END WITHOUT CONNECTOR M12 N OF POLES : 8 10 M PIN STRAIGHT SHIELDED: YES LED: NO SHEATH MATERIAL: PUR HALOGEN: NO | 0
7934 | 1279440150 | SENSOR/ACTUATOR LINE CONNECTING LINE M12 / M12 N OF POLES : 8 1.5 M PIN STRAIGHT - SOCKET STRAIGHT SHIELDED: NO LED: NO SHEATH MATERIAL: PUR HALOGEN: NO | 0
7935 | 1279440300 | SENSOR/ACTUATOR LINE CONNECTING LINE M12 / M12 N OF POLES : 8 3 M PIN STRAIGHT - SOCKET STRAIGHT SHIELDED: NO LED: NO SHEATH MATERIAL: PUR HALOGEN: NO | 0
7936 | 1279440500 | SENSOR/ACTUATOR LINE CONNECTING LINE M12 / M12 N OF POLES : 8 5 M PIN STRAIGHT - SOCKET STRAIGHT SHIELDED: NO LED: NO SHEATH MATERIAL: PUR HALOGEN: NO | 0
7937 | 1279441000 | SENSOR/ACTUATOR LINE CONNECTING LINE M12 / M12 N OF POLES : 8 10 M PIN STRAIGHT - SOCKET STRAIGHT SHIELDED: NO LED: NO SHEATH MATERIAL: PUR HALOGEN: NO | 0
7938 | 1279450150 | SENSOR/ACTUATOR LINE CONNECTING LINE M12 / M12 N OF POLES : 8 1.5 M PIN STRAIGHT - SOCKET 90° SHIELDED: NO LED: NO SHEATH MATERIAL: PUR HALOGEN: NO | 0
7939 | 1279450300 | SENSOR/ACTUATOR LINE CONNECTING LINE M12 / M12 N OF POLES : 8 3 M PIN STRAIGHT - SOCKET 90° SHIELDED: NO LED: NO SHEATH MATERIAL: PUR HALOGEN: NO | 0
7940 | 1279450500 | SENSOR/ACTUATOR LINE CONNECTING LINE M12 / M12 N OF POLES : 8 5 M PIN STRAIGHT - SOCKET 90° SHIELDED: NO LED: NO SHEATH MATERIAL: PUR HALOGEN: NO | 0
7941 | 1279451000 | SENSOR/ACTUATOR LINE CONNECTING LINE M12 / M12 N OF POLES : 8 10 M PIN STRAIGHT - SOCKET 90° SHIELDED: NO LED: NO SHEATH MATERIAL: PUR HALOGEN: NO | 0
7942 | 1279460150 | SENSOR/ACTUATOR LINE CONNECTING LINE M12 / M12 N OF POLES : 8 1.5 M PIN STRAIGHT - SOCKET STRAIGHT SHIELDED: YES LED: NO SHEATH MATERIAL: PUR HALOGEN: NO | 0
7943 | 1279460300 | SENSOR/ACTUATOR LINE CONNECTING LINE M12 / M12 N OF POLES : 8 3 M PIN STRAIGHT - SOCKET STRAIGHT SHIELDED: YES LED: NO SHEATH MATERIAL: PUR HALOGEN: NO | 0
7944 | 1279460500 | SENSOR/ACTUATOR LINE CONNECTING LINE M12 / M12 N OF POLES : 8 5 M PIN STRAIGHT - SOCKET STRAIGHT SHIELDED: YES LED: NO SHEATH MATERIAL: PUR HALOGEN: NO | 0
7945 | 1279461000 | SENSOR/ACTUATOR LINE CONNECTING LINE M12 / M12 N OF POLES : 8 10 M PIN STRAIGHT - SOCKET STRAIGHT SHIELDED: YES LED: NO SHEATH MATERIAL: PUR HALOGEN: NO | 0
7946 | 1279470150 | SENSOR/ACTUATOR LINE CONNECTING LINE M12 / M12 N OF POLES : 8 1.5 M PIN STRAIGHT - SOCKET 90° SHIELDED: YES LED: NO SHEATH MATERIAL: PUR HALOGEN: NO | 0
7947 | 1279470300 | SENSOR/ACTUATOR LINE CONNECTING LINE M12 / M12 N OF POLES : 8 3 M PIN STRAIGHT - SOCKET 90° SHIELDED: YES LED: NO SHEATH MATERIAL: PUR HALOGEN: NO | 0
7948 | 1279470500 | SENSOR/ACTUATOR LINE CONNECTING LINE M12 / M12 N OF POLES : 8 5 M PIN STRAIGHT - SOCKET 90° SHIELDED: YES LED: NO SHEATH MATERIAL: PUR HALOGEN: NO | 0
7949 | 1279471000 | SENSOR/ACTUATOR LINE CONNECTING LINE M12 / M12 N OF POLES : 8 10 M PIN STRAIGHT - SOCKET 90° SHIELDED: YES LED: NO SHEATH MATERIAL: PUR HALOGEN: NO | 0
7950 | 1279480050 | BUILT-IN PLUGS M12 PG 9 N OF POLES: 2 0.5 M | 230
7951 | 1279480100 | BUILT-IN PLUGS M12 PG 9 N OF POLES: 2 1 M | 75
7952 | 1279480200 | BUILT-IN PLUGS M12 PG 9 N OF POLES: 2 2 M | 75
7953 | 1279480500 | BUILT-IN PLUGS M12 PG 9 N OF POLES: 2 5 M | 75
7954 | 1279490050 | BUILT-IN PLUGS M12 PG 9 N OF POLES: 2 0.5 M | 230
7955 | 1280890000 | KLIPPON TB (TERMINAL BOX) FLANGE PLATE HEIGHT: 146 MM WIDTH: 100 MM DEPTH: 3 MM GLAND PLATES: TOP BOTTOM MATERIAL: STAINLESS STEEL 1.4404 ELECTROPOLISHED | 4
7956 | 1280900000 | KLIPPON TB (TERMINAL BOX) FLANGE PLATE HEIGHT: 177 MM WIDTH: 100 MM DEPTH: 3 MM GLAND PLATES: LEFT RIGHT MATERIAL: STAINLESS STEEL 1.4404 ELECTROPOLISHED | 4
7957 | 1280910000 | KLIPPON TB (TERMINAL BOX) FLANGE PLATE HEIGHT: 254 MM WIDTH: 117 MM DEPTH: 3 MM GLAND PLATES: TOP BOTTOM MATERIAL: STAINLESS STEEL 1.4404 ELECTROPOLISHED | 4
7958 | 1280920000 | KLIPPON TB (TERMINAL BOX) FLANGE PLATE HEIGHT: 208 MM WIDTH: 117 MM DEPTH: 3 MM GLAND PLATES: LEFT RIGHT MATERIAL: STAINLESS STEEL 1.4404 ELECTROPOLISHED | 4
7959 | 1280930000 | KLIPPON TB (TERMINAL BOX) FLANGE PLATE HEIGHT: 250 MM WIDTH: 167 MM DEPTH: 3 MM GLAND PLATES: TOP BOTTOM MATERIAL: STAINLESS STEEL 1.4404 ELECTROPOLISHED | 4
7960 | 1280940000 | KLIPPON TB (TERMINAL BOX) FLANGE PLATE HEIGHT: 204 MM WIDTH: 167 MM DEPTH: 3 MM GLAND PLATES: LEFT RIGHT MATERIAL: STAINLESS STEEL 1.4404 ELECTROPOLISHED | 4
7961 | 1280950000 | KLIPPON TB (TERMINAL BOX) FLANGE PLATE HEIGHT: 300 MM WIDTH: 117 MM DEPTH: 3 MM GLAND PLATES: TOP BOTTOM MATERIAL: STAINLESS STEEL 1.4404 ELECTROPOLISHED | 4
7962 | 1280960000 | KLIPPON TB (TERMINAL BOX) FLANGE PLATE HEIGHT: 254 MM WIDTH: 117 MM DEPTH: 3 MM GLAND PLATES: LEFT RIGHT MATERIAL: STAINLESS STEEL 1.4404 ELECTROPOLISHED | 4
7963 | 1280970000 | KLIPPON TB (TERMINAL BOX) FLANGE PLATE HEIGHT: 296 MM WIDTH: 167 MM DEPTH: 3 MM GLAND PLATES: TOP BOTTOM MATERIAL: STAINLESS STEEL 1.4404 ELECTROPOLISHED | 4
7964 | 1280980000 | KLIPPON TB (TERMINAL BOX) FLANGE PLATE HEIGHT: 250 MM WIDTH: 167 MM DEPTH: 3 MM GLAND PLATES: LEFT RIGHT MATERIAL: STAINLESS STEEL 1.4404 ELECTROPOLISHED | 4
7965 | 1281000000 | KLIPPON TB (TERMINAL BOX) FLANGE PLATE HEIGHT: 298 MM WIDTH: 117 MM DEPTH: 3 MM GLAND PLATES: LEFT RIGHT MATERIAL: STAINLESS STEEL 1.4404 ELECTROPOLISHED | 4
7966 | 1281030000 | KLIPPON TB (TERMINAL BOX) FLANGE PLATE HEIGHT: 294 MM WIDTH: 117 MM DEPTH: 3 MM GLAND PLATES: TOP BOTTOM MATERIAL: STAINLESS STEEL 1.4404 ELECTROPOLISHED | 4
7967 | 1281040000 | KLIPPON TB (TERMINAL BOX) FLANGE PLATE HEIGHT: 348 MM WIDTH: 117 MM DEPTH: 3 MM GLAND PLATES: LEFT RIGHT MATERIAL: STAINLESS STEEL 1.4404 ELECTROPOLISHED | 4
7968 | 1281050000 | KLIPPON TB (TERMINAL BOX) FLANGE PLATE HEIGHT: 290 MM WIDTH: 167 MM DEPTH: 3 MM GLAND PLATES: TOP BOTTOM MATERIAL: STAINLESS STEEL 1.4404 ELECTROPOLISHED | 4
7969 | 1281060000 | KLIPPON TB (TERMINAL BOX) FLANGE PLATE HEIGHT: 344 MM WIDTH: 167 MM DEPTH: 3 MM GLAND PLATES: LEFT RIGHT MATERIAL: STAINLESS STEEL 1.4404 ELECTROPOLISHED | 4
7970 | 1281090000 | KLIPPON TB (TERMINAL BOX) FLANGE PLATE HEIGHT: 372 MM WIDTH: 167 MM DEPTH: 3 MM GLAND PLATES: TOP BOTTOM MATERIAL: STAINLESS STEEL 1.4404 ELECTROPOLISHED | 4
7971 | 1281100000 | KLIPPON TB (TERMINAL BOX) FLANGE PLATE HEIGHT: 402 MM WIDTH: 167 MM DEPTH: 3 MM GLAND PLATES: LEFT RIGHT MATERIAL: STAINLESS STEEL 1.4404 ELECTROPOLISHED | 4
7972 | 1281110000 | KLIPPON TB (TERMINAL BOX) FLANGE PLATE HEIGHT: 474 MM WIDTH: 117 MM DEPTH: 3 MM GLAND PLATES: TOP BOTTOM MATERIAL: STAINLESS STEEL 1.4404 ELECTROPOLISHED | 4
7973 | 1281130000 | KLIPPON TB (TERMINAL BOX) FLANGE PLATE HEIGHT: 470 MM WIDTH: 167 MM DEPTH: 3 MM GLAND PLATES: TOP BOTTOM MATERIAL: STAINLESS STEEL 1.4404 ELECTROPOLISHED | 4
7974 | 1281140000 | KLIPPON TB (TERMINAL BOX) FLANGE PLATE HEIGHT: 424 MM WIDTH: 167 MM DEPTH: 3 MM GLAND PLATES: LEFT RIGHT MATERIAL: STAINLESS STEEL 1.4404 ELECTROPOLISHED | 4
7975 | 1281290000 | KLIPPON TB (TERMINAL BOX) FLANGE PLATE HEIGHT: 600 MM WIDTH: 167 MM DEPTH: 3 MM GLAND PLATES: TOP BOTTOM MATERIAL: STAINLESS STEEL 1.4404 ELECTROPOLISHED | 4
7976 | 1281360000 | KLIPPON TB (TERMINAL BOX) RAIN HOOD HEIGHT: 50.9 MM WIDTH: 157 MM DEPTH: 142.8 MM MATERIAL: STAINLESS STEEL 1.4301 MIRROR POLISHED | 4
7977 | 1281370000 | KLIPPON TB (TERMINAL BOX) RAIN HOOD HEIGHT: 53.9 MM WIDTH: 265 MM DEPTH: 160.5 MM MATERIAL: STAINLESS STEEL 1.4301 MIRROR POLISHED | 4
7978 | 1281380000 | KLIPPON TB (TERMINAL BOX) RAIN HOOD HEIGHT: 55.9 MM WIDTH: 265 MM DEPTH: 211.2 MM MATERIAL: STAINLESS STEEL 1.4301 MIRROR POLISHED | 4
7979 | 1281390000 | KLIPPON TB (TERMINAL BOX) RAIN HOOD HEIGHT: 53.4 MM WIDTH: 311 MM DEPTH: 160.5 MM MATERIAL: STAINLESS STEEL 1.4301 MIRROR POLISHED | 4
7980 | 1281400000 | KLIPPON TB (TERMINAL BOX) RAIN HOOD HEIGHT: 55.9 MM WIDTH: 311 MM DEPTH: 221.2 MM MATERIAL: STAINLESS STEEL 1.4301 MIRROR POLISHED | 4
7981 | 1281410000 | KLIPPON TB (TERMINAL BOX) RAIN HOOD HEIGHT: 53.4 MM WIDTH: 265 MM DEPTH: 160.5 MM MATERIAL: STAINLESS STEEL 1.4301 MIRROR POLISHED | 4
7982 | 1281420000 | KLIPPON TB (TERMINAL BOX) RAIN HOOD HEIGHT: 55.9 MM WIDTH: 265 MM DEPTH: 211.2 MM MATERIAL: STAINLESS STEEL 1.4301 MIRROR POLISHED | 4
7983 | 1281430000 | KLIPPON TB (TERMINAL BOX) RAIN HOOD HEIGHT: 53.4 MM WIDTH: 305 MM DEPTH: 160.5 MM MATERIAL: STAINLESS STEEL 1.4301 MIRROR POLISHED | 4
7984 | 1281440000 | KLIPPON TB (TERMINAL BOX) RAIN HOOD HEIGHT: 55.9 MM WIDTH: 305 MM DEPTH: 211.2 MM MATERIAL: STAINLESS STEEL 1.4301 MIRROR POLISHED | 4
7985 | 1281450000 | KLIPPON TB (TERMINAL BOX) RAIN HOOD HEIGHT: 53.4 MM WIDTH: 387 MM DEPTH: 160.5 MM MATERIAL: STAINLESS STEEL 1.4301 MIRROR POLISHED | 4
7986 | 1281460000 | KLIPPON TB (TERMINAL BOX) RAIN HOOD HEIGHT: 55.9 MM WIDTH: 387 MM DEPTH: 211.2 MM MATERIAL: STAINLESS STEEL 1.4301 MIRROR POLISHED | 4
7987 | 1281470000 | KLIPPON TB (TERMINAL BOX) RAIN HOOD HEIGHT: 53.4 MM WIDTH: 485 MM DEPTH: 160.5 MM MATERIAL: STAINLESS STEEL 1.4301 MIRROR POLISHED | 4
7988 | 1281480000 | KLIPPON TB (TERMINAL BOX) RAIN HOOD HEIGHT: 55.9 MM WIDTH: 485 MM DEPTH: 211.2 MM MATERIAL: STAINLESS STEEL 1.4301 MIRROR POLISHED | 4
7989 | 1281490000 | KLIPPON TB (TERMINAL BOX) RAIN HOOD HEIGHT: 53.4 MM WIDTH: 355 MM DEPTH: 160.5 MM MATERIAL: STAINLESS STEEL 1.4301 MIRROR POLISHED | 4
7990 | 1281500000 | KLIPPON TB (TERMINAL BOX) RAIN HOOD HEIGHT: 55.9 MM WIDTH: 355 MM DEPTH: 211.2 MM MATERIAL: STAINLESS STEEL 1.4301 MIRROR POLISHED | 4
7991 | 1281510000 | KLIPPON TB (TERMINAL BOX) RAIN HOOD HEIGHT: 53.4 MM WIDTH: 455 MM DEPTH: 160.5 MM MATERIAL: STAINLESS STEEL 1.4301 MIRROR POLISHED | 4
7992 | 1281520000 | KLIPPON TB (TERMINAL BOX) RAIN HOOD HEIGHT: 55.9 MM WIDTH: 455 MM DEPTH: 211.2 MM MATERIAL: STAINLESS STEEL 1.4301 MIRROR POLISHED | 4
7993 | 1281530000 | KLIPPON TB (TERMINAL BOX) RAIN HOOD HEIGHT: 53.9 MM WIDTH: 513 MM DEPTH: 160.5 MM MATERIAL: STAINLESS STEEL 1.4301 MIRROR POLISHED | 4
7994 | 1281540000 | KLIPPON TB (TERMINAL BOX) RAIN HOOD HEIGHT: 55.9 MM WIDTH: 513 MM DEPTH: 211.2 MM MATERIAL: STAINLESS STEEL 1.4301 MIRROR POLISHED | 4
7995 | 1281550000 | KLIPPON TB (TERMINAL BOX) RAIN HOOD HEIGHT: 53.4 MM WIDTH: 615 MM DEPTH: 160.5 MM MATERIAL: STAINLESS STEEL 1.4301 MIRROR POLISHED | 4
7996 | 1281570000 | KLIPPON TB (TERMINAL BOX) RAIN HOOD HEIGHT: 55.9 MM WIDTH: 615 MM DEPTH: 211.2 MM MATERIAL: STAINLESS STEEL 1.4301 MIRROR POLISHED | 4
7997 | 1281580000 | KLIPPON TB (TERMINAL BOX) RAIN HOOD HEIGHT: 55.9 MM WIDTH: 745 MM DEPTH: 211.2 MM MATERIAL: STAINLESS STEEL 1.4301 MIRROR POLISHED | 4
7998 | 1289090000 | INTERFACE RS 2-WIRE SCREW CONNECTION | 84
7999 | 1289100000 | INTERFACE RSM PLC 12 COMPACT RSS SCREW CONNECTION | 310
8000 | 1291870000 | PLUGS PREFABRICATED TO CUSTOMER SPEC. 7/8" PIN STRAIGHT | 57
8001 | 1291880000 | PLUGS PREFABRICATED TO CUSTOMER SPEC. 7/8" PIN STRAIGHT | 57
8002 | 1291890000 | PLUGS PREFABRICATED TO CUSTOMER SPEC. 7/8" PIN 90° | 88
8003 | 1291900000 | PLUGS PREFABRICATED TO CUSTOMER SPEC. 7/8" PIN 90° | 88
8004 | 1291910000 | SOCKETS PREFABRICATED TO CUSTOMER SPEC. 7/8" FEMALE SOCKET STRAIGHT | 35
8005 | 1291920000 | SOCKETS PREFABRICATED TO CUSTOMER SPEC. 7/8" FEMALE SOCKET STRAIGHT | 35
8006 | 1291930000 | SOCKETS PREFABRICATED TO CUSTOMER SPEC. 7/8" SOCKET ANGLED | 35
8007 | 1291940000 | SOCKETS PREFABRICATED TO CUSTOMER SPEC. 7/8" SOCKET ANGLED | 35
8008 | 1291950000 | PLUGS PREFABRICATED TO CUSTOMER SPEC. 7/8" PIN STRAIGHT | 57
8009 | 1291970000 | PLUGS PREFABRICATED TO CUSTOMER SPEC. 7/8" PIN STRAIGHT | 57
8010 | 1291980000 | PLUGS PREFABRICATED TO CUSTOMER SPEC. 7/8" PIN 90° | 88
8011 | 1291990000 | PLUGS PREFABRICATED TO CUSTOMER SPEC. 7/8" PIN 90° | 88
8012 | 1292000000 | SOCKETS PREFABRICATED TO CUSTOMER SPEC. 7/8" FEMALE SOCKET STRAIGHT | 35
8013 | 1292010000 | SOCKETS PREFABRICATED TO CUSTOMER SPEC. 7/8" FEMALE SOCKET STRAIGHT | 35
8014 | 1292020000 | SOCKETS PREFABRICATED TO CUSTOMER SPEC. 7/8" SOCKET ANGLED | 35
8015 | 1292030000 | SOCKETS PREFABRICATED TO CUSTOMER SPEC. 7/8" SOCKET ANGLED | 35
8016 | 1292040000 | PLUGS PREFABRICATED TO CUSTOMER SPEC. 7/8" PIN 90° | 88
8017 | 1292050000 | SOCKETS PREFABRICATED TO CUSTOMER SPEC. 7/8" FEMALE SOCKET STRAIGHT | 35
8018 | 1292070000 | SOCKETS PREFABRICATED TO CUSTOMER SPEC. 7/8" SOCKET ANGLED | 35
8019 | 1292080150 | SENSOR/ACTUATOR LINE ONE END WITHOUT CONNECTOR 7/8" N OF POLES : 3 (2 + PE) 1.5 M PIN STRAIGHT SHIELDED: NO LED: NO SHEATH MATERIAL: PUR HALOGEN: NO | 0
8020 | 1292080200 | SENSOR/ACTUATOR LINE ONE END WITHOUT CONNECTOR 7/8" N OF POLES : 3 (2 + PE) 3 M PIN STRAIGHT SHIELDED: NO LED: NO SHEATH MATERIAL: PUR HALOGEN: NO | 0
8021 | 1292080300 | SENSOR/ACTUATOR LINE ONE END WITHOUT CONNECTOR 7/8" N OF POLES : 3 (2 + PE) 5 M PIN STRAIGHT SHIELDED: NO LED: NO SHEATH MATERIAL: PUR HALOGEN: NO | 0
8022 | 1292080500 | SENSOR/ACTUATOR LINE ONE END WITHOUT CONNECTOR 7/8" N OF POLES : 3 (2 + PE) 5 M PIN STRAIGHT SHIELDED: NO LED: NO SHEATH MATERIAL: PUR HALOGEN: NO | 0
8023 | 1292081000 | SENSOR/ACTUATOR LINE ONE END WITHOUT CONNECTOR 7/8" N OF POLES : 3 (2 + PE) 10 M PIN STRAIGHT SHIELDED: NO LED: NO SHEATH MATERIAL: PUR HALOGEN: NO | 0
8024 | 1292090150 | SENSOR/ACTUATOR LINE ONE END WITHOUT CONNECTOR 7/8" N OF POLES : 3 (2 + PE) 1.5 M PIN 90° SHIELDED: NO LED: NO SHEATH MATERIAL: PUR HALOGEN: NO | 0
8025 | 1292090200 | SENSOR/ACTUATOR LINE ONE END WITHOUT CONNECTOR 7/8" N OF POLES : 3 (2 + PE) 2 M PIN 90° SHIELDED: NO LED: NO SHEATH MATERIAL: PUR HALOGEN: NO | 0
8026 | 1292090300 | SENSOR/ACTUATOR LINE ONE END WITHOUT CONNECTOR 7/8" N OF POLES : 3 (2 + PE) 3 M PIN 90° SHIELDED: NO LED: NO SHEATH MATERIAL: PUR HALOGEN: NO | 0
8027 | 1292090500 | SENSOR/ACTUATOR LINE ONE END WITHOUT CONNECTOR 7/8" N OF POLES : 3 (2 + PE) 5 M PIN 90° SHIELDED: NO LED: NO SHEATH MATERIAL: PUR HALOGEN: NO | 0
8028 | 1292091000 | SENSOR/ACTUATOR LINE ONE END WITHOUT CONNECTOR 7/8" N OF POLES : 3 (2 + PE) 10 M PIN 90° SHIELDED: NO LED: NO SHEATH MATERIAL: PUR HALOGEN: NO | 0
8029 | 1292100150 | SENSOR/ACTUATOR LINE ONE END WITHOUT CONNECTOR 7/8" N OF POLES : 3 (2 + PE) 1.5 M FEMALE SOCKET STRAIGHT SHIELDED: NO LED: NO SHEATH MATERIAL: PUR HALOGEN: NO | 0
8030 | 1292100200 | SENSOR/ACTUATOR LINE ONE END WITHOUT CONNECTOR 7/8" N OF POLES : 3 (2 + PE) 2 M FEMALE SOCKET STRAIGHT SHIELDED: NO LED: NO SHEATH MATERIAL: PUR HALOGEN: NO | 0
8031 | 1292100300 | SENSOR/ACTUATOR LINE ONE END WITHOUT CONNECTOR 7/8" N OF POLES : 3 (2 + PE) 3 M FEMALE SOCKET STRAIGHT SHIELDED: NO LED: NO SHEATH MATERIAL: PUR HALOGEN: NO | 0
8032 | 1292100500 | SENSOR/ACTUATOR LINE ONE END WITHOUT CONNECTOR 7/8" N OF POLES : 3 (2 + PE) 5 M FEMALE SOCKET STRAIGHT SHIELDED: NO LED: NO SHEATH MATERIAL: PUR HALOGEN: NO | 0
8033 | 1292101000 | SENSOR/ACTUATOR LINE ONE END WITHOUT CONNECTOR 7/8" N OF POLES : 3 (2 + PE) 10 M FEMALE SOCKET STRAIGHT SHIELDED: NO LED: NO SHEATH MATERIAL: PUR HALOGEN: NO | 0
8034 | 1292110150 | SENSOR/ACTUATOR LINE ONE END WITHOUT CONNECTOR 7/8" N OF POLES : 3 (2 + PE) 1.5 M SOCKET ANGLED SHIELDED: NO LED: NO SHEATH MATERIAL: PUR HALOGEN: NO | 0
8035 | 1292110200 | SENSOR/ACTUATOR LINE ONE END WITHOUT CONNECTOR 7/8" N OF POLES : 3 (2 + PE) 2 M SOCKET ANGLED SHIELDED: NO LED: NO SHEATH MATERIAL: PUR HALOGEN: NO | 0
8036 | 1292110300 | SENSOR/ACTUATOR LINE ONE END WITHOUT CONNECTOR 7/8" N OF POLES : 3 (2 + PE) 3 M SOCKET ANGLED SHIELDED: NO LED: NO SHEATH MATERIAL: PUR HALOGEN: NO | 0
8037 | 1292110500 | SENSOR/ACTUATOR LINE ONE END WITHOUT CONNECTOR 7/8" N OF POLES : 3 (2 + PE) 5 M SOCKET ANGLED SHIELDED: NO LED: NO SHEATH MATERIAL: PUR HALOGEN: NO | 0
8038 | 1292111000 | SENSOR/ACTUATOR LINE ONE END WITHOUT CONNECTOR 7/8" N OF POLES : 3 (2 + PE) 10 M SOCKET ANGLED SHIELDED: NO LED: NO SHEATH MATERIAL: PUR HALOGEN: NO | 0
8039 | 1292120150 | SENSOR/ACTUATOR LINE ONE END WITHOUT CONNECTOR 7/8" N OF POLES : 4 (3 + PE) 1.5 M PIN STRAIGHT SHIELDED: NO LED: NO SHEATH MATERIAL: PUR HALOGEN: NO | 0
8040 | 1292120200 | SENSOR/ACTUATOR LINE ONE END WITHOUT CONNECTOR 7/8" N OF POLES : 4 (3 + PE) 2 M PIN STRAIGHT SHIELDED: NO LED: NO SHEATH MATERIAL: PUR HALOGEN: NO | 0
8041 | 1292120300 | SENSOR/ACTUATOR LINE ONE END WITHOUT CONNECTOR 7/8" N OF POLES : 4 (3 + PE) 3 M PIN STRAIGHT SHIELDED: NO LED: NO SHEATH MATERIAL: PUR HALOGEN: NO | 0
8042 | 1292120500 | SENSOR/ACTUATOR LINE ONE END WITHOUT CONNECTOR 7/8" N OF POLES : 4 (3 + PE) 5 M PIN STRAIGHT SHIELDED: NO LED: NO SHEATH MATERIAL: PUR HALOGEN: NO | 0
8043 | 1292121000 | SENSOR/ACTUATOR LINE ONE END WITHOUT CONNECTOR 7/8" N OF POLES : 4 (3 + PE) 10 M PIN STRAIGHT SHIELDED: NO LED: NO SHEATH MATERIAL: PUR HALOGEN: NO | 0
8044 | 1292130150 | SENSOR/ACTUATOR LINE ONE END WITHOUT CONNECTOR 7/8" N OF POLES : 4 (3 + PE) 1.5 M PIN 90° SHIELDED: NO LED: NO SHEATH MATERIAL: PUR HALOGEN: NO | 0
8045 | 1292130200 | SENSOR/ACTUATOR LINE ONE END WITHOUT CONNECTOR 7/8" N OF POLES : 4 (3 + PE) 2 M PIN 90° SHIELDED: NO LED: NO SHEATH MATERIAL: PUR HALOGEN: NO | 0
8046 | 1292130300 | SENSOR/ACTUATOR LINE ONE END WITHOUT CONNECTOR 7/8" N OF POLES : 4 (3 + PE) 3 M PIN 90° SHIELDED: NO LED: NO SHEATH MATERIAL: PUR HALOGEN: NO | 0
8047 | 1292130500 | SENSOR/ACTUATOR LINE ONE END WITHOUT CONNECTOR 7/8" N OF POLES : 4 (3 + PE) 5 M PIN 90° SHIELDED: NO LED: NO SHEATH MATERIAL: PUR HALOGEN: NO | 0
8048 | 1292131000 | SENSOR/ACTUATOR LINE ONE END WITHOUT CONNECTOR 7/8" N OF POLES : 4 (3 + PE) 10 M PIN 90° SHIELDED: NO LED: NO SHEATH MATERIAL: PUR HALOGEN: NO | 0
8049 | 1292140150 | SENSOR/ACTUATOR LINE ONE END WITHOUT CONNECTOR 7/8" N OF POLES : 4 (3 + PE) 1.5 M FEMALE SOCKET STRAIGHT SHIELDED: NO LED: NO SHEATH MATERIAL: PUR HALOGEN: NO | 0
8050 | 1292140200 | SENSOR/ACTUATOR LINE ONE END WITHOUT CONNECTOR 7/8" N OF POLES : 4 (3 + PE) 2 M FEMALE SOCKET STRAIGHT SHIELDED: NO LED: NO SHEATH MATERIAL: PUR HALOGEN: NO | 0
8051 | 1292140300 | SENSOR/ACTUATOR LINE ONE END WITHOUT CONNECTOR 7/8" N OF POLES : 4 (3 + PE) 3 M FEMALE SOCKET STRAIGHT SHIELDED: NO LED: NO SHEATH MATERIAL: PUR HALOGEN: NO | 0
8052 | 1292140500 | SENSOR/ACTUATOR LINE ONE END WITHOUT CONNECTOR 7/8" N OF POLES : 4 (3 + PE) 5 M FEMALE SOCKET STRAIGHT SHIELDED: NO LED: NO SHEATH MATERIAL: PUR HALOGEN: NO | 0
8053 | 1292141000 | SENSOR/ACTUATOR LINE ONE END WITHOUT CONNECTOR 7/8" N OF POLES : 4 (3 + PE) 10 M FEMALE SOCKET STRAIGHT SHIELDED: NO LED: NO SHEATH MATERIAL: PUR HALOGEN: NO | 0
8054 | 1292150150 | SENSOR/ACTUATOR LINE ONE END WITHOUT CONNECTOR 7/8" N OF POLES : 4 (3 + PE) 1.5 M SOCKET ANGLED SHIELDED: NO LED: NO SHEATH MATERIAL: PUR HALOGEN: NO | 0
8055 | 1292150200 | SENSOR/ACTUATOR LINE ONE END WITHOUT CONNECTOR 7/8" N OF POLES : 4 (3 + PE) 2 M SOCKET ANGLED SHIELDED: NO LED: NO SHEATH MATERIAL: PUR HALOGEN: NO | 0
8056 | 1292150300 | SENSOR/ACTUATOR LINE ONE END WITHOUT CONNECTOR 7/8" N OF POLES : 4 (3 + PE) 3 M SOCKET ANGLED SHIELDED: NO LED: NO SHEATH MATERIAL: PUR HALOGEN: NO | 0
8057 | 1292150500 | SENSOR/ACTUATOR LINE ONE END WITHOUT CONNECTOR 7/8" N OF POLES : 4 (3 + PE) 5 M SOCKET ANGLED SHIELDED: NO LED: NO SHEATH MATERIAL: PUR HALOGEN: NO | 0
8058 | 1292151000 | SENSOR/ACTUATOR LINE ONE END WITHOUT CONNECTOR 7/8" N OF POLES : 4 (3 + PE) 10 M SOCKET ANGLED SHIELDED: NO LED: NO SHEATH MATERIAL: PUR HALOGEN: NO | 0
8059 | 1292170150 | SENSOR/ACTUATOR LINE ONE END WITHOUT CONNECTOR 7/8" N OF POLES : 5 (4 + PE) 1.5 M PIN STRAIGHT SHIELDED: NO LED: NO SHEATH MATERIAL: PUR HALOGEN: NO | 0
8060 | 1292170200 | SENSOR/ACTUATOR LINE ONE END WITHOUT CONNECTOR 7/8" N OF POLES : 5 (4 + PE) 2 M PIN STRAIGHT SHIELDED: NO LED: NO SHEATH MATERIAL: PUR HALOGEN: NO | 0
8061 | 1292170300 | SENSOR/ACTUATOR LINE ONE END WITHOUT CONNECTOR 7/8" N OF POLES : 5 (4 + PE) 3 M PIN STRAIGHT SHIELDED: NO LED: NO SHEATH MATERIAL: PUR HALOGEN: NO | 0
8062 | 1292170500 | SENSOR/ACTUATOR LINE ONE END WITHOUT CONNECTOR 7/8" N OF POLES : 5 (4 + PE) 5 M PIN STRAIGHT SHIELDED: NO LED: NO SHEATH MATERIAL: PUR HALOGEN: NO | 0
8063 | 1292171000 | SENSOR/ACTUATOR LINE ONE END WITHOUT CONNECTOR 7/8" N OF POLES : 5 (4 + PE) 10 M PIN STRAIGHT SHIELDED: NO LED: NO SHEATH MATERIAL: PUR HALOGEN: NO | 0
8064 | 1292180150 | SENSOR/ACTUATOR LINE ONE END WITHOUT CONNECTOR 7/8" N OF POLES : 5 (4 + PE) 1.5 M PIN 90° SHIELDED: NO LED: NO SHEATH MATERIAL: PUR HALOGEN: NO | 0
8065 | 1292180200 | SENSOR/ACTUATOR LINE ONE END WITHOUT CONNECTOR 7/8" N OF POLES : 5 (4 + PE) 2 M PIN 90° SHIELDED: NO LED: NO SHEATH MATERIAL: PUR HALOGEN: NO | 0
8066 | 1292180300 | SENSOR/ACTUATOR LINE ONE END WITHOUT CONNECTOR 7/8" N OF POLES : 5 (4 + PE) 3 M PIN 90° SHIELDED: NO LED: NO SHEATH MATERIAL: PUR HALOGEN: NO | 0
8067 | 1292180500 | SENSOR/ACTUATOR LINE ONE END WITHOUT CONNECTOR 7/8" N OF POLES : 5 (4 + PE) 5 M PIN 90° SHIELDED: NO LED: NO SHEATH MATERIAL: PUR HALOGEN: NO | 0
8068 | 1292181000 | SENSOR/ACTUATOR LINE ONE END WITHOUT CONNECTOR 7/8" N OF POLES : 5 (4 + PE) 10 M PIN 90° SHIELDED: NO LED: NO SHEATH MATERIAL: PUR HALOGEN: NO | 0
8069 | 1292190150 | SENSOR/ACTUATOR LINE ONE END WITHOUT CONNECTOR 7/8" N OF POLES : 5 (4 + PE) 1.5 M FEMALE SOCKET STRAIGHT SHIELDED: NO LED: NO SHEATH MATERIAL: PUR HALOGEN: NO | 0
8070 | 1292190200 | SENSOR/ACTUATOR LINE ONE END WITHOUT CONNECTOR 7/8" N OF POLES : 5 (4 + PE) 2 M FEMALE SOCKET STRAIGHT SHIELDED: NO LED: NO SHEATH MATERIAL: PUR HALOGEN: NO | 0
8071 | 1292190300 | SENSOR/ACTUATOR LINE ONE END WITHOUT CONNECTOR 7/8" N OF POLES : 5 (4 + PE) 3 M FEMALE SOCKET STRAIGHT SHIELDED: NO LED: NO SHEATH MATERIAL: PUR HALOGEN: NO | 0
8072 | 1292190500 | SENSOR/ACTUATOR LINE ONE END WITHOUT CONNECTOR 7/8" N OF POLES : 5 (4 + PE) 5 M FEMALE SOCKET STRAIGHT SHIELDED: NO LED: NO SHEATH MATERIAL: PUR HALOGEN: NO | 0
8073 | 1292191000 | SENSOR/ACTUATOR LINE ONE END WITHOUT CONNECTOR 7/8" N OF POLES : 5 (4 + PE) 10 M FEMALE SOCKET STRAIGHT SHIELDED: NO LED: NO SHEATH MATERIAL: PUR HALOGEN: NO | 0
8074 | 1292200150 | SENSOR/ACTUATOR LINE ONE END WITHOUT CONNECTOR 7/8" N OF POLES : 5 (4 + PE) 1.5 M SOCKET ANGLED SHIELDED: NO LED: NO SHEATH MATERIAL: PUR HALOGEN: NO | 0
8075 | 1292200200 | SENSOR/ACTUATOR LINE ONE END WITHOUT CONNECTOR 7/8" N OF POLES : 5 (4 + PE) 2 M SOCKET ANGLED SHIELDED: NO LED: NO SHEATH MATERIAL: PUR HALOGEN: NO | 0
8076 | 1292200300 | SENSOR/ACTUATOR LINE ONE END WITHOUT CONNECTOR 7/8" N OF POLES : 5 (4 + PE) 3 M SOCKET ANGLED SHIELDED: NO LED: NO SHEATH MATERIAL: PUR HALOGEN: NO | 0
8077 | 1292200500 | SENSOR/ACTUATOR LINE ONE END WITHOUT CONNECTOR 7/8" N OF POLES : 5 (4 + PE) 5 M SOCKET ANGLED SHIELDED: NO LED: NO SHEATH MATERIAL: PUR HALOGEN: NO | 0
8078 | 1292201000 | SENSOR/ACTUATOR LINE ONE END WITHOUT CONNECTOR 7/8" N OF POLES : 5 (4 + PE) 10 M SOCKET ANGLED SHIELDED: NO LED: NO SHEATH MATERIAL: PUR HALOGEN: NO | 0
8079 | 1292330000 | BUILT-IN PLUGS 7/8" PG 11 N OF POLES: 3 0.2 M | 230
8080 | 1292340000 | BUILT-IN PLUGS 7/8" PG 13.5 N OF POLES: 3 0.2 M | 230
8081 | 1292350000 | BUILT-IN PLUGS 7/8" 7/8" N OF POLES: 3 0.2 M | 358
8082 | 1292370000 | BUILT-IN PLUGS 7/8" PG 11 N OF POLES: 3 0.2 M | 230
8083 | 1292380000 | BUILT-IN PLUGS 7/8" PG 13.5 N OF POLES: 3 0.2 M | 230
8084 | 1292390000 | BUILT-IN PLUGS 7/8" 7/8" N OF POLES: 3 0.2 M | 358
8085 | 1292400000 | BUILT-IN PLUGS 7/8" PG 11 N OF POLES: 4 0.2 M | 230
8086 | 1292410000 | BUILT-IN PLUGS 7/8" PG 13.5 N OF POLES: 4 0.2 M | 230
8087 | 1292420000 | BUILT-IN PLUGS 7/8" 7/8" N OF POLES: 4 0.2 M | 358
8088 | 1292430000 | BUILT-IN PLUGS 7/8" PG 11 N OF POLES: 4 0.2 M | 230
8089 | 1292440000 | BUILT-IN PLUGS 7/8" PG 13.5 N OF POLES: 4 0.2 M | 230
8090 | 1292450000 | BUILT-IN PLUGS 7/8" 7/8" N OF POLES: 4 0.2 M | 358
8091 | 1292470000 | BUILT-IN PLUGS 7/8" PG 11 N OF POLES: 5 0.2 M | 230
8092 | 1292480000 | BUILT-IN PLUGS 7/8" PG 13.5 N OF POLES: 5 0.2 M | 230
8093 | 1292490000 | BUILT-IN PLUGS 7/8" 7/8" N OF POLES: 5 0.2 M | 358
8094 | 1292500000 | BUILT-IN PLUGS 7/8" PG 11 N OF POLES: 5 0.2 M | 230
8095 | 1292510000 | BUILT-IN PLUGS 7/8" PG 13.5 N OF POLES: 5 0.2 M | 230
8096 | 1292520000 | BUILT-IN PLUGS 7/8" 7/8" N OF POLES: 5 0.2 M | 358
8097 | 1292620150 | SENSOR/ACTUATOR LINE ONE END WITHOUT CONNECTOR M12 N OF POLES : 3 1.5 M FEMALE SOCKET STRAIGHT SHIELDED: NO LED: YES SHEATH MATERIAL: PUR HALOGEN: NO | 0
8098 | 1292620300 | SENSOR/ACTUATOR LINE ONE END WITHOUT CONNECTOR M12 N OF POLES : 3 3 M FEMALE SOCKET STRAIGHT SHIELDED: NO LED: YES SHEATH MATERIAL: PUR HALOGEN: NO | 0
8099 | 1292620500 | SENSOR/ACTUATOR LINE ONE END WITHOUT CONNECTOR M12 N OF POLES : 3 5 M FEMALE SOCKET STRAIGHT SHIELDED: NO LED: YES SHEATH MATERIAL: PUR HALOGEN: NO | 0
8100 | 1292621000 | SENSOR/ACTUATOR LINE ONE END WITHOUT CONNECTOR M12 N OF POLES : 3 10 M FEMALE SOCKET STRAIGHT SHIELDED: NO LED: YES SHEATH MATERIAL: PUR HALOGEN: NO | 0
8101 | 1296730000 | SENSOR/ACTUATOR PLUG-IN CONNECTOR INSERT | 40
8102 | 1296770030 | BUS LINE CONNECTING LINE M8 / M8 N OF POLES: 4 0.3 M PIN STRAIGHT - SOCKET STRAIGHT SHIELDED: YES LED: NO SHEATH MATERIAL: PUR HALOGEN: NO | 0
8103 | 1296770050 | BUS LINE CONNECTING LINE M8 / M8 N OF POLES: 4 0.5 M PIN STRAIGHT - SOCKET STRAIGHT SHIELDED: YES LED: NO SHEATH MATERIAL: PUR HALOGEN: NO | 0
8104 | 1296770100 | BUS LINE CONNECTING LINE M8 / M8 N OF POLES: 4 1 M PIN STRAIGHT - SOCKET STRAIGHT SHIELDED: YES LED: NO SHEATH MATERIAL: PUR HALOGEN: NO | 0
8105 | 1296770150 | BUS LINE CONNECTING LINE M8 / M8 N OF POLES: 4 1.5 M PIN STRAIGHT - SOCKET STRAIGHT SHIELDED: YES LED: NO SHEATH MATERIAL: PUR HALOGEN: NO | 0
8106 | 1296770200 | BUS LINE CONNECTING LINE M8 / M8 N OF POLES: 4 2 M PIN STRAIGHT - SOCKET STRAIGHT SHIELDED: YES LED: NO SHEATH MATERIAL: PUR HALOGEN: NO | 0
8107 | 1296770300 | BUS LINE CONNECTING LINE M8 / M8 N OF POLES: 4 3 M PIN STRAIGHT - SOCKET STRAIGHT SHIELDED: YES LED: NO SHEATH MATERIAL: PUR HALOGEN: NO | 0
8108 | 1296770500 | BUS LINE CONNECTING LINE M8 / M8 N OF POLES: 4 5 M PIN STRAIGHT - SOCKET STRAIGHT SHIELDED: YES LED: NO SHEATH MATERIAL: PUR HALOGEN: NO | 0
8109 | 1296771000 | BUS LINE CONNECTING LINE M8 / M8 N OF POLES: 4 10 M PIN STRAIGHT - SOCKET STRAIGHT SHIELDED: YES LED: NO SHEATH MATERIAL: PUR HALOGEN: NO | 0
8110 | 1296790500 | BUS LINE CONNECTING LINE M12 / M8 N OF POLES: 4 5 M MALE STRAIGHT - MALE STRAIGHT SHIELDED: YES LED: NO SHEATH MATERIAL: PUR HALOGEN: NO | 0
8111 | 1296791000 | BUS LINE CONNECTING LINE M12 / M8 N OF POLES: 4 10 M MALE STRAIGHT - MALE STRAIGHT SHIELDED: YES LED: NO SHEATH MATERIAL: PUR HALOGEN: NO | 0
8112 | 1296791500 | BUS LINE CONNECTING LINE M12 / M8 N OF POLES: 4 15 M MALE STRAIGHT - MALE STRAIGHT SHIELDED: YES LED: NO SHEATH MATERIAL: PUR HALOGEN: NO | 0
8113 | 1296792500 | BUS LINE CONNECTING LINE M12 / M8 N OF POLES: 4 25 M MALE STRAIGHT - MALE STRAIGHT SHIELDED: YES LED: NO SHEATH MATERIAL: PUR HALOGEN: NO | 0
8114 | 1296793500 | BUS LINE CONNECTING LINE M12 / M8 N OF POLES: 4 35 M MALE STRAIGHT - MALE STRAIGHT SHIELDED: YES LED: NO SHEATH MATERIAL: PUR HALOGEN: NO | 0
8115 | 1296800150 | BUS LINE CONNECTING LINE M12 / M12 N OF POLES: 4 1.5 M MALE STRAIGHT - MALE STRAIGHT SHIELDED: YES LED: NO SHEATH MATERIAL: PUR HALOGEN: NO | 0
8116 | 1296800300 | BUS LINE CONNECTING LINE M12 / M12 N OF POLES: 4 3 M MALE STRAIGHT - MALE STRAIGHT SHIELDED: YES LED: NO SHEATH MATERIAL: PUR HALOGEN: NO | 0
8117 | 1296800500 | BUS LINE CONNECTING LINE M12 / M12 N OF POLES: 4 5 M MALE STRAIGHT - MALE STRAIGHT SHIELDED: YES LED: NO SHEATH MATERIAL: PUR HALOGEN: NO | 0
8118 | 1296801000 | BUS LINE CONNECTING LINE M12 / M12 N OF POLES: 4 10 M MALE STRAIGHT - MALE STRAIGHT SHIELDED: YES LED: NO SHEATH MATERIAL: PUR HALOGEN: NO | 0
8119 | 1297010000 | Y-DISTRIBUTOR FREECON SUPPLY IP65 | 1177
8120 | 1299390000 | SENSOR/ACTUATOR PLUG-IN CONNECTOR EMPTY ENCLOSURE | 175
8121 | 1301220000 | PLUGS PREFABRICATED TO CUSTOMER SPEC. 7/8" PIN STRAIGHT | 57
8122 | 1301370030 | BUS LINE ONE END WITHOUT CONNECTOR M8 N OF POLES: 4 0.3 M FEMALE SOCKET STRAIGHT SHIELDED: YES LED: NO SHEATH MATERIAL: PUR HALOGEN: NO | 0
8123 | 1301370050 | BUS LINE ONE END WITHOUT CONNECTOR M8 N OF POLES: 4 0.5 M FEMALE SOCKET STRAIGHT SHIELDED: YES LED: NO SHEATH MATERIAL: PUR HALOGEN: NO | 0
8124 | 1301370100 | BUS LINE ONE END WITHOUT CONNECTOR M8 N OF POLES: 4 1 M FEMALE SOCKET STRAIGHT SHIELDED: YES LED: NO SHEATH MATERIAL: PUR HALOGEN: NO | 0
8125 | 1301370150 | BUS LINE ONE END WITHOUT CONNECTOR M8 N OF POLES: 4 1.5 M FEMALE SOCKET STRAIGHT SHIELDED: YES LED: NO SHEATH MATERIAL: PUR HALOGEN: NO | 0
8126 | 1301370200 | BUS LINE ONE END WITHOUT CONNECTOR M8 N OF POLES: 4 2 M FEMALE SOCKET STRAIGHT SHIELDED: YES LED: NO SHEATH MATERIAL: PUR HALOGEN: NO | 0
8127 | 1301370300 | BUS LINE ONE END WITHOUT CONNECTOR M8 N OF POLES: 4 3 M FEMALE SOCKET STRAIGHT SHIELDED: YES LED: NO SHEATH MATERIAL: PUR HALOGEN: NO | 0
8128 | 1301370500 | BUS LINE ONE END WITHOUT CONNECTOR M8 N OF POLES: 4 5 M FEMALE SOCKET STRAIGHT SHIELDED: YES LED: NO SHEATH MATERIAL: PUR HALOGEN: NO | 0
8129 | 1301371000 | BUS LINE ONE END WITHOUT CONNECTOR M8 N OF POLES: 4 10 M FEMALE SOCKET STRAIGHT SHIELDED: YES LED: NO SHEATH MATERIAL: PUR HALOGEN: NO | 0
8130 | 1302000000 | ADAPTER | 1282
8131 | 1303760000 | SAFESERIES SAFETY RELAY24 V DC ± 20% 35 MA MAX. SWITCHING CURRENT INTERNAL FUSE : 5 A (REFER TO DERATING CURVE) SIL 3 EN 61508:2010 | 467
8132 | 1304030025 | BUS LINE CONNECTING LINE N OF POLES: 4 0.25 M FEMALE SOCKET STRAIGHT RJ45 SHIELDED: YES LED: NO SHEATH MATERIAL: PUR HALOGEN: NO | 0
8133 | 1304040000 | SAFESERIES SAFETY RELAY24 V DC ± 20% 35 MA MAX. SWITCHING CURRENT INTERNAL FUSE : 5 A (REFER TO DERATING CURVE) SIL 3 EN 61508:2010 | 467
8134 | 1304280000 | PLUGS PREFABRICATED TO CUSTOMER SPEC. M12 PIN STRAIGHT | 57
8135 | 1304350000 | PLUGS PREFABRICATED TO CUSTOMER SPEC. M16 PIN 90° | 88
8136 | 1304380000 | PLUGS PREFABRICATED TO CUSTOMER SPEC. M16 PIN 90° | 88
8137 | 1304390000 | PLUGS PREFABRICATED TO CUSTOMER SPEC. M16 PIN STRAIGHT | 57
8138 | 1304400000 | PLUGS PREFABRICATED TO CUSTOMER SPEC. M16 FEMALE SOCKET STRAIGHT | 35
8139 | 1304430000 | PLUGS PREFABRICATED TO CUSTOMER SPEC. M16 PIN STRAIGHT | 57
8140 | 1304450000 | PLUGS PREFABRICATED TO CUSTOMER SPEC. M16 FEMALE SOCKET STRAIGHT | 35
8141 | 1304740150 | SENSOR/ACTUATOR LINE CONNECTING LINE M12 / M8 N OF POLES : 3 1.5 M PIN ANGLED - BUSH STRAIGHT SHIELDED: NO LED: NO SHEATH MATERIAL: PUR HALOGEN: NO | 0
8142 | 1305810000 | KLIPPON POK (POLYESTER EMPTY ENCLOSURE) EMPTY ENCLOSURE HEIGHT: 75 MM WIDTH: 80 MM DEPTH: 55 MM MATERIAL: GLASS FIBRE-REINFORCED POLYESTER UNTREATED POLISHED GREY | 1229
8143 | 1305820000 | KLIPPON POK (POLYESTER EMPTY ENCLOSURE) EMPTY ENCLOSURE HEIGHT: 75 MM WIDTH: 110 MM DEPTH: 56 MM MATERIAL: GLASS FIBRE-REINFORCED POLYESTER UNTREATED POLISHED GREY | 4
8144 | 1305830000 | KLIPPON POK (POLYESTER EMPTY ENCLOSURE) EMPTY ENCLOSURE HEIGHT: 75 MM WIDTH: 160 MM DEPTH: 56 MM MATERIAL: GLASS FIBRE-REINFORCED POLYESTER UNTREATED POLISHED GREY | 4
8145 | 1305840000 | KLIPPON POK (POLYESTER EMPTY ENCLOSURE) EMPTY ENCLOSURE HEIGHT: 75 MM WIDTH: 190 MM DEPTH: 55 MM MATERIAL: GLASS FIBRE-REINFORCED POLYESTER UNTREATED POLISHED GREY | 4
8146 | 1305850000 | KLIPPON POK (POLYESTER EMPTY ENCLOSURE) EMPTY ENCLOSURE HEIGHT: 75 MM WIDTH: 230 MM DEPTH: 56 MM MATERIAL: GLASS FIBRE-REINFORCED POLYESTER UNTREATED POLISHED GREY | 4
8147 | 1305870000 | KLIPPON POK (POLYESTER EMPTY ENCLOSURE) EMPTY ENCLOSURE HEIGHT: 120 MM WIDTH: 122 MM DEPTH: 90 MM MATERIAL: GLASS FIBRE-REINFORCED POLYESTER UNTREATED POLISHED GREY | 4
8148 | 1305880000 | KLIPPON POK (POLYESTER EMPTY ENCLOSURE) EMPTY ENCLOSURE HEIGHT: 120 MM WIDTH: 220 MM DEPTH: 90 MM MATERIAL: GLASS FIBRE-REINFORCED POLYESTER UNTREATED POLISHED GREY | 4
8149 | 1305890000 | KLIPPON POK (POLYESTER EMPTY ENCLOSURE) EMPTY ENCLOSURE HEIGHT: 160 MM WIDTH: 160 MM DEPTH: 90 MM MATERIAL: GLASS FIBRE-REINFORCED POLYESTER UNTREATED POLISHED GREY | 4
8150 | 1305900000 | KLIPPON POK (POLYESTER EMPTY ENCLOSURE) EMPTY ENCLOSURE HEIGHT: 160 MM WIDTH: 260 MM DEPTH: 90 MM MATERIAL: GLASS FIBRE-REINFORCED POLYESTER UNTREATED POLISHED GREY | 4
8151 | 1305910000 | KLIPPON POK (POLYESTER EMPTY ENCLOSURE) EMPTY ENCLOSURE HEIGHT: 160 MM WIDTH: 360 MM DEPTH: 90 MM MATERIAL: GLASS FIBRE-REINFORCED POLYESTER UNTREATED POLISHED GREY | 4
8152 | 1305920000 | KLIPPON POK (POLYESTER EMPTY ENCLOSURE) EMPTY ENCLOSURE HEIGHT: 160 MM WIDTH: 560 MM DEPTH: 90 MM MATERIAL: GLASS FIBRE-REINFORCED POLYESTER UNTREATED POLISHED GREY | 4
8153 | 1305930000 | KLIPPON POK (POLYESTER EMPTY ENCLOSURE) EMPTY ENCLOSURE HEIGHT: 250 MM WIDTH: 255 MM DEPTH: 120 MM MATERIAL: GLASS FIBRE-REINFORCED POLYESTER UNTREATED POLISHED GREY | 4
8154 | 1305940000 | KLIPPON POK (POLYESTER EMPTY ENCLOSURE) EMPTY ENCLOSURE HEIGHT: 250 MM WIDTH: 400 MM DEPTH: 120 MM MATERIAL: GLASS FIBRE-REINFORCED POLYESTER UNTREATED POLISHED GREY | 4
8155 | 1305950000 | KLIPPON POK (POLYESTER EMPTY ENCLOSURE) EMPTY ENCLOSURE HEIGHT: 250 MM WIDTH: 600 MM DEPTH: 120 MM MATERIAL: GLASS FIBRE-REINFORCED POLYESTER UNTREATED POLISHED GREY | 4
8156 | 1305970000 | KLIPPON POK (POLYESTER EMPTY ENCLOSURE) EMPTY ENCLOSURE HEIGHT: 405 MM WIDTH: 400 MM DEPTH: 120 MM MATERIAL: GLASS FIBRE-REINFORCED POLYESTER UNTREATED POLISHED GREY | 4
8157 | 1305980000 | KLIPPON POK (POLYESTER EMPTY ENCLOSURE) EMPTY ENCLOSURE HEIGHT: 250 MM WIDTH: 255 MM DEPTH: 160.5 MM MATERIAL: GLASS FIBRE-REINFORCED POLYESTER UNTREATED POLISHED GREY | 4
8158 | 1305990000 | KLIPPON POK (POLYESTER EMPTY ENCLOSURE) EMPTY ENCLOSURE HEIGHT: 250 MM WIDTH: 400 MM DEPTH: 160.5 MM MATERIAL: GLASS FIBRE-REINFORCED POLYESTER UNTREATED POLISHED GREY | 4
8159 | 1308230000 | INTERFACE RS 2-WIRE TENSION-CLAMP CONNECTION | 110
8160 | 1308240000 | INTERFACE RS 2-WIRE TENSION-CLAMP CONNECTION | 110
8161 | 1308250000 | INTERFACE RS 2-WIRE TENSION-CLAMP CONNECTION | 110
8162 | 1308270000 | INTERFACE RS 2-WIRE TENSION-CLAMP CONNECTION | 110
8163 | 1308280000 | INTERFACE RS 2-WIRE TENSION-CLAMP CONNECTION | 110
8164 | 1309680015 | VALVE PLUG STRAIGHT PLUG - VALVE PLUG | 69
8165 | 1309690000 | KLIPPON EBI (ESSENTIAL BOX INDUSTRIAL) MOUNTING PLATE HEIGHT: 229 MM WIDTH: 129 MM DEPTH: 1.5 MM MATERIAL: SHEET STEEL | 4
8166 | 1309700000 | KLIPPON EBI (ESSENTIAL BOX INDUSTRIAL) MOUNTING PLATE HEIGHT: 229 MM WIDTH: 129 MM DEPTH: 1.5 MM MATERIAL: STAINLESS STEEL 1.4301 (304) | 4
8167 | 1309920015 | SYSTEM CABLE M12 D-CODE ? IP 67 STRAIGHT SOCKET M12 D-CODE ? IP 67 STRAIGHT SOCKET CAT.5 / CLASS D CROSS-LINKED PREMIUM FRNC 1.5 M | 90
8168 | 1309920050 | SYSTEM CABLE M12 D-CODE ? IP 67 STRAIGHT SOCKET M12 D-CODE ? IP 67 STRAIGHT SOCKET CAT.5 / CLASS D CROSS-LINKED PREMIUM FRNC 5 M | 90
8169 | 1310320000 | KLIPPON EBI (ESSENTIAL BOX INDUSTRIAL) MOUNTING PLATE HEIGHT: 229 MM WIDTH: 229 MM DEPTH: 1.5 MM MATERIAL: STAINLESS STEEL 1.4301 (304) | 4
8170 | 1310330000 | KLIPPON EBI (ESSENTIAL BOX INDUSTRIAL) MOUNTING PLATE HEIGHT: 329 MM WIDTH: 229 MM DEPTH: 1.5 MM MATERIAL: STAINLESS STEEL 1.4301 (304) | 4
8171 | 1310340000 | KLIPPON EBI (ESSENTIAL BOX INDUSTRIAL) MOUNTING PLATE HEIGHT: 329 MM WIDTH: 329 MM DEPTH: 1.5 MM MATERIAL: STAINLESS STEEL 1.4301 (304) | 4
8172 | 1310350000 | KLIPPON EBI (ESSENTIAL BOX INDUSTRIAL) MOUNTING PLATE HEIGHT: 429 MM WIDTH: 329 MM DEPTH: 1.5 MM MATERIAL: STAINLESS STEEL 1.4301 (304) | 4
8173 | 1310360000 | KLIPPON EBI (ESSENTIAL BOX INDUSTRIAL) MOUNTING PLATE HEIGHT: 429 MM WIDTH: 429 MM DEPTH: 1.5 MM MATERIAL: STAINLESS STEEL 1.4301 (304) | 4
8174 | 1310370000 | KLIPPON EBI (ESSENTIAL BOX INDUSTRIAL) MOUNTING PLATE HEIGHT: 529 MM WIDTH: 329 MM DEPTH: 12 MM MATERIAL: STAINLESS STEEL 1.4301 (304) | 4
8175 | 1310380000 | KLIPPON EBI (ESSENTIAL BOX INDUSTRIAL) MOUNTING PLATE HEIGHT: 529 MM WIDTH: 529 MM DEPTH: 12 MM MATERIAL: STAINLESS STEEL 1.4301 (304) | 4
8176 | 1310390000 | KLIPPON EBI (ESSENTIAL BOX INDUSTRIAL) MOUNTING PLATE HEIGHT: 729 MM WIDTH: 529 MM DEPTH: 12 MM MATERIAL: STAINLESS STEEL 1.4301 (304) | 4
8177 | 1310410000 | KLIPPON EBI (ESSENTIAL BOX INDUSTRIAL) MOUNTING PLATE HEIGHT: 229 MM WIDTH: 229 MM DEPTH: 1.5 MM MATERIAL: SHEET STEEL | 4
8178 | 1310420000 | KLIPPON EBI (ESSENTIAL BOX INDUSTRIAL) MOUNTING PLATE HEIGHT: 329 MM WIDTH: 229 MM DEPTH: 1.5 MM MATERIAL: SHEET STEEL | 4
8179 | 1310430000 | KLIPPON EBI (ESSENTIAL BOX INDUSTRIAL) MOUNTING PLATE HEIGHT: 329 MM WIDTH: 329 MM DEPTH: 1.5 MM MATERIAL: SHEET STEEL | 4
8180 | 1310440000 | KLIPPON EBI (ESSENTIAL BOX INDUSTRIAL) MOUNTING PLATE HEIGHT: 429 MM WIDTH: 329 MM DEPTH: 1.5 MM MATERIAL: SHEET STEEL | 4
8181 | 1310450000 | KLIPPON EBI (ESSENTIAL BOX INDUSTRIAL) MOUNTING PLATE HEIGHT: 429 MM WIDTH: 429 MM DEPTH: 1.5 MM MATERIAL: SHEET STEEL | 4
8182 | 1310460000 | KLIPPON EBI (ESSENTIAL BOX INDUSTRIAL) MOUNTING PLATE HEIGHT: 529 MM WIDTH: 329 MM DEPTH: 12 MM MATERIAL: SHEET STEEL | 4
8183 | 1310470000 | KLIPPON EBI (ESSENTIAL BOX INDUSTRIAL) MOUNTING PLATE HEIGHT: 529 MM WIDTH: 529 MM DEPTH: 12 MM MATERIAL: SHEET STEEL | 4
8184 | 1310480000 | KLIPPON EBI (ESSENTIAL BOX INDUSTRIAL) MOUNTING PLATE HEIGHT: 729 MM WIDTH: 529 MM DEPTH: 12 MM MATERIAL: SHEET STEEL | 4
8185 | 1311750000 | INTERFACE RS 1-WIRE TENSION-CLAMP CONNECTION | 110
8186 | 1311770000 | INTERFACE RS LED 1-WIRE TENSION-CLAMP CONNECTION | 110
8187 | 1311780000 | INTERFACE RS SPACER LED 1-WIRE TENSION-CLAMP CONNECTION | 110
8188 | 1311790000 | INTERFACE RS 2-WIRE TENSION-CLAMP CONNECTION | 110
8189 | 1311800000 | INTERFACE RS LED 2-WIRE TENSION-CLAMP CONNECTION | 110
8190 | 1311810000 | INTERFACE RS SPACER 2-WIRE SCREW CONNECTION | 84
8191 | 1311820000 | INTERFACE RS SPACER 2-WIRE TENSION-CLAMP CONNECTION | 110
8192 | 1311830000 | INTERFACE RS SPACER LED 2-WIRE TENSION-CLAMP CONNECTION | 110
8193 | 1311840000 | INTERFACE RS FUSE 2-WIRE TENSION-CLAMP CONNECTION | 110
8194 | 1311850000 | INTERFACE RS FUSE LED 2-WIRE TENSION-CLAMP CONNECTION | 110
8195 | 1311870000 | INTERFACE RS FUSE LED 2-WIRE TENSION-CLAMP CONNECTION | 110
8196 | 1311880000 | INTERFACE RS 3-WIRE TENSION-CLAMP CONNECTION | 110
8197 | 1311890000 | INTERFACE RS LED 3-WIRE TENSION-CLAMP CONNECTION | 110
8198 | 1312000000 | INTERFACE RSM OPTOS LED | 625
8199 | 1312010000 | INTERFACE RSM OPTOS LED | 625
8200 | 1312020000 | INTERFACE RSM OPTOS LED | 625
8201 | 1312160003 | PATCH CABLE CROSSOVER RJ45 IP 20 RJ45 IP 20 CAT.6A / CLASS EA (ISO/IEC 11801 2010) LSZH 0.3 M | 14
8202 | 1312160004 | PATCH CABLE CROSSOVER RJ45 IP 20 RJ45 IP 20 CAT.6A / CLASS EA (ISO/IEC 11801 2010) LSZH 0.4 M | 14
8203 | 1312160010 | PATCH CABLE CROSSOVER RJ45 IP 20 RJ45 IP 20 CAT.6A / CLASS EA (ISO/IEC 11801 2010) LSZH 1 M | 14
8204 | 1312160020 | PATCH CABLE CROSSOVER RJ45 IP 20 RJ45 IP 20 CAT.6A / CLASS EA (ISO/IEC 11801 2010) LSZH 2 M | 14
8205 | 1312160030 | PATCH CABLE CROSSOVER RJ45 IP 20 RJ45 IP 20 CAT.6A / CLASS EA (ISO/IEC 11801 2010) LSZH 3 M | 14
8206 | 1312160050 | PATCH CABLE CROSSOVER RJ45 IP 20 RJ45 IP 20 CAT.6A / CLASS EA (ISO/IEC 11801 2010) LSZH 5 M | 14
8207 | 1312160100 | PATCH CABLE CROSSOVER RJ45 IP 20 RJ45 IP 20 CAT.6A / CLASS EA (ISO/IEC 11801 2010) LSZH 10 M | 14
8208 | 1312160150 | PATCH CABLE CROSSOVER RJ45 IP 20 RJ45 IP 20 CAT.6A / CLASS EA (ISO/IEC 11801 2010) LSZH 15 M | 14
8209 | 1312160200 | PATCH CABLE CROSSOVER RJ45 IP 20 RJ45 IP 20 CAT.6A / CLASS EA (ISO/IEC 11801 2010) LSZH 20 M | 14
8210 | 1312230000 | Y-DISTRIBUTOR FREECON HYBRID IP65 | 787
8211 | 1312430000 | P-SERIES END PLATE 1.5 MM | 393
8212 | 1312520000 | ACCESSORIES SOCKET | 127
8213 | 1312540000 | ACCESSORIES SOCKET | 127
8214 | 1312550000 | ACCESSORIES SOCKET | 127
8215 | 1312560000 | ACCESSORIES SOCKET | 127
8216 | 1312740000 | INTERFACE RSD COMMON ANODE SCREW CONNECTION | 334
8217 | 1312750000 | INTERFACE RSD COMMON CATHODE SCREW CONNECTION | 334
8218 | 1312760000 | INTERFACE RSD COMMON ANODE SCREW CONNECTION | 334
8219 | 1312770000 | INTERFACE RSD COMMON CATHODE SCREW CONNECTION | 334
8220 | 1312780000 | INTERFACE RSD COMMON ANODE SCREW CONNECTION | 334
8221 | 1312790000 | INTERFACE RSD COMMON CATHODE SCREW CONNECTION | 334
8222 | 1316550300 | VALVE PLUG STRAIGHT PLUG - VALVE PLUG | 69
8223 | 1316550500 | VALVE PLUG STRAIGHT PLUG - VALVE PLUG | 69
8224 | 1317340000 | FASTENING ELEMENT LATCHES | 1142
8225 | 1318011800 | DRAGLINE CABLE SC IP 67 BAYONET V01 METAL SC IP 67 BAYONET V01 METAL 62.5 ΜM PUR 180 M | 276
8226 | 1318015000 | DRAGLINE CABLE SC IP 67 BAYONET V01 METAL SC IP 67 BAYONET V01 METAL 62.5 ΜM PUR 500 M | 276
8227 | 1318150000 | JUNCTION BOX FREECON SCRJ PLUG-IN CONNECTOR IP65 | 400
8228 | 1324020000 | PLUGS PREFABRICATED TO CUSTOMER SPEC. M12 IDC IP67 | 88
8229 | 1328130000 | KLIPPON K (ALUMINIUM EMPTY ENCLOSURE) EMPTY ENCLOSURE ALUMINIUM ENCLOSURE HEIGHT: 120 MM WIDTH: 220 MM DEPTH: 81 MM MATERIAL: ALUMINIUM ALSI12 POWDER-COATED GREY | 38
8230 | 1328150000 | PHOTOVOLTAICS ACCESSORIES LOCKING CLIP | 884
8231 | 1344670000 | SYSTEM CABLE CAT.7 (ISO/IEC 11801) LSZH 305 M | 316
8232 | 1344690000 | SYSTEM CABLE CAT.7 (ISO/IEC 11801) LSZH 305 M | 316
8233 | 1344760000 | SERIAL/FIBRE-OPTIC CONVERTER 1 X TERMINAL BLOCK FOR RS232/422/485 1 X SC MULTIMODE IP30 -40 °C...75 °C | 744
8234 | 1344770000 | NETWORK SWITCH MANAGED FAST ETHERNET N OF PORTS: 6X RJ45 2X SC MULTI-MODE IP30 -40 °C...75 °C | 50
8235 | 1344960000 | PHOTOVOLTAICS PLUG-IN CONNECTOR FOR CRIMPING TOOL | 701
8236 | 1345020000 | COUPLING | 891
8237 | 1345040030 | PRE-ASSEMBLED CABLE PAC CABLE LIYCY 0.25 MM² | 2
8238 | 1348590000 | TERMINAL RAIL FIXING SURGE PROTECTION CAT.6 802.3 AT TYPE 1 802.3 AT TYPE 2 802.3 BT TYPE 3 UP(L/N-PE) ? 550 V | 1219
8239 | 1349630010 | PRE-ASSEMBLED CABLE PAC | 34
8240 | 1349640010 | PRE-ASSEMBLED CABLE PAC | 34
8241 | 1349670010 | PRE-ASSEMBLED CABLE PAC | 34
8242 | 1349670015 | PRE-ASSEMBLED CABLE PAC | 34
8243 | 1349670020 | PRE-ASSEMBLED CABLE PAC | 34
8244 | 1349670025 | PRE-ASSEMBLED CABLE PAC | 34
8245 | 1349670030 | PRE-ASSEMBLED CABLE PAC | 34
8246 | 1349670100 | PRE-ASSEMBLED CABLE PAC | 34
8247 | 1349680010 | PRE-ASSEMBLED CABLE PAC | 34
8248 | 1349690010 | PRE-ASSEMBLED CABLE PAC | 34
8249 | 1349700010 | PRE-ASSEMBLED CABLE PAC | 34
8250 | 1349700020 | PRE-ASSEMBLED CABLE PAC | 34
8251 | 1349720010 | PRE-ASSEMBLED CABLE PAC | 34
8252 | 1349730010 | PRE-ASSEMBLED CABLE PAC | 34
8253 | 1349730020 | PRE-ASSEMBLED CABLE PAC | 34
8254 | 1349730030 | PRE-ASSEMBLED CABLE PAC | 34
8255 | 1349740010 | PRE-ASSEMBLED CABLE PAC | 34
8256 | 1349770010 | PRE-ASSEMBLED CABLE PAC | 34
8257 | 1349790010 | PRE-ASSEMBLED CABLE PAC | 34
8258 | 1349790020 | PRE-ASSEMBLED CABLE PAC | 34
8259 | 1349820010 | PRE-ASSEMBLED CABLE PAC | 34
8260 | 1349880010 | PRE-ASSEMBLED CABLE PAC | 34
8261 | 1349900010 | PRE-ASSEMBLED CABLE PAC | 34
8262 | 1349900015 | PRE-ASSEMBLED CABLE PAC | 34
8263 | 1350530000 | SURGE VOLTAGE ARRESTER LOW VOLTAGE ACCESSORIES SPARE ARRESTER | 135
8264 | 1351030000 | SURGE VOLTAGE ARRESTER LOW VOLTAGE ACCESSORIES SPARE ARRESTER | 135
8265 | 1351180000 | SURGE VOLTAGE ARRESTER LOW VOLTAGE ACCESSORIES SPARE ARRESTER | 135
8266 | 1351190000 | SURGE VOLTAGE ARRESTER LOW VOLTAGE ACCESSORIES | 135
8267 | 1351220000 | SURGE VOLTAGE ARRESTER LOW VOLTAGE WITHOUT TELECOMM. CONTACT | 24
8268 | 1351240000 | SURGE VOLTAGE ARRESTER LOW VOLTAGE WITH REMOTE CONTACT | 24
8269 | 1351320000 | SURGE VOLTAGE ARRESTER LOW VOLTAGE ACCESSORIES | 135
8270 | 1351340000 | SURGE VOLTAGE ARRESTER LOW VOLTAGE WITHOUT TELECOMM. CONTACT | 24
8271 | 1351370000 | SURGE VOLTAGE ARRESTER LOW VOLTAGE WITH REMOTE CONTACT | 24
8272 | 1351420000 | SURGE VOLTAGE ARRESTER LOW VOLTAGE WITHOUT TELECOMM. CONTACT | 24
8273 | 1351440000 | SURGE VOLTAGE ARRESTER LOW VOLTAGE WITH REMOTE CONTACT | 24
8274 | 1351540000 | SURGE VOLTAGE ARRESTER LOW VOLTAGE ACCESSORIES SPARE ARRESTER | 135
8275 | 1351550000 | SURGE VOLTAGE ARRESTER LOW VOLTAGE WITH REMOTE CONTACT SINGLE-PHASE UP(L/N-PE) 180 V | 294
8276 | 1351570000 | SURGE VOLTAGE ARRESTER LOW VOLTAGE WITH REMOTE CONTACT LEAKAGE-CURRENT-FREE SINGLE-PHASE | 24
8277 | 1351580000 | SURGE VOLTAGE ARRESTER LOW VOLTAGE WITH REMOTE CONTACT SINGLE-PHASE UP(L/N-PE) ? 220 V | 294
8278 | 1351590000 | SURGE VOLTAGE ARRESTER LOW VOLTAGE WITHOUT TELECOMM. CONTACT LEAKAGE-CURRENT-FREE SINGLE-PHASE | 24
8279 | 1351600000 | SURGE VOLTAGE ARRESTER LOW VOLTAGE WITH REMOTE CONTACT SINGLE-PHASE UP(L/N-PE) ? 220 V | 294
8280 | 1351620000 | SURGE VOLTAGE ARRESTER LOW VOLTAGE WITH REMOTE CONTACT LEAKAGE-CURRENT-FREE SINGLE-PHASE | 24
8281 | 1351630000 | SURGE VOLTAGE ARRESTER LOW VOLTAGE WITH REMOTE CONTACT SINGLE-PHASE UP(L/N-PE) < 700 V | 294
8282 | 1351640000 | SURGE VOLTAGE ARRESTER LOW VOLTAGE WITHOUT TELECOMM. CONTACT LEAKAGE-CURRENT-FREE SINGLE-PHASE | 24
8283 | 1351650000 | SURGE VOLTAGE ARRESTER LOW VOLTAGE WITH REMOTE CONTACT SINGLE-PHASE UP(L/N-PE) ? 1200 V | 294
8284 | 1351670000 | SURGE VOLTAGE ARRESTER LOW VOLTAGE WITH REMOTE CONTACT LEAKAGE-CURRENT-FREE TN-C | 24
8285 | 1351680000 | SURGE VOLTAGE ARRESTER LOW VOLTAGE WITHOUT TELECOMM. CONTACT SINGLE-PHASE UP(L/N-PE) ? 0.9 KV | 294
8286 | 1351690000 | SURGE VOLTAGE ARRESTER LOW VOLTAGE WITHOUT TELECOMM. CONTACT LEAKAGE-CURRENT-FREE TN-C | 24
8287 | 1351700000 | SURGE VOLTAGE ARRESTER LOW VOLTAGE WITHOUT TELECOMM. CONTACT SINGLE-PHASE UP(L/N-PE) ? 0.9 KV | 294
8288 | 1351720000 | SURGE VOLTAGE ARRESTER LOW VOLTAGE WITH REMOTE CONTACT LEAKAGE-CURRENT-FREE TN-C-S TN-S | 24
8289 | 1351730000 | SURGE VOLTAGE ARRESTER LOW VOLTAGE WITHOUT TELECOMM. CONTACT LEAKAGE-CURRENT-FREE TN-C-S TN-S | 24
8290 | 1351740000 | SURGE VOLTAGE ARRESTER LOW VOLTAGE WITH REMOTE CONTACT LEAKAGE-CURRENT-FREE SINGLE-PHASE IT WITH N IT WITHOUT N TN TT | 68
8291 | 1351750000 | SURGE VOLTAGE ARRESTER LOW VOLTAGE WITHOUT TELECOMM. CONTACT LEAKAGE-CURRENT-FREE SINGLE-PHASE IT WITH N IT WITHOUT N TN TT | 68
8292 | 1351770000 | SURGE VOLTAGE ARRESTER LOW VOLTAGE WITH REMOTE CONTACT LEAKAGE-CURRENT-FREE TN-C-S TN-S IT WITH N IT WITHOUT N TT | 68
8293 | 1351780000 | SURGE VOLTAGE ARRESTER LOW VOLTAGE WITHOUT TELECOMM. CONTACT LEAKAGE-CURRENT-FREE TN-C-S TN-S IT WITH N IT WITHOUT N TT | 68
8294 | 1351790000 | SURGE VOLTAGE ARRESTER LOW VOLTAGE ACCESSORIES SPARE ARRESTER | 135
8295 | 1351800000 | SURGE VOLTAGE ARRESTER LOW VOLTAGE WITH REMOTE CONTACT SINGLE-PHASE | 24
8296 | 1351820000 | SURGE VOLTAGE ARRESTER LOW VOLTAGE WITHOUT TELECOMM. CONTACT SINGLE-PHASE | 24
8297 | 1351830000 | SURGE VOLTAGE ARRESTER LOW VOLTAGE WITH REMOTE CONTACT SINGLE-PHASE IT WITH N IT WITHOUT N TN TT | 68
8298 | 1351840000 | SURGE VOLTAGE ARRESTER LOW VOLTAGE WITHOUT TELECOMM. CONTACT SINGLE-PHASE TN IT WITH N IT WITHOUT N TT | 68
8299 | 1351850000 | SURGE VOLTAGE ARRESTER LOW VOLTAGE WITH REMOTE CONTACT TN-C | 24
8300 | 1351870000 | SURGE VOLTAGE ARRESTER LOW VOLTAGE WITHOUT TELECOMM. CONTACT TN-C | 24
8301 | 1351880000 | SURGE VOLTAGE ARRESTER LOW VOLTAGE WITH REMOTE CONTACT TN-C-S TN-S IT WITH N IT WITHOUT N TT | 68
8302 | 1351890000 | SURGE VOLTAGE ARRESTER LOW VOLTAGE WITHOUT TELECOMM. CONTACT TN-C-S TN-S IT WITH N IT WITHOUT N TT | 68
8303 | 1351920000 | SURGE VOLTAGE ARRESTER LOW VOLTAGE WITHOUT TELECOMM. CONTACT SINGLE-PHASE TT NUR FÜR N-PE | 24
8304 | 1351930000 | SURGE VOLTAGE ARRESTER LOW VOLTAGE ACCESSORIES SPARE ARRESTER TT NUR FÜR N-PE | 541
8305 | 1351940000 | SURGE VOLTAGE ARRESTER LOW VOLTAGE ACCESSORIES SPARE ARRESTER TT NUR FÜR N-PE | 541
8306 | 1351950000 | SURGE VOLTAGE ARRESTER LOW VOLTAGE WITHOUT TELECOMM. CONTACT TT NUR FÜR N-PE | 24
8307 | 1351970000 | SURGE VOLTAGE ARRESTER LOW VOLTAGE WITHOUT TELECOMM. CONTACT TT NUR FÜR N-PE | 24
8308 | 1351980000 | SURGE VOLTAGE ARRESTER LOW VOLTAGE ACCESSORIES SPARE ARRESTER TT NUR FÜR N-PE | 541
8309 | 1351990000 | SURGE VOLTAGE ARRESTER LOW VOLTAGE ACCESSORIES SPARE ARRESTER TT NUR FÜR N-PE | 541
8310 | 1352000000 | SURGE VOLTAGE ARRESTER LOW VOLTAGE ACCESSORIES SPARE ARRESTER | 135
8311 | 1352020000 | SURGE VOLTAGE ARRESTER LOW VOLTAGE WITHOUT TELECOMM. CONTACT LEAKAGE-CURRENT-FREE TN-C-S TN-S IT WITH N IT WITHOUT N TT | 68
8312 | 1352030000 | SURGE VOLTAGE ARRESTER LOW VOLTAGE WITH REMOTE CONTACT LEAKAGE-CURRENT-FREE TN-C-S TN-S IT WITH N IT WITHOUT N TT | 68
8313 | 1352040000 | SURGE VOLTAGE ARRESTER LOW VOLTAGE WITHOUT TELECOMM. CONTACT LEAKAGE-CURRENT-FREE TN IT WITH N IT WITHOUT N SINGLE-PHASE TT | 68
8314 | 1352050000 | SURGE VOLTAGE ARRESTER LOW VOLTAGE WITH REMOTE CONTACT LEAKAGE-CURRENT-FREE SINGLE-PHASE IT WITH N IT WITHOUT N TN TT | 68
8315 | 1352070000 | SURGE VOLTAGE ARRESTER LOW VOLTAGE WITHOUT TELECOMM. CONTACT LEAKAGE-CURRENT-FREE SINGLE-PHASE | 24
8316 | 1352080000 | SURGE VOLTAGE ARRESTER LOW VOLTAGE WITH REMOTE CONTACT LEAKAGE-CURRENT-FREE SINGLE-PHASE | 24
8317 | 1352090000 | SURGE VOLTAGE ARRESTER LOW VOLTAGE WITHOUT TELECOMM. CONTACT LEAKAGE-CURRENT-FREE TN-C | 24
8318 | 1352100000 | SURGE VOLTAGE ARRESTER LOW VOLTAGE WITH REMOTE CONTACT LEAKAGE-CURRENT-FREE TN-C | 24
8319 | 1352120000 | SURGE VOLTAGE ARRESTER LOW VOLTAGE ACCESSORIES SPARE ARRESTER | 135
8320 | 1352130000 | SURGE VOLTAGE ARRESTER LOW VOLTAGE WITHOUT TELECOMM. CONTACT SINGLE-PHASE | 24
8321 | 1352140000 | SURGE VOLTAGE ARRESTER LOW VOLTAGE WITH REMOTE CONTACT SINGLE-PHASE | 24
8322 | 1352150000 | SURGE VOLTAGE ARRESTER LOW VOLTAGE WITHOUT TELECOMM. CONTACT SINGLE-PHASE | 24
8323 | 1352170000 | SURGE VOLTAGE ARRESTER LOW VOLTAGE WITH REMOTE CONTACT SINGLE-PHASE | 24
8324 | 1352180000 | SURGE VOLTAGE ARRESTER LOW VOLTAGE WITHOUT TELECOMM. CONTACT TN-C-S TN-S | 24
8325 | 1352190000 | SURGE VOLTAGE ARRESTER LOW VOLTAGE WITH REMOTE CONTACT TN-C-S TN-S | 24
8326 | 1352200000 | SURGE VOLTAGE ARRESTER LOW VOLTAGE WITHOUT TELECOMM. CONTACT TN-C | 24
8327 | 1352220000 | SURGE VOLTAGE ARRESTER LOW VOLTAGE WITH REMOTE CONTACT TN-C | 24
8328 | 1352230000 | SURGE VOLTAGE ARRESTER LOW VOLTAGE WITHOUT TELECOMM. CONTACT TN-C-S TN-S IT WITH N IT WITHOUT N TT | 68
8329 | 1352240000 | SURGE VOLTAGE ARRESTER LOW VOLTAGE WITH REMOTE CONTACT TN-C-S TN-S IT WITH N IT WITHOUT N TT | 68
8330 | 1352250000 | SURGE VOLTAGE ARRESTER LOW VOLTAGE WITHOUT TELECOMM. CONTACT TN IT WITH N IT WITHOUT N SINGLE-PHASE TT | 68
8331 | 1352270000 | SURGE VOLTAGE ARRESTER LOW VOLTAGE WITH REMOTE CONTACT SINGLE-PHASE IT WITH N IT WITHOUT N TN TT | 68
8332 | 1352280000 | SURGE VOLTAGE ARRESTER LOW VOLTAGE ACCESSORIES SPARE ARRESTER | 135
8333 | 1352450000 | SURGE VOLTAGE ARRESTER LOW VOLTAGE ACCESSORIES SPARE ARRESTER | 135
8334 | 1352570000 | SURGE VOLTAGE ARRESTER LOW VOLTAGE ACCESSORIES SPARE ARRESTER | 135
8335 | 1352730000 | SURGE VOLTAGE ARRESTER LOW VOLTAGE ACCESSORIES SPARE ARRESTER | 135
8336 | 1352740000 | SURGE VOLTAGE ARRESTER LOW VOLTAGE WITHOUT TELECOMM. CONTACT SINGLE-PHASE | 24
8337 | 1352750000 | SURGE VOLTAGE ARRESTER LOW VOLTAGE WITH REMOTE CONTACT SINGLE-PHASE | 24
8338 | 1352770000 | SURGE VOLTAGE ARRESTER LOW VOLTAGE WITHOUT TELECOMM. CONTACT TN-C-S TN-S | 24
8339 | 1352780000 | SURGE VOLTAGE ARRESTER LOW VOLTAGE WITH REMOTE CONTACT TN-C-S TN-S | 24
8340 | 1352790000 | SURGE VOLTAGE ARRESTER LOW VOLTAGE WITHOUT TELECOMM. CONTACT TN-C | 24
8341 | 1352800000 | SURGE VOLTAGE ARRESTER LOW VOLTAGE WITH REMOTE CONTACT TN-C | 24
8342 | 1352820000 | SURGE VOLTAGE ARRESTER LOW VOLTAGE ACCESSORIES SPARE ARRESTER | 135
8343 | 1352930000 | SURGE VOLTAGE ARRESTER LOW VOLTAGE ACCESSORIES SPARE ARRESTER | 135
8344 | 1353030000 | PATCH CABLE RJ45 IP 20 RJ45 IP 20 CAT.6A / CLASS EA (ISO/IEC 11801 2010) LSZH 0.25 M | 14
8345 | 1353700000 | PLUGS PREFABRICATED TO CUSTOMER SPEC. M12 PIN STRAIGHT | 57
8346 | 1353730000 | SOCKETS PREFABRICATED TO CUSTOMER SPEC. M12 FEMALE SOCKET STRAIGHT | 35
8347 | 1353740000 | PLUGS PREFABRICATED TO CUSTOMER SPEC. M12 PIN STRAIGHT | 57
8348 | 1353750000 | SOCKETS PREFABRICATED TO CUSTOMER SPEC. M12 FEMALE SOCKET STRAIGHT | 35
8349 | 1353770000 | BUILT-IN PLUGS M12 PIN STRAIGHT PG 9 N OF POLES: 4 0.2 M FRONT MOUNTING | 832
8350 | 1353780000 | BUILT-IN PLUGS M12 FEMALE SOCKET STRAIGHT PG 9 N OF POLES: 4 0.2 M FRONT MOUNTING | 122
8351 | 1353800000 | BUILT-IN PLUGS M12 FEMALE SOCKET STRAIGHT PG 9 N OF POLES: 5 0.2 M FRONT MOUNTING | 122
8352 | 1353820000 | PLUGS PREFABRICATED TO CUSTOMER SPEC. M12 PIN STRAIGHT | 57
8353 | 1358340010 | PRE-ASSEMBLED CABLE PAC CABLE LIYCY 0.25 MM² | 2
8354 | 1358340030 | PRE-ASSEMBLED CABLE PAC CABLE LIYCY 0.25 MM² | 2
8355 | 1363380040 | PRE-ASSEMBLED CABLE PAC CABLE LIYY 7 ± 1 MM | 20
8356 | 1363380060 | PRE-ASSEMBLED CABLE PAC CABLE LIYY 7 ± 1 MM | 20
8357 | 1365730030 | PRE-ASSEMBLED CABLE PAC CABLE LIYCY 0.25 MM² | 2
8358 | 1365750010 | PRE-ASSEMBLED CABLE PAC CABLE LIYY 0.25 MM² | 2
8359 | 1365750015 | PRE-ASSEMBLED CABLE PAC CABLE LIYY 0.25 MM² | 2
8360 | 1365750020 | PRE-ASSEMBLED CABLE PAC CABLE LIYY 0.25 MM² | 2
8361 | 1365750025 | PRE-ASSEMBLED CABLE PAC CABLE LIYY 0.25 MM² | 2
8362 | 1371130000 | INTERFACE RS 2 X KS (40P) LL2N 5.08 MM | 99
8363 | 1371140000 | INTERFACE RS 2 X KS (40P) LM2NZF 5.08MM | 99
8364 | 1371170000 | INTERFACE RS 2 X KS (40P) LM2NZF 5.08MM | 99
8365 | 1371180000 | INTERFACE RS 2 X KS (40P) LL2N 5.08 MM | 99
8366 | 1371190000 | INTERFACE RS 2 X KS (40P) LM2NZF 5.08MM | 99
8367 | 1371210000 | INTERFACE RS 2 X KS (40P) LM2NZF 5.08MM | 99
8368 | 1371340000 | INTERFACE RS 2 X KS (40P) LL2N 5.08 MM | 99
8369 | 1371370000 | INTERFACE RS 2 X KS (40P) LM2NZF 5.08MM | 99
8370 | 1371470000 | INTERFACE RS 2 X KS (40P) LL2N 5.08 MM | 99
8371 | 1371500000 | INTERFACE RS 2 X KS (40P) LM2NZF 5.08MM | 99
8372 | 1371530000 | INTERFACE RS 2 X KS (40P) LL2N 5.08 MM | 99
8373 | 1371540000 | INTERFACE RS 2 X AKB (50P) LL2N 5.08 MM | 99
8374 | 1371550000 | INTERFACE RS 2 X KS (40P) LM2NZF 5.08MM | 99
8375 | 1371570000 | INTERFACE RS 2 X AKB (50P) LM2NZF 5.08MM | 99
8376 | 1371580000 | INTERFACE RS 2 X KS (40P) LL2N 5.08 MM | 99
8377 | 1371590000 | INTERFACE RS 2 X KS (40P) LM2NZF 5.08MM | 99
8378 | 1371640000 | INTERFACE RS 2 X KS (40P) LL2N 5.08 MM | 99
8379 | 1371650000 | INTERFACE RS 2 X KS (40P) LM2NZF 5.08MM | 99
8380 | 1373690020 | PRE-ASSEMBLED CABLE PAC CABLE LIYCY 0.25 MM² | 2
8381 | 1384080000 | INTERFACE RS 2 X AKB (50P) LM2NZF 5.08MM | 99
8382 | 1384090000 | INTERFACE RS 2 X AKB (50P) LL2N 5.08 MM | 99
8383 | 1428080000 | INTERFACE RSSD HIGH-DENSITY SUB-D PLUG-IN CONNECTORS 15-POLE PLUG SCREW CONNECTION | 18
8384 | 1428160000 | INTERFACE RSSD HIGH-DENSITY SUB-D PLUG-IN CONNECTORS 62-POLE SOCKET SCREW CONNECTION | 18
8385 | 1440920000 | FIELDPOWER® BOX IP65 DC BOX | 530
8386 | 1448280000 | INTERFACE RSM SCREW CONNECTION | 45
8387 | 1448300000 | INTERFACE RSM PUSH IN | 105
8388 | 1448930000 | INTERFACE RSM SCREW CONNECTION | 45
8389 | 1450550000 | FRONTCOM INSERT PLATE SHIELDED 1X POWER 2X DATA | 218
8390 | 1456540000 | INTERFACE RSM SCREW CONNECTION | 45
8391 | 1461050000 | VG EXI 4J (EX PLASTIC CABLE GLAND 4J EXI) CABLE GLANDS M 20 10 MM OD MIN. 6 - OD MAX. 12 MM IP54 IP66 IP67 IP68 - 5 BAR (30 MIN.) POLYAMIDE 6 | 8
8392 | 1461080000 | VG EXI 4J (EX PLASTIC CABLE GLAND 4J EXI) CABLE GLANDS M 32 15 MM OD MIN. 18 - OD MAX. 25 MM IP54 IP66 IP67 IP68 - 5 BAR (30 MIN.) POLYAMIDE 6 | 8
8393 | 1461150000 | VG EXE 4J (EX PLASTIC CABLE GLAND 4J EXE) CABLE GLANDS M 25 10 MM OD MIN. 13 - OD MAX. 18 MM IP54 IP66 IP67 IP68 - 5 BAR (30 MIN.) POLYAMIDE 6 | 8
8394 | 1461180000 | VG EXE 4J (EX PLASTIC CABLE GLAND 4J EXE) CABLE GLANDS M 40 18 MM OD MIN. 22 - OD MAX. 32 MM IP54 IP66 IP67 IP68 - 5 BAR (30 MIN.) POLYAMIDE 6 | 8
8395 | 1462040010 | PRE-ASSEMBLED CABLE PAC CABLE LIYY 0.25 MM² | 2
8396 | 1462040015 | PRE-ASSEMBLED CABLE PAC CABLE LIYY 0.25 MM² | 2
8397 | 1462040020 | PRE-ASSEMBLED CABLE PAC CABLE LIYY 0.25 MM² | 2
8398 | 1462040030 | PRE-ASSEMBLED CABLE PAC CABLE LIYY 0.25 MM² | 2
8399 | 1462090015 | PRE-ASSEMBLED CABLE PAC CABLE LIYY 0.25 MM² | 2
8400 | 1462090030 | PRE-ASSEMBLED CABLE PAC CABLE LIYY 0.25 MM² | 2
8401 | 1469490000 | POWER SUPPLY SWITCH-MODE POWER SUPPLY UNIT 24 V | 56
8402 | 1469510000 | POWER SUPPLY SWITCH-MODE POWER SUPPLY UNIT 24 V | 56
8403 | 1469520000 | POWER SUPPLY SWITCH-MODE POWER SUPPLY UNIT 24 V | 56
8404 | 1469530000 | POWER SUPPLY SWITCH-MODE POWER SUPPLY UNIT 24 V | 56
8405 | 1469540000 | POWER SUPPLY SWITCH-MODE POWER SUPPLY UNIT 24 V | 56
8406 | 1469550000 | POWER SUPPLY SWITCH-MODE POWER SUPPLY UNIT 24 V | 56
8407 | 1469560000 | POWER SUPPLY SWITCH-MODE POWER SUPPLY UNIT 24 V | 56
8408 | 1469580000 | POWER SUPPLY SWITCH-MODE POWER SUPPLY UNIT 12 V | 56
8409 | 1469590000 | POWER SUPPLY SWITCH-MODE POWER SUPPLY UNIT 48 V | 56
8410 | 1469610000 | POWER SUPPLY SWITCH-MODE POWER SUPPLY UNIT 48 V | 56
8411 | 1471390000 | ACCESSORIES CUTTER HOLDER | 367
8412 | 1477890000 | KSPMH (KLIPPON BLANKING PLUG TYPE MH) BLANKING PLUG M 32 16 MM STAINLESS STEEL 1.4404 (316L) | 94
8413 | 1478120000 | POWER SUPPLY SWITCH-MODE POWER SUPPLY UNIT 24 V | 56
8414 | 1478130000 | POWER SUPPLY SWITCH-MODE POWER SUPPLY UNIT 24 V | 56
8415 | 1478150000 | POWER SUPPLY SWITCH-MODE POWER SUPPLY UNIT 24 V | 56
8416 | 1478170000 | POWER SUPPLY SWITCH-MODE POWER SUPPLY UNIT 24 V | 56
8417 | 1478210000 | POWER SUPPLY SWITCH-MODE POWER SUPPLY UNIT 5 V | 56
8418 | 1478220000 | POWER SUPPLY SWITCH-MODE POWER SUPPLY UNIT 12 V | 56
8419 | 1478250000 | POWER SUPPLY SWITCH-MODE POWER SUPPLY UNIT 48 V | 56
8420 | 1478270000 | POWER SUPPLY SWITCH-MODE POWER SUPPLY UNIT 48 V | 56
8421 | 1480740000 | INTERFACE RS ELCO ELCO PLUG-IN CONNECTOR 20 LP2N 5.08MM | 150
8422 | 1480750000 | INTERFACE RS ELCO ELCO PLUG-IN CONNECTOR 20 LP2N 5.08MM | 150
8423 | 1480760000 | INTERFACE RS ELCO ELCO PLUG-IN CONNECTOR 38 LP2N 5.08MM | 150
8424 | 1480770000 | INTERFACE RS ELCO ELCO PLUG-IN CONNECTOR 38 LP2N 5.08MM | 150
8425 | 1480780000 | INTERFACE RS ELCO ELCO PLUG-IN CONNECTOR 56 LP2N 5.08MM | 150
8426 | 1480790000 | INTERFACE RS ELCO ELCO PLUG-IN CONNECTOR 56 LP2N 5.08MM | 150
8427 | 2436660000 | TESTING TOOLS CABLE DETECTOR | 715
8428 | 2466850000 | POWER SUPPLY SWITCH-MODE POWER SUPPLY UNIT 24 V | 56
8429 | 2466870000 | POWER SUPPLY SWITCH-MODE POWER SUPPLY UNIT 24 V | 56
8430 | 2466890000 | POWER SUPPLY SWITCH-MODE POWER SUPPLY UNIT 24 V | 56
8431 | 2466910000 | POWER SUPPLY SWITCH-MODE POWER SUPPLY UNIT 12 V | 56
8432 | 2466920000 | POWER SUPPLY SWITCH-MODE POWER SUPPLY UNIT 48 V | 56
8433 | 2467030000 | POWER SUPPLY SWITCH-MODE POWER SUPPLY UNIT 48 V | 56
8434 | 7789001020 | PRE-ASSEMBLED CABLE PAC CABLE LIYY 0.25 MM² | 2
8435 | 7789001030 | PRE-ASSEMBLED CABLE PAC CABLE LIYY 0.25 MM² | 2
8436 | 7789002015 | PRE-ASSEMBLED CABLE PAC CABLE LIYY 0.25 MM² | 2
8437 | 7789002020 | PRE-ASSEMBLED CABLE PAC CABLE LIYY 0.25 MM² | 2
8438 | 7789028015 | PRE-ASSEMBLED CABLE PAC CABLE LIYCY 0.25 MM² | 2
8439 | 7789031020 | PRE-ASSEMBLED CABLE PAC CABLE LIYY 0.25 MM² | 2
8440 | 7789032020 | PRE-ASSEMBLED CABLE PAC CABLE LIYCY 0.25 MM² | 2
8441 | 7789032030 | PRE-ASSEMBLED CABLE PAC CABLE LIYCY 0.25 MM² | 2
8442 | 7789032050 | PRE-ASSEMBLED CABLE PAC CABLE LIYCY 0.25 MM² | 2
8443 | 7789032100 | PRE-ASSEMBLED CABLE PAC CABLE LIYCY 0.25 MM² | 2
8444 | 7789035015 | PRE-ASSEMBLED CABLE PAC CABLE LIYCY 0.25 MM² | 2
8445 | 7789035025 | PRE-ASSEMBLED CABLE PAC CABLE LIYCY 0.25 MM² | 2
8446 | 7789035030 | PRE-ASSEMBLED CABLE PAC CABLE LIYCY 0.25 MM² | 2
8447 | 7789037015 | PRE-ASSEMBLED CABLE PAC CABLE LIYCY 0.25 MM² | 2
8448 | 7789037020 | PRE-ASSEMBLED CABLE PAC CABLE LIYCY 0.25 MM² | 2
8449 | 7789037030 | PRE-ASSEMBLED CABLE PAC CABLE LIYCY 0.25 MM² | 2
8450 | 7789037050 | PRE-ASSEMBLED CABLE PAC CABLE LIYCY 0.25 MM² | 2
8451 | 7789037100 | PRE-ASSEMBLED CABLE PAC CABLE LIYCY 0.25 MM² | 2
8452 | 7789038020 | PRE-ASSEMBLED CABLE PAC CABLE LIYCY 0.25 MM² | 2
8453 | 7789039020 | PRE-ASSEMBLED CABLE PAC CABLE LIYY 0.25 MM² | 2
8454 | 7789040020 | PRE-ASSEMBLED CABLE PAC CABLE LIYY 0.25 MM² | 2
8455 | 7789040030 | PRE-ASSEMBLED CABLE PAC CABLE LIYY 0.25 MM² | 2
8456 | 7789041015 | PRE-ASSEMBLED CABLE PAC CABLE LIYY 0.25 MM² | 2
8457 | 7789041020 | PRE-ASSEMBLED CABLE PAC CABLE LIYY 0.25 MM² | 2
8458 | 7789041030 | PRE-ASSEMBLED CABLE PAC CABLE LIYY 0.25 MM² | 2
8459 | 7789041040 | PRE-ASSEMBLED CABLE PAC CABLE LIYY 0.25 MM² | 2
8460 | 7789041050 | PRE-ASSEMBLED CABLE PAC CABLE LIYY 0.25 MM² | 2
8461 | 7789041060 | PRE-ASSEMBLED CABLE PAC CABLE LIYY 0.25 MM² | 2
8462 | 7789041100 | PRE-ASSEMBLED CABLE PAC CABLE LIYY 0.25 MM² | 2
8463 | 7789042015 | PRE-ASSEMBLED CABLE PAC CABLE LIYY 0.25 MM² | 2
8464 | 7789042020 | PRE-ASSEMBLED CABLE PAC CABLE LIYY 0.25 MM² | 2
8465 | 7789042030 | PRE-ASSEMBLED CABLE PAC CABLE LIYY 0.25 MM² | 2
8466 | 7789042050 | PRE-ASSEMBLED CABLE PAC CABLE LIYY 0.25 MM² | 2
8467 | 7789043015 | PRE-ASSEMBLED CABLE PAC CABLE LIYCY 0.25 MM² | 2
8468 | 7789058020 | PRE-ASSEMBLED CABLE PAC CABLE LIYY 0.25 MM² | 2
8469 | 7789059020 | PRE-ASSEMBLED CABLE PAC CABLE LIYY 0.25 MM² | 2
8470 | 7789059100 | PRE-ASSEMBLED CABLE PAC CABLE LIYY 0.25 MM² | 2
8471 | 7789063015 | PRE-ASSEMBLED CABLE PAC CABLE LIYY 0.25 MM² | 2
8472 | 7789066015 | PRE-ASSEMBLED CABLE PAC CABLE LIYY 0.25 MM² | 2
8473 | 7789066020 | PRE-ASSEMBLED CABLE PAC CABLE LIYY 0.25 MM² | 2
8474 | 7789066030 | PRE-ASSEMBLED CABLE PAC CABLE LIYY 0.25 MM² | 2
8475 | 7789067030 | PRE-ASSEMBLED CABLE PAC CABLE LIYY 0.25 MM² | 2
8476 | 7789072030 | PRE-ASSEMBLED CABLE PAC CABLE LIYCY 0.25 MM² | 2
8477 | 7789100005 | PRE-ASSEMBLED CABLE PAC CABLE LIYY 0.25 MM² | 2
8478 | 7789100025 | PRE-ASSEMBLED CABLE PAC CABLE LIYY 0.25 MM² | 2
8479 | 7789100050 | PRE-ASSEMBLED CABLE PAC CABLE LIYY 0.25 MM² | 2
8480 | 7789100080 | PRE-ASSEMBLED CABLE PAC CABLE LIYY 0.25 MM² | 2
8481 | 7789100090 | PRE-ASSEMBLED CABLE PAC CABLE LIYY 0.25 MM² | 2
8482 | 7789100100 | PRE-ASSEMBLED CABLE PAC CABLE LIYY 0.25 MM² | 2
8483 | 7789104015 | PRE-ASSEMBLED CABLE PAC CABLE LIYY 0.25 MM² | 2
8484 | 7789104050 | PRE-ASSEMBLED CABLE PAC CABLE LIYY 0.25 MM² | 2
8485 | 7789104100 | PRE-ASSEMBLED CABLE PAC CABLE LIYY 0.25 MM² | 2
8486 | 7789106015 | PRE-ASSEMBLED CABLE PAC CABLE LIYY 0.25 MM² | 2
8487 | 7789106025 | PRE-ASSEMBLED CABLE PAC CABLE LIYY 0.25 MM² | 2
8488 | 7789106050 | PRE-ASSEMBLED CABLE PAC CABLE LIYY 0.25 MM² | 2
8489 | 7789106080 | PRE-ASSEMBLED CABLE PAC CABLE LIYY 0.25 MM² | 2
8490 | 7789106100 | PRE-ASSEMBLED CABLE PAC CABLE LIYY 0.25 MM² | 2
8491 | 7789108020 | PRE-ASSEMBLED CABLE PAC CABLE LIYY 0.25 MM² | 2
8492 | 7789108050 | PRE-ASSEMBLED CABLE PAC CABLE LIYY 0.25 MM² | 2
8493 | 7789121020 | PRE-ASSEMBLED CABLE PAC CABLE LIYY 0.25 MM² | 2
8494 | 7789121025 | PRE-ASSEMBLED CABLE PAC CABLE LIYY 0.25 MM² | 2
8495 | 7789121030 | PRE-ASSEMBLED CABLE PAC CABLE LIYY 0.25 MM² | 2
8496 | 7789121050 | PRE-ASSEMBLED CABLE PAC CABLE LIYY 0.25 MM² | 2
8497 | 7789123020 | PRE-ASSEMBLED CABLE PAC CABLE LIYCY 0.25 MM² | 2
8498 | 7789125020 | PRE-ASSEMBLED CABLE PAC CABLE LIYCY 0.25 MM² | 2
8499 | 7789125040 | PRE-ASSEMBLED CABLE PAC CABLE LIYCY 0.25 MM² | 2
8500 | 7789126050 | PRE-ASSEMBLED CABLE PAC CABLE LIYCY 0.25 MM² | 2
8501 | 7789157020 | PRE-ASSEMBLED CABLE PAC CABLE LIYCY 0.25 MM² | 2
8502 | 7789158100 | PRE-ASSEMBLED CABLE PAC CABLE LIYCY 0.25 MM² | 2
8503 | 7789210015 | PRE-ASSEMBLED CABLE PAC CABLE LIYY 0.25 MM² | 2
8504 | 7789210020 | PRE-ASSEMBLED CABLE PAC CABLE LIYY 0.25 MM² | 2
8505 | 7789210030 | PRE-ASSEMBLED CABLE PAC CABLE LIYY 0.25 MM² | 2
8506 | 7789210040 | PRE-ASSEMBLED CABLE PAC CABLE LIYY 0.25 MM² | 2
8507 | 7789210050 | PRE-ASSEMBLED CABLE PAC CABLE LIYY 0.25 MM² | 2
8508 | 7789210100 | PRE-ASSEMBLED CABLE PAC CABLE LIYY 0.25 MM² | 2
8509 | 7789234050 | PRE-ASSEMBLED CABLE PAC CABLE LIYY 8.6 ± 1 MM | 20
8510 | 7789234070 | PRE-ASSEMBLED CABLE PAC CABLE LIYY 8.6 ± 1 MM | 20
8511 | 7789234080 | PRE-ASSEMBLED CABLE PAC CABLE LIYY 8.6 ± 1 MM | 20
8512 | 7789234100 | PRE-ASSEMBLED CABLE PAC CABLE LIYY 8.6 ± 1 MM | 20
8513 | 7789235030 | PRE-ASSEMBLED CABLE PAC CABLE LIYY 7 ± 1 MM | 20
8514 | 7789235040 | PRE-ASSEMBLED CABLE PAC CABLE LIYY 7 ± 1 MM | 20
8515 | 7789236005 | PRE-ASSEMBLED CABLE PAC CABLE LIYY 8.6 ± 1 MM | 20
8516 | 7789236025 | PRE-ASSEMBLED CABLE PAC CABLE LIYY 8.6 ± 1 MM | 20
8517 | 7789236040 | PRE-ASSEMBLED CABLE PAC CABLE LIYY 8.6 ± 1 MM | 20
8518 | 7789236050 | PRE-ASSEMBLED CABLE PAC CABLE LIYY 8.6 ± 1 MM | 20
8519 | 7789236070 | PRE-ASSEMBLED CABLE PAC CABLE LIYY 8.6 ± 1 MM | 20
8520 | 7789236080 | PRE-ASSEMBLED CABLE PAC CABLE LIYY 8.6 ± 1 MM | 20
8521 | 7789237020 | PRE-ASSEMBLED CABLE PAC CABLE LIYY 8.6 ± 1 MM | 20
8522 | 7789237030 | PRE-ASSEMBLED CABLE PAC CABLE LIYY 8.6 ± 1 MM | 20
8523 | 7789239015 | PRE-ASSEMBLED CABLE PAC CABLE LIYY 8.6 ± 1 MM | 20
8524 | 7789239020 | PRE-ASSEMBLED CABLE PAC CABLE LIYY 8.6 ± 1 MM | 20
8525 | 7789239025 | PRE-ASSEMBLED CABLE PAC CABLE LIYY 8.6 ± 1 MM | 20
8526 | 7789246050 | PRE-ASSEMBLED CABLE PAC CABLE LIYY 8.6 ± 1 MM | 20
8527 | 7789246060 | PRE-ASSEMBLED CABLE PAC CABLE LIYY 8.6 ± 1 MM | 20
8528 | 7789247060 | PRE-ASSEMBLED CABLE PAC CABLE LIYY 8.6 ± 1 MM | 20
8529 | 7789261020 | PRE-ASSEMBLED CABLE PAC CABLE LIYCY 0.25 MM² | 2
8530 | 7789261040 | PRE-ASSEMBLED CABLE PAC CABLE LIYCY 0.25 MM² | 2
8531 | 7789261100 | PRE-ASSEMBLED CABLE PAC CABLE LIYCY 0.25 MM² | 2
8532 | 7789276020 | PRE-ASSEMBLED CABLE PAC CABLE LIYY 0.25 MM² | 2
8533 | 7789284015 | PRE-ASSEMBLED CABLE PAC CABLE LIYCY 0.25 MM² | 2
8534 | 7789284020 | PRE-ASSEMBLED CABLE PAC CABLE LIYCY 0.25 MM² | 2
8535 | 7789284025 | PRE-ASSEMBLED CABLE PAC CABLE LIYCY 0.25 MM² | 2
8536 | 7789284050 | PRE-ASSEMBLED CABLE PAC CABLE LIYCY 0.25 MM² | 2
8537 | 7789285030 | PRE-ASSEMBLED CABLE PAC CABLE LIYCY 0.25 MM² | 2
8538 | 7789286015 | PRE-ASSEMBLED CABLE PAC CABLE LIYCY 0.25 MM² | 2
8539 | 7789286030 | PRE-ASSEMBLED CABLE PAC CABLE LIYCY 0.25 MM² | 2
8540 | 7789286050 | PRE-ASSEMBLED CABLE PAC CABLE LIYCY 0.25 MM² | 2
8541 | 7789286060 | PRE-ASSEMBLED CABLE PAC CABLE LIYCY 0.25 MM² | 2
8542 | 7789287015 | PRE-ASSEMBLED CABLE PAC CABLE LIYCY 0.25 MM² | 2
8543 | 7789287025 | PRE-ASSEMBLED CABLE PAC CABLE LIYCY 0.25 MM² | 2
8544 | 7789287040 | PRE-ASSEMBLED CABLE PAC CABLE LIYCY 0.25 MM² | 2
8545 | 7789288020 | PRE-ASSEMBLED CABLE PAC CABLE LIYCY 0.25 MM² | 2
8546 | 7789288050 | PRE-ASSEMBLED CABLE PAC CABLE LIYCY 0.25 MM² | 2
8547 | 7789288060 | PRE-ASSEMBLED CABLE PAC CABLE LIYCY 0.25 MM² | 2
8548 | 7789291015 | PRE-ASSEMBLED CABLE PAC CABLE LIYY 0.25 MM² | 2
8549 | 7789291020 | PRE-ASSEMBLED CABLE PAC CABLE LIYY 0.25 MM² | 2
8550 | 7789291030 | PRE-ASSEMBLED CABLE PAC CABLE LIYY 0.25 MM² | 2
8551 | 7789292020 | PRE-ASSEMBLED CABLE PAC CABLE LIYY 0.25 MM² | 2
8552 | 7789292025 | PRE-ASSEMBLED CABLE PAC CABLE LIYY 0.25 MM² | 2
8553 | 7789292050 | PRE-ASSEMBLED CABLE PAC CABLE LIYY 0.25 MM² | 2
8554 | 7789293015 | PRE-ASSEMBLED CABLE PAC CABLE LIYY 0.25 MM² | 2
8555 | 7789293020 | PRE-ASSEMBLED CABLE PAC CABLE LIYY 0.25 MM² | 2
8556 | 7789293030 | PRE-ASSEMBLED CABLE PAC CABLE LIYY 0.25 MM² | 2
8557 | 7789293040 | PRE-ASSEMBLED CABLE PAC CABLE LIYY 0.25 MM² | 2
8558 | 7789293050 | PRE-ASSEMBLED CABLE PAC CABLE LIYY 0.25 MM² | 2
8559 | 7789293080 | PRE-ASSEMBLED CABLE PAC CABLE LIYY 0.25 MM² | 2
8560 | 7789301005 | PRE-ASSEMBLED CABLE PAC CABLE LIYY 0.25 MM² | 2
8561 | 7789301015 | PRE-ASSEMBLED CABLE PAC CABLE LIYY 0.25 MM² | 2
8562 | 7789306020 | PRE-ASSEMBLED CABLE PAC CABLE LIYY 0.14 MM² | 2
8563 | 7789306030 | PRE-ASSEMBLED CABLE PAC CABLE LIYY 0.14 MM² | 2
8564 | 7789306040 | PRE-ASSEMBLED CABLE PAC CABLE LIYY 0.14 MM² | 2
8565 | 7789306050 | PRE-ASSEMBLED CABLE PAC CABLE LIYY 0.14 MM² | 2
8566 | 7789306060 | PRE-ASSEMBLED CABLE PAC CABLE LIYY 0.14 MM² | 2
8567 | 7789312030 | PRE-ASSEMBLED CABLE PAC CABLE LIYY 0.25 MM² | 2
8568 | 7789316020 | PRE-ASSEMBLED CABLE PAC CABLE LIYY 0.25 MM² | 2
8569 | 7789320020 | PRE-ASSEMBLED CABLE PAC CABLE LIYCY 0.25 MM² | 2
8570 | 7789321020 | PRE-ASSEMBLED CABLE PAC CABLE LIYCY 0.25 MM² | 2
8571 | 7789327015 | PRE-ASSEMBLED CABLE PAC CABLE LIYY 0.25 MM² | 2
8572 | 7789327050 | PRE-ASSEMBLED CABLE PAC CABLE LIYY 0.25 MM² | 2
8573 | 7789328015 | PRE-ASSEMBLED CABLE PAC CABLE LIYY 0.25 MM² | 2
8574 | 7789380020 | PRE-ASSEMBLED CABLE PAC CABLE LIYY 0.25 MM² | 2
8575 | 7789380030 | PRE-ASSEMBLED CABLE PAC CABLE LIYY 0.25 MM² | 2
8576 | 7789387015 | PRE-ASSEMBLED CABLE PAC CABLE LIYY 0.25 MM² | 2
8577 | 7789387020 | PRE-ASSEMBLED CABLE PAC CABLE LIYY 0.25 MM² | 2
8578 | 7789387030 | PRE-ASSEMBLED CABLE PAC CABLE LIYY 0.25 MM² | 2
8579 | 7789387040 | PRE-ASSEMBLED CABLE PAC CABLE LIYY 0.25 MM² | 2
8580 | 7789387050 | PRE-ASSEMBLED CABLE PAC CABLE LIYY 0.25 MM² | 2
8581 | 7789387060 | PRE-ASSEMBLED CABLE PAC CABLE LIYY 0.25 MM² | 2
8582 | 7789604020 | PRE-ASSEMBLED CABLE PAC CABLE LIYCY 0.25 MM² | 2
8583 | 7789607025 | PRE-ASSEMBLED CABLE PAC CABLE LIYCY 0.25 MM² | 2
8584 | 7789608020 | PRE-ASSEMBLED CABLE PAC CABLE LIYY 0.25 MM² | 2
8585 | 7789609025 | PRE-ASSEMBLED CABLE PAC CABLE LIYCY 0.25 MM² | 2
8586 | 1328120000 | KLIPPON K (ALUMINIUM EMPTY ENCLOSURE) EMPTY ENCLOSURE ALUMINIUM ENCLOSURE HEIGHT: 80 MM WIDTH: 125 MM DEPTH: 57 MM MATERIAL: ALUMINIUM ALSI12 POWDER-COATED GREY | 38
8587 | 1328140000 | KLIPPON K (ALUMINIUM EMPTY ENCLOSURE) EMPTY ENCLOSURE ALUMINIUM ENCLOSURE HEIGHT: 160 MM WIDTH: 260 MM DEPTH: 91 MM MATERIAL: ALUMINIUM ALSI12 POWDER-COATED GREY | 38
8588 | 1067250000 | MEASURING BRIDGE CONVERTER INPUT : RESISCE MEASURING BRIDGE OUTPUT : 0(4)-20 MA 0-10 V | 801
8589 | 1067380000 | SC INSERT PLUG SCRJ MULTIMODE | 1005
8590 | 1067390000 | SC INSERT PLUG SCRJ SINGLEMODE | 1019
8591 | 1067410000 | SC INSERT PLUG SCRJ POF | 945
8592 | 1068930000 | FLANGE-MOUNTED HOUSING PROTECTIVE CAP | 375
8593 | 1068940000 | INSERT PROFINET SOCKET CONNECTOR | 935
8594 | 1070230000 | SURGE PROTECTION FLANGE-MOUNTED HOUSING FLANGE-MOUNTED HOUSING | 131
8595 | 1070470000 | SURGE PROTECTION FLANGE-MOUNTED HOUSING FLANGE-MOUNTED HOUSING | 131
8596 | 1071690000 | RAIL TS 35 TS 35 X 7.5 WITH SLOT STEEL GALVANIC ZINC PLATED AND PASSIVATED | 85
8597 | 1077300000 | RJ45 PLUG NO TOOLS REQUI CAT.6A / CLASS EA (ISO/IEC 11801 2010) | 96
8598 | 1078720000 | BUILT-IN PLUGS M8 THREAD PIN STRAIGHT M 8 N OF POLES: 4 0.5 M | 331
8599 | 1079680000 | HDC INSERT PIN 3000 V 250 A CRIMP CONNECTION SIZE: 250 | 213
8600 | 1079780000 | HDC INSERT PIN 3000 V 550 A CRIMP CONNECTION SIZE: 550 | 213
8601 | 1079790000 | HDC INSERT PIN 3000 V 550 A CRIMP CONNECTION SIZE: 550 | 213
8602 | 1079810000 | HDC INSERT FEMALE 3000 V 550 A CRIMP CONNECTION SIZE: 550 | 214
8603 | 1079820000 | HDC INSERT FEMALE 3000 V 550 A CRIMP CONNECTION SIZE: 550 | 214
8604 | 1079830000 | HDC INSERT FEMALE 3000 V 550 A CRIMP CONNECTION SIZE: 550 | 214
8605 | 1079840000 | HDC INSERT FEMALE 3000 V 550 A CRIMP CONNECTION SIZE: 550 | 214
8606 | 1079910000 | HDC ENCLOSURES SIZE: 8 PROTECTION DEGREE: IP68 IP69K IP68 (IN PLUGGED CONDITION) COVER CLAMPING YOKE CONNECTION SDARD SIZE OF CABLE ENTRIES: M 25 | 6
8607 | 1079920000 | HDC ENCLOSURES SIZE: 8 PROTECTION DEGREE: IP68 IP69K IP68 (IN PLUGGED CONDITION) BASE HOUSING CLAMPING YOKE CONNECTION SDARD | 6
8608 | 1079930000 | HDC ENCLOSURES SIZE: 8 PROTECTION DEGREE: IP68 IP69K IP68 (IN PLUGGED CONDITION) PLUG HOUSING CLAMPING YOKE CONNECTION SDARD | 6
8609 | 1081180000 | HDC ENCLOSURES SIZE: 3 PROTECTION DEGREE: IP66 (IN PLUGGED CONDITION) IP68 (IN PLUGGED CONDITION) BASE HOUSING CLAMPING YOKE CONNECTION SDARD SIZE OF CABLE ENTRIES: M 20 | 6
8610 | 1081190000 | HDC ENCLOSURES SIZE: 3 PROTECTION DEGREE: IP66 (IN PLUGGED CONDITION) IP68 (IN PLUGGED CONDITION) BASE HOUSING CLAMPING YOKE CONNECTION SDARD SIZE OF CABLE ENTRIES: M 25 | 6
8611 | 1081210000 | HDC ENCLOSURES SIZE: 3 PROTECTION DEGREE: IP66 (IN PLUGGED CONDITION) IP68 (IN PLUGGED CONDITION) BASE HOUSING CLAMPING YOKE CONNECTION SDARD SIZE OF CABLE ENTRIES: M 32 | 6
8612 | 1081220000 | HDC ENCLOSURES SIZE: 3 PROTECTION DEGREE: IP66 (IN PLUGGED CONDITION) IP68 (IN PLUGGED CONDITION) BASE HOUSING CLAMPING YOKE CONNECTION SDARD SIZE OF CABLE ENTRIES: M 32 | 6
8613 | 1081240000 | HDC ENCLOSURES SIZE: 3 PROTECTION DEGREE: IP66 (IN PLUGGED CONDITION) IP68 (IN PLUGGED CONDITION) BASE HOUSING CLAMPING YOKE CONNECTION SDARD SIZE OF CABLE ENTRIES: M 25 | 6
8614 | 1081250000 | HDC ENCLOSURES SIZE: 3 PROTECTION DEGREE: IP66 (IN PLUGGED CONDITION) IP68 (IN PLUGGED CONDITION) BASE HOUSING CLAMPING YOKE CONNECTION SDARD SIZE OF CABLE ENTRIES: M 20 | 6
8615 | 1081270000 | HDC ENCLOSURES SIZE: 4 PROTECTION DEGREE: IP66 (IN PLUGGED CONDITION) IP68 (IN PLUGGED CONDITION) BASE HOUSING CLAMPING YOKE CONNECTION SDARD SIZE OF CABLE ENTRIES: M 20 | 6
8616 | 1081280000 | HDC ENCLOSURES SIZE: 4 PROTECTION DEGREE: IP66 (IN PLUGGED CONDITION) IP68 (IN PLUGGED CONDITION) BASE HOUSING CLAMPING YOKE CONNECTION SDARD SIZE OF CABLE ENTRIES: M 32 | 6
8617 | 1081290000 | HDC ENCLOSURES SIZE: 4 PROTECTION DEGREE: IP66 (IN PLUGGED CONDITION) IP68 (IN PLUGGED CONDITION) BASE HOUSING CLAMPING YOKE CONNECTION SDARD SIZE OF CABLE ENTRIES: PG 29 | 6
8618 | 1081320000 | HDC ENCLOSURES SIZE: 4 PROTECTION DEGREE: IP66 (IN PLUGGED CONDITION) IP68 (IN PLUGGED CONDITION) BASE HOUSING CLAMPING YOKE CONNECTION SDARD SIZE OF CABLE ENTRIES: M 32 | 6
8619 | 1081340000 | HDC ENCLOSURES SIZE: 6 PROTECTION DEGREE: IP66 (IN PLUGGED CONDITION) IP68 (IN PLUGGED CONDITION) BASE HOUSING CLAMPING YOKE CONNECTION SDARD | 6
8620 | 1081350000 | HDC ENCLOSURES SIZE: 6 PROTECTION DEGREE: IP66 (IN PLUGGED CONDITION) IP68 (IN PLUGGED CONDITION) BASE HOUSING CLAMPING YOKE CONNECTION SDARD SIZE OF CABLE ENTRIES: M 32 | 6
8621 | 1081360000 | HDC ENCLOSURES SIZE: 6 PROTECTION DEGREE: IP66 (IN PLUGGED CONDITION) IP68 (IN PLUGGED CONDITION) BASE HOUSING CLAMPING YOKE CONNECTION SDARD SIZE OF CABLE ENTRIES: M 40 | 6
8622 | 1081370000 | HDC ENCLOSURES SIZE: 6 PROTECTION DEGREE: IP66 (IN PLUGGED CONDITION) IP68 (IN PLUGGED CONDITION) BASE HOUSING CLAMPING YOKE CONNECTION SDARD SIZE OF CABLE ENTRIES: M 40 | 6
8623 | 1081380000 | HDC ENCLOSURES SIZE: 6 PROTECTION DEGREE: IP66 (IN PLUGGED CONDITION) IP68 (IN PLUGGED CONDITION) BASE HOUSING CLAMPING YOKE CONNECTION SDARD SIZE OF CABLE ENTRIES: PG 36 | 6
8624 | 1081390000 | HDC ENCLOSURES SIZE: 6 PROTECTION DEGREE: IP66 (IN PLUGGED CONDITION) IP68 (IN PLUGGED CONDITION) BASE HOUSING CLAMPING YOKE CONNECTION SDARD SIZE OF CABLE ENTRIES: M 32 | 6
8625 | 1081410000 | HDC ENCLOSURES SIZE: 8 PROTECTION DEGREE: IP66 (IN PLUGGED CONDITION) IP68 (IN PLUGGED CONDITION) BASE HOUSING CLAMPING YOKE CONNECTION SDARD SIZE OF CABLE ENTRIES: M 40 | 6
8626 | 1081420000 | HDC ENCLOSURES SIZE: 8 PROTECTION DEGREE: IP66 (IN PLUGGED CONDITION) IP68 (IN PLUGGED CONDITION) BASE HOUSING CLAMPING YOKE CONNECTION SDARD SIZE OF CABLE ENTRIES: M 40 | 6
8627 | 1081430000 | HDC ENCLOSURES SIZE: 8 PROTECTION DEGREE: IP66 (IN PLUGGED CONDITION) IP68 (IN PLUGGED CONDITION) BASE HOUSING CLAMPING YOKE CONNECTION SDARD SIZE OF CABLE ENTRIES: PG 36 | 6
8628 | 1081450000 | HDC ENCLOSURES SIZE: 8 PROTECTION DEGREE: IP66 (IN PLUGGED CONDITION) IP68 (IN PLUGGED CONDITION) BASE HOUSING CLAMPING YOKE CONNECTION SDARD | 6
8629 | 1081470000 | HDC ENCLOSURES SIZE: 1 PROTECTION DEGREE: IP66 (IN PLUGGED CONDITION) IP68 (IN PLUGGED CONDITION) BULKHEAD HOUSING CLAMPING YOKE CONNECTION SDARD | 6
8630 | 1081480000 | HDC ENCLOSURES SIZE: 1 PROTECTION DEGREE: IP66 (IN PLUGGED CONDITION) IP68 (IN PLUGGED CONDITION) BULKHEAD HOUSING CLAMPING YOKE CONNECTION SDARD SIZE OF CABLE ENTRIES: M 20 | 6
8631 | 1081490000 | HDC ENCLOSURES SIZE: 1 PROTECTION DEGREE: IP66 (IN PLUGGED CONDITION) IP68 (IN PLUGGED CONDITION) BULKHEAD HOUSING CLAMPING YOKE CONNECTION SDARD | 6
8632 | 1081510000 | HDC ENCLOSURES SIZE: 3 PROTECTION DEGREE: IP66 (IN PLUGGED CONDITION) IP68 (IN PLUGGED CONDITION) BULKHEAD HOUSING CLAMPING YOKE CONNECTION SDARD | 6
8633 | 1081520000 | HDC ENCLOSURES SIZE: 4 PROTECTION DEGREE: IP66 (IN PLUGGED CONDITION) IP68 (IN PLUGGED CONDITION) BULKHEAD HOUSING CLAMPING YOKE CONNECTION SDARD | 6
8634 | 1081530000 | HDC ENCLOSURES SIZE: 6 PROTECTION DEGREE: IP66 (IN PLUGGED CONDITION) IP68 (IN PLUGGED CONDITION) BULKHEAD HOUSING CLAMPING YOKE CONNECTION SDARD | 6
8635 | 1081540000 | HDC ENCLOSURES SIZE: 8 PROTECTION DEGREE: IP66 (IN PLUGGED CONDITION) IP68 (IN PLUGGED CONDITION) BULKHEAD HOUSING CLAMPING YOKE CONNECTION SDARD | 6
8636 | 1081550000 | HDC ENCLOSURES SIZE: 3 PROTECTION DEGREE: IP65 (IN PLUGGED CONDITION) CLAMPING YOKE CONNECTION | 6
8637 | 1081560000 | HDC ENCLOSURES SIZE: 4 PROTECTION DEGREE: IP65 (IN PLUGGED CONDITION) CLAMPING YOKE CONNECTION | 6
8638 | 1081570000 | HDC ENCLOSURES SIZE: 6 PROTECTION DEGREE: IP65 (IN PLUGGED CONDITION) CLAMPING YOKE CONNECTION | 6
8639 | 1081580000 | HDC ENCLOSURES SIZE: 8 PROTECTION DEGREE: IP65 (IN PLUGGED CONDITION) CLAMPING YOKE CONNECTION | 6
8640 | 1082390000 | HDC ENCLOSURES SIZE: 1 PROTECTION DEGREE: IP66 (IN PLUGGED CONDITION) IP68 (IN PLUGGED CONDITION) PLUG HOUSING CLAMPING YOKE CONNECTION SDARD SIZE OF CABLE ENTRIES: M 20 | 6
8641 | 1082410000 | HDC ENCLOSURES SIZE: 1 PROTECTION DEGREE: IP66 (IN PLUGGED CONDITION) IP68 (IN PLUGGED CONDITION) PLUG HOUSING CLAMPING YOKE CONNECTION SDARD SIZE OF CABLE ENTRIES: PG 13.5 | 6
8642 | 1082420000 | HDC ENCLOSURES SIZE: 3 PROTECTION DEGREE: IP66 (IN PLUGGED CONDITION) IP68 (IN PLUGGED CONDITION) PLUG HOUSING CLAMPING YOKE CONNECTION SDARD SIZE OF CABLE ENTRIES: M 20 | 6
8643 | 1082430000 | HDC ENCLOSURES SIZE: 3 PROTECTION DEGREE: IP66 (IN PLUGGED CONDITION) IP68 (IN PLUGGED CONDITION) PLUG HOUSING CLAMPING YOKE CONNECTION SDARD SIZE OF CABLE ENTRIES: M 25 | 6
8644 | 1082440000 | HDC ENCLOSURES SIZE: 3 PROTECTION DEGREE: IP66 (IN PLUGGED CONDITION) IP68 (IN PLUGGED CONDITION) PLUG HOUSING CLAMPING YOKE CONNECTION SDARD SIZE OF CABLE ENTRIES: M 32 | 6
8645 | 1082450000 | HDC ENCLOSURES SIZE: 3 PROTECTION DEGREE: IP66 (IN PLUGGED CONDITION) IP68 (IN PLUGGED CONDITION) PLUG HOUSING CLAMPING YOKE CONNECTION SDARD SIZE OF CABLE ENTRIES: M 40 | 6
8646 | 1082510000 | HDC ENCLOSURES SIZE: 3 PROTECTION DEGREE: IP66 (IN PLUGGED CONDITION) IP68 (IN PLUGGED CONDITION) PLUG HOUSING CLAMPING YOKE CONNECTION SDARD SIZE OF CABLE ENTRIES: M 20 | 6
8647 | 1082530000 | HDC ENCLOSURES SIZE: 3 PROTECTION DEGREE: IP66 (IN PLUGGED CONDITION) IP68 (IN PLUGGED CONDITION) PLUG HOUSING CLAMPING YOKE CONNECTION SDARD SIZE OF CABLE ENTRIES: M 25 | 6
8648 | 1082550000 | HDC ENCLOSURES SIZE: 3 PROTECTION DEGREE: IP66 (IN PLUGGED CONDITION) IP68 (IN PLUGGED CONDITION) PLUG HOUSING CLAMPING YOKE CONNECTION SDARD SIZE OF CABLE ENTRIES: M 32 | 6
8649 | 1082570000 | HDC ENCLOSURES SIZE: 3 PROTECTION DEGREE: IP66 (IN PLUGGED CONDITION) IP68 (IN PLUGGED CONDITION) PLUG HOUSING CLAMPING YOKE CONNECTION SDARD SIZE OF CABLE ENTRIES: PG 21 | 6
8650 | 1082580000 | HDC ENCLOSURES SIZE: 4 PROTECTION DEGREE: IP66 (IN PLUGGED CONDITION) IP68 (IN PLUGGED CONDITION) PLUG HOUSING CLAMPING YOKE CONNECTION SDARD SIZE OF CABLE ENTRIES: M 20 | 6
8651 | 1082590000 | HDC ENCLOSURES SIZE: 4 PROTECTION DEGREE: IP66 (IN PLUGGED CONDITION) IP68 (IN PLUGGED CONDITION) PLUG HOUSING CLAMPING YOKE CONNECTION SDARD SIZE OF CABLE ENTRIES: M 25 | 6
8652 | 1082610000 | HDC ENCLOSURES SIZE: 4 PROTECTION DEGREE: IP66 (IN PLUGGED CONDITION) IP68 (IN PLUGGED CONDITION) PLUG HOUSING CLAMPING YOKE CONNECTION SDARD SIZE OF CABLE ENTRIES: M 32 | 6
8653 | 1082620000 | HDC ENCLOSURES SIZE: 4 PROTECTION DEGREE: IP66 (IN PLUGGED CONDITION) IP68 (IN PLUGGED CONDITION) PLUG HOUSING CLAMPING YOKE CONNECTION SDARD SIZE OF CABLE ENTRIES: PG 16 | 6
8654 | 1082630000 | HDC ENCLOSURES SIZE: 4 PROTECTION DEGREE: IP66 (IN PLUGGED CONDITION) IP68 (IN PLUGGED CONDITION) PLUG HOUSING CLAMPING YOKE CONNECTION SDARD SIZE OF CABLE ENTRIES: PG 21 | 6
8655 | 1082640000 | HDC ENCLOSURES SIZE: 4 PROTECTION DEGREE: IP66 (IN PLUGGED CONDITION) IP68 (IN PLUGGED CONDITION) PLUG HOUSING CLAMPING YOKE CONNECTION SDARD SIZE OF CABLE ENTRIES: PG 29 | 6
8656 | 1082650000 | HDC ENCLOSURES SIZE: 4 PROTECTION DEGREE: IP66 (IN PLUGGED CONDITION) IP68 (IN PLUGGED CONDITION) PLUG HOUSING CLAMPING YOKE CONNECTION SDARD SIZE OF CABLE ENTRIES: M 25 | 6
8657 | 1082660000 | HDC ENCLOSURES SIZE: 4 PROTECTION DEGREE: IP66 (IN PLUGGED CONDITION) IP68 (IN PLUGGED CONDITION) PLUG HOUSING CLAMPING YOKE CONNECTION SDARD SIZE OF CABLE ENTRIES: M 32 | 6
8658 | 1082670000 | HDC ENCLOSURES SIZE: 4 PROTECTION DEGREE: IP66 (IN PLUGGED CONDITION) IP68 (IN PLUGGED CONDITION) PLUG HOUSING CLAMPING YOKE CONNECTION SDARD SIZE OF CABLE ENTRIES: PG 21 | 6
8659 | 1082680000 | HDC ENCLOSURES SIZE: 4 PROTECTION DEGREE: IP66 (IN PLUGGED CONDITION) IP68 (IN PLUGGED CONDITION) PLUG HOUSING CLAMPING YOKE CONNECTION SDARD SIZE OF CABLE ENTRIES: PG 29 | 6
8660 | 1082690000 | HDC ENCLOSURES SIZE: 4 PROTECTION DEGREE: IP66 (IN PLUGGED CONDITION) IP68 (IN PLUGGED CONDITION) PLUG HOUSING CLAMPING YOKE CONNECTION SDARD SIZE OF CABLE ENTRIES: M 20 | 6
8661 | 1082700000 | HDC ENCLOSURES SIZE: 6 PROTECTION DEGREE: IP66 (IN PLUGGED CONDITION) IP68 (IN PLUGGED CONDITION) PLUG HOUSING CLAMPING YOKE CONNECTION SDARD SIZE OF CABLE ENTRIES: M 25 | 6
8662 | 1082710000 | HDC ENCLOSURES SIZE: 6 PROTECTION DEGREE: IP66 (IN PLUGGED CONDITION) IP68 (IN PLUGGED CONDITION) PLUG HOUSING CLAMPING YOKE CONNECTION SDARD SIZE OF CABLE ENTRIES: M 32 | 6
8663 | 1082720000 | HDC ENCLOSURES SIZE: 6 PROTECTION DEGREE: IP66 (IN PLUGGED CONDITION) IP68 (IN PLUGGED CONDITION) PLUG HOUSING CLAMPING YOKE CONNECTION SDARD SIZE OF CABLE ENTRIES: M 40 | 6
8664 | 1082730000 | HDC ENCLOSURES SIZE: 6 PROTECTION DEGREE: IP66 (IN PLUGGED CONDITION) IP68 (IN PLUGGED CONDITION) CABLE ENTRY FROM TOP PLUG HOUSING CLAMPING YOKE CONNECTION SDARD SIZE OF CABLE ENTRIES: M 50 | 6
8665 | 1082740000 | HDC ENCLOSURES SIZE: 6 PROTECTION DEGREE: IP66 (IN PLUGGED CONDITION) IP68 (IN PLUGGED CONDITION) PLUG HOUSING CLAMPING YOKE CONNECTION SDARD SIZE OF CABLE ENTRIES: PG 21 | 6
8666 | 1082750000 | HDC ENCLOSURES SIZE: 6 PROTECTION DEGREE: IP66 (IN PLUGGED CONDITION) IP68 (IN PLUGGED CONDITION) PLUG HOUSING CLAMPING YOKE CONNECTION SDARD SIZE OF CABLE ENTRIES: PG 21 | 6
8667 | 1082780000 | HDC ENCLOSURES SIZE: 6 PROTECTION DEGREE: IP66 (IN PLUGGED CONDITION) IP68 (IN PLUGGED CONDITION) PLUG HOUSING CLAMPING YOKE CONNECTION SDARD SIZE OF CABLE ENTRIES: M 25 | 6
8668 | 1082800000 | HDC ENCLOSURES SIZE: 6 PROTECTION DEGREE: IP66 (IN PLUGGED CONDITION) IP68 (IN PLUGGED CONDITION) PLUG HOUSING CLAMPING YOKE CONNECTION SDARD SIZE OF CABLE ENTRIES: M 32 | 6
8669 | 1082810000 | HDC ENCLOSURES SIZE: 6 PROTECTION DEGREE: IP66 (IN PLUGGED CONDITION) IP68 (IN PLUGGED CONDITION) PLUG HOUSING CLAMPING YOKE CONNECTION SDARD SIZE OF CABLE ENTRIES: M 40 | 6
8670 | 1082820000 | HDC ENCLOSURES SIZE: 6 PROTECTION DEGREE: IP66 (IN PLUGGED CONDITION) IP68 (IN PLUGGED CONDITION) PLUG HOUSING CLAMPING YOKE CONNECTION SDARD SIZE OF CABLE ENTRIES: M 50 | 6
8671 | 1082830000 | HDC ENCLOSURES SIZE: 6 PROTECTION DEGREE: IP66 (IN PLUGGED CONDITION) IP68 (IN PLUGGED CONDITION) PLUG HOUSING CLAMPING YOKE CONNECTION SDARD SIZE OF CABLE ENTRIES: PG 21 | 6
8672 | 1082840000 | HDC ENCLOSURES SIZE: 6 PROTECTION DEGREE: IP66 (IN PLUGGED CONDITION) IP68 (IN PLUGGED CONDITION) PLUG HOUSING CLAMPING YOKE CONNECTION SDARD SIZE OF CABLE ENTRIES: PG 29 | 6
8673 | 1082850000 | HDC ENCLOSURES SIZE: 6 PROTECTION DEGREE: IP66 (IN PLUGGED CONDITION) IP68 (IN PLUGGED CONDITION) PLUG HOUSING CLAMPING YOKE CONNECTION SDARD SIZE OF CABLE ENTRIES: PG 36 | 6
8674 | 1082860000 | HDC ENCLOSURES SIZE: 8 PROTECTION DEGREE: IP66 (IN PLUGGED CONDITION) IP68 (IN PLUGGED CONDITION) PLUG HOUSING CLAMPING YOKE CONNECTION SDARD SIZE OF CABLE ENTRIES: M 32 | 6
8675 | 1082870000 | HDC ENCLOSURES SIZE: 8 PROTECTION DEGREE: IP66 (IN PLUGGED CONDITION) IP68 (IN PLUGGED CONDITION) PLUG HOUSING CLAMPING YOKE CONNECTION SDARD SIZE OF CABLE ENTRIES: M 40 | 6
8676 | 1082880000 | HDC ENCLOSURES SIZE: 8 PROTECTION DEGREE: IP66 (IN PLUGGED CONDITION) IP68 (IN PLUGGED CONDITION) PLUG HOUSING CLAMPING YOKE CONNECTION SDARD SIZE OF CABLE ENTRIES: M 50 | 6
8677 | 1082910000 | HDC ENCLOSURES SIZE: 8 PROTECTION DEGREE: IP66 (IN PLUGGED CONDITION) IP68 (IN PLUGGED CONDITION) PLUG HOUSING CLAMPING YOKE CONNECTION SDARD SIZE OF CABLE ENTRIES: PG 29 | 6
8678 | 1082940000 | HDC ENCLOSURES SIZE: 8 PROTECTION DEGREE: IP66 (IN PLUGGED CONDITION) IP68 (IN PLUGGED CONDITION) PLUG HOUSING CLAMPING YOKE CONNECTION SDARD SIZE OF CABLE ENTRIES: M 32 | 6
8679 | 1082950000 | HDC ENCLOSURES SIZE: 8 PROTECTION DEGREE: IP66 (IN PLUGGED CONDITION) IP68 (IN PLUGGED CONDITION) PLUG HOUSING CLAMPING YOKE CONNECTION SDARD SIZE OF CABLE ENTRIES: M 40 | 6
8680 | 1082960000 | HDC ENCLOSURES SIZE: 8 PROTECTION DEGREE: IP66 (IN PLUGGED CONDITION) IP68 (IN PLUGGED CONDITION) PLUG HOUSING CLAMPING YOKE CONNECTION SDARD SIZE OF CABLE ENTRIES: M 25 | 6
8681 | 1082970000 | HDC ENCLOSURES SIZE: 8 PROTECTION DEGREE: IP66 (IN PLUGGED CONDITION) IP68 (IN PLUGGED CONDITION) PLUG HOUSING CLAMPING YOKE CONNECTION SDARD SIZE OF CABLE ENTRIES: M 32 | 6
8682 | 1082980000 | HDC ENCLOSURES SIZE: 8 PROTECTION DEGREE: IP66 (IN PLUGGED CONDITION) IP68 (IN PLUGGED CONDITION) PLUG HOUSING CLAMPING YOKE CONNECTION SDARD SIZE OF CABLE ENTRIES: M 40 | 6
8683 | 1082990000 | HDC ENCLOSURES SIZE: 8 PROTECTION DEGREE: IP66 (IN PLUGGED CONDITION) IP68 (IN PLUGGED CONDITION) PLUG HOUSING CLAMPING YOKE CONNECTION SDARD SIZE OF CABLE ENTRIES: M 50 | 6
8684 | 1083000000 | HDC ENCLOSURES SIZE: 8 PROTECTION DEGREE: IP66 (IN PLUGGED CONDITION) IP68 (IN PLUGGED CONDITION) PLUG HOUSING CLAMPING YOKE CONNECTION SDARD SIZE OF CABLE ENTRIES: PG 29 | 6
8685 | 1083010000 | HDC ENCLOSURES SIZE: 8 PROTECTION DEGREE: IP66 (IN PLUGGED CONDITION) IP68 (IN PLUGGED CONDITION) PLUG HOUSING CLAMPING YOKE CONNECTION SDARD SIZE OF CABLE ENTRIES: PG 36 | 6
8686 | 1083060000 | HDC ENCLOSURES SIZE: 3 PROTECTION DEGREE: IP66 (IN PLUGGED CONDITION) IP68 (IN PLUGGED CONDITION) COVER FOR LOWER PART OF HOUSING CLAMPING YOKE CONNECTION SDARD | 6
8687 | 1083070000 | HDC ENCLOSURES SIZE: 4 PROTECTION DEGREE: IP66 (IN PLUGGED CONDITION) IP68 (IN PLUGGED CONDITION) COVER FOR LOWER PART OF HOUSING CLAMPING YOKE CONNECTION SDARD | 6
8688 | 1083080000 | HDC ENCLOSURES SIZE: 6 PROTECTION DEGREE: IP66 (IN PLUGGED CONDITION) IP68 (IN PLUGGED CONDITION) COVER FOR LOWER PART OF HOUSING CLAMPING YOKE CONNECTION SDARD | 6
8689 | 1083090000 | HDC ENCLOSURES SIZE: 8 PROTECTION DEGREE: IP66 (IN PLUGGED CONDITION) IP68 (IN PLUGGED CONDITION) COVER FOR LOWER PART OF HOUSING CLAMPING YOKE CONNECTION SDARD | 6
8690 | 1083110000 | HDC ENCLOSURES SIZE: 1 PROTECTION DEGREE: IP66 (IN PLUGGED CONDITION) IP68 (IN PLUGGED CONDITION) COVER FOR LOWER PART OF HOUSING CLAMPING YOKE CONNECTION SDARD | 6
8691 | 1083130000 | HDC ENCLOSURES SIZE: 1 PROTECTION DEGREE: IP66 (IN PLUGGED CONDITION) IP68 (IN PLUGGED CONDITION) BULKHEAD HOUSING CLAMPING YOKE CONNECTION SDARD | 6
8692 | 1093400000 | SURGE PROTECTION FOR INSTRUMENTATION AND CONTROL WITH WARNING FUNCTION / FUNCTION INDICATOR UP(L/N-PE) < 800 V | 58
8693 | 1099580000 | MOUNTING FOOT FREECON | 1095
8694 | 1103710000 | HDC INSERT N OF POLES: 2 SIZE: 8 | 194
8695 | 1103720000 | HDC INSERT N OF POLES: 3 SIZE: 8 | 194
8696 | 1103770000 | HDC INSERT N OF POLES: 2 SIZE: 8 | 194
8697 | 1103780000 | HDC INSERT N OF POLES: 3 SIZE: 8 | 194
8698 | 1105700000 | SURGE PROTECTION FLANGE-MOUNTED HOUSING FLANGE-MOUNTED HOUSING | 131
8699 | 1110890000 | HDC ENCLOSURES SIZE: 3 PROTECTION DEGREE: IP66 (IN PLUGGED CONDITION) IP68 (IN PLUGGED CONDITION) CLAMPING YOKE CONNECTION SDARD | 6
8700 | 1110900000 | HDC ENCLOSURES SIZE: 4 PROTECTION DEGREE: IP66 (IN PLUGGED CONDITION) IP68 (IN PLUGGED CONDITION) CLAMPING YOKE CONNECTION SDARD | 6
8701 | 1110910000 | HDC ENCLOSURES SIZE: 6 PROTECTION DEGREE: IP66 (IN PLUGGED CONDITION) IP68 (IN PLUGGED CONDITION) CLAMPING YOKE CONNECTION SDARD | 6
8702 | 1110920000 | HDC ENCLOSURES SIZE: 8 PROTECTION DEGREE: IP66 (IN PLUGGED CONDITION) IP68 (IN PLUGGED CONDITION) CLAMPING YOKE CONNECTION SDARD | 6
8703 | 1111910000 | FIELDPOWER® BOX IP30 WITH TRANSPARENT HOOD AC BOX | 1214
8704 | 1113120000 | FIELDPOWER® ENCLOSURES IP65 WITH CORRESPONDING HOUSING POLYCARBONATE GF 10 | 350
8705 | 1116090000 | HEAVY-DUTY CONNECTORS HDC INSERT CONCEPT MODULE | 63
8706 | 1116100000 | HEAVY-DUTY CONNECTORS HDC INSERT CONCEPT MODULE | 63
8707 | 1118910000 | PLUGS PREFABRICATED TO CUSTOMER SPEC. M12 PIN STRAIGHT | 57
8708 | 1118920000 | SOCKETS PREFABRICATED TO CUSTOMER SPEC. M12 FEMALE SOCKET STRAIGHT | 35
8709 | 1119030000 | ACCESSORIES CUTTER HOLDER | 367
8710 | 1119040000 | ACCESSORIES CUTTER HOLDER | 367
8711 | 1119110000 | HDC INSERT PIN 3000 V 550 A CRIMP CONNECTION SIZE: 550 | 213
8712 | 1119730010 | DRAGLINE CABLE PROFINET RJ45 IP 67 PUSHPULL V14 METAL RJ45 IP 67 PUSHPULL V14 METAL CAT.5 (ISO/IEC 11801) / CAT.5E (TIA T568-B) PUR 1 M | 146
8713 | 1119730015 | DRAGLINE CABLE PROFINET RJ45 IP 67 PUSHPULL V14 METAL RJ45 IP 67 PUSHPULL V14 METAL CAT.5 (ISO/IEC 11801) / CAT.5E (TIA T568-B) PUR 1.5 M | 146
8714 | 1119730020 | DRAGLINE CABLE PROFINET RJ45 IP 67 PUSHPULL V14 METAL RJ45 IP 67 PUSHPULL V14 METAL CAT.5 (ISO/IEC 11801) / CAT.5E (TIA T568-B) PUR 2 M | 146
8715 | 1119730050 | DRAGLINE CABLE PROFINET RJ45 IP 67 PUSHPULL V14 METAL RJ45 IP 67 PUSHPULL V14 METAL CAT.5 (ISO/IEC 11801) / CAT.5E (TIA T568-B) PUR 5 M | 146
8716 | 1119730070 | DRAGLINE CABLE PROFINET RJ45 IP 67 PUSHPULL V14 METAL RJ45 IP 67 PUSHPULL V14 METAL CAT.5 (ISO/IEC 11801) / CAT.5E (TIA T568-B) PUR 7 M | 146
8717 | 1119730075 | DRAGLINE CABLE PROFINET RJ45 IP 67 PUSHPULL V14 METAL RJ45 IP 67 PUSHPULL V14 METAL CAT.5 (ISO/IEC 11801) / CAT.5E (TIA T568-B) PUR 7.5 M | 146
8718 | 1119730100 | DRAGLINE CABLE PROFINET RJ45 IP 67 PUSHPULL V14 METAL RJ45 IP 67 PUSHPULL V14 METAL CAT.5 (ISO/IEC 11801) / CAT.5E (TIA T568-B) PUR 10 M | 146
8719 | 1119730150 | DRAGLINE CABLE PROFINET RJ45 IP 67 PUSHPULL V14 METAL RJ45 IP 67 PUSHPULL V14 METAL CAT.5 (ISO/IEC 11801) / CAT.5E (TIA T568-B) PUR 15 M | 146
8720 | 1119730200 | DRAGLINE CABLE PROFINET RJ45 IP 67 PUSHPULL V14 METAL RJ45 IP 67 PUSHPULL V14 METAL CAT.5 (ISO/IEC 11801) / CAT.5E (TIA T568-B) PUR 20 M | 146
8721 | 1119730300 | DRAGLINE CABLE PROFINET RJ45 IP 67 PUSHPULL V14 METAL RJ45 IP 67 PUSHPULL V14 METAL CAT.5 (ISO/IEC 11801) / CAT.5E (TIA T568-B) PUR 30 M | 146
8722 | 1119950000 | HDC ENCLOSURES SIZE: 8 PROTECTION DEGREE: IP68 IP69K IP68 (IN PLUGGED CONDITION) COVER CLAMPING YOKE CONNECTION SDARD | 6
8723 | 1119970000 | HDC ENCLOSURES SIZE: 8 PROTECTION DEGREE: IP68 IP69K IP68 (IN PLUGGED CONDITION) COVER CLAMPING YOKE CONNECTION SDARD SIZE OF CABLE ENTRIES: M 40 | 6
8724 | 1119980000 | HDC ENCLOSURES SIZE: 8 PROTECTION DEGREE: IP68 IP69K IP68 (IN PLUGGED CONDITION) COVER CLAMPING YOKE CONNECTION SDARD SIZE OF CABLE ENTRIES: M 32 | 6
8725 | 1119990000 | HDC ENCLOSURES SIZE: 8 PROTECTION DEGREE: IP68 IP69K IP68 (IN PLUGGED CONDITION) COVER CLAMPING YOKE CONNECTION SDARD SIZE OF CABLE ENTRIES: M 40 | 6
8726 | 1120000000 | HDC ENCLOSURES SIZE: 8 PROTECTION DEGREE: IP68 IP69K IP68 (IN PLUGGED CONDITION) COVER CLAMPING YOKE CONNECTION SDARD SIZE OF CABLE ENTRIES: M 32 | 6
8727 | 1132040000 | RJ45 IDC PLUG CAT.6A / CLASS EA (ISO/IEC 11801 2010) 8-CORE EIA/TIA T568 A | 96
8728 | 1132050000 | RJ45 IDC PLUG CAT.6A / CLASS EA (ISO/IEC 11801 2010) 8-CORE EIA/TIA T568 B | 96
8729 | 1132060000 | RJ45 IDC PLUG CAT.5 (ISO/IEC 11801) 4-CORE PROFINET | 969
8730 | 1165970000 | HEAVY-DUTY CONNECTORS ACCESSORIES SHIELD CLAMP | 107
8731 | 1165980000 | HEAVY-DUTY CONNECTORS ACCESSORIES SHIELD CLAMP | 107
8732 | 1165990000 | HEAVY-DUTY CONNECTORS ACCESSORIES SHIELD CLAMP | 107
8733 | 1169900000 | SENSOR/ACTUATOR PLUG-IN CONNECTOR EMPTY ENCLOSURE | 175
8734 | 1169920000 | SENSOR/ACTUATOR PLUG-IN CONNECTOR EMPTY ENCLOSURE | 175
8735 | 1169930000 | SENSOR/ACTUATOR PLUG-IN CONNECTOR EMPTY ENCLOSURE | 175
8736 | 1169940000 | SENSOR/ACTUATOR PLUG-IN CONNECTOR BUILT-IN PLUGS EMPTY ENCLOSURE | 222
8737 | 1169950000 | SENSOR/ACTUATOR PLUG-IN CONNECTOR BUILT-IN PLUGS EMPTY ENCLOSURE | 222
8738 | 1169970000 | SENSOR/ACTUATOR PLUG-IN CONNECTOR BUILT-IN PLUGS EMPTY ENCLOSURE | 222
8739 | 1169980000 | SENSOR/ACTUATOR PLUG-IN CONNECTOR BUILT-IN PLUGS EMPTY ENCLOSURE | 222
8740 | 1169990000 | SENSOR/ACTUATOR PLUG-IN CONNECTOR BUILT-IN PLUGS EMPTY ENCLOSURE | 222
8741 | 1170000000 | SENSOR/ACTUATOR PLUG-IN CONNECTOR INSERT | 40
8742 | 1170020000 | SENSOR/ACTUATOR PLUG-IN CONNECTOR INSERT | 40
8743 | 1170030000 | SENSOR/ACTUATOR PLUG-IN CONNECTOR INSERT | 40
8744 | 1170040000 | SENSOR/ACTUATOR PLUG-IN CONNECTOR INSERT | 40
8745 | 1170050000 | SENSOR/ACTUATOR PLUG-IN CONNECTOR INSERT | 40
8746 | 1170060000 | SENSOR/ACTUATOR PLUG-IN CONNECTOR INSERT | 40
8747 | 1170070000 | SENSOR/ACTUATOR PLUG-IN CONNECTOR INSERT | 40
8748 | 1170080000 | SENSOR/ACTUATOR PLUG-IN CONNECTOR INSERT | 40
8749 | 1170090000 | SENSOR/ACTUATOR PLUG-IN CONNECTOR INSERT | 40
8750 | 1170100000 | SENSOR/ACTUATOR PLUG-IN CONNECTOR INSERT | 40
8751 | 1170120000 | SENSOR/ACTUATOR PLUG-IN CONNECTOR INSERT | 40
8752 | 1170130000 | SENSOR/ACTUATOR PLUG-IN CONNECTOR INSERT | 40
8753 | 1170270000 | SENSOR/ACTUATOR PLUG-IN CONNECTOR EMPTY ENCLOSURE | 175
8754 | 1170280000 | SENSOR/ACTUATOR PLUG-IN CONNECTOR EMPTY ENCLOSURE | 175
8755 | 1170290000 | SENSOR/ACTUATOR PLUG-IN CONNECTOR EMPTY ENCLOSURE | 175
8756 | 1170300000 | SENSOR/ACTUATOR PLUG-IN CONNECTOR BUILT-IN PLUGS EMPTY ENCLOSURE | 222
8757 | 1170310000 | SENSOR/ACTUATOR PLUG-IN CONNECTOR BUILT-IN PLUGS EMPTY ENCLOSURE | 222
8758 | 1170320000 | SENSOR/ACTUATOR PLUG-IN CONNECTOR BUILT-IN PLUGS EMPTY ENCLOSURE | 222
8759 | 1170330000 | SENSOR/ACTUATOR PLUG-IN CONNECTOR BUILT-IN PLUGS EMPTY ENCLOSURE | 222
8760 | 1170340000 | SENSOR/ACTUATOR PLUG-IN CONNECTOR BUILT-IN PLUGS EMPTY ENCLOSURE | 222
8761 | 1170350000 | SENSOR/ACTUATOR PLUG-IN CONNECTOR INSERT | 40
8762 | 1170370000 | SENSOR/ACTUATOR PLUG-IN CONNECTOR INSERT | 40
8763 | 1170380000 | SENSOR/ACTUATOR PLUG-IN CONNECTOR INSERT | 40
8764 | 1170810000 | PROTECTED COMPONENT ASSEMBLIES PROTECTIVE CAP | 156
8765 | 1172600000 | HDC INSERT PIN 3000 V 550 A CRIMP CONNECTION SIZE: 550 | 213
8766 | 1173030005 | DRAGLINE CABLE PROFINET RJ45 IP 20 RJ45 IP 20 CAT.5 (ISO/IEC 11801) / CAT.5E (TIA T568-B) PUR 0.5 M | 11
8767 | 1173030010 | DRAGLINE CABLE PROFINET RJ45 IP 20 RJ45 IP 20 CAT.5 (ISO/IEC 11801) / CAT.5E (TIA T568-B) PUR 1 M | 11
8768 | 1173030015 | DRAGLINE CABLE PROFINET RJ45 IP 20 RJ45 IP 20 CAT.5 (ISO/IEC 11801) / CAT.5E (TIA T568-B) PUR 1.5 M | 11
8769 | 1173030020 | DRAGLINE CABLE PROFINET RJ45 IP 20 RJ45 IP 20 CAT.5 (ISO/IEC 11801) / CAT.5E (TIA T568-B) PUR 2 M | 11
8770 | 1173030050 | DRAGLINE CABLE PROFINET RJ45 IP 20 RJ45 IP 20 CAT.5 (ISO/IEC 11801) / CAT.5E (TIA T568-B) PUR 5 M | 11
8771 | 1173030100 | DRAGLINE CABLE PROFINET RJ45 IP 20 RJ45 IP 20 CAT.5 (ISO/IEC 11801) / CAT.5E (TIA T568-B) PUR 10 M | 11
8772 | 1173030140 | DRAGLINE CABLE PROFINET RJ45 IP 20 RJ45 IP 20 CAT.5 (ISO/IEC 11801) / CAT.5E (TIA T568-B) PUR 14 M | 11
8773 | 1173030150 | DRAGLINE CABLE PROFINET RJ45 IP 20 RJ45 IP 20 CAT.5 (ISO/IEC 11801) / CAT.5E (TIA T568-B) PUR 15 M | 11
8774 | 1173030200 | DRAGLINE CABLE PROFINET RJ45 IP 20 RJ45 IP 20 CAT.5 (ISO/IEC 11801) / CAT.5E (TIA T568-B) PUR 20 M | 11
8775 | 1173030250 | DRAGLINE CABLE PROFINET RJ45 IP 20 RJ45 IP 20 CAT.5 (ISO/IEC 11801) / CAT.5E (TIA T568-B) PUR 25 M | 11
8776 | 1173030300 | DRAGLINE CABLE PROFINET RJ45 IP 20 RJ45 IP 20 CAT.5 (ISO/IEC 11801) / CAT.5E (TIA T568-B) PUR 30 M | 11
8777 | 1173030350 | DRAGLINE CABLE PROFINET RJ45 IP 20 RJ45 IP 20 CAT.5 (ISO/IEC 11801) / CAT.5E (TIA T568-B) PUR 35 M | 11
8778 | 1175980000 | SIGNAL CONVERTER/INSULATOR SIGNAL CONVERTER/ISOLATOR INPUT : 0(4)-20 MA OUTPUT : 0(4)-20 MA | 180
8779 | 1175990000 | SIGNAL CONVERTER/INSULATOR INPUT : 0(4)-20 MA OUTPUT : 2 X 0(4) - 20 MA | 180
8780 | 1176000000 | SIGNAL CONVERTER/INSULATOR CONFIGURABLE WITH SENSOR SUPPLY INPUT : I / U OUTPUT : I / U | 279
8781 | 1176010000 | SIGNAL CONVERTER/INSULATOR CONFIGURABLE WITHOUT SENSOR SUPPLY INPUT : I / U OUTPUT : I / U | 279
8782 | 1176020000 | SIGNAL DUPLICATOR/ISOLATOR CONFIGURABLE WITH SENSOR SUPPLY INPUT : I / U OUTPUT : 2 X I/U | 279
8783 | 1176040000 | SIGNAL CONVERTER/INSULATOR OUTPUT CURRENT LOOP POWE 1-CHANNEL INPUT : 4-20 MA OUTPUT : 4-20 MA | 201
8784 | 1176050000 | SIGNAL CONVERTER/INSULATOR OUTPUT CURRENT LOOP POWE 2-CHANNEL INPUT : 4-20 MA OUTPUT : 4-20 MA | 201
8785 | 1176070000 | SIGNAL CONVERTER/INSULATOR INPUT CURRENT LOOP FEED 1-CHANNEL INPUT : 0(4)-20 MA OUTPUT : 0(4)-20 MA | 292
8786 | 1176080000 | SIGNAL CONVERTER/INSULATOR INPUT CURRENT LOOP FEED 2-CHANNEL INPUT : 0(4)-20 MA OUTPUT : 0(4)-20 MA | 292
8787 | 1177100000 | HDC INSERT FEMALE 3000 V 550 A CRIMP CONNECTION SIZE: 550 | 214
8788 | 1179330000 | SAI PASSIVE SENSOR-ACTUATOR PASSIVE DISTRIBUTOR M8 FIXED CABLE VERSION 15 M YES | 22
8789 | 1180300000 | FIELDPOWER® BOX IP65 | 1319
8790 | 1191010030 | SYSTEM CABLE RJ45 IP 20 RJ45 IP 20 CAT.5 (ISO/IEC 11801) / CAT.5E (TIA T568-B) PVC 3 M | 14
8791 | 1191020000 | SOCKETS PREFABRICATED TO CUSTOMER SPEC. M12 FEMALE SOCKET STRAIGHT | 35
8792 | 1191030000 | PLUGS PREFABRICATED TO CUSTOMER SPEC. M12 PIN STRAIGHT | 57
8793 | 1191550000 | FO CONNECTOR VERSION 14 SC-RJ POF IP67 | 500
8794 | 1193680000 | TERMSERIES CROSS-CONNECTOR | 143
8795 | 1193690000 | TERMSERIES CROSS-CONNECTOR | 143
8796 | 1193700000 | TERMSERIES CROSS-CONNECTOR | 143
8797 | 1194570000 | KLIPPON TB MH (TERMINAL BOX - MULTI HINGE) EMPTY ENCLOSURE STAINLESS STEEL ENCLOSURE HEIGHT: 229 MM WIDTH: 152 MM DEPTH: 133 MM GLAND PLATES: BOTTOM TOP MATERIAL: STAINLESS STEEL 1.4404 (316L) ELECTROPOLISHED | 4
8798 | 1194590000 | KLIPPON TB MH (TERMINAL BOX - MULTI HINGE) EMPTY ENCLOSURE STAINLESS STEEL ENCLOSURE HEIGHT: 229 MM WIDTH: 152 MM DEPTH: 133 MM GLAND PLATES: BOTTOM TOP LEFT RIGHT MATERIAL: STAINLESS STEEL 1.4404 (316L) ELECTROPOLISHED | 4
8799 | 1194620000 | KLIPPON TB MH (TERMINAL BOX - MULTI HINGE) EMPTY ENCLOSURE STAINLESS STEEL ENCLOSURE HEIGHT: 260 MM WIDTH: 260 MM DEPTH: 150 MM GLAND PLATES: BOTTOM TOP MATERIAL: STAINLESS STEEL 1.4404 (316L) ELECTROPOLISHED | 4
8800 | 1194640000 | KLIPPON TB MH (TERMINAL BOX - MULTI HINGE) EMPTY ENCLOSURE STAINLESS STEEL ENCLOSURE HEIGHT: 260 MM WIDTH: 260 MM DEPTH: 150 MM GLAND PLATES: BOTTOM TOP LEFT RIGHT MATERIAL: STAINLESS STEEL 1.4404 (316L) ELECTROPOLISHED | 4
8801 | 1194670000 | KLIPPON TB MH (TERMINAL BOX - MULTI HINGE) EMPTY ENCLOSURE STAINLESS STEEL ENCLOSURE HEIGHT: 260 MM WIDTH: 260 MM DEPTH: 200 MM GLAND PLATES: BOTTOM TOP MATERIAL: STAINLESS STEEL 1.4404 (316L) ELECTROPOLISHED | 4
8802 | 1194690000 | KLIPPON TB MH (TERMINAL BOX - MULTI HINGE) EMPTY ENCLOSURE STAINLESS STEEL ENCLOSURE HEIGHT: 260 MM WIDTH: 260 MM DEPTH: 200 MM GLAND PLATES: BOTTOM TOP LEFT RIGHT MATERIAL: STAINLESS STEEL 1.4404 (316L) ELECTROPOLISHED | 4
8803 | 1194720000 | KLIPPON TB MH (TERMINAL BOX - MULTI HINGE) EMPTY ENCLOSURE STAINLESS STEEL ENCLOSURE HEIGHT: 306 MM WIDTH: 306 MM DEPTH: 150 MM GLAND PLATES: BOTTOM TOP MATERIAL: STAINLESS STEEL 1.4404 (316L) ELECTROPOLISHED | 4
8804 | 1194740000 | KLIPPON TB MH (TERMINAL BOX - MULTI HINGE) EMPTY ENCLOSURE STAINLESS STEEL ENCLOSURE HEIGHT: 306 MM WIDTH: 306 MM DEPTH: 150 MM GLAND PLATES: BOTTOM TOP LEFT RIGHT MATERIAL: STAINLESS STEEL 1.4404 (316L) ELECTROPOLISHED | 4
8805 | 1194770000 | KLIPPON TB MH (TERMINAL BOX - MULTI HINGE) EMPTY ENCLOSURE STAINLESS STEEL ENCLOSURE HEIGHT: 306 MM WIDTH: 306 MM DEPTH: 200 MM GLAND PLATES: BOTTOM TOP MATERIAL: STAINLESS STEEL 1.4404 (316L) ELECTROPOLISHED | 4
8806 | 1194790000 | KLIPPON TB MH (TERMINAL BOX - MULTI HINGE) EMPTY ENCLOSURE STAINLESS STEEL ENCLOSURE HEIGHT: 306 MM WIDTH: 306 MM DEPTH: 200 MM GLAND PLATES: BOTTOM TOP LEFT RIGHT MATERIAL: STAINLESS STEEL 1.4404 (316L) ELECTROPOLISHED | 4
8807 | 1194820000 | KLIPPON TB MH (TERMINAL BOX - MULTI HINGE) EMPTY ENCLOSURE STAINLESS STEEL ENCLOSURE HEIGHT: 350 MM WIDTH: 260 MM DEPTH: 150 MM GLAND PLATES: BOTTOM TOP MATERIAL: STAINLESS STEEL 1.4404 (316L) ELECTROPOLISHED | 4
8808 | 1194840000 | KLIPPON TB MH (TERMINAL BOX - MULTI HINGE) EMPTY ENCLOSURE STAINLESS STEEL ENCLOSURE HEIGHT: 350 MM WIDTH: 260 MM DEPTH: 150 MM GLAND PLATES: BOTTOM TOP LEFT RIGHT MATERIAL: STAINLESS STEEL 1.4404 (316L) ELECTROPOLISHED | 4
8809 | 1194870000 | KLIPPON TB MH (TERMINAL BOX - MULTI HINGE) EMPTY ENCLOSURE STAINLESS STEEL ENCLOSURE HEIGHT: 350 MM WIDTH: 260 MM DEPTH: 200 MM GLAND PLATES: BOTTOM TOP MATERIAL: STAINLESS STEEL 1.4404 (316L) ELECTROPOLISHED | 4
8810 | 1194890000 | KLIPPON TB MH (TERMINAL BOX - MULTI HINGE) EMPTY ENCLOSURE STAINLESS STEEL ENCLOSURE HEIGHT: 350 MM WIDTH: 260 MM DEPTH: 200 MM GLAND PLATES: BOTTOM TOP LEFT RIGHT MATERIAL: STAINLESS STEEL 1.4404 (316L) ELECTROPOLISHED | 4
8811 | 1194920000 | KLIPPON TB MH (TERMINAL BOX - MULTI HINGE) EMPTY ENCLOSURE STAINLESS STEEL ENCLOSURE HEIGHT: 400 MM WIDTH: 300 MM DEPTH: 150 MM GLAND PLATES: BOTTOM TOP MATERIAL: STAINLESS STEEL 1.4404 (316L) ELECTROPOLISHED | 4
8812 | 1194940000 | KLIPPON TB MH (TERMINAL BOX - MULTI HINGE) EMPTY ENCLOSURE STAINLESS STEEL ENCLOSURE HEIGHT: 400 MM WIDTH: 300 MM DEPTH: 150 MM GLAND PLATES: BOTTOM TOP LEFT RIGHT MATERIAL: STAINLESS STEEL 1.4404 (316L) ELECTROPOLISHED | 4
8813 | 1194970000 | KLIPPON TB MH (TERMINAL BOX - MULTI HINGE) EMPTY ENCLOSURE STAINLESS STEEL ENCLOSURE HEIGHT: 400 MM WIDTH: 300 MM DEPTH: 200 MM GLAND PLATES: BOTTOM TOP MATERIAL: STAINLESS STEEL 1.4404 (316L) ELECTROPOLISHED | 4
8814 | 1194990000 | KLIPPON TB MH (TERMINAL BOX - MULTI HINGE) EMPTY ENCLOSURE STAINLESS STEEL ENCLOSURE HEIGHT: 400 MM WIDTH: 300 MM DEPTH: 200 MM GLAND PLATES: BOTTOM TOP LEFT RIGHT MATERIAL: STAINLESS STEEL 1.4404 (316L) ELECTROPOLISHED | 4
8815 | 1195020000 | KLIPPON TB MH (TERMINAL BOX - MULTI HINGE) EMPTY ENCLOSURE STAINLESS STEEL ENCLOSURE HEIGHT: 458 MM WIDTH: 382 MM DEPTH: 150 MM GLAND PLATES: BOTTOM TOP MATERIAL: STAINLESS STEEL 1.4404 (316L) ELECTROPOLISHED | 4
8816 | 1195040000 | KLIPPON TB MH (TERMINAL BOX - MULTI HINGE) EMPTY ENCLOSURE STAINLESS STEEL ENCLOSURE HEIGHT: 458 MM WIDTH: 382 MM DEPTH: 150 MM GLAND PLATES: BOTTOM TOP LEFT RIGHT MATERIAL: STAINLESS STEEL 1.4404 (316L) ELECTROPOLISHED | 4
8817 | 1195070000 | KLIPPON TB MH (TERMINAL BOX - MULTI HINGE) EMPTY ENCLOSURE STAINLESS STEEL ENCLOSURE HEIGHT: 458 MM WIDTH: 382 MM DEPTH: 200 MM GLAND PLATES: BOTTOM TOP MATERIAL: STAINLESS STEEL 1.4404 (316L) ELECTROPOLISHED | 4
8818 | 1195090000 | KLIPPON TB MH (TERMINAL BOX - MULTI HINGE) EMPTY ENCLOSURE STAINLESS STEEL ENCLOSURE HEIGHT: 458 MM WIDTH: 382 MM DEPTH: 200 MM GLAND PLATES: BOTTOM TOP LEFT RIGHT MATERIAL: STAINLESS STEEL 1.4404 (316L) ELECTROPOLISHED | 4
8819 | 1195120000 | KLIPPON TB MH (TERMINAL BOX - MULTI HINGE) EMPTY ENCLOSURE STAINLESS STEEL ENCLOSURE HEIGHT: 480 MM WIDTH: 480 MM DEPTH: 150 MM GLAND PLATES: BOTTOM TOP MATERIAL: STAINLESS STEEL 1.4404 (316L) ELECTROPOLISHED | 4
8820 | 1195140000 | KLIPPON TB MH (TERMINAL BOX - MULTI HINGE) EMPTY ENCLOSURE STAINLESS STEEL ENCLOSURE HEIGHT: 480 MM WIDTH: 480 MM DEPTH: 150 MM GLAND PLATES: BOTTOM TOP LEFT RIGHT MATERIAL: STAINLESS STEEL 1.4404 (316L) ELECTROPOLISHED | 4
8821 | 1195170000 | KLIPPON TB MH (TERMINAL BOX - MULTI HINGE) EMPTY ENCLOSURE STAINLESS STEEL ENCLOSURE HEIGHT: 480 MM WIDTH: 480 MM DEPTH: 200 MM GLAND PLATES: BOTTOM TOP MATERIAL: STAINLESS STEEL 1.4404 (316L) ELECTROPOLISHED | 4
8822 | 1195190000 | KLIPPON TB MH (TERMINAL BOX - MULTI HINGE) EMPTY ENCLOSURE STAINLESS STEEL ENCLOSURE HEIGHT: 480 MM WIDTH: 480 MM DEPTH: 200 MM GLAND PLATES: BOTTOM TOP LEFT RIGHT MATERIAL: STAINLESS STEEL 1.4404 (316L) ELECTROPOLISHED | 4
8823 | 1195220000 | KLIPPON TB MH (TERMINAL BOX - MULTI HINGE) EMPTY ENCLOSURE STAINLESS STEEL ENCLOSURE HEIGHT: 550 MM WIDTH: 350 MM DEPTH: 150 MM GLAND PLATES: BOTTOM TOP MATERIAL: STAINLESS STEEL 1.4404 (316L) ELECTROPOLISHED | 4
8824 | 1195240000 | KLIPPON TB MH (TERMINAL BOX - MULTI HINGE) EMPTY ENCLOSURE STAINLESS STEEL ENCLOSURE HEIGHT: 550 MM WIDTH: 350 MM DEPTH: 150 MM GLAND PLATES: BOTTOM TOP LEFT RIGHT MATERIAL: STAINLESS STEEL 1.4404 (316L) ELECTROPOLISHED | 4
8825 | 1195270000 | KLIPPON TB MH (TERMINAL BOX - MULTI HINGE) EMPTY ENCLOSURE STAINLESS STEEL ENCLOSURE HEIGHT: 550 MM WIDTH: 350 MM DEPTH: 200 MM GLAND PLATES: BOTTOM TOP MATERIAL: STAINLESS STEEL 1.4404 (316L) ELECTROPOLISHED | 4
8826 | 1195290000 | KLIPPON TB MH (TERMINAL BOX - MULTI HINGE) EMPTY ENCLOSURE STAINLESS STEEL ENCLOSURE HEIGHT: 550 MM WIDTH: 350 MM DEPTH: 200 MM GLAND PLATES: BOTTOM TOP LEFT RIGHT MATERIAL: STAINLESS STEEL 1.4404 (316L) ELECTROPOLISHED | 4
8827 | 1195320000 | KLIPPON TB MH (TERMINAL BOX - MULTI HINGE) EMPTY ENCLOSURE STAINLESS STEEL ENCLOSURE HEIGHT: 620 MM WIDTH: 450 MM DEPTH: 150 MM GLAND PLATES: BOTTOM TOP MATERIAL: STAINLESS STEEL 1.4404 (316L) ELECTROPOLISHED | 4
8828 | 1195340000 | KLIPPON TB MH (TERMINAL BOX - MULTI HINGE) EMPTY ENCLOSURE STAINLESS STEEL ENCLOSURE HEIGHT: 620 MM WIDTH: 450 MM DEPTH: 150 MM GLAND PLATES: BOTTOM TOP LEFT RIGHT MATERIAL: STAINLESS STEEL 1.4404 (316L) ELECTROPOLISHED | 4
8829 | 1195370000 | KLIPPON TB MH (TERMINAL BOX - MULTI HINGE) EMPTY ENCLOSURE STAINLESS STEEL ENCLOSURE HEIGHT: 620 MM WIDTH: 450 MM DEPTH: 200 MM GLAND PLATES: BOTTOM TOP MATERIAL: STAINLESS STEEL 1.4404 (316L) ELECTROPOLISHED | 4
8830 | 1195390000 | KLIPPON TB MH (TERMINAL BOX - MULTI HINGE) EMPTY ENCLOSURE STAINLESS STEEL ENCLOSURE HEIGHT: 620 MM WIDTH: 450 MM DEPTH: 200 MM GLAND PLATES: BOTTOM TOP LEFT RIGHT MATERIAL: STAINLESS STEEL 1.4404 (316L) ELECTROPOLISHED | 4
8831 | 1195420000 | KLIPPON TB MH (TERMINAL BOX - MULTI HINGE) EMPTY ENCLOSURE STAINLESS STEEL ENCLOSURE HEIGHT: 762 MM WIDTH: 508 MM DEPTH: 150 MM GLAND PLATES: BOTTOM TOP MATERIAL: STAINLESS STEEL 1.4404 (316L) ELECTROPOLISHED | 4
8832 | 1195440000 | KLIPPON TB MH (TERMINAL BOX - MULTI HINGE) EMPTY ENCLOSURE STAINLESS STEEL ENCLOSURE HEIGHT: 762 MM WIDTH: 508 MM DEPTH: 150 MM GLAND PLATES: BOTTOM TOP LEFT RIGHT MATERIAL: STAINLESS STEEL 1.4404 (316L) ELECTROPOLISHED | 4
8833 | 1195470000 | KLIPPON TB MH (TERMINAL BOX - MULTI HINGE) EMPTY ENCLOSURE STAINLESS STEEL ENCLOSURE HEIGHT: 762 MM WIDTH: 508 MM DEPTH: 200 MM GLAND PLATES: BOTTOM TOP MATERIAL: STAINLESS STEEL 1.4404 (316L) ELECTROPOLISHED | 4
8834 | 1195490000 | KLIPPON TB MH (TERMINAL BOX - MULTI HINGE) EMPTY ENCLOSURE STAINLESS STEEL ENCLOSURE HEIGHT: 762 MM WIDTH: 508 MM DEPTH: 200 MM GLAND PLATES: BOTTOM TOP LEFT RIGHT MATERIAL: STAINLESS STEEL 1.4404 (316L) ELECTROPOLISHED | 4
8835 | 1195520000 | KLIPPON TB MH (TERMINAL BOX - MULTI HINGE) EMPTY ENCLOSURE STAINLESS STEEL ENCLOSURE HEIGHT: 914 MM WIDTH: 610 MM DEPTH: 150 MM GLAND PLATES: BOTTOM TOP MATERIAL: STAINLESS STEEL 1.4404 (316L) ELECTROPOLISHED | 4
8836 | 1195540000 | KLIPPON TB MH (TERMINAL BOX - MULTI HINGE) EMPTY ENCLOSURE STAINLESS STEEL ENCLOSURE HEIGHT: 914 MM WIDTH: 610 MM DEPTH: 150 MM GLAND PLATES: BOTTOM TOP LEFT RIGHT MATERIAL: STAINLESS STEEL 1.4404 (316L) ELECTROPOLISHED | 4
8837 | 1195570000 | KLIPPON TB MH (TERMINAL BOX - MULTI HINGE) EMPTY ENCLOSURE STAINLESS STEEL ENCLOSURE HEIGHT: 914 MM WIDTH: 610 MM DEPTH: 200 MM GLAND PLATES: BOTTOM TOP MATERIAL: STAINLESS STEEL 1.4404 (316L) ELECTROPOLISHED | 4
8838 | 1195590000 | KLIPPON TB MH (TERMINAL BOX - MULTI HINGE) EMPTY ENCLOSURE STAINLESS STEEL ENCLOSURE HEIGHT: 914 MM WIDTH: 610 MM DEPTH: 200 MM GLAND PLATES: BOTTOM TOP LEFT RIGHT MATERIAL: STAINLESS STEEL 1.4404 (316L) ELECTROPOLISHED | 4
8839 | 1195620000 | KLIPPON TB MH (TERMINAL BOX - MULTI HINGE) EMPTY ENCLOSURE STAINLESS STEEL ENCLOSURE HEIGHT: 980 MM WIDTH: 740 MM DEPTH: 200 MM GLAND PLATES: BOTTOM TOP MATERIAL: STAINLESS STEEL 1.4404 (316L) ELECTROPOLISHED | 4
8840 | 1195630000 | KLIPPON TB MH (TERMINAL BOX - MULTI HINGE) EMPTY ENCLOSURE STAINLESS STEEL ENCLOSURE HEIGHT: 980 MM WIDTH: 740 MM DEPTH: 200 MM GLAND PLATES: BOTTOM LEFT RIGHT MATERIAL: STAINLESS STEEL 1.4404 (316L) ELECTROPOLISHED | 4
8841 | 1195640000 | KLIPPON TB MH (TERMINAL BOX - MULTI HINGE) EMPTY ENCLOSURE STAINLESS STEEL ENCLOSURE HEIGHT: 980 MM WIDTH: 740 MM DEPTH: 200 MM GLAND PLATES: BOTTOM TOP LEFT RIGHT MATERIAL: STAINLESS STEEL 1.4404 (316L) ELECTROPOLISHED | 4
8842 | 1195650000 | KLIPPON TB FS (TERMINAL BOX - FIXING SCREW) EMPTY ENCLOSURE STAINLESS STEEL ENCLOSURE HEIGHT: 229 MM WIDTH: 152 MM DEPTH: 133 MM MATERIAL: STAINLESS STEEL 1.4404 (316L) ELECTROPOLISHED | 4
8843 | 1195660000 | KLIPPON TB FS (TERMINAL BOX - FIXING SCREW) EMPTY ENCLOSURE STAINLESS STEEL ENCLOSURE HEIGHT: 229 MM WIDTH: 152 MM DEPTH: 133 MM GLAND PLATES: BOTTOM MATERIAL: STAINLESS STEEL 1.4404 (316L) ELECTROPOLISHED | 4
8844 | 1195670000 | KLIPPON TB FS (TERMINAL BOX - FIXING SCREW) EMPTY ENCLOSURE STAINLESS STEEL ENCLOSURE HEIGHT: 229 MM WIDTH: 152 MM DEPTH: 133 MM GLAND PLATES: BOTTOM TOP MATERIAL: STAINLESS STEEL 1.4404 (316L) ELECTROPOLISHED | 4
8845 | 1195680000 | KLIPPON TB FS (TERMINAL BOX - FIXING SCREW) EMPTY ENCLOSURE STAINLESS STEEL ENCLOSURE HEIGHT: 229 MM WIDTH: 152 MM DEPTH: 133 MM GLAND PLATES: BOTTOM LEFT RIGHT MATERIAL: STAINLESS STEEL 1.4404 (316L) ELECTROPOLISHED | 4
8846 | 1195690000 | KLIPPON TB FS (TERMINAL BOX - FIXING SCREW) EMPTY ENCLOSURE STAINLESS STEEL ENCLOSURE HEIGHT: 229 MM WIDTH: 152 MM DEPTH: 133 MM GLAND PLATES: BOTTOM TOP LEFT RIGHT MATERIAL: STAINLESS STEEL 1.4404 (316L) ELECTROPOLISHED | 4
8847 | 1195700000 | KLIPPON TB FS (TERMINAL BOX - FIXING SCREW) EMPTY ENCLOSURE STAINLESS STEEL ENCLOSURE HEIGHT: 260 MM WIDTH: 260 MM DEPTH: 150 MM MATERIAL: STAINLESS STEEL 1.4404 (316L) ELECTROPOLISHED | 4
8848 | 1195710000 | KLIPPON TB FS (TERMINAL BOX - FIXING SCREW) EMPTY ENCLOSURE STAINLESS STEEL ENCLOSURE HEIGHT: 260 MM WIDTH: 260 MM DEPTH: 150 MM GLAND PLATES: BOTTOM MATERIAL: STAINLESS STEEL 1.4404 (316L) ELECTROPOLISHED | 4
8849 | 1195720000 | KLIPPON TB FS (TERMINAL BOX - FIXING SCREW) EMPTY ENCLOSURE STAINLESS STEEL ENCLOSURE HEIGHT: 260 MM WIDTH: 260 MM DEPTH: 150 MM GLAND PLATES: BOTTOM TOP MATERIAL: STAINLESS STEEL 1.4404 (316L) ELECTROPOLISHED | 4
8850 | 1195730000 | KLIPPON TB FS (TERMINAL BOX - FIXING SCREW) EMPTY ENCLOSURE STAINLESS STEEL ENCLOSURE HEIGHT: 260 MM WIDTH: 260 MM DEPTH: 150 MM GLAND PLATES: BOTTOM LEFT RIGHT MATERIAL: STAINLESS STEEL 1.4404 (316L) ELECTROPOLISHED | 4
8851 | 1195740000 | KLIPPON TB FS (TERMINAL BOX - FIXING SCREW) EMPTY ENCLOSURE STAINLESS STEEL ENCLOSURE HEIGHT: 260 MM WIDTH: 260 MM DEPTH: 150 MM GLAND PLATES: BOTTOM TOP LEFT RIGHT MATERIAL: STAINLESS STEEL 1.4404 (316L) ELECTROPOLISHED | 4
8852 | 1195750000 | KLIPPON TB FS (TERMINAL BOX - FIXING SCREW) EMPTY ENCLOSURE STAINLESS STEEL ENCLOSURE HEIGHT: 260 MM WIDTH: 260 MM DEPTH: 200 MM MATERIAL: STAINLESS STEEL 1.4404 (316L) ELECTROPOLISHED | 4
8853 | 1195760000 | KLIPPON TB FS (TERMINAL BOX - FIXING SCREW) EMPTY ENCLOSURE STAINLESS STEEL ENCLOSURE HEIGHT: 260 MM WIDTH: 260 MM DEPTH: 200 MM GLAND PLATES: BOTTOM MATERIAL: STAINLESS STEEL 1.4404 (316L) ELECTROPOLISHED | 4
8854 | 1195770000 | KLIPPON TB FS (TERMINAL BOX - FIXING SCREW) EMPTY ENCLOSURE STAINLESS STEEL ENCLOSURE HEIGHT: 260 MM WIDTH: 260 MM DEPTH: 200 MM GLAND PLATES: BOTTOM TOP MATERIAL: STAINLESS STEEL 1.4404 (316L) ELECTROPOLISHED | 4
8855 | 1195780000 | KLIPPON TB FS (TERMINAL BOX - FIXING SCREW) EMPTY ENCLOSURE STAINLESS STEEL ENCLOSURE HEIGHT: 260 MM WIDTH: 260 MM DEPTH: 200 MM GLAND PLATES: BOTTOM LEFT RIGHT MATERIAL: STAINLESS STEEL 1.4404 (316L) ELECTROPOLISHED | 4
8856 | 1195790000 | KLIPPON TB FS (TERMINAL BOX - FIXING SCREW) EMPTY ENCLOSURE STAINLESS STEEL ENCLOSURE HEIGHT: 260 MM WIDTH: 260 MM DEPTH: 200 MM GLAND PLATES: BOTTOM TOP LEFT RIGHT MATERIAL: STAINLESS STEEL 1.4404 (316L) ELECTROPOLISHED | 4
8857 | 1195800000 | KLIPPON TB FS (TERMINAL BOX - FIXING SCREW) EMPTY ENCLOSURE STAINLESS STEEL ENCLOSURE HEIGHT: 306 MM WIDTH: 306 MM DEPTH: 150 MM MATERIAL: STAINLESS STEEL 1.4404 (316L) ELECTROPOLISHED | 4
8858 | 1195810000 | KLIPPON TB FS (TERMINAL BOX - FIXING SCREW) EMPTY ENCLOSURE STAINLESS STEEL ENCLOSURE HEIGHT: 306 MM WIDTH: 306 MM DEPTH: 150 MM GLAND PLATES: BOTTOM MATERIAL: STAINLESS STEEL 1.4404 (316L) ELECTROPOLISHED | 4
8859 | 1195820000 | KLIPPON TB FS (TERMINAL BOX - FIXING SCREW) EMPTY ENCLOSURE STAINLESS STEEL ENCLOSURE HEIGHT: 306 MM WIDTH: 306 MM DEPTH: 150 MM GLAND PLATES: BOTTOM TOP MATERIAL: STAINLESS STEEL 1.4404 (316L) ELECTROPOLISHED | 4
8860 | 1195830000 | KLIPPON TB FS (TERMINAL BOX - FIXING SCREW) EMPTY ENCLOSURE STAINLESS STEEL ENCLOSURE HEIGHT: 306 MM WIDTH: 306 MM DEPTH: 150 MM GLAND PLATES: BOTTOM LEFT RIGHT MATERIAL: STAINLESS STEEL 1.4404 (316L) ELECTROPOLISHED | 4
8861 | 1195840000 | KLIPPON TB FS (TERMINAL BOX - FIXING SCREW) EMPTY ENCLOSURE STAINLESS STEEL ENCLOSURE HEIGHT: 306 MM WIDTH: 306 MM DEPTH: 150 MM GLAND PLATES: BOTTOM TOP LEFT RIGHT MATERIAL: STAINLESS STEEL 1.4404 (316L) ELECTROPOLISHED | 4
8862 | 1195850000 | KLIPPON TB FS (TERMINAL BOX - FIXING SCREW) EMPTY ENCLOSURE STAINLESS STEEL ENCLOSURE HEIGHT: 306 MM WIDTH: 306 MM DEPTH: 200 MM MATERIAL: STAINLESS STEEL 1.4404 (316L) ELECTROPOLISHED | 4
8863 | 1195860000 | KLIPPON TB FS (TERMINAL BOX - FIXING SCREW) EMPTY ENCLOSURE STAINLESS STEEL ENCLOSURE HEIGHT: 306 MM WIDTH: 306 MM DEPTH: 200 MM GLAND PLATES: BOTTOM MATERIAL: STAINLESS STEEL 1.4404 (316L) ELECTROPOLISHED | 4
8864 | 1195870000 | KLIPPON TB FS (TERMINAL BOX - FIXING SCREW) EMPTY ENCLOSURE STAINLESS STEEL ENCLOSURE HEIGHT: 306 MM WIDTH: 306 MM DEPTH: 200 MM GLAND PLATES: BOTTOM TOP MATERIAL: STAINLESS STEEL 1.4404 (316L) ELECTROPOLISHED | 4
8865 | 1195880000 | KLIPPON TB FS (TERMINAL BOX - FIXING SCREW) EMPTY ENCLOSURE STAINLESS STEEL ENCLOSURE HEIGHT: 306 MM WIDTH: 306 MM DEPTH: 200 MM GLAND PLATES: BOTTOM LEFT RIGHT MATERIAL: STAINLESS STEEL 1.4404 (316L) ELECTROPOLISHED | 4
8866 | 1195890000 | KLIPPON TB FS (TERMINAL BOX - FIXING SCREW) EMPTY ENCLOSURE STAINLESS STEEL ENCLOSURE HEIGHT: 306 MM WIDTH: 306 MM DEPTH: 200 MM GLAND PLATES: BOTTOM TOP LEFT RIGHT MATERIAL: STAINLESS STEEL 1.4404 (316L) ELECTROPOLISHED | 4
8867 | 1195900000 | KLIPPON TB FS (TERMINAL BOX - FIXING SCREW) EMPTY ENCLOSURE STAINLESS STEEL ENCLOSURE HEIGHT: 350 MM WIDTH: 260 MM DEPTH: 150 MM MATERIAL: STAINLESS STEEL 1.4404 (316L) ELECTROPOLISHED | 4
8868 | 1195910000 | KLIPPON TB FS (TERMINAL BOX - FIXING SCREW) EMPTY ENCLOSURE STAINLESS STEEL ENCLOSURE HEIGHT: 350 MM WIDTH: 260 MM DEPTH: 150 MM GLAND PLATES: BOTTOM MATERIAL: STAINLESS STEEL 1.4404 (316L) ELECTROPOLISHED | 4
8869 | 1195920000 | KLIPPON TB FS (TERMINAL BOX - FIXING SCREW) EMPTY ENCLOSURE STAINLESS STEEL ENCLOSURE HEIGHT: 350 MM WIDTH: 260 MM DEPTH: 150 MM GLAND PLATES: BOTTOM TOP MATERIAL: STAINLESS STEEL 1.4404 (316L) ELECTROPOLISHED | 4
8870 | 1195930000 | KLIPPON TB FS (TERMINAL BOX - FIXING SCREW) EMPTY ENCLOSURE STAINLESS STEEL ENCLOSURE HEIGHT: 350 MM WIDTH: 260 MM DEPTH: 150 MM GLAND PLATES: BOTTOM LEFT RIGHT MATERIAL: STAINLESS STEEL 1.4404 (316L) ELECTROPOLISHED | 4
8871 | 1195940000 | KLIPPON TB FS (TERMINAL BOX - FIXING SCREW) EMPTY ENCLOSURE STAINLESS STEEL ENCLOSURE HEIGHT: 350 MM WIDTH: 260 MM DEPTH: 150 MM GLAND PLATES: BOTTOM TOP LEFT RIGHT MATERIAL: STAINLESS STEEL 1.4404 (316L) ELECTROPOLISHED | 4
8872 | 1195950000 | KLIPPON TB FS (TERMINAL BOX - FIXING SCREW) EMPTY ENCLOSURE STAINLESS STEEL ENCLOSURE HEIGHT: 350 MM WIDTH: 260 MM DEPTH: 200 MM MATERIAL: STAINLESS STEEL 1.4404 (316L) ELECTROPOLISHED | 4
8873 | 1195960000 | KLIPPON TB FS (TERMINAL BOX - FIXING SCREW) EMPTY ENCLOSURE STAINLESS STEEL ENCLOSURE HEIGHT: 350 MM WIDTH: 260 MM DEPTH: 200 MM GLAND PLATES: BOTTOM MATERIAL: STAINLESS STEEL 1.4404 (316L) ELECTROPOLISHED | 4
8874 | 1195970000 | KLIPPON TB FS (TERMINAL BOX - FIXING SCREW) EMPTY ENCLOSURE STAINLESS STEEL ENCLOSURE HEIGHT: 350 MM WIDTH: 260 MM DEPTH: 200 MM GLAND PLATES: BOTTOM TOP MATERIAL: STAINLESS STEEL 1.4404 (316L) ELECTROPOLISHED | 4
8875 | 1195980000 | KLIPPON TB FS (TERMINAL BOX - FIXING SCREW) EMPTY ENCLOSURE STAINLESS STEEL ENCLOSURE HEIGHT: 350 MM WIDTH: 260 MM DEPTH: 200 MM GLAND PLATES: BOTTOM LEFT RIGHT MATERIAL: STAINLESS STEEL 1.4404 (316L) ELECTROPOLISHED | 4
8876 | 1195990000 | KLIPPON TB FS (TERMINAL BOX - FIXING SCREW) EMPTY ENCLOSURE STAINLESS STEEL ENCLOSURE HEIGHT: 350 MM WIDTH: 260 MM DEPTH: 200 MM GLAND PLATES: BOTTOM TOP LEFT RIGHT MATERIAL: STAINLESS STEEL 1.4404 (316L) ELECTROPOLISHED | 4
8877 | 1196000000 | KLIPPON TB FS (TERMINAL BOX - FIXING SCREW) EMPTY ENCLOSURE STAINLESS STEEL ENCLOSURE HEIGHT: 400 MM WIDTH: 300 MM DEPTH: 150 MM MATERIAL: STAINLESS STEEL 1.4404 (316L) ELECTROPOLISHED | 4
8878 | 1196010000 | KLIPPON TB FS (TERMINAL BOX - FIXING SCREW) EMPTY ENCLOSURE STAINLESS STEEL ENCLOSURE HEIGHT: 400 MM WIDTH: 300 MM DEPTH: 150 MM GLAND PLATES: BOTTOM MATERIAL: STAINLESS STEEL 1.4404 (316L) ELECTROPOLISHED | 4
8879 | 1196020000 | KLIPPON TB FS (TERMINAL BOX - FIXING SCREW) EMPTY ENCLOSURE STAINLESS STEEL ENCLOSURE HEIGHT: 400 MM WIDTH: 300 MM DEPTH: 150 MM GLAND PLATES: BOTTOM TOP MATERIAL: STAINLESS STEEL 1.4404 (316L) ELECTROPOLISHED | 4
8880 | 1196030000 | KLIPPON TB FS (TERMINAL BOX - FIXING SCREW) EMPTY ENCLOSURE STAINLESS STEEL ENCLOSURE HEIGHT: 400 MM WIDTH: 300 MM DEPTH: 150 MM GLAND PLATES: BOTTOM LEFT RIGHT MATERIAL: STAINLESS STEEL 1.4404 (316L) ELECTROPOLISHED | 4
8881 | 1196040000 | KLIPPON TB FS (TERMINAL BOX - FIXING SCREW) EMPTY ENCLOSURE STAINLESS STEEL ENCLOSURE HEIGHT: 400 MM WIDTH: 300 MM DEPTH: 150 MM GLAND PLATES: BOTTOM TOP LEFT RIGHT MATERIAL: STAINLESS STEEL 1.4404 (316L) ELECTROPOLISHED | 4
8882 | 1196050000 | KLIPPON TB FS (TERMINAL BOX - FIXING SCREW) EMPTY ENCLOSURE STAINLESS STEEL ENCLOSURE HEIGHT: 400 MM WIDTH: 300 MM DEPTH: 200 MM MATERIAL: STAINLESS STEEL 1.4404 (316L) ELECTROPOLISHED | 4
8883 | 1196060000 | KLIPPON TB FS (TERMINAL BOX - FIXING SCREW) EMPTY ENCLOSURE STAINLESS STEEL ENCLOSURE HEIGHT: 400 MM WIDTH: 300 MM DEPTH: 200 MM GLAND PLATES: BOTTOM MATERIAL: STAINLESS STEEL 1.4404 (316L) ELECTROPOLISHED | 4
8884 | 1196070000 | KLIPPON TB FS (TERMINAL BOX - FIXING SCREW) EMPTY ENCLOSURE STAINLESS STEEL ENCLOSURE HEIGHT: 400 MM WIDTH: 300 MM DEPTH: 200 MM GLAND PLATES: BOTTOM TOP MATERIAL: STAINLESS STEEL 1.4404 (316L) ELECTROPOLISHED | 4
8885 | 1196080000 | KLIPPON TB FS (TERMINAL BOX - FIXING SCREW) EMPTY ENCLOSURE STAINLESS STEEL ENCLOSURE HEIGHT: 400 MM WIDTH: 300 MM DEPTH: 200 MM GLAND PLATES: BOTTOM LEFT RIGHT MATERIAL: STAINLESS STEEL 1.4404 (316L) ELECTROPOLISHED | 4
8886 | 1196090000 | KLIPPON TB FS (TERMINAL BOX - FIXING SCREW) EMPTY ENCLOSURE STAINLESS STEEL ENCLOSURE HEIGHT: 400 MM WIDTH: 300 MM DEPTH: 200 MM GLAND PLATES: BOTTOM TOP LEFT RIGHT MATERIAL: STAINLESS STEEL 1.4404 (316L) ELECTROPOLISHED | 4
8887 | 1196100000 | KLIPPON TB FS (TERMINAL BOX - FIXING SCREW) EMPTY ENCLOSURE STAINLESS STEEL ENCLOSURE HEIGHT: 458 MM WIDTH: 382 MM DEPTH: 150 MM MATERIAL: STAINLESS STEEL 1.4404 (316L) ELECTROPOLISHED | 4
8888 | 1196110000 | KLIPPON TB FS (TERMINAL BOX - FIXING SCREW) EMPTY ENCLOSURE STAINLESS STEEL ENCLOSURE HEIGHT: 458 MM WIDTH: 382 MM DEPTH: 150 MM GLAND PLATES: BOTTOM MATERIAL: STAINLESS STEEL 1.4404 (316L) ELECTROPOLISHED | 4
8889 | 1196120000 | KLIPPON TB FS (TERMINAL BOX - FIXING SCREW) EMPTY ENCLOSURE STAINLESS STEEL ENCLOSURE HEIGHT: 458 MM WIDTH: 382 MM DEPTH: 150 MM GLAND PLATES: BOTTOM TOP MATERIAL: STAINLESS STEEL 1.4404 (316L) ELECTROPOLISHED | 4
8890 | 1196130000 | KLIPPON TB FS (TERMINAL BOX - FIXING SCREW) EMPTY ENCLOSURE STAINLESS STEEL ENCLOSURE HEIGHT: 458 MM WIDTH: 382 MM DEPTH: 150 MM GLAND PLATES: BOTTOM LEFT RIGHT MATERIAL: STAINLESS STEEL 1.4404 (316L) ELECTROPOLISHED | 4
8891 | 1196140000 | KLIPPON TB FS (TERMINAL BOX - FIXING SCREW) EMPTY ENCLOSURE STAINLESS STEEL ENCLOSURE HEIGHT: 458 MM WIDTH: 382 MM DEPTH: 150 MM GLAND PLATES: BOTTOM TOP LEFT RIGHT MATERIAL: STAINLESS STEEL 1.4404 (316L) ELECTROPOLISHED | 4
8892 | 1196150000 | KLIPPON TB FS (TERMINAL BOX - FIXING SCREW) EMPTY ENCLOSURE STAINLESS STEEL ENCLOSURE HEIGHT: 458 MM WIDTH: 382 MM DEPTH: 200 MM MATERIAL: STAINLESS STEEL 1.4404 (316L) ELECTROPOLISHED | 4
8893 | 1196160000 | KLIPPON TB FS (TERMINAL BOX - FIXING SCREW) EMPTY ENCLOSURE STAINLESS STEEL ENCLOSURE HEIGHT: 458 MM WIDTH: 382 MM DEPTH: 200 MM GLAND PLATES: BOTTOM MATERIAL: STAINLESS STEEL 1.4404 (316L) ELECTROPOLISHED | 4
8894 | 1196170000 | KLIPPON TB FS (TERMINAL BOX - FIXING SCREW) EMPTY ENCLOSURE STAINLESS STEEL ENCLOSURE HEIGHT: 458 MM WIDTH: 382 MM DEPTH: 200 MM GLAND PLATES: BOTTOM TOP MATERIAL: STAINLESS STEEL 1.4404 (316L) ELECTROPOLISHED | 4
8895 | 1196180000 | KLIPPON TB FS (TERMINAL BOX - FIXING SCREW) EMPTY ENCLOSURE STAINLESS STEEL ENCLOSURE HEIGHT: 458 MM WIDTH: 382 MM DEPTH: 200 MM GLAND PLATES: BOTTOM LEFT RIGHT MATERIAL: STAINLESS STEEL 1.4404 (316L) ELECTROPOLISHED | 4
8896 | 1196190000 | KLIPPON TB FS (TERMINAL BOX - FIXING SCREW) EMPTY ENCLOSURE STAINLESS STEEL ENCLOSURE HEIGHT: 458 MM WIDTH: 382 MM DEPTH: 200 MM GLAND PLATES: BOTTOM TOP LEFT RIGHT MATERIAL: STAINLESS STEEL 1.4404 (316L) ELECTROPOLISHED | 4
8897 | 1196200000 | KLIPPON TB FS (TERMINAL BOX - FIXING SCREW) EMPTY ENCLOSURE STAINLESS STEEL ENCLOSURE HEIGHT: 480 MM WIDTH: 480 MM DEPTH: 150 MM MATERIAL: STAINLESS STEEL 1.4404 (316L) ELECTROPOLISHED | 4
8898 | 1196210000 | KLIPPON TB FS (TERMINAL BOX - FIXING SCREW) EMPTY ENCLOSURE STAINLESS STEEL ENCLOSURE HEIGHT: 480 MM WIDTH: 480 MM DEPTH: 150 MM GLAND PLATES: BOTTOM MATERIAL: STAINLESS STEEL 1.4404 (316L) ELECTROPOLISHED | 4
8899 | 1196220000 | KLIPPON TB FS (TERMINAL BOX - FIXING SCREW) EMPTY ENCLOSURE STAINLESS STEEL ENCLOSURE HEIGHT: 480 MM WIDTH: 480 MM DEPTH: 150 MM GLAND PLATES: BOTTOM TOP MATERIAL: STAINLESS STEEL 1.4404 (316L) ELECTROPOLISHED | 4
8900 | 1196230000 | KLIPPON TB FS (TERMINAL BOX - FIXING SCREW) EMPTY ENCLOSURE STAINLESS STEEL ENCLOSURE HEIGHT: 480 MM WIDTH: 480 MM DEPTH: 150 MM GLAND PLATES: BOTTOM LEFT RIGHT MATERIAL: STAINLESS STEEL 1.4404 (316L) ELECTROPOLISHED | 4
8901 | 1196240000 | KLIPPON TB FS (TERMINAL BOX - FIXING SCREW) EMPTY ENCLOSURE STAINLESS STEEL ENCLOSURE HEIGHT: 480 MM WIDTH: 480 MM DEPTH: 150 MM GLAND PLATES: BOTTOM TOP LEFT RIGHT MATERIAL: STAINLESS STEEL 1.4404 (316L) ELECTROPOLISHED | 4
8902 | 1196250000 | KLIPPON TB FS (TERMINAL BOX - FIXING SCREW) EMPTY ENCLOSURE STAINLESS STEEL ENCLOSURE HEIGHT: 480 MM WIDTH: 480 MM DEPTH: 200 MM MATERIAL: STAINLESS STEEL 1.4404 (316L) ELECTROPOLISHED | 4
8903 | 1196260000 | KLIPPON TB FS (TERMINAL BOX - FIXING SCREW) EMPTY ENCLOSURE STAINLESS STEEL ENCLOSURE HEIGHT: 480 MM WIDTH: 480 MM DEPTH: 200 MM GLAND PLATES: BOTTOM MATERIAL: STAINLESS STEEL 1.4404 (316L) ELECTROPOLISHED | 4
8904 | 1196270000 | KLIPPON TB FS (TERMINAL BOX - FIXING SCREW) EMPTY ENCLOSURE STAINLESS STEEL ENCLOSURE HEIGHT: 480 MM WIDTH: 480 MM DEPTH: 200 MM GLAND PLATES: BOTTOM TOP MATERIAL: STAINLESS STEEL 1.4404 (316L) ELECTROPOLISHED | 4
8905 | 1196280000 | KLIPPON TB FS (TERMINAL BOX - FIXING SCREW) EMPTY ENCLOSURE STAINLESS STEEL ENCLOSURE HEIGHT: 480 MM WIDTH: 480 MM DEPTH: 200 MM GLAND PLATES: BOTTOM LEFT RIGHT MATERIAL: STAINLESS STEEL 1.4404 (316L) ELECTROPOLISHED | 4
8906 | 1196290000 | KLIPPON TB FS (TERMINAL BOX - FIXING SCREW) EMPTY ENCLOSURE STAINLESS STEEL ENCLOSURE HEIGHT: 480 MM WIDTH: 480 MM DEPTH: 200 MM GLAND PLATES: BOTTOM TOP LEFT RIGHT MATERIAL: STAINLESS STEEL 1.4404 (316L) ELECTROPOLISHED | 4
8907 | 1196360000 | KLIPPON TB FS (TERMINAL BOX - FIXING SCREW) EMPTY ENCLOSURE STAINLESS STEEL ENCLOSURE HEIGHT: 550 MM WIDTH: 350 MM DEPTH: 200 MM GLAND PLATES: BOTTOM MATERIAL: STAINLESS STEEL 1.4404 (316L) ELECTROPOLISHED | 4
8908 | 1196370000 | KLIPPON TB FS (TERMINAL BOX - FIXING SCREW) EMPTY ENCLOSURE STAINLESS STEEL ENCLOSURE HEIGHT: 550 MM WIDTH: 350 MM DEPTH: 200 MM GLAND PLATES: BOTTOM TOP MATERIAL: STAINLESS STEEL 1.4404 (316L) ELECTROPOLISHED | 4
8909 | 1196380000 | KLIPPON TB FS (TERMINAL BOX - FIXING SCREW) EMPTY ENCLOSURE STAINLESS STEEL ENCLOSURE HEIGHT: 550 MM WIDTH: 350 MM DEPTH: 200 MM GLAND PLATES: BOTTOM LEFT RIGHT MATERIAL: STAINLESS STEEL 1.4404 (316L) ELECTROPOLISHED | 4
8910 | 1196390000 | KLIPPON TB FS (TERMINAL BOX - FIXING SCREW) EMPTY ENCLOSURE STAINLESS STEEL ENCLOSURE HEIGHT: 550 MM WIDTH: 350 MM DEPTH: 200 MM GLAND PLATES: BOTTOM TOP LEFT RIGHT MATERIAL: STAINLESS STEEL 1.4404 (316L) ELECTROPOLISHED | 4
8911 | 1196400000 | KLIPPON TB FS (TERMINAL BOX - FIXING SCREW) EMPTY ENCLOSURE STAINLESS STEEL ENCLOSURE HEIGHT: 620 MM WIDTH: 450 MM DEPTH: 150 MM MATERIAL: STAINLESS STEEL 1.4404 (316L) ELECTROPOLISHED | 4
8912 | 1196410000 | KLIPPON TB FS (TERMINAL BOX - FIXING SCREW) EMPTY ENCLOSURE STAINLESS STEEL ENCLOSURE HEIGHT: 620 MM WIDTH: 450 MM DEPTH: 150 MM GLAND PLATES: BOTTOM MATERIAL: STAINLESS STEEL 1.4404 (316L) ELECTROPOLISHED | 4
8913 | 1196420000 | KLIPPON TB FS (TERMINAL BOX - FIXING SCREW) EMPTY ENCLOSURE STAINLESS STEEL ENCLOSURE HEIGHT: 620 MM WIDTH: 450 MM DEPTH: 150 MM GLAND PLATES: BOTTOM TOP MATERIAL: STAINLESS STEEL 1.4404 (316L) ELECTROPOLISHED | 4
8914 | 1196470000 | KLIPPON TB FS (TERMINAL BOX - FIXING SCREW) EMPTY ENCLOSURE STAINLESS STEEL ENCLOSURE HEIGHT: 620 MM WIDTH: 450 MM DEPTH: 200 MM GLAND PLATES: BOTTOM TOP MATERIAL: STAINLESS STEEL 1.4404 (316L) ELECTROPOLISHED | 4
8915 | 1196480000 | KLIPPON TB FS (TERMINAL BOX - FIXING SCREW) EMPTY ENCLOSURE STAINLESS STEEL ENCLOSURE HEIGHT: 620 MM WIDTH: 450 MM DEPTH: 200 MM GLAND PLATES: BOTTOM LEFT RIGHT MATERIAL: STAINLESS STEEL 1.4404 (316L) ELECTROPOLISHED | 4
8916 | 1196490000 | KLIPPON TB FS (TERMINAL BOX - FIXING SCREW) EMPTY ENCLOSURE STAINLESS STEEL ENCLOSURE HEIGHT: 620 MM WIDTH: 450 MM DEPTH: 200 MM GLAND PLATES: BOTTOM TOP LEFT RIGHT MATERIAL: STAINLESS STEEL 1.4404 (316L) ELECTROPOLISHED | 4
8917 | 1196500000 | KLIPPON TB FS (TERMINAL BOX - FIXING SCREW) EMPTY ENCLOSURE STAINLESS STEEL ENCLOSURE HEIGHT: 762 MM WIDTH: 508 MM DEPTH: 150 MM MATERIAL: STAINLESS STEEL 1.4404 (316L) ELECTROPOLISHED | 4
8918 | 1196510000 | KLIPPON TB FS (TERMINAL BOX - FIXING SCREW) EMPTY ENCLOSURE STAINLESS STEEL ENCLOSURE HEIGHT: 762 MM WIDTH: 508 MM DEPTH: 150 MM GLAND PLATES: BOTTOM MATERIAL: STAINLESS STEEL 1.4404 (316L) ELECTROPOLISHED | 4
8919 | 1196520000 | KLIPPON TB FS (TERMINAL BOX - FIXING SCREW) EMPTY ENCLOSURE STAINLESS STEEL ENCLOSURE HEIGHT: 762 MM WIDTH: 508 MM DEPTH: 150 MM GLAND PLATES: BOTTOM TOP MATERIAL: STAINLESS STEEL 1.4404 (316L) ELECTROPOLISHED | 4
8920 | 1196530000 | KLIPPON TB FS (TERMINAL BOX - FIXING SCREW) EMPTY ENCLOSURE STAINLESS STEEL ENCLOSURE HEIGHT: 762 MM WIDTH: 508 MM DEPTH: 150 MM GLAND PLATES: BOTTOM LEFT RIGHT MATERIAL: STAINLESS STEEL 1.4404 (316L) ELECTROPOLISHED | 4
8921 | 1196540000 | KLIPPON TB FS (TERMINAL BOX - FIXING SCREW) EMPTY ENCLOSURE STAINLESS STEEL ENCLOSURE HEIGHT: 762 MM WIDTH: 508 MM DEPTH: 150 MM GLAND PLATES: BOTTOM TOP LEFT RIGHT MATERIAL: STAINLESS STEEL 1.4404 (316L) ELECTROPOLISHED | 4
8922 | 1196550000 | KLIPPON TB FS (TERMINAL BOX - FIXING SCREW) EMPTY ENCLOSURE STAINLESS STEEL ENCLOSURE HEIGHT: 762 MM WIDTH: 508 MM DEPTH: 200 MM MATERIAL: STAINLESS STEEL 1.4404 (316L) ELECTROPOLISHED | 4
8923 | 1196560000 | KLIPPON TB FS (TERMINAL BOX - FIXING SCREW) EMPTY ENCLOSURE STAINLESS STEEL ENCLOSURE HEIGHT: 762 MM WIDTH: 508 MM DEPTH: 200 MM GLAND PLATES: BOTTOM MATERIAL: STAINLESS STEEL 1.4404 (316L) ELECTROPOLISHED | 4
8924 | 1196570000 | KLIPPON TB FS (TERMINAL BOX - FIXING SCREW) EMPTY ENCLOSURE STAINLESS STEEL ENCLOSURE HEIGHT: 762 MM WIDTH: 508 MM DEPTH: 200 MM GLAND PLATES: BOTTOM TOP MATERIAL: STAINLESS STEEL 1.4404 (316L) ELECTROPOLISHED | 4
8925 | 1196580000 | KLIPPON TB FS (TERMINAL BOX - FIXING SCREW) EMPTY ENCLOSURE STAINLESS STEEL ENCLOSURE HEIGHT: 762 MM WIDTH: 508 MM DEPTH: 200 MM GLAND PLATES: BOTTOM LEFT RIGHT MATERIAL: STAINLESS STEEL 1.4404 (316L) ELECTROPOLISHED | 4
8926 | 1196590000 | KLIPPON TB FS (TERMINAL BOX - FIXING SCREW) EMPTY ENCLOSURE STAINLESS STEEL ENCLOSURE HEIGHT: 762 MM WIDTH: 508 MM DEPTH: 200 MM GLAND PLATES: BOTTOM TOP LEFT RIGHT MATERIAL: STAINLESS STEEL 1.4404 (316L) ELECTROPOLISHED | 4
8927 | 1196600000 | KLIPPON TB FS (TERMINAL BOX - FIXING SCREW) EMPTY ENCLOSURE STAINLESS STEEL ENCLOSURE HEIGHT: 914 MM WIDTH: 610 MM DEPTH: 150 MM MATERIAL: STAINLESS STEEL 1.4404 (316L) ELECTROPOLISHED | 4
8928 | 1196610000 | KLIPPON TB FS (TERMINAL BOX - FIXING SCREW) EMPTY ENCLOSURE STAINLESS STEEL ENCLOSURE HEIGHT: 914 MM WIDTH: 610 MM DEPTH: 150 MM GLAND PLATES: BOTTOM MATERIAL: STAINLESS STEEL 1.4404 (316L) ELECTROPOLISHED | 4
8929 | 1196620000 | KLIPPON TB FS (TERMINAL BOX - FIXING SCREW) EMPTY ENCLOSURE STAINLESS STEEL ENCLOSURE HEIGHT: 914 MM WIDTH: 610 MM DEPTH: 150 MM GLAND PLATES: BOTTOM TOP MATERIAL: STAINLESS STEEL 1.4404 (316L) ELECTROPOLISHED | 4
8930 | 1196630000 | KLIPPON TB FS (TERMINAL BOX - FIXING SCREW) EMPTY ENCLOSURE STAINLESS STEEL ENCLOSURE HEIGHT: 914 MM WIDTH: 610 MM DEPTH: 150 MM GLAND PLATES: BOTTOM LEFT RIGHT MATERIAL: STAINLESS STEEL 1.4404 (316L) ELECTROPOLISHED | 4
8931 | 1196640000 | KLIPPON TB FS (TERMINAL BOX - FIXING SCREW) EMPTY ENCLOSURE STAINLESS STEEL ENCLOSURE HEIGHT: 914 MM WIDTH: 610 MM DEPTH: 150 MM GLAND PLATES: BOTTOM TOP LEFT RIGHT MATERIAL: STAINLESS STEEL 1.4404 (316L) ELECTROPOLISHED | 4
8932 | 1196650000 | KLIPPON TB FS (TERMINAL BOX - FIXING SCREW) EMPTY ENCLOSURE STAINLESS STEEL ENCLOSURE HEIGHT: 914 MM WIDTH: 610 MM DEPTH: 200 MM MATERIAL: STAINLESS STEEL 1.4404 (316L) ELECTROPOLISHED | 4
8933 | 1196660000 | KLIPPON TB FS (TERMINAL BOX - FIXING SCREW) EMPTY ENCLOSURE STAINLESS STEEL ENCLOSURE HEIGHT: 914 MM WIDTH: 610 MM DEPTH: 200 MM GLAND PLATES: BOTTOM MATERIAL: STAINLESS STEEL 1.4404 (316L) ELECTROPOLISHED | 4
8934 | 1196670000 | KLIPPON TB FS (TERMINAL BOX - FIXING SCREW) EMPTY ENCLOSURE STAINLESS STEEL ENCLOSURE HEIGHT: 914 MM WIDTH: 610 MM DEPTH: 200 MM GLAND PLATES: BOTTOM TOP MATERIAL: STAINLESS STEEL 1.4404 (316L) ELECTROPOLISHED | 4
8935 | 1196680000 | KLIPPON TB FS (TERMINAL BOX - FIXING SCREW) EMPTY ENCLOSURE STAINLESS STEEL ENCLOSURE HEIGHT: 914 MM WIDTH: 610 MM DEPTH: 200 MM GLAND PLATES: BOTTOM LEFT RIGHT MATERIAL: STAINLESS STEEL 1.4404 (316L) ELECTROPOLISHED | 4
8936 | 1196690000 | KLIPPON TB FS (TERMINAL BOX - FIXING SCREW) EMPTY ENCLOSURE STAINLESS STEEL ENCLOSURE HEIGHT: 914 MM WIDTH: 610 MM DEPTH: 200 MM GLAND PLATES: BOTTOM TOP LEFT RIGHT MATERIAL: STAINLESS STEEL 1.4404 (316L) ELECTROPOLISHED | 4
8937 | 1196700000 | KLIPPON TB FS (TERMINAL BOX - FIXING SCREW) EMPTY ENCLOSURE STAINLESS STEEL ENCLOSURE HEIGHT: 980 MM WIDTH: 740 MM DEPTH: 200 MM MATERIAL: STAINLESS STEEL 1.4404 (316L) ELECTROPOLISHED | 4
8938 | 1196710000 | KLIPPON TB FS (TERMINAL BOX - FIXING SCREW) EMPTY ENCLOSURE STAINLESS STEEL ENCLOSURE HEIGHT: 980 MM WIDTH: 740 MM DEPTH: 200 MM GLAND PLATES: BOTTOM MATERIAL: STAINLESS STEEL 1.4404 (316L) ELECTROPOLISHED | 4
8939 | 1196720000 | KLIPPON TB FS (TERMINAL BOX - FIXING SCREW) EMPTY ENCLOSURE STAINLESS STEEL ENCLOSURE HEIGHT: 980 MM WIDTH: 740 MM DEPTH: 200 MM GLAND PLATES: BOTTOM TOP MATERIAL: STAINLESS STEEL 1.4404 (316L) ELECTROPOLISHED | 4
8940 | 1196730000 | KLIPPON TB FS (TERMINAL BOX - FIXING SCREW) EMPTY ENCLOSURE STAINLESS STEEL ENCLOSURE HEIGHT: 980 MM WIDTH: 740 MM DEPTH: 200 MM GLAND PLATES: BOTTOM LEFT RIGHT MATERIAL: STAINLESS STEEL 1.4404 (316L) ELECTROPOLISHED | 4
8941 | 1196740000 | KLIPPON TB FS (TERMINAL BOX - FIXING SCREW) EMPTY ENCLOSURE STAINLESS STEEL ENCLOSURE HEIGHT: 980 MM WIDTH: 740 MM DEPTH: 200 MM GLAND PLATES: BOTTOM TOP LEFT RIGHT MATERIAL: STAINLESS STEEL 1.4404 (316L) ELECTROPOLISHED | 4
8942 | 1199850000 | KLIPPON TB QL (TERMINAL BOX - QUARTER LOCK) EMPTY ENCLOSURE STAINLESS STEEL ENCLOSURE HEIGHT: 229 MM WIDTH: 152 MM DEPTH: 133 MM MATERIAL: STAINLESS STEEL 1.4404 (316L) ELECTROPOLISHED | 4
8943 | 1199860000 | KLIPPON TB QL (TERMINAL BOX - QUARTER LOCK) EMPTY ENCLOSURE STAINLESS STEEL ENCLOSURE HEIGHT: 229 MM WIDTH: 152 MM DEPTH: 133 MM GLAND PLATES: BOTTOM MATERIAL: STAINLESS STEEL 1.4404 (316L) ELECTROPOLISHED | 4
8944 | 1199870000 | KLIPPON TB QL (TERMINAL BOX - QUARTER LOCK) EMPTY ENCLOSURE STAINLESS STEEL ENCLOSURE HEIGHT: 229 MM WIDTH: 152 MM DEPTH: 133 MM GLAND PLATES: BOTTOM TOP MATERIAL: STAINLESS STEEL 1.4404 (316L) ELECTROPOLISHED | 4
8945 | 1199880000 | KLIPPON TB QL (TERMINAL BOX - QUARTER LOCK) EMPTY ENCLOSURE STAINLESS STEEL ENCLOSURE HEIGHT: 229 MM WIDTH: 152 MM DEPTH: 133 MM GLAND PLATES: BOTTOM LEFT RIGHT MATERIAL: STAINLESS STEEL 1.4404 (316L) ELECTROPOLISHED | 4
8946 | 1199900000 | KLIPPON TB QL (TERMINAL BOX - QUARTER LOCK) EMPTY ENCLOSURE STAINLESS STEEL ENCLOSURE HEIGHT: 260 MM WIDTH: 260 MM DEPTH: 150 MM MATERIAL: STAINLESS STEEL 1.4404 (316L) ELECTROPOLISHED | 4
8947 | 1199910000 | KLIPPON TB QL (TERMINAL BOX - QUARTER LOCK) EMPTY ENCLOSURE STAINLESS STEEL ENCLOSURE HEIGHT: 260 MM WIDTH: 260 MM DEPTH: 150 MM GLAND PLATES: BOTTOM MATERIAL: STAINLESS STEEL 1.4404 (316L) ELECTROPOLISHED | 4
8948 | 1199920000 | KLIPPON TB QL (TERMINAL BOX - QUARTER LOCK) EMPTY ENCLOSURE STAINLESS STEEL ENCLOSURE HEIGHT: 260 MM WIDTH: 260 MM DEPTH: 150 MM GLAND PLATES: BOTTOM TOP MATERIAL: STAINLESS STEEL 1.4404 (316L) ELECTROPOLISHED | 4
8949 | 1199930000 | KLIPPON TB QL (TERMINAL BOX - QUARTER LOCK) EMPTY ENCLOSURE STAINLESS STEEL ENCLOSURE HEIGHT: 260 MM WIDTH: 260 MM DEPTH: 150 MM GLAND PLATES: BOTTOM LEFT RIGHT MATERIAL: STAINLESS STEEL 1.4404 (316L) ELECTROPOLISHED | 4
8950 | 1199940000 | KLIPPON TB QL (TERMINAL BOX - QUARTER LOCK) EMPTY ENCLOSURE STAINLESS STEEL ENCLOSURE HEIGHT: 260 MM WIDTH: 260 MM DEPTH: 150 MM GLAND PLATES: BOTTOM TOP LEFT RIGHT MATERIAL: STAINLESS STEEL 1.4404 (316L) ELECTROPOLISHED | 4
8951 | 1199950000 | KLIPPON TB QL (TERMINAL BOX - QUARTER LOCK) EMPTY ENCLOSURE STAINLESS STEEL ENCLOSURE HEIGHT: 260 MM WIDTH: 260 MM DEPTH: 200 MM MATERIAL: STAINLESS STEEL 1.4404 (316L) ELECTROPOLISHED | 4
8952 | 1199960000 | KLIPPON TB QL (TERMINAL BOX - QUARTER LOCK) EMPTY ENCLOSURE STAINLESS STEEL ENCLOSURE HEIGHT: 260 MM WIDTH: 260 MM DEPTH: 200 MM GLAND PLATES: BOTTOM MATERIAL: STAINLESS STEEL 1.4404 (316L) ELECTROPOLISHED | 4
8953 | 1199970000 | KLIPPON TB QL (TERMINAL BOX - QUARTER LOCK) EMPTY ENCLOSURE STAINLESS STEEL ENCLOSURE HEIGHT: 260 MM WIDTH: 260 MM DEPTH: 200 MM GLAND PLATES: BOTTOM TOP MATERIAL: STAINLESS STEEL 1.4404 (316L) ELECTROPOLISHED | 4
8954 | 1199980000 | KLIPPON TB QL (TERMINAL BOX - QUARTER LOCK) EMPTY ENCLOSURE STAINLESS STEEL ENCLOSURE HEIGHT: 260 MM WIDTH: 260 MM DEPTH: 200 MM GLAND PLATES: BOTTOM LEFT RIGHT MATERIAL: STAINLESS STEEL 1.4404 (316L) ELECTROPOLISHED | 4
8955 | 1199990000 | KLIPPON TB QL (TERMINAL BOX - QUARTER LOCK) EMPTY ENCLOSURE STAINLESS STEEL ENCLOSURE HEIGHT: 260 MM WIDTH: 260 MM DEPTH: 200 MM GLAND PLATES: BOTTOM TOP LEFT RIGHT MATERIAL: STAINLESS STEEL 1.4404 (316L) ELECTROPOLISHED | 4
8956 | 1200010000 | KLIPPON TB QL (TERMINAL BOX - QUARTER LOCK) EMPTY ENCLOSURE STAINLESS STEEL ENCLOSURE HEIGHT: 306 MM WIDTH: 306 MM DEPTH: 150 MM MATERIAL: STAINLESS STEEL 1.4404 (316L) ELECTROPOLISHED | 4
8957 | 1200020000 | KLIPPON TB QL (TERMINAL BOX - QUARTER LOCK) EMPTY ENCLOSURE STAINLESS STEEL ENCLOSURE HEIGHT: 306 MM WIDTH: 306 MM DEPTH: 150 MM GLAND PLATES: BOTTOM MATERIAL: STAINLESS STEEL 1.4404 (316L) ELECTROPOLISHED | 4
8958 | 1200030000 | KLIPPON TB QL (TERMINAL BOX - QUARTER LOCK) EMPTY ENCLOSURE STAINLESS STEEL ENCLOSURE HEIGHT: 306 MM WIDTH: 306 MM DEPTH: 150 MM GLAND PLATES: BOTTOM TOP MATERIAL: STAINLESS STEEL 1.4404 (316L) ELECTROPOLISHED | 4
8959 | 1200040000 | KLIPPON TB QL (TERMINAL BOX - QUARTER LOCK) EMPTY ENCLOSURE STAINLESS STEEL ENCLOSURE HEIGHT: 306 MM WIDTH: 306 MM DEPTH: 150 MM GLAND PLATES: BOTTOM LEFT RIGHT MATERIAL: STAINLESS STEEL 1.4404 (316L) ELECTROPOLISHED | 4
8960 | 1200050000 | KLIPPON TB QL (TERMINAL BOX - QUARTER LOCK) EMPTY ENCLOSURE STAINLESS STEEL ENCLOSURE HEIGHT: 306 MM WIDTH: 306 MM DEPTH: 150 MM GLAND PLATES: BOTTOM TOP LEFT RIGHT MATERIAL: STAINLESS STEEL 1.4404 (316L) ELECTROPOLISHED | 4
8961 | 1200060000 | KLIPPON TB QL (TERMINAL BOX - QUARTER LOCK) EMPTY ENCLOSURE STAINLESS STEEL ENCLOSURE HEIGHT: 306 MM WIDTH: 306 MM DEPTH: 200 MM MATERIAL: STAINLESS STEEL 1.4404 (316L) ELECTROPOLISHED | 4
8962 | 1200070000 | KLIPPON TB QL (TERMINAL BOX - QUARTER LOCK) EMPTY ENCLOSURE STAINLESS STEEL ENCLOSURE HEIGHT: 306 MM WIDTH: 306 MM DEPTH: 200 MM GLAND PLATES: BOTTOM MATERIAL: STAINLESS STEEL 1.4404 (316L) ELECTROPOLISHED | 4
8963 | 1200080000 | KLIPPON TB QL (TERMINAL BOX - QUARTER LOCK) EMPTY ENCLOSURE STAINLESS STEEL ENCLOSURE HEIGHT: 306 MM WIDTH: 306 MM DEPTH: 200 MM GLAND PLATES: BOTTOM TOP MATERIAL: STAINLESS STEEL 1.4404 (316L) ELECTROPOLISHED | 4
8964 | 1200100000 | KLIPPON TB QL (TERMINAL BOX - QUARTER LOCK) EMPTY ENCLOSURE STAINLESS STEEL ENCLOSURE HEIGHT: 306 MM WIDTH: 306 MM DEPTH: 200 MM GLAND PLATES: BOTTOM TOP LEFT RIGHT MATERIAL: STAINLESS STEEL 1.4404 (316L) ELECTROPOLISHED | 4
8965 | 1200110000 | KLIPPON TB QL (TERMINAL BOX - QUARTER LOCK) EMPTY ENCLOSURE STAINLESS STEEL ENCLOSURE HEIGHT: 350 MM WIDTH: 260 MM DEPTH: 150 MM MATERIAL: STAINLESS STEEL 1.4404 (316L) ELECTROPOLISHED | 4
8966 | 1200120000 | KLIPPON TB QL (TERMINAL BOX - QUARTER LOCK) EMPTY ENCLOSURE STAINLESS STEEL ENCLOSURE HEIGHT: 350 MM WIDTH: 260 MM DEPTH: 150 MM GLAND PLATES: BOTTOM MATERIAL: STAINLESS STEEL 1.4404 (316L) ELECTROPOLISHED | 4
8967 | 1200130000 | KLIPPON TB QL (TERMINAL BOX - QUARTER LOCK) EMPTY ENCLOSURE STAINLESS STEEL ENCLOSURE HEIGHT: 350 MM WIDTH: 260 MM DEPTH: 150 MM GLAND PLATES: BOTTOM TOP MATERIAL: STAINLESS STEEL 1.4404 (316L) ELECTROPOLISHED | 4
8968 | 1200140000 | KLIPPON TB QL (TERMINAL BOX - QUARTER LOCK) EMPTY ENCLOSURE STAINLESS STEEL ENCLOSURE HEIGHT: 350 MM WIDTH: 260 MM DEPTH: 150 MM GLAND PLATES: BOTTOM LEFT RIGHT MATERIAL: STAINLESS STEEL 1.4404 (316L) ELECTROPOLISHED | 4
8969 | 1200150000 | KLIPPON TB QL (TERMINAL BOX - QUARTER LOCK) EMPTY ENCLOSURE STAINLESS STEEL ENCLOSURE HEIGHT: 350 MM WIDTH: 260 MM DEPTH: 150 MM GLAND PLATES: BOTTOM TOP LEFT RIGHT MATERIAL: STAINLESS STEEL 1.4404 (316L) ELECTROPOLISHED | 4
8970 | 1200160000 | KLIPPON TB QL (TERMINAL BOX - QUARTER LOCK) EMPTY ENCLOSURE STAINLESS STEEL ENCLOSURE HEIGHT: 350 MM WIDTH: 260 MM DEPTH: 200 MM MATERIAL: STAINLESS STEEL 1.4404 (316L) ELECTROPOLISHED | 4
8971 | 1200170000 | KLIPPON TB QL (TERMINAL BOX - QUARTER LOCK) EMPTY ENCLOSURE STAINLESS STEEL ENCLOSURE HEIGHT: 350 MM WIDTH: 260 MM DEPTH: 200 MM GLAND PLATES: BOTTOM MATERIAL: STAINLESS STEEL 1.4404 (316L) ELECTROPOLISHED | 4
8972 | 1200180000 | KLIPPON TB QL (TERMINAL BOX - QUARTER LOCK) EMPTY ENCLOSURE STAINLESS STEEL ENCLOSURE HEIGHT: 350 MM WIDTH: 260 MM DEPTH: 200 MM GLAND PLATES: BOTTOM TOP MATERIAL: STAINLESS STEEL 1.4404 (316L) ELECTROPOLISHED | 4
8973 | 1200190000 | KLIPPON TB QL (TERMINAL BOX - QUARTER LOCK) EMPTY ENCLOSURE STAINLESS STEEL ENCLOSURE HEIGHT: 350 MM WIDTH: 260 MM DEPTH: 200 MM GLAND PLATES: BOTTOM LEFT RIGHT MATERIAL: STAINLESS STEEL 1.4404 (316L) ELECTROPOLISHED | 4
8974 | 1200210000 | KLIPPON TB QL (TERMINAL BOX - QUARTER LOCK) EMPTY ENCLOSURE STAINLESS STEEL ENCLOSURE HEIGHT: 350 MM WIDTH: 260 MM DEPTH: 200 MM GLAND PLATES: BOTTOM TOP LEFT RIGHT MATERIAL: STAINLESS STEEL 1.4404 (316L) ELECTROPOLISHED | 4
8975 | 1200220000 | KLIPPON TB QL (TERMINAL BOX - QUARTER LOCK) EMPTY ENCLOSURE STAINLESS STEEL ENCLOSURE HEIGHT: 400 MM WIDTH: 300 MM DEPTH: 150 MM MATERIAL: STAINLESS STEEL 1.4404 (316L) ELECTROPOLISHED | 4
8976 | 1200230000 | KLIPPON TB QL (TERMINAL BOX - QUARTER LOCK) EMPTY ENCLOSURE STAINLESS STEEL ENCLOSURE HEIGHT: 400 MM WIDTH: 300 MM DEPTH: 150 MM GLAND PLATES: BOTTOM MATERIAL: STAINLESS STEEL 1.4404 (316L) ELECTROPOLISHED | 4
8977 | 1200240000 | KLIPPON TB QL (TERMINAL BOX - QUARTER LOCK) EMPTY ENCLOSURE STAINLESS STEEL ENCLOSURE HEIGHT: 400 MM WIDTH: 300 MM DEPTH: 150 MM GLAND PLATES: BOTTOM TOP MATERIAL: STAINLESS STEEL 1.4404 (316L) ELECTROPOLISHED | 4
8978 | 1200250000 | KLIPPON TB QL (TERMINAL BOX - QUARTER LOCK) EMPTY ENCLOSURE STAINLESS STEEL ENCLOSURE HEIGHT: 400 MM WIDTH: 300 MM DEPTH: 150 MM GLAND PLATES: BOTTOM LEFT RIGHT MATERIAL: STAINLESS STEEL 1.4404 (316L) ELECTROPOLISHED | 4
8979 | 1200260000 | KLIPPON TB QL (TERMINAL BOX - QUARTER LOCK) EMPTY ENCLOSURE STAINLESS STEEL ENCLOSURE HEIGHT: 400 MM WIDTH: 300 MM DEPTH: 150 MM GLAND PLATES: BOTTOM TOP LEFT RIGHT MATERIAL: STAINLESS STEEL 1.4404 (316L) ELECTROPOLISHED | 4
8980 | 1200270000 | KLIPPON TB QL (TERMINAL BOX - QUARTER LOCK) EMPTY ENCLOSURE STAINLESS STEEL ENCLOSURE HEIGHT: 400 MM WIDTH: 300 MM DEPTH: 200 MM MATERIAL: STAINLESS STEEL 1.4404 (316L) ELECTROPOLISHED | 4
8981 | 1200280000 | KLIPPON TB QL (TERMINAL BOX - QUARTER LOCK) EMPTY ENCLOSURE STAINLESS STEEL ENCLOSURE HEIGHT: 400 MM WIDTH: 300 MM DEPTH: 200 MM GLAND PLATES: BOTTOM MATERIAL: STAINLESS STEEL 1.4404 (316L) ELECTROPOLISHED | 4
8982 | 1200290000 | KLIPPON TB QL (TERMINAL BOX - QUARTER LOCK) EMPTY ENCLOSURE STAINLESS STEEL ENCLOSURE HEIGHT: 400 MM WIDTH: 300 MM DEPTH: 200 MM GLAND PLATES: BOTTOM TOP MATERIAL: STAINLESS STEEL 1.4404 (316L) ELECTROPOLISHED | 4
8983 | 1200310000 | KLIPPON TB QL (TERMINAL BOX - QUARTER LOCK) EMPTY ENCLOSURE STAINLESS STEEL ENCLOSURE HEIGHT: 400 MM WIDTH: 300 MM DEPTH: 200 MM GLAND PLATES: BOTTOM LEFT RIGHT MATERIAL: STAINLESS STEEL 1.4404 (316L) ELECTROPOLISHED | 4
8984 | 1200320000 | KLIPPON TB QL (TERMINAL BOX - QUARTER LOCK) EMPTY ENCLOSURE STAINLESS STEEL ENCLOSURE HEIGHT: 400 MM WIDTH: 300 MM DEPTH: 200 MM GLAND PLATES: BOTTOM TOP LEFT RIGHT MATERIAL: STAINLESS STEEL 1.4404 (316L) ELECTROPOLISHED | 4
8985 | 1200330000 | KLIPPON TB QL (TERMINAL BOX - QUARTER LOCK) EMPTY ENCLOSURE STAINLESS STEEL ENCLOSURE HEIGHT: 458 MM WIDTH: 382 MM DEPTH: 150 MM MATERIAL: STAINLESS STEEL 1.4404 (316L) ELECTROPOLISHED | 4
8986 | 1200340000 | KLIPPON TB QL (TERMINAL BOX - QUARTER LOCK) EMPTY ENCLOSURE STAINLESS STEEL ENCLOSURE HEIGHT: 458 MM WIDTH: 382 MM DEPTH: 150 MM GLAND PLATES: BOTTOM MATERIAL: STAINLESS STEEL 1.4404 (316L) ELECTROPOLISHED | 4
8987 | 1200350000 | KLIPPON TB QL (TERMINAL BOX - QUARTER LOCK) EMPTY ENCLOSURE STAINLESS STEEL ENCLOSURE HEIGHT: 458 MM WIDTH: 382 MM DEPTH: 150 MM GLAND PLATES: BOTTOM TOP MATERIAL: STAINLESS STEEL 1.4404 (316L) ELECTROPOLISHED | 4
8988 | 1200360000 | KLIPPON TB QL (TERMINAL BOX - QUARTER LOCK) EMPTY ENCLOSURE STAINLESS STEEL ENCLOSURE HEIGHT: 458 MM WIDTH: 382 MM DEPTH: 150 MM GLAND PLATES: BOTTOM LEFT RIGHT MATERIAL: STAINLESS STEEL 1.4404 (316L) ELECTROPOLISHED | 4
8989 | 1200370000 | KLIPPON TB QL (TERMINAL BOX - QUARTER LOCK) EMPTY ENCLOSURE STAINLESS STEEL ENCLOSURE HEIGHT: 458 MM WIDTH: 382 MM DEPTH: 150 MM GLAND PLATES: BOTTOM TOP LEFT RIGHT MATERIAL: STAINLESS STEEL 1.4404 (316L) ELECTROPOLISHED | 4
8990 | 1200380000 | KLIPPON TB QL (TERMINAL BOX - QUARTER LOCK) EMPTY ENCLOSURE STAINLESS STEEL ENCLOSURE HEIGHT: 458 MM WIDTH: 382 MM DEPTH: 200 MM MATERIAL: STAINLESS STEEL 1.4404 (316L) ELECTROPOLISHED | 4
8991 | 1200390000 | KLIPPON TB QL (TERMINAL BOX - QUARTER LOCK) EMPTY ENCLOSURE STAINLESS STEEL ENCLOSURE HEIGHT: 458 MM WIDTH: 382 MM DEPTH: 200 MM GLAND PLATES: BOTTOM MATERIAL: STAINLESS STEEL 1.4404 (316L) ELECTROPOLISHED | 4
8992 | 1200410000 | KLIPPON TB QL (TERMINAL BOX - QUARTER LOCK) EMPTY ENCLOSURE STAINLESS STEEL ENCLOSURE HEIGHT: 458 MM WIDTH: 382 MM DEPTH: 200 MM GLAND PLATES: BOTTOM TOP MATERIAL: STAINLESS STEEL 1.4404 (316L) ELECTROPOLISHED | 4
8993 | 1200420000 | KLIPPON TB QL (TERMINAL BOX - QUARTER LOCK) EMPTY ENCLOSURE STAINLESS STEEL ENCLOSURE HEIGHT: 458 MM WIDTH: 382 MM DEPTH: 200 MM GLAND PLATES: BOTTOM LEFT RIGHT MATERIAL: STAINLESS STEEL 1.4404 (316L) ELECTROPOLISHED | 4
8994 | 1200430000 | KLIPPON TB QL (TERMINAL BOX - QUARTER LOCK) EMPTY ENCLOSURE STAINLESS STEEL ENCLOSURE HEIGHT: 458 MM WIDTH: 382 MM DEPTH: 200 MM GLAND PLATES: BOTTOM TOP LEFT RIGHT MATERIAL: STAINLESS STEEL 1.4404 (316L) ELECTROPOLISHED | 4
8995 | 1200440000 | KLIPPON TB QL (TERMINAL BOX - QUARTER LOCK) EMPTY ENCLOSURE STAINLESS STEEL ENCLOSURE HEIGHT: 480 MM WIDTH: 480 MM DEPTH: 150 MM MATERIAL: STAINLESS STEEL 1.4404 (316L) ELECTROPOLISHED | 4
8996 | 1200450000 | KLIPPON TB QL (TERMINAL BOX - QUARTER LOCK) EMPTY ENCLOSURE STAINLESS STEEL ENCLOSURE HEIGHT: 480 MM WIDTH: 480 MM DEPTH: 150 MM GLAND PLATES: BOTTOM MATERIAL: STAINLESS STEEL 1.4404 (316L) ELECTROPOLISHED | 4
8997 | 1200460000 | KLIPPON TB QL (TERMINAL BOX - QUARTER LOCK) EMPTY ENCLOSURE STAINLESS STEEL ENCLOSURE HEIGHT: 480 MM WIDTH: 480 MM DEPTH: 150 MM GLAND PLATES: BOTTOM TOP MATERIAL: STAINLESS STEEL 1.4404 (316L) ELECTROPOLISHED | 4
8998 | 1200470000 | KLIPPON TB QL (TERMINAL BOX - QUARTER LOCK) EMPTY ENCLOSURE STAINLESS STEEL ENCLOSURE HEIGHT: 480 MM WIDTH: 480 MM DEPTH: 150 MM GLAND PLATES: BOTTOM LEFT RIGHT MATERIAL: STAINLESS STEEL 1.4404 (316L) ELECTROPOLISHED | 4
8999 | 1200480000 | KLIPPON TB QL (TERMINAL BOX - QUARTER LOCK) EMPTY ENCLOSURE STAINLESS STEEL ENCLOSURE HEIGHT: 480 MM WIDTH: 480 MM DEPTH: 150 MM GLAND PLATES: BOTTOM TOP LEFT RIGHT MATERIAL: STAINLESS STEEL 1.4404 (316L) ELECTROPOLISHED | 4
9000 | 1200490000 | KLIPPON TB QL (TERMINAL BOX - QUARTER LOCK) EMPTY ENCLOSURE STAINLESS STEEL ENCLOSURE HEIGHT: 480 MM WIDTH: 480 MM DEPTH: 200 MM MATERIAL: STAINLESS STEEL 1.4404 (316L) ELECTROPOLISHED | 4
9001 | 1200510000 | KLIPPON TB QL (TERMINAL BOX - QUARTER LOCK) EMPTY ENCLOSURE STAINLESS STEEL ENCLOSURE HEIGHT: 480 MM WIDTH: 480 MM DEPTH: 200 MM GLAND PLATES: BOTTOM MATERIAL: STAINLESS STEEL 1.4404 (316L) ELECTROPOLISHED | 4
9002 | 1200520000 | KLIPPON TB QL (TERMINAL BOX - QUARTER LOCK) EMPTY ENCLOSURE STAINLESS STEEL ENCLOSURE HEIGHT: 480 MM WIDTH: 480 MM DEPTH: 200 MM GLAND PLATES: BOTTOM TOP MATERIAL: STAINLESS STEEL 1.4404 (316L) ELECTROPOLISHED | 4
9003 | 1200530000 | KLIPPON TB QL (TERMINAL BOX - QUARTER LOCK) EMPTY ENCLOSURE STAINLESS STEEL ENCLOSURE HEIGHT: 480 MM WIDTH: 480 MM DEPTH: 200 MM GLAND PLATES: BOTTOM LEFT RIGHT MATERIAL: STAINLESS STEEL 1.4404 (316L) ELECTROPOLISHED | 4
9004 | 1200540000 | KLIPPON TB QL (TERMINAL BOX - QUARTER LOCK) EMPTY ENCLOSURE STAINLESS STEEL ENCLOSURE HEIGHT: 480 MM WIDTH: 480 MM DEPTH: 200 MM GLAND PLATES: BOTTOM TOP LEFT RIGHT MATERIAL: STAINLESS STEEL 1.4404 (316L) ELECTROPOLISHED | 4
9005 | 1200550000 | KLIPPON TB QL (TERMINAL BOX - QUARTER LOCK) EMPTY ENCLOSURE STAINLESS STEEL ENCLOSURE HEIGHT: 550 MM WIDTH: 350 MM DEPTH: 150 MM MATERIAL: STAINLESS STEEL 1.4404 (316L) ELECTROPOLISHED | 4
9006 | 1200560000 | KLIPPON TB QL (TERMINAL BOX - QUARTER LOCK) EMPTY ENCLOSURE STAINLESS STEEL ENCLOSURE HEIGHT: 550 MM WIDTH: 350 MM DEPTH: 150 MM GLAND PLATES: BOTTOM MATERIAL: STAINLESS STEEL 1.4404 (316L) ELECTROPOLISHED | 4
9007 | 1200570000 | KLIPPON TB QL (TERMINAL BOX - QUARTER LOCK) EMPTY ENCLOSURE STAINLESS STEEL ENCLOSURE HEIGHT: 550 MM WIDTH: 350 MM DEPTH: 150 MM GLAND PLATES: BOTTOM TOP MATERIAL: STAINLESS STEEL 1.4404 (316L) ELECTROPOLISHED | 4
9008 | 1200580000 | KLIPPON TB QL (TERMINAL BOX - QUARTER LOCK) EMPTY ENCLOSURE STAINLESS STEEL ENCLOSURE HEIGHT: 550 MM WIDTH: 350 MM DEPTH: 150 MM GLAND PLATES: BOTTOM LEFT RIGHT MATERIAL: STAINLESS STEEL 1.4404 (316L) ELECTROPOLISHED | 4
9009 | 1200590000 | KLIPPON TB QL (TERMINAL BOX - QUARTER LOCK) EMPTY ENCLOSURE STAINLESS STEEL ENCLOSURE HEIGHT: 550 MM WIDTH: 350 MM DEPTH: 150 MM GLAND PLATES: BOTTOM TOP LEFT RIGHT MATERIAL: STAINLESS STEEL 1.4404 (316L) ELECTROPOLISHED | 4
9010 | 1200610000 | KLIPPON TB QL (TERMINAL BOX - QUARTER LOCK) EMPTY ENCLOSURE STAINLESS STEEL ENCLOSURE HEIGHT: 550 MM WIDTH: 350 MM DEPTH: 200 MM MATERIAL: STAINLESS STEEL 1.4404 (316L) ELECTROPOLISHED | 4
9011 | 1200620000 | KLIPPON TB QL (TERMINAL BOX - QUARTER LOCK) EMPTY ENCLOSURE STAINLESS STEEL ENCLOSURE HEIGHT: 550 MM WIDTH: 350 MM DEPTH: 200 MM GLAND PLATES: BOTTOM MATERIAL: STAINLESS STEEL 1.4404 (316L) ELECTROPOLISHED | 4
9012 | 1200630000 | KLIPPON TB QL (TERMINAL BOX - QUARTER LOCK) EMPTY ENCLOSURE STAINLESS STEEL ENCLOSURE HEIGHT: 550 MM WIDTH: 350 MM DEPTH: 200 MM GLAND PLATES: BOTTOM TOP MATERIAL: STAINLESS STEEL 1.4404 (316L) ELECTROPOLISHED | 4
9013 | 1200640000 | KLIPPON TB QL (TERMINAL BOX - QUARTER LOCK) EMPTY ENCLOSURE STAINLESS STEEL ENCLOSURE HEIGHT: 550 MM WIDTH: 350 MM DEPTH: 200 MM GLAND PLATES: BOTTOM LEFT RIGHT MATERIAL: STAINLESS STEEL 1.4404 (316L) ELECTROPOLISHED | 4
9014 | 1200660000 | KLIPPON TB QL (TERMINAL BOX - QUARTER LOCK) EMPTY ENCLOSURE STAINLESS STEEL ENCLOSURE HEIGHT: 620 MM WIDTH: 450 MM DEPTH: 150 MM MATERIAL: STAINLESS STEEL 1.4404 (316L) ELECTROPOLISHED | 4
9015 | 1200670000 | KLIPPON TB QL (TERMINAL BOX - QUARTER LOCK) EMPTY ENCLOSURE STAINLESS STEEL ENCLOSURE HEIGHT: 620 MM WIDTH: 450 MM DEPTH: 150 MM GLAND PLATES: BOTTOM MATERIAL: STAINLESS STEEL 1.4404 (316L) ELECTROPOLISHED | 4
9016 | 1200680000 | KLIPPON TB QL (TERMINAL BOX - QUARTER LOCK) EMPTY ENCLOSURE STAINLESS STEEL ENCLOSURE HEIGHT: 620 MM WIDTH: 450 MM DEPTH: 150 MM GLAND PLATES: BOTTOM TOP MATERIAL: STAINLESS STEEL 1.4404 (316L) ELECTROPOLISHED | 4
9017 | 1200690000 | KLIPPON TB QL (TERMINAL BOX - QUARTER LOCK) EMPTY ENCLOSURE STAINLESS STEEL ENCLOSURE HEIGHT: 620 MM WIDTH: 450 MM DEPTH: 150 MM GLAND PLATES: BOTTOM LEFT RIGHT MATERIAL: STAINLESS STEEL 1.4404 (316L) ELECTROPOLISHED | 4
9018 | 1200710000 | KLIPPON TB QL (TERMINAL BOX - QUARTER LOCK) EMPTY ENCLOSURE STAINLESS STEEL ENCLOSURE HEIGHT: 620 MM WIDTH: 450 MM DEPTH: 150 MM GLAND PLATES: BOTTOM TOP LEFT RIGHT MATERIAL: STAINLESS STEEL 1.4404 (316L) ELECTROPOLISHED | 4
9019 | 1200720000 | KLIPPON TB QL (TERMINAL BOX - QUARTER LOCK) EMPTY ENCLOSURE STAINLESS STEEL ENCLOSURE HEIGHT: 620 MM WIDTH: 450 MM DEPTH: 200 MM MATERIAL: STAINLESS STEEL 1.4404 (316L) ELECTROPOLISHED | 4
9020 | 1200730000 | KLIPPON TB QL (TERMINAL BOX - QUARTER LOCK) EMPTY ENCLOSURE STAINLESS STEEL ENCLOSURE HEIGHT: 620 MM WIDTH: 450 MM DEPTH: 200 MM GLAND PLATES: BOTTOM MATERIAL: STAINLESS STEEL 1.4404 (316L) ELECTROPOLISHED | 4
9021 | 1200740000 | KLIPPON TB QL (TERMINAL BOX - QUARTER LOCK) EMPTY ENCLOSURE STAINLESS STEEL ENCLOSURE HEIGHT: 620 MM WIDTH: 450 MM DEPTH: 200 MM GLAND PLATES: BOTTOM TOP MATERIAL: STAINLESS STEEL 1.4404 (316L) ELECTROPOLISHED | 4
9022 | 1200750000 | KLIPPON TB QL (TERMINAL BOX - QUARTER LOCK) EMPTY ENCLOSURE STAINLESS STEEL ENCLOSURE HEIGHT: 620 MM WIDTH: 450 MM DEPTH: 200 MM GLAND PLATES: BOTTOM LEFT RIGHT MATERIAL: STAINLESS STEEL 1.4404 (316L) ELECTROPOLISHED | 4
9023 | 1200760000 | KLIPPON TB QL (TERMINAL BOX - QUARTER LOCK) EMPTY ENCLOSURE STAINLESS STEEL ENCLOSURE HEIGHT: 620 MM WIDTH: 450 MM DEPTH: 200 MM GLAND PLATES: BOTTOM TOP LEFT RIGHT MATERIAL: STAINLESS STEEL 1.4404 (316L) ELECTROPOLISHED | 4
9024 | 1200770000 | KLIPPON TB QL (TERMINAL BOX - QUARTER LOCK) EMPTY ENCLOSURE STAINLESS STEEL ENCLOSURE HEIGHT: 762 MM WIDTH: 508 MM DEPTH: 150 MM MATERIAL: STAINLESS STEEL 1.4404 (316L) ELECTROPOLISHED | 4
9025 | 1200780000 | KLIPPON TB QL (TERMINAL BOX - QUARTER LOCK) EMPTY ENCLOSURE STAINLESS STEEL ENCLOSURE HEIGHT: 762 MM WIDTH: 508 MM DEPTH: 150 MM GLAND PLATES: BOTTOM MATERIAL: STAINLESS STEEL 1.4404 (316L) ELECTROPOLISHED | 4
9026 | 1200790000 | KLIPPON TB QL (TERMINAL BOX - QUARTER LOCK) EMPTY ENCLOSURE STAINLESS STEEL ENCLOSURE HEIGHT: 762 MM WIDTH: 508 MM DEPTH: 150 MM GLAND PLATES: BOTTOM TOP MATERIAL: STAINLESS STEEL 1.4404 (316L) ELECTROPOLISHED | 4
9027 | 1200810000 | KLIPPON TB QL (TERMINAL BOX - QUARTER LOCK) EMPTY ENCLOSURE STAINLESS STEEL ENCLOSURE HEIGHT: 762 MM WIDTH: 508 MM DEPTH: 150 MM GLAND PLATES: BOTTOM LEFT RIGHT MATERIAL: STAINLESS STEEL 1.4404 (316L) ELECTROPOLISHED | 4
9028 | 1200820000 | KLIPPON TB QL (TERMINAL BOX - QUARTER LOCK) EMPTY ENCLOSURE STAINLESS STEEL ENCLOSURE HEIGHT: 762 MM WIDTH: 508 MM DEPTH: 150 MM GLAND PLATES: BOTTOM TOP LEFT RIGHT MATERIAL: STAINLESS STEEL 1.4404 (316L) ELECTROPOLISHED | 4
9029 | 1200830000 | KLIPPON TB QL (TERMINAL BOX - QUARTER LOCK) EMPTY ENCLOSURE STAINLESS STEEL ENCLOSURE HEIGHT: 762 MM WIDTH: 508 MM DEPTH: 200 MM MATERIAL: STAINLESS STEEL 1.4404 (316L) ELECTROPOLISHED | 4
9030 | 1200840000 | KLIPPON TB QL (TERMINAL BOX - QUARTER LOCK) EMPTY ENCLOSURE STAINLESS STEEL ENCLOSURE HEIGHT: 762 MM WIDTH: 508 MM DEPTH: 200 MM GLAND PLATES: BOTTOM MATERIAL: STAINLESS STEEL 1.4404 (316L) ELECTROPOLISHED | 4
9031 | 1200850000 | KLIPPON TB QL (TERMINAL BOX - QUARTER LOCK) EMPTY ENCLOSURE STAINLESS STEEL ENCLOSURE HEIGHT: 762 MM WIDTH: 508 MM DEPTH: 200 MM GLAND PLATES: BOTTOM TOP MATERIAL: STAINLESS STEEL 1.4404 (316L) ELECTROPOLISHED | 4
9032 | 1200860000 | KLIPPON TB QL (TERMINAL BOX - QUARTER LOCK) EMPTY ENCLOSURE STAINLESS STEEL ENCLOSURE HEIGHT: 762 MM WIDTH: 508 MM DEPTH: 200 MM GLAND PLATES: BOTTOM LEFT RIGHT MATERIAL: STAINLESS STEEL 1.4404 (316L) ELECTROPOLISHED | 4
9033 | 1200870000 | KLIPPON TB QL (TERMINAL BOX - QUARTER LOCK) EMPTY ENCLOSURE STAINLESS STEEL ENCLOSURE HEIGHT: 762 MM WIDTH: 508 MM DEPTH: 200 MM GLAND PLATES: BOTTOM TOP LEFT RIGHT MATERIAL: STAINLESS STEEL 1.4404 (316L) ELECTROPOLISHED | 4
9034 | 1200880000 | KLIPPON TB QL (TERMINAL BOX - QUARTER LOCK) EMPTY ENCLOSURE STAINLESS STEEL ENCLOSURE HEIGHT: 914 MM WIDTH: 610 MM DEPTH: 150 MM MATERIAL: STAINLESS STEEL 1.4404 (316L) ELECTROPOLISHED | 4
9035 | 1200890000 | KLIPPON TB QL (TERMINAL BOX - QUARTER LOCK) EMPTY ENCLOSURE STAINLESS STEEL ENCLOSURE HEIGHT: 914 MM WIDTH: 610 MM DEPTH: 150 MM GLAND PLATES: BOTTOM MATERIAL: STAINLESS STEEL 1.4404 (316L) ELECTROPOLISHED | 4
9036 | 1200910000 | KLIPPON TB QL (TERMINAL BOX - QUARTER LOCK) EMPTY ENCLOSURE STAINLESS STEEL ENCLOSURE HEIGHT: 914 MM WIDTH: 610 MM DEPTH: 150 MM GLAND PLATES: BOTTOM TOP MATERIAL: STAINLESS STEEL 1.4404 (316L) ELECTROPOLISHED | 4
9037 | 1200920000 | KLIPPON TB QL (TERMINAL BOX - QUARTER LOCK) EMPTY ENCLOSURE STAINLESS STEEL ENCLOSURE HEIGHT: 914 MM WIDTH: 610 MM DEPTH: 150 MM GLAND PLATES: BOTTOM LEFT RIGHT MATERIAL: STAINLESS STEEL 1.4404 (316L) ELECTROPOLISHED | 4
9038 | 1200930000 | KLIPPON TB QL (TERMINAL BOX - QUARTER LOCK) EMPTY ENCLOSURE STAINLESS STEEL ENCLOSURE HEIGHT: 914 MM WIDTH: 610 MM DEPTH: 150 MM GLAND PLATES: BOTTOM TOP LEFT RIGHT MATERIAL: STAINLESS STEEL 1.4404 (316L) ELECTROPOLISHED | 4
9039 | 1200940000 | KLIPPON TB QL (TERMINAL BOX - QUARTER LOCK) EMPTY ENCLOSURE STAINLESS STEEL ENCLOSURE HEIGHT: 914 MM WIDTH: 610 MM DEPTH: 200 MM MATERIAL: STAINLESS STEEL 1.4404 (316L) ELECTROPOLISHED | 4
9040 | 1200950000 | KLIPPON TB QL (TERMINAL BOX - QUARTER LOCK) EMPTY ENCLOSURE STAINLESS STEEL ENCLOSURE HEIGHT: 914 MM WIDTH: 610 MM DEPTH: 200 MM GLAND PLATES: BOTTOM MATERIAL: STAINLESS STEEL 1.4404 (316L) ELECTROPOLISHED | 4
9041 | 1200960000 | KLIPPON TB QL (TERMINAL BOX - QUARTER LOCK) EMPTY ENCLOSURE STAINLESS STEEL ENCLOSURE HEIGHT: 914 MM WIDTH: 610 MM DEPTH: 200 MM GLAND PLATES: BOTTOM TOP MATERIAL: STAINLESS STEEL 1.4404 (316L) ELECTROPOLISHED | 4
9042 | 1200970000 | KLIPPON TB QL (TERMINAL BOX - QUARTER LOCK) EMPTY ENCLOSURE STAINLESS STEEL ENCLOSURE HEIGHT: 914 MM WIDTH: 610 MM DEPTH: 200 MM GLAND PLATES: BOTTOM LEFT RIGHT MATERIAL: STAINLESS STEEL 1.4404 (316L) ELECTROPOLISHED | 4
9043 | 1200980000 | KLIPPON TB QL (TERMINAL BOX - QUARTER LOCK) EMPTY ENCLOSURE STAINLESS STEEL ENCLOSURE HEIGHT: 914 MM WIDTH: 610 MM DEPTH: 200 MM GLAND PLATES: BOTTOM TOP LEFT RIGHT MATERIAL: STAINLESS STEEL 1.4404 (316L) ELECTROPOLISHED | 4
9044 | 1200990000 | KLIPPON TB QL (TERMINAL BOX - QUARTER LOCK) EMPTY ENCLOSURE STAINLESS STEEL ENCLOSURE HEIGHT: 980 MM WIDTH: 740 MM DEPTH: 200 MM MATERIAL: STAINLESS STEEL 1.4404 (316L) ELECTROPOLISHED | 4
9045 | 1201010000 | KLIPPON TB QL (TERMINAL BOX - QUARTER LOCK) EMPTY ENCLOSURE STAINLESS STEEL ENCLOSURE HEIGHT: 980 MM WIDTH: 740 MM DEPTH: 200 MM GLAND PLATES: BOTTOM MATERIAL: STAINLESS STEEL 1.4404 (316L) ELECTROPOLISHED | 4
9046 | 1201020000 | KLIPPON TB QL (TERMINAL BOX - QUARTER LOCK) EMPTY ENCLOSURE STAINLESS STEEL ENCLOSURE HEIGHT: 980 MM WIDTH: 740 MM DEPTH: 200 MM GLAND PLATES: BOTTOM TOP MATERIAL: STAINLESS STEEL 1.4404 (316L) ELECTROPOLISHED | 4
9047 | 1201030000 | KLIPPON TB QL (TERMINAL BOX - QUARTER LOCK) EMPTY ENCLOSURE STAINLESS STEEL ENCLOSURE HEIGHT: 980 MM WIDTH: 740 MM DEPTH: 200 MM GLAND PLATES: BOTTOM LEFT RIGHT MATERIAL: STAINLESS STEEL 1.4404 (316L) ELECTROPOLISHED | 4
9048 | 1201040000 | KLIPPON TB QL (TERMINAL BOX - QUARTER LOCK) EMPTY ENCLOSURE STAINLESS STEEL ENCLOSURE HEIGHT: 980 MM WIDTH: 740 MM DEPTH: 200 MM GLAND PLATES: BOTTOM TOP LEFT RIGHT MATERIAL: STAINLESS STEEL 1.4404 (316L) ELECTROPOLISHED | 4
9049 | 1201210200 | BUS LINE CONNECTING LINE M8 N OF POLES: 4 2 M PIN STRAIGHT RJ45 SHIELDED: YES LED: NO SHEATH MATERIAL: PUR HALOGEN: NO | 0
9050 | 1201210500 | BUS LINE CONNECTING LINE M8 N OF POLES: 4 5 M PIN STRAIGHT RJ45 SHIELDED: YES LED: NO SHEATH MATERIAL: PUR HALOGEN: NO | 0
9051 | 1201270002 | PATCH CABLE RJ45 IP 20 RJ45 IP 20 CAT.6A / CLASS EA (ISO/IEC 11801 2010) LSZH 0.2 M | 14
9052 | 1201270005 | PATCH CABLE RJ45 IP 20 RJ45 IP 20 CAT.6A / CLASS EA (ISO/IEC 11801 2010) LSZH 0.5 M | 14
9053 | 1201270010 | PATCH CABLE RJ45 IP 20 RJ45 IP 20 CAT.6A / CLASS EA (ISO/IEC 11801 2010) LSZH 1 M | 14
9054 | 1201270015 | PATCH CABLE RJ45 IP 20 RJ45 IP 20 CAT.6A / CLASS EA (ISO/IEC 11801 2010) LSZH 1.5 M | 14
9055 | 1201270020 | PATCH CABLE RJ45 IP 20 RJ45 IP 20 CAT.6A / CLASS EA (ISO/IEC 11801 2010) LSZH 2 M | 14
9056 | 1201270030 | PATCH CABLE RJ45 IP 20 RJ45 IP 20 CAT.6A / CLASS EA (ISO/IEC 11801 2010) LSZH 3 M | 14
9057 | 1201270050 | PATCH CABLE RJ45 IP 20 RJ45 IP 20 CAT.6A / CLASS EA (ISO/IEC 11801 2010) LSZH 5 M | 14
9058 | 1201270100 | PATCH CABLE RJ45 IP 20 RJ45 IP 20 CAT.6A / CLASS EA (ISO/IEC 11801 2010) LSZH 10 M | 14
9059 | 1201270150 | PATCH CABLE RJ45 IP 20 RJ45 IP 20 CAT.6A / CLASS EA (ISO/IEC 11801 2010) LSZH 15 M | 14
9060 | 1201270200 | PATCH CABLE RJ45 IP 20 RJ45 IP 20 CAT.6A / CLASS EA (ISO/IEC 11801 2010) LSZH 20 M | 14
9061 | 1203840000 | PRESSING TOOL | 171
9062 | 1203960000 | PRESSING TOOL | 171
9063 | 1204280000 | INSERT | 302
9064 | 1205890000 | HEAVY-DUTY CONNECTORS ACCESSORIES CABLE GLANDS NICKEL-PLATED | 269
9065 | 1205920000 | HEAVY-DUTY CONNECTORS ACCESSORIES CABLE GLANDS STAINLESS STEEL 1.4305 (303) | 511
9066 | 1206090000 | HDC ENCLOSURES SIZE: 1 PROTECTION DEGREE: IP65 (IN PLUGGED CONDITION) CABLE ENTRY FROM TOP PLUG HOUSING SIDE-LOCKING CLAMP ON LOWER SIDE SDARD SIZE OF CABLE ENTRIES: M 16 | 6
9067 | 1206530000 | FIELDPOWER® BOX IP20 | 1320
9068 | 1206720000 | FO CONNECTOR PLUG SCRJ POF IP20 | 928
9069 | 1208380000 | HDC ENCLOSURES SIZE: 6 PROTECTION DEGREE: IP65 IP65 (IN PLUGGED CONDITION) CABLE ENTRY FROM TOP PLUG HOUSING SIDE-LOCKING CLAMP ON LOWER SIDE HIGH SIZE OF CABLE ENTRIES: M 25 | 6
9070 | 1210890000 | VPMS EX (EX BLANKING PLUG ) BLANKING PLUG M 16 12 MM NICKEL-PLATED | 120
9071 | 1210900000 | VPMS EX (EX BLANKING PLUG ) BLANKING PLUG M 20 12 MM NICKEL-PLATED | 120
9072 | 1210910000 | VPMS EX (EX BLANKING PLUG ) BLANKING PLUG M 25 12 MM NICKEL-PLATED | 120
9073 | 1210920000 | VPMS EX (EX BLANKING PLUG ) BLANKING PLUG M 32 12 MM NICKEL-PLATED | 120
9074 | 1210930000 | VPMS EX (EX BLANKING PLUG ) BLANKING PLUG M 40 15 MM NICKEL-PLATED | 120
9075 | 1210940000 | VPMS EX (EX BLANKING PLUG ) BLANKING PLUG M 50 15 MM NICKEL-PLATED | 120
9076 | 1210950000 | VPMS EX (EX BLANKING PLUG ) BLANKING PLUG M 63 19 MM NICKEL-PLATED | 120
9077 | 1215900000 | HEAVY-DUTY CONNECTORS ACCESSORIES PROTECTIVE CAP | 485
9078 | 1215910000 | HEAVY-DUTY CONNECTORS ACCESSORIES PROTECTIVE CAP | 485
9079 | 1215920000 | HEAVY-DUTY CONNECTORS ACCESSORIES PROTECTIVE CAP | 485
9080 | 1215930000 | HEAVY-DUTY CONNECTORS ACCESSORIES PROTECTIVE CAP | 485
9081 | 1217280000 | ACCESSORIES SPECIAL TOOL | 894
9082 | 1220310040 | SYSTEM CABLE M12 D-CODE ? IP 67 STRAIGHT PIN RJ45 IP 20 CAT.5 (ISO/IEC 11801) RADOX GKW S 4 M | 11
9083 | 1220570000 | HDC INSERT FEMALE 3000 V 550 A CRIMP CONNECTION SIZE: 550 | 214
9084 | 1220580000 | HDC INSERT PIN 3000 V 550 A CRIMP CONNECTION SIZE: 550 | 213
9085 | 1220620300 | SENSOR/ACTUATOR LINE CONNECTING LINE M12 / M8 N OF POLES : 3 3 M PIN STRAIGHT SOCKET ANGLED SHIELDED: NO LED: NO SHEATH MATERIAL: PUR HALOGEN: NO | 0
9086 | 1221550000 | INTERFACE RS | 952
9087 | 1221570000 | INTERFACE RS 1-WIRE SCREW CONNECTION | 84
9088 | 1221580000 | 1-WIRE TENSION-CLAMP CONNECTION | 690
9089 | 1222210000 | DIODE MODULE | 553
9090 | 1222220000 | DIODE MODULE | 553
9091 | 1222240000 | CAPACITY MODULE | 673
9092 | 1222270000 | BUILT-IN PLUGS M12 PG 9 N OF POLES: 5 2 M | 75
9093 | 1222940000 | INTERFACE RS 1-WIRE SCREW CONNECTION | 84
9094 | 1222950000 | INTERFACE RS 1-WIRE TENSION-CLAMP CONNECTION | 110
9095 | 1222980000 | INTERFACE RS 1-WIRE SCREW CONNECTION | 84
9096 | 1222990000 | INTERFACE RS 1-WIRE TENSION-CLAMP CONNECTION | 110
9097 | 1223010000 | INTERFACE RS 1-WIRE FLYING LEAD COUPLING | 1087
9098 | 1223020000 | INTERFACE RS 1-WIRE SCREW CONNECTION | 84
9099 | 1223030000 | INTERFACE RS 1-WIRE TENSION-CLAMP CONNECTION | 110
9100 | 1223650000 | BUILT-IN PLUGS M12 PG 9 N OF POLES: 3 2 M | 75
9101 | 1224000000 | SENSOR/ACTUATOR PLUG-IN CONNECTOR | 40
9102 | 1224010000 | SENSOR/ACTUATOR PLUG-IN CONNECTOR | 40
9103 | 1224020000 | SENSOR/ACTUATOR PLUG-IN CONNECTOR | 40
9104 | 1224030000 | SENSOR/ACTUATOR PLUG-IN CONNECTOR | 40
9105 | 1224040000 | SENSOR/ACTUATOR PLUG-IN CONNECTOR | 40
9106 | 1224050000 | SENSOR/ACTUATOR PLUG-IN CONNECTOR | 40
9107 | 1224060000 | SENSOR/ACTUATOR PLUG-IN CONNECTOR | 40
9108 | 1224070000 | SENSOR/ACTUATOR PLUG-IN CONNECTOR | 40
9109 | 1224080000 | SENSOR/ACTUATOR PLUG-IN CONNECTOR | 40
9110 | 1224090000 | SENSOR/ACTUATOR PLUG-IN CONNECTOR | 40
9111 | 1224100000 | SENSOR/ACTUATOR PLUG-IN CONNECTOR | 40
9112 | 1224110000 | SENSOR/ACTUATOR PLUG-IN CONNECTOR | 40
9113 | 1224120000 | SENSOR/ACTUATOR PLUG-IN CONNECTOR | 40
9114 | 1224130000 | SENSOR/ACTUATOR PLUG-IN CONNECTOR | 40
9115 | 1224140000 | SENSOR/ACTUATOR PLUG-IN CONNECTOR | 40
9116 | 1224160000 | SENSOR/ACTUATOR PLUG-IN CONNECTOR | 40
9117 | 1224180000 | SENSOR/ACTUATOR PLUG-IN CONNECTOR | 40
9118 | 1224190000 | SENSOR/ACTUATOR PLUG-IN CONNECTOR | 40
9119 | 1224210000 | SENSOR/ACTUATOR PLUG-IN CONNECTOR | 40
9120 | 1224220000 | SENSOR/ACTUATOR PLUG-IN CONNECTOR | 40
9121 | 1224230000 | SENSOR/ACTUATOR PLUG-IN CONNECTOR | 40
9122 | 1224240000 | SENSOR/ACTUATOR PLUG-IN CONNECTOR | 40
9123 | 1224250000 | SENSOR/ACTUATOR PLUG-IN CONNECTOR | 40
9124 | 1224260000 | SENSOR/ACTUATOR PLUG-IN CONNECTOR | 40
9125 | 1224270000 | SENSOR/ACTUATOR PLUG-IN CONNECTOR | 40
9126 | 1224280000 | SENSOR/ACTUATOR PLUG-IN CONNECTOR | 40
9127 | 1224290000 | SENSOR/ACTUATOR PLUG-IN CONNECTOR | 40
9128 | 1224310000 | SENSOR/ACTUATOR PLUG-IN CONNECTOR | 40
9129 | 1224320000 | SENSOR/ACTUATOR PLUG-IN CONNECTOR | 40
9130 | 1224330000 | SENSOR/ACTUATOR PLUG-IN CONNECTOR | 40
9131 | 1224340000 | SENSOR/ACTUATOR PLUG-IN CONNECTOR | 40
9132 | 1224350000 | SENSOR/ACTUATOR PLUG-IN CONNECTOR | 40
9133 | 1224360000 | SENSOR/ACTUATOR PLUG-IN CONNECTOR | 40
9134 | 1224370000 | SENSOR/ACTUATOR PLUG-IN CONNECTOR | 40
9135 | 1224380000 | SENSOR/ACTUATOR PLUG-IN CONNECTOR | 40
9136 | 1224390000 | SENSOR/ACTUATOR PLUG-IN CONNECTOR | 40
9137 | 1224400000 | SENSOR/ACTUATOR PLUG-IN CONNECTOR | 40
9138 | 1224410000 | SENSOR/ACTUATOR PLUG-IN CONNECTOR | 40
9139 | 1224420000 | SENSOR/ACTUATOR PLUG-IN CONNECTOR | 40
9140 | 1224430000 | SENSOR/ACTUATOR PLUG-IN CONNECTOR | 40
9141 | 1224440000 | SENSOR/ACTUATOR PLUG-IN CONNECTOR | 40
9142 | 1224450000 | SENSOR/ACTUATOR PLUG-IN CONNECTOR | 40
9143 | 1224460000 | SENSOR/ACTUATOR PLUG-IN CONNECTOR | 40
9144 | 1224470000 | SENSOR/ACTUATOR PLUG-IN CONNECTOR | 40
9145 | 1224480000 | SENSOR/ACTUATOR PLUG-IN CONNECTOR | 40
9146 | 1224490000 | SENSOR/ACTUATOR PLUG-IN CONNECTOR | 40
9147 | 1224500000 | SENSOR/ACTUATOR PLUG-IN CONNECTOR | 40
9148 | 1224510000 | SENSOR/ACTUATOR PLUG-IN CONNECTOR | 40
9149 | 1224520000 | SENSOR/ACTUATOR PLUG-IN CONNECTOR | 40
9150 | 1224530000 | SENSOR/ACTUATOR PLUG-IN CONNECTOR | 40
9151 | 1224540000 | SENSOR/ACTUATOR PLUG-IN CONNECTOR | 40
9152 | 1224550000 | SENSOR/ACTUATOR PLUG-IN CONNECTOR | 40
9153 | 1224560000 | SENSOR/ACTUATOR PLUG-IN CONNECTOR | 40
9154 | 1224580000 | SENSOR/ACTUATOR PLUG-IN CONNECTOR | 40
9155 | 1224610000 | SENSOR/ACTUATOR PLUG-IN CONNECTOR | 40
9156 | 1224620000 | SENSOR/ACTUATOR PLUG-IN CONNECTOR | 40
9157 | 1224630000 | SENSOR/ACTUATOR PLUG-IN CONNECTOR | 40
9158 | 1224640000 | SENSOR/ACTUATOR PLUG-IN CONNECTOR | 40
9159 | 1224650000 | SENSOR/ACTUATOR PLUG-IN CONNECTOR | 40
9160 | 1224660000 | SENSOR/ACTUATOR PLUG-IN CONNECTOR | 40
9161 | 1224670000 | SENSOR/ACTUATOR PLUG-IN CONNECTOR | 40
9162 | 1224680000 | SENSOR/ACTUATOR PLUG-IN CONNECTOR | 40
9163 | 1224690000 | SENSOR/ACTUATOR PLUG-IN CONNECTOR | 40
9164 | 1224710000 | SENSOR/ACTUATOR PLUG-IN CONNECTOR | 40
9165 | 1224720000 | SENSOR/ACTUATOR PLUG-IN CONNECTOR | 40
9166 | 1224730000 | SENSOR/ACTUATOR PLUG-IN CONNECTOR | 40
9167 | 1224740000 | SENSOR/ACTUATOR PLUG-IN CONNECTOR | 40
9168 | 1224750000 | SENSOR/ACTUATOR PLUG-IN CONNECTOR | 40
9169 | 1224760000 | SENSOR/ACTUATOR PLUG-IN CONNECTOR | 40
9170 | 1224770000 | SENSOR/ACTUATOR PLUG-IN CONNECTOR | 40
9171 | 1224780000 | SENSOR/ACTUATOR PLUG-IN CONNECTOR | 40
9172 | 1233160010 | PATCH CABLE RJ45 IP 20 ANGLED 270° RJ45 IP 20 CAT.6A / CLASS EA (ISO/IEC 11801 2010) LSZH 1 M | 14
9173 | 1233160012 | PATCH CABLE RJ45 IP 20 ANGLED 270° RJ45 IP 20 CAT.6A / CLASS EA (ISO/IEC 11801 2010) LSZH 1.2 M | 14
9174 | 1233160015 | PATCH CABLE RJ45 IP 20 ANGLED 270° RJ45 IP 20 CAT.6A / CLASS EA (ISO/IEC 11801 2010) LSZH 1.5 M | 14
9175 | 1233160020 | PATCH CABLE RJ45 IP 20 ANGLED 270° RJ45 IP 20 CAT.6A / CLASS EA (ISO/IEC 11801 2010) LSZH 2 M | 14
9176 | 1233160030 | PATCH CABLE RJ45 IP 20 ANGLED 270° RJ45 IP 20 CAT.6A / CLASS EA (ISO/IEC 11801 2010) LSZH 3 M | 14
9177 | 1233160100 | PATCH CABLE RJ45 IP 20 ANGLED 270° RJ45 IP 20 CAT.6A / CLASS EA (ISO/IEC 11801 2010) LSZH 10 M | 14
9178 | 1233320000 | BUILT-IN PLUGS M12 FEMALE SOCKET STRAIGHT N OF POLES: 5 2 M REAR PANEL MOUNTING | 122
9179 | 1234750005 | SYSTEM CABLE M12 D-CODE ? FLANGE RJ45 IP 20 CAT.5 (ISO/IEC 11801) / CAT.5E (TIA T568-B) PUR 0.5 M | 11
9180 | 1234750010 | SYSTEM CABLE M12 D-CODE ? FLANGE RJ45 IP 20 CAT.5 (ISO/IEC 11801) / CAT.5E (TIA T568-B) PUR 1 M | 11
9181 | 1234750015 | SYSTEM CABLE M12 D-CODE ? FLANGE RJ45 IP 20 CAT.5 (ISO/IEC 11801) / CAT.5E (TIA T568-B) PUR 1.5 M | 11
9182 | 1234750020 | SYSTEM CABLE M12 D-CODE ? FLANGE RJ45 IP 20 CAT.5 (ISO/IEC 11801) / CAT.5E (TIA T568-B) PUR 2 M | 11
9183 | 1234750050 | SYSTEM CABLE M12 D-CODE ? FLANGE RJ45 IP 20 CAT.5 (ISO/IEC 11801) / CAT.5E (TIA T568-B) PUR 5 M | 11
9184 | 1234770005 | SYSTEM CABLE M12 D-CODE ? FLANGE OPEN CAT.5 (ISO/IEC 11801) / CAT.5E (TIA T568-B) PUR 0.5 M | 11
9185 | 1234770010 | SYSTEM CABLE M12 D-CODE ? FLANGE OPEN CAT.5 (ISO/IEC 11801) / CAT.5E (TIA T568-B) PUR 1 M | 11
9186 | 1234770015 | SYSTEM CABLE M12 D-CODE ? FLANGE OPEN CAT.5 (ISO/IEC 11801) / CAT.5E (TIA T568-B) PUR 1.5 M | 11
9187 | 1234770020 | SYSTEM CABLE M12 D-CODE ? FLANGE OPEN CAT.5 (ISO/IEC 11801) / CAT.5E (TIA T568-B) PUR 2 M | 11
9188 | 1234770050 | SYSTEM CABLE M12 D-CODE ? FLANGE OPEN CAT.5 (ISO/IEC 11801) / CAT.5E (TIA T568-B) PUR 5 M | 11
9189 | 1234890000 | SAI PASSIVE SENSOR-ACTUATOR PASSIVE DISTRIBUTOR M8 FIXED CABLE VERSION 15 M YES | 22
9190 | 1238120000 | PHOTOVOLTAICS | 255
9191 | 1238130000 | PHOTOVOLTAICS | 255
9192 | 1240940000 | NETWORK SWITCH MANAGED FAST ETHERNET N OF PORTS: 8X RJ45 IP30 -40 °C...75 °C | 50
9193 | 1241000000 | NETWORK SWITCH UNMANAGED FAST ETHERNET N OF PORTS: 16X RJ45 IP30 0 °C...60 °C | 50
9194 | 1241290000 | NETWORK SWITCH MANAGED FAST/GIGABIT ETHERNET N OF PORTS: 3 * RJ45 10/100/1000BASET(X) 7 * RJ45 10/100BASET(X) IP30 -10 °C...60 °C | 91
9195 | 1241300000 | NETWORK SWITCH MANAGED FAST/GIGABIT ETHERNET N OF PORTS: 1 * RJ45 10/100/1000BASET(X) 2 * SLOTS 1000BASESFP 7 * RJ45 10/100BASET(X) IP30 -10 °C...60 °C | 91
9196 | 1242080000 | SERIAL / ETHERNET CONVERTER 2X RJ45 1X DB9 FOR RS-232 1X TERMINAL BLOCK FOR RS-422/485 IP30 0 °C...60 °C | 527
9197 | 1242090000 | SERIAL / ETHERNET CONVERTER 2X RJ45 2X DB9 FOR RS-232/422/485 IP30 0 °C...60 °C | 527
9198 | 1244790000 | PROTECTED COMPONENT ASSEMBLIES PROTECTIVE CAP | 156
9199 | 1247120000 | INTERFACE RS 1-WIRE SCREW CONNECTION | 84
9200 | 1247130000 | INTERFACE RS 1-WIRE TENSION-CLAMP CONNECTION | 110
9201 | 1247140000 | INTERFACE RS 1-WIRE SCREW CONNECTION | 84
9202 | 1247150000 | INTERFACE RS 1-WIRE TENSION-CLAMP CONNECTION | 110
9203 | 1256270000 | KLIPPON TB (TERMINAL BOX) FLANGE PLATE HEIGHT: 146 MM WIDTH: 100 MM DEPTH: 6 MM GLAND PLATES: TOP BOTTOM MATERIAL: STAINLESS STEEL 1.4404 ELECTROPOLISHED | 4
9204 | 1256280000 | KLIPPON TB (TERMINAL BOX) FLANGE PLATE HEIGHT: 177 MM WIDTH: 100 MM DEPTH: 6 MM GLAND PLATES: LEFT RIGHT MATERIAL: STAINLESS STEEL 1.4404 ELECTROPOLISHED | 4
9205 | 1256290000 | KLIPPON TB (TERMINAL BOX) FLANGE PLATE HEIGHT: 254 MM WIDTH: 117 MM DEPTH: 6 MM GLAND PLATES: TOP BOTTOM MATERIAL: STAINLESS STEEL 1.4404 ELECTROPOLISHED | 4
9206 | 1256320000 | KLIPPON TB (TERMINAL BOX) FLANGE PLATE HEIGHT: 250 MM WIDTH: 167 MM DEPTH: 6 MM GLAND PLATES: TOP BOTTOM MATERIAL: STAINLESS STEEL 1.4404 ELECTROPOLISHED | 4
9207 | 1256360000 | KLIPPON TB (TERMINAL BOX) FLANGE PLATE HEIGHT: 296 MM WIDTH: 167 MM DEPTH: 6 MM GLAND PLATES: TOP BOTTOM MATERIAL: STAINLESS STEEL 1.4404 ELECTROPOLISHED | 4
9208 | 1256370000 | KLIPPON TB (TERMINAL BOX) FLANGE PLATE HEIGHT: 250 MM WIDTH: 167 MM DEPTH: 6 MM GLAND PLATES: LEFT RIGHT MATERIAL: STAINLESS STEEL 1.4404 ELECTROPOLISHED | 4
9209 | 1256380000 | KLIPPON TB (TERMINAL BOX) FLANGE PLATE HEIGHT: 254 MM WIDTH: 117 MM DEPTH: 6 MM GLAND PLATES: TOP BOTTOM MATERIAL: STAINLESS STEEL 1.4404 ELECTROPOLISHED | 4
9210 | 1256390000 | KLIPPON TB (TERMINAL BOX) FLANGE PLATE HEIGHT: 298 MM WIDTH: 117 MM DEPTH: 6 MM GLAND PLATES: LEFT RIGHT MATERIAL: STAINLESS STEEL 1.4404 ELECTROPOLISHED | 4
9211 | 1256410000 | KLIPPON TB (TERMINAL BOX) FLANGE PLATE HEIGHT: 250 MM WIDTH: 167 MM DEPTH: 6 MM GLAND PLATES: TOP BOTTOM MATERIAL: STAINLESS STEEL 1.4404 ELECTROPOLISHED | 4
9212 | 1256420000 | KLIPPON TB (TERMINAL BOX) FLANGE PLATE HEIGHT: 294 MM WIDTH: 167 MM DEPTH: 6 MM GLAND PLATES: LEFT RIGHT MATERIAL: STAINLESS STEEL 1.4404 ELECTROPOLISHED | 4
9213 | 1256430000 | KLIPPON TB (TERMINAL BOX) FLANGE PLATE HEIGHT: 294 MM WIDTH: 117 MM DEPTH: 6 MM GLAND PLATES: TOP BOTTOM MATERIAL: STAINLESS STEEL 1.4404 ELECTROPOLISHED | 4
9214 | 1256440000 | KLIPPON TB (TERMINAL BOX) FLANGE PLATE HEIGHT: 348 MM WIDTH: 117 MM DEPTH: 6 MM GLAND PLATES: LEFT RIGHT MATERIAL: STAINLESS STEEL 1.4404 ELECTROPOLISHED | 4
9215 | 1256450000 | KLIPPON TB (TERMINAL BOX) FLANGE PLATE HEIGHT: 290 MM WIDTH: 167 MM DEPTH: 6 MM GLAND PLATES: TOP BOTTOM MATERIAL: STAINLESS STEEL 1.4404 ELECTROPOLISHED | 4
9216 | 1256470000 | KLIPPON TB (TERMINAL BOX) FLANGE PLATE HEIGHT: 344 MM WIDTH: 167 MM DEPTH: 6 MM GLAND PLATES: LEFT RIGHT MATERIAL: STAINLESS STEEL 1.4404 ELECTROPOLISHED | 4
9217 | 1256480000 | KLIPPON TB (TERMINAL BOX) FLANGE PLATE HEIGHT: 376 MM WIDTH: 117 MM DEPTH: 6 MM GLAND PLATES: TOP BOTTOM MATERIAL: STAINLESS STEEL 1.4404 ELECTROPOLISHED | 4
9218 | 1256490000 | KLIPPON TB (TERMINAL BOX) FLANGE PLATE HEIGHT: 406 MM WIDTH: 117 MM DEPTH: 6 MM GLAND PLATES: LEFT RIGHT MATERIAL: STAINLESS STEEL 1.4404 ELECTROPOLISHED | 4
9219 | 1256510000 | KLIPPON TB (TERMINAL BOX) FLANGE PLATE HEIGHT: 372 MM WIDTH: 167 MM DEPTH: 6 MM GLAND PLATES: TOP BOTTOM MATERIAL: STAINLESS STEEL 1.4404 ELECTROPOLISHED | 4
9220 | 1256520000 | KLIPPON TB (TERMINAL BOX) FLANGE PLATE HEIGHT: 402 MM WIDTH: 167 MM DEPTH: 6 MM GLAND PLATES: LEFT RIGHT MATERIAL: STAINLESS STEEL 1.4404 ELECTROPOLISHED | 4
9221 | 1256530000 | KLIPPON TB (TERMINAL BOX) FLANGE PLATE HEIGHT: 474 MM WIDTH: 117 MM DEPTH: 6 MM GLAND PLATES: TOP BOTTOM MATERIAL: STAINLESS STEEL 1.4404 ELECTROPOLISHED | 4
9222 | 1256540000 | KLIPPON TB (TERMINAL BOX) FLANGE PLATE HEIGHT: 428 MM WIDTH: 117 MM DEPTH: 6 MM GLAND PLATES: LEFT RIGHT MATERIAL: STAINLESS STEEL 1.4404 ELECTROPOLISHED | 4
9223 | 1256550000 | KLIPPON TB (TERMINAL BOX) FLANGE PLATE HEIGHT: 470 MM WIDTH: 167 MM DEPTH: 6 MM GLAND PLATES: TOP BOTTOM MATERIAL: STAINLESS STEEL 1.4404 ELECTROPOLISHED | 4
9224 | 1256560000 | KLIPPON TB (TERMINAL BOX) FLANGE PLATE HEIGHT: 424 MM WIDTH: 167 MM DEPTH: 6 MM GLAND PLATES: LEFT RIGHT MATERIAL: STAINLESS STEEL 1.4404 ELECTROPOLISHED | 4
9225 | 1256570000 | KLIPPON TB (TERMINAL BOX) FLANGE PLATE HEIGHT: 344 MM WIDTH: 117 MM DEPTH: 6 MM GLAND PLATES: TOP BOTTOM MATERIAL: STAINLESS STEEL 1.4404 ELECTROPOLISHED | 4
9226 | 1256580000 | KLIPPON TB (TERMINAL BOX) FLANGE PLATE HEIGHT: 498 MM WIDTH: 117 MM DEPTH: 6 MM GLAND PLATES: LEFT RIGHT MATERIAL: STAINLESS STEEL 1.4404 ELECTROPOLISHED | 4
9227 | 1256590000 | KLIPPON TB (TERMINAL BOX) FLANGE PLATE HEIGHT: 340 MM WIDTH: 167 MM DEPTH: 6 MM GLAND PLATES: TOP BOTTOM MATERIAL: STAINLESS STEEL 1.4404 ELECTROPOLISHED | 4
9228 | 1256610000 | KLIPPON TB (TERMINAL BOX) FLANGE PLATE HEIGHT: 494 MM WIDTH: 167 MM DEPTH: 6 MM GLAND PLATES: LEFT RIGHT MATERIAL: STAINLESS STEEL 1.4404 ELECTROPOLISHED | 4
9229 | 1256620000 | KLIPPON TB (TERMINAL BOX) FLANGE PLATE HEIGHT: 444 MM WIDTH: 117 MM DEPTH: 6 MM GLAND PLATES: TOP BOTTOM MATERIAL: STAINLESS STEEL 1.4404 ELECTROPOLISHED | 4
9230 | 1256630000 | KLIPPON TB (TERMINAL BOX) FLANGE PLATE HEIGHT: 568 MM WIDTH: 117 MM DEPTH: 6 MM GLAND PLATES: LEFT RIGHT MATERIAL: STAINLESS STEEL 1.4404 ELECTROPOLISHED | 4
9231 | 1256640000 | KLIPPON TB (TERMINAL BOX) FLANGE PLATE HEIGHT: 440 MM WIDTH: 167 MM DEPTH: 6 MM GLAND PLATES: TOP BOTTOM MATERIAL: STAINLESS STEEL 1.4404 ELECTROPOLISHED | 4
9232 | 1256650000 | KLIPPON TB (TERMINAL BOX) FLANGE PLATE HEIGHT: 564 MM WIDTH: 167 MM DEPTH: 6 MM GLAND PLATES: LEFT RIGHT MATERIAL: STAINLESS STEEL 1.4404 ELECTROPOLISHED | 4
9233 | 1256660000 | KLIPPON TB (TERMINAL BOX) FLANGE PLATE HEIGHT: 502 MM WIDTH: 117 MM DEPTH: 6 MM GLAND PLATES: TOP BOTTOM MATERIAL: STAINLESS STEEL 1.4404 ELECTROPOLISHED | 4
9234 | 1256670000 | KLIPPON TB (TERMINAL BOX) FLANGE PLATE HEIGHT: 345 MM WIDTH: 117 MM DEPTH: 6 MM GLAND PLATES: LEFT RIGHT MATERIAL: STAINLESS STEEL 1.4404 ELECTROPOLISHED | 4
9235 | 1256680000 | KLIPPON TB (TERMINAL BOX) FLANGE PLATE HEIGHT: 498 MM WIDTH: 167 MM DEPTH: 6 MM GLAND PLATES: TOP BOTTOM MATERIAL: STAINLESS STEEL 1.4404 ELECTROPOLISHED | 4
9236 | 1256690000 | KLIPPON TB (TERMINAL BOX) FLANGE PLATE HEIGHT: 341 MM WIDTH: 167 MM DEPTH: 6 MM GLAND PLATES: LEFT RIGHT MATERIAL: STAINLESS STEEL 1.4404 ELECTROPOLISHED | 4
9237 | 1256710000 | KLIPPON TB (TERMINAL BOX) FLANGE PLATE HEIGHT: 604 MM WIDTH: 117 MM DEPTH: 6 MM GLAND PLATES: TOP BOTTOM MATERIAL: STAINLESS STEEL 1.4404 ELECTROPOLISHED | 4
9238 | 1256720000 | KLIPPON TB (TERMINAL BOX) FLANGE PLATE HEIGHT: 421 MM WIDTH: 117 MM DEPTH: 6 MM GLAND PLATES: LEFT RIGHT MATERIAL: STAINLESS STEEL 1.4404 ELECTROPOLISHED | 4
9239 | 1256730000 | KLIPPON TB (TERMINAL BOX) FLANGE PLATE HEIGHT: 600 MM WIDTH: 167 MM DEPTH: 6 MM GLAND PLATES: TOP BOTTOM MATERIAL: STAINLESS STEEL 1.4404 ELECTROPOLISHED | 4
9240 | 1256740000 | KLIPPON TB (TERMINAL BOX) FLANGE PLATE HEIGHT: 417 MM WIDTH: 167 MM DEPTH: 6 MM GLAND PLATES: LEFT RIGHT MATERIAL: STAINLESS STEEL 1.4404 ELECTROPOLISHED | 4
9241 | 1256760000 | KLIPPON TB (TERMINAL BOX) FLANGE PLATE HEIGHT: 450 MM WIDTH: 167 MM DEPTH: 6 MM GLAND PLATES: LEFT RIGHT MATERIAL: STAINLESS STEEL 1.4404 ELECTROPOLISHED | 4
9242 | 1257650000 | KLIPPON TB (TERMINAL BOX) MOUNTING PLATE PREPUNCHED HEIGHT: 174 MM WIDTH: 91 MM DEPTH: 1.5 MM MATERIAL: STAINLESS STEEL 1.4301 (304) UNTREATED | 4
9243 | 1257660000 | KLIPPON TB (TERMINAL BOX) MOUNTING PLATE PREPUNCHED HEIGHT: 205 MM WIDTH: 199 MM DEPTH: 1.5 MM MATERIAL: STAINLESS STEEL 1.4301 (304) UNTREATED | 4
9244 | 1257670000 | KLIPPON TB (TERMINAL BOX) MOUNTING PLATE PREPUNCHED HEIGHT: 251 MM WIDTH: 245 MM DEPTH: 1.5 MM MATERIAL: STAINLESS STEEL 1.4301 (304) UNTREATED | 4
9245 | 1257680000 | KLIPPON TB (TERMINAL BOX) MOUNTING PLATE PREPUNCHED HEIGHT: 295 MM WIDTH: 199 MM DEPTH: 1.5 MM MATERIAL: STAINLESS STEEL 1.4301 (304) UNTREATED | 4
9246 | 1257690000 | KLIPPON TB (TERMINAL BOX) MOUNTING PLATE PREPUNCHED HEIGHT: 345 MM WIDTH: 239 MM DEPTH: 1.5 MM MATERIAL: STAINLESS STEEL 1.4301 (304) UNTREATED | 4
9247 | 1257700000 | KLIPPON TB (TERMINAL BOX) MOUNTING PLATE PREPUNCHED HEIGHT: 403 MM WIDTH: 321 MM DEPTH: 1.5 MM MATERIAL: STAINLESS STEEL 1.4301 (304) UNTREATED | 4
9248 | 1257710000 | KLIPPON TB (TERMINAL BOX) MOUNTING PLATE PREPUNCHED HEIGHT: 425 MM WIDTH: 419 MM DEPTH: 1.5 MM MATERIAL: STAINLESS STEEL 1.4301 (304) UNTREATED | 4
9249 | 1257720000 | KLIPPON TB (TERMINAL BOX) MOUNTING PLATE PREPUNCHED HEIGHT: 495 MM WIDTH: 289 MM DEPTH: 1.5 MM MATERIAL: STAINLESS STEEL 1.4301 (304) UNTREATED | 4
9250 | 1257740000 | KLIPPON TB (TERMINAL BOX) MOUNTING PLATE PREPUNCHED HEIGHT: 565 MM WIDTH: 389 MM DEPTH: 12 MM MATERIAL: STAINLESS STEEL 1.4301 (304) UNTREATED | 4
9251 | 1257750000 | KLIPPON TB (TERMINAL BOX) MOUNTING PLATE PREPUNCHED HEIGHT: 707 MM WIDTH: 447 MM DEPTH: 12 MM MATERIAL: STAINLESS STEEL 1.4301 (304) UNTREATED | 4
9252 | 1257760000 | KLIPPON TB (TERMINAL BOX) MOUNTING PLATE PREPUNCHED HEIGHT: 859 MM WIDTH: 549 MM DEPTH: 12 MM MATERIAL: STAINLESS STEEL 1.4301 (304) UNTREATED | 4
9253 | 1257770000 | KLIPPON TB (TERMINAL BOX) MOUNTING PLATE PREPUNCHED HEIGHT: 926 MM WIDTH: 680 MM DEPTH: 12 MM MATERIAL: STAINLESS STEEL 1.4301 (304) UNTREATED | 4
9254 | 1469570000 | POWER SUPPLY SWITCH-MODE POWER SUPPLY UNIT 12 V | 56
9255 | 1530770000 | PHOTOVOLTAICS PLUG-IN CONNECTOR SOCKET CONNECTOR | 253
9256 | 1880470010 | SENSOR/ACTUATOR LINE CONNECTING LINE M8 / M8 N OF POLES : 4 0.1 M PIN STRAIGHT - SOCKET STRAIGHT SHIELDED: NO LED: NO SHEATH MATERIAL: PUR HALOGEN: NO | 0
9257 | 1906300030 | SENSOR/ACTUATOR LINE CONNECTING LINE M12 / M12 N OF POLES : 4 0.3 M PIN STRAIGHT - SOCKET STRAIGHT SHIELDED: NO LED: NO SHEATH MATERIAL: PUR HALOGEN: NO | 0
9258 | 1906300060 | SENSOR/ACTUATOR LINE CONNECTING LINE M12 / M12 N OF POLES : 4 0.6 M PIN STRAIGHT - SOCKET STRAIGHT SHIELDED: NO LED: NO SHEATH MATERIAL: PUR HALOGEN: NO | 0
9259 | 1906300090 | SENSOR/ACTUATOR LINE CONNECTING LINE M12 / M12 N OF POLES : 4 0.9 M PIN STRAIGHT - SOCKET STRAIGHT SHIELDED: NO LED: NO SHEATH MATERIAL: PUR HALOGEN: NO | 0
9260 | 1906300120 | SENSOR/ACTUATOR LINE CONNECTING LINE M12 / M12 N OF POLES : 4 1.2 M PIN STRAIGHT - SOCKET STRAIGHT SHIELDED: NO LED: NO SHEATH MATERIAL: PUR HALOGEN: NO | 0
9261 | 1906300150 | SENSOR/ACTUATOR LINE CONNECTING LINE M12 / M12 N OF POLES : 4 1.5 M PIN STRAIGHT - SOCKET STRAIGHT SHIELDED: NO LED: NO SHEATH MATERIAL: PUR HALOGEN: NO | 0
9262 | 1906300200 | SENSOR/ACTUATOR LINE CONNECTING LINE M12 / M12 N OF POLES : 4 2 M PIN STRAIGHT - SOCKET STRAIGHT SHIELDED: NO LED: NO SHEATH MATERIAL: PUR HALOGEN: NO | 0
9263 | 1906300250 | SENSOR/ACTUATOR LINE CONNECTING LINE M12 / M12 N OF POLES : 4 2.5 M PIN STRAIGHT - SOCKET STRAIGHT SHIELDED: NO LED: NO SHEATH MATERIAL: PUR HALOGEN: NO | 0
9264 | 1906300400 | SENSOR/ACTUATOR LINE CONNECTING LINE M12 / M12 N OF POLES : 4 4 M PIN STRAIGHT - SOCKET STRAIGHT SHIELDED: NO LED: NO SHEATH MATERIAL: PUR HALOGEN: NO | 0
9265 | 1906300500 | SENSOR/ACTUATOR LINE CONNECTING LINE M12 / M12 N OF POLES : 4 5 M PIN STRAIGHT - SOCKET STRAIGHT SHIELDED: NO LED: NO SHEATH MATERIAL: PUR HALOGEN: NO | 0
9266 | 1906300600 | SENSOR/ACTUATOR LINE CONNECTING LINE M12 / M12 N OF POLES : 4 6 M PIN STRAIGHT - SOCKET STRAIGHT SHIELDED: NO LED: NO SHEATH MATERIAL: PUR HALOGEN: NO | 0
9267 | 1906301000 | SENSOR/ACTUATOR LINE CONNECTING LINE M12 / M12 N OF POLES : 4 10 M PIN STRAIGHT - SOCKET STRAIGHT SHIELDED: NO LED: NO SHEATH MATERIAL: PUR HALOGEN: NO | 0
9268 | 1906301400 | SENSOR/ACTUATOR LINE CONNECTING LINE M12 / M12 N OF POLES : 4 14 M PIN STRAIGHT - SOCKET STRAIGHT SHIELDED: NO LED: NO SHEATH MATERIAL: PUR HALOGEN: NO | 0
9269 | 1906302000 | SENSOR/ACTUATOR LINE CONNECTING LINE M12 / M12 N OF POLES : 4 20 M PIN STRAIGHT - SOCKET STRAIGHT SHIELDED: NO LED: NO SHEATH MATERIAL: PUR HALOGEN: NO | 0
9270 | 1906302900 | SENSOR/ACTUATOR LINE CONNECTING LINE M12 / M12 N OF POLES : 4 29 M PIN STRAIGHT - SOCKET STRAIGHT SHIELDED: NO LED: NO SHEATH MATERIAL: PUR HALOGEN: NO | 0
9271 | 1906303500 | SENSOR/ACTUATOR LINE CONNECTING LINE M12 / M12 N OF POLES : 4 35 M PIN STRAIGHT - SOCKET STRAIGHT SHIELDED: NO LED: NO SHEATH MATERIAL: PUR HALOGEN: NO | 0
9272 | 1906304100 | SENSOR/ACTUATOR LINE CONNECTING LINE M12 / M12 N OF POLES : 4 41 M PIN STRAIGHT - SOCKET STRAIGHT SHIELDED: NO LED: NO SHEATH MATERIAL: PUR HALOGEN: NO | 0
9273 | 1925311500 | SENSOR/ACTUATOR LINE CONNECTING LINE M12 / M12 N OF POLES : 4 15 M PIN STRAIGHT - SOCKET STRAIGHT SHIELDED: NO LED: NO SHEATH MATERIAL: PVC HALOGEN: YES | 0
9274 | 1925440200 | SENSOR/ACTUATOR LINE ONE END WITHOUT CONNECTOR M12 N OF POLES : 4 2 M PIN STRAIGHT SHIELDED: NO LED: NO SHEATH MATERIAL: PVC HALOGEN: YES | 0
9275 | 1925442000 | SENSOR/ACTUATOR LINE ONE END WITHOUT CONNECTOR M12 N OF POLES : 4 20 M PIN STRAIGHT SHIELDED: NO LED: NO SHEATH MATERIAL: PVC HALOGEN: YES | 0
9276 | 1927230200 | SENSOR/ACTUATOR LINE ONE END WITHOUT CONNECTOR M12 / M8 N OF POLES : 3 2 M PIN STRAIGHT SHIELDED: NO LED: NO SHEATH MATERIAL: PVC HALOGEN: YES | 0
9277 | 1927240200 | SENSOR/ACTUATOR LINE ONE END WITHOUT CONNECTOR M12 / M8 N OF POLES : 3 2 M FEMALE SOCKET STRAIGHT SHIELDED: NO LED: NO SHEATH MATERIAL: PVC HALOGEN: YES | 0
9278 | 1927261500 | SENSOR/ACTUATOR LINE ONE END WITHOUT CONNECTOR M8 N OF POLES : 4 15 M FEMALE SOCKET STRAIGHT SHIELDED: NO LED: NO SHEATH MATERIAL: PVC HALOGEN: YES | 0
9279 | 1927262000 | SENSOR/ACTUATOR LINE ONE END WITHOUT CONNECTOR M8 N OF POLES : 4 20 M FEMALE SOCKET STRAIGHT SHIELDED: NO LED: NO SHEATH MATERIAL: PVC HALOGEN: YES | 0
9280 | 1927321500 | SENSOR/ACTUATOR LINE ONE END WITHOUT CONNECTOR M12 / M8 N OF POLES : 3 15 M SOCKET ANGLED SHIELDED: NO LED: NO SHEATH MATERIAL: PVC HALOGEN: YES | 0
9281 | 1939370150 | SENSOR/ACTUATOR LINE ONE END WITHOUT CONNECTOR M12 N OF POLES : 3 1.5 M SOCKET ANGLED SHIELDED: NO LED: NO SHEATH MATERIAL: PUR HALOGEN: NO | 0
9282 | 1939410150 | SENSOR/ACTUATOR LINE ONE END WITHOUT CONNECTOR M12 N OF POLES : 4 1.5 M FEMALE SOCKET STRAIGHT SHIELDED: NO LED: NO SHEATH MATERIAL: PUR HALOGEN: NO | 0
9283 | 1964711500 | BUS LINE CONNECTING LINE M12 / M12 N OF POLES: 5 15 M PIN STRAIGHT - SOCKET STRAIGHT SHIELDED: YES LED: NO SHEATH MATERIAL: PUR HALOGEN: NO | 0
9284 | 2024560000 | KLIPPON TB (TERMINAL BOX) FLANGE PLATE HEIGHT: 353 MM WIDTH: 167 MM DEPTH: 3 MM GLAND PLATES: TOP BOTTOM MATERIAL: STAINLESS STEEL 1.4404 ELECTROPOLISHED | 4
9285 | 2466880000 | POWER SUPPLY SWITCH-MODE POWER SUPPLY UNIT 24 V | 56
9286 | 2466900000 | POWER SUPPLY SWITCH-MODE POWER SUPPLY UNIT 24 V | 56
9287 | 7789211050 | PRE-ASSEMBLED CABLE PAC CABLE LIYY 0.25 MM² | 2
9288 | 7789212015 | PRE-ASSEMBLED CABLE PAC CABLE LIYY 0.25 MM² | 2
9289 | 7789212020 | PRE-ASSEMBLED CABLE PAC CABLE LIYY 0.25 MM² | 2
9290 | 7789212030 | PRE-ASSEMBLED CABLE PAC CABLE LIYY 0.25 MM² | 2
9291 | 7789212050 | PRE-ASSEMBLED CABLE PAC CABLE LIYY 0.25 MM² | 2
9292 | 7789214015 | PRE-ASSEMBLED CABLE PAC CABLE LIYY 0.25 MM² | 2
9293 | 7789214020 | PRE-ASSEMBLED CABLE PAC CABLE LIYY 0.25 MM² | 2
9294 | 7789222005 | PRE-ASSEMBLED CABLE PAC CABLE LIYY 8.6 ± 1 MM | 20
9295 | 7789222015 | PRE-ASSEMBLED CABLE PAC CABLE LIYY 8.6 ± 1 MM | 20
9296 | 7789222020 | PRE-ASSEMBLED CABLE PAC CABLE LIYY 8.6 ± 1 MM | 20
9297 | 7789223015 | PRE-ASSEMBLED CABLE PAC CABLE LIYY CABLE LIYCY 0.25 MM² | 2
9298 | 7789223020 | PRE-ASSEMBLED CABLE PAC CABLE LIYY CABLE LIYCY 0.25 MM² | 2
9299 | 7789224020 | PRE-ASSEMBLED CABLE PAC CABLE LIYCY 0.25 MM² | 2
9300 | 7789225020 | PRE-ASSEMBLED CABLE PAC CABLE LIYCY 0.25 MM² | 2
9301 | 7789225030 | PRE-ASSEMBLED CABLE PAC CABLE LIYCY 0.25 MM² | 2
9302 | 7789227015 | PRE-ASSEMBLED CABLE PAC CABLE LIYCY 0.25 MM² | 2
9303 | 7789227020 | PRE-ASSEMBLED CABLE PAC CABLE LIYCY 0.25 MM² | 2
9304 | 7789227030 | PRE-ASSEMBLED CABLE PAC CABLE LIYCY 0.25 MM² | 2
9305 | 7789227040 | PRE-ASSEMBLED CABLE PAC CABLE LIYCY 0.25 MM² | 2
9306 | 7789228015 | PRE-ASSEMBLED CABLE PAC CABLE LIYCY 0.25 MM² | 2
9307 | 7789228020 | PRE-ASSEMBLED CABLE PAC CABLE LIYCY 0.25 MM² | 2
9308 | 7789228025 | PRE-ASSEMBLED CABLE PAC CABLE LIYCY 0.25 MM² | 2
9309 | 7789228030 | PRE-ASSEMBLED CABLE PAC CABLE LIYCY 0.25 MM² | 2
9310 | 7789228040 | PRE-ASSEMBLED CABLE PAC CABLE LIYCY 0.25 MM² | 2
9311 | 7789228050 | PRE-ASSEMBLED CABLE PAC CABLE LIYCY 0.25 MM² | 2
9312 | 7789229015 | PRE-ASSEMBLED CABLE PAC CABLE LIYCY 0.25 MM² | 2
9313 | 7789229025 | PRE-ASSEMBLED CABLE PAC CABLE LIYCY 0.25 MM² | 2
9314 | 7789229030 | PRE-ASSEMBLED CABLE PAC CABLE LIYCY 0.25 MM² | 2
9315 | 7789229040 | PRE-ASSEMBLED CABLE PAC CABLE LIYCY 0.25 MM² | 2
9316 | 7789229050 | PRE-ASSEMBLED CABLE PAC CABLE LIYCY 0.25 MM² | 2
9317 | 7789229070 | PRE-ASSEMBLED CABLE PAC CABLE LIYCY 0.25 MM² | 2
9318 | 7789229080 | PRE-ASSEMBLED CABLE PAC CABLE LIYCY 0.25 MM² | 2
9319 | 7789230015 | PRE-ASSEMBLED CABLE PAC CABLE LIYCY 0.25 MM² | 2
9320 | 7789230020 | PRE-ASSEMBLED CABLE PAC CABLE LIYCY 0.25 MM² | 2
9321 | 7789230030 | PRE-ASSEMBLED CABLE PAC CABLE LIYCY 0.25 MM² | 2
9322 | 7789230050 | PRE-ASSEMBLED CABLE PAC CABLE LIYCY 0.25 MM² | 2
9323 | 7789231015 | PRE-ASSEMBLED CABLE PAC CABLE LIYCY 0.25 MM² | 2
9324 | 7789231020 | PRE-ASSEMBLED CABLE PAC CABLE LIYCY 0.25 MM² | 2
9325 | 7789231030 | PRE-ASSEMBLED CABLE PAC CABLE LIYCY 0.25 MM² | 2
9326 | 7789231040 | PRE-ASSEMBLED CABLE PAC CABLE LIYCY 0.25 MM² | 2
9327 | 7789231050 | PRE-ASSEMBLED CABLE PAC CABLE LIYCY 0.25 MM² | 2
9328 | 7789233020 | PRE-ASSEMBLED CABLE PAC CABLE LIYCY 0.25 MM² | 2
9329 | 7789233030 | PRE-ASSEMBLED CABLE PAC CABLE LIYCY 0.25 MM² | 2
9330 | 7789233040 | PRE-ASSEMBLED CABLE PAC CABLE LIYCY 0.25 MM² | 2
9331 | 7789233050 | PRE-ASSEMBLED CABLE PAC CABLE LIYCY 0.25 MM² | 2
9332 | 7789233070 | PRE-ASSEMBLED CABLE PAC CABLE LIYCY 0.25 MM² | 2
9333 | 7789233100 | PRE-ASSEMBLED CABLE PAC CABLE LIYCY 0.25 MM² | 2
9334 | 7789234040 | PRE-ASSEMBLED CABLE PAC CABLE LIYY 8.6 ± 1 MM | 20
9335 | 7789246020 | PRE-ASSEMBLED CABLE PAC CABLE LIYY 8.6 ± 1 MM | 20
9336 | 7789246030 | PRE-ASSEMBLED CABLE PAC CABLE LIYY 8.6 ± 1 MM | 20
9337 | 7789246040 | PRE-ASSEMBLED CABLE PAC CABLE LIYY 8.6 ± 1 MM | 20
9338 | 7789618100 | PRE-ASSEMBLED CABLE PAC CABLE LIYY 0.25 MM² | 2
9339 | 7789619030 | PRE-ASSEMBLED CABLE PAC CABLE LIYY 0.25 MM² | 2
9340 | 7789619100 | PRE-ASSEMBLED CABLE PAC CABLE LIYY 0.25 MM² | 2
9341 | 7789620030 | PRE-ASSEMBLED CABLE PAC CABLE LIYCY 0.25 MM² | 2
9342 | 7789621020 | PRE-ASSEMBLED CABLE PAC CABLE LIYCY 0.25 MM² | 2
9343 | 7789623015 | PRE-ASSEMBLED CABLE PAC CABLE LIYCY 0.25 MM² | 2
9344 | 7789626100 | PRE-ASSEMBLED CABLE PAC CABLE LIYCY 0.25 MM² | 2
9345 | 7789641005 | PRE-ASSEMBLED CABLE PAC CABLE LIYY 0.25 MM² | 2
9346 | 7789641050 | PRE-ASSEMBLED CABLE PAC CABLE LIYY 0.25 MM² | 2
9347 | 7789657050 | PRE-ASSEMBLED CABLE PAC CABLE LIYCY 0.25 MM² | 2
9348 | 7789666030 | PRE-ASSEMBLED CABLE PAC CABLE LIYY 0.25 MM² | 2
9349 | 7789667010 | PRE-ASSEMBLED CABLE PAC CABLE LIYCY 0.25 MM² | 2
9350 | 7789695020 | PRE-ASSEMBLED CABLE PAC CABLE LIYY 0.25 MM² | 2
9351 | 7789697020 | PRE-ASSEMBLED CABLE PAC CABLE LIYY 0.25 MM² | 2
9352 | 7789729010 | PRE-ASSEMBLED CABLE PAC CABLE LIYY 8.6 ± 1 MM | 20
9353 | 7789731010 | PRE-ASSEMBLED CABLE PAC CABLE LIYY 0.25 MM² | 2
9354 | 7789756030 | PRE-ASSEMBLED CABLE PAC CABLE LIYY 0.25 MM² | 2
9355 | 7789759010 | PRE-ASSEMBLED CABLE PAC CABLE LIYY 12.4 ± 1 MM | 20
9356 | 7789759020 | PRE-ASSEMBLED CABLE PAC CABLE LIYY 12.4 ± 1 MM | 20
9357 | 7789764100 | PRE-ASSEMBLED CABLE PAC PRE-ASSEMBLED CABLE CABLE LIYCY 0.25 MM² | 2
9358 | 7789769015 | PRE-ASSEMBLED CABLE PAC CABLE LIYY 0.25 MM² | 2
9359 | 7789769020 | PRE-ASSEMBLED CABLE PAC CABLE LIYY 0.25 MM² | 2
9360 | 7789769030 | PRE-ASSEMBLED CABLE PAC CABLE LIYY 0.25 MM² | 2
9361 | 7789770015 | PRE-ASSEMBLED CABLE PAC CABLE LIYY 0.25 MM² | 2
9362 | 7789770020 | PRE-ASSEMBLED CABLE PAC CABLE LIYY 0.25 MM² | 2
9363 | 7789770030 | PRE-ASSEMBLED CABLE PAC CABLE LIYY 0.25 MM² | 2
9364 | 7789771005 | PRE-ASSEMBLED CABLE PAC CABLE LIYY 0.25 MM² | 2
9365 | 7789771020 | PRE-ASSEMBLED CABLE PAC CABLE LIYY 0.25 MM² | 2
9366 | 7789771030 | PRE-ASSEMBLED CABLE PAC CABLE LIYY 0.25 MM² | 2
9367 | 7789771040 | PRE-ASSEMBLED CABLE PAC CABLE LIYY 0.25 MM² | 2
9368 | 7789771060 | PRE-ASSEMBLED CABLE PAC CABLE LIYY 0.25 MM² | 2
9369 | 7789772010 | PRE-ASSEMBLED CABLE PAC CABLE LIYY 0.25 MM² | 2
9370 | 7789772020 | PRE-ASSEMBLED CABLE PAC CABLE LIYY 0.25 MM² | 2
9371 | 7789781015 | PRE-ASSEMBLED CABLE PAC CABLE LIYCY 0.25 MM² | 2
9372 | 7789781020 | PRE-ASSEMBLED CABLE PAC CABLE LIYCY 0.25 MM² | 2
9373 | 7789795010 | PRE-ASSEMBLED CABLE PAC CABLE LIYY 0.25 MM² | 2
9374 | 7789795015 | PRE-ASSEMBLED CABLE PAC CABLE LIYY 0.25 MM² | 2
9375 | 7789795020 | PRE-ASSEMBLED CABLE PAC CABLE LIYY 0.25 MM² | 2
9376 | 7789795025 | PRE-ASSEMBLED CABLE PAC CABLE LIYY 0.25 MM² | 2
9377 | 7789801010 | PRE-ASSEMBLED CABLE PAC CABLE LIYCY 8.6 ± 1 MM | 20
9378 | 7789801020 | PRE-ASSEMBLED CABLE PAC CABLE LIYCY 8.6 ± 1 MM | 20
9379 | 7789802010 | PRE-ASSEMBLED CABLE PAC CABLE LIYCY 0.25 MM² | 2
9380 | 7789806015 | PRE-ASSEMBLED CABLE PAC CABLE LIYY 0.25 MM² | 2
9381 | 7789807010 | PRE-ASSEMBLED CABLE PAC CABLE LIYCY 0.25 MM² | 2
9382 | 7789808010 | PRE-ASSEMBLED CABLE PAC CABLE LIYY 0.25 MM² | 2
9383 | 7789808015 | PRE-ASSEMBLED CABLE PAC CABLE LIYY 0.25 MM² | 2
9384 | 7789828010 | PRE-ASSEMBLED CABLE PAC CABLE LIYCY 0.25 MM² | 2
9385 | 7789828050 | PRE-ASSEMBLED CABLE PAC CABLE LIYCY 0.25 MM² | 2
9386 | 7789829010 | PRE-ASSEMBLED CABLE PAC CABLE LIYCY 0.25 MM² | 2
9387 | 7789829050 | PRE-ASSEMBLED CABLE PAC CABLE LIYCY 0.25 MM² | 2
9388 | 7789840030 | CABLE LIYY 0.25 MM² | 136
9389 | 7789841030 | CABLE LIYCY 0.25 MM² | 136
9390 | 7789845020 | PRE-ASSEMBLED CABLE PAC CABLE LIYCY 0.25 MM² | 2
9391 | 7789846015 | PRE-ASSEMBLED CABLE PAC CABLE LIYCY 0.25 MM² | 2
9392 | 7789849020 | PRE-ASSEMBLED CABLE PAC CABLE LIYCY 0.25 MM² | 2
9393 | 7789849050 | PRE-ASSEMBLED CABLE PAC CABLE LIYCY 0.25 MM² | 2
9394 | 7789860010 | PRE-ASSEMBLED CABLE PAC CABLE LIYY 8.6 ± 1 MM | 20
9395 | 7789860030 | PRE-ASSEMBLED CABLE PAC CABLE LIYY 8.6 ± 1 MM | 20
9396 | 7789880050 | PRE-ASSEMBLED CABLE PAC CABLE LIYCY 0.25 MM² | 2
9397 | 7789884050 | PRE-ASSEMBLED CABLE PAC CABLE LIYCY 0.25 MM² | 2
9398 | 7789884060 | PRE-ASSEMBLED CABLE PAC CABLE LIYCY 0.25 MM² | 2
9399 | 7789888050 | PRE-ASSEMBLED CABLE PAC CABLE LIYCY 0.34 MM² | 2
9400 | 7789888060 | PRE-ASSEMBLED CABLE PAC CABLE LIYCY 0.34 MM² | 2
9401 | 8941350020 | SYSTEM CABLE RJ45 IP 20 RJ45 IP 20 CAT.6A / CLASS EA (ISO/IEC 11801 2010) PUR 2 M | 14
9402 | 8941350050 | SYSTEM CABLE RJ45 IP 20 RJ45 IP 20 CAT.6A / CLASS EA (ISO/IEC 11801 2010) PUR 5 M | 14
9403 | 9448100000 | INTERFACE RS SPACER 2-WIRE SCREW CONNECTION | 84
9404 | 9456100200 | SENSOR/ACTUATOR LINE ONE END WITHOUT CONNECTOR M12 N OF POLES : 4 2 M PIN STRAIGHT SHIELDED: NO LED: NO SHEATH MATERIAL: PUR HALOGEN: NO | 0
9405 | 9456151500 | SENSOR/ACTUATOR LINE ONE END WITHOUT CONNECTOR M8 N OF POLES : 4 15 M SOCKET ANGLED SHIELDED: NO LED: NO SHEATH MATERIAL: PUR HALOGEN: NO | 0
9406 | 9456990150 | SENSOR/ACTUATOR LINE CONNECTING LINE M12 / M12 N OF POLES : 3 1.5 M PIN STRAIGHT - SOCKET STRAIGHT SHIELDED: NO LED: NO SHEATH MATERIAL: PUR HALOGEN: NO | 0
9407 | 9456990250 | SENSOR/ACTUATOR LINE CONNECTING LINE M12 / M12 N OF POLES : 3 2.5 M PIN STRAIGHT - SOCKET STRAIGHT SHIELDED: NO LED: NO SHEATH MATERIAL: PUR HALOGEN: NO | 0
9408 | 9456990500 | SENSOR/ACTUATOR LINE CONNECTING LINE M12 / M12 N OF POLES : 3 5 M PIN STRAIGHT - SOCKET STRAIGHT SHIELDED: NO LED: NO SHEATH MATERIAL: PUR HALOGEN: NO | 0
9409 | 9456991000 | SENSOR/ACTUATOR LINE CONNECTING LINE M12 / M12 N OF POLES : 3 10 M PIN STRAIGHT - SOCKET STRAIGHT SHIELDED: NO LED: NO SHEATH MATERIAL: PUR HALOGEN: NO | 0
9410 | 9457010030 | VALVE PLUG STRAIGHT PLUG - VALVE PLUG | 69
9411 | 9457451500 | SENSOR/ACTUATOR LINE ONE END WITHOUT CONNECTOR M8 N OF POLES : 3 15 M FEMALE SOCKET STRAIGHT SHIELDED: NO LED: NO SHEATH MATERIAL: PUR HALOGEN: NO | 0
9412 | 9457744000 | SENSOR/ACTUATOR LINE ONE END WITHOUT CONNECTOR M12 N OF POLES : 4 40 M SOCKET ANGLED SHIELDED: NO LED: NO SHEATH MATERIAL: PUR HALOGEN: NO | 0
9413 | 9457900090 | SENSOR/ACTUATOR LINE CONNECTING LINE M12 / M12 N OF POLES : 5 0.9 M PIN 90° - SOCKET 90° SHIELDED: NO LED: NO SHEATH MATERIAL: PUR HALOGEN: NO | 0
9414 | 2634310000 | CRIMPING MACHINE 0.5MM² 6MM² | 992
9415 | 2638340000 | MODULAR HOUSING OMNIMATE HOUSING - SERIES CH20M AGATE GREY WIDTH: 12.5 MM | 26
9416 | 2580230000 | POWER SUPPLY SWITCH-MODE POWER SUPPLY UNIT 24 V | 56
9417 | 2603420000 | RESIDUAL CURRENT TRANSFORMER PRIMARY CURRENT: 25 A ROUND CONDUCTOR: 20.00 MM CLOSED CURRENT TRANSFORMER | 373
9418 | 930031222 | KDSU (KLIPPON DOUBLE SEAL UNIVERSAL EX CABLE GLAND) CABLE GLANDS M 25 16 MM SINGLE-WIRE ARMOURING METAL FOIL ARMOURING BRAIDED ARMOURING 0.1 - 1.6 MM OD MIN. 20.3 - OD MAX. 27.4 MM ID MIN. 13.50 - ID MAX. 20.00 MM IP66 IP68 - 2.5 BAR NICKEL-PLATED | 8
9419 | 930061213 | KDSU (KLIPPON DOUBLE SEAL UNIVERSAL EX CABLE GLAND) CABLE GLANDS M 50 16 MM SINGLE-WIRE ARMOURING METAL FOIL ARMOURING BRAIDED ARMOURING 0.1 - 2.5 MM OD MIN. 34.8 - OD MAX. 42.4 MM ID MIN. 28.10 - ID MAX. 38.20 MM IP66 IP68 - 2.5 BAR | 8
9420 | 930061224 | KDSU (KLIPPON DOUBLE SEAL UNIVERSAL EX CABLE GLAND) CABLE GLANDS M 50 16 MM SINGLE-WIRE ARMOURING METAL FOIL ARMOURING BRAIDED ARMOURING 0.1 - 2.5 MM OD MIN. 39.4 - OD MAX. 46.7 MM ID MIN. 28.10 - ID MAX. 38.20 MM IP66 IP68 - 2.5 BAR NICKEL-PLATED | 8
9421 | 930091222 | KDSU (KLIPPON DOUBLE SEAL UNIVERSAL EX CABLE GLAND) CABLE GLANDS M 63 19 MM SINGLE-WIRE ARMOURING METAL FOIL ARMOURING BRAIDED ARMOURING 0.1 - 2.5 MM OD MIN. 58.4 - OD MAX. 65.8 MM ID MIN. 46.70 - ID MAX. 56.00 MM IP66 IP68 - 2.5 BAR NICKEL-PLATED | 8
9422 | 930551212 | KSG (KLIPPON SDARD EX CABLE GLAND) CABLE GLANDS M 50 16 MM OD MIN. 33.1 - OD MAX. 44.1 MM IP66 IP68 - 2.5 BAR | 8
9423 | 1074620000 | KDSW (KLIPPON DOUBLE SEAL SWA EX CABLE GLAND) CABLE GLANDS M 50 16 MM SINGLE-WIRE ARMOURING 2 - 2.5 MM OD MIN. 34.8 - OD MAX. 42.4 MM ID MIN. 31.50 - ID MAX. 38.20 MM IP66 IP68 - 2.5 BAR | 8
9424 | 1074630000 | KDSW (KLIPPON DOUBLE SEAL SWA EX CABLE GLAND) CABLE GLANDS M 50 16 MM SINGLE-WIRE ARMOURING 2 - 2.5 MM OD MIN. 39.4 - OD MAX. 46.7 MM ID MIN. 31.50 - ID MAX. 38.20 MM IP66 IP68 - 2.5 BAR | 8
9425 | 1074640000 | KDSW (KLIPPON DOUBLE SEAL SWA EX CABLE GLAND) CABLE GLANDS M 50 16 MM SINGLE-WIRE ARMOURING 2 - 2.5 MM OD MIN. 41.1 - OD MAX. 48.5 MM ID MIN. 36.50 - ID MAX. 44.10 MM IP66 IP68 - 2.5 BAR | 8
9426 | 1074650000 | KDSW (KLIPPON DOUBLE SEAL SWA EX CABLE GLAND) CABLE GLANDS M 50 16 MM SINGLE-WIRE ARMOURING 2 - 2.5 MM OD MIN. 45.7 - OD MAX. 53.2 MM ID MIN. 36.50 - ID MAX. 44.10 MM IP66 IP68 - 2.5 BAR | 8
9427 | 1074670000 | KDSW (KLIPPON DOUBLE SEAL SWA EX CABLE GLAND) CABLE GLANDS M 63 19 MM SINGLE-WIRE ARMOURING 2.5 - OD MIN. 47.5 - OD MAX. 54.8 MM ID MIN. 42.50 - ID MAX. 50.10 MM IP66 IP68 - 2.5 BAR | 8
9428 | 1074710000 | KDSW (KLIPPON DOUBLE SEAL SWA EX CABLE GLAND) CABLE GLANDS M 63 19 MM SINGLE-WIRE ARMOURING 2.5 - OD MIN. 52.1 - OD MAX. 59.5 MM ID MIN. 42.50 - ID MAX. 50.10 MM IP66 IP68 - 2.5 BAR | 8
9429 | 1074730000 | KDSW (KLIPPON DOUBLE SEAL SWA EX CABLE GLAND) CABLE GLANDS M 63 19 MM SINGLE-WIRE ARMOURING 2.5 - OD MIN. 53.8 - OD MAX. 61.2 MM ID MIN. 49.50 - ID MAX. 56.00 MM IP66 IP68 - 2.5 BAR | 8
9430 | 1074750000 | KDSW (KLIPPON DOUBLE SEAL SWA EX CABLE GLAND) CABLE GLANDS M 63 19 MM SINGLE-WIRE ARMOURING 2.5 - OD MIN. 58.4 - OD MAX. 65.8 MM ID MIN. 49.50 - ID MAX. 56.00 MM IP66 IP68 - 2.5 BAR | 8
9431 | 1074770000 | KDSW (KLIPPON DOUBLE SEAL SWA EX CABLE GLAND) CABLE GLANDS M 75 19 MM SINGLE-WIRE ARMOURING 2.5 - OD MIN. 60.2 - OD MAX. 68 MM ID MIN. 54.50 - ID MAX. 62.00 MM IP66 IP68 - 2.5 BAR | 8
9432 | 1074790000 | KDSW (KLIPPON DOUBLE SEAL SWA EX CABLE GLAND) CABLE GLANDS M 75 19 MM SINGLE-WIRE ARMOURING 2.5 - OD MIN. 64.8 - OD MAX. 72.2 MM ID MIN. 54.50 - ID MAX. 62.00 MM IP66 IP68 - 2.5 BAR | 8
9433 | 1074820000 | KDSW (KLIPPON DOUBLE SEAL SWA EX CABLE GLAND) CABLE GLANDS M 75 19 MM SINGLE-WIRE ARMOURING 2.5 - OD MIN. 66.5 - OD MAX. 73.4 MM ID MIN. 60.50 - ID MAX. 68.00 MM IP66 IP68 - 2.5 BAR | 8
9434 | 1074840000 | KDSW (KLIPPON DOUBLE SEAL SWA EX CABLE GLAND) CABLE GLANDS M 75 19 MM SINGLE-WIRE ARMOURING 2.5 - OD MIN. 71.1 - OD MAX. 78 MM ID MIN. 60.50 - ID MAX. 68.00 MM IP66 IP68 - 2.5 BAR | 8
9435 | 1074890000 | KDSW (KLIPPON DOUBLE SEAL SWA EX CABLE GLAND) CABLE GLANDS M 50 16 MM SINGLE-WIRE ARMOURING LEAD SHEATH ARMOURING 2 - 2.5 MM OD MIN. 34.8 - OD MAX. 42.4 MM ID MIN. 31.50 - ID MAX. 38.20 MM IP66 IP68 - 2.5 BAR NICKEL-PLATED | 8
9436 | 1074910000 | KDSW (KLIPPON DOUBLE SEAL SWA EX CABLE GLAND) CABLE GLANDS M 50 16 MM SINGLE-WIRE ARMOURING LEAD SHEATH ARMOURING 2 - 2.5 MM OD MIN. 39.4 - OD MAX. 46.7 MM ID MIN. 31.50 - ID MAX. 38.20 MM IP66 IP68 - 2.5 BAR NICKEL-PLATED | 8
9437 | 1074920000 | KDSW (KLIPPON DOUBLE SEAL SWA EX CABLE GLAND) CABLE GLANDS M 50 16 MM SINGLE-WIRE ARMOURING LEAD SHEATH ARMOURING 2 - 2.5 MM OD MIN. 41.4 - OD MAX. 48.5 MM ID MIN. 36.50 - ID MAX. 44.10 MM IP66 IP68 - 2.5 BAR NICKEL-PLATED | 8
9438 | 1074930000 | KDSW (KLIPPON DOUBLE SEAL SWA EX CABLE GLAND) CABLE GLANDS M 50 16 MM SINGLE-WIRE ARMOURING LEAD SHEATH ARMOURING 2 - 2.5 MM OD MIN. 45.7 - OD MAX. 53.2 MM ID MIN. 36.50 - ID MAX. 44.10 MM IP66 IP68 - 2.5 BAR NICKEL-PLATED | 8
9439 | 1074940000 | KDSW (KLIPPON DOUBLE SEAL SWA EX CABLE GLAND) CABLE GLANDS M 63 19 MM SINGLE-WIRE ARMOURING LEAD SHEATH ARMOURING 2.5 - OD MIN. 47.5 - OD MAX. 54.8 MM ID MIN. 42.50 - ID MAX. 50.10 MM IP66 IP68 - 2.5 BAR NICKEL-PLATED | 8
9440 | 1074950000 | KDSW (KLIPPON DOUBLE SEAL SWA EX CABLE GLAND) CABLE GLANDS M 63 19 MM SINGLE-WIRE ARMOURING LEAD SHEATH ARMOURING 2.5 - OD MIN. 52.1 - OD MAX. 59.5 MM ID MIN. 42.50 - ID MAX. 50.10 MM IP66 IP68 - 2.5 BAR NICKEL-PLATED | 8
9441 | 1074960000 | KDSW (KLIPPON DOUBLE SEAL SWA EX CABLE GLAND) CABLE GLANDS M 63 19 MM SINGLE-WIRE ARMOURING LEAD SHEATH ARMOURING 2.5 - OD MIN. 53.8 - OD MAX. 61.2 MM ID MIN. 49.50 - ID MAX. 56.00 MM IP66 IP68 - 2.5 BAR NICKEL-PLATED | 8
9442 | 1074970000 | KDSW (KLIPPON DOUBLE SEAL SWA EX CABLE GLAND) CABLE GLANDS M 63 19 MM SINGLE-WIRE ARMOURING LEAD SHEATH ARMOURING 2.5 - OD MIN. 58.4 - OD MAX. 65.8 MM ID MIN. 49.50 - ID MAX. 56.00 MM IP66 IP68 - 2.5 BAR NICKEL-PLATED | 8
9443 | 1074980000 | KDSW (KLIPPON DOUBLE SEAL SWA EX CABLE GLAND) CABLE GLANDS M 75 19 MM SINGLE-WIRE ARMOURING LEAD SHEATH ARMOURING 2.5 - OD MIN. 60.2 - OD MAX. 68 MM ID MIN. 54.50 - ID MAX. 62.00 MM IP66 IP68 - 2.5 BAR NICKEL-PLATED | 8
9444 | 1074990000 | KDSW (KLIPPON DOUBLE SEAL SWA EX CABLE GLAND) CABLE GLANDS M 75 19 MM SINGLE-WIRE ARMOURING LEAD SHEATH ARMOURING 2.5 - OD MIN. 64.8 - OD MAX. 72.2 MM ID MIN. 54.50 - ID MAX. 62.00 MM IP66 IP68 - 2.5 BAR NICKEL-PLATED | 8
9445 | 1075010000 | KDSW (KLIPPON DOUBLE SEAL SWA EX CABLE GLAND) CABLE GLANDS M 75 19 MM SINGLE-WIRE ARMOURING LEAD SHEATH ARMOURING 2.5 - OD MIN. 66.5 - OD MAX. 73.4 MM ID MIN. 60.50 - ID MAX. 68.00 MM IP66 IP68 - 2.5 BAR NICKEL-PLATED | 8
9446 | 1075020000 | KDSW (KLIPPON DOUBLE SEAL SWA EX CABLE GLAND) CABLE GLANDS M 75 19 MM SINGLE-WIRE ARMOURING LEAD SHEATH ARMOURING 2.5 - OD MIN. 71.1 - OD MAX. 78 MM ID MIN. 60.50 - ID MAX. 68.00 MM IP66 IP68 - 2.5 BAR NICKEL-PLATED | 8
9447 | 1075160000 | KDSW (KLIPPON DOUBLE SEAL SWA EX CABLE GLAND) CABLE GLANDS M 50 16 MM SINGLE-WIRE ARMOURING 2 - 2.5 MM OD MIN. 34.8 - OD MAX. 42.4 MM ID MIN. 31.50 - ID MAX. 38.20 MM IP66 IP68 - 2.5 BAR NICKEL-PLATED | 8
9448 | 1075170000 | KDSW (KLIPPON DOUBLE SEAL SWA EX CABLE GLAND) CABLE GLANDS M 50 16 MM SINGLE-WIRE ARMOURING 2 - 2.5 MM OD MIN. 39.4 - OD MAX. 46.7 MM ID MIN. 31.50 - ID MAX. 38.20 MM IP66 IP68 - 2.5 BAR NICKEL-PLATED | 8
9449 | 1075180000 | KDSW (KLIPPON DOUBLE SEAL SWA EX CABLE GLAND) CABLE GLANDS M 50 16 MM SINGLE-WIRE ARMOURING 2 - 2.5 MM OD MIN. 41.1 - OD MAX. 48.5 MM ID MIN. 36.50 - ID MAX. 44.10 MM IP66 IP68 - 2.5 BAR NICKEL-PLATED | 8
9450 | 1075190000 | KDSW (KLIPPON DOUBLE SEAL SWA EX CABLE GLAND) CABLE GLANDS M 50 16 MM SINGLE-WIRE ARMOURING 2 - 2.5 MM OD MIN. 45.7 - OD MAX. 53.2 MM ID MIN. 36.50 - ID MAX. 44.10 MM IP66 IP68 - 2.5 BAR NICKEL-PLATED | 8
9451 | 1075210000 | KDSW (KLIPPON DOUBLE SEAL SWA EX CABLE GLAND) CABLE GLANDS M 63 19 MM SINGLE-WIRE ARMOURING 2.5 - OD MIN. 47.5 - OD MAX. 54.8 MM ID MIN. 42.50 - ID MAX. 50.10 MM IP66 IP68 - 2.5 BAR NICKEL-PLATED | 8
9452 | 1075220000 | KDSW (KLIPPON DOUBLE SEAL SWA EX CABLE GLAND) CABLE GLANDS M 63 19 MM SINGLE-WIRE ARMOURING 2.5 - OD MIN. 52.1 - OD MAX. 59.5 MM ID MIN. 42.50 - ID MAX. 50.10 MM IP66 IP68 - 2.5 BAR NICKEL-PLATED | 8
9453 | 1075230000 | KDSW (KLIPPON DOUBLE SEAL SWA EX CABLE GLAND) CABLE GLANDS M 63 19 MM SINGLE-WIRE ARMOURING 2.5 - OD MIN. 53.8 - OD MAX. 61.2 MM ID MIN. 49.50 - ID MAX. 56.00 MM IP66 IP68 - 2.5 BAR NICKEL-PLATED | 8
9454 | 1075240000 | KDSW (KLIPPON DOUBLE SEAL SWA EX CABLE GLAND) CABLE GLANDS M 63 19 MM SINGLE-WIRE ARMOURING 2.5 - OD MIN. 58.4 - OD MAX. 65.8 MM ID MIN. 49.50 - ID MAX. 56.00 MM IP66 IP68 - 2.5 BAR NICKEL-PLATED | 8
9455 | 1075250000 | KDSW (KLIPPON DOUBLE SEAL SWA EX CABLE GLAND) CABLE GLANDS M 75 19 MM SINGLE-WIRE ARMOURING 2.5 - OD MIN. 60.2 - OD MAX. 68 MM ID MIN. 54.50 - ID MAX. 62.00 MM IP66 IP68 - 2.5 BAR NICKEL-PLATED | 8
9456 | 1075260000 | KDSW (KLIPPON DOUBLE SEAL SWA EX CABLE GLAND) CABLE GLANDS M 75 19 MM SINGLE-WIRE ARMOURING 2.5 - OD MIN. 64.8 - OD MAX. 72.2 MM ID MIN. 54.50 - ID MAX. 62.00 MM IP66 IP68 - 2.5 BAR NICKEL-PLATED | 8
9457 | 1075270000 | KDSW (KLIPPON DOUBLE SEAL SWA EX CABLE GLAND) CABLE GLANDS M 75 19 MM SINGLE-WIRE ARMOURING 2.5 - OD MIN. 66.5 - OD MAX. 73.4 MM ID MIN. 60.50 - ID MAX. 68.00 MM IP66 IP68 - 2.5 BAR NICKEL-PLATED | 8
9458 | 1075280000 | KDSW (KLIPPON DOUBLE SEAL SWA EX CABLE GLAND) CABLE GLANDS M 75 19 MM SINGLE-WIRE ARMOURING 2.5 - OD MIN. 71.1 - OD MAX. 78 MM ID MIN. 60.50 - ID MAX. 68.00 MM IP66 IP68 - 2.5 BAR NICKEL-PLATED | 8
9459 | 1075330000 | KSG (KLIPPON SDARD EX CABLE GLAND) CABLE GLANDS M 75 19 MM OD MIN. 52.1 - OD MAX. 62 MM IP66 IP68 - 2.5 BAR | 8
9460 | 1075340000 | KSG (KLIPPON SDARD EX CABLE GLAND) CABLE GLANDS M 75 19 MM OD MIN. 58 - OD MAX. 68 MM IP66 IP68 - 2.5 BAR | 8
9461 | 1075350000 | KSG (KLIPPON SDARD EX CABLE GLAND) CABLE GLANDS M 75 19 MM OD MIN. 52.1 - OD MAX. 62 MM IP66 IP68 - 2.5 BAR NICKEL-PLATED | 8
9462 | 1075360000 | KSG (KLIPPON SDARD EX CABLE GLAND) CABLE GLANDS M 75 19 MM OD MIN. 58 - OD MAX. 68 MM IP66 IP68 - 2.5 BAR NICKEL-PLATED | 8
9463 | 1076180000 | KDSU (KLIPPON DOUBLE SEAL UNIVERSAL EX CABLE GLAND) CABLE GLANDS M 50 16 MM SINGLE-WIRE ARMOURING METAL FOIL ARMOURING BRAIDED ARMOURING 0.1 - 2.5 MM OD MIN. 34.8 - OD MAX. 42.4 MM ID MIN. 28.10 - ID MAX. 38.20 MM IP66 IP68 - 2.5 BAR | 8
9464 | 1076190000 | KDSU (KLIPPON DOUBLE SEAL UNIVERSAL EX CABLE GLAND) CABLE GLANDS M 50 16 MM SINGLE-WIRE ARMOURING METAL FOIL ARMOURING BRAIDED ARMOURING 0.1 - 2.5 MM OD MIN. 41.1 - OD MAX. 48.5 MM ID MIN. 33.10 - ID MAX. 44.10 MM IP66 IP68 - 2.5 BAR | 8
9465 | 1076200000 | KDSU (KLIPPON DOUBLE SEAL UNIVERSAL EX CABLE GLAND) CABLE GLANDS M 63 19 MM SINGLE-WIRE ARMOURING METAL FOIL ARMOURING BRAIDED ARMOURING 0.1 - 2.5 MM OD MIN. 47.5 - OD MAX. 54.8 MM ID MIN. 39.20 - ID MAX. 50.10 MM IP66 IP68 - 2.5 BAR | 8
9466 | 1076210000 | KDSU (KLIPPON DOUBLE SEAL UNIVERSAL EX CABLE GLAND) CABLE GLANDS M 63 19 MM SINGLE-WIRE ARMOURING METAL FOIL ARMOURING BRAIDED ARMOURING 0.1 - 2.5 MM OD MIN. 53.8 - OD MAX. 61.2 MM ID MIN. 46.70 - ID MAX. 56.00 MM IP66 IP68 - 2.5 BAR | 8
9467 | 1076220000 | KDSU (KLIPPON DOUBLE SEAL UNIVERSAL EX CABLE GLAND) CABLE GLANDS M 75 19 MM SINGLE-WIRE ARMOURING METAL FOIL ARMOURING BRAIDED ARMOURING 0.1 - 2.5 MM OD MIN. 60.2 - OD MAX. 68 MM ID MIN. 52.10 - ID MAX. 62.00 MM IP66 IP68 - 2.5 BAR | 8
9468 | 1076230000 | KDSU (KLIPPON DOUBLE SEAL UNIVERSAL EX CABLE GLAND) CABLE GLANDS M 75 19 MM SINGLE-WIRE ARMOURING METAL FOIL ARMOURING BRAIDED ARMOURING 0.1 - 2.5 MM OD MIN. 64.8 - OD MAX. 72.2 MM ID MIN. 52.10 - ID MAX. 62.00 MM IP66 IP68 - 2.5 BAR | 8
9469 | 1076240000 | KDSU (KLIPPON DOUBLE SEAL UNIVERSAL EX CABLE GLAND) CABLE GLANDS M 75 19 MM SINGLE-WIRE ARMOURING METAL FOIL ARMOURING BRAIDED ARMOURING 0.1 - 2.5 MM OD MIN. 66.5 - OD MAX. 73.4 MM ID MIN. 58.00 - ID MAX. 68.00 MM IP66 IP68 - 2.5 BAR | 8
9470 | 1076260000 | KDSU (KLIPPON DOUBLE SEAL UNIVERSAL EX CABLE GLAND) CABLE GLANDS M 75 19 MM SINGLE-WIRE ARMOURING METAL FOIL ARMOURING BRAIDED ARMOURING 0.1 - 2.5 MM OD MIN. 71.1 - OD MAX. 78 MM ID MIN. 58.00 - ID MAX. 68.00 MM IP66 IP68 - 2.5 BAR | 8
9471 | 1076380000 | KDSW (KLIPPON DOUBLE SEAL SWA EX CABLE GLAND) CABLE GLANDS M 50 16 MM SINGLE-WIRE ARMOURING LEAD SHEATH ARMOURING 2 - 2.5 MM OD MIN. 34.8 - OD MAX. 42.4 MM ID MIN. 31.50 - ID MAX. 38.20 MM IP66 IP68 - 2.5 BAR | 8
9472 | 1076390000 | KDSW (KLIPPON DOUBLE SEAL SWA EX CABLE GLAND) CABLE GLANDS M 50 16 MM SINGLE-WIRE ARMOURING LEAD SHEATH ARMOURING 2 - 2.5 MM OD MIN. 39.4 - OD MAX. 46.7 MM ID MIN. 31.50 - ID MAX. 38.20 MM IP66 IP68 - 2.5 BAR | 8
9473 | 1076400000 | KDSW (KLIPPON DOUBLE SEAL SWA EX CABLE GLAND) CABLE GLANDS M 50 16 MM SINGLE-WIRE ARMOURING LEAD SHEATH ARMOURING 2 - 2.5 MM OD MIN. 41.1 - OD MAX. 48.5 MM ID MIN. 36.50 - ID MAX. 44.10 MM IP66 IP68 - 2.5 BAR | 8
9474 | 1076410000 | KDSW (KLIPPON DOUBLE SEAL SWA EX CABLE GLAND) CABLE GLANDS M 50 16 MM SINGLE-WIRE ARMOURING LEAD SHEATH ARMOURING 2 - 2.5 MM OD MIN. 45.7 - OD MAX. 53.2 MM ID MIN. 36.50 - ID MAX. 44.10 MM IP66 IP68 - 2.5 BAR | 8
9475 | 1076420000 | KDSW (KLIPPON DOUBLE SEAL SWA EX CABLE GLAND) CABLE GLANDS M 63 19 MM SINGLE-WIRE ARMOURING LEAD SHEATH ARMOURING 2.5 - OD MIN. 47.5 - OD MAX. 54.8 MM ID MIN. 42.50 - ID MAX. 50.10 MM IP66 IP68 - 2.5 BAR | 8
9476 | 1076430000 | KDSW (KLIPPON DOUBLE SEAL SWA EX CABLE GLAND) CABLE GLANDS M 63 19 MM SINGLE-WIRE ARMOURING LEAD SHEATH ARMOURING 2.5 - OD MIN. 52.1 - OD MAX. 59.5 MM ID MIN. 42.50 - ID MAX. 50.10 MM IP66 IP68 - 2.5 BAR | 8
9477 | 1076440000 | KDSW (KLIPPON DOUBLE SEAL SWA EX CABLE GLAND) CABLE GLANDS M 63 19 MM SINGLE-WIRE ARMOURING LEAD SHEATH ARMOURING 2.5 - OD MIN. 53.8 - OD MAX. 61.2 MM ID MIN. 49.50 - ID MAX. 56.00 MM IP66 IP68 - 2.5 BAR | 8
9478 | 1076450000 | KDSW (KLIPPON DOUBLE SEAL SWA EX CABLE GLAND) CABLE GLANDS M 63 19 MM SINGLE-WIRE ARMOURING LEAD SHEATH ARMOURING 2.5 - OD MIN. 58.4 - OD MAX. 65.8 MM ID MIN. 49.50 - ID MAX. 56.00 MM IP66 IP68 - 2.5 BAR | 8
9479 | 1076460000 | KDSW (KLIPPON DOUBLE SEAL SWA EX CABLE GLAND) CABLE GLANDS M 75 19 MM SINGLE-WIRE ARMOURING LEAD SHEATH ARMOURING 2.5 - OD MIN. 60.2 - OD MAX. 68 MM ID MIN. 54.50 - ID MAX. 62.00 MM IP66 IP68 - 2.5 BAR | 8
9480 | 1076470000 | KDSW (KLIPPON DOUBLE SEAL SWA EX CABLE GLAND) CABLE GLANDS M 75 19 MM SINGLE-WIRE ARMOURING LEAD SHEATH ARMOURING 2.5 - OD MIN. 64.8 - OD MAX. 72.2 MM ID MIN. 54.50 - ID MAX. 62.00 MM IP66 IP68 - 2.5 BAR | 8
9481 | 1076480000 | KDSW (KLIPPON DOUBLE SEAL SWA EX CABLE GLAND) CABLE GLANDS M 75 19 MM SINGLE-WIRE ARMOURING LEAD SHEATH ARMOURING 2.5 - OD MIN. 66.5 - OD MAX. 73.4 MM ID MIN. 60.50 - ID MAX. 68.00 MM IP66 IP68 - 2.5 BAR | 8
9482 | 1076490000 | KDSW (KLIPPON DOUBLE SEAL SWA EX CABLE GLAND) CABLE GLANDS M 75 19 MM SINGLE-WIRE ARMOURING LEAD SHEATH ARMOURING 2.5 - OD MIN. 71.1 - OD MAX. 78 MM ID MIN. 60.50 - ID MAX. 68.00 MM IP66 IP68 - 2.5 BAR | 8
9483 | 1083360000 | KDSU (KLIPPON DOUBLE SEAL UNIVERSAL EX CABLE GLAND) CABLE GLANDS M 50 16 MM SINGLE-WIRE ARMOURING METAL FOIL ARMOURING BRAIDED ARMOURING 0.1 - 2.5 MM OD MIN. 34.8 - OD MAX. 42.4 MM ID MIN. 28.10 - ID MAX. 38.20 MM IP66 IP68 - 2.5 BAR NICKEL-PLATED | 8
9484 | 1083370000 | KDSU (KLIPPON DOUBLE SEAL UNIVERSAL EX CABLE GLAND) CABLE GLANDS M 50 16 MM SINGLE-WIRE ARMOURING METAL FOIL ARMOURING BRAIDED ARMOURING 0.1 - 2.5 MM OD MIN. 41.1 - OD MAX. 48.5 MM ID MIN. 33.10 - ID MAX. 44.10 MM IP66 IP68 - 2.5 BAR NICKEL-PLATED | 8
9485 | 1083380000 | KDSU (KLIPPON DOUBLE SEAL UNIVERSAL EX CABLE GLAND) CABLE GLANDS M 63 19 MM SINGLE-WIRE ARMOURING METAL FOIL ARMOURING BRAIDED ARMOURING 0.1 - 2.5 MM OD MIN. 47.5 - OD MAX. 54.8 MM ID MIN. 39.20 - ID MAX. 50.10 MM IP66 IP68 - 2.5 BAR NICKEL-PLATED | 8
9486 | 1083390000 | KDSU (KLIPPON DOUBLE SEAL UNIVERSAL EX CABLE GLAND) CABLE GLANDS M 63 16 MM SINGLE-WIRE ARMOURING METAL FOIL ARMOURING BRAIDED ARMOURING 0.1 - 2.5 MM OD MIN. 53.8 - OD MAX. 61.2 MM ID MIN. 46.70 - ID MAX. 56.00 MM IP66 IP68 - 2.5 BAR NICKEL-PLATED | 8
9487 | 1083400000 | KDSU (KLIPPON DOUBLE SEAL UNIVERSAL EX CABLE GLAND) CABLE GLANDS M 75 19 MM SINGLE-WIRE ARMOURING METAL FOIL ARMOURING BRAIDED ARMOURING 0.1 - 2.5 MM OD MIN. 60.2 - OD MAX. 68 MM ID MIN. 52.10 - ID MAX. 62.00 MM IP66 IP68 - 2.5 BAR NICKEL-PLATED | 8
9488 | 1083410000 | KDSU (KLIPPON DOUBLE SEAL UNIVERSAL EX CABLE GLAND) CABLE GLANDS M 75 19 MM SINGLE-WIRE ARMOURING METAL FOIL ARMOURING BRAIDED ARMOURING 0.1 - 2.5 MM OD MIN. 64.8 - OD MAX. 72.2 MM ID MIN. 52.10 - ID MAX. 62.00 MM IP66 IP68 - 2.5 BAR NICKEL-PLATED | 8
9489 | 1083420000 | KDSU (KLIPPON DOUBLE SEAL UNIVERSAL EX CABLE GLAND) CABLE GLANDS M 75 19 MM SINGLE-WIRE ARMOURING METAL FOIL ARMOURING BRAIDED ARMOURING 0.1 - 2.5 MM OD MIN. 66.5 - OD MAX. 73.4 MM ID MIN. 58.00 - ID MAX. 68.00 MM IP66 IP68 - 2.5 BAR NICKEL-PLATED | 8
9490 | 1083430000 | KDSU (KLIPPON DOUBLE SEAL UNIVERSAL EX CABLE GLAND) CABLE GLANDS M 75 19 MM SINGLE-WIRE ARMOURING METAL FOIL ARMOURING BRAIDED ARMOURING 0.1 - 2.5 MM OD MIN. 71.1 - OD MAX. 78 MM ID MIN. 58.00 - ID MAX. 68.00 MM IP66 IP68 - 2.5 BAR NICKEL-PLATED | 8
9491 | 1095220000 | KUB (KLIPPON UNIVERSAL DIE-CAST EX CABLE GLAND) CABLE GLANDS M 50 16 MM SINGLE-WIRE ARMOURING METAL FOIL ARMOURING BRAIDED ARMOURING 0.1 - 2.5 MM OD MIN. 34.8 - OD MAX. 42.4 MM ID MAX. 38.20 MM IP68 - 10 BAR NICKEL-PLATED | 8
9492 | 1095230000 | KUB (KLIPPON UNIVERSAL DIE-CAST EX CABLE GLAND) CABLE GLANDS M 50 16 MM SINGLE-WIRE ARMOURING METAL FOIL ARMOURING BRAIDED ARMOURING 0.1 - 2.5 MM OD MIN. 39.4 - OD MAX. 46.7 MM ID MAX. 38.20 MM IP68 - 10 BAR NICKEL-PLATED | 8
9493 | 1095240000 | KUB (KLIPPON UNIVERSAL DIE-CAST EX CABLE GLAND) CABLE GLANDS M 50 16 MM SINGLE-WIRE ARMOURING METAL FOIL ARMOURING BRAIDED ARMOURING 0.1 - 2.5 MM OD MIN. 41.1 - OD MAX. 48.5 MM ID MAX. 44.10 MM IP68 - 10 BAR NICKEL-PLATED | 8
9494 | 1095250000 | KUB (KLIPPON UNIVERSAL DIE-CAST EX CABLE GLAND) CABLE GLANDS M 50 16 MM SINGLE-WIRE ARMOURING METAL FOIL ARMOURING BRAIDED ARMOURING 0.1 - 2.5 MM OD MIN. 45.7 - OD MAX. 53.2 MM ID MAX. 44.10 MM IP68 - 10 BAR NICKEL-PLATED | 8
9495 | 1095260000 | KUB (KLIPPON UNIVERSAL DIE-CAST EX CABLE GLAND) CABLE GLANDS M 63 19 MM SINGLE-WIRE ARMOURING METAL FOIL ARMOURING BRAIDED ARMOURING 0.1 - 2.5 MM OD MIN. 47.5 - OD MAX. 54.8 MM ID MAX. 50.10 MM IP68 - 10 BAR NICKEL-PLATED | 8
9496 | 1095270000 | KUB (KLIPPON UNIVERSAL DIE-CAST EX CABLE GLAND) CABLE GLANDS M 63 19 MM SINGLE-WIRE ARMOURING METAL FOIL ARMOURING BRAIDED ARMOURING 0.1 - 2.5 MM OD MIN. 52.1 - OD MAX. 59.5 MM ID MAX. 50.10 MM IP68 - 10 BAR NICKEL-PLATED | 8
9497 | 1095280000 | KUB (KLIPPON UNIVERSAL DIE-CAST EX CABLE GLAND) CABLE GLANDS M 63 19 MM SINGLE-WIRE ARMOURING METAL FOIL ARMOURING BRAIDED ARMOURING 0.1 - 2.5 MM OD MIN. 53.8 - OD MAX. 61.2 MM ID MAX. 56.00 MM IP68 - 10 BAR NICKEL-PLATED | 8
9498 | 1095290000 | KUB (KLIPPON UNIVERSAL DIE-CAST EX CABLE GLAND) CABLE GLANDS M 63 19 MM SINGLE-WIRE ARMOURING METAL FOIL ARMOURING BRAIDED ARMOURING 0.1 - 2.5 MM OD MIN. 58.4 - OD MAX. 65.8 MM ID MAX. 56.00 MM IP68 - 10 BAR NICKEL-PLATED | 8
9499 | 1095300000 | KUB (KLIPPON UNIVERSAL DIE-CAST EX CABLE GLAND) CABLE GLANDS M 75 19 MM SINGLE-WIRE ARMOURING METAL FOIL ARMOURING BRAIDED ARMOURING 0.1 - 2.5 MM OD MIN. 60.2 - OD MAX. 68 MM ID MAX. 62.00 MM IP68 - 10 BAR NICKEL-PLATED | 8
9500 | 1095310000 | KUB (KLIPPON UNIVERSAL DIE-CAST EX CABLE GLAND) CABLE GLANDS M 75 19 MM SINGLE-WIRE ARMOURING METAL FOIL ARMOURING BRAIDED ARMOURING 0.1 - 2.5 MM OD MIN. 64.8 - OD MAX. 72.2 MM ID MAX. 62.00 MM IP68 - 10 BAR NICKEL-PLATED | 8
9501 | 1095320000 | KUB (KLIPPON UNIVERSAL DIE-CAST EX CABLE GLAND) CABLE GLANDS M 75 19 MM SINGLE-WIRE ARMOURING METAL FOIL ARMOURING BRAIDED ARMOURING 0.1 - 2.5 MM OD MIN. 66.5 - OD MAX. 73.4 MM ID MAX. 68.00 MM IP68 - 10 BAR NICKEL-PLATED | 8
9502 | 1095330000 | KUB (KLIPPON UNIVERSAL DIE-CAST EX CABLE GLAND) CABLE GLANDS M 75 19 MM SINGLE-WIRE ARMOURING METAL FOIL ARMOURING BRAIDED ARMOURING 0.1 - 2.5 MM OD MIN. 71.1 - OD MAX. 78 MM ID MAX. 68.00 MM IP68 - 10 BAR NICKEL-PLATED | 8
9503 | 1095460000 | KUB (KLIPPON UNIVERSAL DIE-CAST EX CABLE GLAND) CABLE GLANDS M 50 16 MM SINGLE-WIRE ARMOURING METAL FOIL ARMOURING BRAIDED ARMOURING 0.1 - 2.5 MM OD MIN. 34.8 - OD MAX. 42.4 MM ID MAX. 38.20 MM IP68 - 10 BAR | 8
9504 | 1095470000 | KUB (KLIPPON UNIVERSAL DIE-CAST EX CABLE GLAND) CABLE GLANDS M 50 16 MM SINGLE-WIRE ARMOURING METAL FOIL ARMOURING BRAIDED ARMOURING 0.1 - 2.5 MM OD MIN. 39.4 - OD MAX. 46.7 MM ID MAX. 38.20 MM IP68 - 10 BAR | 8
9505 | 1095480000 | KUB (KLIPPON UNIVERSAL DIE-CAST EX CABLE GLAND) CABLE GLANDS M 50 16 MM SINGLE-WIRE ARMOURING METAL FOIL ARMOURING BRAIDED ARMOURING 0.1 - 2.5 MM OD MIN. 41.1 - OD MAX. 48.5 MM ID MAX. 44.10 MM IP68 - 10 BAR | 8
9506 | 1095490000 | KUB (KLIPPON UNIVERSAL DIE-CAST EX CABLE GLAND) CABLE GLANDS M 50 16 MM SINGLE-WIRE ARMOURING METAL FOIL ARMOURING BRAIDED ARMOURING 0.1 - 2.5 MM OD MIN. 45.7 - OD MAX. 53.2 MM ID MAX. 44.10 MM IP68 - 10 BAR | 8
9507 | 1095500000 | KUB (KLIPPON UNIVERSAL DIE-CAST EX CABLE GLAND) CABLE GLANDS M 63 19 MM SINGLE-WIRE ARMOURING METAL FOIL ARMOURING BRAIDED ARMOURING 0.1 - 2.5 MM OD MIN. 47.5 - OD MAX. 54.8 MM ID MAX. 50.10 MM IP68 - 10 BAR | 8
9508 | 1095510000 | KUB (KLIPPON UNIVERSAL DIE-CAST EX CABLE GLAND) CABLE GLANDS M 63 19 MM SINGLE-WIRE ARMOURING METAL FOIL ARMOURING BRAIDED ARMOURING 0.1 - 2.5 MM OD MIN. 52.1 - OD MAX. 59.5 MM ID MAX. 50.10 MM IP68 - 10 BAR | 8
9509 | 1095520000 | KUB (KLIPPON UNIVERSAL DIE-CAST EX CABLE GLAND) CABLE GLANDS M 63 19 MM SINGLE-WIRE ARMOURING METAL FOIL ARMOURING BRAIDED ARMOURING 0.1 - 2.5 MM OD MIN. 53.8 - OD MAX. 61.2 MM ID MAX. 56.00 MM IP68 - 10 BAR | 8
9510 | 1095530000 | KUB (KLIPPON UNIVERSAL DIE-CAST EX CABLE GLAND) CABLE GLANDS M 63 19 MM SINGLE-WIRE ARMOURING METAL FOIL ARMOURING BRAIDED ARMOURING 0.1 - 2.5 MM OD MIN. 58.4 - OD MAX. 65.8 MM ID MAX. 56.00 MM IP68 - 10 BAR | 8
9511 | 1095540000 | KUB (KLIPPON UNIVERSAL DIE-CAST EX CABLE GLAND) CABLE GLANDS M 75 19 MM SINGLE-WIRE ARMOURING METAL FOIL ARMOURING BRAIDED ARMOURING 0.1 - 2.5 MM OD MIN. 60.2 - OD MAX. 68 MM ID MAX. 62.00 MM IP68 - 10 BAR | 8
9512 | 1095550000 | KUB (KLIPPON UNIVERSAL DIE-CAST EX CABLE GLAND) CABLE GLANDS M 75 19 MM SINGLE-WIRE ARMOURING METAL FOIL ARMOURING BRAIDED ARMOURING 0.1 - 2.5 MM OD MIN. 64.8 - OD MAX. 72.2 MM ID MAX. 62.00 MM IP68 - 10 BAR | 8
9513 | 1095560000 | KUB (KLIPPON UNIVERSAL DIE-CAST EX CABLE GLAND) CABLE GLANDS M 75 19 MM SINGLE-WIRE ARMOURING METAL FOIL ARMOURING BRAIDED ARMOURING 0.1 - 2.5 MM OD MIN. 66.5 - OD MAX. 73.4 MM ID MAX. 68.00 MM IP68 - 10 BAR | 8
9514 | 1095570000 | KUB (KLIPPON UNIVERSAL DIE-CAST EX CABLE GLAND) CABLE GLANDS M 75 19 MM SINGLE-WIRE ARMOURING METAL FOIL ARMOURING BRAIDED ARMOURING 0.1 - 2.5 MM OD MIN. 71.1 - OD MAX. 78 MM ID MAX. 68.00 MM IP68 - 10 BAR | 8
9515 | 1126610000 | INTERFACE RS ELCO ELCO PLUG-IN CONNECTOR 20 LP2N 5.08MM | 150
9516 | 1126620000 | INTERFACE RS ELCO ELCO PLUG-IN CONNECTOR 20 LM2NZF 5.08MM | 150
9517 | 1126630000 | INTERFACE RS ELCO ELCO PLUG-IN CONNECTOR 20 LP2N 5.08MM | 150
9518 | 1126650000 | INTERFACE RS ELCO ELCO PLUG-IN CONNECTOR 38 LP2N 5.08MM | 150
9519 | 1126660000 | INTERFACE RS ELCO ELCO PLUG-IN CONNECTOR 38 LM2NZF 5.08MM | 150
9520 | 1126670000 | INTERFACE RS ELCO ELCO PLUG-IN CONNECTOR 38 LP2N 5.08MM | 150
9521 | 1126680000 | INTERFACE RS ELCO ELCO PLUG-IN CONNECTOR 38 LM2NZF 5.08MM | 150
9522 | 1126690000 | INTERFACE RS ELCO ELCO PLUG-IN CONNECTOR 32 LP2N 5.08MM | 150
9523 | 1126730000 | INTERFACE RS ELCO ELCO PLUG-IN CONNECTOR 54 LP2N 5.08MM | 150
9524 | 1126750000 | INTERFACE RS ELCO ELCO PLUG-IN CONNECTOR 54 LP2N 5.08MM | 150
9525 | 1126780000 | INTERFACE RS ELCO ELCO PLUG-IN CONNECTOR 56 LM2NZF 5.08MM | 150
9526 | 1126790000 | INTERFACE RS ELCO ELCO PLUG-IN CONNECTOR 56 LP2N 5.08MM | 150
9527 | 1126810000 | INTERFACE RS ELCO ELCO PLUG-IN CONNECTOR 90 LL2N 5.08 MM | 150
9528 | 1126870000 | INTERFACE RS ELCO ELCO PLUG-IN CONNECTOR 90 LP2N 5.08MM | 150
9529 | 1126880000 | INTERFACE RS ELCO ELCO PLUG-IN CONNECTOR 90 LM2NZF 5.08MM | 150
9530 | 1127910000 | INTERFACE FAD SPECIFIC PLUG-IN CONNECTORS ACCORDING TO IEC 60603-13 / DIN 41651 20P | 89
9531 | 1127940000 | INTERFACE FAD SPECIFIC PLUG-IN CONNECTORS ACCORDING TO IEC 60603-13 / DIN 41651 40P | 89
9532 | 1128100000 | INTERFACE RS VERT 4 P SCREW CONNECTION | 488
9533 | 1128110000 | INTERFACE RS VERT 4 P TENSION-CLAMP CONNECTION | 695
9534 | 1128120000 | INTERFACE RS VERT 6 P SCREW CONNECTION | 488
9535 | 1128130000 | INTERFACE RS VERT 6 P TENSION-CLAMP CONNECTION | 695
9536 | 1128160000 | INTERFACE RSF PLC LED 1-WIRE SCREW CONNECTION | 84
9537 | 1128970000 | INTERFACE RSM PLC 8 RSS SCREW CONNECTION | 310
9538 | 1128980000 | INTERFACE RSM PLC 8 RSS TENSION-CLAMP CONNECTION | 268
9539 | 1128990000 | INTERFACE RSM PLC 8 WITH SWITCH RSS SCREW CONNECTION | 368
9540 | 1129000000 | INTERFACE RSM PLC 8 WITH SWITCH RSS TENSION-CLAMP CONNECTION | 268
9541 | 1129010000 | INTERFACE RSM PLC 16 RSS SCREW CONNECTION | 310
9542 | 1129020000 | INTERFACE RSM PLC 16 RSS TENSION-CLAMP CONNECTION | 268
9543 | 1129030000 | INTERFACE RSM PLC 16 WITH SWITCH RSS SCREW CONNECTION | 368
9544 | 1129040000 | INTERFACE RSM PLC 16 WITH SWITCH RSS TENSION-CLAMP CONNECTION | 268
9545 | 1129120000 | INTERFACE RSM PLC 16 WITH SWITCH RCL SCREW CONNECTION | 368
9546 | 1129130000 | INTERFACE RSM PLC 16 WITH SWITCH RCL TENSION-CLAMP CONNECTION | 268
9547 | 1131600000 | HDC ENCLOSURES SIZE: 8 PROTECTION DEGREE: IP65 (IN PLUGGED CONDITION) PLUG HOUSING SIDE-LOCKING CLAMP ON LOWER SIDE SDARD SIZE OF CABLE ENTRIES: M 40 | 6
9548 | 1135780000 | KDSX (KLIPPON DOUBLE SEALING SWB/STA EX CABLE GLAND) CABLE GLANDS M 50 16 MM BRAIDED ARMOURING 0.2 - 0.6 MM OD MIN. 34.8 - OD MAX. 42.4 MM ID MIN. 31.50 - ID MAX. 38.20 MM IP66 IP68 - 2.5 BAR | 8
9549 | 1135790000 | KDSX (KLIPPON DOUBLE SEALING SWB/STA EX CABLE GLAND) CABLE GLANDS M 50 16 MM BRAIDED ARMOURING 0.2 - 0.6 MM OD MIN. 39.4 - OD MAX. 46.7 MM ID MIN. 31.50 - ID MAX. 38.20 MM IP66 IP68 - 2.5 BAR | 8
9550 | 1135800000 | KDSX (KLIPPON DOUBLE SEALING SWB/STA EX CABLE GLAND) CABLE GLANDS M 50 16 MM BRAIDED ARMOURING 0.5 - 0.8 MM OD MIN. 41.1 - OD MAX. 48.5 MM ID MIN. 36.50 - ID MAX. 44.10 MM IP66 IP68 - 2.5 BAR | 8
9551 | 1135810000 | KDSX (KLIPPON DOUBLE SEALING SWB/STA EX CABLE GLAND) CABLE GLANDS M 50 16 MM BRAIDED ARMOURING 0.5 - 0.8 MM OD MIN. 45.7 - OD MAX. 53.2 MM ID MIN. 36.50 - ID MAX. 44.10 MM IP66 IP68 - 2.5 BAR | 8
9552 | 1135820000 | KDSX (KLIPPON DOUBLE SEALING SWB/STA EX CABLE GLAND) CABLE GLANDS M 63 19 MM BRAIDED ARMOURING 0.5 - 0.8 MM OD MIN. 47.5 - OD MAX. 54.8 MM ID MIN. 42.50 - ID MAX. 50.10 MM IP66 IP68 - 2.5 BAR | 8
9553 | 1135830000 | KDSX (KLIPPON DOUBLE SEALING SWB/STA EX CABLE GLAND) CABLE GLANDS M 63 19 MM BRAIDED ARMOURING 0.5 - 0.8 MM OD MIN. 52.1 - OD MAX. 59.5 MM ID MIN. 42.50 - ID MAX. 50.10 MM IP66 IP68 - 2.5 BAR | 8
9554 | 1135840000 | KDSX (KLIPPON DOUBLE SEALING SWB/STA EX CABLE GLAND) CABLE GLANDS M 63 19 MM BRAIDED ARMOURING 0.5 - 0.8 MM OD MIN. 53.8 - OD MAX. 61.2 MM ID MIN. 49.50 - ID MAX. 56.00 MM IP66 IP68 - 2.5 BAR | 8
9555 | 1135850000 | KDSX (KLIPPON DOUBLE SEALING SWB/STA EX CABLE GLAND) CABLE GLANDS M 63 19 MM BRAIDED ARMOURING 0.5 - 0.8 MM OD MIN. 58.4 - OD MAX. 65.8 MM ID MIN. 49.50 - ID MAX. 56.00 MM IP66 IP68 - 2.5 BAR | 8
9556 | 1135860000 | KDSX (KLIPPON DOUBLE SEALING SWB/STA EX CABLE GLAND) CABLE GLANDS M 75 19 MM BRAIDED ARMOURING 0.5 - 1 MM OD MIN. 60.2 - OD MAX. 68 MM ID MIN. 54.50 - ID MAX. 62.00 MM IP66 IP68 - 2.5 BAR | 8
9557 | 1135870000 | KDSX (KLIPPON DOUBLE SEALING SWB/STA EX CABLE GLAND) CABLE GLANDS M 75 19 MM BRAIDED ARMOURING 0.5 - 1 MM OD MIN. 64.8 - OD MAX. 72.2 MM ID MIN. 54.50 - ID MAX. 62.00 MM IP66 IP68 - 2.5 BAR | 8
9558 | 1135880000 | KDSX (KLIPPON DOUBLE SEALING SWB/STA EX CABLE GLAND) CABLE GLANDS M 75 19 MM BRAIDED ARMOURING 0.5 - 1 MM OD MIN. 66.5 - OD MAX. 73.4 MM ID MIN. 60.50 - ID MAX. 68.00 MM IP66 IP68 - 2.5 BAR | 8
9559 | 1135890000 | KDSX (KLIPPON DOUBLE SEALING SWB/STA EX CABLE GLAND) CABLE GLANDS M 75 19 MM BRAIDED ARMOURING 0.5 - 1 MM OD MIN. 71.1 - OD MAX. 78 MM ID MIN. 60.50 - ID MAX. 68.00 MM IP66 IP68 - 2.5 BAR | 8
9560 | 1135910000 | KDSX (KLIPPON DOUBLE SEALING SWB/STA EX CABLE GLAND) CABLE GLANDS M 20 16 MM BRAIDED ARMOURING 0.15 - 0.35 MM OD MIN. 4.9 - OD MAX. 10.3 MM ID MIN. 3.50 - ID MAX. 8.40 MM IP66 IP68 - 2.5 BAR NICKEL-PLATED | 8
9561 | 1136030000 | KDSX (KLIPPON DOUBLE SEALING SWB/STA EX CABLE GLAND) CABLE GLANDS M 50 16 MM BRAIDED ARMOURING 0.2 - 0.6 MM OD MIN. 34.8 - OD MAX. 42.4 MM ID MIN. 31.50 - ID MAX. 38.20 MM IP66 IP68 - 2.5 BAR NICKEL-PLATED | 8
9562 | 1136040000 | KDSX (KLIPPON DOUBLE SEALING SWB/STA EX CABLE GLAND) CABLE GLANDS M 50 16 MM BRAIDED ARMOURING 0.2 - 0.6 MM OD MIN. 39.4 - OD MAX. 46.7 MM ID MIN. 31.50 - ID MAX. 38.20 MM IP66 IP68 - 2.5 BAR NICKEL-PLATED | 8
9563 | 1136050000 | KDSX (KLIPPON DOUBLE SEALING SWB/STA EX CABLE GLAND) CABLE GLANDS M 50 16 MM BRAIDED ARMOURING 0.5 - 0.8 MM OD MIN. 41.1 - OD MAX. 48.5 MM ID MIN. 36.50 - ID MAX. 44.10 MM IP66 IP68 - 2.5 BAR NICKEL-PLATED | 8
9564 | 1136060000 | KDSX (KLIPPON DOUBLE SEALING SWB/STA EX CABLE GLAND) CABLE GLANDS M 50 16 MM BRAIDED ARMOURING 0.5 - 0.8 MM OD MIN. 45.7 - OD MAX. 53.2 MM ID MIN. 36.50 - ID MAX. 44.10 MM IP66 IP68 - 2.5 BAR NICKEL-PLATED | 8
9565 | 1136070000 | KDSX (KLIPPON DOUBLE SEALING SWB/STA EX CABLE GLAND) CABLE GLANDS M 63 19 MM BRAIDED ARMOURING 0.5 - 0.8 MM OD MIN. 47.5 - OD MAX. 54.8 MM ID MIN. 42.50 - ID MAX. 50.10 MM IP66 IP68 - 2.5 BAR NICKEL-PLATED | 8
9566 | 1136080000 | KDSX (KLIPPON DOUBLE SEALING SWB/STA EX CABLE GLAND) CABLE GLANDS M 63 19 MM BRAIDED ARMOURING 0.5 - 0.8 MM OD MIN. 52.1 - OD MAX. 59.5 MM ID MIN. 42.50 - ID MAX. 50.10 MM IP66 IP68 - 2.5 BAR NICKEL-PLATED | 8
9567 | 1136090000 | KDSX (KLIPPON DOUBLE SEALING SWB/STA EX CABLE GLAND) CABLE GLANDS M 63 19 MM BRAIDED ARMOURING 0.5 - 0.8 MM OD MIN. 53.8 - OD MAX. 61.2 MM ID MIN. 49.50 - ID MAX. 56.00 MM IP66 IP68 - 2.5 BAR NICKEL-PLATED | 8
9568 | 1136110000 | KDSX (KLIPPON DOUBLE SEALING SWB/STA EX CABLE GLAND) CABLE GLANDS M 63 19 MM BRAIDED ARMOURING 0.5 - 0.8 MM OD MIN. 58.4 - OD MAX. 65.8 MM ID MIN. 49.50 - ID MAX. 56.00 MM IP66 IP68 - 2.5 BAR NICKEL-PLATED | 8
9569 | 1136120000 | KDSX (KLIPPON DOUBLE SEALING SWB/STA EX CABLE GLAND) CABLE GLANDS M 75 19 MM BRAIDED ARMOURING 0.5 - 1 MM OD MIN. 60.2 - OD MAX. 68 MM ID MIN. 54.50 - ID MAX. 62.00 MM IP66 IP68 - 2.5 BAR NICKEL-PLATED | 8
9570 | 1136130000 | KDSX (KLIPPON DOUBLE SEALING SWB/STA EX CABLE GLAND) CABLE GLANDS M 75 19 MM BRAIDED ARMOURING 0.5 - 1 MM OD MIN. 64.8 - OD MAX. 72.2 MM ID MIN. 54.50 - ID MAX. 62.00 MM IP66 IP68 - 2.5 BAR NICKEL-PLATED | 8
9571 | 1136140000 | KDSX (KLIPPON DOUBLE SEALING SWB/STA EX CABLE GLAND) CABLE GLANDS M 75 19 MM BRAIDED ARMOURING 0.5 - 1 MM OD MIN. 66.5 - OD MAX. 73.4 MM ID MIN. 60.50 - ID MAX. 68.00 MM IP66 IP68 - 2.5 BAR NICKEL-PLATED | 8
9572 | 1136150000 | KDSX (KLIPPON DOUBLE SEALING SWB/STA EX CABLE GLAND) CABLE GLANDS M 75 19 MM BRAIDED ARMOURING 0.5 - 1 MM OD MIN. 71.1 - OD MAX. 78 MM ID MIN. 60.50 - ID MAX. 68.00 MM IP66 IP68 - 2.5 BAR NICKEL-PLATED | 8
9573 | 1136280000 | KDSW (KLIPPON DOUBLE SEAL SWA EX CABLE GLAND) CABLE GLANDS M 50 16 MM SINGLE-WIRE ARMOURING 2 - 2.5 MM OD MIN. 34.8 - OD MAX. 42.4 MM ID MIN. 31.50 - ID MAX. 38.20 MM IP66 IP68 - 2.5 BAR | 8
9574 | 1136290000 | KDSW (KLIPPON DOUBLE SEAL SWA EX CABLE GLAND) CABLE GLANDS M 50 16 MM SINGLE-WIRE ARMOURING 2 - 2.5 MM OD MIN. 39.4 - OD MAX. 46.7 MM ID MIN. 31.50 - ID MAX. 38.20 MM IP66 IP68 - 2.5 BAR | 8
9575 | 1136310000 | KDSW (KLIPPON DOUBLE SEAL SWA EX CABLE GLAND) CABLE GLANDS M 50 16 MM SINGLE-WIRE ARMOURING 2 - 2.5 MM OD MIN. 41.1 - OD MAX. 48.5 MM ID MIN. 36.50 - ID MAX. 44.10 MM IP66 IP68 - 2.5 BAR | 8
9576 | 1136320000 | KDSW (KLIPPON DOUBLE SEAL SWA EX CABLE GLAND) CABLE GLANDS M 50 16 MM SINGLE-WIRE ARMOURING 2 - 2.5 MM OD MIN. 45.7 - OD MAX. 53.2 MM ID MIN. 36.50 - ID MAX. 44.10 MM IP66 IP68 - 2.5 BAR | 8
9577 | 1136330000 | KDSW (KLIPPON DOUBLE SEAL SWA EX CABLE GLAND) CABLE GLANDS M 63 19 MM SINGLE-WIRE ARMOURING 2.5 - OD MIN. 47.5 - OD MAX. 54.8 MM ID MIN. 42.50 - ID MAX. 50.10 MM IP66 IP68 - 2.5 BAR | 8
9578 | 1136340000 | KDSW (KLIPPON DOUBLE SEAL SWA EX CABLE GLAND) CABLE GLANDS M 63 19 MM SINGLE-WIRE ARMOURING 2.5 - OD MIN. 52.1 - OD MAX. 59.5 MM ID MIN. 42.50 - ID MAX. 50.10 MM IP66 IP68 - 2.5 BAR | 8
9579 | 1136350000 | KDSW (KLIPPON DOUBLE SEAL SWA EX CABLE GLAND) CABLE GLANDS M 63 19 MM SINGLE-WIRE ARMOURING 2.5 - OD MIN. 53.8 - OD MAX. 61.2 MM ID MIN. 49.50 - ID MAX. 56.00 MM IP66 IP68 - 2.5 BAR | 8
9580 | 1136360000 | KDSW (KLIPPON DOUBLE SEAL SWA EX CABLE GLAND) CABLE GLANDS M 63 19 MM SINGLE-WIRE ARMOURING 2.5 - OD MIN. 58.4 - OD MAX. 65.8 MM ID MIN. 49.50 - ID MAX. 56.00 MM IP66 IP68 - 2.5 BAR | 8
9581 | 1136370000 | KDSW (KLIPPON DOUBLE SEAL SWA EX CABLE GLAND) CABLE GLANDS M 75 19 MM SINGLE-WIRE ARMOURING 2.5 - OD MIN. 60.2 - OD MAX. 68 MM ID MIN. 54.50 - ID MAX. 62.00 MM IP66 IP68 - 2.5 BAR | 8
9582 | 1136380000 | KDSW (KLIPPON DOUBLE SEAL SWA EX CABLE GLAND) CABLE GLANDS M 75 19 MM SINGLE-WIRE ARMOURING 2.5 - OD MIN. 64.8 - OD MAX. 72.2 MM ID MIN. 54.50 - ID MAX. 62.00 MM IP66 IP68 - 2.5 BAR | 8
9583 | 1136390000 | KDSW (KLIPPON DOUBLE SEAL SWA EX CABLE GLAND) CABLE GLANDS M 75 19 MM SINGLE-WIRE ARMOURING 2.5 - OD MIN. 66.5 - OD MAX. 73.4 MM ID MIN. 60.50 - ID MAX. 68.00 MM IP66 IP68 - 2.5 BAR | 8
9584 | 1136400000 | KDSW (KLIPPON DOUBLE SEAL SWA EX CABLE GLAND) CABLE GLANDS M 75 19 MM SINGLE-WIRE ARMOURING 2.5 - OD MIN. 71.1 - OD MAX. 78 MM ID MIN. 60.50 - ID MAX. 68.00 MM IP66 IP68 - 2.5 BAR | 8
9585 | 1136540000 | KDSW (KLIPPON DOUBLE SEAL SWA EX CABLE GLAND) CABLE GLANDS M 50 16 MM SINGLE-WIRE ARMOURING 2 - 2.5 MM OD MIN. 34.8 - OD MAX. 42.4 MM ID MIN. 31.50 - ID MAX. 38.20 MM IP66 IP68 - 2.5 BAR NICKEL-PLATED | 8
9586 | 1136550000 | KDSW (KLIPPON DOUBLE SEAL SWA EX CABLE GLAND) CABLE GLANDS M 50 16 MM SINGLE-WIRE ARMOURING 2 - 2.5 MM OD MIN. 39.4 - OD MAX. 46.7 MM ID MIN. 31.50 - ID MAX. 38.20 MM IP66 IP68 - 2.5 BAR NICKEL-PLATED | 8
9587 | 1136560000 | KDSW (KLIPPON DOUBLE SEAL SWA EX CABLE GLAND) CABLE GLANDS M 50 16 MM SINGLE-WIRE ARMOURING 2 - 2.5 MM OD MIN. 41.1 - OD MAX. 48.5 MM ID MIN. 36.50 - ID MAX. 44.10 MM IP66 IP68 - 2.5 BAR NICKEL-PLATED | 8
9588 | 1136570000 | KDSW (KLIPPON DOUBLE SEAL SWA EX CABLE GLAND) CABLE GLANDS M 50 16 MM SINGLE-WIRE ARMOURING 2 - 2.5 MM OD MIN. 45.7 - OD MAX. 53.2 MM ID MIN. 36.50 - ID MAX. 44.10 MM IP66 IP68 - 2.5 BAR NICKEL-PLATED | 8
9589 | 1136580000 | KDSW (KLIPPON DOUBLE SEAL SWA EX CABLE GLAND) CABLE GLANDS M 63 19 MM SINGLE-WIRE ARMOURING 2.5 - OD MIN. 47.5 - OD MAX. 54.8 MM ID MIN. 42.50 - ID MAX. 50.10 MM IP66 IP68 - 2.5 BAR NICKEL-PLATED | 8
9590 | 1136590000 | KDSW (KLIPPON DOUBLE SEAL SWA EX CABLE GLAND) CABLE GLANDS M 63 19 MM SINGLE-WIRE ARMOURING 2.5 - OD MIN. 52.1 - OD MAX. 59.5 MM ID MIN. 42.50 - ID MAX. 50.10 MM IP66 IP68 - 2.5 BAR NICKEL-PLATED | 8
9591 | 1136600000 | KDSW (KLIPPON DOUBLE SEAL SWA EX CABLE GLAND) CABLE GLANDS M 63 19 MM SINGLE-WIRE ARMOURING 2.5 - OD MIN. 53.8 - OD MAX. 61.2 MM ID MIN. 49.50 - ID MAX. 56.00 MM IP66 IP68 - 2.5 BAR NICKEL-PLATED | 8
9592 | 1136610000 | KDSW (KLIPPON DOUBLE SEAL SWA EX CABLE GLAND) CABLE GLANDS M 63 19 MM SINGLE-WIRE ARMOURING 2.5 - OD MIN. 58.4 - OD MAX. 65.8 MM ID MIN. 49.50 - ID MAX. 56.00 MM IP66 IP68 - 2.5 BAR NICKEL-PLATED | 8
9593 | 1136620000 | KDSW (KLIPPON DOUBLE SEAL SWA EX CABLE GLAND) CABLE GLANDS M 75 19 MM SINGLE-WIRE ARMOURING 2.5 - OD MIN. 60.2 - OD MAX. 68 MM ID MIN. 54.50 - ID MAX. 62.00 MM IP66 IP68 - 2.5 BAR NICKEL-PLATED | 8
9594 | 1136630000 | KDSW (KLIPPON DOUBLE SEAL SWA EX CABLE GLAND) CABLE GLANDS M 75 19 MM SINGLE-WIRE ARMOURING 2.5 - OD MIN. 64.8 - OD MAX. 72.2 MM ID MIN. 54.50 - ID MAX. 62.00 MM IP66 IP68 - 2.5 BAR NICKEL-PLATED | 8
9595 | 1136640000 | KDSW (KLIPPON DOUBLE SEAL SWA EX CABLE GLAND) CABLE GLANDS M 75 19 MM SINGLE-WIRE ARMOURING 2.5 - OD MIN. 66.5 - OD MAX. 73.4 MM ID MIN. 60.50 - ID MAX. 68.00 MM IP66 IP68 - 2.5 BAR NICKEL-PLATED | 8
9596 | 1136650000 | KDSW (KLIPPON DOUBLE SEAL SWA EX CABLE GLAND) CABLE GLANDS M 75 19 MM SINGLE-WIRE ARMOURING 2.5 - OD MIN. 71.1 - OD MAX. 78 MM ID MIN. 60.50 - ID MAX. 68.00 MM IP66 IP68 - 2.5 BAR NICKEL-PLATED | 8
9597 | 1136660000 | KSG (KLIPPON SDARD EX CABLE GLAND) CABLE GLANDS M 50 16 MM OD MIN. 28.1 - OD MAX. 38.2 MM IP66 IP68 - 2.5 BAR NICKEL-PLATED | 8
9598 | 1136670000 | KSG (KLIPPON SDARD EX CABLE GLAND) CABLE GLANDS M 50 16 MM OD MIN. 33.1 - OD MAX. 44.1 MM IP66 IP68 - 2.5 BAR NICKEL-PLATED | 8
9599 | 1136680000 | KSG (KLIPPON SDARD EX CABLE GLAND) CABLE GLANDS M 63 19 MM OD MIN. 39.2 - OD MAX. 50.1 MM IP66 IP68 - 2.5 BAR NICKEL-PLATED | 8
9600 | 1136690000 | KSG (KLIPPON SDARD EX CABLE GLAND) CABLE GLANDS M 63 19 MM OD MIN. 46.7 - OD MAX. 56 MM IP66 IP68 - 2.5 BAR NICKEL-PLATED | 8
9601 | 1136700000 | KSG (KLIPPON SDARD EX CABLE GLAND) CABLE GLANDS M 75 19 MM OD MIN. 52.1 - OD MAX. 62 MM IP66 IP68 - 2.5 BAR NICKEL-PLATED | 8
9602 | 1136710000 | KSG (KLIPPON SDARD EX CABLE GLAND) CABLE GLANDS M 75 19 MM OD MIN. 58 - OD MAX. 68 MM IP66 IP68 - 2.5 BAR NICKEL-PLATED | 8
9603 | 1136730000 | KSG (KLIPPON SDARD EX CABLE GLAND) CABLE GLANDS M 50 16 MM OD MIN. 28.1 - OD MAX. 38.2 MM IP66 IP68 - 2.5 BAR | 8
9604 | 1136740000 | KSG (KLIPPON SDARD EX CABLE GLAND) CABLE GLANDS M 63 19 MM OD MIN. 39.2 - OD MAX. 50.1 MM IP66 IP68 - 2.5 BAR | 8
9605 | 1136750000 | KSG (KLIPPON SDARD EX CABLE GLAND) CABLE GLANDS M 63 19 MM OD MIN. 46.7 - OD MAX. 56 MM IP66 IP68 - 2.5 BAR | 8
9606 | 1136760000 | KSG (KLIPPON SDARD EX CABLE GLAND) CABLE GLANDS M 75 19 MM OD MIN. 52.1 - OD MAX. 62 MM IP66 IP68 - 2.5 BAR | 8
9607 | 1136770000 | KSG (KLIPPON SDARD EX CABLE GLAND) CABLE GLANDS M 75 19 MM OD MIN. 58 - OD MAX. 68 MM IP66 IP68 - 2.5 BAR | 8
9608 | 1136880000 | KDSU (KLIPPON DOUBLE SEAL UNIVERSAL EX CABLE GLAND) CABLE GLANDS M 50 16 MM SINGLE-WIRE ARMOURING METAL FOIL ARMOURING BRAIDED ARMOURING 0.1 - 2.5 MM OD MIN. 39.4 - OD MAX. 46.7 MM ID MIN. 28.10 - ID MAX. 38.20 MM IP66 IP68 - 2.5 BAR | 8
9609 | 1136890000 | KDSU (KLIPPON DOUBLE SEAL UNIVERSAL EX CABLE GLAND) CABLE GLANDS M 50 16 MM SINGLE-WIRE ARMOURING METAL FOIL ARMOURING BRAIDED ARMOURING 0.1 - 2.5 MM OD MIN. 41.1 - OD MAX. 48.5 MM ID MIN. 33.10 - ID MAX. 44.10 MM IP66 IP68 - 2.5 BAR | 8
9610 | 1136910000 | KDSU (KLIPPON DOUBLE SEAL UNIVERSAL EX CABLE GLAND) CABLE GLANDS M 50 16 MM SINGLE-WIRE ARMOURING METAL FOIL ARMOURING BRAIDED ARMOURING 0.1 - 2.5 MM OD MIN. 45.7 - OD MAX. 53.2 MM ID MIN. 33.10 - ID MAX. 44.10 MM IP66 IP68 - 2.5 BAR | 8
9611 | 1136920000 | KDSU (KLIPPON DOUBLE SEAL UNIVERSAL EX CABLE GLAND) CABLE GLANDS M 63 19 MM SINGLE-WIRE ARMOURING METAL FOIL ARMOURING BRAIDED ARMOURING 0.1 - 2.5 MM OD MIN. 47.5 - OD MAX. 54.8 MM ID MIN. 39.20 - ID MAX. 50.10 MM IP66 IP68 - 2.5 BAR | 8
9612 | 1136930000 | KDSU (KLIPPON DOUBLE SEAL UNIVERSAL EX CABLE GLAND) CABLE GLANDS M 63 19 MM SINGLE-WIRE ARMOURING METAL FOIL ARMOURING BRAIDED ARMOURING 0.1 - 2.5 MM OD MIN. 52.1 - OD MAX. 59.5 MM ID MIN. 39.20 - ID MAX. 50.10 MM IP66 IP68 - 2.5 BAR | 8
9613 | 1136940000 | KDSU (KLIPPON DOUBLE SEAL UNIVERSAL EX CABLE GLAND) CABLE GLANDS M 63 19 MM SINGLE-WIRE ARMOURING METAL FOIL ARMOURING BRAIDED ARMOURING 0.1 - 2.5 MM OD MIN. 53.8 - OD MAX. 61.2 MM ID MIN. 46.70 - ID MAX. 56.00 MM IP66 IP68 - 2.5 BAR | 8
9614 | 1136950000 | KDSU (KLIPPON DOUBLE SEAL UNIVERSAL EX CABLE GLAND) CABLE GLANDS M 63 19 MM SINGLE-WIRE ARMOURING METAL FOIL ARMOURING BRAIDED ARMOURING 0.1 - 2.5 MM OD MIN. 58.4 - OD MAX. 65.8 MM ID MIN. 46.70 - ID MAX. 56.00 MM IP66 IP68 - 2.5 BAR | 8
9615 | 1136960000 | KDSU (KLIPPON DOUBLE SEAL UNIVERSAL EX CABLE GLAND) CABLE GLANDS M 75 19 MM SINGLE-WIRE ARMOURING METAL FOIL ARMOURING BRAIDED ARMOURING 0.1 - 2.5 MM OD MIN. 60.2 - OD MAX. 68 MM ID MIN. 52.10 - ID MAX. 62.00 MM IP66 IP68 - 2.5 BAR | 8
9616 | 1136970000 | KDSU (KLIPPON DOUBLE SEAL UNIVERSAL EX CABLE GLAND) CABLE GLANDS M 75 19 MM SINGLE-WIRE ARMOURING METAL FOIL ARMOURING BRAIDED ARMOURING 0.1 - 2.5 MM OD MIN. 64.8 - OD MAX. 72.2 MM ID MIN. 52.10 - ID MAX. 62.00 MM IP66 IP68 - 2.5 BAR | 8
9617 | 1136980000 | KDSU (KLIPPON DOUBLE SEAL UNIVERSAL EX CABLE GLAND) CABLE GLANDS M 75 19 MM SINGLE-WIRE ARMOURING METAL FOIL ARMOURING BRAIDED ARMOURING 0.1 - 2.5 MM OD MIN. 66.5 - OD MAX. 73.4 MM ID MIN. 58.00 - ID MAX. 68.00 MM IP66 IP68 - 2.5 BAR | 8
9618 | 1137000000 | KDSU (KLIPPON DOUBLE SEAL UNIVERSAL EX CABLE GLAND) CABLE GLANDS M 50 16 MM SINGLE-WIRE ARMOURING METAL FOIL ARMOURING BRAIDED ARMOURING 0.1 - 2.5 MM OD MIN. 34.8 - OD MAX. 42.4 MM ID MIN. 28.10 - ID MAX. 38.20 MM IP66 IP68 - 2.5 BAR NICKEL-PLATED | 8
9619 | 1137010000 | KDSU (KLIPPON DOUBLE SEAL UNIVERSAL EX CABLE GLAND) CABLE GLANDS M 50 16 MM SINGLE-WIRE ARMOURING METAL FOIL ARMOURING BRAIDED ARMOURING 0.1 - 2.5 MM OD MIN. 41.1 - OD MAX. 48.5 MM ID MIN. 33.10 - ID MAX. 44.10 MM IP66 IP68 - 2.5 BAR NICKEL-PLATED | 8
9620 | 1137020000 | KDSU (KLIPPON DOUBLE SEAL UNIVERSAL EX CABLE GLAND) CABLE GLANDS M 50 16 MM SINGLE-WIRE ARMOURING METAL FOIL ARMOURING BRAIDED ARMOURING 0.1 - 2.5 MM OD MIN. 45.7 - OD MAX. 53.2 MM ID MIN. 33.10 - ID MAX. 44.10 MM IP66 IP68 - 2.5 BAR NICKEL-PLATED | 8
9621 | 1137030000 | KDSU (KLIPPON DOUBLE SEAL UNIVERSAL EX CABLE GLAND) CABLE GLANDS M 63 19 MM SINGLE-WIRE ARMOURING METAL FOIL ARMOURING BRAIDED ARMOURING 0.1 - 2.5 MM OD MIN. 47.5 - OD MAX. 54.8 MM ID MIN. 39.20 - ID MAX. 50.10 MM IP66 IP68 - 2.5 BAR NICKEL-PLATED | 8
9622 | 1137040000 | KDSU (KLIPPON DOUBLE SEAL UNIVERSAL EX CABLE GLAND) CABLE GLANDS M 63 19 MM SINGLE-WIRE ARMOURING METAL FOIL ARMOURING BRAIDED ARMOURING 0.1 - 2.5 MM OD MIN. 52.1 - OD MAX. 59.5 MM ID MIN. 39.20 - ID MAX. 50.10 MM IP66 IP68 - 2.5 BAR NICKEL-PLATED | 8
9623 | 1137050000 | KDSU (KLIPPON DOUBLE SEAL UNIVERSAL EX CABLE GLAND) CABLE GLANDS M 63 19 MM SINGLE-WIRE ARMOURING METAL FOIL ARMOURING BRAIDED ARMOURING 0.1 - 2.5 MM OD MIN. 53.8 - OD MAX. 61.2 MM ID MIN. 46.70 - ID MAX. 56.00 MM IP66 IP68 - 2.5 BAR NICKEL-PLATED | 8
9624 | 1137060000 | KDSU (KLIPPON DOUBLE SEAL UNIVERSAL EX CABLE GLAND) CABLE GLANDS M 75 19 MM SINGLE-WIRE ARMOURING METAL FOIL ARMOURING BRAIDED ARMOURING 0.1 - 2.5 MM OD MIN. 60.2 - OD MAX. 68 MM ID MIN. 52.10 - ID MAX. 62.00 MM IP66 IP68 - 2.5 BAR NICKEL-PLATED | 8
9625 | 1137070000 | KDSU (KLIPPON DOUBLE SEAL UNIVERSAL EX CABLE GLAND) CABLE GLANDS M 75 19 MM SINGLE-WIRE ARMOURING METAL FOIL ARMOURING BRAIDED ARMOURING 0.1 - 2.5 MM OD MIN. 64.8 - OD MAX. 72.2 MM ID MIN. 52.10 - ID MAX. 62.00 MM IP66 IP68 - 2.5 BAR NICKEL-PLATED | 8
9626 | 1137080000 | KDSU (KLIPPON DOUBLE SEAL UNIVERSAL EX CABLE GLAND) CABLE GLANDS M 75 19 MM SINGLE-WIRE ARMOURING METAL FOIL ARMOURING BRAIDED ARMOURING 0.1 - 2.5 MM OD MIN. 66.5 - OD MAX. 73.4 MM ID MIN. 58.00 - ID MAX. 68.00 MM IP66 IP68 - 2.5 BAR NICKEL-PLATED | 8
9627 | 1137090000 | KDSU (KLIPPON DOUBLE SEAL UNIVERSAL EX CABLE GLAND) CABLE GLANDS M 75 19 MM SINGLE-WIRE ARMOURING METAL FOIL ARMOURING BRAIDED ARMOURING 0.1 - 2.5 MM OD MIN. 71.1 - OD MAX. 78 MM ID MIN. 58.00 - ID MAX. 68.00 MM IP66 IP68 - 2.5 BAR NICKEL-PLATED | 8
9628 | 1173030030 | DRAGLINE CABLE PROFINET RJ45 IP 20 RJ45 IP 20 CAT.5 (ISO/IEC 11801) / CAT.5E (TIA T568-B) PUR 3 M | 11
9629 | 1190320000 | W-SERIES END PLATE INTERMEDIATE PLATE | 664
9630 | 1190350000 | SAK SERIES PARTITION PLATE 2 MM GREEN | 1293
9631 | 1193810000 | KLIPPON TB (TERMINAL BOX) MOUNTING PLATE HEIGHT: 174 MM WIDTH: 91 MM DEPTH: 1.5 MM MATERIAL: STAINLESS STEEL 1.4301 (304) UNTREATED | 4
9632 | 1193820000 | KLIPPON TB (TERMINAL BOX) MOUNTING PLATE HEIGHT: 205 MM WIDTH: 199 MM DEPTH: 1.5 MM MATERIAL: STAINLESS STEEL 1.4301 (304) UNTREATED | 4
9633 | 1193840000 | KLIPPON TB (TERMINAL BOX) MOUNTING PLATE HEIGHT: 295 MM WIDTH: 199 MM DEPTH: 1.5 MM MATERIAL: STAINLESS STEEL 1.4301 (304) UNTREATED | 4
9634 | 1193850000 | KLIPPON TB (TERMINAL BOX) MOUNTING PLATE HEIGHT: 345 MM WIDTH: 239 MM DEPTH: 1.5 MM MATERIAL: STAINLESS STEEL 1.4301 (304) UNTREATED | 4
9635 | 1193860000 | KLIPPON TB (TERMINAL BOX) MOUNTING PLATE HEIGHT: 403 MM WIDTH: 321 MM DEPTH: 1.5 MM MATERIAL: STAINLESS STEEL 1.4301 (304) UNTREATED | 4
9636 | 1193870000 | KLIPPON TB (TERMINAL BOX) MOUNTING PLATE HEIGHT: 425 MM WIDTH: 419 MM DEPTH: 1.5 MM MATERIAL: STAINLESS STEEL 1.4301 (304) UNTREATED | 4
9637 | 1193880000 | KLIPPON TB (TERMINAL BOX) MOUNTING PLATE HEIGHT: 495 MM WIDTH: 289 MM DEPTH: 1.5 MM MATERIAL: STAINLESS STEEL 1.4301 (304) UNTREATED | 4
9638 | 1193890000 | KLIPPON TB (TERMINAL BOX) MOUNTING PLATE HEIGHT: 565 MM WIDTH: 389 MM DEPTH: 12 MM MATERIAL: STAINLESS STEEL 1.4301 (304) UNTREATED | 4
9639 | 1193900000 | KLIPPON TB (TERMINAL BOX) MOUNTING PLATE HEIGHT: 707 MM WIDTH: 447 MM DEPTH: 12 MM MATERIAL: STAINLESS STEEL 1.4301 (304) UNTREATED | 4
9640 | 1193910000 | KLIPPON TB (TERMINAL BOX) MOUNTING PLATE HEIGHT: 859 MM WIDTH: 549 MM DEPTH: 12 MM MATERIAL: STAINLESS STEEL 1.4301 (304) UNTREATED | 4
9641 | 1193920000 | KLIPPON TB (TERMINAL BOX) MOUNTING PLATE HEIGHT: 926 MM WIDTH: 680 MM DEPTH: 12 MM MATERIAL: STAINLESS STEEL 1.4301 (304) UNTREATED | 4
9642 | 1193930000 | KLIPPON TB (TERMINAL BOX) MOUNTING PLATE HEIGHT: 174 MM WIDTH: 91 MM DEPTH: 1.5 MM MATERIAL: SHEET STEEL GALVANIZED | 4
9643 | 1193950000 | KLIPPON TB (TERMINAL BOX) MOUNTING PLATE HEIGHT: 205 MM WIDTH: 199 MM DEPTH: 1.5 MM MATERIAL: SHEET STEEL GALVANIZED | 4
9644 | 1193960000 | KLIPPON TB (TERMINAL BOX) MOUNTING PLATE HEIGHT: 251 MM WIDTH: 245 MM DEPTH: 1.5 MM MATERIAL: SHEET STEEL GALVANIZED | 531
9645 | 1193970000 | KLIPPON TB (TERMINAL BOX) MOUNTING PLATE HEIGHT: 295 MM WIDTH: 199 MM DEPTH: 1.5 MM MATERIAL: SHEET STEEL GALVANIZED | 531
9646 | 1193980000 | KLIPPON TB (TERMINAL BOX) MOUNTING PLATE HEIGHT: 345 MM WIDTH: 239 MM DEPTH: 1.5 MM MATERIAL: SHEET STEEL GALVANIZED | 531
9647 | 1193990000 | KLIPPON TB (TERMINAL BOX) MOUNTING PLATE HEIGHT: 403 MM WIDTH: 321 MM DEPTH: 1.5 MM MATERIAL: SHEET STEEL GALVANIZED | 531
9648 | 1194000000 | KLIPPON TB (TERMINAL BOX) MOUNTING PLATE HEIGHT: 425 MM WIDTH: 419 MM DEPTH: 1.5 MM MATERIAL: SHEET STEEL GALVANIZED | 4
9649 | 1194010000 | KLIPPON TB (TERMINAL BOX) MOUNTING PLATE HEIGHT: 495 MM WIDTH: 289 MM DEPTH: 1.5 MM MATERIAL: SHEET STEEL GALVANIZED | 4
9650 | 1194020000 | KLIPPON TB (TERMINAL BOX) MOUNTING PLATE HEIGHT: 565 MM WIDTH: 389 MM DEPTH: 12 MM MATERIAL: SHEET STEEL GALVANIZED | 531
9651 | 1194030000 | KLIPPON TB (TERMINAL BOX) MOUNTING PLATE HEIGHT: 707 MM WIDTH: 447 MM DEPTH: 12 MM MATERIAL: SHEET STEEL GALVANIZED | 4
9652 | 1194040000 | KLIPPON TB (TERMINAL BOX) MOUNTING PLATE HEIGHT: 859 MM WIDTH: 549 MM DEPTH: 12 MM MATERIAL: SHEET STEEL GALVANIZED | 4
9653 | 1194050000 | KLIPPON TB (TERMINAL BOX) MOUNTING PLATE HEIGHT: 926 MM WIDTH: 680 MM DEPTH: 12 MM MATERIAL: SHEET STEEL GALVANIZED | 4
9654 | 1194550000 | KLIPPON TB MH (TERMINAL BOX - MULTI HINGE) EMPTY ENCLOSURE STAINLESS STEEL ENCLOSURE HEIGHT: 229 MM WIDTH: 152 MM DEPTH: 133 MM MATERIAL: STAINLESS STEEL 1.4404 (316L) ELECTROPOLISHED | 4
9655 | 1194560000 | KLIPPON TB MH (TERMINAL BOX - MULTI HINGE) EMPTY ENCLOSURE STAINLESS STEEL ENCLOSURE HEIGHT: 229 MM WIDTH: 152 MM DEPTH: 133 MM GLAND PLATES: BOTTOM MATERIAL: STAINLESS STEEL 1.4404 (316L) ELECTROPOLISHED | 4
9656 | 1194580000 | KLIPPON TB MH (TERMINAL BOX - MULTI HINGE) EMPTY ENCLOSURE STAINLESS STEEL ENCLOSURE HEIGHT: 229 MM WIDTH: 152 MM DEPTH: 133 MM GLAND PLATES: BOTTOM LEFT RIGHT MATERIAL: STAINLESS STEEL 1.4404 (316L) ELECTROPOLISHED | 4
9657 | 1194600000 | KLIPPON TB MH (TERMINAL BOX - MULTI HINGE) EMPTY ENCLOSURE STAINLESS STEEL ENCLOSURE HEIGHT: 260 MM WIDTH: 260 MM DEPTH: 150 MM MATERIAL: STAINLESS STEEL 1.4404 (316L) ELECTROPOLISHED | 4
9658 | 1194610000 | KLIPPON TB MH (TERMINAL BOX - MULTI HINGE) EMPTY ENCLOSURE STAINLESS STEEL ENCLOSURE HEIGHT: 260 MM WIDTH: 260 MM DEPTH: 150 MM GLAND PLATES: BOTTOM MATERIAL: STAINLESS STEEL 1.4404 (316L) ELECTROPOLISHED | 4
9659 | 1194630000 | KLIPPON TB MH (TERMINAL BOX - MULTI HINGE) EMPTY ENCLOSURE STAINLESS STEEL ENCLOSURE HEIGHT: 260 MM WIDTH: 260 MM DEPTH: 150 MM GLAND PLATES: BOTTOM LEFT RIGHT MATERIAL: STAINLESS STEEL 1.4404 (316L) ELECTROPOLISHED | 4
9660 | 1194650000 | KLIPPON TB MH (TERMINAL BOX - MULTI HINGE) EMPTY ENCLOSURE STAINLESS STEEL ENCLOSURE HEIGHT: 260 MM WIDTH: 260 MM DEPTH: 200 MM MATERIAL: STAINLESS STEEL 1.4404 (316L) ELECTROPOLISHED | 4
9661 | 1194660000 | KLIPPON TB MH (TERMINAL BOX - MULTI HINGE) EMPTY ENCLOSURE STAINLESS STEEL ENCLOSURE HEIGHT: 260 MM WIDTH: 260 MM DEPTH: 200 MM GLAND PLATES: BOTTOM MATERIAL: STAINLESS STEEL 1.4404 (316L) ELECTROPOLISHED | 4
9662 | 1194680000 | KLIPPON TB MH (TERMINAL BOX - MULTI HINGE) EMPTY ENCLOSURE STAINLESS STEEL ENCLOSURE HEIGHT: 260 MM WIDTH: 260 MM DEPTH: 200 MM GLAND PLATES: BOTTOM LEFT RIGHT MATERIAL: STAINLESS STEEL 1.4404 (316L) ELECTROPOLISHED | 4
9663 | 1194700000 | KLIPPON TB MH (TERMINAL BOX - MULTI HINGE) EMPTY ENCLOSURE STAINLESS STEEL ENCLOSURE HEIGHT: 306 MM WIDTH: 306 MM DEPTH: 150 MM MATERIAL: STAINLESS STEEL 1.4404 (316L) ELECTROPOLISHED | 4
9664 | 1194710000 | KLIPPON TB MH (TERMINAL BOX - MULTI HINGE) EMPTY ENCLOSURE STAINLESS STEEL ENCLOSURE HEIGHT: 306 MM WIDTH: 306 MM DEPTH: 150 MM GLAND PLATES: BOTTOM MATERIAL: STAINLESS STEEL 1.4404 (316L) ELECTROPOLISHED | 4
9665 | 1194730000 | KLIPPON TB MH (TERMINAL BOX - MULTI HINGE) EMPTY ENCLOSURE STAINLESS STEEL ENCLOSURE HEIGHT: 306 MM WIDTH: 306 MM DEPTH: 150 MM GLAND PLATES: BOTTOM LEFT RIGHT MATERIAL: STAINLESS STEEL 1.4404 (316L) ELECTROPOLISHED | 4
9666 | 1194750000 | KLIPPON TB MH (TERMINAL BOX - MULTI HINGE) EMPTY ENCLOSURE STAINLESS STEEL ENCLOSURE HEIGHT: 306 MM WIDTH: 306 MM DEPTH: 200 MM MATERIAL: STAINLESS STEEL 1.4404 (316L) ELECTROPOLISHED | 4
9667 | 1194760000 | KLIPPON TB MH (TERMINAL BOX - MULTI HINGE) EMPTY ENCLOSURE STAINLESS STEEL ENCLOSURE HEIGHT: 306 MM WIDTH: 306 MM DEPTH: 200 MM GLAND PLATES: BOTTOM MATERIAL: STAINLESS STEEL 1.4404 (316L) ELECTROPOLISHED | 4
9668 | 1194780000 | KLIPPON TB MH (TERMINAL BOX - MULTI HINGE) EMPTY ENCLOSURE STAINLESS STEEL ENCLOSURE HEIGHT: 306 MM WIDTH: 306 MM DEPTH: 200 MM GLAND PLATES: BOTTOM LEFT RIGHT MATERIAL: STAINLESS STEEL 1.4404 (316L) ELECTROPOLISHED | 4
9669 | 1194800000 | KLIPPON TB MH (TERMINAL BOX - MULTI HINGE) EMPTY ENCLOSURE STAINLESS STEEL ENCLOSURE HEIGHT: 350 MM WIDTH: 260 MM DEPTH: 150 MM MATERIAL: STAINLESS STEEL 1.4404 (316L) ELECTROPOLISHED | 4
9670 | 1194810000 | KLIPPON TB MH (TERMINAL BOX - MULTI HINGE) EMPTY ENCLOSURE STAINLESS STEEL ENCLOSURE HEIGHT: 350 MM WIDTH: 260 MM DEPTH: 150 MM GLAND PLATES: BOTTOM MATERIAL: STAINLESS STEEL 1.4404 (316L) ELECTROPOLISHED | 4
9671 | 1194830000 | KLIPPON TB MH (TERMINAL BOX - MULTI HINGE) EMPTY ENCLOSURE STAINLESS STEEL ENCLOSURE HEIGHT: 350 MM WIDTH: 260 MM DEPTH: 150 MM GLAND PLATES: BOTTOM LEFT RIGHT MATERIAL: STAINLESS STEEL 1.4404 (316L) ELECTROPOLISHED | 4
9672 | 1194850000 | KLIPPON TB MH (TERMINAL BOX - MULTI HINGE) EMPTY ENCLOSURE STAINLESS STEEL ENCLOSURE HEIGHT: 350 MM WIDTH: 260 MM DEPTH: 200 MM MATERIAL: STAINLESS STEEL 1.4404 (316L) ELECTROPOLISHED | 4
9673 | 1194860000 | KLIPPON TB MH (TERMINAL BOX - MULTI HINGE) EMPTY ENCLOSURE STAINLESS STEEL ENCLOSURE HEIGHT: 350 MM WIDTH: 260 MM DEPTH: 200 MM GLAND PLATES: BOTTOM MATERIAL: STAINLESS STEEL 1.4404 (316L) ELECTROPOLISHED | 4
9674 | 1194880000 | KLIPPON TB MH (TERMINAL BOX - MULTI HINGE) EMPTY ENCLOSURE STAINLESS STEEL ENCLOSURE HEIGHT: 350 MM WIDTH: 260 MM DEPTH: 200 MM GLAND PLATES: BOTTOM LEFT RIGHT MATERIAL: STAINLESS STEEL 1.4404 (316L) ELECTROPOLISHED | 4
9675 | 1194900000 | KLIPPON TB MH (TERMINAL BOX - MULTI HINGE) EMPTY ENCLOSURE STAINLESS STEEL ENCLOSURE HEIGHT: 400 MM WIDTH: 300 MM DEPTH: 150 MM MATERIAL: STAINLESS STEEL 1.4404 (316L) ELECTROPOLISHED | 4
9676 | 1194910000 | KLIPPON TB MH (TERMINAL BOX - MULTI HINGE) EMPTY ENCLOSURE STAINLESS STEEL ENCLOSURE HEIGHT: 400 MM WIDTH: 300 MM DEPTH: 150 MM GLAND PLATES: BOTTOM MATERIAL: STAINLESS STEEL 1.4404 (316L) ELECTROPOLISHED | 4
9677 | 1194930000 | KLIPPON TB MH (TERMINAL BOX - MULTI HINGE) EMPTY ENCLOSURE STAINLESS STEEL ENCLOSURE HEIGHT: 400 MM WIDTH: 300 MM DEPTH: 150 MM GLAND PLATES: BOTTOM LEFT RIGHT MATERIAL: STAINLESS STEEL 1.4404 (316L) ELECTROPOLISHED | 4
9678 | 1194950000 | KLIPPON TB MH (TERMINAL BOX - MULTI HINGE) EMPTY ENCLOSURE STAINLESS STEEL ENCLOSURE HEIGHT: 400 MM WIDTH: 300 MM DEPTH: 200 MM MATERIAL: STAINLESS STEEL 1.4404 (316L) ELECTROPOLISHED | 4
9679 | 1194960000 | KLIPPON TB MH (TERMINAL BOX - MULTI HINGE) EMPTY ENCLOSURE STAINLESS STEEL ENCLOSURE HEIGHT: 400 MM WIDTH: 300 MM DEPTH: 200 MM GLAND PLATES: BOTTOM MATERIAL: STAINLESS STEEL 1.4404 (316L) ELECTROPOLISHED | 4
9680 | 1194980000 | KLIPPON TB MH (TERMINAL BOX - MULTI HINGE) EMPTY ENCLOSURE STAINLESS STEEL ENCLOSURE HEIGHT: 400 MM WIDTH: 300 MM DEPTH: 200 MM GLAND PLATES: BOTTOM LEFT RIGHT MATERIAL: STAINLESS STEEL 1.4404 (316L) ELECTROPOLISHED | 4
9681 | 1195000000 | KLIPPON TB MH (TERMINAL BOX - MULTI HINGE) EMPTY ENCLOSURE STAINLESS STEEL ENCLOSURE HEIGHT: 458 MM WIDTH: 382 MM DEPTH: 150 MM MATERIAL: STAINLESS STEEL 1.4404 (316L) ELECTROPOLISHED | 4
9682 | 1195010000 | KLIPPON TB MH (TERMINAL BOX - MULTI HINGE) EMPTY ENCLOSURE STAINLESS STEEL ENCLOSURE HEIGHT: 458 MM WIDTH: 382 MM DEPTH: 150 MM GLAND PLATES: BOTTOM MATERIAL: STAINLESS STEEL 1.4404 (316L) ELECTROPOLISHED | 4
9683 | 1195030000 | KLIPPON TB MH (TERMINAL BOX - MULTI HINGE) EMPTY ENCLOSURE STAINLESS STEEL ENCLOSURE HEIGHT: 458 MM WIDTH: 382 MM DEPTH: 150 MM GLAND PLATES: BOTTOM LEFT RIGHT MATERIAL: STAINLESS STEEL 1.4404 (316L) ELECTROPOLISHED | 4
9684 | 1195050000 | KLIPPON TB MH (TERMINAL BOX - MULTI HINGE) EMPTY ENCLOSURE STAINLESS STEEL ENCLOSURE HEIGHT: 458 MM WIDTH: 382 MM DEPTH: 200 MM MATERIAL: STAINLESS STEEL 1.4404 (316L) ELECTROPOLISHED | 4
9685 | 1195060000 | KLIPPON TB MH (TERMINAL BOX - MULTI HINGE) EMPTY ENCLOSURE STAINLESS STEEL ENCLOSURE HEIGHT: 458 MM WIDTH: 382 MM DEPTH: 200 MM GLAND PLATES: BOTTOM MATERIAL: STAINLESS STEEL 1.4404 (316L) ELECTROPOLISHED | 4
9686 | 1195080000 | KLIPPON TB MH (TERMINAL BOX - MULTI HINGE) EMPTY ENCLOSURE STAINLESS STEEL ENCLOSURE HEIGHT: 458 MM WIDTH: 382 MM DEPTH: 200 MM GLAND PLATES: BOTTOM LEFT RIGHT MATERIAL: STAINLESS STEEL 1.4404 (316L) ELECTROPOLISHED | 4
9687 | 1195100000 | KLIPPON TB MH (TERMINAL BOX - MULTI HINGE) EMPTY ENCLOSURE STAINLESS STEEL ENCLOSURE HEIGHT: 480 MM WIDTH: 480 MM DEPTH: 150 MM MATERIAL: STAINLESS STEEL 1.4404 (316L) ELECTROPOLISHED | 4
9688 | 1195110000 | KLIPPON TB MH (TERMINAL BOX - MULTI HINGE) EMPTY ENCLOSURE STAINLESS STEEL ENCLOSURE HEIGHT: 480 MM WIDTH: 480 MM DEPTH: 150 MM GLAND PLATES: BOTTOM MATERIAL: STAINLESS STEEL 1.4404 (316L) ELECTROPOLISHED | 4
9689 | 1195130000 | KLIPPON TB MH (TERMINAL BOX - MULTI HINGE) EMPTY ENCLOSURE STAINLESS STEEL ENCLOSURE HEIGHT: 480 MM WIDTH: 480 MM DEPTH: 150 MM GLAND PLATES: BOTTOM LEFT RIGHT MATERIAL: STAINLESS STEEL 1.4404 (316L) ELECTROPOLISHED | 4
9690 | 1195150000 | KLIPPON TB MH (TERMINAL BOX - MULTI HINGE) EMPTY ENCLOSURE STAINLESS STEEL ENCLOSURE HEIGHT: 480 MM WIDTH: 480 MM DEPTH: 200 MM MATERIAL: STAINLESS STEEL 1.4404 (316L) ELECTROPOLISHED | 4
9691 | 1195160000 | KLIPPON TB MH (TERMINAL BOX - MULTI HINGE) EMPTY ENCLOSURE STAINLESS STEEL ENCLOSURE HEIGHT: 480 MM WIDTH: 480 MM DEPTH: 200 MM GLAND PLATES: BOTTOM MATERIAL: STAINLESS STEEL 1.4404 (316L) ELECTROPOLISHED | 4
9692 | 1195180000 | KLIPPON TB MH (TERMINAL BOX - MULTI HINGE) EMPTY ENCLOSURE STAINLESS STEEL ENCLOSURE HEIGHT: 480 MM WIDTH: 480 MM DEPTH: 200 MM GLAND PLATES: BOTTOM LEFT RIGHT MATERIAL: STAINLESS STEEL 1.4404 (316L) ELECTROPOLISHED | 4
9693 | 1195200000 | KLIPPON TB MH (TERMINAL BOX - MULTI HINGE) EMPTY ENCLOSURE STAINLESS STEEL ENCLOSURE HEIGHT: 550 MM WIDTH: 350 MM DEPTH: 150 MM MATERIAL: STAINLESS STEEL 1.4404 (316L) ELECTROPOLISHED | 4
9694 | 1195210000 | KLIPPON TB MH (TERMINAL BOX - MULTI HINGE) EMPTY ENCLOSURE STAINLESS STEEL ENCLOSURE HEIGHT: 550 MM WIDTH: 350 MM DEPTH: 150 MM GLAND PLATES: BOTTOM MATERIAL: STAINLESS STEEL 1.4404 (316L) ELECTROPOLISHED | 4
9695 | 1195230000 | KLIPPON TB MH (TERMINAL BOX - MULTI HINGE) EMPTY ENCLOSURE STAINLESS STEEL ENCLOSURE HEIGHT: 550 MM WIDTH: 350 MM DEPTH: 150 MM GLAND PLATES: BOTTOM LEFT RIGHT MATERIAL: STAINLESS STEEL 1.4404 (316L) ELECTROPOLISHED | 4
9696 | 1195250000 | KLIPPON TB MH (TERMINAL BOX - MULTI HINGE) EMPTY ENCLOSURE STAINLESS STEEL ENCLOSURE HEIGHT: 550 MM WIDTH: 350 MM DEPTH: 200 MM MATERIAL: STAINLESS STEEL 1.4404 (316L) ELECTROPOLISHED | 4
9697 | 1195260000 | KLIPPON TB MH (TERMINAL BOX - MULTI HINGE) EMPTY ENCLOSURE STAINLESS STEEL ENCLOSURE HEIGHT: 550 MM WIDTH: 350 MM DEPTH: 200 MM GLAND PLATES: BOTTOM MATERIAL: STAINLESS STEEL 1.4404 (316L) ELECTROPOLISHED | 4
9698 | 1195280000 | KLIPPON TB MH (TERMINAL BOX - MULTI HINGE) EMPTY ENCLOSURE STAINLESS STEEL ENCLOSURE HEIGHT: 550 MM WIDTH: 350 MM DEPTH: 200 MM GLAND PLATES: BOTTOM LEFT RIGHT MATERIAL: STAINLESS STEEL 1.4404 (316L) ELECTROPOLISHED | 4
9699 | 1195300000 | KLIPPON TB MH (TERMINAL BOX - MULTI HINGE) EMPTY ENCLOSURE STAINLESS STEEL ENCLOSURE HEIGHT: 620 MM WIDTH: 450 MM DEPTH: 150 MM MATERIAL: STAINLESS STEEL 1.4404 (316L) ELECTROPOLISHED | 4
9700 | 1195310000 | KLIPPON TB MH (TERMINAL BOX - MULTI HINGE) EMPTY ENCLOSURE STAINLESS STEEL ENCLOSURE HEIGHT: 620 MM WIDTH: 450 MM DEPTH: 150 MM GLAND PLATES: BOTTOM MATERIAL: STAINLESS STEEL 1.4404 (316L) ELECTROPOLISHED | 4
9701 | 1195330000 | KLIPPON TB MH (TERMINAL BOX - MULTI HINGE) EMPTY ENCLOSURE STAINLESS STEEL ENCLOSURE HEIGHT: 620 MM WIDTH: 450 MM DEPTH: 150 MM GLAND PLATES: BOTTOM LEFT RIGHT MATERIAL: STAINLESS STEEL 1.4404 (316L) ELECTROPOLISHED | 4
9702 | 1195350000 | KLIPPON TB MH (TERMINAL BOX - MULTI HINGE) EMPTY ENCLOSURE STAINLESS STEEL ENCLOSURE HEIGHT: 620 MM WIDTH: 450 MM DEPTH: 200 MM MATERIAL: STAINLESS STEEL 1.4404 (316L) ELECTROPOLISHED | 4
9703 | 1195360000 | KLIPPON TB MH (TERMINAL BOX - MULTI HINGE) EMPTY ENCLOSURE STAINLESS STEEL ENCLOSURE HEIGHT: 620 MM WIDTH: 450 MM DEPTH: 200 MM GLAND PLATES: BOTTOM MATERIAL: STAINLESS STEEL 1.4404 (316L) ELECTROPOLISHED | 4
9704 | 1195380000 | KLIPPON TB MH (TERMINAL BOX - MULTI HINGE) EMPTY ENCLOSURE STAINLESS STEEL ENCLOSURE HEIGHT: 620 MM WIDTH: 450 MM DEPTH: 200 MM GLAND PLATES: BOTTOM LEFT RIGHT MATERIAL: STAINLESS STEEL 1.4404 (316L) ELECTROPOLISHED | 4
9705 | 1195400000 | KLIPPON TB MH (TERMINAL BOX - MULTI HINGE) EMPTY ENCLOSURE STAINLESS STEEL ENCLOSURE HEIGHT: 762 MM WIDTH: 508 MM DEPTH: 150 MM MATERIAL: STAINLESS STEEL 1.4404 (316L) ELECTROPOLISHED | 4
9706 | 1195410000 | KLIPPON TB MH (TERMINAL BOX - MULTI HINGE) EMPTY ENCLOSURE STAINLESS STEEL ENCLOSURE HEIGHT: 762 MM WIDTH: 508 MM DEPTH: 150 MM GLAND PLATES: BOTTOM MATERIAL: STAINLESS STEEL 1.4404 (316L) ELECTROPOLISHED | 4
9707 | 1195430000 | KLIPPON TB MH (TERMINAL BOX - MULTI HINGE) EMPTY ENCLOSURE STAINLESS STEEL ENCLOSURE HEIGHT: 762 MM WIDTH: 508 MM DEPTH: 150 MM GLAND PLATES: BOTTOM LEFT RIGHT MATERIAL: STAINLESS STEEL 1.4404 (316L) ELECTROPOLISHED | 4
9708 | 1195450000 | KLIPPON TB MH (TERMINAL BOX - MULTI HINGE) EMPTY ENCLOSURE STAINLESS STEEL ENCLOSURE HEIGHT: 762 MM WIDTH: 508 MM DEPTH: 200 MM MATERIAL: STAINLESS STEEL 1.4404 (316L) ELECTROPOLISHED | 4
9709 | 1195460000 | KLIPPON TB MH (TERMINAL BOX - MULTI HINGE) EMPTY ENCLOSURE STAINLESS STEEL ENCLOSURE HEIGHT: 762 MM WIDTH: 508 MM DEPTH: 200 MM GLAND PLATES: BOTTOM MATERIAL: STAINLESS STEEL 1.4404 (316L) ELECTROPOLISHED | 4
9710 | 1195480000 | KLIPPON TB MH (TERMINAL BOX - MULTI HINGE) EMPTY ENCLOSURE STAINLESS STEEL ENCLOSURE HEIGHT: 762 MM WIDTH: 508 MM DEPTH: 200 MM GLAND PLATES: BOTTOM LEFT RIGHT MATERIAL: STAINLESS STEEL 1.4404 (316L) ELECTROPOLISHED | 4
9711 | 1195500000 | KLIPPON TB MH (TERMINAL BOX - MULTI HINGE) EMPTY ENCLOSURE STAINLESS STEEL ENCLOSURE HEIGHT: 914 MM WIDTH: 610 MM DEPTH: 150 MM MATERIAL: STAINLESS STEEL 1.4404 (316L) ELECTROPOLISHED | 4
9712 | 1195510000 | KLIPPON TB MH (TERMINAL BOX - MULTI HINGE) EMPTY ENCLOSURE STAINLESS STEEL ENCLOSURE HEIGHT: 914 MM WIDTH: 610 MM DEPTH: 150 MM GLAND PLATES: BOTTOM MATERIAL: STAINLESS STEEL 1.4404 (316L) ELECTROPOLISHED | 4
9713 | 1195530000 | KLIPPON TB MH (TERMINAL BOX - MULTI HINGE) EMPTY ENCLOSURE STAINLESS STEEL ENCLOSURE HEIGHT: 914 MM WIDTH: 610 MM DEPTH: 150 MM GLAND PLATES: BOTTOM LEFT RIGHT MATERIAL: STAINLESS STEEL 1.4404 (316L) ELECTROPOLISHED | 4
9714 | 1195550000 | KLIPPON TB MH (TERMINAL BOX - MULTI HINGE) EMPTY ENCLOSURE STAINLESS STEEL ENCLOSURE HEIGHT: 914 MM WIDTH: 610 MM DEPTH: 200 MM MATERIAL: STAINLESS STEEL 1.4404 (316L) ELECTROPOLISHED | 4
9715 | 1195560000 | KLIPPON TB MH (TERMINAL BOX - MULTI HINGE) EMPTY ENCLOSURE STAINLESS STEEL ENCLOSURE HEIGHT: 914 MM WIDTH: 610 MM DEPTH: 200 MM GLAND PLATES: BOTTOM MATERIAL: STAINLESS STEEL 1.4404 (316L) ELECTROPOLISHED | 4
9716 | 1195580000 | KLIPPON TB MH (TERMINAL BOX - MULTI HINGE) EMPTY ENCLOSURE STAINLESS STEEL ENCLOSURE HEIGHT: 914 MM WIDTH: 610 MM DEPTH: 200 MM GLAND PLATES: BOTTOM LEFT RIGHT MATERIAL: STAINLESS STEEL 1.4404 (316L) ELECTROPOLISHED | 4
9717 | 1195600000 | KLIPPON TB MH (TERMINAL BOX - MULTI HINGE) EMPTY ENCLOSURE STAINLESS STEEL ENCLOSURE HEIGHT: 980 MM WIDTH: 740 MM DEPTH: 200 MM MATERIAL: STAINLESS STEEL 1.4404 (316L) ELECTROPOLISHED | 4
9718 | 1195610000 | KLIPPON TB MH (TERMINAL BOX - MULTI HINGE) EMPTY ENCLOSURE STAINLESS STEEL ENCLOSURE HEIGHT: 980 MM WIDTH: 740 MM DEPTH: 200 MM GLAND PLATES: BOTTOM MATERIAL: STAINLESS STEEL 1.4404 (316L) ELECTROPOLISHED | 4
9719 | 1196300000 | KLIPPON TB FS (TERMINAL BOX - FIXING SCREW) EMPTY ENCLOSURE STAINLESS STEEL ENCLOSURE HEIGHT: 550 MM WIDTH: 350 MM DEPTH: 150 MM MATERIAL: STAINLESS STEEL 1.4404 (316L) ELECTROPOLISHED | 4
9720 | 1196310000 | KLIPPON TB FS (TERMINAL BOX - FIXING SCREW) EMPTY ENCLOSURE STAINLESS STEEL ENCLOSURE HEIGHT: 550 MM WIDTH: 350 MM DEPTH: 150 MM GLAND PLATES: BOTTOM MATERIAL: STAINLESS STEEL 1.4404 (316L) ELECTROPOLISHED | 4
9721 | 1196320000 | KLIPPON TB FS (TERMINAL BOX - FIXING SCREW) EMPTY ENCLOSURE STAINLESS STEEL ENCLOSURE HEIGHT: 550 MM WIDTH: 350 MM DEPTH: 150 MM GLAND PLATES: BOTTOM TOP MATERIAL: STAINLESS STEEL 1.4404 (316L) ELECTROPOLISHED | 4
9722 | 1196330000 | KLIPPON TB FS (TERMINAL BOX - FIXING SCREW) EMPTY ENCLOSURE STAINLESS STEEL ENCLOSURE HEIGHT: 550 MM WIDTH: 350 MM DEPTH: 150 MM GLAND PLATES: BOTTOM LEFT RIGHT MATERIAL: STAINLESS STEEL 1.4404 (316L) ELECTROPOLISHED | 4
9723 | 1196340000 | KLIPPON TB FS (TERMINAL BOX - FIXING SCREW) EMPTY ENCLOSURE STAINLESS STEEL ENCLOSURE HEIGHT: 550 MM WIDTH: 350 MM DEPTH: 150 MM GLAND PLATES: BOTTOM TOP LEFT RIGHT MATERIAL: STAINLESS STEEL 1.4404 (316L) ELECTROPOLISHED | 4
9724 | 1196430000 | KLIPPON TB FS (TERMINAL BOX - FIXING SCREW) EMPTY ENCLOSURE STAINLESS STEEL ENCLOSURE HEIGHT: 620 MM WIDTH: 450 MM DEPTH: 150 MM GLAND PLATES: BOTTOM LEFT RIGHT MATERIAL: STAINLESS STEEL 1.4404 (316L) ELECTROPOLISHED | 4
9725 | 1196440000 | KLIPPON TB FS (TERMINAL BOX - FIXING SCREW) EMPTY ENCLOSURE STAINLESS STEEL ENCLOSURE HEIGHT: 620 MM WIDTH: 450 MM DEPTH: 150 MM GLAND PLATES: BOTTOM TOP LEFT RIGHT MATERIAL: STAINLESS STEEL 1.4404 (316L) ELECTROPOLISHED | 4
9726 | 1196450000 | KLIPPON TB FS (TERMINAL BOX - FIXING SCREW) EMPTY ENCLOSURE STAINLESS STEEL ENCLOSURE HEIGHT: 620 MM WIDTH: 450 MM DEPTH: 200 MM MATERIAL: STAINLESS STEEL 1.4404 (316L) ELECTROPOLISHED | 4
9727 | 1196460000 | KLIPPON TB FS (TERMINAL BOX - FIXING SCREW) EMPTY ENCLOSURE STAINLESS STEEL ENCLOSURE HEIGHT: 620 MM WIDTH: 450 MM DEPTH: 200 MM GLAND PLATES: BOTTOM MATERIAL: STAINLESS STEEL 1.4404 (316L) ELECTROPOLISHED | 4
9728 | 1199890000 | KLIPPON TB QL (TERMINAL BOX - QUARTER LOCK) EMPTY ENCLOSURE STAINLESS STEEL ENCLOSURE HEIGHT: 229 MM WIDTH: 152 MM DEPTH: 133 MM GLAND PLATES: BOTTOM TOP LEFT RIGHT MATERIAL: STAINLESS STEEL 1.4404 (316L) ELECTROPOLISHED | 4
9729 | 1200090000 | KLIPPON TB QL (TERMINAL BOX - QUARTER LOCK) EMPTY ENCLOSURE STAINLESS STEEL ENCLOSURE HEIGHT: 306 MM WIDTH: 306 MM DEPTH: 200 MM GLAND PLATES: BOTTOM LEFT RIGHT MATERIAL: STAINLESS STEEL 1.4404 (316L) ELECTROPOLISHED | 4
9730 | 1208940000 | CABLELINE MOUNTING MANDREL | 32
9731 | 1479400000 | SENSOR/ACTUATOR PLUG-IN CONNECTOR BUILT-IN PLUGS EMPTY ENCLOSURE | 222
9732 | 1547440000 | CONTACTLESS POWER TRANSMISSION PRIMARY SIDE | 1107
9733 | 1550590000 | SUB-D | 132
9734 | 2005040000 | INK RIBBON | 394
9735 | 2066650000 | FRONTCOM SPARE KEY DOUBLE FRAME MISCELLANEOUS | 1119
9736 | 2438520000 | MARKING SYSTEMS LABELLING DEVICE PLOTTER PRINTING WITH INDIA INK MULTICARD LABELS | 799
9737 | 2453810000 | PRESSING TOOLS TOOLS PRESSING TOOL 6MM² 300MM² HEXAGONAL CRIMP WM CRIMP INDENT CRIMP TRAPEZOIDAL CRIMP OVAL CRIMPING | 1127
9738 | 2506050000 | SCREWDRIVER INSERT | 118
9739 | 2556600000 | FILTER MAT IP54 | 361
9740 | 2556660000 | FILTER MAT IP54 | 361
9741 | 2556670000 | FILTER MAT IP55 | 565
9742 | 2556720000 | FILTER MAT IP54 | 361
9743 | 2556730000 | FILTER MAT IP55 | 565
9744 | 2556790000 | FILTER MAT IP54 | 361
9745 | 2556800000 | FILTER MAT IP55 | 565
9746 | 2557050000 | FILTER MAT IP55 | 565
9747 | 2567310000 | FILTER MAT IP54 | 361
9748 | 7789002010 | PRE-ASSEMBLED CABLE PAC CABLE LIYY 0.25 MM² | 2
9749 | 7789014010 | PRE-ASSEMBLED CABLE PAC CABLE LIYY 0.25 MM² | 2
9750 | 7789015010 | PRE-ASSEMBLED CABLE PAC CABLE LIYY 0.25 MM² | 2
9751 | 7789016010 | PRE-ASSEMBLED CABLE PAC CABLE LIYY 0.25 MM² | 2
9752 | 7789033010 | PRE-ASSEMBLED CABLE PAC CABLE LIYCY 0.25 MM² | 2
9753 | 7789037010 | PRE-ASSEMBLED CABLE PAC CABLE LIYCY 0.25 MM² | 2
9754 | 7789038010 | PRE-ASSEMBLED CABLE PAC CABLE LIYCY 0.25 MM² | 2
9755 | 7789039010 | PRE-ASSEMBLED CABLE PAC CABLE LIYY 0.25 MM² | 2
9756 | 7789041010 | PRE-ASSEMBLED CABLE PAC CABLE LIYY 0.25 MM² | 2
9757 | 7789042010 | PRE-ASSEMBLED CABLE PAC CABLE LIYY 0.25 MM² | 2
9758 | 7789043010 | PRE-ASSEMBLED CABLE PAC CABLE LIYCY 0.25 MM² | 2
9759 | 7789044010 | PRE-ASSEMBLED CABLE PAC CABLE LIYCY 0.25 MM² | 2
9760 | 7789057010 | PRE-ASSEMBLED CABLE PAC CABLE LIYY 0.25 MM² | 2
9761 | 7789058010 | PRE-ASSEMBLED CABLE PAC CABLE LIYY 0.25 MM² | 2
9762 | 7789064010 | PRE-ASSEMBLED CABLE PAC CABLE LIYY 0.25 MM² | 2
9763 | 7789067010 | PRE-ASSEMBLED CABLE PAC CABLE LIYY 0.25 MM² | 2
9764 | 7789074010 | PRE-ASSEMBLED CABLE PAC CABLE LIYCY 0.25 MM² | 2
9765 | 7789100010 | PRE-ASSEMBLED CABLE PAC CABLE LIYY 0.25 MM² | 2
9766 | 7789100015 | PRE-ASSEMBLED CABLE PAC CABLE LIYY 0.25 MM² | 2
9767 | 7789100020 | PRE-ASSEMBLED CABLE PAC CABLE LIYY 0.25 MM² | 2
9768 | 7789100030 | PRE-ASSEMBLED CABLE PAC CABLE LIYY 0.25 MM² | 2
9769 | 7789100060 | PRE-ASSEMBLED CABLE PAC CABLE LIYY 0.25 MM² | 2
9770 | 7789101010 | PRE-ASSEMBLED CABLE PAC CABLE LIYY 0.14 MM² | 2
9771 | 7789101020 | PRE-ASSEMBLED CABLE PAC CABLE LIYY 0.14 MM² | 2
9772 | 7789101030 | PRE-ASSEMBLED CABLE PAC CABLE LIYY 0.14 MM² | 2
9773 | 7789104060 | PRE-ASSEMBLED CABLE PAC CABLE LIYY 0.25 MM² | 2
9774 | 7789106010 | PRE-ASSEMBLED CABLE PAC CABLE LIYY 0.25 MM² | 2
9775 | 7789106060 | PRE-ASSEMBLED CABLE PAC CABLE LIYY 0.25 MM² | 2
9776 | 7789108060 | PRE-ASSEMBLED CABLE PAC CABLE LIYY 0.25 MM² | 2
9777 | 7789157100 | PRE-ASSEMBLED CABLE PAC CABLE LIYCY 0.25 MM² | 2
9778 | 7789191010 | PRE-ASSEMBLED CABLE PAC CABLE LIYY 0.25 MM² | 2
9779 | 7789194010 | PRE-ASSEMBLED CABLE PAC CABLE LIYCY 0.25 MM² | 2
9780 | 7789211010 | PRE-ASSEMBLED CABLE PAC CABLE LIYY 0.25 MM² | 2
9781 | 7789212010 | PRE-ASSEMBLED CABLE PAC CABLE LIYY 0.25 MM² | 2
9782 | 7789214010 | PRE-ASSEMBLED CABLE PAC CABLE LIYY 0.25 MM² | 2
9783 | 7789215010 | PRE-ASSEMBLED CABLE PAC CABLE LIYY 0.25 MM² | 2
9784 | 7789222010 | PRE-ASSEMBLED CABLE PAC CABLE LIYY 8.6 ± 1 MM | 20
9785 | 7789223010 | PRE-ASSEMBLED CABLE PAC CABLE LIYY CABLE LIYCY 0.25 MM² | 2
9786 | 7789226005 | PRE-ASSEMBLED CABLE PAC CABLE LIYCY 0.25 MM² | 2
9787 | 7789226015 | PRE-ASSEMBLED CABLE PAC CABLE LIYCY 0.25 MM² | 2
9788 | 7789227010 | PRE-ASSEMBLED CABLE PAC CABLE LIYCY 0.25 MM² | 2
9789 | 7789228010 | PRE-ASSEMBLED CABLE PAC CABLE LIYCY 0.25 MM² | 2
9790 | 7789229010 | PRE-ASSEMBLED CABLE PAC CABLE LIYCY 0.25 MM² | 2
9791 | 7789229020 | PRE-ASSEMBLED CABLE PAC CABLE LIYCY 0.25 MM² | 2
9792 | 7789231010 | PRE-ASSEMBLED CABLE PAC CABLE LIYCY 0.25 MM² | 2
9793 | 7789233010 | PRE-ASSEMBLED CABLE PAC CABLE LIYCY 0.25 MM² | 2
9794 | 7789234005 | PRE-ASSEMBLED CABLE PAC CABLE LIYY 8.6 ± 1 MM | 20
9795 | 7789234010 | PRE-ASSEMBLED CABLE PAC CABLE LIYY 8.6 ± 1 MM | 20
9796 | 7789234015 | PRE-ASSEMBLED CABLE PAC CABLE LIYY 8.6 ± 1 MM | 20
9797 | 7789234020 | PRE-ASSEMBLED CABLE PAC CABLE LIYY 8.6 ± 1 MM | 20
9798 | 7789234025 | PRE-ASSEMBLED CABLE PAC CABLE LIYY 8.6 ± 1 MM | 20
9799 | 7789234030 | PRE-ASSEMBLED CABLE PAC CABLE LIYY 8.6 ± 1 MM | 20
9800 | 7789235010 | PRE-ASSEMBLED CABLE PAC CABLE LIYY 7 ± 1 MM | 20
9801 | 7789236010 | PRE-ASSEMBLED CABLE PAC CABLE LIYY 8.6 ± 1 MM | 20
9802 | 7789236015 | PRE-ASSEMBLED CABLE PAC CABLE LIYY 8.6 ± 1 MM | 20
9803 | 7789236020 | PRE-ASSEMBLED CABLE PAC CABLE LIYY 8.6 ± 1 MM | 20
9804 | 7789236030 | PRE-ASSEMBLED CABLE PAC CABLE LIYY 8.6 ± 1 MM | 20
9805 | 7789239010 | PRE-ASSEMBLED CABLE PAC CABLE LIYY 8.6 ± 1 MM | 20
9806 | 7789246010 | PRE-ASSEMBLED CABLE PAC CABLE LIYY 8.6 ± 1 MM | 20
9807 | 7789284010 | PRE-ASSEMBLED CABLE PAC CABLE LIYCY 0.25 MM² | 2
9808 | 7789285010 | PRE-ASSEMBLED CABLE PAC CABLE LIYCY 0.25 MM² | 2
9809 | 7789288010 | PRE-ASSEMBLED CABLE PAC CABLE LIYCY 0.25 MM² | 2
9810 | 7789291010 | PRE-ASSEMBLED CABLE PAC CABLE LIYY 0.25 MM² | 2
9811 | 7789292010 | PRE-ASSEMBLED CABLE PAC CABLE LIYY 0.25 MM² | 2
9812 | 7789293010 | PRE-ASSEMBLED CABLE PAC CABLE LIYY 0.25 MM² | 2
9813 | 7789301020 | PRE-ASSEMBLED CABLE PAC CABLE LIYY 0.25 MM² | 2
9814 | 7789301030 | PRE-ASSEMBLED CABLE PAC CABLE LIYY 0.25 MM² | 2
9815 | 7789306010 | PRE-ASSEMBLED CABLE PAC CABLE LIYY 0.14 MM² | 2
9816 | 7789329010 | PRE-ASSEMBLED CABLE PAC CABLE LIYY 0.25 MM² | 2
9817 | 7789373010 | PRE-ASSEMBLED CABLE PAC CABLE LIYY 0.25 MM² | 2
9818 | 7789387010 | PRE-ASSEMBLED CABLE PAC CABLE LIYY 0.25 MM² | 2
9819 | 7789388010 | PRE-ASSEMBLED CABLE PAC CABLE LIYY 0.14 MM² | 2
9820 | 7789618010 | PRE-ASSEMBLED CABLE PAC CABLE LIYY 0.25 MM² | 2
9821 | 7789619010 | PRE-ASSEMBLED CABLE PAC CABLE LIYY 0.25 MM² | 2
9822 | 7789639010 | PRE-ASSEMBLED CABLE PAC CABLE LIYCY 0.25 MM² | 2
9823 | 7789641010 | PRE-ASSEMBLED CABLE PAC CABLE LIYY 0.25 MM² | 2
9824 | 7789642010 | PRE-ASSEMBLED CABLE PAC CABLE LIYY 0.25 MM² | 2
9825 | 7789657010 | PRE-ASSEMBLED CABLE PAC CABLE LIYCY 0.25 MM² | 2
9826 | 7789695030 | PRE-ASSEMBLED CABLE PAC CABLE LIYY 0.25 MM² | 2
9827 | 7789697010 | PRE-ASSEMBLED CABLE PAC CABLE LIYY 0.25 MM² | 2
9828 | 7789697030 | PRE-ASSEMBLED CABLE PAC CABLE LIYY 0.25 MM² | 2
9829 | 7789756010 | PRE-ASSEMBLED CABLE PAC CABLE LIYY 0.25 MM² | 2
9830 | 7789756020 | PRE-ASSEMBLED CABLE PAC CABLE LIYY 0.25 MM² | 2
9831 | 7789769010 | PRE-ASSEMBLED CABLE PAC CABLE LIYY 0.25 MM² | 2
9832 | 7789769050 | PRE-ASSEMBLED CABLE PAC CABLE LIYY 0.25 MM² | 2
9833 | 7789770010 | PRE-ASSEMBLED CABLE PAC CABLE LIYY 0.25 MM² | 2
9834 | 7789771010 | PRE-ASSEMBLED CABLE PAC CABLE LIYY 0.25 MM² | 2
9835 | 7789778010 | PRE-ASSEMBLED CABLE PAC CABLE LIYY 8.6 ± 1 MM | 20
9836 | 7789778020 | PRE-ASSEMBLED CABLE PAC CABLE LIYY 8.6 ± 1 MM | 20
9837 | 7789793010 | PRE-ASSEMBLED CABLE PAC CABLE LIYY 0.25 MM² | 2
9838 | 7789829060 | PRE-ASSEMBLED CABLE PAC CABLE LIYCY 0.25 MM² | 2
9839 | 8909650160 | SYSTEM CABLE RJ45 IP 20 RJ45 IP 20 CAT.6A / CLASS EA (ISO/IEC 11801 2010) PUR 16 M | 14
9840 | 1193830000 | KLIPPON TB (TERMINAL BOX) MOUNTING PLATE HEIGHT: 251 MM WIDTH: 245 MM DEPTH: 1.5 MM MATERIAL: STAINLESS STEEL 1.4301 (304) UNTREATED | 4
9841 | 2576620000 | TOOLS ACCESSORIES | 116
9842 | 2634590000 | PCB PLUG-IN CONNECTOR RJ45 JACKS THT/THR SOLDER CONNECTION 180° N OF POLES: 8 | 121
9843 | 2602750000 | CABLE TIES 2.5 X 100 MM POLYAMIDE 66 80 N | 66
9844 | 2602780000 | CABLE TIES 4.5 X 280 MM POLYAMIDE 66 220 N | 66
9845 | 2602790000 | CABLE TIES 4.5 X 380 MM POLYAMIDE 66 220 N | 66
9846 | 2602800000 | CABLE TIES 7.5 X 360 MM POLYAMIDE 66 540 N | 217
9847 | 2602770000 | CABLE TIES 4.5 X 200 MM POLYAMIDE 66 220 N | 66
9848 | 2602760000 | CABLE TIES 3.5 X 140 MM POLYAMIDE 66 180 N | 66
9849 | 2636810000 | PCB PLUG-IN CONNECTOR RJ45 JACKS TRANSFORMER 100 MBIT/S THT/THR SOLDER CONNECTION 180° LED: NO N OF POLES: 8 TRAY (MANUAL ASSEMBLY) | 51
9850 | 2638490000 | PCB PLUG-IN CONNECTOR RJ45 JACKS CAT. 5E THT/THR SOLDER CONNECTION 90° LATCH OPTION: TOP SHIELD TABS: NONE 30...80 Μ" / ? 30 Μ" LED: NO N OF POLES: 8 REEL | 51
9851 | 2638860000 | PCB PLUG-IN CONNECTOR RJ45 JACKS TRANSFORMER THT/THR SOLDER CONNECTION 90° LATCH OPTION: BOTTOM N OF POLES: 8 TAPE | 3
9852 | 2621630000 | CONDUCTOR AND CABLE MARKERS 3.2 - 6.4 MM 24.9 X 10.3 MM | 21
9853 | 2619960000 | ESG DEVICE MARKERS 6 X 15 MM GREY | 154
9854 | 2619950000 | ESG DEVICE MARKERS 6 X 15 MM | 154
9855 | 2621500000 | THM CONDUCTOR AND CABLE MARKERS 2.8 - 7 MM 20 X 32 MM | 21
9856 | 2621530000 | THM CONDUCTOR AND CABLE MARKERS 1.9 - 5 MM 14 X 22 MM | 21
9857 | 2621470000 | SLIMFIX CONDUCTOR AND CABLE MARKERS 7 - 26 X 15 MM | 12
9858 | 2625720000 | TOOLS SHEATHING STRIPPERS | 332
9859 | 2596610000 | THM CONDUCTOR AND CABLE MARKERS 50 X 100 MM | 1013
9860 | 2652340000 | BLIND PLUG CABTITE (CABLE ENTRY SYSTEM) POLYAMIDE HEIGHT: 16 MM WIDTH: 6 MM -60 °C?100 °C IP66 | 178
9861 | 2652330000 | BLIND PLUG CABTITE (CABLE ENTRY SYSTEM) POLYAMIDE HEIGHT: 12 MM WIDTH: 5 MM -60 °C?100 °C IP66 | 178
9862 | 2652280000 | SEALING ELEMENT CABTITE (CABLE ENTRY SYSTEM) TPE DEEP HEIGHT: 20.3 MM WIDTH: 20.3 MM DEPTH: 17.7 MM -40 °C?120 °C IP66 | 28
9863 | 2635120000 | MOUNTING SCREW CABTITE (CABLE ENTRY SYSTEM) | 1011
9864 | 2626640000 | OMNIMATE DATA - D-SUB CONNECTOR MALE HEADER THREAD-BOLT UNC 4-40 SNAP-ON CLIP THT SOLDER CONNECTION PITCH IN MM (P): 2.77 MM N OF POLES: 9 500 PBT GLASS FIBRE REINFORCED UL 94 V-0 TRAY (MANUAL ASSEMBLY) | 51
9865 | 2626620000 | OMNIMATE DATA - D-SUB CONNECTOR MALE HEADER HOLE THT SOLDER CONNECTION PITCH IN MM (P): 2.77 MM N OF POLES: 9 ? 50 Μ" NI / ? 1 Μ" AU PBT GLASS FIBRE REINFORCED UL 94 V-0 GREY TRAY (MANUAL ASSEMBLY) | 51
9866 | 2626650000 | OMNIMATE DATA - D-SUB CONNECTOR FEMALE HEADER HOLE THT SOLDER CONNECTION PITCH IN MM (P): 2.77 MM N OF POLES: 9 ? 50 Μ" NI / ? 1 Μ" AU PBT GLASS FIBRE REINFORCED UL 94 V-0 GREY TRAY (MANUAL ASSEMBLY) | 51
9867 | 2626670000 | OMNIMATE DATA - D-SUB CONNECTOR FEMALE HEADER THREAD-BOLT UNC 4-40 SNAP-ON CLIP THT SOLDER CONNECTION PITCH IN MM (P): 2.77 MM N OF POLES: 9 500 PBT GLASS FIBRE REINFORCED UL 94 V-0 TRAY (MANUAL ASSEMBLY) | 51
9868 | 2626690000 | OMNIMATE DATA - D-SUB CONNECTOR MALE HEADER THREAD-BOLT UNC 4-40 SNAP-ON CLIP THT SOLDER CONNECTION PITCH IN MM (P): 2.77 MM N OF POLES: 9 500 PBT GLASS FIBRE REINFORCED UL 94 V-0 TRAY (MANUAL ASSEMBLY) | 51
9869 | 2626700000 | OMNIMATE DATA - D-SUB CONNECTOR FEMALE HEADER THREAD-BOLT UNC 4-40 SNAP-ON CLIP THT SOLDER CONNECTION PITCH IN MM (P): 2.77 MM N OF POLES: 9 ? 50 Μ" NI / ? 1 Μ" AU ? 50 PBT GLASS FIBRE REINFORCED UL 94 V-0 TRAY (MANUAL ASSEMBLY) | 51
9870 | 2632840000 | FIELDPOWER® ENCLOSURES IP65 IN CLOSED STATE | 417
9871 | 2632820000 | FIELDPOWER® ENCLOSURES IP65 IN CLOSED STATE | 417
9872 | 2632830000 | FIELDPOWER® ENCLOSURES IP65 IN CLOSED STATE | 417
9873 | 2652290000 | SEALING ELEMENT CABTITE (CABLE ENTRY SYSTEM) TPE LIGHT GREY HEIGHT: 20.3 MM WIDTH: 20.3 MM DEPTH: 17.7 MM -40 °C?90 °C IP66 | 28
9874 | 2652300000 | BLIND PLUG CABTITE (CABLE ENTRY SYSTEM) POLYAMIDE HEIGHT: 12 MM WIDTH: 2 MM -60 °C?100 °C IP66 | 178
9875 | 2652310000 | BLIND PLUG CABTITE (CABLE ENTRY SYSTEM) POLYAMIDE HEIGHT: 12 MM WIDTH: 3 MM -60 °C?100 °C IP66 | 178
9876 | 2652320000 | BLIND PLUG CABTITE (CABLE ENTRY SYSTEM) POLYAMIDE HEIGHT: 12 MM WIDTH: 4 MM -60 °C?100 °C IP66 | 178
9877 | 2652350000 | BLIND PLUG CABTITE (CABLE ENTRY SYSTEM) POLYAMIDE HEIGHT: 16 MM WIDTH: 7 MM -60 °C?100 °C IP66 | 178
9878 | 2652370000 | BLIND PLUG CABTITE (CABLE ENTRY SYSTEM) POLYAMIDE HEIGHT: 16 MM WIDTH: 9 MM -60 °C?100 °C IP66 | 178
9879 | 2652400000 | BLIND PLUG CABTITE (CABLE ENTRY SYSTEM) POLYAMIDE HEIGHT: 22 MM WIDTH: 12 MM -60 °C?100 °C IP66 | 178
9880 | 2652380000 | BLIND PLUG CABTITE (CABLE ENTRY SYSTEM) POLYAMIDE HEIGHT: 16 MM WIDTH: 10 MM -60 °C?100 °C IP66 | 178
9881 | 2652360000 | BLIND PLUG CABTITE (CABLE ENTRY SYSTEM) POLYAMIDE HEIGHT: 16 MM WIDTH: 8 MM -60 °C?100 °C IP66 | 178
9882 | 2652410000 | BLIND PLUG CABTITE (CABLE ENTRY SYSTEM) POLYAMIDE HEIGHT: 22 MM WIDTH: 13 MM -60 °C?100 °C IP66 | 178
9883 | 2652420000 | BLIND PLUG CABTITE (CABLE ENTRY SYSTEM) POLYAMIDE HEIGHT: 22 MM WIDTH: 14 MM -60 °C?100 °C IP66 | 178
9884 | 2652440000 | BLIND PLUG CABTITE (CABLE ENTRY SYSTEM) POLYAMIDE HEIGHT: 22 MM WIDTH: 20 MM -60 °C?100 °C IP66 | 178
9885 | 2652430000 | BLIND PLUG CABTITE (CABLE ENTRY SYSTEM) POLYAMIDE HEIGHT: 22 MM WIDTH: 17 MM -60 °C?100 °C IP66 | 178
9886 | 2652470000 | BLIND PLUG CABTITE (CABLE ENTRY SYSTEM) POLYAMIDE HEIGHT: 30 MM WIDTH: 28 MM -60 °C?100 °C IP66 | 178
9887 | 2652460000 | BLIND PLUG CABTITE (CABLE ENTRY SYSTEM) POLYAMIDE HEIGHT: 30 MM WIDTH: 25 MM -60 °C?100 °C IP66 | 178
9888 | 2652450000 | BLIND PLUG CABTITE (CABLE ENTRY SYSTEM) POLYAMIDE HEIGHT: 30 MM WIDTH: 21 MM -60 °C?100 °C IP66 | 178
9889 | 2652480000 | BLIND PLUG CABTITE (CABLE ENTRY SYSTEM) POLYAMIDE HEIGHT: 35 MM WIDTH: 35 MM -60 °C?100 °C IP66 | 178
9890 | 2619200000 | SURGE VOLTAGE ARRESTER LOW VOLTAGE SURGE PROTECTION WITH REMOTE CONTACT TN-C-S TN-S | 24
9891 | 2619240000 | SURGE VOLTAGE ARRESTER LOW VOLTAGE SURGE PROTECTION TN-C-S TN-S TT IT WITH N IT WITHOUT N | 68
9892 | 2619170000 | SURGE VOLTAGE ARRESTER LOW VOLTAGE SURGE PROTECTION WITH REMOTE CONTACT TN-C | 24
9893 | 2619210000 | SURGE VOLTAGE ARRESTER LOW VOLTAGE SURGE PROTECTION SINGLE-PHASE TN TN-S TT IT WITH N IT WITHOUT N | 68
9894 | 2619190000 | SURGE PROTECTION TN-C-S TN-S | 990
9895 | 2619120000 | SURGE VOLTAGE ARRESTER LOW VOLTAGE SURGE PROTECTION WITH REMOTE CONTACT SINGLE-PHASE TN TN-S | 24
9896 | 2619130000 | SURGE VOLTAGE ARRESTER LOW VOLTAGE SURGE PROTECTION SINGLE-PHASE TN TN-S | 24
9897 | 2619220000 | SURGE VOLTAGE ARRESTER LOW VOLTAGE SURGE PROTECTION WITH REMOTE CONTACT SINGLE-PHASE TN TN-S TT IT WITH N IT WITHOUT N | 68
9898 | 2619140000 | SURGE VOLTAGE ARRESTER LOW VOLTAGE SURGE PROTECTION WITH REMOTE CONTACT SINGLE-PHASE TN TN-S | 24
9899 | 2619160000 | SURGE VOLTAGE ARRESTER LOW VOLTAGE SURGE PROTECTION TN-C | 24
9900 | 2619100000 | SURGE VOLTAGE ARRESTER LOW VOLTAGE SURGE PROTECTION SINGLE-PHASE TN TN-S | 24
9901 | 2626680000 | OMNIMATE DATA - D-SUB CONNECTOR MALE HEADER THREAD-NUT UNC 4-40 SNAP-ON CLIP THT SOLDER CONNECTION PITCH IN MM (P): 2.77 MM N OF POLES: 9 ? 50 Μ" NI / ? 1 Μ" AU 500 PBT GLASS FIBRE REINFORCED UL 94 V-0 TRAY (MANUAL ASSEMBLY) | 51
9902 | 2626050000 | PCB PLUG-IN CONNECTOR RJ45 JACKS CAT. 6 THT SOLDER CONNECTION 180° LED: NO N OF POLES: 8 TRAY (MANUAL ASSEMBLY) | 51
9903 | 2626630000 | OMNIMATE DATA - D-SUB CONNECTOR FEMALE HEADER MALE HEADER THREAD-NUT UNC 4-40 SNAP-ON CLIP THT SOLDER CONNECTION PITCH IN MM (P): 2.77 MM N OF POLES: 9 500 PBT GLASS FIBRE REINFORCED UL 94 V-0 TRAY (MANUAL ASSEMBLY) | 51
9904 | 2626090000 | PCB PLUG-IN CONNECTOR RJ45 JACKS THT/THR SOLDER CONNECTION 90° LATCH OPTION: TOP LED: YES GREEN N OF POLES: 8 REEL | 0
9905 | 2604650000 | WIRE-END FERRULE SDARD 12 MM 10 MM GREY | 16
9906 | 2604640000 | WIRE-END FERRULE SDARD 12 MM 10 MM | 16
9907 | 2604700000 | WIRE-END FERRULE SDARD 12 MM 10 MM | 16
9908 | 2656270000 | RESIDUAL CURRENT TRANSFORMER (RCM) PRIMARY CURRENT: 18 A ROUND CONDUCTOR: 20.00 MM DETACHABLE CURRENT TRANSFORMER | 373
9909 | 2656280000 | RESIDUAL CURRENT TRANSFORMER (RCM) PRIMARY CURRENT: 18 A ROUND CONDUCTOR: 50.00 MM DETACHABLE CURRENT TRANSFORMER | 373
9910 | 2656290000 | RESIDUAL CURRENT TRANSFORMER (RCM) PRIMARY CURRENT: 18 A ROUND CONDUCTOR: 80.00 MM DETACHABLE CURRENT TRANSFORMER | 373
9911 | 2626710000 | OMNIMATE DATA - D-SUB CONNECTOR FEMALE HEADER THREAD-BOLT UNC 4-40 SNAP-ON CLIP THT SOLDER CONNECTION PITCH IN MM (P): 2.77 MM N OF POLES: 9 ? 50 Μ" NI / ? 1 Μ" AU 500 PBT GLASS FIBRE REINFORCED UL 94 V-0 TRAY (MANUAL ASSEMBLY) | 51
9912 | 2653360000 | MODULAR HOUSING OMNIMATE HOUSING - SERIES CH20M WIDTH: 45 MM | 26
9913 | 2653370000 | MODULAR HOUSING OMNIMATE HOUSING - SERIES CH20M WIDTH: 67.5 MM | 26
9914 | 2653380000 | MODULAR HOUSING OMNIMATE HOUSING - SERIES CH20M TRAFFIC WIDTH: 67.5 MM | 26
9915 | 2580210000 | POWER SUPPLY SWITCH-MODE POWER SUPPLY UNIT 5 V | 56
9916 | 2655070000 | MODULAR HOUSING OMNIMATE HOUSING - SERIES CH20M WIDTH: 17.5 MM | 26
9917 | 2637360000 | OPERATING TOOL CABTITE (CABLE ENTRY SYSTEM) POLYAMIDE 6 ORANGE IP66 | 1179
9918 | 2661340000 | FRONTCOM INSERT POWER LARGE TYPE K SOCKET CONNECTOR DK | 237
9919 | 2580180000 | POWER SUPPLY SWITCH-MODE POWER SUPPLY UNIT 24 V | 56
9920 | 2580260000 | POWER SUPPLY SWITCH-MODE POWER SUPPLY UNIT 24 V | 56
9921 | 2580240000 | POWER SUPPLY SWITCH-MODE POWER SUPPLY UNIT 12 V | 56
9922 | 2661430000 | PCB PLUG-IN CONNECTOR RJ45 JACKS CAT. 5 THT/THR SOLDER CONNECTION 90° LATCH OPTION: BOTTOM SHIELD TABS: NONE LED: YES GREEN N OF POLES: 16 REEL | 0
9923 | 2580220000 | POWER SUPPLY SWITCH-MODE POWER SUPPLY UNIT 12 V | 56
9924 | 2580270000 | POWER SUPPLY SWITCH-MODE POWER SUPPLY UNIT 48 V | 56
9925 | 2661700000 | PCB PLUG-IN CONNECTOR RJ45 JACKS TRANSFORMER 100 MBIT/S POE THT/THR SOLDER CONNECTION 90° LATCH OPTION: BOTTOM N OF POLES: 10 TRAY (MANUAL ASSEMBLY) | 51
9926 | 2661710000 | PCB PLUG-IN CONNECTOR RJ45 JACKS TRANSFORMER 100 MBIT/S POE THT/THR SOLDER CONNECTION 90° LATCH OPTION: BOTTOM N OF POLES: 10 TAPE | 51
9927 | 2661690000 | PCB PLUG-IN CONNECTOR RJ45 JACKS TRANSFORMER 100 MBIT/S POE THT SOLDER CONNECTION 90° LATCH OPTION: BOTTOM N OF POLES: 10 TRAY (MANUAL ASSEMBLY) | 51
9928 | 2580190000 | POWER SUPPLY SWITCH-MODE POWER SUPPLY UNIT 24 V | 56
9929 | 2580250000 | POWER SUPPLY SWITCH-MODE POWER SUPPLY UNIT 24 V | 56
9930 | 2603440000 | RESIDUAL CURRENT TRANSFORMER PRIMARY CURRENT: 25 A ROUND CONDUCTOR: 60.00 MM CLOSED CURRENT TRANSFORMER | 373
9931 | 2603430000 | RESIDUAL CURRENT TRANSFORMER PRIMARY CURRENT: 25 A ROUND CONDUCTOR: 35.00 MM CLOSED CURRENT TRANSFORMER | 373
9932 | 2603450000 | RESIDUAL CURRENT TRANSFORMER PRIMARY CURRENT: 25 A ROUND CONDUCTOR: 120.00 MM CLOSED CURRENT TRANSFORMER | 373
9933 | 2626660000 | OMNIMATE DATA - D-SUB CONNECTOR FEMALE HEADER THREAD-NUT UNC 4-40 SNAP-ON CLIP THT SOLDER CONNECTION PITCH IN MM (P): 2.77 MM N OF POLES: 9 500 PBT GLASS FIBRE REINFORCED UL 94 V-0 TRAY (MANUAL ASSEMBLY) | 51
9934 | 2613200000 | PCB PLUG-IN CONNECTOR RJ45 JACKS CAT. 5E THT/THR SOLDER CONNECTION 90° LATCH OPTION: BOTTOM LED: YES N OF POLES: 8 TRAY (MANUAL ASSEMBLY) | 51
9935 | 2592600000 | PCB PLUG-IN CONNECTOR ACCESSORIES CODING ELEMENT NATURAL N OF POLES: 1 | 27
9936 | 7789032015 | PRE-ASSEMBLED CABLE PAC CABLE LIYCY 0.25 MM² | 2
9937 | 7789038015 | PRE-ASSEMBLED CABLE PAC CABLE LIYCY 0.25 MM² | 2
9938 | 7789030015 | PRE-ASSEMBLED CABLE PAC CABLE LIYY 0.25 MM² | 2
9939 | 2704960000 | KLIPPON TB (TERMINAL BOX) SET OF FIXINGS MATERIAL: STAINLESS STEEL 1.4301 (304) | 1296
9940 | 2724900000 | WALLBOX MAX. CHARGING CAPACITY OF 22 KW @ 3-PHASE (400 V) GRID CONNECTION MAX. CURRENT 32 A WITH ATTACHED 5 M CABLE AND TYPE 2 PLUG | 256
9941 | 1195430003 | KLIPPON TB MH (TERMINAL BOX - MULTI HINGE) EMPTY ENCLOSURE STAINLESS STEEL ENCLOSURE HEIGHT: 762 MM WIDTH: 508 MM DEPTH: 150 MM GLAND PLATES: BOTTOM LEFT RIGHT MATERIAL: STAINLESS STEEL 1.4301 (304) UNTREATED | 4
9942 | 1329120010 | PRE-ASSEMBLED CABLE PAC CABLE LIYY 0.25 MM² | 2
9943 | 1329120020 | PRE-ASSEMBLED CABLE PAC CABLE LIYY 0.25 MM² | 2
9944 | 1329290010 | PRE-ASSEMBLED CABLE PAC CABLE LIYCY 0.25 MM² | 2
9945 | 1329770000 | KLIPPON K (ALUMINIUM EMPTY ENCLOSURE) EMPTY ENCLOSURE ALUMINIUM ENCLOSURE HEIGHT: 230 MM WIDTH: 280 MM DEPTH: 111 MM MATERIAL: ALUMINIUM ALSI12 POWDER-COATED GREY | 38
9946 | 1346670000 | REPLACEMENT PART | 55
9947 | 1346690000 | REPLACEMENT PART | 55
9948 | 1346700000 | REPLACEMENT PART | 55
9949 | 1346720000 | REPLACEMENT PART | 55
9950 | 1346740000 | REPLACEMENT PART | 55
9951 | 1347140000 | REPLACEMENT PART | 55
9952 | 1347150000 | REPLACEMENT PART | 55
9953 | 1347180000 | REPLACEMENT PART | 55
9954 | 1347280000 | REPLACEMENT PART | 55
9955 | 1347290000 | REPLACEMENT PART | 55
9956 | 1347370000 | REPLACEMENT PART | 55
9957 | 1347450000 | REPLACEMENT PART | 55
9958 | 1347490000 | REPLACEMENT PART | 55
9959 | 1347520000 | REPLACEMENT PART | 55
9960 | 1347530000 | REPLACEMENT PART | 55
9961 | 1347540000 | REPLACEMENT PART | 55
9962 | 1349680005 | PRE-ASSEMBLED CABLE PAC | 34
9963 | 1349840030 | PRE-ASSEMBLED CABLE PAC | 34
9964 | 1349900050 | PRE-ASSEMBLED CABLE PAC | 34
9965 | 1434220000 | REPLACEMENT PART | 55
9966 | 1435740000 | REPLACEMENT PART | 55
9967 | 1463680000 | REPLACEMENT PART | 55
9968 | 1463690000 | REPLACEMENT PART | 55
9969 | 1480950000 | REPLACEMENT PART | 55
9970 | 1515420000 | REPLACEMENT PART | 55
9971 | 1515430000 | REPLACEMENT PART | 55
9972 | 1515440000 | REPLACEMENT PART | 55
9973 | 1551020000 | TEST-DISCONNECT TERMINAL PUSH IN 6 MM² 800 V 57 A SLIDING DARK | 93
9974 | 1174490000 | TERMSERIES RELAY N OF CONTACTS: 2 CO CONTACT AGNI GOLD-PLATED RATED CONTROL VOLTAGE: 5 V DC CONTINUOUS CURRENT: 8 A PLUG-IN CONNECTION TEST BUTTON AVAILABLE: NO | 3
9975 | 1174540000 | TERMSERIES RELAY N OF CONTACTS: 1 CO CONTACT AGNI GOLD-PLATED RATED CONTROL VOLTAGE: 5 V DC CONTINUOUS CURRENT: 6 A PLUG-IN CONNECTION TEST BUTTON AVAILABLE: NO | 3
9976 | 1454430000 | TERMSERIES RELAY N OF CONTACTS: 1 CO CONTACT AGNI RATED CONTROL VOLTAGE: 24 V DC CONTINUOUS CURRENT: 6 A PLUG-IN CONNECTION TEST BUTTON AVAILABLE: NO | 3
9977 | 1984090000 | TERMSERIES RELAY N OF CONTACTS: 1 CO CONTACT AGSNO RATED CONTROL VOLTAGE: 24 V DC CONTINUOUS CURRENT: 6 A PLUG-IN CONNECTION TEST BUTTON AVAILABLE: NO | 3
9978 | 1984120000 | TERMSERIES RELAY N OF CONTACTS: 1 CO CONTACT AGSNO RATED CONTROL VOLTAGE: 60 V DC CONTINUOUS CURRENT: 6 A PLUG-IN CONNECTION TEST BUTTON AVAILABLE: NO | 3
9979 | 1132260000 | TERMSERIES SOLID-STATE RELAY 1 NO CONTACT (TRIAC (ZERO-CROSS SWITCH)) RATED CONTROL VOLTAGE: 2.5 V DC...5 V DC...6 V DC RATED SWITCHING VOLTAGE: 24...240 V AC CONTINUOUS CURRENT: 1 A PLUG-IN CONNECTION | 3
9980 | 1132310000 | TERMSERIES SOLID-STATE RELAY 1 NO CONTACT (MOS-FET) RATED CONTROL VOLTAGE: 10?32 V DC RATED SWITCHING VOLTAGE: 0?33 V DC CONTINUOUS CURRENT: 3.5 A PLUG-IN CONNECTION | 3
9981 | 1201230000 | TERMSERIES RELAY N OF CONTACTS: 2 CO CONTACT AGNI GOLD-PLATED RATED CONTROL VOLTAGE: 48 V DC CONTINUOUS CURRENT: 8 A PLUG-IN CONNECTION TEST BUTTON AVAILABLE: NO | 3
9982 | 1201260000 | TERMSERIES RELAY N OF CONTACTS: 2 CO CONTACT AGNI GOLD-PLATED RATED CONTROL VOLTAGE: 60 V DC CONTINUOUS CURRENT: 8 A PLUG-IN CONNECTION TEST BUTTON AVAILABLE: NO | 3
9983 | 1984100000 | TERMSERIES RELAY N OF CONTACTS: 1 CO CONTACT AGSNO RATED CONTROL VOLTAGE: 5 V DC CONTINUOUS CURRENT: 6 A PLUG-IN CONNECTION TEST BUTTON AVAILABLE: NO | 3
9984 | 1984110000 | TERMSERIES RELAY N OF CONTACTS: 1 CO CONTACT AGSNO RATED CONTROL VOLTAGE: 12 V DC CONTINUOUS CURRENT: 6 A PLUG-IN CONNECTION TEST BUTTON AVAILABLE: NO | 3
9985 | 2634120000 | CUTTING MACHINE AUTOMATIC STRIPPER AND CRIMPER THERMOTRANSFER PRINTER SOFTWARE | 736
9986 | 2713330000 | AC CHARGING CABLE PLUG TYPE - CHARGING POINT: TYPE 2 PLUG TYPE - VEHICLE SIDE: TYPE 2 CHARGING POWER MAX.: 11 KW N OF PHASES: 3 RATED CURRENT: 20 A CABLE LENGTH: 5 M CABLE TYPE: SPIRAL | 289
9987 | 2634140000 | AUTOMATIC MACHINES | 680
9988 | 2743980000 | WALLBOX MAX. CHARGING CAPACITY OF 3.7 KW @ 1-PHASE (230 V) RESP. 11 KW @ 3-PHASE (400 V) GRID CONNECTION MAX. CURRENT 16 A TYPE 2 SOCKET OUTLET NFC RFID MID COMPLIANT MODBUS TCP | 256
9989 | 2754390000 | AC CHARGING CABLE PLUG TYPE - CHARGING POINT: TYPE 2 PLUG TYPE - VEHICLE SIDE: TYPE 2 CHARGING POWER MAX.: 22 KW N OF PHASES: 3 RATED CURRENT: 32 A CABLE LENGTH: 5 M CABLE TYPE: REGULAR | 289
9990 | 2754410000 | AC CHARGING CABLE PLUG TYPE - CHARGING POINT: TYPE 2 PLUG TYPE - VEHICLE SIDE: TYPE 2 CHARGING POWER MAX.: 22 KW N OF PHASES: 3 RATED CURRENT: 32 A CABLE LENGTH: 5 M CABLE TYPE: SPIRAL | 289
9991 | 2718290000 | WALLBOX MAX. CHARGING CAPACITY OF 11 KW @ 3-PHASE (400 V) GRID CONNECTION MAX. CURRENT 16 A TYPE 2 SOCKET OUTLET | 256
9992 | 2791300000 | AC CHARGING CABLE PLUG TYPE - CHARGING POINT: TYPE 2 PLUG TYPE - VEHICLE SIDE: TYPE 2 CHARGING POWER MAX.: 22 KW N OF PHASES: 3 RATED CURRENT: 32 A CABLE LENGTH: 7.5 M CABLE TYPE: REGULAR | 289
9993 | 2791320000 | AC CHARGING CABLE PLUG TYPE - CHARGING POINT: TYPE 2 PLUG TYPE - VEHICLE SIDE: TYPE 2 CHARGING POWER MAX.: 11 KW N OF PHASES: 3 RATED CURRENT: 20 A CABLE LENGTH: 7.5 M CABLE TYPE: REGULAR | 289
9994 | 2754380000 | AC CHARGING CABLE PLUG TYPE - CHARGING POINT: TYPE 2 PLUG TYPE - VEHICLE SIDE: TYPE 2 CHARGING POWER MAX.: 11 KW N OF PHASES: 3 RATED CURRENT: 20 A CABLE LENGTH: 5 M CABLE TYPE: REGULAR | 289
9995 | 2791330000 | AC CHARGING CABLE PLUG TYPE - CHARGING POINT: TYPE 2 PLUG TYPE - VEHICLE SIDE: TYPE 2 CHARGING POWER MAX.: 11 KW N OF PHASES: 3 RATED CURRENT: 20 A CABLE LENGTH: 10 M CABLE TYPE: REGULAR | 289
9996 | 2791310000 | AC CHARGING CABLE PLUG TYPE - CHARGING POINT: TYPE 2 PLUG TYPE - VEHICLE SIDE: TYPE 2 CHARGING POWER MAX.: 22 KW N OF PHASES: 3 RATED CURRENT: 32 A CABLE LENGTH: 10 M CABLE TYPE: REGULAR | 289
9997 | 2791360000 | AC CHARGING CABLE PLUG TYPE - CHARGING POINT: TYPE 2 PLUG TYPE - VEHICLE SIDE: TYPE 1 CHARGING POWER MAX.: 7.4 KW N OF PHASES: 1 RATED CURRENT: 32 A CABLE LENGTH: 7.5 M CABLE TYPE: REGULAR | 289
9998 | 2724910000 | WALLBOX MAX. CHARGING CAPACITY OF 22 KW @ 3-PHASE (400 V) GRID CONNECTION MAX. CURRENT 32 A TYPE 2 SOCKET OUTLET | 256
9999 | 2724920000 | AC CHARGING CABLE PLUG TYPE - CHARGING POINT: TYPE 2 PLUG TYPE - VEHICLE SIDE: TYPE 1 CHARGING POWER MAX.: 7.4 KW N OF PHASES: 1 RATED CURRENT: 32 A CABLE LENGTH: 5 M CABLE TYPE: REGULAR | 289
10000 | 2709100000 | WALLBOX MAX. CHARGING CAPACITY OF 11 KW @ 3-PHASE (400 V) GRID CONNECTION MAX. CURRENT 16 A WITH ATTACHED 5 M CABLE AND TYPE 2 PLUG | 256
10001 | 2654620000 | PCB PLUG-IN CONNECTOR CODING ELEMENT | 912
10002 | 2744060000 | WALLBOX MAX. CHARGING CAPACITY OF 7.4 KW @ 1-PHASE (230 V) RESP. 22 KW @ 3-PHASE (400 V) GRID CONNECTION MAX. CURRENT 32 A TYPE 2 SOCKET OUTLET NFC RFID MID COMPLIANT MODBUS TCP | 256
10003 | 2540680000 | BOLT-TYPE SCREW TERMINALS FEED-THROUGH TERMINAL SCREW CONNECTION | 7
10004 | 1345040010 | PRE-ASSEMBLED CABLE PAC CABLE LIYCY 0.25 MM² | 2
10005 | 1349840010 | PRE-ASSEMBLED CABLE PAC | 34
10006 | 1537470000 | KLIPPON CONTROL STATION (CONTROL AND SIGNALLING DEVICE) CONTROL / SIGNALLING DEVICE KLIPPON K41 EX ALUMINIUM ALSI12 EMERGENCY-STOP PUSHBUTTON WITH CONTRASTING LABEL 2 NC CONTACT POSITIVE OPENING CONTACTS -55 °C...+55 °C IP54 IP66 | 121
10007 | 2531330000 | POWER CONNECTOR PLUG SEALING INSERT PROFINET | 1112
10008 | 7789056030 | PRE-ASSEMBLED CABLE PAC CABLE LIYY 0.25 MM² | 2
10009 | 7789190020 | PRE-ASSEMBLED CABLE PAC CABLE LIYY 0.25 MM² | 2
10010 | 7789227080 | PRE-ASSEMBLED CABLE PAC CABLE LIYCY 0.25 MM² | 2
10011 | 7789284100 | PRE-ASSEMBLED CABLE PAC CABLE LIYCY 0.25 MM² | 2
10012 | 7789291050 | PRE-ASSEMBLED CABLE PAC CABLE LIYY 0.25 MM² | 2
10013 | 7789309015 | PRE-ASSEMBLED CABLE PAC CABLE LIYCY 0.25 MM² | 2
10014 | 7789328005 | PRE-ASSEMBLED CABLE PAC CABLE LIYY 0.25 MM² | 2
10015 | 7789328010 | PRE-ASSEMBLED CABLE PAC CABLE LIYY 0.25 MM² | 2
10016 | 7789328040 | PRE-ASSEMBLED CABLE PAC CABLE LIYY 0.25 MM² | 2
10017 | 7789609020 | PRE-ASSEMBLED CABLE PAC CABLE LIYCY 0.25 MM² | 2
10018 | 7789617060 | PRE-ASSEMBLED CABLE PAC CABLE LIYCY 0.34 MM² | 2
10019 | 7789643010 | PRE-ASSEMBLED CABLE PAC CABLE LIYY 0.25 MM² | 2
10020 | 7789767010 | PRE-ASSEMBLED CABLE PAC CABLE LIYY 0.25 MM² | 2
10021 | 7789848050 | PRE-ASSEMBLED CABLE PAC CABLE LIYCY 0.25 MM² | 2
10022 | 7789882010 | PRE-ASSEMBLED CABLE PAC CABLE LIYCY 0.50 MM² | 2
10023 | 7789888010 | PRE-ASSEMBLED CABLE PAC CABLE LIYCY 0.34 MM² | 2
10024 | 1114530000 | FIELDPOWER® FIELD POWER® SEALING INSERT ROUND IP54 8.5 - 10.5 MM | 1272
10025 | 1220670000 | TERMSERIES RELAY N OF CONTACTS: 1 CO CONTACT AGNI GOLD-PLATED RATED CONTROL VOLTAGE: 12 V DC CONTINUOUS CURRENT: 6 A PLUG-IN CONNECTION TEST BUTTON AVAILABLE: NO | 3
10026 | 1285200000 | KLIPPON TB (TERMINAL BOX) IDENTIFICATION PLATE FIXING SET MATERIAL: STAINLESS STEEL -PROOF UNTREATED | 809
10027 | 1132290000 | TERMSERIES SOLID-STATE RELAY 1 NO CONTACT (TRIAC (ZERO-CROSS SWITCH)) RATED CONTROL VOLTAGE: 10?32 V DC RATED SWITCHING VOLTAGE: 12...275 V AC CONTINUOUS CURRENT: 1 A PLUG-IN CONNECTION | 3
10028 | 1421450000 | TERMSERIES SOLID-STATE RELAY 1 NO CONTACT (MOS-FET) RATED CONTROL VOLTAGE: 10?32 V DC RATED SWITCHING VOLTAGE: 0?35 V DC CONTINUOUS CURRENT: 5 A PLUG-IN CONNECTION | 3
10029 | 1537070000 | KLIPPON CONTROL STATION (CONTROL AND SIGNALLING DEVICE) CONTROL / SIGNALLING DEVICE KLIPPON POK 121209 EX GLASS-FIBRE REINFORCED POLYESTER WITH GRAPHITE MIXTURE EMERGENCY-STOP PUSHBUTTON WITH CONTRASTING LABEL 2 NC CONTACT POSITIVE OPENING CONTACTS -55 °C...+55 °C IP54 IP66 | 121
10030 | 1537080000 | KLIPPON CONTROL STATION (CONTROL AND SIGNALLING DEVICE) CONTROL / SIGNALLING DEVICE KLIPPON POK 121209 EX GLASS-FIBRE REINFORCED POLYESTER WITH GRAPHITE MIXTURE PUSHBUTTON - GREEN 1 NC CONTACT 1 NO CONTACTS -55 °C...+55 °C IP54 IP66 | 121
10031 | 1537090000 | KLIPPON CONTROL STATION (CONTROL AND SIGNALLING DEVICE) CONTROL / SIGNALLING DEVICE KLIPPON POK 121209 EX GLASS-FIBRE REINFORCED POLYESTER WITH GRAPHITE MIXTURE KEY-OPERATED SWITCH 1 NC CONTACT 1 NO CONTACTS -55 °C...+55 °C IP54 IP66 | 121
10032 | 1537100000 | KLIPPON CONTROL STATION (CONTROL AND SIGNALLING DEVICE) CONTROL / SIGNALLING DEVICE KLIPPON POK 121209 EX GLASS-FIBRE REINFORCED POLYESTER WITH GRAPHITE MIXTURE ILLUMINATED PUSHBUTTON - GREEN 2 NO CONTACTS -55 °C...+55 °C IP54 IP66 | 121
10033 | 1537110000 | KLIPPON CONTROL STATION (CONTROL AND SIGNALLING DEVICE) CONTROL / SIGNALLING DEVICE KLIPPON POK 121209 EX GLASS-FIBRE REINFORCED POLYESTER WITH GRAPHITE MIXTURE PUSHBUTTON - PUSHBUTTON - GREEN 2 NC CONTACT 2 NO CONTACTS -55 °C...+55 °C IP54 IP66 | 121
10034 | 1537120000 | KLIPPON CONTROL STATION (CONTROL AND SIGNALLING DEVICE) CONTROL / SIGNALLING DEVICE KLIPPON POK 121209 EX GLASS-FIBRE REINFORCED POLYESTER WITH GRAPHITE MIXTURE LIGHT MODULE - GREEN PUSHBUTTON - GREEN 1 NC CONTACT 1 NO CONTACTS -55 °C...+55 °C IP54 IP66 | 121
10035 | 1537130000 | KLIPPON CONTROL STATION (CONTROL AND SIGNALLING DEVICE) CONTROL / SIGNALLING DEVICE KLIPPON POK 121209 EX GLASS-FIBRE REINFORCED POLYESTER WITH GRAPHITE MIXTURE LIGHT MODULE - EMERGENCY-STOP PUSHBUTTON WITH CONTRASTING LABEL 2 NC CONTACT POSITIVE OPENING CONTACTS -55 °C...+55 °C IP54 IP66 | 121
10036 | 1537140000 | KLIPPON CONTROL STATION (CONTROL AND SIGNALLING DEVICE) CONTROL / SIGNALLING DEVICE KLIPPON POK 122209 EX GLASS-FIBRE REINFORCED POLYESTER WITH GRAPHITE MIXTURE PUSHBUTTON - LIGHT MODULE - GREEN PUSHBUTTON - GREEN 2 NC CONTACT 2 NO CONTACTS -55 °C...+55 °C IP54 IP66 | 121
10037 | 1537150000 | KLIPPON CONTROL STATION (CONTROL AND SIGNALLING DEVICE) CONTROL / SIGNALLING DEVICE KLIPPON POK 122209 EX GLASS-FIBRE REINFORCED POLYESTER WITH GRAPHITE MIXTURE PUSHBUTTON - GREEN PUSHBUTTON - PUSHBUTTON - GREEN 3 NC CONTACT 3 NO CONTACTS -55 °C...+55 °C IP54 IP66 | 121
10038 | 1537180000 | KLIPPON CONTROL STATION (CONTROL AND SIGNALLING DEVICE) CONTROL / SIGNALLING DEVICE KLIPPON POK 122209 EX GLASS-FIBRE REINFORCED POLYESTER WITH GRAPHITE MIXTURE LIGHT MODULE - PUSHBUTTON - LIGHT MODULE - GREEN PUSHBUTTON - GREEN 2 NC CONTACT 2 NO CONTACTS -55 °C...+55 °C IP54 IP66 | 121
10039 | 1537200000 | KLIPPON CONTROL STATION (CONTROL AND SIGNALLING DEVICE) CONTROL / SIGNALLING DEVICE KLIPPON STB 1 SS STAINLESS STEEL 1.4404 (316L) EMERGENCY-STOP PUSHBUTTON WITH CONTRASTING LABEL 2 NC CONTACT POSITIVE OPENING CONTACTS -55 °C...+55 °C IP54 IP66 | 121
10040 | 1537210000 | KLIPPON CONTROL STATION (CONTROL AND SIGNALLING DEVICE) CONTROL / SIGNALLING DEVICE KLIPPON STB 1 SS STAINLESS STEEL 1.4404 (316L) PUSHBUTTON - GREEN 1 NC CONTACT 1 NO CONTACTS -55 °C...+55 °C IP54 IP66 | 121
10041 | 1537220000 | KLIPPON CONTROL STATION (CONTROL AND SIGNALLING DEVICE) CONTROL / SIGNALLING DEVICE KLIPPON STB 1 SS STAINLESS STEEL 1.4404 (316L) KEY-OPERATED SWITCH 1 NC CONTACT 1 NO CONTACTS -55 °C...+55 °C IP54 IP66 | 121
10042 | 1537230000 | KLIPPON CONTROL STATION (CONTROL AND SIGNALLING DEVICE) CONTROL / SIGNALLING DEVICE KLIPPON STB 1 SS STAINLESS STEEL 1.4404 (316L) ILLUMINATED PUSHBUTTON - GREEN 2 NO CONTACTS -55 °C...+55 °C IP54 IP66 | 121
10043 | 1537240000 | KLIPPON CONTROL STATION (CONTROL AND SIGNALLING DEVICE) CONTROL / SIGNALLING DEVICE KLIPPON STB 1 SS STAINLESS STEEL 1.4404 (316L) EMERGENCY-STOP PUSHBUTTON WITH CONTRASTING LABEL 2 NC CONTACT POSITIVE OPENING CONTACTS -55 °C...+55 °C IP54 IP66 | 121
10044 | 1537250000 | KLIPPON CONTROL STATION (CONTROL AND SIGNALLING DEVICE) CONTROL / SIGNALLING DEVICE KLIPPON STB 1 SS STAINLESS STEEL 1.4404 (316L) PUSHBUTTON - GREEN 1 NC CONTACT 1 NO CONTACTS -55 °C...+55 °C IP54 IP66 | 121
10045 | 1537280000 | KLIPPON CONTROL STATION (CONTROL AND SIGNALLING DEVICE) CONTROL / SIGNALLING DEVICE KLIPPON STB 1 SS STAINLESS STEEL 1.4404 (316L) KEY-OPERATED SWITCH 1 NC CONTACT 1 NO CONTACTS -55 °C...+55 °C IP54 IP66 | 121
10046 | 1537300000 | KLIPPON CONTROL STATION (CONTROL AND SIGNALLING DEVICE) CONTROL / SIGNALLING DEVICE KLIPPON STB 2.1 SS STAINLESS STEEL 1.4404 (316L) PUSHBUTTON - PUSHBUTTON - GREEN 2 NC CONTACT 2 NO CONTACTS -55 °C...+55 °C IP54 IP66 | 121
10047 | 1537320000 | KLIPPON CONTROL STATION (CONTROL AND SIGNALLING DEVICE) CONTROL / SIGNALLING DEVICE KLIPPON STB 2.1 SS STAINLESS STEEL 1.4404 (316L) LIGHT MODULE - EMERGENCY-STOP PUSHBUTTON WITH CONTRASTING LABEL 2 NC CONTACT POSITIVE OPENING CONTACTS -55 °C...+55 °C IP54 IP66 | 121
10048 | 1537330000 | KLIPPON CONTROL STATION (CONTROL AND SIGNALLING DEVICE) CONTROL / SIGNALLING DEVICE KLIPPON STB 2.1 SS STAINLESS STEEL 1.4404 (316L) PUSHBUTTON - GREEN PUSHBUTTON - PUSHBUTTON - GREEN 3 NC CONTACT 3 NO CONTACTS -55 °C...+55 °C IP54 IP66 | 121
10049 | 1537340000 | KLIPPON CONTROL STATION (CONTROL AND SIGNALLING DEVICE) CONTROL / SIGNALLING DEVICE KLIPPON STB 2.1 SS STAINLESS STEEL 1.4404 (316L) PUSHBUTTON - LIGHT MODULE - GREEN PUSHBUTTON - GREEN 2 NC CONTACT 2 NO CONTACTS -55 °C...+55 °C IP54 IP66 | 121
10050 | 1537490000 | KLIPPON CONTROL STATION (CONTROL AND SIGNALLING DEVICE) CONTROL / SIGNALLING DEVICE KLIPPON K41 EX ALUMINIUM ALSI12 KEY-OPERATED SWITCH 1 NC CONTACT 1 NO CONTACTS -55 °C...+55 °C IP54 IP66 | 121
10051 | 1537510000 | KLIPPON CONTROL STATION (CONTROL AND SIGNALLING DEVICE) CONTROL / SIGNALLING DEVICE KLIPPON K41 EX ALUMINIUM ALSI12 PUSHBUTTON - PUSHBUTTON - GREEN 2 NC CONTACT 2 NO CONTACTS -55 °C...+55 °C IP54 IP66 | 121
10052 | 1537580000 | KLIPPON CONTROL STATION (CONTROL AND SIGNALLING DEVICE) CONTROL / SIGNALLING DEVICE KLIPPON K51 EX ALUMINIUM ALSI12 LIGHT MODULE - PUSHBUTTON - LIGHT MODULE - GREEN PUSHBUTTON - GREEN 2 NC CONTACT 2 NO CONTACTS -55 °C...+55 °C IP54 IP66 | 121
10053 | 7789056010 | PRE-ASSEMBLED CABLE PAC CABLE LIYY 0.25 MM² | 2
10054 | 7789061010 | PRE-ASSEMBLED CABLE PAC CABLE LIYY 0.25 MM² | 2
10055 | 7789133010 | PRE-ASSEMBLED CABLE PAC CABLE LIYY 0.25 MM² | 2
10056 | 7789165010 | PRE-ASSEMBLED CABLE PAC CABLE LIYCY 0.25 MM² | 2
10057 | 7789220010 | PRE-ASSEMBLED CABLE PAC CABLE LIYY 0.25 MM² | 2
10058 | 7789309010 | PRE-ASSEMBLED CABLE PAC CABLE LIYCY 0.25 MM² | 2
10059 | 7789382010 | PRE-ASSEMBLED CABLE PAC CABLE LIYY 0.25 MM² | 2
10060 | 7789384010 | PRE-ASSEMBLED CABLE PAC CABLE LIYY 0.25 MM² | 2
10061 | 7789606010 | PRE-ASSEMBLED CABLE PAC CABLE LIYY 0.25 MM² | 2
10062 | 7789608010 | PRE-ASSEMBLED CABLE PAC CABLE LIYY 0.25 MM² | 2
10063 | 7789609010 | PRE-ASSEMBLED CABLE PAC CABLE LIYCY 0.25 MM² | 2
10064 | 7789648010 | PRE-ASSEMBLED CABLE PAC CABLE LIYY 0.25 MM² | 2
10065 | 7789650010 | PRE-ASSEMBLED CABLE PAC CABLE LIYY 0.25 MM² | 2
10066 | 1175850000 | METALLICARD ADHESIVE STRIP 54 X 85 MM TRANSPARENT | 430
10067 | 1192680000 | KLIPPON TB (TERMINAL BOX) EARTHING STUD MISCELLANEOUS WIDTH: 48.5 MM MATERIAL: UNTREATED | 4
10068 | 1200650000 | KLIPPON TB QL (TERMINAL BOX - QUARTER LOCK) EMPTY ENCLOSURE STAINLESS STEEL ENCLOSURE HEIGHT: 550 MM WIDTH: 350 MM DEPTH: 200 MM GLAND PLATES: BOTTOM TOP LEFT RIGHT MATERIAL: STAINLESS STEEL 1.4404 (316L) ELECTROPOLISHED | 4
10069 | 1537170000 | KLIPPON CONTROL STATION (CONTROL AND SIGNALLING DEVICE) CONTROL / SIGNALLING DEVICE KLIPPON POK 122209 EX GLASS-FIBRE REINFORCED POLYESTER WITH GRAPHITE MIXTURE PUSHBUTTON - GREEN PUSHBUTTON - EMERGENCY-STOP PUSHBUTTON WITH CONTRASTING LABEL 2 NO CONTACTS 2 NC CONTACT POSITIVE OPENING CONTACTS -55 °C...+55 °C IP54 IP66 | 121
10070 | 1537290000 | KLIPPON CONTROL STATION (CONTROL AND SIGNALLING DEVICE) CONTROL / SIGNALLING DEVICE KLIPPON STB 1 SS STAINLESS STEEL 1.4404 (316L) ILLUMINATED PUSHBUTTON - GREEN 2 NO CONTACTS -55 °C...+55 °C IP54 IP66 | 121
10071 | 1537370000 | KLIPPON CONTROL STATION (CONTROL AND SIGNALLING DEVICE) CONTROL / SIGNALLING DEVICE KLIPPON STB 2.1 SS STAINLESS STEEL 1.4404 (316L) PUSHBUTTON - GREEN PUSHBUTTON - EMERGENCY-STOP PUSHBUTTON WITH CONTRASTING LABEL 2 NO CONTACTS 2 NC CONTACT POSITIVE OPENING CONTACTS -55 °C...+55 °C IP54 IP66 | 121
10072 | 1537570000 | KLIPPON CONTROL STATION (CONTROL AND SIGNALLING DEVICE) CONTROL / SIGNALLING DEVICE KLIPPON K51 EX ALUMINIUM ALSI12 PUSHBUTTON - GREEN PUSHBUTTON - EMERGENCY-STOP PUSHBUTTON WITH CONTRASTING LABEL 2 NO CONTACTS 2 NC CONTACT POSITIVE OPENING CONTACTS -55 °C...+55 °C IP54 IP66 | 121
10073 | 7789301010 | PRE-ASSEMBLED CABLE PAC CABLE LIYY 0.25 MM² | 2
10074 | 7789380010 | PRE-ASSEMBLED CABLE PAC CABLE LIYY 0.25 MM² | 2
10075 | 7789625010 | PRE-ASSEMBLED CABLE PAC CABLE LIYCY 0.25 MM² | 2
10076 | 7789626010 | PRE-ASSEMBLED CABLE PAC CABLE LIYCY 0.25 MM² | 2
10077 | 1187040000 | A2L (KLIPPON UNARMO EX E/D CABLE GLAND) CABLE GLANDS 1 1/4" NPT 18 MM OD MIN. 25.5 - OD MAX. 32.2 MM NICKEL-PLATED | 17
10078 | 1346710000 | REPLACEMENT PART | 55
10079 | 2782970000 | HEAVY-DUTY CONNECTORS ACCESSORIES GRIP PANEL | 112
10080 | 1187130000 | A2L (KLIPPON UNARMO EX E/D CABLE GLAND) CABLE GLANDS 1" NPT 17.3 MM OD MIN. 13.5 - OD MAX. 20 MM NICKEL-PLATED | 17
10081 | 1219010000 | VP-HEX (KLIPPON EX BLANKING PLUG WITH HEXAGON HEAD) BLANKING PLUG M 63 X 1.5 16 MM NICKEL-PLATED | 94
10082 | 1205170000 | A2LC (KLIPPON UNARMO WITH CONDUIT CONNECTION THREAD EX E/D CABLE GLAND) CABLE GLANDS M 63 X 1.5 19 MM OD MIN. 43.5 - OD MAX. 50.1 MM NICKEL-PLATED | 17
10083 | 1205960000 | A2LC (KLIPPON UNARMO WITH CONDUIT CONNECTION THREAD EX E/D CABLE GLAND) CABLE GLANDS 1/2" NPT 13.6 MM OD MIN. 8 - OD MAX. 11.7 MM NICKEL-PLATED | 17
10084 | 1187000000 | A2L (KLIPPON UNARMO EX E/D CABLE GLAND) CABLE GLANDS 1/2" NPT 13.6 MM OD MIN. 8 - OD MAX. 11.7 MM NICKEL-PLATED | 17
10085 | 1205240000 | A2LC (KLIPPON UNARMO WITH CONDUIT CONNECTION THREAD EX E/D CABLE GLAND) CABLE GLANDS M 32 X 1.5 16 MM OD MIN. 19.5 - OD MAX. 26.3 MM NICKEL-PLATED | 17
10086 | 1205220000 | A2LC (KLIPPON UNARMO WITH CONDUIT CONNECTION THREAD EX E/D CABLE GLAND) CABLE GLANDS M 20 X 1.5 16 MM OD MIN. 10 - OD MAX. 14 MM NICKEL-PLATED | 17
10087 | 1184850000 | E1W (KLIPPON DOUBLE SEAL SWA ARMO EX E/D CABLE GLAND) CABLE GLANDS 2" NPT 19.2 MM SINGLE-WIRE ARMOURING 2.5 - 2.5 MM OD MIN. 51.5 - OD MAX. 59.5 MM ID MIN. 43.50 - ID MAX. 50.10 MM NICKEL-PLATED | 8
10088 | 1205360000 | A2LC (KLIPPON UNARMO WITH CONDUIT CONNECTION THREAD EX E/D CABLE GLAND) CABLE GLANDS 3/4" NPT 13.9 MM OD MIN. 13.5 - OD MAX. 20 MM NICKEL-PLATED | 17
10089 | 1205290000 | A2LC (KLIPPON UNARMO WITH CONDUIT CONNECTION THREAD EX E/D CABLE GLAND) CABLE GLANDS M 20 X 1.5 16 MM OD MIN. 10 - OD MAX. 14 MM NICKEL-PLATED | 17
10090 | 1185090000 | E1XZ (KLIPPON DOUBLE SEAL SWB/STA ARMO EX E/D CABLE GLAND) CABLE GLANDS 1/2" NPT 13.6 MM BRAIDED ARMOURING METAL FOIL ARMOURING 0.9 - 1.25 MM OD MIN. 12.5 - OD MAX. 16 MM ID MIN. 8.00 - ID MAX. 11.70 MM NICKEL-PLATED | 8
10091 | 1205270000 | A2LC (KLIPPON UNARMO WITH CONDUIT CONNECTION THREAD EX E/D CABLE GLAND) CABLE GLANDS M 16 X 1.5 16 MM OD MIN. 4.5 - OD MAX. 8.7 MM NICKEL-PLATED | 17
10092 | 1206660000 | A2LC (KLIPPON UNARMO WITH CONDUIT CONNECTION THREAD EX E/D CABLE GLAND) CABLE GLANDS 3/4" NPT 13.9 MM OD MIN. 10 - OD MAX. 14 MM NICKEL-PLATED | 17
10093 | 1205150000 | A2LC (KLIPPON UNARMO WITH CONDUIT CONNECTION THREAD EX E/D CABLE GLAND) CABLE GLANDS M 50 X 1.5 16 MM OD MIN. 31.5 - OD MAX. 38.2 MM NICKEL-PLATED | 17
10094 | 1206630000 | A2LC (KLIPPON UNARMO WITH CONDUIT CONNECTION THREAD EX E/D CABLE GLAND) CABLE GLANDS 1 1/4" NPT 18 MM OD MIN. 19.5 - OD MAX. 26.3 MM NICKEL-PLATED | 17
10095 | 1205530000 | A2LC (KLIPPON UNARMO WITH CONDUIT CONNECTION THREAD EX E/D CABLE GLAND) CABLE GLANDS 2" NPT 19.2 MM OD MIN. 31.5 - OD MAX. 38.2 MM NICKEL-PLATED | 17
10096 | 1185150000 | E1XZ (KLIPPON DOUBLE SEAL SWB/STA ARMO EX E/D CABLE GLAND) CABLE GLANDS 2" NPT 19.2 MM BRAIDED ARMOURING METAL FOIL ARMOURING 2 - 2.5 MM OD MIN. 45.5 - OD MAX. 53 MM ID MIN. 37.50 - ID MAX. 44.10 MM NICKEL-PLATED | 8
10097 | 1184920000 | E1W (KLIPPON DOUBLE SEAL SWA ARMO EX E/D CABLE GLAND) CABLE GLANDS 1 1/4" NPT 18 MM SINGLE-WIRE ARMOURING 1.6 - 2 MM OD MIN. 26 - OD MAX. 34 MM ID MIN. 19.50 - ID MAX. 26.30 MM NICKEL-PLATED | 8
10098 | 1185720000 | SKMU SS (STAINLESS STEEL LOCKNUT) LOCKNUT STAINLESS STEEL 1.4404 | 381
10099 | 1185710000 | SKMU SS (STAINLESS STEEL LOCKNUT) LOCKNUT STAINLESS STEEL 1.4404 | 381
10100 | 1205550000 | A2LC (KLIPPON UNARMO WITH CONDUIT CONNECTION THREAD EX E/D CABLE GLAND) CABLE GLANDS M 40 X 1.5 16 MM OD MIN. 25.5 - OD MAX. 32.2 MM NICKEL-PLATED | 17
10101 | 1187150000 | A2L (KLIPPON UNARMO EX E/D CABLE GLAND) CABLE GLANDS 1 1/2" NPT 18.4 MM OD MIN. 25.5 - OD MAX. 32.2 MM NICKEL-PLATED | 17
10102 | 1188590000 | VP (KLIPPON EX BLANKING PLUG WITH MUSHROOM HEAD) BLANKING PLUG 2" NPT 21.5 MM NICKEL-PLATED | 94
10103 | 1205580000 | A2LC (KLIPPON UNARMO WITH CONDUIT CONNECTION THREAD EX E/D CABLE GLAND) CABLE GLANDS M 32 X 1.5 16 MM OD MIN. 19.5 - OD MAX. 26.3 MM NICKEL-PLATED | 17
10104 | 1185730000 | SKMU SS (STAINLESS STEEL LOCKNUT) LOCKNUT STAINLESS STEEL 1.4404 | 381
10105 | 1206330000 | A2LC (KLIPPON UNARMO WITH CONDUIT CONNECTION THREAD EX E/D CABLE GLAND) CABLE GLANDS 1" NPT 17.3 MM OD MIN. 19.5 - OD MAX. 26.3 MM NICKEL-PLATED | 17
10106 | 1205560000 | A2LC (KLIPPON UNARMO WITH CONDUIT CONNECTION THREAD EX E/D CABLE GLAND) CABLE GLANDS M 50 X 1.5 16 MM OD MIN. 31.5 - OD MAX. 38.2 MM NICKEL-PLATED | 17
10107 | 1185190000 | E1XZ (KLIPPON DOUBLE SEAL SWB/STA ARMO EX E/D CABLE GLAND) CABLE GLANDS 3/4" NPT 13.9 MM BRAIDED ARMOURING METAL FOIL ARMOURING 0.9 - 0.9 MM OD MIN. 8 - OD MAX. 13.5 MM ID MIN. 4.50 - ID MAX. 8.70 MM NICKEL-PLATED | 8
10108 | 1205230000 | A2LC (KLIPPON UNARMO WITH CONDUIT CONNECTION THREAD EX E/D CABLE GLAND) CABLE GLANDS M 25 X 1.5 16 MM OD MIN. 13.5 - OD MAX. 20 MM NICKEL-PLATED | 17
10109 | 1205450000 | A2LC (KLIPPON UNARMO WITH CONDUIT CONNECTION THREAD EX E/D CABLE GLAND) CABLE GLANDS 3/4" NPT 13.9 MM OD MIN. 4.5 - OD MAX. 8.7 MM NICKEL-PLATED | 17
10110 | 1205260000 | A2LC (KLIPPON UNARMO WITH CONDUIT CONNECTION THREAD EX E/D CABLE GLAND) CABLE GLANDS M 63 X 1.5 19 MM OD MIN. 43.5 - OD MAX. 50.1 MM NICKEL-PLATED | 17
10111 | 1185270000 | E1XZ (KLIPPON DOUBLE SEAL SWB/STA ARMO EX E/D CABLE GLAND) CABLE GLANDS 2 1/2" NPT 28.9 MM BRAIDED ARMOURING METAL FOIL ARMOURING 2.5 - 2.5 MM OD MIN. 51.5 - OD MAX. 59.5 MM ID MIN. 43.50 - ID MAX. 50.10 MM NICKEL-PLATED | 8
10112 | 1928130000 | RAIL TS 35 TS 35 X 7.5 WIDTH: 140 MM WITHOUT SLOT STEEL GALVANIZED CHROMIUM-PLATED | 82
10113 | 1937810000 | KLIPPON K (ALUMINIUM EMPTY ENCLOSURE) EMPTY ENCLOSURE ALUMINIUM ENCLOSURE HEIGHT: 80 MM WIDTH: 250 MM DEPTH: 55 MM MATERIAL: ALUMINIUM ALSI12 POWDER-COATED TEXTU GREY | 38
10114 | 1937840000 | KLIPPON K (ALUMINIUM EMPTY ENCLOSURE) EMPTY ENCLOSURE ALUMINIUM ENCLOSURE HEIGHT: 64 MM WIDTH: 98 MM DEPTH: 34 MM MATERIAL: ALUMINIUM ALSI12 POWDER-COATED TEXTU GREY | 38
10115 | 1939550000 | KLIPPON K (ALUMINIUM EMPTY ENCLOSURE) EMPTY ENCLOSURE ALUMINIUM ENCLOSURE HEIGHT: 64 MM WIDTH: 98 MM DEPTH: 34 MM MATERIAL: ALUMINIUM ALSI12 UNTREATED | 38
10116 | 1939600000 | KLIPPON K (ALUMINIUM EMPTY ENCLOSURE) EMPTY ENCLOSURE ALUMINIUM ENCLOSURE HEIGHT: 70 MM WIDTH: 165 MM DEPTH: 45 MM MATERIAL: ALUMINIUM ALSI12 UNTREATED | 38
10117 | 1939690000 | KLIPPON K (ALUMINIUM EMPTY ENCLOSURE) EMPTY ENCLOSURE ALUMINIUM ENCLOSURE HEIGHT: 160 MM WIDTH: 200 MM DEPTH: 100 MM MATERIAL: ALUMINIUM ALSI12 UNTREATED | 38
10118 | 1939760000 | KLIPPON K (ALUMINIUM EMPTY ENCLOSURE) EMPTY ENCLOSURE ALUMINIUM ENCLOSURE HEIGHT: 45 MM WIDTH: 50 MM DEPTH: 30 MM MATERIAL: ALUMINIUM ALSI12 UNTREATED | 38
10119 | 1877440100 | SENSOR/ACTUATOR LINE ONE END WITHOUT CONNECTOR M23 INNER THREAD N OF POLES: 12 1 M SOCKET ANGLED SHIELDED: NO LED: NO SHEATH MATERIAL: PUR HALOGEN: NO | 0
10120 | 1966260000 | JUNCTION BOX IP67 VARIANT 5 1 PORT STRAIGHT | 428
10121 | 1966330000 | JUNCTION BOX IP67 VARIANT 1 2 PORTS STRAIGHT | 428
10122 | 1910030000 | RAIL TS 15 WIDTH: 155 MM WITHOUT SLOT STEEL GALVANIZED CHROMIUM-PLATED | 82
10123 | 1910100000 | RAIL TS 35 TS 35 X 7.5 WIDTH: 140 MM WITHOUT SLOT STEEL GALVANIZED CHROMIUM-PLATED | 82
10124 | 1910120000 | RAIL TS 35 TS 35 X 7.5 WIDTH: 239 MM WITHOUT SLOT STEEL GALVANIZED CHROMIUM-PLATED | 82
10125 | 1909980000 | RAIL TS 15 WIDTH: 60 MM WITHOUT SLOT STEEL GALVANIZED CHROMIUM-PLATED | 82
10126 | 1059730150 | SENSOR/ACTUATOR LINE CONNECTING LINE M12 / M12 N OF POLES : 4 1.5 M PIN 90° - SOCKET 90° SHIELDED: YES LED: NO SHEATH MATERIAL: PUR HALOGEN: NO | 0
10127 | 1205480000 | A2LC (KLIPPON UNARMO WITH CONDUIT CONNECTION THREAD EX E/D CABLE GLAND) CABLE GLANDS 1" NPT 17.3 MM OD MIN. 13.5 - OD MAX. 20 MM NICKEL-PLATED | 17
10128 | 1567780000 | RAIL TS 15 WIDTH: 64 MM WITH SLOT STEEL GALVANIC ZINC PLATED AND PASSIVATED | 85
10129 | 1567790000 | RAIL TS 15 WIDTH: 114 MM WITH SLOT STEEL GALVANIC ZINC PLATED AND PASSIVATED | 85
10130 | 1567560000 | RAIL TS 35 TS 35 X 7.5 WIDTH: 327 MM WITHOUT SLOT STEEL GALVANIC ZINC PLATED AND PASSIVATED | 85
10131 | 4058570000 | TERMSERIES RELAY N OF CONTACTS: 2 CO CONTACT AGNI RATED CONTROL VOLTAGE: 24 V DC CONTINUOUS CURRENT: 8 A PLUG-IN CONNECTION TEST BUTTON AVAILABLE: NO | 3
10132 | 4058580000 | TERMSERIES RELAY N OF CONTACTS: 2 CO CONTACT AGNI GOLD-PLATED RATED CONTROL VOLTAGE: 24 V DC CONTINUOUS CURRENT: 8 A PLUG-IN CONNECTION TEST BUTTON AVAILABLE: NO | 3
10133 | 4058590000 | TERMSERIES RELAY N OF CONTACTS: 2 CO CONTACT AGNI RATED CONTROL VOLTAGE: 110 V DC CONTINUOUS CURRENT: 8 A PLUG-IN CONNECTION TEST BUTTON AVAILABLE: NO | 3
10134 | 4058600000 | RIDERSERIES RCL RELAY N OF CONTACTS: 2 CO CONTACT AGNI RATED CONTROL VOLTAGE: 24 V AC CONTINUOUS CURRENT: 8 A PLUG-IN CONNECTION TEST BUTTON AVAILABLE: NO | 3
10135 | 4058610000 | RIDERSERIES RCL RELAY N OF CONTACTS: 2 CO CONTACT AGNI RATED CONTROL VOLTAGE: 115 V AC CONTINUOUS CURRENT: 8 A PLUG-IN CONNECTION TEST BUTTON AVAILABLE: NO | 3
10136 | 4058620000 | RIDERSERIES RCL RELAY N OF CONTACTS: 2 CO CONTACT AGNI GOLD-PLATED RATED CONTROL VOLTAGE: 115 V AC CONTINUOUS CURRENT: 8 A PLUG-IN CONNECTION TEST BUTTON AVAILABLE: NO | 3
10137 | 4058630000 | RIDERSERIES RCL RELAY N OF CONTACTS: 2 CO CONTACT AGNI RATED CONTROL VOLTAGE: 230 V AC CONTINUOUS CURRENT: 8 A PLUG-IN CONNECTION TEST BUTTON AVAILABLE: NO | 3
10138 | 4058640000 | RIDERSERIES RCL RELAY N OF CONTACTS: 2 CO CONTACT AGNI GOLD-PLATED RATED CONTROL VOLTAGE: 230 V AC CONTINUOUS CURRENT: 8 A PLUG-IN CONNECTION TEST BUTTON AVAILABLE: NO | 3
10139 | 4058750000 | TERMSERIES RELAY N OF CONTACTS: 2 CO CONTACT AGNI RATED CONTROL VOLTAGE: 48 V DC CONTINUOUS CURRENT: 8 A PLUG-IN CONNECTION TEST BUTTON AVAILABLE: NO | 3
10140 | 4058760000 | TERMSERIES RELAY N OF CONTACTS: 2 CO CONTACT AGNI RATED CONTROL VOLTAGE: 60 V DC CONTINUOUS CURRENT: 8 A PLUG-IN CONNECTION TEST BUTTON AVAILABLE: NO | 3
10141 | 4060120000 | TERMSERIES RELAY N OF CONTACTS: 1 CO CONTACT AGNI RATED CONTROL VOLTAGE: 24 V DC CONTINUOUS CURRENT: 6 A PLUG-IN CONNECTION TEST BUTTON AVAILABLE: NO | 3
10142 | 4061180000 | TERMSERIES SOLID-STATE RELAY 1 NO CONTACT (BIPOLAR TRANSISTOR) RATED CONTROL VOLTAGE: 18 V DC...24 V DC...30 V DC RATED SWITCHING VOLTAGE: 0?48 V DC CONTINUOUS CURRENT: 100 MA PLUG-IN CONNECTION | 3
10143 | 4061190000 | TERMSERIES SOLID-STATE RELAY 1 NO CONTACT (MOS-FET) RATED CONTROL VOLTAGE: 18 V DC...24 V DC...30 V DC RATED SWITCHING VOLTAGE: 3...33 V DC CONTINUOUS CURRENT: 2 A PLUG-IN CONNECTION | 3
10144 | 4061200000 | TERMSERIES SOLID-STATE RELAY 1 NO CONTACT (MOS-FET) RATED CONTROL VOLTAGE: 52 V DC?60 V DC?72 V DC RATED SWITCHING VOLTAGE: 3...33 V DC CONTINUOUS CURRENT: 2 A PLUG-IN CONNECTION | 3
10145 | 4061210000 | TERMSERIES SOLID-STATE RELAY 1 NO CONTACT (TRIAC (ZERO-CROSS SWITCH)) RATED CONTROL VOLTAGE: 18 V DC...24 V DC...30 V DC RATED SWITCHING VOLTAGE: 24...240 V AC CONTINUOUS CURRENT: 1 A PLUG-IN CONNECTION | 3
10146 | 4061580000 | TERMSERIES RELAY N OF CONTACTS: 1 CO CONTACT AGNI RATED CONTROL VOLTAGE: 5 V DC CONTINUOUS CURRENT: 6 A PLUG-IN CONNECTION TEST BUTTON AVAILABLE: NO | 3
10147 | 4061590000 | TERMSERIES RELAY N OF CONTACTS: 1 CO CONTACT AGNI GOLD-PLATED RATED CONTROL VOLTAGE: 24 V DC CONTINUOUS CURRENT: 6 A PLUG-IN CONNECTION TEST BUTTON AVAILABLE: NO | 3
10148 | 4061600000 | TERMSERIES RELAY N OF CONTACTS: 1 CO CONTACT AGNI GOLD-PLATED RATED CONTROL VOLTAGE: 60 V DC CONTINUOUS CURRENT: 6 A PLUG-IN CONNECTION TEST BUTTON AVAILABLE: NO | 3
10149 | 4061610000 | TERMSERIES RELAY N OF CONTACTS: 1 CO CONTACT AGNI RATED CONTROL VOLTAGE: 12 V DC CONTINUOUS CURRENT: 6 A PLUG-IN CONNECTION TEST BUTTON AVAILABLE: NO | 3
10150 | 4061630000 | TERMSERIES RELAY N OF CONTACTS: 1 CO CONTACT AGNI RATED CONTROL VOLTAGE: 60 V DC CONTINUOUS CURRENT: 6 A PLUG-IN CONNECTION TEST BUTTON AVAILABLE: NO | 3
10151 | 4061220000 | TERMSERIES SOLID-STATE RELAY 1 NO CONTACT (TRIAC (ZERO-CROSS SWITCH)) RATED CONTROL VOLTAGE: 52 V DC?60 V DC?72 V DC RATED SWITCHING VOLTAGE: 24...240 V AC CONTINUOUS CURRENT: 1 A PLUG-IN CONNECTION | 3
10152 | 4061230000 | TERMSERIES SOLID-STATE RELAY 1 NO CONTACT (BIPOLAR TRANSISTOR) RATED CONTROL VOLTAGE: 52 V DC?60 V DC?72 V DC RATED SWITCHING VOLTAGE: 0?48 V DC CONTINUOUS CURRENT: 100 MA PLUG-IN CONNECTION | 3
10153 | 4064310000 | TERMSERIES SOLID-STATE RELAY 1 NO CONTACT (MOS-FET) RATED CONTROL VOLTAGE: 2.5 V DC...5 V DC...6 V DC RATED SWITCHING VOLTAGE: 3...33 V DC CONTINUOUS CURRENT: 2 A PLUG-IN CONNECTION | 3
10154 | 4064320000 | TERMSERIES SOLID-STATE RELAY 1 NO CONTACT (BIPOLAR TRANSISTOR) RATED CONTROL VOLTAGE: 2.5 V DC...5 V DC...6 V DC RATED SWITCHING VOLTAGE: 0?48 V DC CONTINUOUS CURRENT: 100 MA PLUG-IN CONNECTION | 3
10155 | 4064580000 | RIDERSERIES RELAY N OF CONTACTS: 1 CO CONTACT AGNI | 927
10156 | 4074580000 | TERMSERIES RELAY N OF CONTACTS: 2 CO CONTACT AGNI GOLD-PLATED RATED CONTROL VOLTAGE: 12 V DC CONTINUOUS CURRENT: 8 A PLUG-IN CONNECTION TEST BUTTON AVAILABLE: NO | 3
10157 | 1025940300 | DRAGLINE CABLE PROFINET M12 D-CODE ? IP 67 STRAIGHT PIN OPEN CAT.5 (ISO/IEC 11801) / CAT.5E (TIA T568-B) PUR 30 M | 11
10158 | 1025940500 | DRAGLINE CABLE PROFINET M12 D-CODE ? IP 67 STRAIGHT PIN OPEN CAT.5 (ISO/IEC 11801) / CAT.5E (TIA T568-B) PUR 50 M | 11
10159 | 1025950140 | DRAGLINE CABLE PROFINET M12 D-CODE ? IP 67 STRAIGHT PIN M12 D-CODE ? IP 67 STRAIGHT PIN CAT.5 (ISO/IEC 11801) / CAT.5E (TIA T568-B) PUR 14 M | 11
10160 | 1026210300 | SENSOR/ACTUATOR LINE CONNECTING LINE M8 / M12 N OF POLES : 3 3 M PIN STRAIGHT - SOCKET 90° SHIELDED: NO LED: YES SHEATH MATERIAL: PUR HALOGEN: NO | 0
10161 | 9457660500 | SENSOR/ACTUATOR LINE ONE END WITHOUT CONNECTOR M12 N OF POLES : 3 5 M FEMALE SOCKET STRAIGHT SHIELDED: NO LED: NO SHEATH MATERIAL: PUR HALOGEN: NO | 0
10162 | 9535410000 | MPC (POLYCARBONATE EMPTY ENCLOSURE) EMPTY ENCLOSURE HEIGHT: 175 MM WIDTH: 175 MM DEPTH: 150 MM MATERIAL: POLYCARBONATE LIGHT GREY | 4
10163 | 9535450000 | MPC (POLYCARBONATE EMPTY ENCLOSURE) EMPTY ENCLOSURE HEIGHT: 175 MM WIDTH: 250 MM DEPTH: 75 MM MATERIAL: POLYCARBONATE LIGHT GREY | 4
10164 | 1025950800 | DRAGLINE CABLE PROFINET M12 D-CODE ? IP 67 STRAIGHT PIN M12 D-CODE ? IP 67 STRAIGHT PIN CAT.5 (ISO/IEC 11801) / CAT.5E (TIA T568-B) PUR 80 M | 11
10165 | 2736560000 | PLUGS PREFABRICATED TO CUSTOMER SPEC. M12 | 88
10166 | 1010850150 | SYSTEM CABLE M12 D-CODE ? IP 67 STRAIGHT PIN M12 D-CODE ? IP 67 STRAIGHT PIN CAT.5 (ISO/IEC 11801) / CAT.5E (TIA T568-B) RADOX GKW S | 11
10167 | 1004310150 | SENSOR/ACTUATOR LINE CONNECTING LINE M12 / M12 N OF POLES : 4 1.5 M PIN STRAIGHT - SOCKET 90° SHIELDED: NO LED: YES SHEATH MATERIAL: PUR HALOGEN: NO | 0
10168 | 1004310300 | SENSOR/ACTUATOR LINE CONNECTING LINE M12 / M12 N OF POLES : 4 3 M PIN STRAIGHT - SOCKET 90° SHIELDED: NO LED: YES SHEATH MATERIAL: PUR HALOGEN: NO | 0
10169 | 1004310500 | SENSOR/ACTUATOR LINE CONNECTING LINE M12 / M12 N OF POLES : 4 5 M PIN STRAIGHT - SOCKET 90° SHIELDED: NO LED: YES SHEATH MATERIAL: PUR HALOGEN: NO | 0
10170 | 1004311000 | SENSOR/ACTUATOR LINE CONNECTING LINE M12 / M12 N OF POLES : 4 10 M PIN STRAIGHT - SOCKET 90° SHIELDED: NO LED: YES SHEATH MATERIAL: PUR HALOGEN: NO | 0
10171 | 1004320100 | SENSOR/ACTUATOR LINE CONNECTING LINE M12 / M12 N OF POLES : 3 1 M PIN STRAIGHT - SOCKET 90° SHIELDED: NO LED: YES SHEATH MATERIAL: PUR HALOGEN: NO | 0
10172 | 1004320150 | SENSOR/ACTUATOR LINE CONNECTING LINE M12 / M12 N OF POLES : 3 1.5 M PIN STRAIGHT - SOCKET 90° SHIELDED: NO LED: YES SHEATH MATERIAL: PUR HALOGEN: NO | 0
10173 | 1004320200 | SENSOR/ACTUATOR LINE CONNECTING LINE M12 / M12 N OF POLES : 3 2 M PIN STRAIGHT - SOCKET 90° SHIELDED: NO LED: YES SHEATH MATERIAL: PUR HALOGEN: NO | 0
10174 | 1004320300 | SENSOR/ACTUATOR LINE CONNECTING LINE M12 / M12 N OF POLES : 3 3 M PIN STRAIGHT - SOCKET 90° SHIELDED: NO LED: YES SHEATH MATERIAL: PUR HALOGEN: NO | 0
10175 | 1004320500 | SENSOR/ACTUATOR LINE CONNECTING LINE M12 / M12 N OF POLES : 3 5 M PIN STRAIGHT - SOCKET 90° SHIELDED: NO LED: YES SHEATH MATERIAL: PUR HALOGEN: NO | 0
10176 | 1004320750 | SENSOR/ACTUATOR LINE CONNECTING LINE M12 / M12 N OF POLES : 3 7.5 M PIN STRAIGHT - SOCKET 90° SHIELDED: NO LED: YES SHEATH MATERIAL: PUR HALOGEN: NO | 0
10177 | 1004321000 | SENSOR/ACTUATOR LINE CONNECTING LINE M12 / M12 N OF POLES : 3 10 M PIN STRAIGHT - SOCKET 90° SHIELDED: NO LED: YES SHEATH MATERIAL: PUR HALOGEN: NO | 0
10178 | 1004330150 | SENSOR/ACTUATOR LINE ONE END WITHOUT CONNECTOR M12 N OF POLES : 3 1.5 M SOCKET ANGLED SHIELDED: NO LED: YES SHEATH MATERIAL: PUR HALOGEN: NO | 0
10179 | 1004330300 | SENSOR/ACTUATOR LINE ONE END WITHOUT CONNECTOR M12 N OF POLES : 3 3 M SOCKET ANGLED SHIELDED: NO LED: YES SHEATH MATERIAL: PUR HALOGEN: NO | 0
10180 | 1004330500 | SENSOR/ACTUATOR LINE ONE END WITHOUT CONNECTOR M12 N OF POLES : 3 5 M SOCKET ANGLED SHIELDED: NO LED: YES SHEATH MATERIAL: PUR HALOGEN: NO | 0
10181 | 1004330750 | SENSOR/ACTUATOR LINE ONE END WITHOUT CONNECTOR M12 N OF POLES : 3 7.5 M SOCKET ANGLED SHIELDED: NO LED: YES SHEATH MATERIAL: PUR HALOGEN: NO | 0
10182 | 1004331000 | SENSOR/ACTUATOR LINE ONE END WITHOUT CONNECTOR M12 N OF POLES : 3 10 M SOCKET ANGLED SHIELDED: NO LED: YES SHEATH MATERIAL: PUR HALOGEN: NO | 0
10183 | 1005270150 | SENSOR/ACTUATOR LINE CONNECTING LINE M12 / M12 N OF POLES : 3 1.5 M TWIN CABLING PIN STRAIGHT 2X SOCKET ANGLED SHIELDED: NO LED: NO SHEATH MATERIAL: PUR HALOGEN: NO | 0
10184 | 1005270200 | SENSOR/ACTUATOR LINE CONNECTING LINE M12 / M12 N OF POLES : 3 2 M TWIN CABLING PIN STRAIGHT 2X SOCKET ANGLED SHIELDED: NO LED: NO SHEATH MATERIAL: PUR HALOGEN: NO | 0
10185 | 1005270300 | SENSOR/ACTUATOR LINE CONNECTING LINE M12 / M12 N OF POLES : 3 3 M TWIN CABLING PIN STRAIGHT 2X SOCKET ANGLED SHIELDED: NO LED: NO SHEATH MATERIAL: PUR HALOGEN: NO | 0
10186 | 1005270500 | SENSOR/ACTUATOR LINE CONNECTING LINE M12 / M12 N OF POLES : 3 5 M TWIN CABLING PIN STRAIGHT 2X SOCKET ANGLED SHIELDED: NO LED: NO SHEATH MATERIAL: PUR HALOGEN: NO | 0
10187 | 1005271000 | SENSOR/ACTUATOR LINE CONNECTING LINE M12 / M12 N OF POLES : 3 10 M TWIN CABLING PIN STRAIGHT 2X SOCKET ANGLED SHIELDED: NO LED: NO SHEATH MATERIAL: PUR HALOGEN: NO | 0
10188 | 1007000150 | SENSOR/ACTUATOR LINE ONE END WITHOUT CONNECTOR M12 N OF POLES : 4 1.5 M SOCKET ANGLED SHIELDED: NO LED: YES SHEATH MATERIAL: PUR HALOGEN: NO | 0
10189 | 1007000500 | SENSOR/ACTUATOR LINE ONE END WITHOUT CONNECTOR M12 N OF POLES : 4 5 M SOCKET ANGLED SHIELDED: NO LED: YES SHEATH MATERIAL: PUR HALOGEN: NO | 0
10190 | 1007001000 | SENSOR/ACTUATOR LINE ONE END WITHOUT CONNECTOR M12 N OF POLES : 4 10 M SOCKET ANGLED SHIELDED: NO LED: YES SHEATH MATERIAL: PUR HALOGEN: NO | 0
10191 | 1009190800 | SENSOR/ACTUATOR LINE CONNECTING LINE M12 / M12 N OF POLES : 5 8 M FEMALE SOCKET STRAIGHT - FEMALE SOCKET STRAIGHT SHIELDED: NO LED: NO SHEATH MATERIAL: PUR HALOGEN: NO | 0
10192 | 1009200800 | SENSOR/ACTUATOR LINE CONNECTING LINE M12 / M12 N OF POLES : 3 8 M SOCKET ANGLED - SOCKET ANGLED SHIELDED: NO LED: YES SHEATH MATERIAL: PUR HALOGEN: NO | 0
10193 | 1009210800 | SENSOR/ACTUATOR LINE CONNECTING LINE M12 / M12 N OF POLES : 3 8 M SOCKET ANGLED - SOCKET ANGLED SHIELDED: NO LED: NO SHEATH MATERIAL: PUR HALOGEN: NO | 0
10194 | 1009220800 | SENSOR/ACTUATOR LINE CONNECTING LINE M12 / M12 N OF POLES : 4 8 M SOCKET ANGLED - SOCKET ANGLED SHIELDED: NO LED: NO SHEATH MATERIAL: PUR HALOGEN: NO | 0
10195 | 1010060000 | PLUGS PREFABRICATED TO CUSTOMER SPEC. M8 PIN STRAIGHT | 57
10196 | 1010070000 | PLUGS PREFABRICATED TO CUSTOMER SPEC. M8 PIN STRAIGHT | 57
10197 | 1010080000 | SOCKETS PREFABRICATED TO CUSTOMER SPEC. M8 FEMALE SOCKET STRAIGHT | 35
10198 | 1010090000 | SOCKETS PREFABRICATED TO CUSTOMER SPEC. M8 FEMALE SOCKET STRAIGHT | 35
10199 | 1010850010 | SYSTEM CABLE M12 D-CODE ? IP 67 STRAIGHT PIN M12 D-CODE ? IP 67 STRAIGHT PIN CAT.5 (ISO/IEC 11801) / CAT.5E (TIA T568-B) RADOX GKW S 1 M | 11
10200 | 1010850015 | SYSTEM CABLE M12 D-CODE ? IP 67 STRAIGHT PIN M12 D-CODE ? IP 67 STRAIGHT PIN CAT.5 (ISO/IEC 11801) / CAT.5E (TIA T568-B) RADOX GKW S 1.5 M | 11
10201 | 1011950800 | SENSOR/ACTUATOR LINE CONNECTING LINE M12 / M12 N OF POLES : 5 8 M FEMALE SOCKET STRAIGHT - FEMALE SOCKET STRAIGHT SHIELDED: NO LED: NO SHEATH MATERIAL: PUR HALOGEN: NO | 0
10202 | 1011960800 | SENSOR/ACTUATOR LINE CONNECTING LINE M12 / M12 N OF POLES : 5 8 M SOCKET ANGLED - SOCKET ANGLED SHIELDED: NO LED: NO SHEATH MATERIAL: PUR HALOGEN: NO | 0
10203 | 1011970150 | SENSOR/ACTUATOR LINE CONNECTING LINE M12 / M12 N OF POLES : 5 1.5 M PIN STRAIGHT - SOCKET STRAIGHT SHIELDED: NO LED: NO SHEATH MATERIAL: PUR HALOGEN: NO | 0
10204 | 1011970300 | SENSOR/ACTUATOR LINE CONNECTING LINE M12 / M12 N OF POLES : 5 3 M PIN STRAIGHT - SOCKET STRAIGHT SHIELDED: NO LED: NO SHEATH MATERIAL: PUR HALOGEN: NO | 0
10205 | 1011970500 | SENSOR/ACTUATOR LINE CONNECTING LINE M12 / M12 N OF POLES : 5 5 M PIN STRAIGHT - SOCKET STRAIGHT SHIELDED: NO LED: NO SHEATH MATERIAL: PUR HALOGEN: NO | 0
10206 | 1011971000 | SENSOR/ACTUATOR LINE CONNECTING LINE M12 / M12 N OF POLES : 5 10 M PIN STRAIGHT - SOCKET STRAIGHT SHIELDED: NO LED: NO SHEATH MATERIAL: PUR HALOGEN: NO | 0
10207 | 1011990150 | SENSOR/ACTUATOR LINE CONNECTING LINE M12 / M12 N OF POLES : 5 1.5 M PIN STRAIGHT - SOCKET 90° SHIELDED: NO LED: NO SHEATH MATERIAL: PUR HALOGEN: NO | 0
10208 | 1011990300 | SENSOR/ACTUATOR LINE CONNECTING LINE M12 / M12 N OF POLES : 5 3 M PIN STRAIGHT - SOCKET 90° SHIELDED: NO LED: NO SHEATH MATERIAL: PUR HALOGEN: NO | 0
10209 | 1011990500 | SENSOR/ACTUATOR LINE CONNECTING LINE M12 / M12 N OF POLES : 5 5 M PIN STRAIGHT - SOCKET 90° SHIELDED: NO LED: NO SHEATH MATERIAL: PUR HALOGEN: NO | 0
10210 | 1011991000 | SENSOR/ACTUATOR LINE CONNECTING LINE M12 / M12 N OF POLES : 5 10 M PIN STRAIGHT - SOCKET 90° SHIELDED: NO LED: NO SHEATH MATERIAL: PUR HALOGEN: NO | 0
10211 | 1020930150 | SENSOR/ACTUATOR LINE CONNECTING LINE M12 / M12 N OF POLES : 4 1.5 M PIN STRAIGHT - SOCKET 90° SHIELDED: NO LED: YES SHEATH MATERIAL: PUR HALOGEN: NO | 0
10212 | 1020930300 | SENSOR/ACTUATOR LINE CONNECTING LINE M12 / M12 N OF POLES : 4 3 M PIN STRAIGHT - SOCKET 90° SHIELDED: NO LED: YES SHEATH MATERIAL: PUR HALOGEN: NO | 0
10213 | 1020930500 | SENSOR/ACTUATOR LINE CONNECTING LINE M12 / M12 N OF POLES : 4 5 M PIN STRAIGHT - SOCKET 90° SHIELDED: NO LED: YES SHEATH MATERIAL: PUR HALOGEN: NO | 0
10214 | 1020931000 | SENSOR/ACTUATOR LINE CONNECTING LINE M12 / M12 N OF POLES : 4 10 M PIN STRAIGHT - SOCKET 90° SHIELDED: NO LED: YES SHEATH MATERIAL: PUR HALOGEN: NO | 0
10215 | 1021280000 | PLUGS PREFABRICATED TO CUSTOMER SPEC. M12 PIN 90° | 88
10216 | 1021290000 | PLUGS PREFABRICATED TO CUSTOMER SPEC. M12 PIN 90° | 88
10217 | 1021310000 | SOCKETS PREFABRICATED TO CUSTOMER SPEC. M12 SOCKET ANGLED | 35
10218 | 1021320000 | SOCKETS PREFABRICATED TO CUSTOMER SPEC. M12 SOCKET ANGLED | 35
10219 | 1021470000 | PLUGS PREFABRICATED TO CUSTOMER SPEC. M12 PIN STRAIGHT | 57
10220 | 1021480000 | PLUGS PREFABRICATED TO CUSTOMER SPEC. M12 PIN STRAIGHT | 57
10221 | 1021490000 | SOCKETS PREFABRICATED TO CUSTOMER SPEC. M12 FEMALE SOCKET STRAIGHT | 35
10222 | 1021510000 | SOCKETS PREFABRICATED TO CUSTOMER SPEC. M12 FEMALE SOCKET STRAIGHT | 35
10223 | 1021650150 | SENSOR/ACTUATOR LINE ONE END WITHOUT CONNECTOR M12 N OF POLES : 5 1.5 M PIN STRAIGHT SHIELDED: NO LED: NO SHEATH MATERIAL: PUR HALOGEN: NO | 0
10224 | 1021650300 | SENSOR/ACTUATOR LINE ONE END WITHOUT CONNECTOR M12 N OF POLES : 5 3 M PIN STRAIGHT SHIELDED: NO LED: NO SHEATH MATERIAL: PUR HALOGEN: NO | 0
10225 | 1021650500 | SENSOR/ACTUATOR LINE ONE END WITHOUT CONNECTOR M12 N OF POLES : 5 5 M PIN STRAIGHT SHIELDED: NO LED: NO SHEATH MATERIAL: PUR HALOGEN: NO | 0
10226 | 1021651000 | SENSOR/ACTUATOR LINE ONE END WITHOUT CONNECTOR M12 N OF POLES : 5 10 M PIN STRAIGHT SHIELDED: NO LED: NO SHEATH MATERIAL: PUR HALOGEN: NO | 0
10227 | 1021660150 | SENSOR/ACTUATOR LINE ONE END WITHOUT CONNECTOR M12 N OF POLES : 5 1.5 M PIN 90° SHIELDED: NO LED: NO SHEATH MATERIAL: PUR HALOGEN: NO | 0
10228 | 1021660300 | SENSOR/ACTUATOR LINE ONE END WITHOUT CONNECTOR M12 N OF POLES : 5 3 M PIN 90° SHIELDED: NO LED: NO SHEATH MATERIAL: PUR HALOGEN: NO | 0
10229 | 1021660500 | SENSOR/ACTUATOR LINE ONE END WITHOUT CONNECTOR M12 N OF POLES : 5 5 M PIN 90° SHIELDED: NO LED: NO SHEATH MATERIAL: PUR HALOGEN: NO | 0
10230 | 1021661000 | SENSOR/ACTUATOR LINE ONE END WITHOUT CONNECTOR M12 N OF POLES : 5 10 M PIN 90° SHIELDED: NO LED: NO SHEATH MATERIAL: PUR HALOGEN: NO | 0
10231 | 1021690150 | SENSOR/ACTUATOR LINE ONE END WITHOUT CONNECTOR M12 N OF POLES : 5 1.5 M SOCKET ANGLED SHIELDED: NO LED: NO SHEATH MATERIAL: PUR HALOGEN: NO | 0
10232 | 1021690300 | SENSOR/ACTUATOR LINE ONE END WITHOUT CONNECTOR M12 N OF POLES : 5 3 M SOCKET ANGLED SHIELDED: NO LED: NO SHEATH MATERIAL: PUR HALOGEN: NO | 0
10233 | 1021690500 | SENSOR/ACTUATOR LINE ONE END WITHOUT CONNECTOR M12 N OF POLES : 5 5 M SOCKET ANGLED SHIELDED: NO LED: NO SHEATH MATERIAL: PUR HALOGEN: NO | 0
10234 | 1021691000 | SENSOR/ACTUATOR LINE ONE END WITHOUT CONNECTOR M12 N OF POLES : 5 10 M SOCKET ANGLED SHIELDED: NO LED: NO SHEATH MATERIAL: PUR HALOGEN: NO | 0
10235 | 1021710150 | SENSOR/ACTUATOR LINE CONNECTING LINE M12 / M12 N OF POLES : 3 1.5 M PIN STRAIGHT - SOCKET STRAIGHT SHIELDED: NO LED: NO SHEATH MATERIAL: PUR HALOGEN: NO | 0
10236 | 1021710300 | SENSOR/ACTUATOR LINE CONNECTING LINE M12 / M12 N OF POLES : 3 3 M PIN STRAIGHT - SOCKET STRAIGHT SHIELDED: NO LED: NO SHEATH MATERIAL: PUR HALOGEN: NO | 0
10237 | 1021710500 | SENSOR/ACTUATOR LINE CONNECTING LINE M12 / M12 N OF POLES : 3 5 M PIN STRAIGHT - SOCKET STRAIGHT SHIELDED: NO LED: NO SHEATH MATERIAL: PUR HALOGEN: NO | 0
10238 | 1021711000 | SENSOR/ACTUATOR LINE CONNECTING LINE M12 / M12 N OF POLES : 3 10 M PIN STRAIGHT - SOCKET STRAIGHT SHIELDED: NO LED: NO SHEATH MATERIAL: PUR HALOGEN: NO | 0
10239 | 1021720150 | SENSOR/ACTUATOR LINE CONNECTING LINE M12 / M12 N OF POLES : 3 1.5 M PIN STRAIGHT - SOCKET 90° SHIELDED: NO LED: NO SHEATH MATERIAL: PUR HALOGEN: NO | 0
10240 | 1021720300 | SENSOR/ACTUATOR LINE CONNECTING LINE M12 / M12 N OF POLES : 3 3 M PIN STRAIGHT - SOCKET 90° SHIELDED: NO LED: NO SHEATH MATERIAL: PUR HALOGEN: NO | 0
10241 | 1021720500 | SENSOR/ACTUATOR LINE CONNECTING LINE M12 / M12 N OF POLES : 3 5 M PIN STRAIGHT - SOCKET 90° SHIELDED: NO LED: NO SHEATH MATERIAL: PUR HALOGEN: NO | 0
10242 | 1021721000 | SENSOR/ACTUATOR LINE CONNECTING LINE M12 / M12 N OF POLES : 3 10 M PIN STRAIGHT - SOCKET 90° SHIELDED: NO LED: NO SHEATH MATERIAL: PUR HALOGEN: NO | 0
10243 | 1021740150 | SENSOR/ACTUATOR LINE CONNECTING LINE M12 / M12 N OF POLES : 4 1.5 M PIN STRAIGHT - SOCKET 90° SHIELDED: NO LED: NO SHEATH MATERIAL: PUR HALOGEN: NO | 0
10244 | 1021740300 | SENSOR/ACTUATOR LINE CONNECTING LINE M12 / M12 N OF POLES : 4 3 M PIN STRAIGHT - SOCKET 90° SHIELDED: NO LED: NO SHEATH MATERIAL: PUR HALOGEN: NO | 0
10245 | 1021740500 | SENSOR/ACTUATOR LINE CONNECTING LINE M12 / M12 N OF POLES : 4 5 M PIN STRAIGHT - SOCKET 90° SHIELDED: NO LED: NO SHEATH MATERIAL: PUR HALOGEN: NO | 0
10246 | 1021741000 | SENSOR/ACTUATOR LINE CONNECTING LINE M12 / M12 N OF POLES : 4 10 M PIN STRAIGHT - SOCKET 90° SHIELDED: NO LED: NO SHEATH MATERIAL: PUR HALOGEN: NO | 0
10247 | 1021750150 | SENSOR/ACTUATOR LINE ONE END WITHOUT CONNECTOR M12 N OF POLES : 3 1.5 M PIN STRAIGHT SHIELDED: NO LED: NO SHEATH MATERIAL: PUR HALOGEN: NO | 0
10248 | 1021750300 | SENSOR/ACTUATOR LINE ONE END WITHOUT CONNECTOR M12 N OF POLES : 3 3 M PIN STRAIGHT SHIELDED: NO LED: NO SHEATH MATERIAL: PUR HALOGEN: NO | 0
10249 | 1021750500 | SENSOR/ACTUATOR LINE ONE END WITHOUT CONNECTOR M12 N OF POLES : 3 5 M PIN STRAIGHT SHIELDED: NO LED: NO SHEATH MATERIAL: PUR HALOGEN: NO | 0
10250 | 1021751000 | SENSOR/ACTUATOR LINE ONE END WITHOUT CONNECTOR M12 N OF POLES : 3 10 M PIN STRAIGHT SHIELDED: NO LED: NO SHEATH MATERIAL: PUR HALOGEN: NO | 0
10251 | 1021760150 | SENSOR/ACTUATOR LINE ONE END WITHOUT CONNECTOR M12 N OF POLES : 3 1.5 M PIN 90° SHIELDED: NO LED: NO SHEATH MATERIAL: PUR HALOGEN: NO | 0
10252 | 1021760300 | SENSOR/ACTUATOR LINE ONE END WITHOUT CONNECTOR M12 N OF POLES : 3 3 M PIN 90° SHIELDED: NO LED: NO SHEATH MATERIAL: PUR HALOGEN: NO | 0
10253 | 1021760500 | SENSOR/ACTUATOR LINE ONE END WITHOUT CONNECTOR M12 N OF POLES : 3 5 M PIN 90° SHIELDED: NO LED: NO SHEATH MATERIAL: PUR HALOGEN: NO | 0
10254 | 1021761000 | SENSOR/ACTUATOR LINE ONE END WITHOUT CONNECTOR M12 N OF POLES : 3 10 M PIN 90° SHIELDED: NO LED: NO SHEATH MATERIAL: PUR HALOGEN: NO | 0
10255 | 1021770150 | SENSOR/ACTUATOR LINE ONE END WITHOUT CONNECTOR M12 N OF POLES : 4 1.5 M PIN STRAIGHT SHIELDED: NO LED: NO SHEATH MATERIAL: PUR HALOGEN: NO | 0
10256 | 1021770300 | SENSOR/ACTUATOR LINE ONE END WITHOUT CONNECTOR M12 N OF POLES : 4 3 M PIN STRAIGHT SHIELDED: NO LED: NO SHEATH MATERIAL: PUR HALOGEN: NO | 0
10257 | 1021770500 | SENSOR/ACTUATOR LINE ONE END WITHOUT CONNECTOR M12 N OF POLES : 4 5 M PIN STRAIGHT SHIELDED: NO LED: NO SHEATH MATERIAL: PUR HALOGEN: NO | 0
10258 | 1021771000 | SENSOR/ACTUATOR LINE ONE END WITHOUT CONNECTOR M12 N OF POLES : 4 10 M PIN STRAIGHT SHIELDED: NO LED: NO SHEATH MATERIAL: PUR HALOGEN: NO | 0
10259 | 1022930150 | SENSOR/ACTUATOR LINE ONE END WITHOUT CONNECTOR M12 N OF POLES : 5 1.5 M SOCKET ANGLED SHIELDED: NO LED: YES SHEATH MATERIAL: PUR HALOGEN: NO | 0
10260 | 1022930500 | SENSOR/ACTUATOR LINE ONE END WITHOUT CONNECTOR M12 N OF POLES : 5 5 M SOCKET ANGLED SHIELDED: NO LED: YES SHEATH MATERIAL: PUR HALOGEN: NO | 0
10261 | 1022931000 | SENSOR/ACTUATOR LINE ONE END WITHOUT CONNECTOR M12 N OF POLES : 5 10 M SOCKET ANGLED SHIELDED: NO LED: YES SHEATH MATERIAL: PUR HALOGEN: NO | 0
10262 | 1025940015 | DRAGLINE CABLE PROFINET M12 D-CODE ? IP 67 STRAIGHT PIN OPEN CAT.5 (ISO/IEC 11801) / CAT.5E (TIA T568-B) PUR 1.5 M | 11
10263 | 1025940030 | DRAGLINE CABLE PROFINET M12 D-CODE ? IP 67 STRAIGHT PIN OPEN CAT.5 (ISO/IEC 11801) / CAT.5E (TIA T568-B) PUR 3 M | 11
10264 | 1025940050 | DRAGLINE CABLE PROFINET M12 D-CODE ? IP 67 STRAIGHT PIN OPEN CAT.5 (ISO/IEC 11801) / CAT.5E (TIA T568-B) PUR 5 M | 11
10265 | 1025940100 | DRAGLINE CABLE PROFINET M12 D-CODE ? IP 67 STRAIGHT PIN OPEN CAT.5 (ISO/IEC 11801) / CAT.5E (TIA T568-B) PUR 10 M | 11
10266 | 1025940150 | DRAGLINE CABLE PROFINET M12 D-CODE ? IP 67 STRAIGHT PIN OPEN CAT.5 (ISO/IEC 11801) / CAT.5E (TIA T568-B) PUR 15 M | 11
10267 | 1025950005 | DRAGLINE CABLE PROFINET M12 D-CODE ? IP 67 STRAIGHT PIN M12 D-CODE ? IP 67 STRAIGHT PIN CAT.5 (ISO/IEC 11801) / CAT.5E (TIA T568-B) PUR 0.5 M | 11
10268 | 1025950010 | DRAGLINE CABLE PROFINET M12 D-CODE ? IP 67 STRAIGHT PIN M12 D-CODE ? IP 67 STRAIGHT PIN CAT.5 (ISO/IEC 11801) / CAT.5E (TIA T568-B) PUR 1 M | 11
10269 | 1025950015 | DRAGLINE CABLE PROFINET M12 D-CODE ? IP 67 STRAIGHT PIN M12 D-CODE ? IP 67 STRAIGHT PIN CAT.5 (ISO/IEC 11801) / CAT.5E (TIA T568-B) PUR 1.5 M | 11
10270 | 1025950020 | DRAGLINE CABLE PROFINET M12 D-CODE ? IP 67 STRAIGHT PIN M12 D-CODE ? IP 67 STRAIGHT PIN CAT.5 (ISO/IEC 11801) / CAT.5E (TIA T568-B) PUR 2 M | 11
10271 | 1025950030 | DRAGLINE CABLE PROFINET M12 D-CODE ? IP 67 STRAIGHT PIN M12 D-CODE ? IP 67 STRAIGHT PIN CAT.5 (ISO/IEC 11801) / CAT.5E (TIA T568-B) PUR 3 M | 11
10272 | 1025950050 | DRAGLINE CABLE PROFINET M12 D-CODE ? IP 67 STRAIGHT PIN M12 D-CODE ? IP 67 STRAIGHT PIN CAT.5 (ISO/IEC 11801) / CAT.5E (TIA T568-B) PUR 5 M | 11
10273 | 1025950070 | DRAGLINE CABLE PROFINET M12 D-CODE ? IP 67 STRAIGHT PIN M12 D-CODE ? IP 67 STRAIGHT PIN CAT.5 (ISO/IEC 11801) / CAT.5E (TIA T568-B) PUR 7 M | 11
10274 | 1025950080 | DRAGLINE CABLE PROFINET M12 D-CODE ? IP 67 STRAIGHT PIN M12 D-CODE ? IP 67 STRAIGHT PIN CAT.5 (ISO/IEC 11801) / CAT.5E (TIA T568-B) PUR 8 M | 11
10275 | 1025950100 | DRAGLINE CABLE PROFINET M12 D-CODE ? IP 67 STRAIGHT PIN M12 D-CODE ? IP 67 STRAIGHT PIN CAT.5 (ISO/IEC 11801) / CAT.5E (TIA T568-B) PUR 10 M | 11
10276 | 1025950110 | DRAGLINE CABLE PROFINET M12 D-CODE ? IP 67 STRAIGHT PIN M12 D-CODE ? IP 67 STRAIGHT PIN CAT.5 (ISO/IEC 11801) / CAT.5E (TIA T568-B) PUR 11 M | 11
10277 | 1025950150 | DRAGLINE CABLE PROFINET M12 D-CODE ? IP 67 STRAIGHT PIN M12 D-CODE ? IP 67 STRAIGHT PIN CAT.5 (ISO/IEC 11801) / CAT.5E (TIA T568-B) PUR 15 M | 11
10278 | 1025950160 | DRAGLINE CABLE PROFINET M12 D-CODE ? IP 67 STRAIGHT PIN M12 D-CODE ? IP 67 STRAIGHT PIN CAT.5 (ISO/IEC 11801) / CAT.5E (TIA T568-B) PUR 16 M | 11
10279 | 1025950200 | DRAGLINE CABLE PROFINET M12 D-CODE ? IP 67 STRAIGHT PIN M12 D-CODE ? IP 67 STRAIGHT PIN CAT.5 (ISO/IEC 11801) / CAT.5E (TIA T568-B) PUR 20 M | 11
10280 | 1025950250 | DRAGLINE CABLE PROFINET M12 D-CODE ? IP 67 STRAIGHT PIN M12 D-CODE ? IP 67 STRAIGHT PIN CAT.5 (ISO/IEC 11801) / CAT.5E (TIA T568-B) PUR 25 M | 11
10281 | 1025950300 | DRAGLINE CABLE PROFINET M12 D-CODE ? IP 67 STRAIGHT PIN M12 D-CODE ? IP 67 STRAIGHT PIN CAT.5 (ISO/IEC 11801) / CAT.5E (TIA T568-B) PUR 30 M | 11
10282 | 1025950400 | DRAGLINE CABLE PROFINET M12 D-CODE ? IP 67 STRAIGHT PIN M12 D-CODE ? IP 67 STRAIGHT PIN CAT.5 (ISO/IEC 11801) / CAT.5E (TIA T568-B) PUR 40 M | 11
10283 | 1025950500 | DRAGLINE CABLE PROFINET M12 D-CODE ? IP 67 STRAIGHT PIN M12 D-CODE ? IP 67 STRAIGHT PIN CAT.5 (ISO/IEC 11801) / CAT.5E (TIA T568-B) PUR 50 M | 11
10284 | 1025950600 | DRAGLINE CABLE PROFINET M12 D-CODE ? IP 67 STRAIGHT PIN M12 D-CODE ? IP 67 STRAIGHT PIN CAT.5 (ISO/IEC 11801) / CAT.5E (TIA T568-B) PUR 60 M | 11
10285 | 1026210100 | SENSOR/ACTUATOR LINE CONNECTING LINE M8 / M12 N OF POLES : 3 1 M PIN STRAIGHT - SOCKET 90° SHIELDED: NO LED: YES SHEATH MATERIAL: PUR HALOGEN: NO | 0
10286 | 1026210150 | SENSOR/ACTUATOR LINE CONNECTING LINE M8 / M12 N OF POLES : 3 1.5 M PIN STRAIGHT - SOCKET 90° SHIELDED: NO LED: YES SHEATH MATERIAL: PUR HALOGEN: NO | 0
10287 | 1026210200 | SENSOR/ACTUATOR LINE CONNECTING LINE M8 / M12 N OF POLES : 3 2 M PIN STRAIGHT - SOCKET 90° SHIELDED: NO LED: YES SHEATH MATERIAL: PUR HALOGEN: NO | 0
10288 | 1026210500 | SENSOR/ACTUATOR LINE CONNECTING LINE M8 / M12 N OF POLES : 3 5 M PIN STRAIGHT - SOCKET 90° SHIELDED: NO LED: YES SHEATH MATERIAL: PUR HALOGEN: NO | 0
10289 | 1044470010 | DRAGLINE CABLE PROFINET M12 D-CODE ? IP 67 STRAIGHT PIN RJ45 IP 20 CAT.5 (ISO/IEC 11801) / CAT.5E (TIA T568-B) PUR 1 M | 11
10290 | 1044470015 | DRAGLINE CABLE PROFINET M12 D-CODE ? IP 67 STRAIGHT PIN RJ45 IP 20 CAT.5 (ISO/IEC 11801) / CAT.5E (TIA T568-B) PUR 1.5 M | 11
10291 | 1044470020 | DRAGLINE CABLE PROFINET M12 D-CODE ? IP 67 STRAIGHT PIN RJ45 IP 20 CAT.5 (ISO/IEC 11801) / CAT.5E (TIA T568-B) PUR 2 M | 11
10292 | 1044470030 | DRAGLINE CABLE PROFINET M12 D-CODE ? IP 67 STRAIGHT PIN RJ45 IP 20 CAT.5 (ISO/IEC 11801) / CAT.5E (TIA T568-B) PUR 3 M | 11
10293 | 1044470050 | DRAGLINE CABLE PROFINET M12 D-CODE ? IP 67 STRAIGHT PIN RJ45 IP 20 CAT.5 (ISO/IEC 11801) / CAT.5E (TIA T568-B) PUR 5 M | 11
10294 | 1044470080 | DRAGLINE CABLE PROFINET M12 D-CODE ? IP 67 STRAIGHT PIN RJ45 IP 20 CAT.5 (ISO/IEC 11801) / CAT.5E (TIA T568-B) PUR 8 M | 11
10295 | 1044470100 | DRAGLINE CABLE PROFINET M12 D-CODE ? IP 67 STRAIGHT PIN RJ45 IP 20 CAT.5 (ISO/IEC 11801) / CAT.5E (TIA T568-B) PUR 10 M | 11
10296 | 1044470500 | DRAGLINE CABLE PROFINET M12 D-CODE ? IP 67 STRAIGHT PIN RJ45 IP 20 CAT.5 (ISO/IEC 11801) / CAT.5E (TIA T568-B) PUR 50 M | 11
10297 | 1044710000 | SOCKETS PREFABRICATED TO CUSTOMER SPEC. M12 FEMALE SOCKET STRAIGHT | 35
10298 | 1052050000 | BUILT-IN PLUGS M12 FEMALE SOCKET STRAIGHT M 16 N OF POLES: 5 1.5 M FRONT MOUNTING | 122
10299 | 1057740150 | SENSOR/ACTUATOR LINE ONE END WITHOUT CONNECTOR M12 N OF POLES : 3 1.5 M FEMALE SOCKET STRAIGHT SHIELDED: NO LED: NO SHEATH MATERIAL: PUR HALOGEN: NO | 0
10300 | 1057740300 | SENSOR/ACTUATOR LINE ONE END WITHOUT CONNECTOR M12 N OF POLES : 3 3 M FEMALE SOCKET STRAIGHT SHIELDED: NO LED: NO SHEATH MATERIAL: PUR HALOGEN: NO | 0
10301 | 1057740500 | SENSOR/ACTUATOR LINE ONE END WITHOUT CONNECTOR M12 N OF POLES : 3 5 M FEMALE SOCKET STRAIGHT SHIELDED: NO LED: NO SHEATH MATERIAL: PUR HALOGEN: NO | 0
10302 | 1057741000 | SENSOR/ACTUATOR LINE ONE END WITHOUT CONNECTOR M12 N OF POLES : 3 10 M FEMALE SOCKET STRAIGHT SHIELDED: NO LED: NO SHEATH MATERIAL: PUR HALOGEN: NO | 0
10303 | 1057750150 | SENSOR/ACTUATOR LINE ONE END WITHOUT CONNECTOR M12 N OF POLES : 4 1.5 M FEMALE SOCKET STRAIGHT SHIELDED: NO LED: NO SHEATH MATERIAL: PUR HALOGEN: NO | 0
10304 | 1057750300 | SENSOR/ACTUATOR LINE ONE END WITHOUT CONNECTOR M12 N OF POLES : 4 3 M FEMALE SOCKET STRAIGHT SHIELDED: NO LED: NO SHEATH MATERIAL: PUR HALOGEN: NO | 0
10305 | 1057750500 | SENSOR/ACTUATOR LINE ONE END WITHOUT CONNECTOR M12 N OF POLES : 4 5 M FEMALE SOCKET STRAIGHT SHIELDED: NO LED: NO SHEATH MATERIAL: PUR HALOGEN: NO | 0
10306 | 1057751000 | SENSOR/ACTUATOR LINE ONE END WITHOUT CONNECTOR M12 N OF POLES : 4 10 M FEMALE SOCKET STRAIGHT SHIELDED: NO LED: NO SHEATH MATERIAL: PUR HALOGEN: NO | 0
10307 | 1057760150 | SENSOR/ACTUATOR LINE ONE END WITHOUT CONNECTOR M12 N OF POLES : 5 1.5 M SOCKET ANGLED SHIELDED: NO LED: NO SHEATH MATERIAL: PUR HALOGEN: NO | 0
10308 | 1057760300 | SENSOR/ACTUATOR LINE ONE END WITHOUT CONNECTOR M12 N OF POLES : 5 3 M SOCKET ANGLED SHIELDED: NO LED: NO SHEATH MATERIAL: PUR HALOGEN: NO | 0
10309 | 1057760500 | SENSOR/ACTUATOR LINE ONE END WITHOUT CONNECTOR M12 N OF POLES : 5 5 M SOCKET ANGLED SHIELDED: NO LED: NO SHEATH MATERIAL: PUR HALOGEN: NO | 0
10310 | 1057761000 | SENSOR/ACTUATOR LINE ONE END WITHOUT CONNECTOR M12 N OF POLES : 5 10 M SOCKET ANGLED SHIELDED: NO LED: NO SHEATH MATERIAL: PUR HALOGEN: NO | 0
10311 | 1057770150 | SENSOR/ACTUATOR LINE ONE END WITHOUT CONNECTOR M12 N OF POLES : 3 1.5 M PIN STRAIGHT SHIELDED: NO LED: NO SHEATH MATERIAL: PUR HALOGEN: NO | 0
10312 | 1057770300 | SENSOR/ACTUATOR LINE ONE END WITHOUT CONNECTOR M12 N OF POLES : 3 3 M PIN STRAIGHT SHIELDED: NO LED: NO SHEATH MATERIAL: PUR HALOGEN: NO | 0
10313 | 1057770500 | SENSOR/ACTUATOR LINE ONE END WITHOUT CONNECTOR M12 N OF POLES : 3 5 M PIN STRAIGHT SHIELDED: NO LED: NO SHEATH MATERIAL: PUR HALOGEN: NO | 0
10314 | 1057771000 | SENSOR/ACTUATOR LINE ONE END WITHOUT CONNECTOR M12 N OF POLES : 3 10 M PIN STRAIGHT SHIELDED: NO LED: NO SHEATH MATERIAL: PUR HALOGEN: NO | 0
10315 | 1057780150 | SENSOR/ACTUATOR LINE ONE END WITHOUT CONNECTOR M12 N OF POLES : 4 1.5 M PIN STRAIGHT SHIELDED: NO LED: NO SHEATH MATERIAL: PUR HALOGEN: NO | 0
10316 | 1057780300 | SENSOR/ACTUATOR LINE ONE END WITHOUT CONNECTOR M12 N OF POLES : 4 3 M PIN STRAIGHT SHIELDED: NO LED: NO SHEATH MATERIAL: PUR HALOGEN: NO | 0
10317 | 1057780500 | SENSOR/ACTUATOR LINE ONE END WITHOUT CONNECTOR M12 N OF POLES : 4 5 M PIN STRAIGHT SHIELDED: NO LED: NO SHEATH MATERIAL: PUR HALOGEN: NO | 0
10318 | 1057781000 | SENSOR/ACTUATOR LINE ONE END WITHOUT CONNECTOR M12 N OF POLES : 4 10 M PIN STRAIGHT SHIELDED: NO LED: NO SHEATH MATERIAL: PUR HALOGEN: NO | 0
10319 | 1057790150 | SENSOR/ACTUATOR LINE ONE END WITHOUT CONNECTOR M12 N OF POLES : 5 1.5 M PIN STRAIGHT SHIELDED: NO LED: NO SHEATH MATERIAL: PUR HALOGEN: NO | 0
10320 | 1057790300 | SENSOR/ACTUATOR LINE ONE END WITHOUT CONNECTOR M12 N OF POLES : 5 3 M PIN STRAIGHT SHIELDED: NO LED: NO SHEATH MATERIAL: PUR HALOGEN: NO | 0
10321 | 1057790500 | SENSOR/ACTUATOR LINE ONE END WITHOUT CONNECTOR M12 N OF POLES : 5 5 M PIN STRAIGHT SHIELDED: NO LED: NO SHEATH MATERIAL: PUR HALOGEN: NO | 0
10322 | 1057791000 | SENSOR/ACTUATOR LINE ONE END WITHOUT CONNECTOR M12 N OF POLES : 5 10 M PIN STRAIGHT SHIELDED: NO LED: NO SHEATH MATERIAL: PUR HALOGEN: NO | 0
10323 | 1057800150 | SENSOR/ACTUATOR LINE ONE END WITHOUT CONNECTOR M12 N OF POLES : 3 1.5 M PIN 90° SHIELDED: NO LED: NO SHEATH MATERIAL: PUR HALOGEN: NO | 0
10324 | 1057800300 | SENSOR/ACTUATOR LINE ONE END WITHOUT CONNECTOR M12 N OF POLES : 3 3 M PIN 90° SHIELDED: NO LED: NO SHEATH MATERIAL: PUR HALOGEN: NO | 0
10325 | 1057800500 | SENSOR/ACTUATOR LINE ONE END WITHOUT CONNECTOR M12 N OF POLES : 3 5 M PIN 90° SHIELDED: NO LED: NO SHEATH MATERIAL: PUR HALOGEN: NO | 0
10326 | 1057801000 | SENSOR/ACTUATOR LINE ONE END WITHOUT CONNECTOR M12 N OF POLES : 3 10 M PIN 90° SHIELDED: NO LED: NO SHEATH MATERIAL: PUR HALOGEN: NO | 0
10327 | 1057810150 | SENSOR/ACTUATOR LINE ONE END WITHOUT CONNECTOR M12 N OF POLES : 4 1.5 M PIN 90° SHIELDED: NO LED: NO SHEATH MATERIAL: PUR HALOGEN: NO | 0
10328 | 1057810300 | SENSOR/ACTUATOR LINE ONE END WITHOUT CONNECTOR M12 N OF POLES : 4 3 M PIN 90° SHIELDED: NO LED: NO SHEATH MATERIAL: PUR HALOGEN: NO | 0
10329 | 1057810500 | SENSOR/ACTUATOR LINE ONE END WITHOUT CONNECTOR M12 N OF POLES : 4 5 M PIN 90° SHIELDED: NO LED: NO SHEATH MATERIAL: PUR HALOGEN: NO | 0
10330 | 1057811000 | SENSOR/ACTUATOR LINE ONE END WITHOUT CONNECTOR M12 N OF POLES : 4 10 M PIN 90° SHIELDED: NO LED: NO SHEATH MATERIAL: PUR HALOGEN: NO | 0
10331 | 1057820150 | SENSOR/ACTUATOR LINE ONE END WITHOUT CONNECTOR M12 N OF POLES : 5 1.5 M PIN 90° SHIELDED: NO LED: NO SHEATH MATERIAL: PUR HALOGEN: NO | 0
10332 | 1057820300 | SENSOR/ACTUATOR LINE ONE END WITHOUT CONNECTOR M12 N OF POLES : 5 3 M PIN 90° SHIELDED: NO LED: NO SHEATH MATERIAL: PUR HALOGEN: NO | 0
10333 | 1057820500 | SENSOR/ACTUATOR LINE ONE END WITHOUT CONNECTOR M12 N OF POLES : 5 5 M PIN 90° SHIELDED: NO LED: NO SHEATH MATERIAL: PUR HALOGEN: NO | 0
10334 | 1057821000 | SENSOR/ACTUATOR LINE ONE END WITHOUT CONNECTOR M12 N OF POLES : 5 10 M PIN 90° SHIELDED: NO LED: NO SHEATH MATERIAL: PUR HALOGEN: NO | 0
10335 | 1057830150 | SENSOR/ACTUATOR LINE CONNECTING LINE M12 / M12 N OF POLES : 3 1.5 M PIN STRAIGHT - SOCKET STRAIGHT SHIELDED: NO LED: NO SHEATH MATERIAL: PUR HALOGEN: NO | 0
10336 | 1057830300 | SENSOR/ACTUATOR LINE CONNECTING LINE M12 / M12 N OF POLES : 3 3 M PIN STRAIGHT - SOCKET STRAIGHT SHIELDED: NO LED: NO SHEATH MATERIAL: PUR HALOGEN: NO | 0
10337 | 1057830500 | SENSOR/ACTUATOR LINE CONNECTING LINE M12 / M12 N OF POLES : 3 5 M PIN STRAIGHT - SOCKET STRAIGHT SHIELDED: NO LED: NO SHEATH MATERIAL: PUR HALOGEN: NO | 0
10338 | 1057831000 | SENSOR/ACTUATOR LINE CONNECTING LINE M12 / M12 N OF POLES : 3 10 M PIN STRAIGHT - SOCKET STRAIGHT SHIELDED: NO LED: NO SHEATH MATERIAL: PUR HALOGEN: NO | 0
10339 | 1057840150 | SENSOR/ACTUATOR LINE CONNECTING LINE M12 / M12 N OF POLES : 4 1.5 M PIN STRAIGHT - SOCKET STRAIGHT SHIELDED: NO LED: NO SHEATH MATERIAL: PUR HALOGEN: NO | 0
10340 | 1057840300 | SENSOR/ACTUATOR LINE CONNECTING LINE M12 / M12 N OF POLES : 4 3 M PIN STRAIGHT - SOCKET STRAIGHT SHIELDED: NO LED: NO SHEATH MATERIAL: PUR HALOGEN: NO | 0
10341 | 1057840500 | SENSOR/ACTUATOR LINE CONNECTING LINE M12 / M12 N OF POLES : 4 5 M PIN STRAIGHT - SOCKET STRAIGHT SHIELDED: NO LED: NO SHEATH MATERIAL: PUR HALOGEN: NO | 0
10342 | 1057841000 | SENSOR/ACTUATOR LINE CONNECTING LINE M12 / M12 N OF POLES : 4 10 M PIN STRAIGHT - SOCKET STRAIGHT SHIELDED: NO LED: NO SHEATH MATERIAL: PUR HALOGEN: NO | 0
10343 | 1057850150 | SENSOR/ACTUATOR LINE CONNECTING LINE M12 / M12 N OF POLES : 5 1.5 M PIN STRAIGHT - SOCKET STRAIGHT SHIELDED: NO LED: NO SHEATH MATERIAL: PUR HALOGEN: NO | 0
10344 | 1057850300 | SENSOR/ACTUATOR LINE CONNECTING LINE M12 / M12 N OF POLES : 5 3 M PIN STRAIGHT - SOCKET STRAIGHT SHIELDED: NO LED: NO SHEATH MATERIAL: PUR HALOGEN: NO | 0
10345 | 1057850500 | SENSOR/ACTUATOR LINE CONNECTING LINE M12 / M12 N OF POLES : 5 5 M PIN STRAIGHT - SOCKET STRAIGHT SHIELDED: NO LED: NO SHEATH MATERIAL: PUR HALOGEN: NO | 0
10346 | 1057851000 | SENSOR/ACTUATOR LINE CONNECTING LINE M12 / M12 N OF POLES : 5 10 M PIN STRAIGHT - SOCKET STRAIGHT SHIELDED: NO LED: NO SHEATH MATERIAL: PUR HALOGEN: NO | 0
10347 | 1057870150 | SENSOR/ACTUATOR LINE CONNECTING LINE M12 / M12 N OF POLES : 3 1.5 M PIN ANGLED - BUSH STRAIGHT SHIELDED: NO LED: NO SHEATH MATERIAL: PUR HALOGEN: NO | 0
10348 | 1057870300 | SENSOR/ACTUATOR LINE CONNECTING LINE M12 / M12 N OF POLES : 3 3 M PIN ANGLED - BUSH STRAIGHT SHIELDED: NO LED: NO SHEATH MATERIAL: PUR HALOGEN: NO | 0
10349 | 1057870500 | SENSOR/ACTUATOR LINE CONNECTING LINE M12 / M12 N OF POLES : 3 5 M PIN ANGLED - BUSH STRAIGHT SHIELDED: NO LED: NO SHEATH MATERIAL: PUR HALOGEN: NO | 0
10350 | 1057871000 | SENSOR/ACTUATOR LINE CONNECTING LINE M12 / M12 N OF POLES : 3 10 M PIN ANGLED - BUSH STRAIGHT SHIELDED: NO LED: NO SHEATH MATERIAL: PUR HALOGEN: NO | 0
10351 | 1057880150 | SENSOR/ACTUATOR LINE CONNECTING LINE M12 / M12 N OF POLES : 4 1.5 M PIN ANGLED - BUSH STRAIGHT SHIELDED: NO LED: NO SHEATH MATERIAL: PUR HALOGEN: NO | 0
10352 | 1057880300 | SENSOR/ACTUATOR LINE CONNECTING LINE M12 / M12 N OF POLES : 4 3 M PIN ANGLED - BUSH STRAIGHT SHIELDED: NO LED: NO SHEATH MATERIAL: PUR HALOGEN: NO | 0
10353 | 1057880500 | SENSOR/ACTUATOR LINE CONNECTING LINE M12 / M12 N OF POLES : 4 5 M PIN ANGLED - BUSH STRAIGHT SHIELDED: NO LED: NO SHEATH MATERIAL: PUR HALOGEN: NO | 0
10354 | 1057881000 | SENSOR/ACTUATOR LINE CONNECTING LINE M12 / M12 N OF POLES : 4 10 M PIN ANGLED - BUSH STRAIGHT SHIELDED: NO LED: NO SHEATH MATERIAL: PUR HALOGEN: NO | 0
10355 | 1057890150 | SENSOR/ACTUATOR LINE CONNECTING LINE M12 / M12 N OF POLES : 5 1.5 M PIN ANGLED - BUSH STRAIGHT SHIELDED: NO LED: NO SHEATH MATERIAL: PUR HALOGEN: NO | 0
10356 | 1057890300 | SENSOR/ACTUATOR LINE CONNECTING LINE M12 / M12 N OF POLES : 5 3 M PIN ANGLED - BUSH STRAIGHT SHIELDED: NO LED: NO SHEATH MATERIAL: PUR HALOGEN: NO | 0
10357 | 1057890500 | SENSOR/ACTUATOR LINE CONNECTING LINE M12 / M12 N OF POLES : 5 5 M PIN ANGLED - BUSH STRAIGHT SHIELDED: NO LED: NO SHEATH MATERIAL: PUR HALOGEN: NO | 0
10358 | 1057891000 | SENSOR/ACTUATOR LINE CONNECTING LINE M12 / M12 N OF POLES : 5 10 M PIN ANGLED - BUSH STRAIGHT SHIELDED: NO LED: NO SHEATH MATERIAL: PUR HALOGEN: NO | 0
10359 | 1057900150 | SENSOR/ACTUATOR LINE CONNECTING LINE M12 / M12 N OF POLES : 3 1.5 M PIN STRAIGHT - SOCKET 90° SHIELDED: NO LED: NO SHEATH MATERIAL: PUR HALOGEN: NO | 0
10360 | 1057900300 | SENSOR/ACTUATOR LINE CONNECTING LINE M12 / M12 N OF POLES : 3 3 M PIN STRAIGHT - SOCKET 90° SHIELDED: NO LED: NO SHEATH MATERIAL: PUR HALOGEN: NO | 0
10361 | 1057900500 | SENSOR/ACTUATOR LINE CONNECTING LINE M12 / M12 N OF POLES : 3 5 M PIN STRAIGHT - SOCKET 90° SHIELDED: NO LED: NO SHEATH MATERIAL: PUR HALOGEN: NO | 0
10362 | 1057901000 | SENSOR/ACTUATOR LINE CONNECTING LINE M12 / M12 N OF POLES : 3 10 M PIN STRAIGHT - SOCKET 90° SHIELDED: NO LED: NO SHEATH MATERIAL: PUR HALOGEN: NO | 0
10363 | 1057910150 | SENSOR/ACTUATOR LINE CONNECTING LINE M12 / M12 N OF POLES : 4 1.5 M PIN STRAIGHT - SOCKET 90° SHIELDED: NO LED: NO SHEATH MATERIAL: PUR HALOGEN: NO | 0
10364 | 1057910300 | SENSOR/ACTUATOR LINE CONNECTING LINE M12 / M12 N OF POLES : 4 3 M PIN STRAIGHT - SOCKET 90° SHIELDED: NO LED: NO SHEATH MATERIAL: PUR HALOGEN: NO | 0
10365 | 1057910500 | SENSOR/ACTUATOR LINE CONNECTING LINE M12 / M12 N OF POLES : 4 5 M PIN STRAIGHT - SOCKET 90° SHIELDED: NO LED: NO SHEATH MATERIAL: PUR HALOGEN: NO | 0
10366 | 1057911000 | SENSOR/ACTUATOR LINE CONNECTING LINE M12 / M12 N OF POLES : 4 10 M PIN STRAIGHT - SOCKET 90° SHIELDED: NO LED: NO SHEATH MATERIAL: PUR HALOGEN: NO | 0
10367 | 1057920150 | SENSOR/ACTUATOR LINE CONNECTING LINE M12 / M12 N OF POLES : 5 1.5 M PIN STRAIGHT - SOCKET 90° SHIELDED: NO LED: NO SHEATH MATERIAL: PUR HALOGEN: NO | 0
10368 | 1057920300 | SENSOR/ACTUATOR LINE CONNECTING LINE M12 / M12 N OF POLES : 5 3 M PIN STRAIGHT - SOCKET 90° SHIELDED: NO LED: NO SHEATH MATERIAL: PUR HALOGEN: NO | 0
10369 | 1057920500 | SENSOR/ACTUATOR LINE CONNECTING LINE M12 / M12 N OF POLES : 5 5 M PIN STRAIGHT - SOCKET 90° SHIELDED: NO LED: NO SHEATH MATERIAL: PUR HALOGEN: NO | 0
10370 | 1057921000 | SENSOR/ACTUATOR LINE CONNECTING LINE M12 / M12 N OF POLES : 5 10 M PIN STRAIGHT - SOCKET 90° SHIELDED: NO LED: NO SHEATH MATERIAL: PUR HALOGEN: NO | 0
10371 | 1058490150 | SENSOR/ACTUATOR LINE CONNECTING LINE M12 / M12 N OF POLES : 3 1.5 M PIN STRAIGHT - SOCKET STRAIGHT SHIELDED: YES LED: NO SHEATH MATERIAL: PUR HALOGEN: NO | 0
10372 | 1058490300 | SENSOR/ACTUATOR LINE CONNECTING LINE M12 / M12 N OF POLES : 3 3 M PIN STRAIGHT - SOCKET STRAIGHT SHIELDED: YES LED: NO SHEATH MATERIAL: PUR HALOGEN: NO | 0
10373 | 1058490500 | SENSOR/ACTUATOR LINE CONNECTING LINE M12 / M12 N OF POLES : 3 5 M PIN STRAIGHT - SOCKET STRAIGHT SHIELDED: YES LED: NO SHEATH MATERIAL: PUR HALOGEN: NO | 0
10374 | 1058491000 | SENSOR/ACTUATOR LINE CONNECTING LINE M12 / M12 N OF POLES : 3 10 M PIN STRAIGHT - SOCKET STRAIGHT SHIELDED: YES LED: NO SHEATH MATERIAL: PUR HALOGEN: NO | 0
10375 | 1058500300 | SENSOR/ACTUATOR LINE CONNECTING LINE M12 / M12 N OF POLES : 4 3 M PIN STRAIGHT - SOCKET STRAIGHT SHIELDED: YES LED: NO SHEATH MATERIAL: PUR HALOGEN: NO | 0
10376 | 1058500500 | SENSOR/ACTUATOR LINE CONNECTING LINE M12 / M12 N OF POLES : 4 5 M PIN STRAIGHT - SOCKET STRAIGHT SHIELDED: YES LED: NO SHEATH MATERIAL: PUR HALOGEN: NO | 0
10377 | 1058501000 | SENSOR/ACTUATOR LINE CONNECTING LINE M12 / M12 N OF POLES : 4 10 M PIN STRAIGHT - SOCKET STRAIGHT SHIELDED: YES LED: NO SHEATH MATERIAL: PUR HALOGEN: NO | 0
10378 | 1058510150 | SENSOR/ACTUATOR LINE CONNECTING LINE M12 / M12 N OF POLES : 5 1.5 M PIN STRAIGHT - SOCKET STRAIGHT SHIELDED: YES LED: NO SHEATH MATERIAL: PUR HALOGEN: NO | 0
10379 | 1058510200 | SENSOR/ACTUATOR LINE CONNECTING LINE M12 / M12 N OF POLES : 5 2 M PIN STRAIGHT - SOCKET STRAIGHT SHIELDED: YES LED: NO SHEATH MATERIAL: PUR HALOGEN: NO | 0
10380 | 1058510300 | SENSOR/ACTUATOR LINE CONNECTING LINE M12 / M12 N OF POLES : 5 3 M PIN STRAIGHT - SOCKET STRAIGHT SHIELDED: YES LED: NO SHEATH MATERIAL: PUR HALOGEN: NO | 0
10381 | 1058510500 | SENSOR/ACTUATOR LINE CONNECTING LINE M12 / M12 N OF POLES : 5 5 M PIN STRAIGHT - SOCKET STRAIGHT SHIELDED: YES LED: NO SHEATH MATERIAL: PUR HALOGEN: NO | 0
10382 | 1058511000 | SENSOR/ACTUATOR LINE CONNECTING LINE M12 / M12 N OF POLES : 5 10 M PIN STRAIGHT - SOCKET STRAIGHT SHIELDED: YES LED: NO SHEATH MATERIAL: PUR HALOGEN: NO | 0
10383 | 1058531000 | BUS LINE ONE END WITHOUT CONNECTOR M12 N OF POLES: 2 10 M PIN STRAIGHT SHIELDED: YES LED: NO SHEATH MATERIAL: PVC HALOGEN: YES | 0
10384 | 1058541000 | BUS LINE ONE END WITHOUT CONNECTOR M12 N OF POLES: 2 10 M FEMALE SOCKET STRAIGHT SHIELDED: YES LED: NO SHEATH MATERIAL: PVC HALOGEN: YES | 0
10385 | 1059330005 | DRAGLINE CABLE PROFINET M12 D-CODE ? IP 67 STRAIGHT SOCKET M12 D-CODE ? IP 67 STRAIGHT PIN CAT.5 (ISO/IEC 11801) / CAT.5E (TIA T568-B) PUR 0.5 M | 11
10386 | 1059330010 | DRAGLINE CABLE PROFINET M12 D-CODE ? IP 67 STRAIGHT SOCKET M12 D-CODE ? IP 67 STRAIGHT PIN CAT.5 (ISO/IEC 11801) / CAT.5E (TIA T568-B) PUR 1 M | 11
10387 | 1059470150 | SENSOR/ACTUATOR LINE CONNECTING LINE M12 / M12 N OF POLES : 3 1.5 M PIN STRAIGHT - SOCKET 90° SHIELDED: YES LED: NO SHEATH MATERIAL: PUR HALOGEN: NO | 0
10388 | 1059470300 | SENSOR/ACTUATOR LINE CONNECTING LINE M12 / M12 N OF POLES : 3 3 M PIN STRAIGHT - SOCKET 90° SHIELDED: YES LED: NO SHEATH MATERIAL: PUR HALOGEN: NO | 0
10389 | 1059470500 | SENSOR/ACTUATOR LINE CONNECTING LINE M12 / M12 N OF POLES : 3 5 M PIN STRAIGHT - SOCKET 90° SHIELDED: YES LED: NO SHEATH MATERIAL: PUR HALOGEN: NO | 0
10390 | 1059471000 | SENSOR/ACTUATOR LINE CONNECTING LINE M12 / M12 N OF POLES : 3 10 M PIN STRAIGHT - SOCKET 90° SHIELDED: YES LED: NO SHEATH MATERIAL: PUR HALOGEN: NO | 0
10391 | 1059770010 | DRAGLINE CABLE PROFINET M12 D-CODE ? IP 67 STRAIGHT PIN M12 D-CODE ? IP 67 ANGLED PIN CAT.5 (ISO/IEC 11801) / CAT.5E (TIA T568-B) PUR 1 M | 11
10392 | 1059890003 | DRAGLINE CABLE PROFINET M12 D-CODE ? IP 67 ANGLED PIN M12 D-CODE ? IP 67 ANGLED PIN CAT.5 (ISO/IEC 11801) / CAT.5E (TIA T568-B) PUR 0.3 M | 11
10393 | 1060110150 | BUS LINE ONE END WITHOUT CONNECTOR M12 N OF POLES: 5 1.5 M PIN STRAIGHT SHIELDED: YES LED: NO SHEATH MATERIAL: PVC HALOGEN: YES | 0
10394 | 1060110300 | BUS LINE ONE END WITHOUT CONNECTOR M12 N OF POLES: 5 3 M PIN STRAIGHT SHIELDED: YES LED: NO SHEATH MATERIAL: PVC HALOGEN: YES | 0
10395 | 1060110500 | BUS LINE ONE END WITHOUT CONNECTOR M12 N OF POLES: 5 5 M PIN STRAIGHT SHIELDED: YES LED: NO SHEATH MATERIAL: PVC HALOGEN: YES | 0
10396 | 1060111000 | BUS LINE ONE END WITHOUT CONNECTOR M12 N OF POLES: 5 10 M PIN STRAIGHT SHIELDED: YES LED: NO SHEATH MATERIAL: PVC HALOGEN: YES | 0
10397 | 1060120150 | BUS LINE ONE END WITHOUT CONNECTOR M12 N OF POLES: 5 1.5 M FEMALE SOCKET STRAIGHT SHIELDED: YES LED: NO SHEATH MATERIAL: PVC HALOGEN: YES | 0
10398 | 1060120300 | BUS LINE ONE END WITHOUT CONNECTOR M12 N OF POLES: 5 3 M FEMALE SOCKET STRAIGHT SHIELDED: YES LED: NO SHEATH MATERIAL: PVC HALOGEN: YES | 0
10399 | 1060120500 | BUS LINE ONE END WITHOUT CONNECTOR M12 N OF POLES: 5 5 M FEMALE SOCKET STRAIGHT SHIELDED: YES LED: NO SHEATH MATERIAL: PVC HALOGEN: YES | 0
10400 | 1060121000 | BUS LINE ONE END WITHOUT CONNECTOR M12 N OF POLES: 5 10 M FEMALE SOCKET STRAIGHT SHIELDED: YES LED: NO SHEATH MATERIAL: PVC HALOGEN: YES | 0
10401 | 1060130150 | BUS LINE CONNECTING LINE M12 / M12 N OF POLES: 5 1.5 M PIN STRAIGHT - SOCKET STRAIGHT SHIELDED: YES LED: NO SHEATH MATERIAL: PVC HALOGEN: YES | 529
10402 | 1060130300 | BUS LINE CONNECTING LINE M12 / M12 N OF POLES: 5 3 M PIN STRAIGHT - SOCKET STRAIGHT SHIELDED: YES LED: NO SHEATH MATERIAL: PVC HALOGEN: YES | 529
10403 | 1060130500 | BUS LINE CONNECTING LINE M12 / M12 N OF POLES: 5 5 M PIN STRAIGHT - SOCKET STRAIGHT SHIELDED: YES LED: NO SHEATH MATERIAL: PVC HALOGEN: YES | 529
10404 | 1060131000 | BUS LINE CONNECTING LINE M12 / M12 N OF POLES: 5 10 M PIN STRAIGHT - SOCKET STRAIGHT SHIELDED: YES LED: NO SHEATH MATERIAL: PVC HALOGEN: YES | 529
10405 | 1061880300 | SENSOR/ACTUATOR LINE ONE END WITHOUT CONNECTOR M12 N OF POLES : 5 3 M FEMALE SOCKET STRAIGHT SHIELDED: NO LED: NO SHEATH MATERIAL: PUR HALOGEN: NO | 0
10406 | 1061910150 | SENSOR/ACTUATOR LINE CONNECTING LINE M12 / M12 N OF POLES : 3 1.5 M PIN 90° - SOCKET 90° SHIELDED: NO LED: NO SHEATH MATERIAL: PUR HALOGEN: NO | 0
10407 | 1061910300 | SENSOR/ACTUATOR LINE CONNECTING LINE M12 / M12 N OF POLES : 3 3 M PIN 90° - SOCKET 90° SHIELDED: NO LED: NO SHEATH MATERIAL: PUR HALOGEN: NO | 0
10408 | 1061910500 | SENSOR/ACTUATOR LINE CONNECTING LINE M12 / M12 N OF POLES : 3 5 M PIN 90° - SOCKET 90° SHIELDED: NO LED: NO SHEATH MATERIAL: PUR HALOGEN: NO | 0
10409 | 1061911000 | SENSOR/ACTUATOR LINE CONNECTING LINE M12 / M12 N OF POLES : 3 10 M PIN 90° - SOCKET 90° SHIELDED: NO LED: NO SHEATH MATERIAL: PUR HALOGEN: NO | 0
10410 | 1061920150 | SENSOR/ACTUATOR LINE CONNECTING LINE M12 / M12 N OF POLES : 4 1.5 M PIN 90° - SOCKET 90° SHIELDED: NO LED: NO SHEATH MATERIAL: PUR HALOGEN: NO | 0
10411 | 1061920300 | SENSOR/ACTUATOR LINE CONNECTING LINE M12 / M12 N OF POLES : 4 3 M PIN 90° - SOCKET 90° SHIELDED: NO LED: NO SHEATH MATERIAL: PUR HALOGEN: NO | 0
10412 | 1061920500 | SENSOR/ACTUATOR LINE CONNECTING LINE M12 / M12 N OF POLES : 4 5 M PIN 90° - SOCKET 90° SHIELDED: NO LED: NO SHEATH MATERIAL: PUR HALOGEN: NO | 0
10413 | 1061921000 | SENSOR/ACTUATOR LINE CONNECTING LINE M12 / M12 N OF POLES : 4 10 M PIN 90° - SOCKET 90° SHIELDED: NO LED: NO SHEATH MATERIAL: PUR HALOGEN: NO | 0
10414 | 1061930150 | SENSOR/ACTUATOR LINE CONNECTING LINE M12 / M12 N OF POLES : 5 1.5 M PIN 90° - SOCKET 90° SHIELDED: NO LED: NO SHEATH MATERIAL: PUR HALOGEN: NO | 0
10415 | 1061930300 | SENSOR/ACTUATOR LINE CONNECTING LINE M12 / M12 N OF POLES : 5 3 M PIN 90° - SOCKET 90° SHIELDED: NO LED: NO SHEATH MATERIAL: PUR HALOGEN: NO | 0
10416 | 1061930500 | SENSOR/ACTUATOR LINE CONNECTING LINE M12 / M12 N OF POLES : 5 5 M PIN 90° - SOCKET 90° SHIELDED: NO LED: NO SHEATH MATERIAL: PUR HALOGEN: NO | 0
10417 | 1061931000 | SENSOR/ACTUATOR LINE CONNECTING LINE M12 / M12 N OF POLES : 5 10 M PIN 90° - SOCKET 90° SHIELDED: NO LED: NO SHEATH MATERIAL: PUR HALOGEN: NO | 0
10418 | 1062211000 | BUS LINE CONNECTING LINE M12 / M12 N OF POLES: 5 10 M PIN 90° - SOCKET 90° SHIELDED: YES LED: NO SHEATH MATERIAL: PVC HALOGEN: YES | 0
10419 | 1062311000 | BUS LINE CONNECTING LINE M12 / M12 N OF POLES: 2 10 M PIN STRAIGHT - SOCKET 90° SHIELDED: YES LED: NO SHEATH MATERIAL: PUR HALOGEN: NO | 0
10420 | 1062320500 | BUS LINE CONNECTING LINE M12 / M12 N OF POLES: 2 5 M PIN ANGLED - BUSH STRAIGHT SHIELDED: YES LED: NO SHEATH MATERIAL: PUR HALOGEN: NO | 0
10421 | 1062321000 | BUS LINE CONNECTING LINE M12 / M12 N OF POLES: 2 10 M PIN ANGLED - BUSH STRAIGHT SHIELDED: YES LED: NO SHEATH MATERIAL: PUR HALOGEN: NO | 0
10422 | 1062380300 | BUS LINE CONNECTING LINE M12 / M12 N OF POLES: 2 3 M PIN STRAIGHT - SOCKET 90° SHIELDED: YES LED: NO SHEATH MATERIAL: PVC HALOGEN: YES | 0
10423 | 1062380500 | BUS LINE CONNECTING LINE M12 / M12 N OF POLES: 2 5 M PIN STRAIGHT - SOCKET 90° SHIELDED: YES LED: NO SHEATH MATERIAL: PVC HALOGEN: YES | 0
10424 | 1062381000 | BUS LINE CONNECTING LINE M12 / M12 N OF POLES: 2 10 M PIN STRAIGHT - SOCKET 90° SHIELDED: YES LED: NO SHEATH MATERIAL: PVC HALOGEN: YES | 0
10425 | 1062390300 | BUS LINE CONNECTING LINE M12 / M12 N OF POLES: 2 3 M PIN ANGLED - BUSH STRAIGHT SHIELDED: YES LED: NO SHEATH MATERIAL: PVC HALOGEN: YES | 0
10426 | 1062391000 | BUS LINE CONNECTING LINE M12 / M12 N OF POLES: 2 10 M PIN ANGLED - BUSH STRAIGHT SHIELDED: YES LED: NO SHEATH MATERIAL: PVC HALOGEN: YES | 0
10427 | 1071990500 | SENSOR/ACTUATOR LINE CONNECTING LINE M12 / M12 N OF POLES : 4 5 M PIN ANGLED - BUSH STRAIGHT SHIELDED: NO LED: NO SHEATH MATERIAL: PUR HALOGEN: NO | 0
10428 | 1071991000 | SENSOR/ACTUATOR LINE CONNECTING LINE M12 / M12 N OF POLES : 4 10 M PIN ANGLED - BUSH STRAIGHT SHIELDED: NO LED: NO SHEATH MATERIAL: PUR HALOGEN: NO | 0
10429 | 1074290500 | SENSOR/ACTUATOR LINE ONE END WITHOUT CONNECTOR M12 N OF POLES : 3 5 M FEMALE SOCKET STRAIGHT SHIELDED: NO LED: NO SHEATH MATERIAL: PUR HALOGEN: NO | 0
10430 | 1074310150 | SENSOR/ACTUATOR LINE ONE END WITHOUT CONNECTOR M12 N OF POLES : 4 1.5 M PIN 90° SHIELDED: NO LED: NO SHEATH MATERIAL: PUR HALOGEN: NO | 0
10431 | 1074330150 | SENSOR/ACTUATOR LINE ONE END WITHOUT CONNECTOR M12 N OF POLES : 4 1.5 M PIN STRAIGHT SHIELDED: NO LED: NO SHEATH MATERIAL: PUR HALOGEN: NO | 0
10432 | 1074330500 | SENSOR/ACTUATOR LINE ONE END WITHOUT CONNECTOR M12 N OF POLES : 4 5 M PIN STRAIGHT SHIELDED: NO LED: NO SHEATH MATERIAL: PUR HALOGEN: NO | 0
10433 | 1074331000 | SENSOR/ACTUATOR LINE ONE END WITHOUT CONNECTOR M12 N OF POLES : 4 10 M PIN STRAIGHT SHIELDED: NO LED: NO SHEATH MATERIAL: PUR HALOGEN: NO | 0
10434 | 1074341000 | SENSOR/ACTUATOR LINE ONE END WITHOUT CONNECTOR M12 N OF POLES : 3 10 M PIN STRAIGHT SHIELDED: NO LED: NO SHEATH MATERIAL: PUR HALOGEN: NO | 0
10435 | 1074390150 | SENSOR/ACTUATOR LINE M12 N OF POLES : 4 1.5 M | 639
10436 | 1074390300 | SENSOR/ACTUATOR LINE M12 N OF POLES : 4 3 M | 639
10437 | 1074390500 | SENSOR/ACTUATOR LINE M12 N OF POLES : 4 5 M | 639
10438 | 1074400500 | SENSOR/ACTUATOR LINE ONE END WITHOUT CONNECTOR M8 N OF POLES : 3 5 M FEMALE SOCKET STRAIGHT SHIELDED: NO LED: NO SHEATH MATERIAL: PUR HALOGEN: NO | 0
10439 | 1074430150 | SENSOR/ACTUATOR LINE ONE END WITHOUT CONNECTOR M8 N OF POLES : 4 1.5 M PIN STRAIGHT SHIELDED: NO LED: NO SHEATH MATERIAL: PUR HALOGEN: NO | 0
10440 | 1074440150 | SENSOR/ACTUATOR LINE ONE END WITHOUT CONNECTOR M8 N OF POLES : 3 1.5 M PIN STRAIGHT SHIELDED: NO LED: NO SHEATH MATERIAL: PUR HALOGEN: NO | 0
10441 | 1074440300 | SENSOR/ACTUATOR LINE ONE END WITHOUT CONNECTOR M8 N OF POLES : 3 3 M PIN STRAIGHT SHIELDED: NO LED: NO SHEATH MATERIAL: PUR HALOGEN: NO | 0
10442 | 1074470300 | SENSOR/ACTUATOR LINE ONE END WITHOUT CONNECTOR M8 N OF POLES : 3 3 M SOCKET ANGLED SHIELDED: NO LED: NO SHEATH MATERIAL: PUR HALOGEN: NO | 0
10443 | 1074471000 | SENSOR/ACTUATOR LINE ONE END WITHOUT CONNECTOR M8 N OF POLES : 3 10 M SOCKET ANGLED SHIELDED: NO LED: NO SHEATH MATERIAL: PUR HALOGEN: NO | 0
10444 | 1075290150 | SENSOR/ACTUATOR LINE ONE END WITHOUT CONNECTOR M8 N OF POLES : 4 1.5 M FEMALE SOCKET STRAIGHT SHIELDED: NO LED: NO SHEATH MATERIAL: PUR HALOGEN: NO | 0
10445 | 1075390100 | BUS LINE CONNECTING LINE M12 / M12 N OF POLES: 2 1 M PIN STRAIGHT - SOCKET 90° SHIELDED: YES LED: NO SHEATH MATERIAL: PVC HALOGEN: YES | 0
10446 | 1075390200 | BUS LINE CONNECTING LINE M12 / M12 N OF POLES: 2 2 M PIN STRAIGHT - SOCKET 90° SHIELDED: YES LED: NO SHEATH MATERIAL: PVC HALOGEN: YES | 0
10447 | 1075390500 | BUS LINE CONNECTING LINE M12 / M12 N OF POLES: 2 5 M PIN STRAIGHT - SOCKET 90° SHIELDED: YES LED: NO SHEATH MATERIAL: PVC HALOGEN: YES | 0
10448 | 1075391000 | BUS LINE CONNECTING LINE M12 / M12 N OF POLES: 2 10 M PIN STRAIGHT - SOCKET 90° SHIELDED: YES LED: NO SHEATH MATERIAL: PVC HALOGEN: YES | 0
10449 | 1075410100 | BUS LINE CONNECTING LINE M12 / M12 N OF POLES: 2 1 M PIN 90° - SOCKET 90° SHIELDED: YES LED: NO SHEATH MATERIAL: PVC HALOGEN: YES | 0
10450 | 1075410200 | BUS LINE CONNECTING LINE M12 / M12 N OF POLES: 2 2 M PIN 90° - SOCKET 90° SHIELDED: YES LED: NO SHEATH MATERIAL: PVC HALOGEN: YES | 0
10451 | 1075411000 | BUS LINE CONNECTING LINE M12 / M12 N OF POLES: 2 10 M PIN 90° - SOCKET 90° SHIELDED: YES LED: NO SHEATH MATERIAL: PVC HALOGEN: YES | 0
10452 | 1075450100 | BUS LINE CONNECTING LINE M12 / M12 N OF POLES: 2 1 M PIN ANGLED - BUSH STRAIGHT SHIELDED: YES LED: NO SHEATH MATERIAL: PVC HALOGEN: YES | 0
10453 | 1075450500 | BUS LINE CONNECTING LINE M12 / M12 N OF POLES: 2 5 M PIN ANGLED - BUSH STRAIGHT SHIELDED: YES LED: NO SHEATH MATERIAL: PVC HALOGEN: YES | 0
10454 | 1075451000 | BUS LINE CONNECTING LINE M12 / M12 N OF POLES: 2 10 M PIN ANGLED - BUSH STRAIGHT SHIELDED: YES LED: NO SHEATH MATERIAL: PVC HALOGEN: YES | 0
10455 | 1075460100 | BUS LINE CONNECTING LINE M12 / M12 N OF POLES: 2 1 M PIN ANGLED - BUSH STRAIGHT SHIELDED: YES LED: NO SHEATH MATERIAL: PVC HALOGEN: YES | 0
10456 | 1075460200 | BUS LINE CONNECTING LINE M12 / M12 N OF POLES: 2 2 M PIN ANGLED - BUSH STRAIGHT SHIELDED: YES LED: NO SHEATH MATERIAL: PVC HALOGEN: YES | 0
10457 | 1075460500 | BUS LINE CONNECTING LINE M12 / M12 N OF POLES: 2 5 M PIN ANGLED - BUSH STRAIGHT SHIELDED: YES LED: NO SHEATH MATERIAL: PVC HALOGEN: YES | 0
10458 | 1075461000 | BUS LINE CONNECTING LINE M12 / M12 N OF POLES: 2 10 M PIN ANGLED - BUSH STRAIGHT SHIELDED: YES LED: NO SHEATH MATERIAL: PVC HALOGEN: YES | 0
10459 | 1075620100 | BUS LINE CONNECTING LINE M12 / M12 N OF POLES: 2 1 M PIN STRAIGHT - SOCKET 90° SHIELDED: YES LED: NO SHEATH MATERIAL: PVC HALOGEN: YES | 0
10460 | 1075620200 | BUS LINE CONNECTING LINE M12 / M12 N OF POLES: 2 2 M PIN STRAIGHT - SOCKET 90° SHIELDED: YES LED: NO SHEATH MATERIAL: PVC HALOGEN: YES | 0
10461 | 1076520100 | BUS LINE ONE END WITHOUT CONNECTOR M12 N OF POLES: 2 1 M SOCKET ANGLED SHIELDED: YES LED: NO SHEATH MATERIAL: PVC HALOGEN: YES | 0
10462 | 1076540100 | BUS LINE ONE END WITHOUT CONNECTOR M12 N OF POLES: 2 1 M PIN 90° SHIELDED: YES LED: NO SHEATH MATERIAL: PVC HALOGEN: YES | 0
10463 | 1076540200 | BUS LINE ONE END WITHOUT CONNECTOR M12 N OF POLES: 2 2 M PIN 90° SHIELDED: YES LED: NO SHEATH MATERIAL: PVC HALOGEN: YES | 0
10464 | 1076541000 | BUS LINE ONE END WITHOUT CONNECTOR M12 N OF POLES: 2 10 M PIN 90° SHIELDED: YES LED: NO SHEATH MATERIAL: PVC HALOGEN: YES | 0
10465 | 1076550100 | BUS LINE CONNECTING LINE M12 / M12 N OF POLES: 2 1 M PIN 90° - SOCKET 90° SHIELDED: YES LED: NO SHEATH MATERIAL: PVC HALOGEN: YES | 0
10466 | 1076550200 | BUS LINE CONNECTING LINE M12 / M12 N OF POLES: 2 2 M PIN 90° - SOCKET 90° SHIELDED: YES LED: NO SHEATH MATERIAL: PVC HALOGEN: YES | 0
10467 | 1076550500 | BUS LINE CONNECTING LINE M12 / M12 N OF POLES: 2 5 M PIN 90° - SOCKET 90° SHIELDED: YES LED: NO SHEATH MATERIAL: PVC HALOGEN: YES | 0
10468 | 1076551000 | BUS LINE CONNECTING LINE M12 / M12 N OF POLES: 2 10 M PIN 90° - SOCKET 90° SHIELDED: YES LED: NO SHEATH MATERIAL: PVC HALOGEN: YES | 0
10469 | 1076580200 | BUS LINE ONE END WITHOUT CONNECTOR M12 N OF POLES: 2 2 M PIN 90° SHIELDED: YES LED: NO SHEATH MATERIAL: PVC HALOGEN: YES | 0
10470 | 1076580500 | BUS LINE ONE END WITHOUT CONNECTOR M12 N OF POLES: 2 5 M PIN 90° SHIELDED: YES LED: NO SHEATH MATERIAL: PVC HALOGEN: YES | 0
10471 | 1076581000 | BUS LINE ONE END WITHOUT CONNECTOR M12 N OF POLES: 2 10 M PIN 90° SHIELDED: YES LED: NO SHEATH MATERIAL: PVC HALOGEN: YES | 0
10472 | 1092900150 | SENSOR/ACTUATOR LINE ONE END WITHOUT CONNECTOR M12 N OF POLES : 2 1.5 M FEMALE SOCKET STRAIGHT SHIELDED: NO LED: NO SHEATH MATERIAL: PUR HALOGEN: NO | 0
10473 | 1092900300 | SENSOR/ACTUATOR LINE ONE END WITHOUT CONNECTOR M12 N OF POLES : 2 3 M FEMALE SOCKET STRAIGHT SHIELDED: NO LED: NO SHEATH MATERIAL: PUR HALOGEN: NO | 0
10474 | 1092900500 | SENSOR/ACTUATOR LINE ONE END WITHOUT CONNECTOR M12 N OF POLES : 2 5 M FEMALE SOCKET STRAIGHT SHIELDED: NO LED: NO SHEATH MATERIAL: PUR HALOGEN: NO | 0
10475 | 1092901000 | SENSOR/ACTUATOR LINE ONE END WITHOUT CONNECTOR M12 N OF POLES : 2 10 M FEMALE SOCKET STRAIGHT SHIELDED: NO LED: NO SHEATH MATERIAL: PUR HALOGEN: NO | 0
10476 | 1092940300 | SENSOR/ACTUATOR LINE ONE END WITHOUT CONNECTOR M12 N OF POLES : 3 3 M SOCKET ANGLED SHIELDED: NO LED: NO SHEATH MATERIAL: PUR HALOGEN: NO | 0
10477 | 1092960150 | SENSOR/ACTUATOR LINE ONE END WITHOUT CONNECTOR M12 N OF POLES : 4 1.5 M SOCKET ANGLED SHIELDED: NO LED: NO SHEATH MATERIAL: PUR HALOGEN: NO | 0
10478 | 1092960300 | SENSOR/ACTUATOR LINE ONE END WITHOUT CONNECTOR M12 N OF POLES : 4 3 M SOCKET ANGLED SHIELDED: NO LED: NO SHEATH MATERIAL: PUR HALOGEN: NO | 0
10479 | 1092970150 | SENSOR/ACTUATOR LINE ONE END WITHOUT CONNECTOR M12 N OF POLES : 5 1.5 M SOCKET ANGLED SHIELDED: NO LED: NO SHEATH MATERIAL: PUR HALOGEN: NO | 0
10480 | 1092970300 | SENSOR/ACTUATOR LINE ONE END WITHOUT CONNECTOR M12 N OF POLES : 5 3 M SOCKET ANGLED SHIELDED: NO LED: NO SHEATH MATERIAL: PUR HALOGEN: NO | 0
10481 | 1092970500 | SENSOR/ACTUATOR LINE ONE END WITHOUT CONNECTOR M12 N OF POLES : 5 5 M SOCKET ANGLED SHIELDED: NO LED: NO SHEATH MATERIAL: PUR HALOGEN: NO | 0
10482 | 1092971000 | SENSOR/ACTUATOR LINE ONE END WITHOUT CONNECTOR M12 N OF POLES : 5 10 M SOCKET ANGLED SHIELDED: NO LED: NO SHEATH MATERIAL: PUR HALOGEN: NO | 0
10483 | 1092980150 | SENSOR/ACTUATOR LINE ONE END WITHOUT CONNECTOR M12 N OF POLES : 3 1.5 M PIN STRAIGHT SHIELDED: NO LED: NO SHEATH MATERIAL: PUR HALOGEN: NO | 0
10484 | 1092980300 | SENSOR/ACTUATOR LINE ONE END WITHOUT CONNECTOR M12 N OF POLES : 3 3 M PIN STRAIGHT SHIELDED: NO LED: NO SHEATH MATERIAL: PUR HALOGEN: NO | 0
10485 | 1092980500 | SENSOR/ACTUATOR LINE ONE END WITHOUT CONNECTOR M12 N OF POLES : 3 5 M PIN STRAIGHT SHIELDED: NO LED: NO SHEATH MATERIAL: PUR HALOGEN: NO | 0
10486 | 1092981000 | SENSOR/ACTUATOR LINE ONE END WITHOUT CONNECTOR M12 N OF POLES : 3 10 M PIN STRAIGHT SHIELDED: NO LED: NO SHEATH MATERIAL: PUR HALOGEN: NO | 0
10487 | 1092990150 | SENSOR/ACTUATOR LINE ONE END WITHOUT CONNECTOR M12 N OF POLES : 5 1.5 M PIN STRAIGHT SHIELDED: NO LED: NO SHEATH MATERIAL: PUR HALOGEN: NO | 0
10488 | 1092990500 | SENSOR/ACTUATOR LINE ONE END WITHOUT CONNECTOR M12 N OF POLES : 5 5 M PIN STRAIGHT SHIELDED: NO LED: NO SHEATH MATERIAL: PUR HALOGEN: NO | 0
10489 | 1092991000 | SENSOR/ACTUATOR LINE ONE END WITHOUT CONNECTOR M12 N OF POLES : 5 10 M PIN STRAIGHT SHIELDED: NO LED: NO SHEATH MATERIAL: PUR HALOGEN: NO | 0
10490 | 1093000150 | SENSOR/ACTUATOR LINE CONNECTING LINE M12 / M12 N OF POLES : 3 1.5 M PIN STRAIGHT - SOCKET STRAIGHT SHIELDED: NO LED: NO SHEATH MATERIAL: PUR HALOGEN: NO | 0
10491 | 1093000300 | SENSOR/ACTUATOR LINE CONNECTING LINE M12 / M12 N OF POLES : 3 3 M PIN STRAIGHT - SOCKET STRAIGHT SHIELDED: NO LED: NO SHEATH MATERIAL: PUR HALOGEN: NO | 0
10492 | 1093000500 | SENSOR/ACTUATOR LINE CONNECTING LINE M12 / M12 N OF POLES : 3 5 M PIN STRAIGHT - SOCKET STRAIGHT SHIELDED: NO LED: NO SHEATH MATERIAL: PUR HALOGEN: NO | 0
10493 | 1093001000 | SENSOR/ACTUATOR LINE CONNECTING LINE M12 / M12 N OF POLES : 3 10 M PIN STRAIGHT - SOCKET STRAIGHT SHIELDED: NO LED: NO SHEATH MATERIAL: PUR HALOGEN: NO | 0
10494 | 1093010150 | SENSOR/ACTUATOR LINE CONNECTING LINE M12 / M12 N OF POLES : 3 1.5 M PIN STRAIGHT - SOCKET STRAIGHT SHIELDED: NO LED: NO SHEATH MATERIAL: PUR HALOGEN: NO | 0
10495 | 1093010300 | SENSOR/ACTUATOR LINE CONNECTING LINE M12 / M12 N OF POLES : 3 3 M PIN STRAIGHT - SOCKET STRAIGHT SHIELDED: NO LED: NO SHEATH MATERIAL: PUR HALOGEN: NO | 0
10496 | 1093010500 | SENSOR/ACTUATOR LINE CONNECTING LINE M12 / M12 N OF POLES : 3 5 M PIN STRAIGHT - SOCKET STRAIGHT SHIELDED: NO LED: NO SHEATH MATERIAL: PUR HALOGEN: NO | 0
10497 | 1093011000 | SENSOR/ACTUATOR LINE CONNECTING LINE M12 / M12 N OF POLES : 3 10 M PIN STRAIGHT - SOCKET STRAIGHT SHIELDED: NO LED: NO SHEATH MATERIAL: PUR HALOGEN: NO | 0
10498 | 1093020150 | SENSOR/ACTUATOR LINE CONNECTING LINE M12 / M12 N OF POLES : 4 1.5 M PIN STRAIGHT - SOCKET STRAIGHT SHIELDED: NO LED: NO SHEATH MATERIAL: PUR HALOGEN: NO | 0
10499 | 1093020300 | SENSOR/ACTUATOR LINE CONNECTING LINE M12 / M12 N OF POLES : 4 3 M PIN STRAIGHT - SOCKET STRAIGHT SHIELDED: NO LED: NO SHEATH MATERIAL: PUR HALOGEN: NO | 0
10500 | 1093021000 | SENSOR/ACTUATOR LINE CONNECTING LINE M12 / M12 N OF POLES : 4 10 M PIN STRAIGHT - SOCKET STRAIGHT SHIELDED: NO LED: NO SHEATH MATERIAL: PUR HALOGEN: NO | 0
10501 | 1093030150 | SENSOR/ACTUATOR LINE CONNECTING LINE M12 / M12 N OF POLES : 5 1.5 M PIN STRAIGHT - SOCKET STRAIGHT SHIELDED: NO LED: NO SHEATH MATERIAL: PUR HALOGEN: NO | 0
10502 | 1093030300 | SENSOR/ACTUATOR LINE CONNECTING LINE M12 / M12 N OF POLES : 5 3 M PIN STRAIGHT - SOCKET STRAIGHT SHIELDED: NO LED: NO SHEATH MATERIAL: PUR HALOGEN: NO | 0
10503 | 1093040150 | SENSOR/ACTUATOR LINE CONNECTING LINE M12 / M12 N OF POLES : 3 1.5 M PIN STRAIGHT - SOCKET 90° SHIELDED: NO LED: NO SHEATH MATERIAL: PUR HALOGEN: NO | 0
10504 | 1093040300 | SENSOR/ACTUATOR LINE CONNECTING LINE M12 / M12 N OF POLES : 3 3 M PIN STRAIGHT - SOCKET 90° SHIELDED: NO LED: NO SHEATH MATERIAL: PUR HALOGEN: NO | 0
10505 | 1093040500 | SENSOR/ACTUATOR LINE CONNECTING LINE M12 / M12 N OF POLES : 3 5 M PIN STRAIGHT - SOCKET 90° SHIELDED: NO LED: NO SHEATH MATERIAL: PUR HALOGEN: NO | 0
10506 | 1093041000 | SENSOR/ACTUATOR LINE CONNECTING LINE M12 / M12 N OF POLES : 3 10 M PIN STRAIGHT - SOCKET 90° SHIELDED: NO LED: NO SHEATH MATERIAL: PUR HALOGEN: NO | 0
10507 | 1093050300 | SENSOR/ACTUATOR LINE CONNECTING LINE M12 / M12 N OF POLES : 3 3 M PIN STRAIGHT - SOCKET 90° SHIELDED: NO LED: NO SHEATH MATERIAL: PUR HALOGEN: NO | 0
10508 | 1093050500 | SENSOR/ACTUATOR LINE CONNECTING LINE M12 / M12 N OF POLES : 3 5 M PIN STRAIGHT - SOCKET 90° SHIELDED: NO LED: NO SHEATH MATERIAL: PUR HALOGEN: NO | 0
10509 | 1093051000 | SENSOR/ACTUATOR LINE CONNECTING LINE M12 / M12 N OF POLES : 3 10 M PIN STRAIGHT - SOCKET 90° SHIELDED: NO LED: NO SHEATH MATERIAL: PUR HALOGEN: NO | 0
10510 | 1093060150 | SENSOR/ACTUATOR LINE CONNECTING LINE M12 / M12 N OF POLES : 4 1.5 M PIN STRAIGHT - SOCKET 90° SHIELDED: NO LED: YES SHEATH MATERIAL: PUR HALOGEN: NO | 0
10511 | 1093060300 | SENSOR/ACTUATOR LINE CONNECTING LINE M12 / M12 N OF POLES : 4 3 M PIN STRAIGHT - SOCKET 90° SHIELDED: NO LED: YES SHEATH MATERIAL: PUR HALOGEN: NO | 0
10512 | 1093060500 | SENSOR/ACTUATOR LINE CONNECTING LINE M12 / M12 N OF POLES : 4 5 M PIN STRAIGHT - SOCKET 90° SHIELDED: NO LED: YES SHEATH MATERIAL: PUR HALOGEN: NO | 0
10513 | 1093061000 | SENSOR/ACTUATOR LINE CONNECTING LINE M12 / M12 N OF POLES : 4 10 M PIN STRAIGHT - SOCKET 90° SHIELDED: NO LED: YES SHEATH MATERIAL: PUR HALOGEN: NO | 0
10514 | 1093070150 | SENSOR/ACTUATOR LINE CONNECTING LINE M12 / M12 N OF POLES : 4 1.5 M PIN STRAIGHT - SOCKET 90° SHIELDED: NO LED: NO SHEATH MATERIAL: PUR HALOGEN: NO | 0
10515 | 1093070200 | SENSOR/ACTUATOR LINE CONNECTING LINE M12 / M12 N OF POLES : 4 2 M PIN STRAIGHT - SOCKET 90° SHIELDED: NO LED: NO SHEATH MATERIAL: PUR HALOGEN: NO | 0
10516 | 1093070300 | SENSOR/ACTUATOR LINE CONNECTING LINE M12 / M12 N OF POLES : 4 3 M PIN STRAIGHT - SOCKET 90° SHIELDED: NO LED: NO SHEATH MATERIAL: PUR HALOGEN: NO | 0
10517 | 1093071000 | SENSOR/ACTUATOR LINE CONNECTING LINE M12 / M12 N OF POLES : 4 10 M PIN STRAIGHT - SOCKET 90° SHIELDED: NO LED: NO SHEATH MATERIAL: PUR HALOGEN: NO | 0
10518 | 1093080150 | SENSOR/ACTUATOR LINE CONNECTING LINE M12 / M12 N OF POLES : 5 1.5 M PIN STRAIGHT - SOCKET 90° SHIELDED: NO LED: NO SHEATH MATERIAL: PUR HALOGEN: NO | 0
10519 | 1093080300 | SENSOR/ACTUATOR LINE CONNECTING LINE M12 / M12 N OF POLES : 5 3 M PIN STRAIGHT - SOCKET 90° SHIELDED: NO LED: NO SHEATH MATERIAL: PUR HALOGEN: NO | 0
10520 | 1093080500 | SENSOR/ACTUATOR LINE CONNECTING LINE M12 / M12 N OF POLES : 5 5 M PIN STRAIGHT - SOCKET 90° SHIELDED: NO LED: NO SHEATH MATERIAL: PUR HALOGEN: NO | 0
10521 | 1093081000 | SENSOR/ACTUATOR LINE CONNECTING LINE M12 / M12 N OF POLES : 5 10 M PIN STRAIGHT - SOCKET 90° SHIELDED: NO LED: NO SHEATH MATERIAL: PUR HALOGEN: NO | 0
10522 | 1093090150 | SENSOR/ACTUATOR LINE CONNECTING LINE M12 / M8 N OF POLES : 3 1.5 M PIN STRAIGHT - SOCKET STRAIGHT SHIELDED: NO LED: NO SHEATH MATERIAL: PUR HALOGEN: NO | 0
10523 | 1093090300 | SENSOR/ACTUATOR LINE CONNECTING LINE M12 / M8 N OF POLES : 3 3 M PIN STRAIGHT - SOCKET STRAIGHT SHIELDED: NO LED: NO SHEATH MATERIAL: PUR HALOGEN: NO | 0
10524 | 1093090500 | SENSOR/ACTUATOR LINE CONNECTING LINE M12 / M8 N OF POLES : 3 5 M PIN STRAIGHT - SOCKET STRAIGHT SHIELDED: NO LED: NO SHEATH MATERIAL: PUR HALOGEN: NO | 0
10525 | 1093091000 | SENSOR/ACTUATOR LINE CONNECTING LINE M12 / M8 N OF POLES : 3 10 M PIN STRAIGHT - SOCKET STRAIGHT SHIELDED: NO LED: NO SHEATH MATERIAL: PUR HALOGEN: NO | 0
10526 | 1093100150 | SENSOR/ACTUATOR LINE CONNECTING LINE M12 / M8 N OF POLES : 4 1.5 M PIN STRAIGHT - SOCKET STRAIGHT SHIELDED: NO LED: NO SHEATH MATERIAL: PUR HALOGEN: NO | 0
10527 | 1093100300 | SENSOR/ACTUATOR LINE CONNECTING LINE M12 / M8 N OF POLES : 4 3 M PIN STRAIGHT - SOCKET STRAIGHT SHIELDED: NO LED: NO SHEATH MATERIAL: PUR HALOGEN: NO | 0
10528 | 1093100500 | SENSOR/ACTUATOR LINE CONNECTING LINE M12 / M8 N OF POLES : 4 5 M PIN STRAIGHT - SOCKET STRAIGHT SHIELDED: NO LED: NO SHEATH MATERIAL: PUR HALOGEN: NO | 0
10529 | 1093101000 | SENSOR/ACTUATOR LINE CONNECTING LINE M12 / M8 N OF POLES : 4 10 M PIN STRAIGHT - SOCKET STRAIGHT SHIELDED: NO LED: NO SHEATH MATERIAL: PUR HALOGEN: NO | 0
10530 | 1093110150 | SENSOR/ACTUATOR LINE CONNECTING LINE M12 / M8 N OF POLES : 3 1.5 M PIN STRAIGHT - SOCKET 90° SHIELDED: NO LED: YES SHEATH MATERIAL: PUR HALOGEN: NO | 0
10531 | 1093110500 | SENSOR/ACTUATOR LINE CONNECTING LINE M12 / M8 N OF POLES : 3 5 M PIN STRAIGHT - SOCKET 90° SHIELDED: NO LED: YES SHEATH MATERIAL: PUR HALOGEN: NO | 0
10532 | 1093111000 | SENSOR/ACTUATOR LINE CONNECTING LINE M12 / M8 N OF POLES : 3 10 M PIN STRAIGHT - SOCKET 90° SHIELDED: NO LED: YES SHEATH MATERIAL: PUR HALOGEN: NO | 0
10533 | 1093120150 | SENSOR/ACTUATOR LINE CONNECTING LINE M12 / M8 N OF POLES : 3 1.5 M PIN STRAIGHT - SOCKET 90° SHIELDED: NO LED: NO SHEATH MATERIAL: PUR HALOGEN: NO | 0
10534 | 1093120300 | SENSOR/ACTUATOR LINE CONNECTING LINE M12 / M8 N OF POLES : 3 3 M PIN STRAIGHT - SOCKET 90° SHIELDED: NO LED: NO SHEATH MATERIAL: PUR HALOGEN: NO | 0
10535 | 1093120500 | SENSOR/ACTUATOR LINE CONNECTING LINE M12 / M8 N OF POLES : 3 5 M PIN STRAIGHT - SOCKET 90° SHIELDED: NO LED: NO SHEATH MATERIAL: PUR HALOGEN: NO | 0
10536 | 1093121000 | SENSOR/ACTUATOR LINE CONNECTING LINE M12 / M8 N OF POLES : 3 10 M PIN STRAIGHT - SOCKET 90° SHIELDED: NO LED: NO SHEATH MATERIAL: PUR HALOGEN: NO | 0
10537 | 1093130150 | SENSOR/ACTUATOR LINE CONNECTING LINE M12 / M8 N OF POLES : 4 1.5 M PIN STRAIGHT - SOCKET 90° SHIELDED: NO LED: YES SHEATH MATERIAL: PUR HALOGEN: NO | 0
10538 | 1093130300 | SENSOR/ACTUATOR LINE CONNECTING LINE M12 / M8 N OF POLES : 4 3 M PIN STRAIGHT - SOCKET 90° SHIELDED: NO LED: YES SHEATH MATERIAL: PUR HALOGEN: NO | 0
10539 | 1093130500 | SENSOR/ACTUATOR LINE CONNECTING LINE M12 / M8 N OF POLES : 4 5 M PIN STRAIGHT - SOCKET 90° SHIELDED: NO LED: YES SHEATH MATERIAL: PUR HALOGEN: NO | 0
10540 | 1093131000 | SENSOR/ACTUATOR LINE CONNECTING LINE M12 / M8 N OF POLES : 4 10 M PIN STRAIGHT - SOCKET 90° SHIELDED: NO LED: YES SHEATH MATERIAL: PUR HALOGEN: NO | 0
10541 | 1093140150 | SENSOR/ACTUATOR LINE CONNECTING LINE M12 / M8 N OF POLES : 4 1.5 M PIN STRAIGHT - SOCKET 90° SHIELDED: NO LED: NO SHEATH MATERIAL: PUR HALOGEN: NO | 0
10542 | 1093140300 | SENSOR/ACTUATOR LINE CONNECTING LINE M12 / M8 N OF POLES : 4 3 M PIN STRAIGHT - SOCKET 90° SHIELDED: NO LED: NO SHEATH MATERIAL: PUR HALOGEN: NO | 0
10543 | 1093140500 | SENSOR/ACTUATOR LINE CONNECTING LINE M12 / M8 N OF POLES : 4 5 M PIN STRAIGHT - SOCKET 90° SHIELDED: NO LED: NO SHEATH MATERIAL: PUR HALOGEN: NO | 0
10544 | 1093141000 | SENSOR/ACTUATOR LINE CONNECTING LINE M12 / M8 N OF POLES : 4 10 M PIN STRAIGHT - SOCKET 90° SHIELDED: NO LED: NO SHEATH MATERIAL: PUR HALOGEN: NO | 0
10545 | 1093150150 | SENSOR/ACTUATOR LINE CONNECTING LINE M12 / M8 N OF POLES : 3 1.5 M PIN STRAIGHT - SOCKET 90° SHIELDED: NO LED: NO SHEATH MATERIAL: PUR HALOGEN: NO | 0
10546 | 1093150300 | SENSOR/ACTUATOR LINE CONNECTING LINE M12 / M8 N OF POLES : 3 3 M PIN STRAIGHT - SOCKET 90° SHIELDED: NO LED: NO SHEATH MATERIAL: PUR HALOGEN: NO | 0
10547 | 1093150500 | SENSOR/ACTUATOR LINE CONNECTING LINE M12 / M8 N OF POLES : 3 5 M PIN STRAIGHT - SOCKET 90° SHIELDED: NO LED: NO SHEATH MATERIAL: PUR HALOGEN: NO | 0
10548 | 1093151000 | SENSOR/ACTUATOR LINE CONNECTING LINE M12 / M8 N OF POLES : 3 10 M PIN STRAIGHT - SOCKET 90° SHIELDED: NO LED: NO SHEATH MATERIAL: PUR HALOGEN: NO | 0
10549 | 1093160150 | SENSOR/ACTUATOR LINE ONE END WITHOUT CONNECTOR M12 N OF POLES : 3 1.5 M PIN 90° SHIELDED: NO LED: NO SHEATH MATERIAL: PUR HALOGEN: NO | 0
10550 | 1093160300 | SENSOR/ACTUATOR LINE ONE END WITHOUT CONNECTOR M12 N OF POLES : 3 3 M PIN 90° SHIELDED: NO LED: NO SHEATH MATERIAL: PUR HALOGEN: NO | 0
10551 | 1093160500 | SENSOR/ACTUATOR LINE ONE END WITHOUT CONNECTOR M12 N OF POLES : 3 5 M PIN 90° SHIELDED: NO LED: NO SHEATH MATERIAL: PUR HALOGEN: NO | 0
10552 | 1093161000 | SENSOR/ACTUATOR LINE ONE END WITHOUT CONNECTOR M12 N OF POLES : 3 10 M PIN 90° SHIELDED: NO LED: NO SHEATH MATERIAL: PUR HALOGEN: NO | 0
10553 | 1093170150 | SENSOR/ACTUATOR LINE ONE END WITHOUT CONNECTOR M12 N OF POLES : 4 1.5 M PIN 90° SHIELDED: NO LED: NO SHEATH MATERIAL: PUR HALOGEN: NO | 0
10554 | 1093170300 | SENSOR/ACTUATOR LINE ONE END WITHOUT CONNECTOR M12 N OF POLES : 4 3 M PIN 90° SHIELDED: NO LED: NO SHEATH MATERIAL: PUR HALOGEN: NO | 0
10555 | 1093170500 | SENSOR/ACTUATOR LINE ONE END WITHOUT CONNECTOR M12 N OF POLES : 4 5 M PIN 90° SHIELDED: NO LED: NO SHEATH MATERIAL: PUR HALOGEN: NO | 0
10556 | 1093171000 | SENSOR/ACTUATOR LINE ONE END WITHOUT CONNECTOR M12 N OF POLES : 4 10 M PIN 90° SHIELDED: NO LED: NO SHEATH MATERIAL: PUR HALOGEN: NO | 0
10557 | 1093180150 | SENSOR/ACTUATOR LINE ONE END WITHOUT CONNECTOR M12 N OF POLES : 5 1.5 M PIN 90° SHIELDED: NO LED: NO SHEATH MATERIAL: PUR HALOGEN: NO | 0
10558 | 1093180300 | SENSOR/ACTUATOR LINE ONE END WITHOUT CONNECTOR M12 N OF POLES : 5 3 M PIN 90° SHIELDED: NO LED: NO SHEATH MATERIAL: PUR HALOGEN: NO | 0
10559 | 1093180500 | SENSOR/ACTUATOR LINE ONE END WITHOUT CONNECTOR M12 N OF POLES : 5 5 M PIN 90° SHIELDED: NO LED: NO SHEATH MATERIAL: PUR HALOGEN: NO | 0
10560 | 1093181000 | SENSOR/ACTUATOR LINE ONE END WITHOUT CONNECTOR M12 N OF POLES : 5 10 M PIN 90° SHIELDED: NO LED: NO SHEATH MATERIAL: PUR HALOGEN: NO | 0
10561 | 1093200150 | SENSOR/ACTUATOR LINE ONE END WITHOUT CONNECTOR M8 N OF POLES : 4 1.5 M FEMALE SOCKET STRAIGHT SHIELDED: NO LED: NO SHEATH MATERIAL: PUR HALOGEN: NO | 0
10562 | 1093200300 | SENSOR/ACTUATOR LINE ONE END WITHOUT CONNECTOR M8 N OF POLES : 4 3 M FEMALE SOCKET STRAIGHT SHIELDED: NO LED: NO SHEATH MATERIAL: PUR HALOGEN: NO | 0
10563 | 1093200500 | SENSOR/ACTUATOR LINE ONE END WITHOUT CONNECTOR M8 N OF POLES : 4 5 M FEMALE SOCKET STRAIGHT SHIELDED: NO LED: NO SHEATH MATERIAL: PUR HALOGEN: NO | 0
10564 | 1093201000 | SENSOR/ACTUATOR LINE ONE END WITHOUT CONNECTOR M8 N OF POLES : 4 10 M FEMALE SOCKET STRAIGHT SHIELDED: NO LED: NO SHEATH MATERIAL: PUR HALOGEN: NO | 0
10565 | 1093210150 | SENSOR/ACTUATOR LINE ONE END WITHOUT CONNECTOR M8 N OF POLES : 3 1.5 M SOCKET ANGLED SHIELDED: NO LED: YES SHEATH MATERIAL: PUR HALOGEN: NO | 0
10566 | 1093210300 | SENSOR/ACTUATOR LINE ONE END WITHOUT CONNECTOR M8 N OF POLES : 3 3 M SOCKET ANGLED SHIELDED: NO LED: YES SHEATH MATERIAL: PUR HALOGEN: NO | 0
10567 | 1093210500 | SENSOR/ACTUATOR LINE ONE END WITHOUT CONNECTOR M8 N OF POLES : 3 5 M SOCKET ANGLED SHIELDED: NO LED: YES SHEATH MATERIAL: PUR HALOGEN: NO | 0
10568 | 1093211000 | SENSOR/ACTUATOR LINE ONE END WITHOUT CONNECTOR M8 N OF POLES : 3 10 M SOCKET ANGLED SHIELDED: NO LED: YES SHEATH MATERIAL: PUR HALOGEN: NO | 0
10569 | 1093220150 | SENSOR/ACTUATOR LINE ONE END WITHOUT CONNECTOR M8 N OF POLES : 3 1.5 M SOCKET ANGLED SHIELDED: NO LED: NO SHEATH MATERIAL: PUR HALOGEN: NO | 0
10570 | 1093220300 | SENSOR/ACTUATOR LINE ONE END WITHOUT CONNECTOR M8 N OF POLES : 3 3 M SOCKET ANGLED SHIELDED: NO LED: NO SHEATH MATERIAL: PUR HALOGEN: NO | 0
10571 | 1093220500 | SENSOR/ACTUATOR LINE ONE END WITHOUT CONNECTOR M8 N OF POLES : 3 5 M SOCKET ANGLED SHIELDED: NO LED: NO SHEATH MATERIAL: PUR HALOGEN: NO | 0
10572 | 1093221000 | SENSOR/ACTUATOR LINE ONE END WITHOUT CONNECTOR M8 N OF POLES : 3 10 M SOCKET ANGLED SHIELDED: NO LED: NO SHEATH MATERIAL: PUR HALOGEN: NO | 0
10573 | 1093230150 | SENSOR/ACTUATOR LINE ONE END WITHOUT CONNECTOR M8 N OF POLES : 4 1.5 M SOCKET ANGLED SHIELDED: NO LED: YES SHEATH MATERIAL: PUR HALOGEN: NO | 0
10574 | 1093230300 | SENSOR/ACTUATOR LINE ONE END WITHOUT CONNECTOR M8 N OF POLES : 4 3 M SOCKET ANGLED SHIELDED: NO LED: YES SHEATH MATERIAL: PUR HALOGEN: NO | 0
10575 | 1093230500 | SENSOR/ACTUATOR LINE ONE END WITHOUT CONNECTOR M8 N OF POLES : 4 5 M SOCKET ANGLED SHIELDED: NO LED: YES SHEATH MATERIAL: PUR HALOGEN: NO | 0
10576 | 1093231000 | SENSOR/ACTUATOR LINE ONE END WITHOUT CONNECTOR M8 N OF POLES : 4 10 M SOCKET ANGLED SHIELDED: NO LED: YES SHEATH MATERIAL: PUR HALOGEN: NO | 0
10577 | 1093240150 | SENSOR/ACTUATOR LINE ONE END WITHOUT CONNECTOR M8 N OF POLES : 4 1.5 M SOCKET ANGLED SHIELDED: NO LED: NO SHEATH MATERIAL: PUR HALOGEN: NO | 0
10578 | 1093240300 | SENSOR/ACTUATOR LINE ONE END WITHOUT CONNECTOR M8 N OF POLES : 4 3 M SOCKET ANGLED SHIELDED: NO LED: NO SHEATH MATERIAL: PUR HALOGEN: NO | 0
10579 | 1093241000 | SENSOR/ACTUATOR LINE ONE END WITHOUT CONNECTOR M8 N OF POLES : 4 10 M SOCKET ANGLED SHIELDED: NO LED: NO SHEATH MATERIAL: PUR HALOGEN: NO | 0
10580 | 1093250150 | SENSOR/ACTUATOR LINE CONNECTING LINE M12 / M8 N OF POLES : 3 1.5 M TWIN CABLING PIN STRAIGHT 2X SOCKET STRAIGHT SHIELDED: NO LED: NO SHEATH MATERIAL: PUR HALOGEN: NO | 0
10581 | 1093250500 | SENSOR/ACTUATOR LINE CONNECTING LINE M12 / M8 N OF POLES : 3 5 M TWIN CABLING PIN STRAIGHT 2X SOCKET STRAIGHT SHIELDED: NO LED: NO SHEATH MATERIAL: PUR HALOGEN: NO | 0
10582 | 1093251000 | SENSOR/ACTUATOR LINE CONNECTING LINE M12 / M8 N OF POLES : 3 10 M TWIN CABLING PIN STRAIGHT 2X SOCKET STRAIGHT SHIELDED: NO LED: NO SHEATH MATERIAL: PUR HALOGEN: NO | 0
10583 | 1093260150 | SENSOR/ACTUATOR LINE CONNECTING LINE M12 / M8 N OF POLES : 3 1.5 M TWIN CABLING PIN STRAIGHT 2X SOCKET ANGLED SHIELDED: NO LED: NO SHEATH MATERIAL: PUR HALOGEN: NO | 0
10584 | 1093260300 | SENSOR/ACTUATOR LINE CONNECTING LINE M12 / M8 N OF POLES : 3 3 M TWIN CABLING PIN STRAIGHT 2X SOCKET ANGLED SHIELDED: NO LED: NO SHEATH MATERIAL: PUR HALOGEN: NO | 0
10585 | 1093260500 | SENSOR/ACTUATOR LINE CONNECTING LINE M12 / M8 N OF POLES : 3 5 M TWIN CABLING PIN STRAIGHT 2X SOCKET ANGLED SHIELDED: NO LED: NO SHEATH MATERIAL: PUR HALOGEN: NO | 0
10586 | 1093261000 | SENSOR/ACTUATOR LINE CONNECTING LINE M12 / M8 N OF POLES : 3 10 M TWIN CABLING PIN STRAIGHT 2X SOCKET ANGLED SHIELDED: NO LED: NO SHEATH MATERIAL: PUR HALOGEN: NO | 0
10587 | 1094190500 | SENSOR/ACTUATOR LINE ONE END WITHOUT CONNECTOR M12 N OF POLES : 4 5 M FEMALE SOCKET STRAIGHT SHIELDED: NO LED: YES SHEATH MATERIAL: PUR HALOGEN: NO | 0
10588 | 1099760030 | VALVE PLUG STRAIGHT PLUG - VALVE PLUG | 69
10589 | 1099760050 | VALVE PLUG STRAIGHT PLUG - VALVE PLUG A | 69
10590 | 1099761000 | VALVE PLUG STRAIGHT PLUG - VALVE PLUG A | 69
10591 | 1099770050 | VALVE PLUG STRAIGHT PLUG - VALVE PLUG | 69
10592 | 1099770150 | VALVE PLUG STRAIGHT PLUG - VALVE PLUG | 69
10593 | 1099770500 | VALVE PLUG STRAIGHT PLUG - VALVE PLUG | 69
10594 | 1099771000 | VALVE PLUG STRAIGHT PLUG - VALVE PLUG | 69
10595 | 1102190015 | SYSTEM CABLE M12 D-CODE ? IP 67 STRAIGHT PIN M12 D-CODE ? IP 67 STRAIGHT PIN CAT.5 (ISO/IEC 11801) / CAT.5E (TIA T568-B) PVC 1.5 M | 11
10596 | 1102190050 | SYSTEM CABLE M12 D-CODE ? IP 67 STRAIGHT PIN M12 D-CODE ? IP 67 STRAIGHT PIN CAT.5 (ISO/IEC 11801) / CAT.5E (TIA T568-B) PVC 5 M | 11
10597 | 1102190150 | SYSTEM CABLE M12 D-CODE ? IP 67 STRAIGHT PIN M12 D-CODE ? IP 67 STRAIGHT PIN CAT.5 (ISO/IEC 11801) / CAT.5E (TIA T568-B) PVC 15 M | 11
10598 | 1102190200 | SYSTEM CABLE M12 D-CODE ? IP 67 STRAIGHT PIN M12 D-CODE ? IP 67 STRAIGHT PIN CAT.5 (ISO/IEC 11801) / CAT.5E (TIA T568-B) PVC 20 M | 11
10599 | 1102200015 | SYSTEM CABLE M12 D-CODE ? IP 67 STRAIGHT PIN RJ45 IP 20 CAT.5 (ISO/IEC 11801) / CAT.5E (TIA T568-B) PVC 1.5 M | 11
10600 | 1104470150 | SENSOR/ACTUATOR LINE CONNECTING LINE M8 / M8 N OF POLES : 3 1.5 M PIN STRAIGHT - SOCKET STRAIGHT SHIELDED: NO LED: NO SHEATH MATERIAL: PUR HALOGEN: NO | 0
10601 | 1104470300 | SENSOR/ACTUATOR LINE CONNECTING LINE M8 / M8 N OF POLES : 3 3 M PIN STRAIGHT - SOCKET STRAIGHT SHIELDED: NO LED: NO SHEATH MATERIAL: PUR HALOGEN: NO | 0
10602 | 1104471000 | SENSOR/ACTUATOR LINE CONNECTING LINE M8 / M8 N OF POLES : 3 10 M PIN STRAIGHT - SOCKET STRAIGHT SHIELDED: NO LED: NO SHEATH MATERIAL: PUR HALOGEN: NO | 0
10603 | 1108700300 | SENSOR/ACTUATOR LINE CONNECTING LINE M12 / M12 N OF POLES : 3 3 M PIN 90° - SOCKET 90° SHIELDED: NO LED: NO SHEATH MATERIAL: PUR HALOGEN: NO | 0
10604 | 1108700500 | SENSOR/ACTUATOR LINE CONNECTING LINE M12 / M12 N OF POLES : 3 5 M PIN 90° - SOCKET 90° SHIELDED: NO LED: NO SHEATH MATERIAL: PUR HALOGEN: NO | 0
10605 | 1108791000 | SENSOR/ACTUATOR LINE ONE END WITHOUT CONNECTOR M12 N OF POLES : 5 10 M SOCKET ANGLED SHIELDED: NO LED: NO SHEATH MATERIAL: PUR HALOGEN: NO | 0
10606 | 1108830500 | SENSOR/ACTUATOR LINE CONNECTING LINE M12 / M12 N OF POLES : 3 5 M PIN STRAIGHT - SOCKET STRAIGHT SHIELDED: NO LED: NO SHEATH MATERIAL: PUR HALOGEN: NO | 0
10607 | 1108870150 | SENSOR/ACTUATOR LINE CONNECTING LINE M12 / M12 N OF POLES : 3 1.5 M PIN STRAIGHT - SOCKET 90° SHIELDED: NO LED: NO SHEATH MATERIAL: PUR HALOGEN: NO | 0
10608 | 1108870300 | SENSOR/ACTUATOR LINE CONNECTING LINE M12 / M12 N OF POLES : 3 3 M PIN STRAIGHT - SOCKET 90° SHIELDED: NO LED: NO SHEATH MATERIAL: PUR HALOGEN: NO | 0
10609 | 1114870150 | SENSOR/ACTUATOR LINE ONE END WITHOUT CONNECTOR M12 N OF POLES : 3 1.5 M SOCKET ANGLED SHIELDED: NO LED: YES SHEATH MATERIAL: PUR HALOGEN: NO | 0
10610 | 1114870300 | SENSOR/ACTUATOR LINE ONE END WITHOUT CONNECTOR M12 N OF POLES : 3 3 M SOCKET ANGLED SHIELDED: NO LED: YES SHEATH MATERIAL: PUR HALOGEN: NO | 0
10611 | 1114870500 | SENSOR/ACTUATOR LINE ONE END WITHOUT CONNECTOR M12 N OF POLES : 3 5 M SOCKET ANGLED SHIELDED: NO LED: YES SHEATH MATERIAL: PUR HALOGEN: NO | 0
10612 | 1114871000 | SENSOR/ACTUATOR LINE ONE END WITHOUT CONNECTOR M12 N OF POLES : 3 10 M SOCKET ANGLED SHIELDED: NO LED: YES SHEATH MATERIAL: PUR HALOGEN: NO | 0
10613 | 1114880150 | SENSOR/ACTUATOR LINE ONE END WITHOUT CONNECTOR M12 N OF POLES : 3 1.5 M SOCKET ANGLED SHIELDED: NO LED: YES SHEATH MATERIAL: PUR HALOGEN: NO | 0
10614 | 1114880300 | SENSOR/ACTUATOR LINE ONE END WITHOUT CONNECTOR M12 N OF POLES : 3 3 M SOCKET ANGLED SHIELDED: NO LED: YES SHEATH MATERIAL: PUR HALOGEN: NO | 0
10615 | 1114880500 | SENSOR/ACTUATOR LINE ONE END WITHOUT CONNECTOR M12 N OF POLES : 3 5 M SOCKET ANGLED SHIELDED: NO LED: YES SHEATH MATERIAL: PUR HALOGEN: NO | 0
10616 | 1114881000 | SENSOR/ACTUATOR LINE ONE END WITHOUT CONNECTOR M12 N OF POLES : 3 10 M SOCKET ANGLED SHIELDED: NO LED: YES SHEATH MATERIAL: PUR HALOGEN: NO | 0
10617 | 1134610020 | SYSTEM CABLE M12 D-CODE ? PIN ANGLED RJ45 IP 20 CAT.5 (ISO/IEC 11801) / CAT.5E (TIA T568-B) PVC 2 M | 11
10618 | 1134610050 | SYSTEM CABLE M12 D-CODE ? IP 67 ANGLED PIN RJ45 IP 20 CAT.5 (ISO/IEC 11801) / CAT.5E (TIA T568-B) PVC 5 M | 11
10619 | 1134610100 | SYSTEM CABLE M12 D-CODE ? IP 67 ANGLED PIN RJ45 IP 20 CAT.5 (ISO/IEC 11801) / CAT.5E (TIA T568-B) PVC 10 M | 11
10620 | 1150610030 | SENSOR/ACTUATOR LINE CONNECTING LINE M12 / M12 N OF POLES : 3 0.3 M PIN STRAIGHT - SOCKET STRAIGHT SHIELDED: NO LED: NO SHEATH MATERIAL: PUR HALOGEN: NO | 0
10621 | 1150610060 | SENSOR/ACTUATOR LINE CONNECTING LINE M12 / M12 N OF POLES : 3 0.6 M PIN STRAIGHT - SOCKET STRAIGHT SHIELDED: NO LED: NO SHEATH MATERIAL: PUR HALOGEN: NO | 0
10622 | 1150610100 | SENSOR/ACTUATOR LINE CONNECTING LINE M12 / M12 N OF POLES : 3 1 M PIN STRAIGHT - SOCKET STRAIGHT SHIELDED: NO LED: NO SHEATH MATERIAL: PUR HALOGEN: NO | 0
10623 | 1150610150 | SENSOR/ACTUATOR LINE CONNECTING LINE M12 / M12 N OF POLES : 3 1.5 M PIN STRAIGHT - SOCKET STRAIGHT SHIELDED: NO LED: NO SHEATH MATERIAL: PUR HALOGEN: NO | 0
10624 | 1150610200 | SENSOR/ACTUATOR LINE CONNECTING LINE M12 / M12 N OF POLES : 3 2 M PIN STRAIGHT - SOCKET STRAIGHT SHIELDED: NO LED: NO SHEATH MATERIAL: PUR HALOGEN: NO | 0
10625 | 1150610300 | SENSOR/ACTUATOR LINE CONNECTING LINE M12 / M12 N OF POLES : 3 3 M PIN STRAIGHT - SOCKET STRAIGHT SHIELDED: NO LED: NO SHEATH MATERIAL: PUR HALOGEN: NO | 0
10626 | 1150610500 | SENSOR/ACTUATOR LINE CONNECTING LINE M12 / M12 N OF POLES : 3 5 M PIN STRAIGHT - SOCKET STRAIGHT SHIELDED: NO LED: NO SHEATH MATERIAL: PUR HALOGEN: NO | 0
10627 | 1150610750 | SENSOR/ACTUATOR LINE CONNECTING LINE M12 / M12 N OF POLES : 3 7.5 M PIN STRAIGHT - SOCKET STRAIGHT SHIELDED: NO LED: NO SHEATH MATERIAL: PUR HALOGEN: NO | 0
10628 | 1150620030 | SENSOR/ACTUATOR LINE CONNECTING LINE M12 / M12 N OF POLES : 3 0.3 M PIN STRAIGHT - SOCKET 90° SHIELDED: NO LED: NO SHEATH MATERIAL: PUR HALOGEN: NO | 0
10629 | 1150620060 | SENSOR/ACTUATOR LINE CONNECTING LINE M12 / M12 N OF POLES : 3 0.6 M PIN STRAIGHT - SOCKET 90° SHIELDED: NO LED: NO SHEATH MATERIAL: PUR HALOGEN: NO | 0
10630 | 1150620100 | SENSOR/ACTUATOR LINE CONNECTING LINE M12 / M12 N OF POLES : 3 1 M PIN STRAIGHT - SOCKET 90° SHIELDED: NO LED: NO SHEATH MATERIAL: PUR HALOGEN: NO | 0
10631 | 1150620150 | SENSOR/ACTUATOR LINE CONNECTING LINE M12 / M12 N OF POLES : 3 1.5 M PIN STRAIGHT - SOCKET 90° SHIELDED: NO LED: NO SHEATH MATERIAL: PUR HALOGEN: NO | 0
10632 | 1150620200 | SENSOR/ACTUATOR LINE CONNECTING LINE M12 / M12 N OF POLES : 3 2 M PIN STRAIGHT - SOCKET 90° SHIELDED: NO LED: NO SHEATH MATERIAL: PUR HALOGEN: NO | 0
10633 | 1150620300 | SENSOR/ACTUATOR LINE CONNECTING LINE M12 / M12 N OF POLES : 3 3 M PIN STRAIGHT - SOCKET 90° SHIELDED: NO LED: NO SHEATH MATERIAL: PUR HALOGEN: NO | 0
10634 | 1150620500 | SENSOR/ACTUATOR LINE CONNECTING LINE M12 / M12 N OF POLES : 3 5 M PIN STRAIGHT - SOCKET 90° SHIELDED: NO LED: NO SHEATH MATERIAL: PUR HALOGEN: NO | 0
10635 | 1150620750 | SENSOR/ACTUATOR LINE CONNECTING LINE M12 / M12 N OF POLES : 3 7.5 M PIN STRAIGHT - SOCKET 90° SHIELDED: NO LED: NO SHEATH MATERIAL: PUR HALOGEN: NO | 0
10636 | 1150630200 | SENSOR/ACTUATOR LINE ONE END WITHOUT CONNECTOR M12 N OF POLES : 4 2 M FEMALE SOCKET STRAIGHT SHIELDED: NO LED: NO SHEATH MATERIAL: PUR HALOGEN: NO | 0
10637 | 1150630300 | SENSOR/ACTUATOR LINE ONE END WITHOUT CONNECTOR M12 N OF POLES : 4 3 M FEMALE SOCKET STRAIGHT SHIELDED: NO LED: NO SHEATH MATERIAL: PUR HALOGEN: NO | 0
10638 | 1150630500 | SENSOR/ACTUATOR LINE ONE END WITHOUT CONNECTOR M12 N OF POLES : 4 5 M FEMALE SOCKET STRAIGHT SHIELDED: NO LED: NO SHEATH MATERIAL: PUR HALOGEN: NO | 0
10639 | 1150631000 | SENSOR/ACTUATOR LINE ONE END WITHOUT CONNECTOR M12 N OF POLES : 4 10 M FEMALE SOCKET STRAIGHT SHIELDED: NO LED: NO SHEATH MATERIAL: PUR HALOGEN: NO | 0
10640 | 1150631500 | SENSOR/ACTUATOR LINE ONE END WITHOUT CONNECTOR M12 N OF POLES : 4 15 M FEMALE SOCKET STRAIGHT SHIELDED: NO LED: NO SHEATH MATERIAL: PUR HALOGEN: NO | 0
10641 | 1160820050 | BUS LINE ONE END WITHOUT CONNECTOR M8 N OF POLES: 4 0.5 M PIN STRAIGHT SHIELDED: YES LED: NO SHEATH MATERIAL: PUR HALOGEN: NO | 0
10642 | 1160820100 | BUS LINE ONE END WITHOUT CONNECTOR M8 N OF POLES: 4 1 M PIN STRAIGHT SHIELDED: YES LED: NO SHEATH MATERIAL: PUR HALOGEN: NO | 0
10643 | 1160820200 | BUS LINE ONE END WITHOUT CONNECTOR M8 N OF POLES: 4 2 M PIN STRAIGHT SHIELDED: YES LED: NO SHEATH MATERIAL: PUR HALOGEN: NO | 0
10644 | 1160820400 | BUS LINE ONE END WITHOUT CONNECTOR M8 N OF POLES: 4 4 M PIN STRAIGHT SHIELDED: YES LED: NO SHEATH MATERIAL: PUR HALOGEN: NO | 0
10645 | 1160820500 | BUS LINE ONE END WITHOUT CONNECTOR M8 N OF POLES: 4 5 M PIN STRAIGHT SHIELDED: YES LED: NO SHEATH MATERIAL: PUR HALOGEN: NO | 0
10646 | 1160820750 | BUS LINE ONE END WITHOUT CONNECTOR M8 N OF POLES: 4 7.5 M PIN STRAIGHT SHIELDED: YES LED: NO SHEATH MATERIAL: PUR HALOGEN: NO | 0
10647 | 1160821000 | BUS LINE ONE END WITHOUT CONNECTOR M8 N OF POLES: 4 10 M PIN STRAIGHT SHIELDED: YES LED: NO SHEATH MATERIAL: PUR HALOGEN: NO | 0
10648 | 1160930010 | BUS LINE CONNECTING LINE M8 / M8 N OF POLES: 4 0.1 M MALE STRAIGHT - MALE STRAIGHT SHIELDED: YES LED: NO SHEATH MATERIAL: PUR HALOGEN: NO | 0
10649 | 1160930050 | BUS LINE CONNECTING LINE M8 / M8 N OF POLES: 4 0.5 M MALE STRAIGHT - MALE STRAIGHT SHIELDED: YES LED: NO SHEATH MATERIAL: PUR HALOGEN: NO | 0
10650 | 1160930100 | BUS LINE CONNECTING LINE M8 / M8 N OF POLES: 4 1 M MALE STRAIGHT - MALE STRAIGHT SHIELDED: YES LED: NO SHEATH MATERIAL: PUR HALOGEN: NO | 0
10651 | 1160930200 | BUS LINE CONNECTING LINE M8 / M8 N OF POLES: 4 2 M MALE STRAIGHT - MALE STRAIGHT SHIELDED: YES LED: NO SHEATH MATERIAL: PUR HALOGEN: NO | 0
10652 | 1160930300 | BUS LINE CONNECTING LINE M8 / M8 N OF POLES: 4 3 M MALE STRAIGHT - MALE STRAIGHT SHIELDED: YES LED: NO SHEATH MATERIAL: PUR HALOGEN: NO | 0
10653 | 1160930400 | BUS LINE CONNECTING LINE M8 / M8 N OF POLES: 4 4 M MALE STRAIGHT - MALE STRAIGHT SHIELDED: YES LED: NO SHEATH MATERIAL: PUR HALOGEN: NO | 0
10654 | 1160930500 | BUS LINE CONNECTING LINE M8 / M8 N OF POLES: 4 5 M MALE STRAIGHT - MALE STRAIGHT SHIELDED: YES LED: NO SHEATH MATERIAL: PUR HALOGEN: NO | 0
10655 | 1161590010 | SYSTEM CABLE M12 D-CODE ? IP 67 STRAIGHT SOCKET M12 D-CODE ? IP 67 ANGLED PIN CAT.5 (ISO/IEC 11801) / CAT.5E (TIA T568-B) RADOX GKW S 1 M | 11
10656 | 1161590015 | SYSTEM CABLE M12 D-CODE ? IP 67 STRAIGHT SOCKET M12 D-CODE ? IP 67 ANGLED PIN CAT.5 (ISO/IEC 11801) / CAT.5E (TIA T568-B) RADOX GKW S 1.5 M | 11
10657 | 1740193000 | SAI PASSIVE SENSOR-ACTUATOR PASSIVE DISTRIBUTOR M12 HOOD VERSION WITH M25 OUTLET NO | 22
10658 | 1808960000 | SENSOR/ACTUATOR LINE ONE END WITHOUT CONNECTOR M12 N OF POLES : 4 8 M FEMALE SOCKET STRAIGHT SHIELDED: YES LED: NO SHEATH MATERIAL: PUR HALOGEN: NO | 0
10659 | 1812541700 | SENSOR/ACTUATOR LINE ONE END WITHOUT CONNECTOR M12 N OF POLES : 4 17 M FEMALE SOCKET STRAIGHT SHIELDED: YES LED: NO SHEATH MATERIAL: PUR HALOGEN: NO | 0
10660 | 1812543000 | SENSOR/ACTUATOR LINE ONE END WITHOUT CONNECTOR M12 N OF POLES : 4 30 M FEMALE SOCKET STRAIGHT SHIELDED: YES LED: NO SHEATH MATERIAL: PUR HALOGEN: NO | 0
10661 | 1812543500 | SENSOR/ACTUATOR LINE ONE END WITHOUT CONNECTOR M12 N OF POLES : 4 35 M FEMALE SOCKET STRAIGHT SHIELDED: YES LED: NO SHEATH MATERIAL: PUR HALOGEN: NO | 0
10662 | 1815670500 | SENSOR/ACTUATOR LINE CONNECTING LINE M12 / M12 N OF POLES : 3 5 M PIN 90° - SOCKET 90° SHIELDED: NO LED: NO SHEATH MATERIAL: PUR HALOGEN: NO | 0
10663 | 1815671000 | SENSOR/ACTUATOR LINE CONNECTING LINE M12 / M12 N OF POLES : 3 10 M PIN 90° - SOCKET 90° SHIELDED: NO LED: NO SHEATH MATERIAL: PUR HALOGEN: NO | 0
10664 | 1818142000 | SENSOR/ACTUATOR LINE ONE END WITHOUT CONNECTOR M23 N OF POLES: 19 20 M SOCKET ANGLED SHIELDED: NO LED: NO SHEATH MATERIAL: PUR HALOGEN: NO | 0
10665 | 1821050250 | SENSOR/ACTUATOR LINE CONNECTING LINE M12 / M12 N OF POLES : 3 2.5 M PIN ANGLED - BUSH STRAIGHT SHIELDED: NO LED: NO SHEATH MATERIAL: PUR HALOGEN: NO | 0
10666 | 1824570025 | SENSOR/ACTUATOR LINE CONNECTING LINE M8 / M8 N OF POLES : 3 0.25 M PIN STRAIGHT - SOCKET STRAIGHT SHIELDED: NO LED: NO SHEATH MATERIAL: PUR HALOGEN: NO | 0
10667 | 1857680080 | SENSOR/ACTUATOR LINE CONNECTING LINE M8 / M8 N OF POLES : 4 0.8 M PIN 90° - SOCKET 90° SHIELDED: NO LED: NO SHEATH MATERIAL: PUR HALOGEN: NO | 0
10668 | 1861140000 | BUILT-IN PLUGS M12 FEMALE SOCKET STRAIGHT M 16 N OF POLES: 8 0.5 M FRONT MOUNTING | 122
10669 | 1865872000 | SENSOR/ACTUATOR LINE ONE END WITHOUT CONNECTOR M12 N OF POLES : 8 20 M FEMALE SOCKET STRAIGHT SHIELDED: NO LED: NO SHEATH MATERIAL: PUR HALOGEN: NO | 0
10670 | 1865873000 | SENSOR/ACTUATOR LINE ONE END WITHOUT CONNECTOR M12 N OF POLES : 8 30 M FEMALE SOCKET STRAIGHT SHIELDED: NO LED: NO SHEATH MATERIAL: PUR HALOGEN: NO | 0
10671 | 1867540000 | SENSOR-ACTUATOR PASSIVE DISTRIBUTOR M12 FIXED CABLE VERSION 10 M NO | 22
10672 | 1873301500 | BUS LINE ONE END WITHOUT CONNECTOR M12 N OF POLES: 2 15 M PIN STRAIGHT SHIELDED: YES LED: NO SHEATH MATERIAL: PUR HALOGEN: NO | 0
10673 | 1880470250 | SENSOR/ACTUATOR LINE CONNECTING LINE M8 / M8 N OF POLES : 4 2.5 M PIN STRAIGHT - SOCKET STRAIGHT SHIELDED: NO LED: NO SHEATH MATERIAL: PUR HALOGEN: NO | 0
10674 | 1880470350 | SENSOR/ACTUATOR LINE CONNECTING LINE M8 / M8 N OF POLES : 4 3.5 M PIN STRAIGHT - SOCKET STRAIGHT SHIELDED: NO LED: NO SHEATH MATERIAL: PUR HALOGEN: NO | 0
10675 | 1880470450 | SENSOR/ACTUATOR LINE CONNECTING LINE M8 / M8 N OF POLES : 4 4.5 M PIN STRAIGHT - SOCKET STRAIGHT SHIELDED: NO LED: NO SHEATH MATERIAL: PUR HALOGEN: NO | 0
10676 | 1892080005 | SENSOR-ACTUATOR PASSIVE DISTRIBUTOR M12 HOOD VERSION YES | 22
10677 | 1892100005 | SENSOR-ACTUATOR PASSIVE DISTRIBUTOR M12 HOOD VERSION YES | 22
10678 | 1920000000 | BOLTING TOOL | 232
10679 | 1925331000 | SENSOR/ACTUATOR LINE CONNECTING LINE M12 / M12 N OF POLES : 3 10 M PIN STRAIGHT - SOCKET STRAIGHT SHIELDED: NO LED: NO SHEATH MATERIAL: PVC HALOGEN: YES | 0
10680 | 1925370300 | SENSOR/ACTUATOR LINE CONNECTING LINE M12 / M12 N OF POLES : 3 3 M PIN STRAIGHT - SOCKET 90° SHIELDED: NO LED: NO SHEATH MATERIAL: PVC HALOGEN: YES | 0
10681 | 1925370500 | SENSOR/ACTUATOR LINE CONNECTING LINE M12 / M12 N OF POLES : 3 5 M PIN STRAIGHT - SOCKET 90° SHIELDED: NO LED: NO SHEATH MATERIAL: PVC HALOGEN: YES | 0
10682 | 1925371000 | SENSOR/ACTUATOR LINE CONNECTING LINE M12 / M12 N OF POLES : 3 10 M PIN STRAIGHT - SOCKET 90° SHIELDED: NO LED: NO SHEATH MATERIAL: PVC HALOGEN: YES | 0
10683 | 1925580250 | SENSOR/ACTUATOR LINE ONE END WITHOUT CONNECTOR M12 N OF POLES : 4 2.5 M FEMALE SOCKET STRAIGHT SHIELDED: NO LED: NO SHEATH MATERIAL: PVC HALOGEN: YES | 0
10684 | 1927210200 | SENSOR/ACTUATOR LINE CONNECTING LINE M8 / M8 N OF POLES : 3 2 M PIN 90° - SOCKET 90° SHIELDED: NO LED: NO SHEATH MATERIAL: PVC HALOGEN: YES | 0
10685 | 1935510150 | SENSOR/ACTUATOR LINE CONNECTING LINE M23 / M23 N OF POLES: 19 1.5 M PIN STRAIGHT - SOCKET STRAIGHT SHIELDED: NO LED: NO SHEATH MATERIAL: PUR HALOGEN: NO | 0
10686 | 1935510500 | SENSOR/ACTUATOR LINE CONNECTING LINE M23 / M23 N OF POLES: 19 5 M PIN STRAIGHT - SOCKET STRAIGHT SHIELDED: NO LED: NO SHEATH MATERIAL: PUR HALOGEN: NO | 0
10687 | 1935510700 | SENSOR/ACTUATOR LINE CONNECTING LINE M23 / M23 N OF POLES: 19 7 M PIN STRAIGHT - SOCKET STRAIGHT SHIELDED: NO LED: NO SHEATH MATERIAL: PUR HALOGEN: NO | 0
10688 | 1935980500 | VALVE PLUG ONE END WITHOUT CONNECTOR - VALVE PLUG CD | 61
10689 | 1952230500 | SENSOR/ACTUATOR LINE CONNECTING LINE M8 / M8 N OF POLES : 3 5 M PIN STRAIGHT - SOCKET STRAIGHT SHIELDED: NO LED: NO SHEATH MATERIAL: PUR HALOGEN: NO | 0
10690 | 1963550000 | BUILT-IN PLUGS M12 FEMALE SOCKET STRAIGHT M 16 N OF POLES: 5 1 M FRONT MOUNTING | 122
10691 | 1963931000 | SENSOR/ACTUATOR LINE CONNECTING LINE M12 / M12 N OF POLES : 4 10 M PIN STRAIGHT - SOCKET 90° SHIELDED: NO LED: YES SHEATH MATERIAL: PVC HALOGEN: YES | 0
10692 | 1964281000 | SENSOR/ACTUATOR LINE CONNECTING LINE M12 / M12 N OF POLES : 4 10 M TWIN CABLING PIN STRAIGHT 2X SOCKET ANGLED SHIELDED: NO LED: NO SHEATH MATERIAL: PUR HALOGEN: NO | 0
10693 | 1964290500 | SENSOR/ACTUATOR LINE CONNECTING LINE M12 / M12 N OF POLES : 3 5 M TWIN CABLING PIN STRAIGHT 2X SOCKET ANGLED SHIELDED: NO LED: YES SHEATH MATERIAL: PUR HALOGEN: NO | 0
10694 | 1964700010 | BUS LINE ONE END WITHOUT CONNECTOR M12 N OF POLES: 5 0.1 M PIN STRAIGHT SHIELDED: YES LED: NO SHEATH MATERIAL: PUR HALOGEN: NO | 0
10695 | 1995850000 | SENSOR/ACTUATOR PLUG-IN CONNECTOR INSERT | 40
10696 | 9456000000 | SENSOR-ACTUATOR PASSIVE DISTRIBUTOR M12 WITH M23 OUTLET 12-POLE YES | 22
10697 | 9456020000 | SENSOR-ACTUATOR PASSIVE DISTRIBUTOR M12 WITH M23 OUTLET 12-POLE YES | 22
10698 | 9456100035 | SENSOR/ACTUATOR LINE ONE END WITHOUT CONNECTOR M12 N OF POLES : 4 0.3 M PIN STRAIGHT SHIELDED: NO LED: NO SHEATH MATERIAL: PUR HALOGEN: NO | 0
10699 | 9456100060 | SENSOR/ACTUATOR LINE ONE END WITHOUT CONNECTOR M12 N OF POLES : 4 0.6 M PIN STRAIGHT SHIELDED: NO LED: NO SHEATH MATERIAL: PUR HALOGEN: NO | 0
10700 | 9456100090 | SENSOR/ACTUATOR LINE ONE END WITHOUT CONNECTOR M12 N OF POLES : 4 0.9 M PIN STRAIGHT SHIELDED: NO LED: NO SHEATH MATERIAL: PUR HALOGEN: NO | 0
10701 | 9456140250 | SENSOR/ACTUATOR LINE ONE END WITHOUT CONNECTOR M12 N OF POLES : 5 2.5 M FEMALE SOCKET STRAIGHT SHIELDED: YES LED: NO SHEATH MATERIAL: PUR HALOGEN: NO | 0
10702 | 9456150090 | SENSOR/ACTUATOR LINE ONE END WITHOUT CONNECTOR M8 N OF POLES : 4 0.9 M SOCKET ANGLED SHIELDED: NO LED: NO SHEATH MATERIAL: PUR HALOGEN: NO | 0
10703 | 9456170060 | VALVE PLUG STRAIGHT PLUG - VALVE PLUG CD | 69
10704 | 9456171000 | VALVE PLUG STRAIGHT PLUG - VALVE PLUG CD | 69
10705 | 9456380200 | SENSOR/ACTUATOR LINE ONE END WITHOUT CONNECTOR M12 N OF POLES : 4 2 M SOCKET ANGLED SHIELDED: NO LED: YES SHEATH MATERIAL: PUR HALOGEN: NO | 0
10706 | 9456500100 | SENSOR/ACTUATOR LINE CONNECTING LINE M12 / M12 N OF POLES : 5 1 M PIN ANGLED - BUSH STRAIGHT SHIELDED: NO LED: NO SHEATH MATERIAL: PUR HALOGEN: NO | 0
10707 | 9456500150 | SENSOR/ACTUATOR LINE CONNECTING LINE M12 / M12 N OF POLES : 5 1.5 M PIN ANGLED - BUSH STRAIGHT SHIELDED: NO LED: NO SHEATH MATERIAL: PUR HALOGEN: NO | 0
10708 | 9456660090 | SENSOR/ACTUATOR LINE CONNECTING LINE M12 / M8 N OF POLES : 4 0.9 M PIN STRAIGHT - SOCKET STRAIGHT SHIELDED: NO LED: NO SHEATH MATERIAL: PUR HALOGEN: NO | 0
10709 | 9456660250 | SENSOR/ACTUATOR LINE CONNECTING LINE M12 / M8 N OF POLES : 4 2.5 M PIN STRAIGHT - SOCKET STRAIGHT SHIELDED: NO LED: NO SHEATH MATERIAL: PUR HALOGEN: NO | 0
10710 | 9456661500 | SENSOR/ACTUATOR LINE CONNECTING LINE M12 / M8 N OF POLES : 4 15 M PIN STRAIGHT - SOCKET STRAIGHT SHIELDED: NO LED: NO SHEATH MATERIAL: PUR HALOGEN: NO | 0
10711 | 9456670060 | SENSOR/ACTUATOR LINE CONNECTING LINE M12 / M8 N OF POLES : 4 0.6 M PIN STRAIGHT - SOCKET 90° SHIELDED: NO LED: NO SHEATH MATERIAL: PUR HALOGEN: NO | 0
10712 | 9456690010 | SENSOR/ACTUATOR LINE ONE END WITHOUT CONNECTOR M12 N OF POLES : 3 0.1 M PIN 90° SHIELDED: NO LED: NO SHEATH MATERIAL: PUR HALOGEN: NO | 0
10713 | 9456690200 | SENSOR/ACTUATOR LINE ONE END WITHOUT CONNECTOR M12 N OF POLES : 3 2 M PIN 90° SHIELDED: NO LED: NO SHEATH MATERIAL: PUR HALOGEN: NO | 0
10714 | 9456960000 | SENSOR/ACTUATOR LINE CONNECTING LINE M12 / M12 N OF POLES : 3 0.6 M PIN STRAIGHT - SOCKET STRAIGHT SHIELDED: NO LED: NO SHEATH MATERIAL: PUR HALOGEN: NO | 0
10715 | 9457230030 | SENSOR/ACTUATOR LINE CONNECTING LINE M12 / M12 N OF POLES : 3 0.3 M PIN STRAIGHT - SOCKET STRAIGHT SHIELDED: NO LED: NO SHEATH MATERIAL: PUR HALOGEN: NO | 0
10716 | 9457230090 | SENSOR/ACTUATOR LINE CONNECTING LINE M12 / M12 N OF POLES : 3 0.9 M PIN STRAIGHT - SOCKET STRAIGHT SHIELDED: NO LED: NO SHEATH MATERIAL: PUR HALOGEN: NO | 0
10717 | 9457230120 | SENSOR/ACTUATOR LINE CONNECTING LINE M12 / M12 N OF POLES : 3 1.2 M PIN STRAIGHT - SOCKET STRAIGHT SHIELDED: NO LED: NO SHEATH MATERIAL: PUR HALOGEN: NO | 0
10718 | 9457230200 | SENSOR/ACTUATOR LINE CONNECTING LINE M12 / M12 N OF POLES : 3 2 M PIN STRAIGHT - SOCKET STRAIGHT SHIELDED: NO LED: NO SHEATH MATERIAL: PUR HALOGEN: NO | 0
10719 | 9457230250 | SENSOR/ACTUATOR LINE CONNECTING LINE M12 / M12 N OF POLES : 3 2.5 M PIN STRAIGHT - SOCKET STRAIGHT SHIELDED: NO LED: NO SHEATH MATERIAL: PUR HALOGEN: NO | 0
10720 | 9457230400 | SENSOR/ACTUATOR LINE CONNECTING LINE M12 / M12 N OF POLES : 3 4 M PIN STRAIGHT - SOCKET STRAIGHT SHIELDED: NO LED: NO SHEATH MATERIAL: PUR HALOGEN: NO | 0
10721 | 9457230800 | SENSOR/ACTUATOR LINE CONNECTING LINE M12 / M12 N OF POLES : 3 8 M PIN STRAIGHT - SOCKET STRAIGHT SHIELDED: NO LED: NO SHEATH MATERIAL: PUR HALOGEN: NO | 0
10722 | 9457270030 | SENSOR/ACTUATOR LINE CONNECTING LINE M12 / M12 N OF POLES : 5 0.3 M PIN STRAIGHT - SOCKET 90° SHIELDED: NO LED: NO SHEATH MATERIAL: PUR HALOGEN: NO | 0
10723 | 9457270060 | SENSOR/ACTUATOR LINE CONNECTING LINE M12 / M12 N OF POLES : 5 0.6 M PIN STRAIGHT - SOCKET 90° SHIELDED: NO LED: NO SHEATH MATERIAL: PUR HALOGEN: NO | 0
10724 | 9457270090 | SENSOR/ACTUATOR LINE CONNECTING LINE M12 / M12 N OF POLES : 5 0.9 M PIN STRAIGHT - SOCKET 90° SHIELDED: NO LED: NO SHEATH MATERIAL: PUR HALOGEN: NO | 0
10725 | 9457270100 | SENSOR/ACTUATOR LINE CONNECTING LINE M12 / M12 N OF POLES : 5 1 M PIN STRAIGHT - SOCKET 90° SHIELDED: NO LED: NO SHEATH MATERIAL: PUR HALOGEN: NO | 0
10726 | 9457270120 | SENSOR/ACTUATOR LINE CONNECTING LINE M12 / M12 N OF POLES : 5 1.2 M PIN STRAIGHT - SOCKET 90° SHIELDED: NO LED: NO SHEATH MATERIAL: PUR HALOGEN: NO | 0
10727 | 9457270200 | SENSOR/ACTUATOR LINE CONNECTING LINE M12 / M12 N OF POLES : 5 2 M PIN STRAIGHT - SOCKET 90° SHIELDED: NO LED: NO SHEATH MATERIAL: PUR HALOGEN: NO | 0
10728 | 9457270250 | SENSOR/ACTUATOR LINE CONNECTING LINE M12 / M12 N OF POLES : 5 2.5 M PIN STRAIGHT - SOCKET 90° SHIELDED: NO LED: NO SHEATH MATERIAL: PUR HALOGEN: NO | 0
10729 | 9457270650 | SENSOR/ACTUATOR LINE CONNECTING LINE M12 / M12 N OF POLES : 5 6.5 M PIN STRAIGHT - SOCKET 90° SHIELDED: NO LED: NO SHEATH MATERIAL: PUR HALOGEN: NO | 0
10730 | 9457270800 | SENSOR/ACTUATOR LINE CONNECTING LINE M12 / M12 N OF POLES : 5 8 M PIN STRAIGHT - SOCKET 90° SHIELDED: NO LED: NO SHEATH MATERIAL: PUR HALOGEN: NO | 0
10731 | 9457310050 | SENSOR/ACTUATOR LINE CONNECTING LINE M12 / M12 N OF POLES : 4 0.5 M PIN STRAIGHT - SOCKET 90° SHIELDED: NO LED: NO SHEATH MATERIAL: PUR HALOGEN: NO | 0
10732 | 9457310060 | SENSOR/ACTUATOR LINE CONNECTING LINE M12 / M12 N OF POLES : 4 0.6 M PIN STRAIGHT - SOCKET 90° SHIELDED: NO LED: NO SHEATH MATERIAL: PUR HALOGEN: NO | 0
10733 | 9457310120 | SENSOR/ACTUATOR LINE CONNECTING LINE M12 / M12 N OF POLES : 4 1.2 M PIN STRAIGHT - SOCKET 90° SHIELDED: NO LED: NO SHEATH MATERIAL: PUR HALOGEN: NO | 0
10734 | 9457310250 | SENSOR/ACTUATOR LINE CONNECTING LINE M12 / M12 N OF POLES : 4 2.5 M PIN STRAIGHT - SOCKET 90° SHIELDED: NO LED: NO SHEATH MATERIAL: PUR HALOGEN: NO | 0
10735 | 9457310600 | SENSOR/ACTUATOR LINE CONNECTING LINE M12 / M12 N OF POLES : 4 6 M PIN STRAIGHT - SOCKET 90° SHIELDED: NO LED: NO SHEATH MATERIAL: PUR HALOGEN: NO | 0
10736 | 9457310750 | SENSOR/ACTUATOR LINE CONNECTING LINE M12 / M12 N OF POLES : 4 7.5 M PIN STRAIGHT - SOCKET 90° SHIELDED: NO LED: NO SHEATH MATERIAL: PUR HALOGEN: NO | 0
10737 | 9457311500 | SENSOR/ACTUATOR LINE CONNECTING LINE M12 / M12 N OF POLES : 4 15 M PIN STRAIGHT - SOCKET 90° SHIELDED: NO LED: NO SHEATH MATERIAL: PUR HALOGEN: NO | 0
10738 | 9457312000 | SENSOR/ACTUATOR LINE CONNECTING LINE M12 / M12 N OF POLES : 4 20 M PIN STRAIGHT - SOCKET 90° SHIELDED: NO LED: NO SHEATH MATERIAL: PUR HALOGEN: NO | 0
10739 | 9457320010 | SENSOR/ACTUATOR LINE ONE END WITHOUT CONNECTOR M12 N OF POLES : 3 0.1 M SOCKET ANGLED SHIELDED: NO LED: NO SHEATH MATERIAL: PUR HALOGEN: NO | 0
10740 | 9457320200 | SENSOR/ACTUATOR LINE ONE END WITHOUT CONNECTOR M12 N OF POLES : 3 2 M SOCKET ANGLED SHIELDED: NO LED: NO SHEATH MATERIAL: PUR HALOGEN: NO | 0
10741 | 9457340060 | SENSOR/ACTUATOR LINE CONNECTING LINE M12 / M12 N OF POLES : 5 0.6 M PIN STRAIGHT - SOCKET STRAIGHT SHIELDED: NO LED: NO SHEATH MATERIAL: PUR HALOGEN: NO | 0
10742 | 9457340120 | SENSOR/ACTUATOR LINE CONNECTING LINE M12 / M12 N OF POLES : 5 1.2 M PIN STRAIGHT - SOCKET STRAIGHT SHIELDED: NO LED: NO SHEATH MATERIAL: PUR HALOGEN: NO | 0
10743 | 9457340350 | SENSOR/ACTUATOR LINE CONNECTING LINE M12 / M12 N OF POLES : 5 3.5 M PIN STRAIGHT - SOCKET STRAIGHT SHIELDED: NO LED: NO SHEATH MATERIAL: PUR HALOGEN: NO | 0
10744 | 9457340700 | SENSOR/ACTUATOR LINE CONNECTING LINE M12 / M12 N OF POLES : 5 7 M PIN STRAIGHT - SOCKET STRAIGHT SHIELDED: NO LED: NO SHEATH MATERIAL: PUR HALOGEN: NO | 0
10745 | 9457341050 | SENSOR/ACTUATOR LINE CONNECTING LINE M12 / M12 N OF POLES : 5 10.5 M PIN STRAIGHT - SOCKET STRAIGHT SHIELDED: NO LED: NO SHEATH MATERIAL: PUR HALOGEN: NO | 0
10746 | 9457341400 | SENSOR/ACTUATOR LINE CONNECTING LINE M12 / M12 N OF POLES : 5 14 M PIN STRAIGHT - SOCKET STRAIGHT SHIELDED: NO LED: NO SHEATH MATERIAL: PUR HALOGEN: NO | 0
10747 | 9457341800 | SENSOR/ACTUATOR LINE CONNECTING LINE M12 / M12 N OF POLES : 5 18 M PIN STRAIGHT - SOCKET STRAIGHT SHIELDED: NO LED: NO SHEATH MATERIAL: PUR HALOGEN: NO | 0
10748 | 9457342350 | SENSOR/ACTUATOR LINE CONNECTING LINE M12 / M12 N OF POLES : 5 23.5 M PIN STRAIGHT - SOCKET STRAIGHT SHIELDED: NO LED: NO SHEATH MATERIAL: PUR HALOGEN: NO | 0
10749 | 9457380120 | SENSOR/ACTUATOR LINE ONE END WITHOUT CONNECTOR M8 N OF POLES : 3 1.2 M SOCKET ANGLED SHIELDED: NO LED: NO SHEATH MATERIAL: PUR HALOGEN: NO | 0
10750 | 9457380250 | SENSOR/ACTUATOR LINE ONE END WITHOUT CONNECTOR M8 N OF POLES : 3 2.5 M SOCKET ANGLED SHIELDED: NO LED: NO SHEATH MATERIAL: PUR HALOGEN: NO | 0
10751 | 9457390030 | SENSOR/ACTUATOR LINE CONNECTING LINE M12 / M12 N OF POLES : 3 0.3 M PIN STRAIGHT - SOCKET 90° SHIELDED: NO LED: NO SHEATH MATERIAL: PUR HALOGEN: NO | 0
10752 | 9457390060 | SENSOR/ACTUATOR LINE CONNECTING LINE M12 / M12 N OF POLES : 3 0.6 M PIN STRAIGHT - SOCKET 90° SHIELDED: NO LED: NO SHEATH MATERIAL: PUR HALOGEN: NO | 0
10753 | 9457390120 | SENSOR/ACTUATOR LINE CONNECTING LINE M12 / M12 N OF POLES : 3 1.2 M PIN STRAIGHT - SOCKET 90° SHIELDED: NO LED: NO SHEATH MATERIAL: PUR HALOGEN: NO | 0
10754 | 9457390200 | SENSOR/ACTUATOR LINE CONNECTING LINE M12 / M12 N OF POLES : 3 2 M PIN STRAIGHT - SOCKET 90° SHIELDED: NO LED: NO SHEATH MATERIAL: PUR HALOGEN: NO | 0
10755 | 9457390400 | SENSOR/ACTUATOR LINE CONNECTING LINE M12 / M12 N OF POLES : 3 4 M PIN STRAIGHT - SOCKET 90° SHIELDED: NO LED: NO SHEATH MATERIAL: PUR HALOGEN: NO | 0
10756 | 9457390600 | SENSOR/ACTUATOR LINE CONNECTING LINE M12 / M12 N OF POLES : 3 6 M PIN STRAIGHT - SOCKET 90° SHIELDED: NO LED: NO SHEATH MATERIAL: PUR HALOGEN: NO | 0
10757 | 9457410030 | SENSOR/ACTUATOR LINE CONNECTING LINE M12 / M8 N OF POLES : 3 0.3 M TWIN CABLING PIN STRAIGHT 2X SOCKET ANGLED SHIELDED: NO LED: YES SHEATH MATERIAL: PUR HALOGEN: NO | 0
10758 | 9457410150 | SENSOR/ACTUATOR LINE CONNECTING LINE M12 / M8 N OF POLES : 3 1.5 M TWIN CABLING PIN STRAIGHT 2X SOCKET ANGLED SHIELDED: NO LED: YES SHEATH MATERIAL: PUR HALOGEN: NO | 0
10759 | 9457410200 | SENSOR/ACTUATOR LINE CONNECTING LINE M12 / M8 N OF POLES : 3 2 M TWIN CABLING PIN STRAIGHT 2X SOCKET ANGLED SHIELDED: NO LED: YES SHEATH MATERIAL: PUR HALOGEN: NO | 0
10760 | 9457410300 | SENSOR/ACTUATOR LINE CONNECTING LINE M12 / M8 N OF POLES : 3 3 M TWIN CABLING PIN STRAIGHT 2X SOCKET ANGLED SHIELDED: NO LED: YES SHEATH MATERIAL: PUR HALOGEN: NO | 0
10761 | 9457410500 | SENSOR/ACTUATOR LINE CONNECTING LINE M12 / M8 N OF POLES : 3 5 M TWIN CABLING PIN STRAIGHT 2X SOCKET ANGLED SHIELDED: NO LED: YES SHEATH MATERIAL: PUR HALOGEN: NO | 0
10762 | 9457411000 | SENSOR/ACTUATOR LINE CONNECTING LINE M12 / M8 N OF POLES : 3 10 M TWIN CABLING PIN STRAIGHT 2X SOCKET ANGLED SHIELDED: NO LED: YES SHEATH MATERIAL: PUR HALOGEN: NO | 0
10763 | 9457430000 | SENSOR-ACTUATOR PASSIVE DISTRIBUTOR M12 HOOD VERSION 10 M YES | 22
10764 | 9457450010 | SENSOR/ACTUATOR LINE ONE END WITHOUT CONNECTOR M8 N OF POLES : 3 0.1 M FEMALE SOCKET STRAIGHT SHIELDED: NO LED: NO SHEATH MATERIAL: PUR HALOGEN: NO | 0
10765 | 9457450250 | SENSOR/ACTUATOR LINE ONE END WITHOUT CONNECTOR M8 N OF POLES : 3 2.5 M FEMALE SOCKET STRAIGHT SHIELDED: NO LED: NO SHEATH MATERIAL: PUR HALOGEN: NO | 0
10766 | 9457460010 | SENSOR/ACTUATOR LINE ONE END WITHOUT CONNECTOR M8 N OF POLES : 3 0.1 M SOCKET ANGLED SHIELDED: NO LED: YES SHEATH MATERIAL: PUR HALOGEN: NO | 0
10767 | 9457460200 | SENSOR/ACTUATOR LINE ONE END WITHOUT CONNECTOR M8 N OF POLES : 3 2 M SOCKET ANGLED SHIELDED: NO LED: YES SHEATH MATERIAL: PUR HALOGEN: NO | 0
10768 | 9457462000 | SENSOR/ACTUATOR LINE ONE END WITHOUT CONNECTOR M8 N OF POLES : 3 20 M SOCKET ANGLED SHIELDED: NO LED: YES SHEATH MATERIAL: PUR HALOGEN: NO | 0
10769 | 9457490030 | SENSOR/ACTUATOR LINE CONNECTING LINE M12 / M8 N OF POLES : 3 0.3 M TWIN CABLING PIN STRAIGHT 2X SOCKET STRAIGHT SHIELDED: NO LED: NO SHEATH MATERIAL: PUR HALOGEN: NO | 0
10770 | 9457490060 | SENSOR/ACTUATOR LINE CONNECTING LINE M12 / M8 N OF POLES : 3 0.6 M TWIN CABLING PIN STRAIGHT 2X SOCKET STRAIGHT SHIELDED: NO LED: NO SHEATH MATERIAL: PUR HALOGEN: NO | 0
10771 | 9457490090 | SENSOR/ACTUATOR LINE CONNECTING LINE M12 / M8 N OF POLES : 3 0.9 M TWIN CABLING PIN STRAIGHT 2X SOCKET STRAIGHT SHIELDED: NO LED: NO SHEATH MATERIAL: PUR HALOGEN: NO | 0
10772 | 9457490100 | SENSOR/ACTUATOR LINE CONNECTING LINE M12 / M8 N OF POLES : 3 1 M SHIELDED: NO LED: NO SHEATH MATERIAL: PUR HALOGEN: NO | 0
10773 | 9457490200 | SENSOR/ACTUATOR LINE CONNECTING LINE M12 / M8 N OF POLES : 3 2 M TWIN CABLING PIN STRAIGHT 2X SOCKET STRAIGHT SHIELDED: NO LED: NO SHEATH MATERIAL: PUR HALOGEN: NO | 0
10774 | 9457570150 | SENSOR/ACTUATOR LINE CONNECTING LINE M12 / M8 N OF POLES : 3 1.5 M PIN STRAIGHT - SOCKET 90° SHIELDED: NO LED: NO SHEATH MATERIAL: PUR HALOGEN: NO | 0
10775 | 9457570300 | SENSOR/ACTUATOR LINE CONNECTING LINE M12 / M8 N OF POLES : 3 3 M PIN STRAIGHT - SOCKET 90° SHIELDED: NO LED: NO SHEATH MATERIAL: PUR HALOGEN: NO | 0
10776 | 9457570500 | SENSOR/ACTUATOR LINE CONNECTING LINE M12 / M8 N OF POLES : 3 5 M PIN STRAIGHT - SOCKET 90° SHIELDED: NO LED: NO SHEATH MATERIAL: PUR HALOGEN: NO | 0
10777 | 9457571000 | SENSOR/ACTUATOR LINE CONNECTING LINE M12 / M8 N OF POLES : 3 10 M PIN STRAIGHT - SOCKET 90° SHIELDED: NO LED: NO SHEATH MATERIAL: PUR HALOGEN: NO | 0
10778 | 9457610030 | SENSOR/ACTUATOR LINE ONE END WITHOUT CONNECTOR M12 N OF POLES : 5 0.3 M PIN STRAIGHT SHIELDED: NO LED: NO SHEATH MATERIAL: PUR HALOGEN: NO | 0
10779 | 9457610060 | SENSOR/ACTUATOR LINE ONE END WITHOUT CONNECTOR M12 N OF POLES : 5 0.6 M PIN STRAIGHT SHIELDED: NO LED: NO SHEATH MATERIAL: PUR HALOGEN: NO | 0
10780 | 9457610200 | SENSOR/ACTUATOR LINE ONE END WITHOUT CONNECTOR M12 N OF POLES : 5 2 M PIN STRAIGHT SHIELDED: NO LED: NO SHEATH MATERIAL: PUR HALOGEN: NO | 0
10781 | 9457610250 | SENSOR/ACTUATOR LINE ONE END WITHOUT CONNECTOR M12 N OF POLES : 5 2.5 M PIN STRAIGHT SHIELDED: NO LED: NO SHEATH MATERIAL: PUR HALOGEN: NO | 0
10782 | 9457610400 | SENSOR/ACTUATOR LINE ONE END WITHOUT CONNECTOR M12 N OF POLES : 5 4 M PIN STRAIGHT SHIELDED: NO LED: NO SHEATH MATERIAL: PUR HALOGEN: NO | 0
10783 | 9457610600 | SENSOR/ACTUATOR LINE ONE END WITHOUT CONNECTOR M12 N OF POLES : 5 6 M PIN STRAIGHT SHIELDED: NO LED: NO SHEATH MATERIAL: PUR HALOGEN: NO | 0
10784 | 9457614000 | SENSOR/ACTUATOR LINE ONE END WITHOUT CONNECTOR M12 N OF POLES : 5 40 M PIN STRAIGHT SHIELDED: NO LED: NO SHEATH MATERIAL: PUR HALOGEN: NO | 0
10785 | 9457660300 | SENSOR/ACTUATOR LINE ONE END WITHOUT CONNECTOR M12 N OF POLES : 2 3 M FEMALE SOCKET STRAIGHT SHIELDED: NO LED: NO SHEATH MATERIAL: PUR HALOGEN: NO | 0
10786 | 9457670060 | SENSOR/ACTUATOR LINE ONE END WITHOUT CONNECTOR M12 N OF POLES : 5 0.6 M PIN 90° SHIELDED: NO LED: NO SHEATH MATERIAL: PUR HALOGEN: NO | 0
10787 | 9457670090 | SENSOR/ACTUATOR LINE ONE END WITHOUT CONNECTOR M12 N OF POLES : 5 0.9 M PIN 90° SHIELDED: NO LED: NO SHEATH MATERIAL: PUR HALOGEN: NO | 0
10788 | 9457680030 | VALVE PLUG STRAIGHT PLUG - VALVE PLUG | 69
10789 | 9457680060 | VALVE PLUG STRAIGHT PLUG - VALVE PLUG B | 69
10790 | 9457680100 | VALVE PLUG STRAIGHT PLUG - VALVE PLUG | 69
10791 | 9457680120 | VALVE PLUG STRAIGHT PLUG - VALVE PLUG B | 69
10792 | 9457680200 | VALVE PLUG STRAIGHT PLUG - VALVE PLUG B | 69
10793 | 9457690060 | SENSOR/ACTUATOR LINE ONE END WITHOUT CONNECTOR M12 N OF POLES : 5 0.6 M SOCKET ANGLED SHIELDED: NO LED: NO SHEATH MATERIAL: PUR HALOGEN: NO | 0
10794 | 9457690090 | SENSOR/ACTUATOR LINE ONE END WITHOUT CONNECTOR M12 N OF POLES : 5 0.9 M SOCKET ANGLED SHIELDED: NO LED: NO SHEATH MATERIAL: PUR HALOGEN: NO | 0
10795 | 9457690120 | SENSOR/ACTUATOR LINE ONE END WITHOUT CONNECTOR M12 N OF POLES : 5 1.2 M SOCKET ANGLED SHIELDED: NO LED: NO SHEATH MATERIAL: PUR HALOGEN: NO | 0
10796 | 9457690250 | SENSOR/ACTUATOR LINE ONE END WITHOUT CONNECTOR M12 N OF POLES : 5 2.5 M SOCKET ANGLED SHIELDED: NO LED: NO SHEATH MATERIAL: PUR HALOGEN: NO | 0
10797 | 9457691500 | SENSOR/ACTUATOR LINE ONE END WITHOUT CONNECTOR M12 N OF POLES : 5 15 M SOCKET ANGLED SHIELDED: NO LED: NO SHEATH MATERIAL: PUR HALOGEN: NO | 0
10798 | 9457692000 | SENSOR/ACTUATOR LINE ONE END WITHOUT CONNECTOR M12 N OF POLES : 5 20 M SOCKET ANGLED SHIELDED: NO LED: NO SHEATH MATERIAL: PUR HALOGEN: NO | 0
10799 | 9457692500 | SENSOR/ACTUATOR LINE ONE END WITHOUT CONNECTOR M12 N OF POLES : 5 25 M SOCKET ANGLED SHIELDED: NO LED: NO SHEATH MATERIAL: PUR HALOGEN: NO | 0
10800 | 9457710080 | VALVE PLUG ONE END WITHOUT CONNECTOR - VALVE PLUG A | 61
10801 | 9457710800 | VALVE PLUG ONE END WITHOUT CONNECTOR - VALVE PLUG | 61
10802 | 9457711300 | VALVE PLUG ONE END WITHOUT CONNECTOR - VALVE PLUG A | 61
10803 | 9457730030 | SENSOR/ACTUATOR LINE ONE END WITHOUT CONNECTOR M12 N OF POLES : 4 0.3 M FEMALE SOCKET STRAIGHT SHIELDED: NO LED: NO SHEATH MATERIAL: PUR HALOGEN: NO | 0
10804 | 9457730120 | SENSOR/ACTUATOR LINE ONE END WITHOUT CONNECTOR M12 N OF POLES : 4 1.2 M FEMALE SOCKET STRAIGHT SHIELDED: NO LED: NO SHEATH MATERIAL: PUR HALOGEN: NO | 0
10805 | 9457734000 | SENSOR/ACTUATOR LINE ONE END WITHOUT CONNECTOR M12 N OF POLES : 4 40 M FEMALE SOCKET STRAIGHT SHIELDED: NO LED: NO SHEATH MATERIAL: PUR HALOGEN: NO | 0
10806 | 9457740060 | SENSOR/ACTUATOR LINE ONE END WITHOUT CONNECTOR M12 N OF POLES : 4 0.6 M SOCKET ANGLED SHIELDED: NO LED: NO SHEATH MATERIAL: PUR HALOGEN: NO | 0
10807 | 9457740120 | SENSOR/ACTUATOR LINE ONE END WITHOUT CONNECTOR M12 N OF POLES : 4 1.2 M SOCKET ANGLED SHIELDED: NO LED: NO SHEATH MATERIAL: PUR HALOGEN: NO | 0
10808 | 9457740250 | SENSOR/ACTUATOR LINE ONE END WITHOUT CONNECTOR M12 N OF POLES : 4 2.5 M SOCKET ANGLED SHIELDED: NO LED: NO SHEATH MATERIAL: PUR HALOGEN: NO | 0
10809 | 9457740750 | SENSOR/ACTUATOR LINE ONE END WITHOUT CONNECTOR M12 N OF POLES : 4 7.5 M SOCKET ANGLED SHIELDED: NO LED: NO SHEATH MATERIAL: PUR HALOGEN: NO | 0
10810 | 9457741500 | SENSOR/ACTUATOR LINE ONE END WITHOUT CONNECTOR M12 N OF POLES : 4 15 M SOCKET ANGLED SHIELDED: NO LED: NO SHEATH MATERIAL: PUR HALOGEN: NO | 0
10811 | 9457750100 | SENSOR/ACTUATOR LINE CONNECTING LINE M12 / M12 N OF POLES : 3 1 M PIN STRAIGHT - SOCKET 90° SHIELDED: NO LED: YES SHEATH MATERIAL: PUR HALOGEN: NO | 0
10812 | 9457750150 | SENSOR/ACTUATOR LINE CONNECTING LINE M12 / M12 N OF POLES : 3 1.5 M PIN STRAIGHT - SOCKET 90° SHIELDED: NO LED: YES SHEATH MATERIAL: PUR HALOGEN: NO | 0
10813 | 9457750200 | SENSOR/ACTUATOR LINE CONNECTING LINE M12 / M12 N OF POLES : 3 2 M PIN STRAIGHT - SOCKET 90° SHIELDED: NO LED: YES SHEATH MATERIAL: PUR HALOGEN: NO | 0
10814 | 9457750300 | SENSOR/ACTUATOR LINE CONNECTING LINE M12 / M12 N OF POLES : 3 3 M PIN STRAIGHT - SOCKET 90° SHIELDED: NO LED: YES SHEATH MATERIAL: PUR HALOGEN: NO | 0
10815 | 9457750500 | SENSOR/ACTUATOR LINE CONNECTING LINE M12 / M12 N OF POLES : 3 5 M PIN STRAIGHT - SOCKET 90° SHIELDED: NO LED: YES SHEATH MATERIAL: PUR HALOGEN: NO | 0
10816 | 9457751000 | SENSOR/ACTUATOR LINE CONNECTING LINE M12 / M12 N OF POLES : 3 10 M PIN STRAIGHT - SOCKET 90° SHIELDED: NO LED: YES SHEATH MATERIAL: PUR HALOGEN: NO | 0
10817 | 9457760030 | SENSOR/ACTUATOR LINE CONNECTING LINE M12 / M8 N OF POLES : 3 0.3 M PIN STRAIGHT - SOCKET 90° SHIELDED: NO LED: YES SHEATH MATERIAL: PUR HALOGEN: NO | 0
10818 | 9457760060 | SENSOR/ACTUATOR LINE CONNECTING LINE M12 / M8 N OF POLES : 3 0.6 M PIN STRAIGHT - SOCKET 90° SHIELDED: NO LED: YES SHEATH MATERIAL: PUR HALOGEN: NO | 0
10819 | 9457760200 | SENSOR/ACTUATOR LINE CONNECTING LINE M12 / M8 N OF POLES : 3 2 M PIN STRAIGHT - SOCKET 90° SHIELDED: NO LED: YES SHEATH MATERIAL: PUR HALOGEN: NO | 0
10820 | 9457761000 | SENSOR/ACTUATOR LINE CONNECTING LINE M12 / M8 N OF POLES : 3 10 M PIN STRAIGHT - SOCKET 90° SHIELDED: NO LED: YES SHEATH MATERIAL: PUR HALOGEN: NO | 0
10821 | 9457770030 | SENSOR/ACTUATOR LINE CONNECTING LINE M12 / M8 N OF POLES : 3 0.3 M PIN STRAIGHT - SOCKET STRAIGHT SHIELDED: NO LED: NO SHEATH MATERIAL: PUR HALOGEN: NO | 0
10822 | 9457770060 | SENSOR/ACTUATOR LINE CONNECTING LINE M12 / M8 N OF POLES : 3 0.6 M PIN STRAIGHT - SOCKET STRAIGHT SHIELDED: NO LED: NO SHEATH MATERIAL: PUR HALOGEN: NO | 0
10823 | 9457770090 | SENSOR/ACTUATOR LINE CONNECTING LINE M12 / M8 N OF POLES : 3 0.9 M PIN STRAIGHT - SOCKET STRAIGHT SHIELDED: NO LED: NO SHEATH MATERIAL: PUR HALOGEN: NO | 0
10824 | 9457770100 | SENSOR/ACTUATOR LINE CONNECTING LINE M12 / M8 N OF POLES : 3 1 M PIN STRAIGHT - SOCKET STRAIGHT SHIELDED: NO LED: NO SHEATH MATERIAL: PUR HALOGEN: NO | 0
10825 | 9457770120 | SENSOR/ACTUATOR LINE CONNECTING LINE M12 / M8 N OF POLES : 3 1.2 M PIN STRAIGHT - SOCKET STRAIGHT SHIELDED: NO LED: NO SHEATH MATERIAL: PUR HALOGEN: NO | 0
10826 | 9457770200 | SENSOR/ACTUATOR LINE CONNECTING LINE M12 / M8 N OF POLES : 3 2 M PIN STRAIGHT - SOCKET STRAIGHT SHIELDED: NO LED: NO SHEATH MATERIAL: PUR HALOGEN: NO | 0
10827 | 9457770250 | SENSOR/ACTUATOR LINE CONNECTING LINE M12 / M8 N OF POLES : 3 2.5 M PIN STRAIGHT - SOCKET STRAIGHT SHIELDED: NO LED: NO SHEATH MATERIAL: PUR HALOGEN: NO | 0
10828 | 9457770600 | SENSOR/ACTUATOR LINE CONNECTING LINE M12 / M8 N OF POLES : 3 0.6 M PIN STRAIGHT - SOCKET STRAIGHT SHIELDED: NO LED: NO SHEATH MATERIAL: PUR HALOGEN: NO | 0
10829 | 9457770750 | SENSOR/ACTUATOR LINE CONNECTING LINE M12 / M8 N OF POLES : 3 7.5 M PIN STRAIGHT - SOCKET STRAIGHT SHIELDED: NO LED: NO SHEATH MATERIAL: PUR HALOGEN: NO | 0
10830 | 9457770800 | SENSOR/ACTUATOR LINE CONNECTING LINE M12 / M8 N OF POLES : 3 8 M PIN STRAIGHT - SOCKET STRAIGHT SHIELDED: NO LED: NO SHEATH MATERIAL: PUR HALOGEN: NO | 0
10831 | 9457771500 | SENSOR/ACTUATOR LINE CONNECTING LINE M12 / M8 N OF POLES : 3 15 M PIN STRAIGHT - SOCKET STRAIGHT SHIELDED: NO LED: NO SHEATH MATERIAL: PUR HALOGEN: NO | 0
10832 | 9457790060 | SENSOR/ACTUATOR LINE CONNECTING LINE M12 / M12 N OF POLES : 3 0.6 M PIN STRAIGHT - SOCKET 90° SHIELDED: NO LED: YES SHEATH MATERIAL: PUR HALOGEN: NO | 0
10833 | 9457790090 | SENSOR/ACTUATOR LINE CONNECTING LINE M12 / M12 N OF POLES : 3 0.9 M PIN STRAIGHT - SOCKET 90° SHIELDED: NO LED: YES SHEATH MATERIAL: PUR HALOGEN: NO | 0
10834 | 9457790120 | SENSOR/ACTUATOR LINE CONNECTING LINE M12 / M12 N OF POLES : 3 1.2 M PIN STRAIGHT - SOCKET 90° SHIELDED: NO LED: YES SHEATH MATERIAL: PUR HALOGEN: NO | 0
10835 | 9457790200 | SENSOR/ACTUATOR LINE CONNECTING LINE M12 / M12 N OF POLES : 3 2 M PIN STRAIGHT - SOCKET 90° SHIELDED: NO LED: YES SHEATH MATERIAL: PUR HALOGEN: NO | 0
10836 | 9457791000 | SENSOR/ACTUATOR LINE CONNECTING LINE M12 / M12 N OF POLES : 3 10 M PIN STRAIGHT - SOCKET 90° SHIELDED: NO LED: YES SHEATH MATERIAL: PUR HALOGEN: NO | 0
10837 | 9457800010 | SENSOR/ACTUATOR LINE ONE END WITHOUT CONNECTOR M12 N OF POLES : 3 0.1 M SOCKET ANGLED SHIELDED: NO LED: YES SHEATH MATERIAL: PUR HALOGEN: NO | 0
10838 | 9457800200 | SENSOR/ACTUATOR LINE ONE END WITHOUT CONNECTOR M12 N OF POLES : 3 2 M SOCKET ANGLED SHIELDED: NO LED: YES SHEATH MATERIAL: PUR HALOGEN: NO | 0
10839 | 9457801500 | SENSOR/ACTUATOR LINE ONE END WITHOUT CONNECTOR M12 N OF POLES : 3 15 M SOCKET ANGLED SHIELDED: NO LED: YES SHEATH MATERIAL: PUR HALOGEN: NO | 0
10840 | 9457810010 | SENSOR/ACTUATOR LINE ONE END WITHOUT CONNECTOR M12 N OF POLES : 3 0.1 M PIN STRAIGHT SHIELDED: NO LED: NO SHEATH MATERIAL: PUR HALOGEN: NO | 0
10841 | 9457810030 | SENSOR/ACTUATOR LINE ONE END WITHOUT CONNECTOR M12 N OF POLES : 3 0.3 M PIN STRAIGHT SHIELDED: NO LED: NO SHEATH MATERIAL: PUR HALOGEN: NO | 0
10842 | 9457810090 | SENSOR/ACTUATOR LINE ONE END WITHOUT CONNECTOR M12 N OF POLES : 3 0.9 M PIN STRAIGHT SHIELDED: NO LED: NO SHEATH MATERIAL: PUR HALOGEN: NO | 0
10843 | 9457810200 | SENSOR/ACTUATOR LINE ONE END WITHOUT CONNECTOR M12 N OF POLES : 3 2 M PIN STRAIGHT SHIELDED: NO LED: NO SHEATH MATERIAL: PUR HALOGEN: NO | 0
10844 | 9457810250 | SENSOR/ACTUATOR LINE ONE END WITHOUT CONNECTOR M12 N OF POLES : 3 2.5 M PIN STRAIGHT SHIELDED: NO LED: NO SHEATH MATERIAL: PUR HALOGEN: NO | 0
10845 | 9457820010 | SENSOR/ACTUATOR LINE ONE END WITHOUT CONNECTOR M12 N OF POLES : 3 0.1 M FEMALE SOCKET STRAIGHT SHIELDED: NO LED: NO SHEATH MATERIAL: PUR HALOGEN: NO | 0
10846 | 9457820030 | SENSOR/ACTUATOR LINE ONE END WITHOUT CONNECTOR M12 N OF POLES : 3 0.3 M FEMALE SOCKET STRAIGHT SHIELDED: NO LED: NO SHEATH MATERIAL: PUR HALOGEN: NO | 0
10847 | 9457820200 | SENSOR/ACTUATOR LINE ONE END WITHOUT CONNECTOR M12 N OF POLES : 3 2 M FEMALE SOCKET STRAIGHT SHIELDED: NO LED: NO SHEATH MATERIAL: PUR HALOGEN: NO | 0
10848 | 9457821500 | SENSOR/ACTUATOR LINE ONE END WITHOUT CONNECTOR M12 N OF POLES : 3 15 M FEMALE SOCKET STRAIGHT SHIELDED: NO LED: NO SHEATH MATERIAL: PUR HALOGEN: NO | 0
10849 | 9457822000 | SENSOR/ACTUATOR LINE ONE END WITHOUT CONNECTOR M12 N OF POLES : 3 20 M FEMALE SOCKET STRAIGHT SHIELDED: NO LED: NO SHEATH MATERIAL: PUR HALOGEN: NO | 0
10850 | 9457850750 | SENSOR/ACTUATOR LINE ONE END WITHOUT CONNECTOR M8 N OF POLES : 4 7.5 M FEMALE SOCKET STRAIGHT SHIELDED: NO LED: NO SHEATH MATERIAL: PUR HALOGEN: NO | 0
10851 | 9457853000 | SENSOR/ACTUATOR LINE ONE END WITHOUT CONNECTOR M8 N OF POLES : 4 30 M FEMALE SOCKET STRAIGHT SHIELDED: NO LED: NO SHEATH MATERIAL: PUR HALOGEN: NO | 0
10852 | 9457890100 | SENSOR/ACTUATOR LINE CONNECTING LINE M12 / M12 N OF POLES : 4 1 M PIN STRAIGHT - SOCKET 90° SHIELDED: NO LED: NO SHEATH MATERIAL: PUR HALOGEN: NO | 0
10853 | 9457890150 | SENSOR/ACTUATOR LINE CONNECTING LINE M12 / M12 N OF POLES : 3 1.5 M PIN STRAIGHT - SOCKET 90° SHIELDED: NO LED: NO SHEATH MATERIAL: PUR HALOGEN: NO | 0
10854 | 9457890200 | SENSOR/ACTUATOR LINE CONNECTING LINE M12 / M12 N OF POLES : 3 2 M PIN STRAIGHT - SOCKET 90° SHIELDED: NO LED: NO SHEATH MATERIAL: PUR HALOGEN: NO | 0
10855 | 9457890300 | SENSOR/ACTUATOR LINE CONNECTING LINE M12 / M12 N OF POLES : 3 3 M PIN STRAIGHT - SOCKET 90° SHIELDED: NO LED: NO SHEATH MATERIAL: PUR HALOGEN: NO | 0
10856 | 9457891000 | SENSOR/ACTUATOR LINE CONNECTING LINE M12 / M12 N OF POLES : 3 10 M PIN STRAIGHT - SOCKET 90° SHIELDED: NO LED: NO SHEATH MATERIAL: PUR HALOGEN: NO | 0
10857 | 9457900150 | SENSOR/ACTUATOR LINE CONNECTING LINE M12 / M12 N OF POLES : 5 1.5 M PIN 90° - SOCKET 90° SHIELDED: NO LED: NO SHEATH MATERIAL: PUR HALOGEN: NO | 0
10858 | 9457900200 | SENSOR/ACTUATOR LINE CONNECTING LINE M12 / M12 N OF POLES : 5 2 M PIN 90° - SOCKET 90° SHIELDED: NO LED: NO SHEATH MATERIAL: PUR HALOGEN: NO | 0
10859 | 9457900250 | SENSOR/ACTUATOR LINE CONNECTING LINE M12 / M12 N OF POLES : 5 2.5 M PIN 90° - SOCKET 90° SHIELDED: NO LED: NO SHEATH MATERIAL: PUR HALOGEN: NO | 0
10860 | 9457901000 | SENSOR/ACTUATOR LINE CONNECTING LINE M12 / M12 N OF POLES : 5 10 M PIN 90° - SOCKET 90° SHIELDED: NO LED: NO SHEATH MATERIAL: PUR HALOGEN: NO | 0
10861 | 9457910060 | SENSOR/ACTUATOR LINE ONE END WITHOUT CONNECTOR M12 N OF POLES : 5 0.6 M FEMALE SOCKET STRAIGHT SHIELDED: NO LED: NO SHEATH MATERIAL: PUR HALOGEN: NO | 0
10862 | 9457910800 | SENSOR/ACTUATOR LINE ONE END WITHOUT CONNECTOR M12 N OF POLES : 5 8 M FEMALE SOCKET STRAIGHT SHIELDED: NO LED: NO SHEATH MATERIAL: PUR HALOGEN: NO | 0
10863 | 9457920200 | VALVE PLUG ONE END WITHOUT CONNECTOR - VALVE PLUG C | 61
10864 | 9457930750 | VALVE PLUG | 815
10865 | 9457950030 | SENSOR/ACTUATOR LINE ONE END WITHOUT CONNECTOR M12 N OF POLES : 4 0.3 M FEMALE SOCKET STRAIGHT SHIELDED: NO LED: NO SHEATH MATERIAL: PUR HALOGEN: NO | 0
10866 | 9457950060 | SENSOR/ACTUATOR LINE ONE END WITHOUT CONNECTOR M12 N OF POLES : 4 0.6 M FEMALE SOCKET STRAIGHT SHIELDED: NO LED: NO SHEATH MATERIAL: PUR HALOGEN: NO | 0
10867 | 9457950150 | SENSOR/ACTUATOR LINE ONE END WITHOUT CONNECTOR M12 N OF POLES : 4 1.5 M FEMALE SOCKET STRAIGHT SHIELDED: NO LED: NO SHEATH MATERIAL: PUR HALOGEN: NO | 0
10868 | 9457950200 | SENSOR/ACTUATOR LINE ONE END WITHOUT CONNECTOR M12 N OF POLES : 4 2 M FEMALE SOCKET STRAIGHT SHIELDED: NO LED: NO SHEATH MATERIAL: PUR HALOGEN: NO | 0
10869 | 9457950300 | SENSOR/ACTUATOR LINE ONE END WITHOUT CONNECTOR M12 N OF POLES : 4 3 M FEMALE SOCKET STRAIGHT SHIELDED: NO LED: NO SHEATH MATERIAL: PUR HALOGEN: NO | 0
10870 | 9457951500 | SENSOR/ACTUATOR LINE ONE END WITHOUT CONNECTOR M12 N OF POLES : 4 15 M FEMALE SOCKET STRAIGHT SHIELDED: NO LED: NO SHEATH MATERIAL: PUR HALOGEN: NO | 0
10871 | 9457960150 | SENSOR/ACTUATOR LINE ONE END WITHOUT CONNECTOR M12 N OF POLES : 4 1.5 M SOCKET ANGLED SHIELDED: NO LED: NO SHEATH MATERIAL: PUR HALOGEN: NO | 0
10872 | 9457960200 | SENSOR/ACTUATOR LINE ONE END WITHOUT CONNECTOR M12 N OF POLES : 4 2 M SOCKET ANGLED SHIELDED: NO LED: NO SHEATH MATERIAL: PUR HALOGEN: NO | 0
10873 | 9457980030 | SENSOR/ACTUATOR LINE CONNECTING LINE M12 / M8 N OF POLES : 3 0.3 M PIN STRAIGHT - SOCKET 90° SHIELDED: NO LED: NO SHEATH MATERIAL: PUR HALOGEN: NO | 0
10874 | 9457980060 | SENSOR/ACTUATOR LINE CONNECTING LINE M12 / M8 N OF POLES : 3 0.6 M PIN STRAIGHT - SOCKET 90° SHIELDED: NO LED: NO SHEATH MATERIAL: PUR HALOGEN: NO | 0
10875 | 9457980120 | SENSOR/ACTUATOR LINE CONNECTING LINE M12 / M8 N OF POLES : 3 1.2 M PIN STRAIGHT - SOCKET 90° SHIELDED: NO LED: NO SHEATH MATERIAL: PUR HALOGEN: NO | 0
10876 | 9457980200 | SENSOR/ACTUATOR LINE CONNECTING LINE M12 / M8 N OF POLES : 3 2 M PIN STRAIGHT - SOCKET 90° SHIELDED: NO LED: NO SHEATH MATERIAL: PUR HALOGEN: NO | 0
10877 | 9457980250 | SENSOR/ACTUATOR LINE CONNECTING LINE M12 / M8 N OF POLES : 3 2.5 M PIN STRAIGHT - SOCKET 90° SHIELDED: NO LED: NO SHEATH MATERIAL: PUR HALOGEN: NO | 0
10878 | 9457980300 | SENSOR/ACTUATOR LINE CONNECTING LINE M12 / M8 N OF POLES : 3 3 M PIN STRAIGHT - SOCKET 90° SHIELDED: NO LED: NO SHEATH MATERIAL: PUR HALOGEN: NO | 0
10879 | 1059890010 | DRAGLINE CABLE PROFINET M12 D-CODE ? IP 67 ANGLED PIN M12 D-CODE ? IP 67 ANGLED PIN CAT.5 (ISO/IEC 11801) / CAT.5E (TIA T568-B) PUR 1 M | 11
10880 | 9457790030 | SENSOR/ACTUATOR LINE CONNECTING LINE M12 / M12 N OF POLES : 3 0.3 M PIN STRAIGHT - SOCKET 90° SHIELDED: NO LED: YES SHEATH MATERIAL: PUR HALOGEN: NO | 0
10881 | 1927160200 | SENSOR/ACTUATOR LINE CONNECTING LINE M8 / M8 N OF POLES : 4 2 M PIN STRAIGHT - SOCKET STRAIGHT SHIELDED: NO LED: NO SHEATH MATERIAL: PVC HALOGEN: YES | 0
10882 | 1134610200 | SYSTEM CABLE M12 D-CODE ? IP 67 ANGLED PIN RJ45 IP 20 CAT.5 (ISO/IEC 11801) / CAT.5E (TIA T568-B) PVC 20 M | 11
10883 | 1134610150 | SYSTEM CABLE M12 D-CODE ? IP 67 ANGLED PIN RJ45 IP 20 CAT.5 (ISO/IEC 11801) / CAT.5E (TIA T568-B) PVC 15 M | 11
10884 | 1927210100 | SENSOR/ACTUATOR LINE N OF POLES : 3 PIN STRAIGHT - SOCKET 90° | 782
10885 | 9457890250 | SENSOR/ACTUATOR LINE N OF POLES : 3 PIN STRAIGHT - SOCKET 90° | 782
10886 | 1059760020 | DRAGLINE CABLE PROFINET M12 D-CODE ? IP 67 ANGLED PIN RJ45 IP 20 CAT.5 (ISO/IEC 11801) / CAT.5E (TIA T568-B) PUR 2 M | 11
10887 | 9457772000 | SENSOR/ACTUATOR LINE CONNECTING LINE N OF POLES : 3 PIN STRAIGHT - SOCKET STRAIGHT SHIELDED: NO | 782
10888 | 1061880150 | SENSOR/ACTUATOR LINE ONE END WITHOUT CONNECTOR M12 N OF POLES : 5 1.5 M FEMALE SOCKET STRAIGHT SHIELDED: NO LED: NO SHEATH MATERIAL: PUR HALOGEN: NO | 0
10889 | 1061880500 | SENSOR/ACTUATOR LINE ONE END WITHOUT CONNECTOR M12 N OF POLES : 5 5 M FEMALE SOCKET STRAIGHT SHIELDED: NO LED: NO SHEATH MATERIAL: PUR HALOGEN: NO | 0
10890 | 1061881000 | SENSOR/ACTUATOR LINE ONE END WITHOUT CONNECTOR M12 N OF POLES : 5 10 M FEMALE SOCKET STRAIGHT SHIELDED: NO LED: NO SHEATH MATERIAL: PUR HALOGEN: NO | 0
10891 | 1061890150 | SENSOR/ACTUATOR LINE ONE END WITHOUT CONNECTOR M12 N OF POLES : 3 1.5 M SOCKET ANGLED SHIELDED: NO LED: NO SHEATH MATERIAL: PUR HALOGEN: NO | 0
10892 | 1061890300 | SENSOR/ACTUATOR LINE ONE END WITHOUT CONNECTOR M12 N OF POLES : 3 3 M SOCKET ANGLED SHIELDED: NO LED: NO SHEATH MATERIAL: PUR HALOGEN: NO | 0
10893 | 1061890500 | SENSOR/ACTUATOR LINE ONE END WITHOUT CONNECTOR M12 N OF POLES : 3 5 M SOCKET ANGLED SHIELDED: NO LED: NO SHEATH MATERIAL: PUR HALOGEN: NO | 0
10894 | 1061891000 | SENSOR/ACTUATOR LINE ONE END WITHOUT CONNECTOR M12 N OF POLES : 3 10 M SOCKET ANGLED SHIELDED: NO LED: NO SHEATH MATERIAL: PUR HALOGEN: NO | 0
10895 | 1061900150 | SENSOR/ACTUATOR LINE ONE END WITHOUT CONNECTOR M12 N OF POLES : 4 1.5 M SOCKET ANGLED SHIELDED: NO LED: NO SHEATH MATERIAL: PUR HALOGEN: NO | 0
10896 | 1061900300 | SENSOR/ACTUATOR LINE ONE END WITHOUT CONNECTOR M12 N OF POLES : 4 3 M SOCKET ANGLED SHIELDED: NO LED: NO SHEATH MATERIAL: PUR HALOGEN: NO | 0
10897 | 1061900500 | SENSOR/ACTUATOR LINE ONE END WITHOUT CONNECTOR M12 N OF POLES : 4 5 M SOCKET ANGLED SHIELDED: NO LED: NO SHEATH MATERIAL: PUR HALOGEN: NO | 0
10898 | 1061901000 | SENSOR/ACTUATOR LINE ONE END WITHOUT CONNECTOR M12 N OF POLES : 4 10 M SOCKET ANGLED SHIELDED: NO LED: NO SHEATH MATERIAL: PUR HALOGEN: NO | 0
10899 | 1061970300 | BUS LINE ONE END WITHOUT CONNECTOR M12 N OF POLES: 2 3 M PIN 90° SHIELDED: YES LED: NO SHEATH MATERIAL: PUR HALOGEN: NO | 0
10900 | 1061970500 | BUS LINE ONE END WITHOUT CONNECTOR M12 N OF POLES: 2 5 M PIN 90° SHIELDED: YES LED: NO SHEATH MATERIAL: PUR HALOGEN: NO | 0
10901 | 1061971000 | BUS LINE ONE END WITHOUT CONNECTOR M12 N OF POLES: 2 10 M PIN 90° SHIELDED: YES LED: NO SHEATH MATERIAL: PUR HALOGEN: NO | 0
10902 | 1061980150 | BUS LINE ONE END WITHOUT CONNECTOR M12 N OF POLES: 5 1.5 M SOCKET ANGLED SHIELDED: YES LED: NO SHEATH MATERIAL: PUR HALOGEN: NO | 0
10903 | 1061980300 | BUS LINE ONE END WITHOUT CONNECTOR M12 N OF POLES: 5 3 M SOCKET ANGLED SHIELDED: YES LED: NO SHEATH MATERIAL: PUR HALOGEN: NO | 0
10904 | 1061981000 | BUS LINE ONE END WITHOUT CONNECTOR M12 N OF POLES: 5 10 M SOCKET ANGLED SHIELDED: YES LED: NO SHEATH MATERIAL: PUR HALOGEN: NO | 0
10905 | 1061990150 | BUS LINE CONNECTING LINE M12 / M12 N OF POLES: 5 1.5 M PIN STRAIGHT - SOCKET 90° SHIELDED: YES LED: NO SHEATH MATERIAL: PUR HALOGEN: NO | 0
10906 | 1061990300 | BUS LINE CONNECTING LINE M12 / M12 N OF POLES: 5 3 M PIN STRAIGHT - SOCKET 90° SHIELDED: YES LED: NO SHEATH MATERIAL: PUR HALOGEN: NO | 0
10907 | 1061990500 | BUS LINE CONNECTING LINE M12 / M12 N OF POLES: 5 5 M PIN STRAIGHT - SOCKET 90° SHIELDED: YES LED: NO SHEATH MATERIAL: PUR HALOGEN: NO | 0
10908 | 1061991000 | BUS LINE CONNECTING LINE M12 / M12 N OF POLES: 5 10 M PIN STRAIGHT - SOCKET 90° SHIELDED: YES LED: NO SHEATH MATERIAL: PUR HALOGEN: NO | 0
10909 | 1062100150 | BUS LINE CONNECTING LINE M12 / M12 N OF POLES: 5 1.5 M PIN ANGLED - BUSH STRAIGHT SHIELDED: YES LED: NO SHEATH MATERIAL: PUR HALOGEN: NO | 0
10910 | 1062100300 | BUS LINE CONNECTING LINE M12 / M12 N OF POLES: 5 3 M PIN ANGLED - BUSH STRAIGHT SHIELDED: YES LED: NO SHEATH MATERIAL: PUR HALOGEN: NO | 0
10911 | 1062100500 | BUS LINE CONNECTING LINE M12 / M12 N OF POLES: 5 5 M PIN ANGLED - BUSH STRAIGHT SHIELDED: YES LED: NO SHEATH MATERIAL: PUR HALOGEN: NO | 0
10912 | 1062101000 | BUS LINE CONNECTING LINE M12 / M12 N OF POLES: 5 10 M PIN ANGLED - BUSH STRAIGHT SHIELDED: YES LED: NO SHEATH MATERIAL: PUR HALOGEN: NO | 0
10913 | 1062150150 | BUS LINE CONNECTING LINE M12 / M12 N OF POLES: 5 1.5 M PIN 90° - SOCKET 90° SHIELDED: YES LED: NO SHEATH MATERIAL: PUR HALOGEN: NO | 0
10914 | 1062150500 | BUS LINE CONNECTING LINE M12 / M12 N OF POLES: 5 5 M PIN 90° - SOCKET 90° SHIELDED: YES LED: NO SHEATH MATERIAL: PUR HALOGEN: NO | 0
10915 | 1062151000 | BUS LINE CONNECTING LINE M12 / M12 N OF POLES: 5 10 M PIN 90° - SOCKET 90° SHIELDED: YES LED: NO SHEATH MATERIAL: PUR HALOGEN: NO | 0
10916 | 1062170150 | BUS LINE ONE END WITHOUT CONNECTOR M12 N OF POLES: 5 1.5 M PIN 90° SHIELDED: YES LED: NO SHEATH MATERIAL: PVC HALOGEN: YES | 0
10917 | 1062170300 | BUS LINE ONE END WITHOUT CONNECTOR M12 N OF POLES: 5 3 M PIN 90° SHIELDED: YES LED: NO SHEATH MATERIAL: PVC HALOGEN: YES | 0
10918 | 1062170500 | BUS LINE ONE END WITHOUT CONNECTOR M12 N OF POLES: 5 5 M PIN 90° SHIELDED: YES LED: NO SHEATH MATERIAL: PVC HALOGEN: YES | 0
10919 | 1062171000 | BUS LINE ONE END WITHOUT CONNECTOR M12 N OF POLES: 5 10 M PIN 90° SHIELDED: YES LED: NO SHEATH MATERIAL: PVC HALOGEN: YES | 0
10920 | 1062180150 | BUS LINE ONE END WITHOUT CONNECTOR M12 N OF POLES: 5 1.5 M SOCKET ANGLED SHIELDED: YES LED: NO SHEATH MATERIAL: PVC HALOGEN: YES | 0
10921 | 1062180300 | BUS LINE ONE END WITHOUT CONNECTOR M12 N OF POLES: 5 3 M SOCKET ANGLED SHIELDED: YES LED: NO SHEATH MATERIAL: PVC HALOGEN: YES | 0
10922 | 1062180500 | BUS LINE ONE END WITHOUT CONNECTOR M12 N OF POLES: 5 5 M SOCKET ANGLED SHIELDED: YES LED: NO SHEATH MATERIAL: PVC HALOGEN: YES | 0
10923 | 1062181000 | BUS LINE ONE END WITHOUT CONNECTOR M12 N OF POLES: 5 10 M SOCKET ANGLED SHIELDED: YES LED: NO SHEATH MATERIAL: PVC HALOGEN: YES | 0
10924 | 1062190150 | BUS LINE CONNECTING LINE M12 / M12 N OF POLES: 5 1.5 M PIN STRAIGHT - SOCKET 90° SHIELDED: YES LED: NO SHEATH MATERIAL: PVC HALOGEN: YES | 0
10925 | 1062191000 | BUS LINE CONNECTING LINE M12 / M12 N OF POLES: 5 10 M PIN STRAIGHT - SOCKET 90° SHIELDED: YES LED: NO SHEATH MATERIAL: PVC HALOGEN: YES | 0
10926 | 1062200150 | BUS LINE CONNECTING LINE M12 / M12 N OF POLES: 5 1.5 M PIN ANGLED - BUSH STRAIGHT SHIELDED: YES LED: NO SHEATH MATERIAL: PVC HALOGEN: YES | 0
10927 | 1062200300 | BUS LINE CONNECTING LINE M12 / M12 N OF POLES: 5 3 M PIN ANGLED - BUSH STRAIGHT SHIELDED: YES LED: NO SHEATH MATERIAL: PVC HALOGEN: YES | 0
10928 | 1062200500 | BUS LINE CONNECTING LINE M12 / M12 N OF POLES: 5 5 M PIN ANGLED - BUSH STRAIGHT SHIELDED: YES LED: NO SHEATH MATERIAL: PVC HALOGEN: YES | 0
10929 | 1062201000 | BUS LINE CONNECTING LINE M12 / M12 N OF POLES: 5 10 M PIN ANGLED - BUSH STRAIGHT SHIELDED: YES LED: NO SHEATH MATERIAL: PVC HALOGEN: YES | 0
10930 | 1062210150 | BUS LINE CONNECTING LINE M12 / M12 N OF POLES: 5 1.5 M PIN 90° - SOCKET 90° SHIELDED: YES LED: NO SHEATH MATERIAL: PVC HALOGEN: YES | 0
10931 | 1062210500 | BUS LINE CONNECTING LINE M12 / M12 N OF POLES: 5 5 M PIN 90° - SOCKET 90° SHIELDED: YES LED: NO SHEATH MATERIAL: PVC HALOGEN: YES | 0
10932 | 1062220150 | BUS LINE ONE END WITHOUT CONNECTOR M12 N OF POLES: 5 1.5 M PIN 90° SHIELDED: YES LED: NO SHEATH MATERIAL: PUR HALOGEN: NO | 0
10933 | 1062220300 | BUS LINE ONE END WITHOUT CONNECTOR M12 N OF POLES: 5 3 M PIN 90° SHIELDED: YES LED: NO SHEATH MATERIAL: PUR HALOGEN: NO | 0
10934 | 1062220500 | BUS LINE ONE END WITHOUT CONNECTOR M12 N OF POLES: 5 5 M PIN 90° SHIELDED: YES LED: NO SHEATH MATERIAL: PUR HALOGEN: NO | 0
10935 | 1062221000 | BUS LINE ONE END WITHOUT CONNECTOR M12 N OF POLES: 5 10 M PIN 90° SHIELDED: YES LED: NO SHEATH MATERIAL: PUR HALOGEN: NO | 0
10936 | 1062300150 | BUS LINE ONE END WITHOUT CONNECTOR M12 N OF POLES: 2 1.5 M SOCKET ANGLED SHIELDED: YES LED: NO SHEATH MATERIAL: PUR HALOGEN: NO | 0
10937 | 1062300300 | BUS LINE ONE END WITHOUT CONNECTOR M12 N OF POLES: 2 3 M SOCKET ANGLED SHIELDED: YES LED: NO SHEATH MATERIAL: PUR HALOGEN: NO | 0
10938 | 1062300500 | BUS LINE ONE END WITHOUT CONNECTOR M12 N OF POLES: 2 5 M SOCKET ANGLED SHIELDED: YES LED: NO SHEATH MATERIAL: PUR HALOGEN: NO | 0
10939 | 1062301000 | BUS LINE ONE END WITHOUT CONNECTOR M12 N OF POLES: 2 10 M SOCKET ANGLED SHIELDED: YES LED: NO SHEATH MATERIAL: PUR HALOGEN: NO | 0
10940 | 1062310300 | BUS LINE CONNECTING LINE M12 / M12 N OF POLES: 2 3 M PIN STRAIGHT - SOCKET 90° SHIELDED: YES LED: NO SHEATH MATERIAL: PUR HALOGEN: NO | 0
10941 | 1062310500 | BUS LINE CONNECTING LINE M12 / M12 N OF POLES: 2 5 M PIN STRAIGHT - SOCKET 90° SHIELDED: YES LED: NO SHEATH MATERIAL: PUR HALOGEN: NO | 0
10942 | 1062320150 | BUS LINE CONNECTING LINE M12 / M12 N OF POLES: 2 1.5 M PIN ANGLED - BUSH STRAIGHT SHIELDED: YES LED: NO SHEATH MATERIAL: PUR HALOGEN: NO | 0
10943 | 1062320300 | BUS LINE CONNECTING LINE M12 / M12 N OF POLES: 2 3 M PIN ANGLED - BUSH STRAIGHT SHIELDED: YES LED: NO SHEATH MATERIAL: PUR HALOGEN: NO | 0
10944 | 1062330300 | BUS LINE CONNECTING LINE M12 / M12 N OF POLES: 2 3 M PIN 90° - SOCKET 90° SHIELDED: YES LED: NO SHEATH MATERIAL: PUR HALOGEN: NO | 0
10945 | 1062330500 | BUS LINE CONNECTING LINE M12 / M12 N OF POLES: 2 5 M PIN 90° - SOCKET 90° SHIELDED: YES LED: NO SHEATH MATERIAL: PUR HALOGEN: NO | 0
10946 | 1062331000 | BUS LINE CONNECTING LINE M12 / M12 N OF POLES: 2 10 M PIN 90° - SOCKET 90° SHIELDED: YES LED: NO SHEATH MATERIAL: PUR HALOGEN: NO | 0
10947 | 1062340300 | BUS LINE ONE END WITHOUT CONNECTOR M12 N OF POLES: 2 3 M PIN 90° SHIELDED: YES LED: NO SHEATH MATERIAL: PVC HALOGEN: YES | 0
10948 | 1062340500 | BUS LINE ONE END WITHOUT CONNECTOR M12 N OF POLES: 2 5 M PIN 90° SHIELDED: YES LED: NO SHEATH MATERIAL: PVC HALOGEN: YES | 0
10949 | 1062341000 | BUS LINE ONE END WITHOUT CONNECTOR M12 N OF POLES: 2 10 M PIN 90° SHIELDED: YES LED: NO SHEATH MATERIAL: PVC HALOGEN: YES | 0
10950 | 1062370150 | BUS LINE ONE END WITHOUT CONNECTOR M12 N OF POLES: 2 1.5 M SOCKET ANGLED SHIELDED: YES LED: NO SHEATH MATERIAL: PVC HALOGEN: YES | 0
10951 | 1062370500 | BUS LINE ONE END WITHOUT CONNECTOR M12 N OF POLES: 2 5 M SOCKET ANGLED SHIELDED: YES LED: NO SHEATH MATERIAL: PVC HALOGEN: YES | 0
10952 | 1062371000 | BUS LINE ONE END WITHOUT CONNECTOR M12 N OF POLES: 2 10 M SOCKET ANGLED SHIELDED: YES LED: NO SHEATH MATERIAL: PVC HALOGEN: YES | 0
10953 | 1062380150 | BUS LINE CONNECTING LINE M12 / M12 N OF POLES: 2 1.5 M PIN STRAIGHT - SOCKET 90° SHIELDED: YES LED: NO SHEATH MATERIAL: PVC HALOGEN: YES | 0
10954 | 1062390150 | BUS LINE CONNECTING LINE M12 / M12 N OF POLES: 2 1.5 M PIN ANGLED - BUSH STRAIGHT SHIELDED: YES LED: NO SHEATH MATERIAL: PVC HALOGEN: YES | 0
10955 | 1062390500 | BUS LINE CONNECTING LINE M12 / M12 N OF POLES: 2 5 M PIN ANGLED - BUSH STRAIGHT SHIELDED: YES LED: NO SHEATH MATERIAL: PVC HALOGEN: YES | 0
10956 | 1062400300 | BUS LINE CONNECTING LINE M12 / M12 N OF POLES: 2 3 M PIN 90° - SOCKET 90° SHIELDED: YES LED: NO SHEATH MATERIAL: PVC HALOGEN: YES | 0
10957 | 1062400500 | BUS LINE CONNECTING LINE M12 / M12 N OF POLES: 2 5 M PIN 90° - SOCKET 90° SHIELDED: YES LED: NO SHEATH MATERIAL: PVC HALOGEN: YES | 0
10958 | 1062401000 | BUS LINE CONNECTING LINE M12 / M12 N OF POLES: 2 10 M PIN 90° - SOCKET 90° SHIELDED: YES LED: NO SHEATH MATERIAL: PVC HALOGEN: YES | 0
10959 | 1071990150 | SENSOR/ACTUATOR LINE CONNECTING LINE M12 / M12 N OF POLES : 4 1.5 M PIN ANGLED - BUSH STRAIGHT SHIELDED: NO LED: NO SHEATH MATERIAL: PUR HALOGEN: NO | 0
10960 | 1071990200 | SENSOR/ACTUATOR LINE CONNECTING LINE M12 / M12 N OF POLES : 4 2 M PIN ANGLED - BUSH STRAIGHT SHIELDED: NO LED: NO SHEATH MATERIAL: PUR HALOGEN: NO | 0
10961 | 1071990300 | SENSOR/ACTUATOR LINE CONNECTING LINE M12 / M12 N OF POLES : 4 3 M PIN ANGLED - BUSH STRAIGHT SHIELDED: NO LED: NO SHEATH MATERIAL: PUR HALOGEN: NO | 0
10962 | 1075410500 | BUS LINE CONNECTING LINE M12 / M12 N OF POLES: 2 5 M PIN 90° - SOCKET 90° SHIELDED: YES LED: NO SHEATH MATERIAL: PVC HALOGEN: YES | 0
10963 | 1075450200 | BUS LINE CONNECTING LINE M12 / M12 N OF POLES: 2 2 M PIN ANGLED - BUSH STRAIGHT SHIELDED: YES LED: NO SHEATH MATERIAL: PVC HALOGEN: YES | 0
10964 | 1075620500 | BUS LINE CONNECTING LINE M12 / M12 N OF POLES: 2 5 M PIN STRAIGHT - SOCKET 90° SHIELDED: YES LED: NO SHEATH MATERIAL: PVC HALOGEN: YES | 0
10965 | 1075621000 | BUS LINE CONNECTING LINE M12 / M12 N OF POLES: 2 10 M PIN STRAIGHT - SOCKET 90° SHIELDED: YES LED: NO SHEATH MATERIAL: PVC HALOGEN: YES | 0
10966 | 1076520500 | BUS LINE ONE END WITHOUT CONNECTOR M12 N OF POLES: 2 5 M SOCKET ANGLED SHIELDED: YES LED: NO SHEATH MATERIAL: PVC HALOGEN: YES | 0
10967 | 1076521000 | BUS LINE ONE END WITHOUT CONNECTOR M12 N OF POLES: 2 10 M SOCKET ANGLED SHIELDED: YES LED: NO SHEATH MATERIAL: PVC HALOGEN: YES | 0
10968 | 1076530100 | BUS LINE ONE END WITHOUT CONNECTOR M12 N OF POLES: 2 1 M SOCKET ANGLED SHIELDED: YES LED: NO SHEATH MATERIAL: PVC HALOGEN: YES | 0
10969 | 1077750150 | SENSOR/ACTUATOR LINE ONE END WITHOUT CONNECTOR M12 N OF POLES : 4 1.5 M PIN STRAIGHT SHIELDED: NO LED: NO SHEATH MATERIAL: PUR HALOGEN: NO | 0
10970 | 1077750300 | SENSOR/ACTUATOR LINE ONE END WITHOUT CONNECTOR M12 N OF POLES : 4 3 M PIN STRAIGHT SHIELDED: NO LED: NO SHEATH MATERIAL: PUR HALOGEN: NO | 0
10971 | 1077750500 | SENSOR/ACTUATOR LINE ONE END WITHOUT CONNECTOR M12 N OF POLES : 4 5 M PIN STRAIGHT SHIELDED: NO LED: NO SHEATH MATERIAL: PUR HALOGEN: NO | 0
10972 | 1077751000 | SENSOR/ACTUATOR LINE ONE END WITHOUT CONNECTOR M12 N OF POLES : 4 10 M PIN STRAIGHT SHIELDED: NO LED: NO SHEATH MATERIAL: PUR HALOGEN: NO | 0
10973 | 1092910150 | SENSOR/ACTUATOR LINE ONE END WITHOUT CONNECTOR M12 N OF POLES : 3 1.5 M FEMALE SOCKET STRAIGHT SHIELDED: NO LED: NO SHEATH MATERIAL: PUR HALOGEN: NO | 0
10974 | 1092910300 | SENSOR/ACTUATOR LINE ONE END WITHOUT CONNECTOR M12 N OF POLES : 3 3 M FEMALE SOCKET STRAIGHT SHIELDED: NO LED: NO SHEATH MATERIAL: PUR HALOGEN: NO | 0
10975 | 1092910500 | SENSOR/ACTUATOR LINE ONE END WITHOUT CONNECTOR M12 N OF POLES : 3 5 M FEMALE SOCKET STRAIGHT SHIELDED: NO LED: NO SHEATH MATERIAL: PUR HALOGEN: NO | 0
10976 | 1092911000 | SENSOR/ACTUATOR LINE ONE END WITHOUT CONNECTOR M12 N OF POLES : 3 10 M FEMALE SOCKET STRAIGHT SHIELDED: NO LED: NO SHEATH MATERIAL: PUR HALOGEN: NO | 0
10977 | 1092920150 | SENSOR/ACTUATOR LINE ONE END WITHOUT CONNECTOR M12 N OF POLES : 4 1.5 M FEMALE SOCKET STRAIGHT SHIELDED: NO LED: NO SHEATH MATERIAL: PUR HALOGEN: NO | 0
10978 | 1092920300 | SENSOR/ACTUATOR LINE ONE END WITHOUT CONNECTOR M12 N OF POLES : 4 3 M FEMALE SOCKET STRAIGHT SHIELDED: NO LED: NO SHEATH MATERIAL: PUR HALOGEN: NO | 0
10979 | 1092930150 | SENSOR/ACTUATOR LINE ONE END WITHOUT CONNECTOR M12 N OF POLES : 5 1.5 M FEMALE SOCKET STRAIGHT SHIELDED: NO LED: NO SHEATH MATERIAL: PUR HALOGEN: NO | 0
10980 | 1092930300 | SENSOR/ACTUATOR LINE ONE END WITHOUT CONNECTOR M12 N OF POLES : 5 3 M FEMALE SOCKET STRAIGHT SHIELDED: NO LED: NO SHEATH MATERIAL: PUR HALOGEN: NO | 0
10981 | 1092930500 | SENSOR/ACTUATOR LINE ONE END WITHOUT CONNECTOR M12 N OF POLES : 5 5 M FEMALE SOCKET STRAIGHT SHIELDED: NO LED: NO SHEATH MATERIAL: PUR HALOGEN: NO | 0
10982 | 1092940150 | SENSOR/ACTUATOR LINE ONE END WITHOUT CONNECTOR M12 N OF POLES : 3 1.5 M SOCKET ANGLED SHIELDED: NO LED: NO SHEATH MATERIAL: PUR HALOGEN: NO | 0
10983 | 1092940500 | SENSOR/ACTUATOR LINE ONE END WITHOUT CONNECTOR M12 N OF POLES : 3 5 M SOCKET ANGLED SHIELDED: NO LED: NO SHEATH MATERIAL: PUR HALOGEN: NO | 0
10984 | 1092941000 | SENSOR/ACTUATOR LINE ONE END WITHOUT CONNECTOR M12 N OF POLES : 3 10 M SOCKET ANGLED SHIELDED: NO LED: NO SHEATH MATERIAL: PUR HALOGEN: NO | 0
10985 | 1092950150 | SENSOR/ACTUATOR LINE ONE END WITHOUT CONNECTOR M12 N OF POLES : 4 1.5 M SOCKET ANGLED SHIELDED: NO LED: YES SHEATH MATERIAL: PUR HALOGEN: NO | 0
10986 | 1092950300 | SENSOR/ACTUATOR LINE ONE END WITHOUT CONNECTOR M12 N OF POLES : 4 3 M SOCKET ANGLED SHIELDED: NO LED: YES SHEATH MATERIAL: PUR HALOGEN: NO | 0
10987 | 1092950500 | SENSOR/ACTUATOR LINE ONE END WITHOUT CONNECTOR M12 N OF POLES : 4 5 M SOCKET ANGLED SHIELDED: NO LED: YES SHEATH MATERIAL: PUR HALOGEN: NO | 0
10988 | 1092951000 | SENSOR/ACTUATOR LINE ONE END WITHOUT CONNECTOR M12 N OF POLES : 4 10 M SOCKET ANGLED SHIELDED: NO LED: YES SHEATH MATERIAL: PUR HALOGEN: NO | 0
10989 | 1781540000 | SOCKETS PREFABRICATED TO CUSTOMER SPEC. M12 FEMALE SOCKET STRAIGHT | 35
10990 | 1781540001 | SOCKETS PREFABRICATED TO CUSTOMER SPEC. M12 FEMALE SOCKET STRAIGHT | 35
10991 | 1781550000 | PLUGS PREFABRICATED TO CUSTOMER SPEC. M12 PIN STRAIGHT | 57
10992 | 1781550001 | PLUGS PREFABRICATED TO CUSTOMER SPEC. M12 PIN STRAIGHT | 57
10993 | 1784030001 | SOCKETS PREFABRICATED TO CUSTOMER SPEC. M8 FEMALE SOCKET STRAIGHT | 35
10994 | 1784040001 | PLUGS PREFABRICATED TO CUSTOMER SPEC. M8 PIN STRAIGHT | 57
10995 | 1784050001 | SOCKETS PREFABRICATED TO CUSTOMER SPEC. M8 FEMALE SOCKET STRAIGHT | 35
10996 | 1784060001 | PLUGS PREFABRICATED TO CUSTOMER SPEC. M8 PIN STRAIGHT | 57
10997 | 1803930001 | PLUGS PREFABRICATED TO CUSTOMER SPEC. M12 PIN 90° | 88
10998 | 1805660000 | Y-PLUG M8 / M8 | 1245
10999 | 1807230000 | SOCKETS PREFABRICATED TO CUSTOMER SPEC. M12 FEMALE SOCKET STRAIGHT | 35
11000 | 1807240000 | SOCKETS PREFABRICATED TO CUSTOMER SPEC. M12 SOCKET ANGLED | 35
11001 | 1807250000 | SOCKETS PREFABRICATED TO CUSTOMER SPEC. M12 FEMALE SOCKET STRAIGHT | 35
11002 | 1807330000 | SOCKETS PREFABRICATED TO CUSTOMER SPEC. M12 SOCKET ANGLED | 35
11003 | 1807340000 | PLUGS PREFABRICATED TO CUSTOMER SPEC. M12 PIN STRAIGHT | 57
11004 | 1807350000 | PLUGS PREFABRICATED TO CUSTOMER SPEC. M12 PIN STRAIGHT | 57
11005 | 1807360000 | PLUGS PREFABRICATED TO CUSTOMER SPEC. M12 PIN 90° | 88
11006 | 1807370000 | PLUGS PREFABRICATED TO CUSTOMER SPEC. M12 PIN 90° | 88
11007 | 1808971500 | SENSOR/ACTUATOR LINE ONE END WITHOUT CONNECTOR M12 N OF POLES : 4 15 M SOCKET ANGLED SHIELDED: YES LED: NO SHEATH MATERIAL: PUR HALOGEN: NO | 0
11008 | 1808972000 | SENSOR/ACTUATOR LINE ONE END WITHOUT CONNECTOR M12 N OF POLES : 4 20 M SOCKET ANGLED SHIELDED: YES LED: NO SHEATH MATERIAL: PUR HALOGEN: NO | 0
11009 | 1812170000 | SENSOR-ACTUATOR PASSIVE DISTRIBUTOR M12 BACKPLANE BUSHING BL 3.5 YES | 791
11010 | 1812540500 | SENSOR/ACTUATOR LINE ONE END WITHOUT CONNECTOR M12 N OF POLES : 4 5 M FEMALE SOCKET STRAIGHT SHIELDED: YES LED: NO SHEATH MATERIAL: PUR HALOGEN: NO | 0
11011 | 1812541000 | SENSOR/ACTUATOR LINE ONE END WITHOUT CONNECTOR M12 N OF POLES : 4 10 M FEMALE SOCKET STRAIGHT SHIELDED: YES LED: NO SHEATH MATERIAL: PUR HALOGEN: NO | 0
11012 | 1812541500 | SENSOR/ACTUATOR LINE ONE END WITHOUT CONNECTOR M12 N OF POLES : 4 15 M FEMALE SOCKET STRAIGHT SHIELDED: YES LED: NO SHEATH MATERIAL: PUR HALOGEN: NO | 0
11013 | 1812542000 | SENSOR/ACTUATOR LINE ONE END WITHOUT CONNECTOR M12 N OF POLES : 4 20 M FEMALE SOCKET STRAIGHT SHIELDED: YES LED: NO SHEATH MATERIAL: PUR HALOGEN: NO | 0
11014 | 1812550300 | SENSOR/ACTUATOR LINE CONNECTING LINE M12 / M12 N OF POLES : 4 3 M TWIN CABLING PIN STRAIGHT 2X SOCKET STRAIGHT SHIELDED: NO LED: NO SHEATH MATERIAL: PUR HALOGEN: NO | 0
11015 | 1812550500 | SENSOR/ACTUATOR LINE CONNECTING LINE M12 / M12 N OF POLES : 4 5 M TWIN CABLING PIN STRAIGHT 2X SOCKET STRAIGHT SHIELDED: NO LED: NO SHEATH MATERIAL: PUR HALOGEN: NO | 0
11016 | 1812551000 | SENSOR/ACTUATOR LINE CONNECTING LINE M12 / M12 N OF POLES : 4 10 M TWIN CABLING PIN STRAIGHT 2X SOCKET STRAIGHT SHIELDED: NO LED: NO SHEATH MATERIAL: PUR HALOGEN: NO | 0
11017 | 1812870000 | PLUGS PREFABRICATED TO CUSTOMER SPEC. M12 PIN 90° | 88
11018 | 1812890000 | SOCKETS PREFABRICATED TO CUSTOMER SPEC. M12 SOCKET ANGLED | 35
11019 | 1814890000 | BUILT-IN PLUGS M12 FEMALE SOCKET STRAIGHT PG 9 N OF POLES: 5 0.5 M FRONT MOUNTING | 122
11020 | 1814900000 | BUILT-IN PLUGS M12 PIN STRAIGHT PG 9 N OF POLES: 5 0.5 M FRONT MOUNTING | 832
11021 | 1814990000 | SENSOR-ACTUATOR PASSIVE DISTRIBUTOR M12 FIXED CABLE VERSION 5 M YES | 22
11022 | 1815670150 | SENSOR/ACTUATOR LINE CONNECTING LINE M12 / M12 N OF POLES : 3 1.5 M PIN 90° - SOCKET 90° SHIELDED: NO LED: NO SHEATH MATERIAL: PUR HALOGEN: NO | 0
11023 | 1815670300 | SENSOR/ACTUATOR LINE CONNECTING LINE M12 / M12 N OF POLES : 3 3 M PIN 90° - SOCKET 90° SHIELDED: NO LED: NO SHEATH MATERIAL: PUR HALOGEN: NO | 0
11024 | 1815700500 | VALVE PLUG ONE END WITHOUT CONNECTOR - VALVE PLUG | 61
11025 | 1818090100 | SENSOR/ACTUATOR LINE ONE END WITHOUT CONNECTOR M23 N OF POLES: 19 1 M PIN 90° SHIELDED: NO LED: NO SHEATH MATERIAL: PUR HALOGEN: NO | 0
11026 | 1818090300 | SENSOR/ACTUATOR LINE ONE END WITHOUT CONNECTOR M23 N OF POLES: 19 3 M PIN 90° SHIELDED: NO LED: NO SHEATH MATERIAL: PUR HALOGEN: NO | 0
11027 | 1818090500 | SENSOR/ACTUATOR LINE ONE END WITHOUT CONNECTOR M23 N OF POLES: 19 5 M PIN 90° SHIELDED: NO LED: NO SHEATH MATERIAL: PUR HALOGEN: NO | 0
11028 | 1818091000 | SENSOR/ACTUATOR LINE ONE END WITHOUT CONNECTOR M23 N OF POLES: 19 10 M PIN 90° SHIELDED: NO LED: NO SHEATH MATERIAL: PUR HALOGEN: NO | 0
11029 | 1818140100 | SENSOR/ACTUATOR LINE ONE END WITHOUT CONNECTOR M23 N OF POLES: 19 1 M SOCKET ANGLED SHIELDED: NO LED: NO SHEATH MATERIAL: PUR HALOGEN: NO | 0
11030 | 1818140300 | SENSOR/ACTUATOR LINE ONE END WITHOUT CONNECTOR M23 N OF POLES: 19 3 M SOCKET ANGLED SHIELDED: NO LED: NO SHEATH MATERIAL: PUR HALOGEN: NO | 0
11031 | 1818140500 | SENSOR/ACTUATOR LINE ONE END WITHOUT CONNECTOR M23 N OF POLES: 19 5 M SOCKET ANGLED SHIELDED: NO LED: NO SHEATH MATERIAL: PUR HALOGEN: NO | 0
11032 | 1818141000 | SENSOR/ACTUATOR LINE ONE END WITHOUT CONNECTOR M23 N OF POLES: 19 10 M SOCKET ANGLED SHIELDED: NO LED: NO SHEATH MATERIAL: PUR HALOGEN: NO | 0
11033 | 1818141500 | SENSOR/ACTUATOR LINE ONE END WITHOUT CONNECTOR M23 N OF POLES: 19 15 M SOCKET ANGLED SHIELDED: NO LED: NO SHEATH MATERIAL: PUR HALOGEN: NO | 0
11034 | 1818160100 | SENSOR/ACTUATOR LINE ONE END WITHOUT CONNECTOR M23 N OF POLES: 19 1 M PIN STRAIGHT SHIELDED: NO LED: NO SHEATH MATERIAL: PUR HALOGEN: NO | 0
11035 | 1818160300 | SENSOR/ACTUATOR LINE ONE END WITHOUT CONNECTOR M23 N OF POLES: 19 3 M PIN STRAIGHT SHIELDED: NO LED: NO SHEATH MATERIAL: PUR HALOGEN: NO | 0
11036 | 1818160500 | SENSOR/ACTUATOR LINE ONE END WITHOUT CONNECTOR M23 N OF POLES: 19 5 M PIN STRAIGHT SHIELDED: NO LED: NO SHEATH MATERIAL: PUR HALOGEN: NO | 0
11037 | 1818161000 | SENSOR/ACTUATOR LINE ONE END WITHOUT CONNECTOR M23 N OF POLES: 19 10 M PIN STRAIGHT SHIELDED: NO LED: NO SHEATH MATERIAL: PUR HALOGEN: NO | 0
11038 | 1818180100 | SENSOR/ACTUATOR LINE ONE END WITHOUT CONNECTOR M23 N OF POLES: 19 1 M FEMALE SOCKET STRAIGHT SHIELDED: NO LED: NO SHEATH MATERIAL: PUR HALOGEN: NO | 0
11039 | 1818180300 | SENSOR/ACTUATOR LINE ONE END WITHOUT CONNECTOR M23 N OF POLES: 19 3 M FEMALE SOCKET STRAIGHT SHIELDED: NO LED: NO SHEATH MATERIAL: PUR HALOGEN: NO | 0
11040 | 1818180500 | SENSOR/ACTUATOR LINE ONE END WITHOUT CONNECTOR M23 N OF POLES: 19 5 M FEMALE SOCKET STRAIGHT SHIELDED: NO LED: NO SHEATH MATERIAL: PUR HALOGEN: NO | 0
11041 | 1818181000 | SENSOR/ACTUATOR LINE ONE END WITHOUT CONNECTOR M23 N OF POLES: 19 10 M FEMALE SOCKET STRAIGHT SHIELDED: NO LED: NO SHEATH MATERIAL: PUR HALOGEN: NO | 0
11042 | 1818181500 | SENSOR/ACTUATOR LINE ONE END WITHOUT CONNECTOR M23 N OF POLES: 19 15 M FEMALE SOCKET STRAIGHT SHIELDED: NO LED: NO SHEATH MATERIAL: PUR HALOGEN: NO | 0
11043 | 1821050150 | SENSOR/ACTUATOR LINE CONNECTING LINE M12 / M12 N OF POLES : 3 1.5 M PIN ANGLED - BUSH STRAIGHT SHIELDED: NO LED: NO SHEATH MATERIAL: PUR HALOGEN: NO | 0
11044 | 1821050300 | SENSOR/ACTUATOR LINE CONNECTING LINE M12 / M12 N OF POLES : 3 3 M PIN ANGLED - BUSH STRAIGHT SHIELDED: NO LED: NO SHEATH MATERIAL: PUR HALOGEN: NO | 0
11045 | 1821050500 | SENSOR/ACTUATOR LINE CONNECTING LINE M12 / M12 N OF POLES : 3 5 M PIN ANGLED - BUSH STRAIGHT SHIELDED: NO LED: NO SHEATH MATERIAL: PUR HALOGEN: NO | 0
11046 | 1821051000 | SENSOR/ACTUATOR LINE CONNECTING LINE M12 / M12 N OF POLES : 3 10 M PIN ANGLED - BUSH STRAIGHT SHIELDED: NO LED: NO SHEATH MATERIAL: PUR HALOGEN: NO | 0
11047 | 1824570030 | SENSOR/ACTUATOR LINE CONNECTING LINE M8 / M8 N OF POLES : 3 0.3 M PIN STRAIGHT - SOCKET STRAIGHT SHIELDED: NO LED: NO SHEATH MATERIAL: PUR HALOGEN: NO | 0
11048 | 1824570050 | SENSOR/ACTUATOR LINE CONNECTING LINE M8 / M8 N OF POLES : 3 0.5 M PIN STRAIGHT - SOCKET STRAIGHT SHIELDED: NO LED: NO SHEATH MATERIAL: PUR HALOGEN: NO | 0
11049 | 1824570060 | SENSOR/ACTUATOR LINE CONNECTING LINE M8 / M8 N OF POLES : 3 0.6 M PIN STRAIGHT - SOCKET STRAIGHT SHIELDED: NO LED: NO SHEATH MATERIAL: PUR HALOGEN: NO | 0
11050 | 1824570070 | SENSOR/ACTUATOR LINE CONNECTING LINE M8 / M8 N OF POLES : 3 0.7 M PIN STRAIGHT - SOCKET STRAIGHT SHIELDED: NO LED: NO SHEATH MATERIAL: PUR HALOGEN: NO | 0
11051 | 1824570090 | SENSOR/ACTUATOR LINE CONNECTING LINE M8 / M8 N OF POLES : 3 0.9 M PIN STRAIGHT - SOCKET STRAIGHT SHIELDED: NO LED: NO SHEATH MATERIAL: PUR HALOGEN: NO | 0
11052 | 1824570100 | SENSOR/ACTUATOR LINE CONNECTING LINE M8 / M8 N OF POLES : 3 1 M PIN STRAIGHT - SOCKET STRAIGHT SHIELDED: NO LED: NO SHEATH MATERIAL: PUR HALOGEN: NO | 0
11053 | 1824570120 | SENSOR/ACTUATOR LINE CONNECTING LINE M8 / M8 N OF POLES : 3 1.2 M PIN STRAIGHT - SOCKET STRAIGHT SHIELDED: NO LED: NO SHEATH MATERIAL: PUR HALOGEN: NO | 0
11054 | 1824570150 | SENSOR/ACTUATOR LINE CONNECTING LINE M8 / M8 N OF POLES : 3 1.5 M PIN STRAIGHT - SOCKET STRAIGHT SHIELDED: NO LED: NO SHEATH MATERIAL: PUR HALOGEN: NO | 0
11055 | 1824570200 | SENSOR/ACTUATOR LINE CONNECTING LINE M8 / M8 N OF POLES : 3 2 M PIN STRAIGHT - SOCKET STRAIGHT SHIELDED: NO LED: NO SHEATH MATERIAL: PUR HALOGEN: NO | 0
11056 | 1824570250 | SENSOR/ACTUATOR LINE CONNECTING LINE M8 / M8 N OF POLES : 3 2.5 M PIN STRAIGHT - SOCKET STRAIGHT SHIELDED: NO LED: NO SHEATH MATERIAL: PUR HALOGEN: NO | 0
11057 | 1824570300 | SENSOR/ACTUATOR LINE CONNECTING LINE M8 / M8 N OF POLES : 3 3 M PIN STRAIGHT - SOCKET STRAIGHT SHIELDED: NO LED: NO SHEATH MATERIAL: PUR HALOGEN: NO | 0
11058 | 1824570350 | SENSOR/ACTUATOR LINE CONNECTING LINE M8 / M8 N OF POLES : 3 3.5 M PIN STRAIGHT - SOCKET STRAIGHT SHIELDED: NO LED: NO SHEATH MATERIAL: PUR HALOGEN: NO | 0
11059 | 1824570400 | SENSOR/ACTUATOR LINE CONNECTING LINE M8 / M8 N OF POLES : 3 4 M PIN STRAIGHT - SOCKET STRAIGHT SHIELDED: NO LED: NO SHEATH MATERIAL: PUR HALOGEN: NO | 0
11060 | 1824570450 | SENSOR/ACTUATOR LINE CONNECTING LINE M8 / M8 N OF POLES : 3 4.5 M PIN STRAIGHT - SOCKET STRAIGHT SHIELDED: NO LED: NO SHEATH MATERIAL: PUR HALOGEN: NO | 0
11061 | 1824570500 | SENSOR/ACTUATOR LINE CONNECTING LINE M8 / M8 N OF POLES : 3 5 M PIN STRAIGHT - SOCKET STRAIGHT SHIELDED: NO LED: NO SHEATH MATERIAL: PUR HALOGEN: NO | 0
11062 | 1824570750 | SENSOR/ACTUATOR LINE CONNECTING LINE M8 / M8 N OF POLES : 3 7.5 M PIN STRAIGHT - SOCKET STRAIGHT SHIELDED: NO LED: NO SHEATH MATERIAL: PUR HALOGEN: NO | 0
11063 | 1824571000 | SENSOR/ACTUATOR LINE CONNECTING LINE M8 / M8 N OF POLES : 3 10 M PIN STRAIGHT - SOCKET STRAIGHT SHIELDED: NO LED: NO SHEATH MATERIAL: PUR HALOGEN: NO | 0
11064 | 1824580030 | SENSOR/ACTUATOR LINE CONNECTING LINE M8 / M8 N OF POLES : 3 0.3 M PIN STRAIGHT - SOCKET 90° SHIELDED: NO LED: NO SHEATH MATERIAL: PUR HALOGEN: NO | 0
11065 | 1824580050 | SENSOR/ACTUATOR LINE CONNECTING LINE M8 / M8 N OF POLES : 3 0.5 M PIN STRAIGHT - SOCKET 90° SHIELDED: NO LED: NO SHEATH MATERIAL: PUR HALOGEN: NO | 0
11066 | 1824580100 | SENSOR/ACTUATOR LINE CONNECTING LINE M8 / M8 N OF POLES : 3 1 M PIN STRAIGHT - SOCKET 90° SHIELDED: NO LED: NO SHEATH MATERIAL: PUR HALOGEN: NO | 0
11067 | 1824580150 | SENSOR/ACTUATOR LINE CONNECTING LINE M8 / M8 N OF POLES : 3 1.5 M PIN STRAIGHT - SOCKET 90° SHIELDED: NO LED: NO SHEATH MATERIAL: PUR HALOGEN: NO | 0
11068 | 1824580200 | SENSOR/ACTUATOR LINE CONNECTING LINE M8 / M8 N OF POLES : 3 2 M PIN STRAIGHT - SOCKET 90° SHIELDED: NO LED: NO SHEATH MATERIAL: PUR HALOGEN: NO | 0
11069 | 1824580300 | SENSOR/ACTUATOR LINE CONNECTING LINE M8 / M8 N OF POLES : 3 3 M PIN STRAIGHT - SOCKET 90° SHIELDED: NO LED: NO SHEATH MATERIAL: PUR HALOGEN: NO | 0
11070 | 1824580500 | SENSOR/ACTUATOR LINE CONNECTING LINE M8 / M8 N OF POLES : 3 5 M PIN STRAIGHT - SOCKET 90° SHIELDED: NO LED: NO SHEATH MATERIAL: PUR HALOGEN: NO | 0
11071 | 1824581000 | SENSOR/ACTUATOR LINE CONNECTING LINE M8 / M8 N OF POLES : 3 10 M PIN STRAIGHT - SOCKET 90° SHIELDED: NO LED: NO SHEATH MATERIAL: PUR HALOGEN: NO | 0
11072 | 1824590010 | SENSOR/ACTUATOR LINE ONE END WITHOUT CONNECTOR M8 N OF POLES : 3 0.1 M PIN STRAIGHT SHIELDED: NO LED: NO SHEATH MATERIAL: PUR HALOGEN: NO | 0
11073 | 1824590150 | SENSOR/ACTUATOR LINE ONE END WITHOUT CONNECTOR M8 N OF POLES : 3 1.5 M PIN STRAIGHT SHIELDED: NO LED: NO SHEATH MATERIAL: PUR HALOGEN: NO | 0
11074 | 1824590200 | SENSOR/ACTUATOR LINE ONE END WITHOUT CONNECTOR M8 N OF POLES : 3 2 M PIN STRAIGHT SHIELDED: NO LED: NO SHEATH MATERIAL: PUR HALOGEN: NO | 0
11075 | 1824590300 | SENSOR/ACTUATOR LINE ONE END WITHOUT CONNECTOR M8 N OF POLES : 3 3 M PIN STRAIGHT SHIELDED: NO LED: NO SHEATH MATERIAL: PUR HALOGEN: NO | 0
11076 | 1824590500 | SENSOR/ACTUATOR LINE ONE END WITHOUT CONNECTOR M8 N OF POLES : 3 5 M PIN STRAIGHT SHIELDED: NO LED: NO SHEATH MATERIAL: PUR HALOGEN: NO | 0
11077 | 1824591000 | SENSOR/ACTUATOR LINE ONE END WITHOUT CONNECTOR M8 N OF POLES : 3 10 M PIN STRAIGHT SHIELDED: NO LED: NO SHEATH MATERIAL: PUR HALOGEN: NO | 0
11078 | 1824591500 | SENSOR/ACTUATOR LINE ONE END WITHOUT CONNECTOR M8 N OF POLES : 3 15 M PIN STRAIGHT SHIELDED: NO LED: NO SHEATH MATERIAL: PUR HALOGEN: NO | 0
11079 | 1826880000 | Y CONNECTOR M12 / M12 | 585
11080 | 1827010010 | SENSOR/ACTUATOR LINE ONE END WITHOUT CONNECTOR M8 N OF POLES : 3 0.1 M SOCKET ANGLED SHIELDED: NO LED: NO SHEATH MATERIAL: PUR HALOGEN: NO | 0
11081 | 1827010150 | SENSOR/ACTUATOR LINE ONE END WITHOUT CONNECTOR M8 N OF POLES : 3 1.5 M SOCKET ANGLED SHIELDED: NO LED: NO SHEATH MATERIAL: PUR HALOGEN: NO | 0
11082 | 1827010300 | SENSOR/ACTUATOR LINE ONE END WITHOUT CONNECTOR M8 N OF POLES : 3 3 M SOCKET ANGLED SHIELDED: NO LED: NO SHEATH MATERIAL: PUR HALOGEN: NO | 0
11083 | 1827010500 | SENSOR/ACTUATOR LINE ONE END WITHOUT CONNECTOR M8 N OF POLES : 3 5 M SOCKET ANGLED SHIELDED: NO LED: NO SHEATH MATERIAL: PUR HALOGEN: NO | 0
11084 | 1827011000 | SENSOR/ACTUATOR LINE ONE END WITHOUT CONNECTOR M8 N OF POLES : 3 10 M SOCKET ANGLED SHIELDED: NO LED: NO SHEATH MATERIAL: PUR HALOGEN: NO | 0
11085 | 1827020010 | SENSOR/ACTUATOR LINE ONE END WITHOUT CONNECTOR M8 N OF POLES : 3 0.1 M FEMALE SOCKET STRAIGHT SHIELDED: NO LED: NO SHEATH MATERIAL: PUR HALOGEN: NO | 0
11086 | 1827020150 | SENSOR/ACTUATOR LINE ONE END WITHOUT CONNECTOR M8 N OF POLES : 3 1.5 M FEMALE SOCKET STRAIGHT SHIELDED: NO LED: NO SHEATH MATERIAL: PUR HALOGEN: NO | 0
11087 | 1827020300 | SENSOR/ACTUATOR LINE ONE END WITHOUT CONNECTOR M8 N OF POLES : 3 3 M FEMALE SOCKET STRAIGHT SHIELDED: NO LED: NO SHEATH MATERIAL: PUR HALOGEN: NO | 0
11088 | 1827020500 | SENSOR/ACTUATOR LINE ONE END WITHOUT CONNECTOR M8 N OF POLES : 3 5 M FEMALE SOCKET STRAIGHT SHIELDED: NO LED: NO SHEATH MATERIAL: PUR HALOGEN: NO | 0
11089 | 1828610000 | SAI PASSIVE SENSOR-ACTUATOR PASSIVE DISTRIBUTOR M8 FIXED CABLE VERSION 10 M YES | 22
11090 | 1828620000 | SAI PASSIVE SENSOR-ACTUATOR PASSIVE DISTRIBUTOR M8 FIXED CABLE VERSION 5 M YES | 22
11091 | 1828630000 | SAI PASSIVE SENSOR-ACTUATOR PASSIVE DISTRIBUTOR M8 FIXED CABLE VERSION 10 M YES | 22
11092 | 1828640000 | SAI PASSIVE SENSOR-ACTUATOR PASSIVE DISTRIBUTOR M8 FIXED CABLE VERSION 5 M YES | 22
11093 | 1828650000 | SAI PASSIVE SENSOR-ACTUATOR PASSIVE DISTRIBUTOR M8 FIXED CABLE VERSION 10 M YES | 22
11094 | 1828660000 | SAI PASSIVE SENSOR-ACTUATOR PASSIVE DISTRIBUTOR M8 FIXED CABLE VERSION 5 M YES | 22
11095 | 1828670000 | SAI PASSIVE SENSOR-ACTUATOR PASSIVE DISTRIBUTOR M8 FIXED CABLE VERSION 10 M YES | 22
11096 | 1828680000 | SAI PASSIVE SENSOR-ACTUATOR PASSIVE DISTRIBUTOR M8 FIXED CABLE VERSION 5 M YES | 22
11097 | 1828690000 | SAI PASSIVE SENSOR-ACTUATOR PASSIVE DISTRIBUTOR M8 FIXED CABLE VERSION 10 M YES | 22
11098 | 1828700000 | SAI PASSIVE SENSOR-ACTUATOR PASSIVE DISTRIBUTOR M8 FIXED CABLE VERSION 5 M YES | 22
11099 | 1828710000 | SAI PASSIVE SENSOR-ACTUATOR PASSIVE DISTRIBUTOR M8 FIXED CABLE VERSION 10 M YES | 22
11100 | 1828720000 | SAI PASSIVE SENSOR-ACTUATOR PASSIVE DISTRIBUTOR M8 FIXED CABLE VERSION 5 M YES | 22
11101 | 1828730000 | SAI PASSIVE SENSOR-ACTUATOR PASSIVE DISTRIBUTOR M8 WITH M12 OUTLET 8-POLE A-CODED YES | 22
11102 | 1828740000 | SAI PASSIVE SENSOR-ACTUATOR PASSIVE DISTRIBUTOR M8 WITH M12 OUTLET 8-POLE A-CODED YES | 22
11103 | 1831020000 | SENSOR-ACTUATOR PASSIVE DISTRIBUTOR M12 WITH M16 OUTLET 19-POLE YES | 22
11104 | 1836910000 | BUILT-IN PLUGS M12 FEMALE SOCKET STRAIGHT M 16 N OF POLES: 5 0.5 M FRONT MOUNTING | 122
11105 | 1836960000 | SOCKETS PREFABRICATED TO CUSTOMER SPEC. M12 FEMALE SOCKET STRAIGHT | 35
11106 | 1836970000 | PLUGS PREFABRICATED TO CUSTOMER SPEC. M12 PIN STRAIGHT | 57
11107 | 1837560000 | PLUGS PREFABRICATED TO CUSTOMER SPEC. M12 PIN 90° | 88
11108 | 1845120150 | VALVE PLUG WITH INTEGRAL SEAL ONE END WITHOUT CONNECTOR - VALVE PLUG A | 61
11109 | 1845120300 | VALVE PLUG WITH INTEGRAL SEAL ONE END WITHOUT CONNECTOR - VALVE PLUG A | 61
11110 | 1845120500 | VALVE PLUG WITH INTEGRAL SEAL ONE END WITHOUT CONNECTOR - VALVE PLUG A | 61
11111 | 1845121000 | VALVE PLUG WITH INTEGRAL SEAL ONE END WITHOUT CONNECTOR - VALVE PLUG A | 61
11112 | 1845130150 | VALVE PLUG WITH INTEGRAL SEAL ONE END WITHOUT CONNECTOR - VALVE PLUG A | 61
11113 | 1845130300 | VALVE PLUG WITH INTEGRAL SEAL ONE END WITHOUT CONNECTOR - VALVE PLUG A | 61
11114 | 1845130500 | VALVE PLUG WITH INTEGRAL SEAL ONE END WITHOUT CONNECTOR - VALVE PLUG A | 61
11115 | 1845131000 | VALVE PLUG WITH INTEGRAL SEAL ONE END WITHOUT CONNECTOR - VALVE PLUG A | 61
11116 | 1845140150 | VALVE PLUG WITH INTEGRAL SEAL ONE END WITHOUT CONNECTOR - VALVE PLUG B | 61
11117 | 1845140300 | VALVE PLUG WITH INTEGRAL SEAL ONE END WITHOUT CONNECTOR - VALVE PLUG B | 61
11118 | 1845140500 | VALVE PLUG WITH INTEGRAL SEAL ONE END WITHOUT CONNECTOR - VALVE PLUG B | 61
11119 | 1845141000 | VALVE PLUG WITH INTEGRAL SEAL ONE END WITHOUT CONNECTOR - VALVE PLUG B | 61
11120 | 1845160150 | VALVE PLUG WITH INTEGRAL SEAL ONE END WITHOUT CONNECTOR - VALVE PLUG BD | 61
11121 | 1845160300 | VALVE PLUG WITH INTEGRAL SEAL ONE END WITHOUT CONNECTOR - VALVE PLUG BD | 61
11122 | 1845160500 | VALVE PLUG WITH INTEGRAL SEAL ONE END WITHOUT CONNECTOR - VALVE PLUG BD | 61
11123 | 1845161000 | VALVE PLUG WITH INTEGRAL SEAL ONE END WITHOUT CONNECTOR - VALVE PLUG BD | 61
11124 | 1845180150 | VALVE PLUG WITH INTEGRAL SEAL ONE END WITHOUT CONNECTOR - VALVE PLUG C | 61
11125 | 1845180300 | VALVE PLUG WITH INTEGRAL SEAL ONE END WITHOUT CONNECTOR - VALVE PLUG C | 61
11126 | 1845180500 | VALVE PLUG WITH INTEGRAL SEAL ONE END WITHOUT CONNECTOR - VALVE PLUG C | 61
11127 | 1845181000 | VALVE PLUG WITH INTEGRAL SEAL ONE END WITHOUT CONNECTOR - VALVE PLUG C | 61
11128 | 1845200150 | VALVE PLUG WITH INTEGRAL SEAL ONE END WITHOUT CONNECTOR - VALVE PLUG CD | 61
11129 | 1845200300 | VALVE PLUG WITH INTEGRAL SEAL ONE END WITHOUT CONNECTOR - VALVE PLUG CD | 61
11130 | 1845200500 | VALVE PLUG WITH INTEGRAL SEAL ONE END WITHOUT CONNECTOR - VALVE PLUG CD | 61
11131 | 1845201000 | VALVE PLUG WITH INTEGRAL SEAL ONE END WITHOUT CONNECTOR - VALVE PLUG CD | 61
11132 | 1847560000 | SENSOR-ACTUATOR PASSIVE DISTRIBUTOR M12 BACKPLANE BUSHING BL 3.5 YES | 791
11133 | 1847920000 | SENSOR-ACTUATOR PASSIVE DISTRIBUTOR PUSH-PULL M12 WITH M23 OUTLET 12-POLE YES | 791
11134 | 1847960000 | SENSOR-ACTUATOR PASSIVE DISTRIBUTOR PUSH-PULL M12 WITH M23 OUTLET 12-POLE YES | 791
11135 | 1847970000 | SENSOR-ACTUATOR PASSIVE DISTRIBUTOR PUSH-PULL M12 WITH M23 OUTLET 19-POLE YES | 791
11136 | 1847980000 | SENSOR-ACTUATOR PASSIVE DISTRIBUTOR PUSH-PULL M12 FIXED CABLE VERSION 10 M YES | 22
11137 | 1848040000 | SENSOR-ACTUATOR PASSIVE DISTRIBUTOR PUSH-PULL M12 WITH M23 OUTLET 19-POLE YES | 791
11138 | 1849670000 | SAI PASSIVE SENSOR-ACTUATOR PASSIVE DISTRIBUTOR M8 FIXED CABLE VERSION 10 M YES | 22
11139 | 1849680000 | SAI PASSIVE SENSOR-ACTUATOR PASSIVE DISTRIBUTOR M8 FIXED CABLE VERSION 5 M YES | 22
11140 | 1849690000 | SAI PASSIVE SENSOR-ACTUATOR PASSIVE DISTRIBUTOR M8 FIXED CABLE VERSION 10 M YES | 22
11141 | 1849700000 | SAI PASSIVE SENSOR-ACTUATOR PASSIVE DISTRIBUTOR M8 FIXED CABLE VERSION 5 M YES | 22
11142 | 1852720000 | PLUGS PREFABRICATED TO CUSTOMER SPEC. M12 PIN STRAIGHT | 57
11143 | 1852730000 | SOCKETS PREFABRICATED TO CUSTOMER SPEC. M12 FEMALE SOCKET STRAIGHT | 35
11144 | 1852740000 | PLUGS PREFABRICATED TO CUSTOMER SPEC. M12 PIN STRAIGHT | 57
11145 | 1856110000 | BUILT-IN PLUGS M12 FEMALE SOCKET STRAIGHT M 16 N OF POLES: 5 0.5 M FRONT MOUNTING | 122
11146 | 1856120000 | BUILT-IN PLUGS M12 PIN STRAIGHT PG 9 N OF POLES: 5 0.5 M FRONT MOUNTING | 832
11147 | 1856130000 | BUILT-IN PLUGS M8 THREAD FEMALE SOCKET STRAIGHT M 8 N OF POLES: 3 0.5 M | 122
11148 | 1856140000 | BUILT-IN PLUGS M8 THREAD FEMALE SOCKET STRAIGHT M 8 N OF POLES: 4 0.5 M | 122
11149 | 1857550010 | SENSOR/ACTUATOR LINE ONE END WITHOUT CONNECTOR M8 N OF POLES : 3 0.1 M PIN 90° SHIELDED: NO LED: NO SHEATH MATERIAL: PUR HALOGEN: NO | 0
11150 | 1857550150 | SENSOR/ACTUATOR LINE ONE END WITHOUT CONNECTOR M8 N OF POLES : 3 1.5 M PIN 90° SHIELDED: NO LED: NO SHEATH MATERIAL: PUR HALOGEN: NO | 0
11151 | 1857550300 | SENSOR/ACTUATOR LINE ONE END WITHOUT CONNECTOR M8 N OF POLES : 3 3 M PIN 90° SHIELDED: NO LED: NO SHEATH MATERIAL: PUR HALOGEN: NO | 0
11152 | 1857550500 | SENSOR/ACTUATOR LINE ONE END WITHOUT CONNECTOR M8 N OF POLES : 3 5 M PIN 90° SHIELDED: NO LED: NO SHEATH MATERIAL: PUR HALOGEN: NO | 0
11153 | 1857551000 | SENSOR/ACTUATOR LINE ONE END WITHOUT CONNECTOR M8 N OF POLES : 3 10 M PIN 90° SHIELDED: NO LED: NO SHEATH MATERIAL: PUR HALOGEN: NO | 0
11154 | 1857560150 | SENSOR/ACTUATOR LINE ONE END WITHOUT CONNECTOR M8 N OF POLES : 4 1.5 M PIN 90° SHIELDED: NO LED: NO SHEATH MATERIAL: PUR HALOGEN: NO | 0
11155 | 1857560300 | SENSOR/ACTUATOR LINE ONE END WITHOUT CONNECTOR M8 N OF POLES : 4 3 M PIN 90° SHIELDED: NO LED: NO SHEATH MATERIAL: PUR HALOGEN: NO | 0
11156 | 1857660300 | SENSOR/ACTUATOR LINE CONNECTING LINE M8 / M8 N OF POLES : 4 3 M PIN STRAIGHT - SOCKET 90° SHIELDED: NO LED: NO SHEATH MATERIAL: PUR HALOGEN: NO | 0
11157 | 1857660500 | SENSOR/ACTUATOR LINE CONNECTING LINE M8 / M8 N OF POLES : 4 5 M PIN STRAIGHT - SOCKET 90° SHIELDED: NO LED: NO SHEATH MATERIAL: PUR HALOGEN: NO | 0
11158 | 1857661000 | SENSOR/ACTUATOR LINE CONNECTING LINE M8 / M8 N OF POLES : 4 10 M PIN STRAIGHT - SOCKET 90° SHIELDED: NO LED: NO SHEATH MATERIAL: PUR HALOGEN: NO | 0
11159 | 1857670034 | SENSOR/ACTUATOR LINE CONNECTING LINE M8 / M8 N OF POLES : 3 0.3 M PIN 90° - SOCKET 90° SHIELDED: NO LED: NO SHEATH MATERIAL: PUR HALOGEN: NO | 0
11160 | 1857670150 | SENSOR/ACTUATOR LINE CONNECTING LINE M8 / M8 N OF POLES : 3 1.5 M PIN 90° - SOCKET 90° SHIELDED: NO LED: NO SHEATH MATERIAL: PUR HALOGEN: NO | 0
11161 | 1857670300 | SENSOR/ACTUATOR LINE CONNECTING LINE M8 / M8 N OF POLES : 3 3 M PIN 90° - SOCKET 90° SHIELDED: NO LED: NO SHEATH MATERIAL: PUR HALOGEN: NO | 0
11162 | 1857670500 | SENSOR/ACTUATOR LINE CONNECTING LINE M8 / M8 N OF POLES : 3 5 M PIN 90° - SOCKET 90° SHIELDED: NO LED: NO SHEATH MATERIAL: PUR HALOGEN: NO | 0
11163 | 1857671000 | SENSOR/ACTUATOR LINE CONNECTING LINE M8 / M8 N OF POLES : 3 10 M PIN 90° - SOCKET 90° SHIELDED: NO LED: NO SHEATH MATERIAL: PUR HALOGEN: NO | 0
11164 | 1857680150 | SENSOR/ACTUATOR LINE CONNECTING LINE M8 / M8 N OF POLES : 4 1.5 M PIN 90° - SOCKET 90° SHIELDED: NO LED: NO SHEATH MATERIAL: PUR HALOGEN: NO | 0
11165 | 1857680300 | SENSOR/ACTUATOR LINE CONNECTING LINE M8 / M8 N OF POLES : 4 3 M PIN 90° - SOCKET 90° SHIELDED: NO LED: NO SHEATH MATERIAL: PUR HALOGEN: NO | 0
11166 | 1857680500 | SENSOR/ACTUATOR LINE CONNECTING LINE M8 / M8 N OF POLES : 4 5 M PIN 90° - SOCKET 90° SHIELDED: NO LED: NO SHEATH MATERIAL: PUR HALOGEN: NO | 0
11167 | 1857681000 | SENSOR/ACTUATOR LINE CONNECTING LINE M8 / M8 N OF POLES : 4 10 M PIN 90° - SOCKET 90° SHIELDED: NO LED: NO SHEATH MATERIAL: PUR HALOGEN: NO | 0
11168 | 1857690150 | VALVE PLUG 90° PLUG - VALVE PLUG A | 147
11169 | 1857690300 | VALVE PLUG 90° PLUG - VALVE PLUG A | 147
11170 | 1857690500 | VALVE PLUG 90° PLUG - VALVE PLUG A | 147
11171 | 1857700150 | VALVE PLUG 90° PLUG - VALVE PLUG B | 147
11172 | 1857700300 | VALVE PLUG 90° PLUG - VALVE PLUG B | 147
11173 | 1857700500 | VALVE PLUG 90° PLUG - VALVE PLUG B | 147
11174 | 1857701000 | VALVE PLUG 90° PLUG - VALVE PLUG B | 147
11175 | 1857710150 | VALVE PLUG 90° PLUG - VALVE PLUG BD | 147
11176 | 1857710300 | VALVE PLUG 90° PLUG - VALVE PLUG BD | 147
11177 | 1857710500 | VALVE PLUG 90° PLUG - VALVE PLUG BD | 147
11178 | 1857711000 | VALVE PLUG 90° PLUG - VALVE PLUG BD | 147
11179 | 1857720150 | VALVE PLUG 90° PLUG - VALVE PLUG C | 147
11180 | 1857720300 | VALVE PLUG 90° PLUG - VALVE PLUG C | 147
11181 | 1857720500 | VALVE PLUG 90° PLUG - VALVE PLUG C | 147
11182 | 1857721000 | VALVE PLUG 90° PLUG - VALVE PLUG C | 147
11183 | 1857730150 | VALVE PLUG 90° PLUG - VALVE PLUG CD | 147
11184 | 1857730300 | VALVE PLUG 90° PLUG - VALVE PLUG CD | 147
11185 | 1857730500 | VALVE PLUG 90° PLUG - VALVE PLUG CD | 147
11186 | 1857731000 | VALVE PLUG 90° PLUG - VALVE PLUG CD | 147
11187 | 1859120000 | SENSOR-ACTUATOR PASSIVE DISTRIBUTOR PUSH-PULL M12 WITH M23 OUTLET 12-POLE YES | 791
11188 | 1859130000 | SENSOR-ACTUATOR PASSIVE DISTRIBUTOR PUSH-PULL M12 WITH M23 OUTLET 19-POLE YES | 791
11189 | 1859140000 | SENSOR-ACTUATOR PASSIVE DISTRIBUTOR PUSH-PULL M12 WITH M23 OUTLET 19-POLE YES | 791
11190 | 1861090000 | BUILT-IN PLUGS M12 PIN STRAIGHT M 16 N OF POLES: 4 0.5 M FRONT MOUNTING | 30
11191 | 1861110000 | BUILT-IN PLUGS M12 PIN STRAIGHT M 16 N OF POLES: 8 0.5 M FRONT MOUNTING | 30
11192 | 1861120000 | BUILT-IN PLUGS M12 FEMALE SOCKET STRAIGHT M 16 N OF POLES: 4 0.5 M FRONT MOUNTING | 122
11193 | 1861160000 | BUILT-IN PLUGS M12 PIN STRAIGHT M 16 N OF POLES: 4 0.5 M FRONT MOUNTING | 30
11194 | 1861170000 | BUILT-IN PLUGS M12 PIN STRAIGHT M 16 N OF POLES: 5 0.5 M FRONT MOUNTING | 30
11195 | 1861180000 | BUILT-IN PLUGS M12 PIN STRAIGHT M 16 N OF POLES: 8 0.5 M FRONT MOUNTING | 30
11196 | 1861190000 | BUILT-IN PLUGS M12 FEMALE SOCKET STRAIGHT M 16 N OF POLES: 4 0.5 M FRONT MOUNTING | 122
11197 | 1861210000 | BUILT-IN PLUGS M12 FEMALE SOCKET STRAIGHT M 16 N OF POLES: 8 0.5 M FRONT MOUNTING | 122
11198 | 1861220000 | BUILT-IN PLUGS M12 PIN STRAIGHT PG 9 N OF POLES: 4 0.5 M FRONT MOUNTING | 832
11199 | 1861230000 | BUILT-IN PLUGS M12 PIN STRAIGHT M 16 N OF POLES: 5 0.5 M FRONT MOUNTING | 30
11200 | 1861240000 | BUILT-IN PLUGS M12 PIN STRAIGHT PG 9 N OF POLES: 8 0.5 M FRONT MOUNTING | 832
11201 | 1861250000 | BUILT-IN PLUGS M12 FEMALE SOCKET STRAIGHT PG 9 N OF POLES: 4 0.5 M FRONT MOUNTING | 122
11202 | 1861270000 | BUILT-IN PLUGS M12 FEMALE SOCKET STRAIGHT PG 9 N OF POLES: 8 0.5 M FRONT MOUNTING | 122
11203 | 1861280000 | BUILT-IN PLUGS M8 SNAP PIN STRAIGHT M 8 N OF POLES: 3 0.5 M | 331
11204 | 1861290000 | BUILT-IN PLUGS M8 SNAP PIN STRAIGHT M 8 N OF POLES: 4 0.5 M | 331
11205 | 1861540000 | SENSOR-ACTUATOR PASSIVE DISTRIBUTOR PUSH-PULL M12 WITH M23 OUTLET 19-POLE NO | 1143
11206 | 1861580000 | SENSOR-ACTUATOR PASSIVE DISTRIBUTOR PUSH-PULL M12 WITH M23 OUTLET 19-POLE NO | 1143
11207 | 1862200000 | BOLTING TOOL | 232
11208 | 1864730000 | PLUGS PREFABRICATED TO CUSTOMER SPEC. M12 PIN STRAIGHT | 57
11209 | 1864740000 | SOCKETS PREFABRICATED TO CUSTOMER SPEC. M12 FEMALE SOCKET STRAIGHT | 35
11210 | 1865310000 | SAI PASSIVE SENSOR-ACTUATOR PASSIVE DISTRIBUTOR M12 FIXED CABLE VERSION 5 M YES | 22
11211 | 1865870300 | SENSOR/ACTUATOR LINE ONE END WITHOUT CONNECTOR M12 N OF POLES : 8 3 M FEMALE SOCKET STRAIGHT SHIELDED: NO LED: NO SHEATH MATERIAL: PUR HALOGEN: NO | 0
11212 | 1865870500 | SENSOR/ACTUATOR LINE ONE END WITHOUT CONNECTOR M12 N OF POLES : 8 5 M FEMALE SOCKET STRAIGHT SHIELDED: NO LED: NO SHEATH MATERIAL: PUR HALOGEN: NO | 0
11213 | 1865871000 | SENSOR/ACTUATOR LINE ONE END WITHOUT CONNECTOR M12 N OF POLES : 8 10 M FEMALE SOCKET STRAIGHT SHIELDED: NO LED: NO SHEATH MATERIAL: PUR HALOGEN: NO | 0
11214 | 1865871500 | SENSOR/ACTUATOR LINE ONE END WITHOUT CONNECTOR M12 N OF POLES : 8 15 M FEMALE SOCKET STRAIGHT SHIELDED: NO LED: NO SHEATH MATERIAL: PUR HALOGEN: NO | 0
11215 | 1867410500 | SENSOR/ACTUATOR LINE ONE END WITHOUT CONNECTOR M12 N OF POLES : 3 5 M FEMALE SOCKET STRAIGHT SHIELDED: YES LED: NO SHEATH MATERIAL: PUR HALOGEN: NO | 0
11216 | 1867411000 | SENSOR/ACTUATOR LINE ONE END WITHOUT CONNECTOR M12 N OF POLES : 3 10 M FEMALE SOCKET STRAIGHT SHIELDED: YES LED: NO SHEATH MATERIAL: PUR HALOGEN: NO | 0
11217 | 1868350000 | SENSOR-ACTUATOR PASSIVE DISTRIBUTOR M12 HOOD VERSION EX NO | 22
11218 | 1868360000 | SENSOR-ACTUATOR PASSIVE DISTRIBUTOR M12 HOOD VERSION EX YES | 22
11219 | 1868370000 | SENSOR-ACTUATOR PASSIVE DISTRIBUTOR M12 HOOD VERSION EX YES | 22
11220 | 1871680000 | SAI PASSIVE SENSOR-ACTUATOR PASSIVE DISTRIBUTOR M8 WITH M12 OUTLET 12-POLE A-CODED YES | 22
11221 | 1872460000 | SENSOR-ACTUATOR PASSIVE DISTRIBUTOR PUSH-PULL M12 BAYONET JOINT WITH FEMALE CONNECTOR AT REAR WITH M23 OUTLET 19-POLE YES | 1082
11222 | 1873030000 | BUILT-IN PLUGS M5 PIN STRAIGHT M 5 N OF POLES: 4 0.2 M | 331
11223 | 1873040000 | BUILT-IN PLUGS M5 FEMALE SOCKET STRAIGHT M 5 N OF POLES: 4 0.2 M | 122
11224 | 1873050000 | BUILT-IN PLUGS M5 PIN STRAIGHT M 5 N OF POLES: 3 0.2 M | 331
11225 | 1873060000 | BUILT-IN PLUGS M5 FEMALE SOCKET STRAIGHT M 5 N OF POLES: 3 0.2 M | 122
11226 | 1873070000 | VALVE PLUG SOCKET ANGLED | 192
11227 | 1873080000 | VALVE PLUG SOCKET ANGLED | 192
11228 | 1873090000 | VALVE PLUG SOCKET ANGLED | 192
11229 | 1873100000 | VALVE PLUG SOCKET ANGLED | 192
11230 | 1873110000 | VALVE PLUG SOCKET ANGLED | 192
11231 | 1873120000 | VALVE PLUG SOCKET ANGLED | 192
11232 | 1873130000 | VALVE PLUG SOCKET ANGLED | 192
11233 | 1873140000 | VALVE PLUG SOCKET ANGLED | 192
11234 | 1873150000 | VALVE PLUG SOCKET ANGLED | 192
11235 | 1873160000 | VALVE PLUG SOCKET ANGLED | 192
11236 | 1873170000 | VALVE PLUG SOCKET ANGLED | 192
11237 | 1873180000 | VALVE PLUG SOCKET ANGLED | 192
11238 | 1873190000 | VALVE PLUG SOCKET ANGLED | 192
11239 | 1873200000 | VALVE PLUG SOCKET ANGLED | 192
11240 | 1873210000 | VALVE PLUG SOCKET ANGLED | 192
11241 | 1873220000 | VALVE PLUG SOCKET ANGLED | 192
11242 | 1873230000 | VALVE PLUG SOCKET ANGLED | 192
11243 | 1873300010 | BUS LINE ONE END WITHOUT CONNECTOR M12 N OF POLES: 2 0.1 M PIN STRAIGHT SHIELDED: YES LED: NO SHEATH MATERIAL: PUR HALOGEN: NO | 0
11244 | 1873300050 | BUS LINE ONE END WITHOUT CONNECTOR M12 N OF POLES: 2 0.5 M PIN STRAIGHT SHIELDED: YES LED: NO SHEATH MATERIAL: PUR HALOGEN: NO | 0
11245 | 1873300150 | BUS LINE ONE END WITHOUT CONNECTOR M12 N OF POLES: 2 1.5 M PIN STRAIGHT SHIELDED: YES LED: NO SHEATH MATERIAL: PUR HALOGEN: NO | 0
11246 | 1873300300 | BUS LINE ONE END WITHOUT CONNECTOR M12 N OF POLES: 2 3 M PIN STRAIGHT SHIELDED: YES LED: NO SHEATH MATERIAL: PUR HALOGEN: NO | 0
11247 | 1873300500 | BUS LINE ONE END WITHOUT CONNECTOR M12 N OF POLES: 2 5 M PIN STRAIGHT SHIELDED: YES LED: NO SHEATH MATERIAL: PUR HALOGEN: NO | 0
11248 | 1873301000 | BUS LINE ONE END WITHOUT CONNECTOR M12 N OF POLES: 2 10 M PIN STRAIGHT SHIELDED: YES LED: NO SHEATH MATERIAL: PUR HALOGEN: NO | 0
11249 | 1873302000 | BUS LINE ONE END WITHOUT CONNECTOR M12 N OF POLES: 2 20 M PIN STRAIGHT SHIELDED: YES LED: NO SHEATH MATERIAL: PUR HALOGEN: NO | 0
11250 | 1873310030 | BUS LINE CONNECTING LINE M12 / M12 N OF POLES: 2 0.3 M PIN STRAIGHT - SOCKET STRAIGHT SHIELDED: YES LED: NO SHEATH MATERIAL: PUR HALOGEN: NO | 0
11251 | 1873310050 | BUS LINE CONNECTING LINE M12 / M12 N OF POLES: 2 0.5 M PIN STRAIGHT - SOCKET STRAIGHT SHIELDED: YES LED: NO SHEATH MATERIAL: PUR HALOGEN: NO | 0
11252 | 1873310070 | BUS LINE CONNECTING LINE M12 / M12 N OF POLES: 2 0.7 M PIN STRAIGHT - SOCKET STRAIGHT SHIELDED: YES LED: NO SHEATH MATERIAL: PUR HALOGEN: NO | 0
11253 | 1873310100 | BUS LINE CONNECTING LINE M12 / M12 N OF POLES: 2 1 M PIN STRAIGHT - SOCKET STRAIGHT SHIELDED: YES LED: NO SHEATH MATERIAL: PUR HALOGEN: NO | 0
11254 | 1873310150 | BUS LINE CONNECTING LINE M12 / M12 N OF POLES: 2 1.5 M PIN STRAIGHT - SOCKET STRAIGHT SHIELDED: YES LED: NO SHEATH MATERIAL: PUR HALOGEN: NO | 0
11255 | 1873310300 | BUS LINE CONNECTING LINE M12 / M12 N OF POLES: 2 3 M PIN STRAIGHT - SOCKET STRAIGHT SHIELDED: YES LED: NO SHEATH MATERIAL: PUR HALOGEN: NO | 0
11256 | 1873310350 | BUS LINE CONNECTING LINE M12 / M12 N OF POLES: 2 3.5 M PIN STRAIGHT - SOCKET STRAIGHT SHIELDED: YES LED: NO SHEATH MATERIAL: PUR HALOGEN: NO | 0
11257 | 1873310450 | BUS LINE CONNECTING LINE M12 / M12 N OF POLES: 2 4.5 M PIN STRAIGHT - SOCKET STRAIGHT SHIELDED: YES LED: NO SHEATH MATERIAL: PUR HALOGEN: NO | 0
11258 | 1873310500 | BUS LINE CONNECTING LINE M12 / M12 N OF POLES: 2 5 M PIN STRAIGHT - SOCKET STRAIGHT SHIELDED: YES LED: NO SHEATH MATERIAL: PUR HALOGEN: NO | 0
11259 | 1873310700 | BUS LINE CONNECTING LINE M12 / M12 N OF POLES: 2 7 M PIN STRAIGHT - SOCKET STRAIGHT SHIELDED: YES LED: NO SHEATH MATERIAL: PUR HALOGEN: NO | 0
11260 | 1873311000 | BUS LINE CONNECTING LINE M12 / M12 N OF POLES: 2 10 M PIN STRAIGHT - SOCKET STRAIGHT SHIELDED: YES LED: NO SHEATH MATERIAL: PUR HALOGEN: NO | 0
11261 | 1873311500 | BUS LINE CONNECTING LINE M12 / M12 N OF POLES: 2 15 M PIN STRAIGHT - SOCKET STRAIGHT SHIELDED: YES LED: NO SHEATH MATERIAL: PUR HALOGEN: NO | 0
11262 | 1873312000 | BUS LINE CONNECTING LINE M12 / M12 N OF POLES: 2 20 M PIN STRAIGHT - SOCKET STRAIGHT SHIELDED: YES LED: NO SHEATH MATERIAL: PUR HALOGEN: NO | 0
11263 | 1873313000 | BUS LINE CONNECTING LINE M12 / M12 N OF POLES: 2 30 M PIN STRAIGHT - SOCKET STRAIGHT SHIELDED: YES LED: NO SHEATH MATERIAL: PUR HALOGEN: NO | 0
11264 | 1873314000 | BUS LINE CONNECTING LINE M12 / M12 N OF POLES: 2 40 M PIN STRAIGHT - SOCKET STRAIGHT SHIELDED: YES LED: NO SHEATH MATERIAL: PUR HALOGEN: NO | 0
11265 | 1873320010 | BUS LINE ONE END WITHOUT CONNECTOR M12 N OF POLES: 2 0.1 M FEMALE SOCKET STRAIGHT SHIELDED: YES LED: NO SHEATH MATERIAL: PUR HALOGEN: NO | 0
11266 | 1873320050 | BUS LINE ONE END WITHOUT CONNECTOR M12 N OF POLES: 2 0.5 M FEMALE SOCKET STRAIGHT SHIELDED: YES LED: NO SHEATH MATERIAL: PUR HALOGEN: NO | 0
11267 | 1873320150 | BUS LINE ONE END WITHOUT CONNECTOR M12 N OF POLES: 2 1.5 M FEMALE SOCKET STRAIGHT SHIELDED: YES LED: NO SHEATH MATERIAL: PUR HALOGEN: NO | 0
11268 | 1873320200 | BUS LINE ONE END WITHOUT CONNECTOR M12 N OF POLES: 2 2 M FEMALE SOCKET STRAIGHT SHIELDED: YES LED: NO SHEATH MATERIAL: PUR HALOGEN: NO | 0
11269 | 1873320300 | BUS LINE ONE END WITHOUT CONNECTOR M12 N OF POLES: 2 3 M FEMALE SOCKET STRAIGHT SHIELDED: YES LED: NO SHEATH MATERIAL: PUR HALOGEN: NO | 0
11270 | 1873320500 | BUS LINE ONE END WITHOUT CONNECTOR M12 N OF POLES: 2 5 M FEMALE SOCKET STRAIGHT SHIELDED: YES LED: NO SHEATH MATERIAL: PUR HALOGEN: NO | 0
11271 | 1873321000 | BUS LINE ONE END WITHOUT CONNECTOR M12 N OF POLES: 2 10 M FEMALE SOCKET STRAIGHT SHIELDED: YES LED: NO SHEATH MATERIAL: PUR HALOGEN: NO | 0
11272 | 1873321500 | BUS LINE ONE END WITHOUT CONNECTOR M12 N OF POLES: 2 15 M FEMALE SOCKET STRAIGHT SHIELDED: YES LED: NO SHEATH MATERIAL: PUR HALOGEN: NO | 0
11273 | 1873322000 | BUS LINE ONE END WITHOUT CONNECTOR M12 N OF POLES: 2 20 M FEMALE SOCKET STRAIGHT SHIELDED: YES LED: NO SHEATH MATERIAL: PUR HALOGEN: NO | 0
11274 | 1873323000 | BUS LINE ONE END WITHOUT CONNECTOR M12 N OF POLES: 2 30 M FEMALE SOCKET STRAIGHT SHIELDED: YES LED: NO SHEATH MATERIAL: PUR HALOGEN: NO | 0
11275 | 1873520000 | HDC INSERT FEMALE 500 V 24 A N OF POLES: 6 PUSH IN SIZE: 3 | 130
11276 | 1873530000 | HDC INSERT MALE 500 V 24 A N OF POLES: 6 PUSH IN SIZE: 3 | 130
11277 | 1873540000 | HDC INSERT FEMALE 500 V 16 A N OF POLES: 10 PUSH IN SIZE: 4 | 130
11278 | 1873550000 | HDC INSERT MALE 500 V 16 A N OF POLES: 10 PUSH IN SIZE: 4 | 130
11279 | 1873560000 | HDC INSERT FEMALE 500 V 16 A N OF POLES: 16 PUSH IN SIZE: 6 | 130
11280 | 1873570000 | HDC INSERT MALE 500 V 16 A N OF POLES: 16 PUSH IN SIZE: 6 | 130
11281 | 1873580000 | HDC INSERT FEMALE 500 V 16 A N OF POLES: 24 PUSH IN SIZE: 8 | 130
11282 | 1873590000 | HDC INSERT MALE 500 V 16 A N OF POLES: 24 PUSH IN SIZE: 8 | 130
11283 | 1873860000 | HDC INSERT FEMALE 250 V 16 A N OF POLES: 10 CRIMP CONNECTION SIZE: 2 | 25
11284 | 1873870000 | HDC INSERT MALE 250 V 16 A N OF POLES: 10 CRIMP CONNECTION SIZE: 2 | 25
11285 | 1873880000 | HDC INSERT FEMALE 250 V 16 A N OF POLES: 16 CRIMP CONNECTION SIZE: 5 | 25
11286 | 1875540000 | HDC INSERT FEMALE 250 V 16 A N OF POLES: 16 CRIMP CONNECTION SIZE: 5 | 25
11287 | 1875620000 | HDC INSERT MALE 250 V 16 A N OF POLES: 16 CRIMP CONNECTION SIZE: 5 | 25
11288 | 1875740000 | HDC INSERT FEMALE 500 V 16 A N OF POLES: 16 PUSH IN SIZE: 6 | 130
11289 | 1875800000 | HDC INSERT MALE 500 V 16 A N OF POLES: 16 PUSH IN SIZE: 6 | 130
11290 | 1875850000 | HDC INSERT FEMALE 500 V 16 A N OF POLES: 24 PUSH IN SIZE: 8 | 130
11291 | 1875890000 | HDC INSERT MALE 500 V 16 A N OF POLES: 24 PUSH IN SIZE: 8 | 130
11292 | 1876040000 | HDC INSERT FEMALE 250 V 16 A N OF POLES: 16 CRIMP CONNECTION SIZE: 5 | 25
11293 | 1877250060 | SENSOR/ACTUATOR LINE CONNECTING LINE M8 / M8 N OF POLES : 3 0.6 M PIN STRAIGHT - SOCKET 90° SHIELDED: NO LED: YES SHEATH MATERIAL: PUR HALOGEN: NO | 0
11294 | 1880470030 | SENSOR/ACTUATOR LINE CONNECTING LINE N OF POLES : 4 0.3 M SHIELDED: NO LED: NO SHEATH MATERIAL: PUR HALOGEN: NO | 0
11295 | 1880470400 | SENSOR/ACTUATOR LINE CONNECTING LINE M8 / M8 N OF POLES : 4 4 M PIN STRAIGHT - SOCKET STRAIGHT SHIELDED: NO LED: NO SHEATH MATERIAL: PUR HALOGEN: NO | 0
11296 | 1880470750 | SENSOR/ACTUATOR LINE CONNECTING LINE M8 / M8 N OF POLES : 4 7.5 M PIN STRAIGHT - SOCKET STRAIGHT SHIELDED: NO LED: NO SHEATH MATERIAL: PUR HALOGEN: NO | 0
11297 | 1890520050 | SENSOR/ACTUATOR LINE ONE END WITHOUT CONNECTOR M12 N OF POLES : 8 0.5 M FEMALE SOCKET STRAIGHT SHIELDED: YES LED: NO SHEATH MATERIAL: PUR HALOGEN: NO | 0
11298 | 1896040000 | SENSOR-ACTUATOR PASSIVE DISTRIBUTOR M12 HOOD VERSION EX YES | 22
11299 | 1896060000 | SENSOR-ACTUATOR PASSIVE DISTRIBUTOR M12 HOOD VERSION EX YES | 22
11300 | 1896070000 | SENSOR-ACTUATOR PASSIVE DISTRIBUTOR M12 HOOD VERSION EX YES | 22
11301 | 1896080000 | SENSOR-ACTUATOR PASSIVE DISTRIBUTOR M12 HOOD VERSION EX YES | 22
11302 | 1900011000 | CABLE GLAND TOOL FOR MOULDED M8 CABLES | 748
11303 | 1900031000 | CABLE GLAND TOOL FOR M8 CONNECTORS | 399
11304 | 1900100000 | CABLE GLAND TOOL FOR MOULDED M12 LINES | 540
11305 | 1910000000 | BOLTING TOOL | 232
11306 | 1912111000 | SENSOR/ACTUATOR LINE CONNECTING LINE M12 / M12 N OF POLES : 3 10 M TWIN CABLING PIN STRAIGHT 2X SOCKET ANGLED SHIELDED: NO LED: YES SHEATH MATERIAL: PUR HALOGEN: NO | 0
11307 | 1916700150 | VALVE PLUG STRAIGHT PLUG - VALVE PLUG | 69
11308 | 1916701000 | VALVE PLUG STRAIGHT PLUG - VALVE PLUG | 69
11309 | 1921010000 | SOCKETS PREFABRICATED TO CUSTOMER SPEC. M8 FEMALE SOCKET STRAIGHT | 35
11310 | 1921020000 | SOCKETS PREFABRICATED TO CUSTOMER SPEC. M8 FEMALE SOCKET STRAIGHT | 35
11311 | 1921030000 | PLUGS PREFABRICATED TO CUSTOMER SPEC. M8 PIN STRAIGHT | 57
11312 | 1921040000 | PLUGS PREFABRICATED TO CUSTOMER SPEC. M8 PIN STRAIGHT | 57
11313 | 1921050000 | PLUGS PREFABRICATED TO CUSTOMER SPEC. M12 PIN STRAIGHT | 57
11314 | 1921060000 | PLUGS PREFABRICATED TO CUSTOMER SPEC. M12 PIN STRAIGHT | 57
11315 | 1921070000 | SOCKETS PREFABRICATED TO CUSTOMER SPEC. M12 FEMALE SOCKET STRAIGHT | 35
11316 | 1921080000 | SOCKETS PREFABRICATED TO CUSTOMER SPEC. M12 FEMALE SOCKET STRAIGHT | 35
11317 | 1924950000 | PLUGS PREFABRICATED TO CUSTOMER SPEC. M12 PIN STRAIGHT | 57
11318 | 1924960000 | SOCKETS PREFABRICATED TO CUSTOMER SPEC. M12 FEMALE SOCKET STRAIGHT | 35
11319 | 1924970000 | SOCKETS PREFABRICATED TO CUSTOMER SPEC. M12 FEMALE SOCKET STRAIGHT | 35
11320 | 1925300150 | SENSOR/ACTUATOR LINE CONNECTING LINE M12 / M12 N OF POLES : 3 1.5 M PIN STRAIGHT - SOCKET STRAIGHT SHIELDED: NO LED: NO SHEATH MATERIAL: PVC HALOGEN: YES | 0
11321 | 1925300300 | SENSOR/ACTUATOR LINE CONNECTING LINE M12 / M12 N OF POLES : 3 3 M PIN STRAIGHT - SOCKET STRAIGHT SHIELDED: NO LED: NO SHEATH MATERIAL: PVC HALOGEN: YES | 0
11322 | 1925300500 | SENSOR/ACTUATOR LINE CONNECTING LINE M12 / M12 N OF POLES : 3 5 M PIN STRAIGHT - SOCKET STRAIGHT SHIELDED: NO LED: NO SHEATH MATERIAL: PVC HALOGEN: YES | 0
11323 | 1925301000 | SENSOR/ACTUATOR LINE CONNECTING LINE M12 / M12 N OF POLES : 3 10 M PIN STRAIGHT - SOCKET STRAIGHT SHIELDED: NO LED: NO SHEATH MATERIAL: PVC HALOGEN: YES | 0
11324 | 1925301500 | SENSOR/ACTUATOR LINE CONNECTING LINE M12 / M12 N OF POLES : 3 15 M PIN STRAIGHT - SOCKET STRAIGHT SHIELDED: NO LED: NO SHEATH MATERIAL: PVC HALOGEN: YES | 0
11325 | 1925302000 | SENSOR/ACTUATOR LINE CONNECTING LINE M12 / M12 N OF POLES : 3 20 M PIN STRAIGHT - SOCKET STRAIGHT SHIELDED: NO LED: NO SHEATH MATERIAL: PVC HALOGEN: YES | 0
11326 | 1925310100 | SENSOR/ACTUATOR LINE CONNECTING LINE M12 / M12 N OF POLES : 4 1 M PIN STRAIGHT - SOCKET STRAIGHT SHIELDED: NO LED: NO SHEATH MATERIAL: PVC HALOGEN: YES | 0
11327 | 1925310150 | SENSOR/ACTUATOR LINE CONNECTING LINE M12 / M12 N OF POLES : 4 1.5 M PIN STRAIGHT - SOCKET STRAIGHT SHIELDED: NO LED: NO SHEATH MATERIAL: PVC HALOGEN: YES | 0
11328 | 1925310200 | SENSOR/ACTUATOR LINE CONNECTING LINE M12 / M12 N OF POLES : 4 2 M PIN STRAIGHT - SOCKET STRAIGHT SHIELDED: NO LED: NO SHEATH MATERIAL: PVC HALOGEN: YES | 0
11329 | 1925310300 | SENSOR/ACTUATOR LINE CONNECTING LINE M12 / M12 N OF POLES : 4 3 M PIN STRAIGHT - SOCKET STRAIGHT SHIELDED: NO LED: NO SHEATH MATERIAL: PVC HALOGEN: YES | 0
11330 | 1925310400 | SENSOR/ACTUATOR LINE CONNECTING LINE M12 / M12 N OF POLES : 4 4 M PIN STRAIGHT - SOCKET STRAIGHT SHIELDED: NO LED: NO SHEATH MATERIAL: PVC HALOGEN: YES | 0
11331 | 1925310500 | SENSOR/ACTUATOR LINE CONNECTING LINE M12 / M12 N OF POLES : 4 5 M PIN STRAIGHT - SOCKET STRAIGHT SHIELDED: NO LED: NO SHEATH MATERIAL: PVC HALOGEN: YES | 0
11332 | 1925311000 | SENSOR/ACTUATOR LINE CONNECTING LINE M12 / M12 N OF POLES : 4 10 M PIN STRAIGHT - SOCKET STRAIGHT SHIELDED: NO LED: NO SHEATH MATERIAL: PVC HALOGEN: YES | 0
11333 | 1925320150 | SENSOR/ACTUATOR LINE CONNECTING LINE M12 / M12 N OF POLES : 5 1.5 M PIN STRAIGHT - SOCKET STRAIGHT SHIELDED: NO LED: NO SHEATH MATERIAL: PVC HALOGEN: YES | 0
11334 | 1925320300 | SENSOR/ACTUATOR LINE CONNECTING LINE M12 / M12 N OF POLES : 5 3 M PIN STRAIGHT - SOCKET STRAIGHT SHIELDED: NO LED: NO SHEATH MATERIAL: PVC HALOGEN: YES | 0
11335 | 1925320500 | SENSOR/ACTUATOR LINE CONNECTING LINE M12 / M12 N OF POLES : 5 5 M PIN STRAIGHT - SOCKET STRAIGHT SHIELDED: NO LED: NO SHEATH MATERIAL: PVC HALOGEN: YES | 0
11336 | 1925321000 | SENSOR/ACTUATOR LINE CONNECTING LINE M12 / M12 N OF POLES : 5 10 M PIN STRAIGHT - SOCKET STRAIGHT SHIELDED: NO LED: NO SHEATH MATERIAL: PVC HALOGEN: YES | 0
11337 | 1925330150 | SENSOR/ACTUATOR LINE CONNECTING LINE M12 / M12 N OF POLES : 3 1.5 M PIN STRAIGHT - SOCKET STRAIGHT SHIELDED: NO LED: NO SHEATH MATERIAL: PVC HALOGEN: YES | 0
11338 | 1925330300 | SENSOR/ACTUATOR LINE CONNECTING LINE M12 / M12 N OF POLES : 3 3 M PIN STRAIGHT - SOCKET STRAIGHT SHIELDED: NO LED: NO SHEATH MATERIAL: PVC HALOGEN: YES | 0
11339 | 1925330500 | SENSOR/ACTUATOR LINE CONNECTING LINE M12 / M12 N OF POLES : 3 5 M PIN STRAIGHT - SOCKET STRAIGHT SHIELDED: NO LED: NO SHEATH MATERIAL: PVC HALOGEN: YES | 0
11340 | 1925340100 | SENSOR/ACTUATOR LINE CONNECTING LINE M12 / M12 N OF POLES : 3 1 M PIN STRAIGHT - SOCKET 90° SHIELDED: NO LED: NO SHEATH MATERIAL: PVC HALOGEN: YES | 0
11341 | 1925340150 | SENSOR/ACTUATOR LINE CONNECTING LINE M12 / M12 N OF POLES : 3 1.5 M PIN STRAIGHT - SOCKET 90° SHIELDED: NO LED: NO SHEATH MATERIAL: PVC HALOGEN: YES | 0
11342 | 1925340200 | SENSOR/ACTUATOR LINE CONNECTING LINE M12 / M12 N OF POLES : 3 2 M PIN STRAIGHT - SOCKET 90° SHIELDED: NO LED: NO SHEATH MATERIAL: PVC HALOGEN: YES | 0
11343 | 1925340300 | SENSOR/ACTUATOR LINE CONNECTING LINE M12 / M12 N OF POLES : 3 3 M PIN STRAIGHT - SOCKET 90° SHIELDED: NO LED: NO SHEATH MATERIAL: PVC HALOGEN: YES | 0
11344 | 1925340500 | SENSOR/ACTUATOR LINE CONNECTING LINE M12 / M12 N OF POLES : 3 5 M PIN STRAIGHT - SOCKET 90° SHIELDED: NO LED: NO SHEATH MATERIAL: PVC HALOGEN: YES | 0
11345 | 1925341000 | SENSOR/ACTUATOR LINE CONNECTING LINE M12 / M12 N OF POLES : 3 10 M PIN STRAIGHT - SOCKET 90° SHIELDED: NO LED: NO SHEATH MATERIAL: PVC HALOGEN: YES | 0
11346 | 1925350100 | SENSOR/ACTUATOR LINE CONNECTING LINE M12 / M12 N OF POLES : 4 1 M PIN STRAIGHT - SOCKET 90° SHIELDED: NO LED: NO SHEATH MATERIAL: PVC HALOGEN: YES | 0
11347 | 1925350150 | SENSOR/ACTUATOR LINE CONNECTING LINE M12 / M12 N OF POLES : 4 1.5 M PIN STRAIGHT - SOCKET 90° SHIELDED: NO LED: NO SHEATH MATERIAL: PVC HALOGEN: YES | 0
11348 | 1925350200 | SENSOR/ACTUATOR LINE CONNECTING LINE M12 / M12 N OF POLES : 4 2 M PIN STRAIGHT - SOCKET 90° SHIELDED: NO LED: NO SHEATH MATERIAL: PVC HALOGEN: YES | 0
11349 | 1925350250 | SENSOR/ACTUATOR LINE CONNECTING LINE M12 / M12 N OF POLES : 4 2.5 M PIN STRAIGHT - SOCKET 90° SHIELDED: NO LED: NO SHEATH MATERIAL: PVC HALOGEN: YES | 0
11350 | 1925350300 | SENSOR/ACTUATOR LINE CONNECTING LINE M12 / M12 N OF POLES : 4 3 M PIN STRAIGHT - SOCKET 90° SHIELDED: NO LED: NO SHEATH MATERIAL: PVC HALOGEN: YES | 0
11351 | 1925350400 | SENSOR/ACTUATOR LINE CONNECTING LINE M12 / M12 N OF POLES : 4 4 M PIN STRAIGHT - SOCKET 90° SHIELDED: NO LED: NO SHEATH MATERIAL: PVC HALOGEN: YES | 0
11352 | 1925350500 | SENSOR/ACTUATOR LINE CONNECTING LINE M12 / M12 N OF POLES : 4 5 M PIN STRAIGHT - SOCKET 90° SHIELDED: NO LED: NO SHEATH MATERIAL: PVC HALOGEN: YES | 0
11353 | 1925351000 | SENSOR/ACTUATOR LINE CONNECTING LINE M12 / M12 N OF POLES : 4 10 M PIN STRAIGHT - SOCKET 90° SHIELDED: NO LED: NO SHEATH MATERIAL: PVC HALOGEN: YES | 0
11354 | 1925360150 | SENSOR/ACTUATOR LINE CONNECTING LINE M12 / M12 N OF POLES : 5 1.5 M PIN STRAIGHT - SOCKET 90° SHIELDED: NO LED: NO SHEATH MATERIAL: PVC HALOGEN: YES | 0
11355 | 1925360300 | SENSOR/ACTUATOR LINE CONNECTING LINE M12 / M12 N OF POLES : 5 3 M PIN STRAIGHT - SOCKET 90° SHIELDED: NO LED: NO SHEATH MATERIAL: PVC HALOGEN: YES | 0
11356 | 1925360500 | SENSOR/ACTUATOR LINE CONNECTING LINE M12 / M12 N OF POLES : 5 5 M PIN STRAIGHT - SOCKET 90° SHIELDED: NO LED: NO SHEATH MATERIAL: PVC HALOGEN: YES | 0
11357 | 1925361000 | SENSOR/ACTUATOR LINE CONNECTING LINE M12 / M12 N OF POLES : 5 10 M PIN STRAIGHT - SOCKET 90° SHIELDED: NO LED: NO SHEATH MATERIAL: PVC HALOGEN: YES | 0
11358 | 1925370150 | SENSOR/ACTUATOR LINE CONNECTING LINE M12 / M12 N OF POLES : 3 1.5 M PIN STRAIGHT - SOCKET 90° SHIELDED: NO LED: NO SHEATH MATERIAL: PVC HALOGEN: YES | 0
11359 | 1925380150 | SENSOR/ACTUATOR LINE CONNECTING LINE M12 / M12 N OF POLES : 3 1.5 M PIN 90° - SOCKET 90° SHIELDED: NO LED: NO SHEATH MATERIAL: PVC HALOGEN: YES | 0
11360 | 1925380300 | SENSOR/ACTUATOR LINE CONNECTING LINE M12 / M12 N OF POLES : 3 3 M PIN 90° - SOCKET 90° SHIELDED: NO LED: NO SHEATH MATERIAL: PVC HALOGEN: YES | 0
11361 | 1925380500 | SENSOR/ACTUATOR LINE CONNECTING LINE M12 / M12 N OF POLES : 3 5 M PIN 90° - SOCKET 90° SHIELDED: NO LED: NO SHEATH MATERIAL: PVC HALOGEN: YES | 0
11362 | 1925381000 | SENSOR/ACTUATOR LINE CONNECTING LINE M12 / M12 N OF POLES : 3 10 M PIN 90° - SOCKET 90° SHIELDED: NO LED: NO SHEATH MATERIAL: PVC HALOGEN: YES | 0
11363 | 1925390150 | SENSOR/ACTUATOR LINE CONNECTING LINE M12 / M12 N OF POLES : 4 1.5 M PIN 90° - SOCKET 90° SHIELDED: NO LED: NO SHEATH MATERIAL: PVC HALOGEN: YES | 0
11364 | 1925390300 | SENSOR/ACTUATOR LINE CONNECTING LINE M12 / M12 N OF POLES : 4 3 M PIN 90° - SOCKET 90° SHIELDED: NO LED: NO SHEATH MATERIAL: PVC HALOGEN: YES | 0
11365 | 1925390500 | SENSOR/ACTUATOR LINE CONNECTING LINE M12 / M12 N OF POLES : 4 5 M PIN 90° - SOCKET 90° SHIELDED: NO LED: NO SHEATH MATERIAL: PVC HALOGEN: YES | 0
11366 | 1925391000 | SENSOR/ACTUATOR LINE CONNECTING LINE M12 / M12 N OF POLES : 4 10 M PIN 90° - SOCKET 90° SHIELDED: NO LED: NO SHEATH MATERIAL: PVC HALOGEN: YES | 0
11367 | 1925400150 | SENSOR/ACTUATOR LINE CONNECTING LINE M12 / M12 N OF POLES : 5 1.5 M PIN 90° - SOCKET 90° SHIELDED: NO LED: NO SHEATH MATERIAL: PVC HALOGEN: YES | 0
11368 | 1925400300 | SENSOR/ACTUATOR LINE CONNECTING LINE M12 / M12 N OF POLES : 5 3 M PIN 90° - SOCKET 90° SHIELDED: NO LED: NO SHEATH MATERIAL: PVC HALOGEN: YES | 0
11369 | 1925400500 | SENSOR/ACTUATOR LINE CONNECTING LINE M12 / M12 N OF POLES : 5 5 M PIN 90° - SOCKET 90° SHIELDED: NO LED: NO SHEATH MATERIAL: PVC HALOGEN: YES | 0
11370 | 1925401000 | SENSOR/ACTUATOR LINE CONNECTING LINE M12 / M12 N OF POLES : 5 10 M PIN 90° - SOCKET 90° SHIELDED: NO LED: NO SHEATH MATERIAL: PVC HALOGEN: YES | 0
11371 | 1925410150 | SENSOR/ACTUATOR LINE CONNECTING LINE M12 / M12 N OF POLES : 3 1.5 M PIN STRAIGHT - SOCKET 90° SHIELDED: NO LED: YES SHEATH MATERIAL: PVC HALOGEN: YES | 0
11372 | 1925410300 | SENSOR/ACTUATOR LINE CONNECTING LINE M12 / M12 N OF POLES : 3 3 M PIN STRAIGHT - SOCKET 90° SHIELDED: NO LED: YES SHEATH MATERIAL: PVC HALOGEN: YES | 0
11373 | 1925410500 | SENSOR/ACTUATOR LINE CONNECTING LINE M12 / M12 N OF POLES : 3 5 M PIN STRAIGHT - SOCKET 90° SHIELDED: NO LED: YES SHEATH MATERIAL: PVC HALOGEN: YES | 0
11374 | 1925411000 | SENSOR/ACTUATOR LINE CONNECTING LINE M12 / M12 N OF POLES : 3 10 M PIN STRAIGHT - SOCKET 90° SHIELDED: NO LED: YES SHEATH MATERIAL: PVC HALOGEN: YES | 0
11375 | 1925420150 | SENSOR/ACTUATOR LINE CONNECTING LINE M12 / M12 N OF POLES : 4 1.5 M PIN STRAIGHT - SOCKET 90° SHIELDED: NO LED: YES SHEATH MATERIAL: PVC HALOGEN: YES | 0
11376 | 1925420300 | SENSOR/ACTUATOR LINE CONNECTING LINE M12 / M12 N OF POLES : 4 3 M PIN STRAIGHT - SOCKET 90° SHIELDED: NO LED: YES SHEATH MATERIAL: PVC HALOGEN: YES | 0
11377 | 1925420500 | SENSOR/ACTUATOR LINE CONNECTING LINE M12 / M12 N OF POLES : 4 5 M PIN STRAIGHT - SOCKET 90° SHIELDED: NO LED: YES SHEATH MATERIAL: PVC HALOGEN: YES | 0
11378 | 1925421000 | SENSOR/ACTUATOR LINE CONNECTING LINE M12 / M12 N OF POLES : 4 10 M PIN STRAIGHT - SOCKET 90° SHIELDED: NO LED: YES SHEATH MATERIAL: PVC HALOGEN: YES | 0
11379 | 1925430150 | SENSOR/ACTUATOR LINE ONE END WITHOUT CONNECTOR M12 N OF POLES : 3 1.5 M PIN STRAIGHT SHIELDED: NO LED: NO SHEATH MATERIAL: PVC HALOGEN: YES | 0
11380 | 1925430300 | SENSOR/ACTUATOR LINE ONE END WITHOUT CONNECTOR M12 N OF POLES : 3 3 M PIN STRAIGHT SHIELDED: NO LED: NO SHEATH MATERIAL: PVC HALOGEN: YES | 0
11381 | 1925430500 | SENSOR/ACTUATOR LINE ONE END WITHOUT CONNECTOR M12 N OF POLES : 3 5 M PIN STRAIGHT SHIELDED: NO LED: NO SHEATH MATERIAL: PVC HALOGEN: YES | 0
11382 | 1925431000 | SENSOR/ACTUATOR LINE ONE END WITHOUT CONNECTOR M12 N OF POLES : 3 10 M PIN STRAIGHT SHIELDED: NO LED: NO SHEATH MATERIAL: PVC HALOGEN: YES | 0
11383 | 1925440150 | SENSOR/ACTUATOR LINE ONE END WITHOUT CONNECTOR M12 N OF POLES : 4 1.5 M PIN STRAIGHT SHIELDED: NO LED: NO SHEATH MATERIAL: PVC HALOGEN: YES | 0
11384 | 1925440300 | SENSOR/ACTUATOR LINE ONE END WITHOUT CONNECTOR M12 N OF POLES : 4 3 M PIN STRAIGHT SHIELDED: NO LED: NO SHEATH MATERIAL: PVC HALOGEN: YES | 0
11385 | 1925440500 | SENSOR/ACTUATOR LINE ONE END WITHOUT CONNECTOR M12 N OF POLES : 4 5 M PIN STRAIGHT SHIELDED: NO LED: NO SHEATH MATERIAL: PVC HALOGEN: YES | 0
11386 | 1925441000 | SENSOR/ACTUATOR LINE ONE END WITHOUT CONNECTOR M12 N OF POLES : 4 10 M PIN STRAIGHT SHIELDED: NO LED: NO SHEATH MATERIAL: PVC HALOGEN: YES | 0
11387 | 1925450150 | SENSOR/ACTUATOR LINE ONE END WITHOUT CONNECTOR M12 N OF POLES : 5 1.5 M PIN STRAIGHT SHIELDED: NO LED: NO SHEATH MATERIAL: PVC HALOGEN: YES | 0
11388 | 1925450300 | SENSOR/ACTUATOR LINE ONE END WITHOUT CONNECTOR M12 N OF POLES : 5 3 M PIN STRAIGHT SHIELDED: NO LED: NO SHEATH MATERIAL: PVC HALOGEN: YES | 0
11389 | 1925450500 | SENSOR/ACTUATOR LINE ONE END WITHOUT CONNECTOR M12 N OF POLES : 5 5 M PIN STRAIGHT SHIELDED: NO LED: NO SHEATH MATERIAL: PVC HALOGEN: YES | 0
11390 | 1925451000 | SENSOR/ACTUATOR LINE ONE END WITHOUT CONNECTOR M12 N OF POLES : 5 10 M PIN STRAIGHT SHIELDED: NO LED: NO SHEATH MATERIAL: PVC HALOGEN: YES | 0
11391 | 1925460150 | SENSOR/ACTUATOR LINE ONE END WITHOUT CONNECTOR M12 N OF POLES : 3 1.5 M SOCKET ANGLED SHIELDED: NO LED: YES SHEATH MATERIAL: PVC HALOGEN: YES | 0
11392 | 1925460300 | SENSOR/ACTUATOR LINE ONE END WITHOUT CONNECTOR M12 N OF POLES : 3 3 M SOCKET ANGLED SHIELDED: NO LED: YES SHEATH MATERIAL: PVC HALOGEN: YES | 0
11393 | 1925460500 | SENSOR/ACTUATOR LINE ONE END WITHOUT CONNECTOR M12 N OF POLES : 3 5 M SOCKET ANGLED SHIELDED: NO LED: YES SHEATH MATERIAL: PVC HALOGEN: YES | 0
11394 | 1925461000 | SENSOR/ACTUATOR LINE ONE END WITHOUT CONNECTOR M12 N OF POLES : 3 10 M SOCKET ANGLED SHIELDED: NO LED: YES SHEATH MATERIAL: PVC HALOGEN: YES | 0
11395 | 1925470150 | SENSOR/ACTUATOR LINE ONE END WITHOUT CONNECTOR M12 N OF POLES : 4 1.5 M SOCKET ANGLED SHIELDED: NO LED: YES SHEATH MATERIAL: PVC HALOGEN: YES | 0
11396 | 1925470300 | SENSOR/ACTUATOR LINE ONE END WITHOUT CONNECTOR M12 N OF POLES : 4 3 M SOCKET ANGLED SHIELDED: NO LED: YES SHEATH MATERIAL: PVC HALOGEN: YES | 0
11397 | 1925470500 | SENSOR/ACTUATOR LINE ONE END WITHOUT CONNECTOR M12 N OF POLES : 4 5 M SOCKET ANGLED SHIELDED: NO LED: YES SHEATH MATERIAL: PVC HALOGEN: YES | 0
11398 | 1925471000 | SENSOR/ACTUATOR LINE ONE END WITHOUT CONNECTOR M12 N OF POLES : 4 10 M SOCKET ANGLED SHIELDED: NO LED: YES SHEATH MATERIAL: PVC HALOGEN: YES | 0
11399 | 1925510150 | SENSOR/ACTUATOR LINE ONE END WITHOUT CONNECTOR M12 N OF POLES : 3 1.5 M PIN 90° SHIELDED: NO LED: NO SHEATH MATERIAL: PVC HALOGEN: YES | 0
11400 | 1925510300 | SENSOR/ACTUATOR LINE ONE END WITHOUT CONNECTOR M12 N OF POLES : 3 3 M PIN 90° SHIELDED: NO LED: NO SHEATH MATERIAL: PVC HALOGEN: YES | 0
11401 | 1925510500 | SENSOR/ACTUATOR LINE ONE END WITHOUT CONNECTOR M12 N OF POLES : 3 5 M PIN 90° SHIELDED: NO LED: NO SHEATH MATERIAL: PVC HALOGEN: YES | 0
11402 | 1925511000 | SENSOR/ACTUATOR LINE ONE END WITHOUT CONNECTOR M12 N OF POLES : 3 10 M PIN 90° SHIELDED: NO LED: NO SHEATH MATERIAL: PVC HALOGEN: YES | 0
11403 | 1925520150 | SENSOR/ACTUATOR LINE ONE END WITHOUT CONNECTOR M12 N OF POLES : 4 1.5 M PIN 90° SHIELDED: NO LED: NO SHEATH MATERIAL: PVC HALOGEN: YES | 0
11404 | 1925520300 | SENSOR/ACTUATOR LINE ONE END WITHOUT CONNECTOR M12 N OF POLES : 4 3 M PIN 90° SHIELDED: NO LED: NO SHEATH MATERIAL: PVC HALOGEN: YES | 0
11405 | 1925520500 | SENSOR/ACTUATOR LINE ONE END WITHOUT CONNECTOR M12 N OF POLES : 4 5 M PIN 90° SHIELDED: NO LED: NO SHEATH MATERIAL: PVC HALOGEN: YES | 0
11406 | 1925521000 | SENSOR/ACTUATOR LINE ONE END WITHOUT CONNECTOR M12 N OF POLES : 4 10 M PIN 90° SHIELDED: NO LED: NO SHEATH MATERIAL: PVC HALOGEN: YES | 0
11407 | 1925530150 | SENSOR/ACTUATOR LINE ONE END WITHOUT CONNECTOR M12 N OF POLES : 5 1.5 M PIN 90° SHIELDED: NO LED: NO SHEATH MATERIAL: PVC HALOGEN: YES | 0
11408 | 1925530300 | SENSOR/ACTUATOR LINE ONE END WITHOUT CONNECTOR M12 N OF POLES : 5 3 M PIN 90° SHIELDED: NO LED: NO SHEATH MATERIAL: PVC HALOGEN: YES | 0
11409 | 1925530500 | SENSOR/ACTUATOR LINE ONE END WITHOUT CONNECTOR M12 N OF POLES : 5 5 M PIN 90° SHIELDED: NO LED: NO SHEATH MATERIAL: PVC HALOGEN: YES | 0
11410 | 1925531000 | SENSOR/ACTUATOR LINE ONE END WITHOUT CONNECTOR M12 N OF POLES : 5 10 M PIN 90° SHIELDED: NO LED: NO SHEATH MATERIAL: PVC HALOGEN: YES | 0
11411 | 1925570150 | SENSOR/ACTUATOR LINE ONE END WITHOUT CONNECTOR M12 N OF POLES : 3 1.5 M FEMALE SOCKET STRAIGHT SHIELDED: NO LED: NO SHEATH MATERIAL: PVC HALOGEN: YES | 0
11412 | 1925570200 | SENSOR/ACTUATOR LINE ONE END WITHOUT CONNECTOR M12 N OF POLES : 3 2 M FEMALE SOCKET STRAIGHT SHIELDED: NO LED: NO SHEATH MATERIAL: PVC HALOGEN: YES | 0
11413 | 1925570300 | SENSOR/ACTUATOR LINE ONE END WITHOUT CONNECTOR M12 N OF POLES : 3 3 M FEMALE SOCKET STRAIGHT SHIELDED: NO LED: NO SHEATH MATERIAL: PVC HALOGEN: YES | 0
11414 | 1925570500 | SENSOR/ACTUATOR LINE ONE END WITHOUT CONNECTOR M12 N OF POLES : 3 5 M FEMALE SOCKET STRAIGHT SHIELDED: NO LED: NO SHEATH MATERIAL: PVC HALOGEN: YES | 0
11415 | 1925571000 | SENSOR/ACTUATOR LINE ONE END WITHOUT CONNECTOR M12 N OF POLES : 3 10 M FEMALE SOCKET STRAIGHT SHIELDED: NO LED: NO SHEATH MATERIAL: PVC HALOGEN: YES | 0
11416 | 1925580150 | SENSOR/ACTUATOR LINE ONE END WITHOUT CONNECTOR M12 N OF POLES : 4 1.5 M FEMALE SOCKET STRAIGHT SHIELDED: NO LED: NO SHEATH MATERIAL: PVC HALOGEN: YES | 0
11417 | 1925580200 | SENSOR/ACTUATOR LINE ONE END WITHOUT CONNECTOR M12 N OF POLES : 4 2 M FEMALE SOCKET STRAIGHT SHIELDED: NO LED: NO SHEATH MATERIAL: PVC HALOGEN: YES | 0
11418 | 1925580300 | SENSOR/ACTUATOR LINE ONE END WITHOUT CONNECTOR M12 N OF POLES : 4 3 M FEMALE SOCKET STRAIGHT SHIELDED: NO LED: NO SHEATH MATERIAL: PVC HALOGEN: YES | 0
11419 | 1925580500 | SENSOR/ACTUATOR LINE ONE END WITHOUT CONNECTOR M12 N OF POLES : 4 5 M FEMALE SOCKET STRAIGHT SHIELDED: NO LED: NO SHEATH MATERIAL: PVC HALOGEN: YES | 0
11420 | 1925581000 | SENSOR/ACTUATOR LINE ONE END WITHOUT CONNECTOR M12 N OF POLES : 4 10 M FEMALE SOCKET STRAIGHT SHIELDED: NO LED: NO SHEATH MATERIAL: PVC HALOGEN: YES | 0
11421 | 1925581500 | SENSOR/ACTUATOR LINE ONE END WITHOUT CONNECTOR M12 N OF POLES : 4 15 M FEMALE SOCKET STRAIGHT SHIELDED: NO LED: NO SHEATH MATERIAL: PVC HALOGEN: YES | 0
11422 | 1925582000 | SENSOR/ACTUATOR LINE ONE END WITHOUT CONNECTOR M12 N OF POLES : 4 20 M FEMALE SOCKET STRAIGHT SHIELDED: NO LED: NO SHEATH MATERIAL: PVC HALOGEN: YES | 0
11423 | 1925582500 | SENSOR/ACTUATOR LINE ONE END WITHOUT CONNECTOR M12 N OF POLES : 4 25 M FEMALE SOCKET STRAIGHT SHIELDED: NO LED: NO SHEATH MATERIAL: PVC HALOGEN: YES | 0
11424 | 1925583000 | SENSOR/ACTUATOR LINE ONE END WITHOUT CONNECTOR M12 N OF POLES : 4 30 M FEMALE SOCKET STRAIGHT SHIELDED: NO LED: NO SHEATH MATERIAL: PVC HALOGEN: YES | 0
11425 | 1925590150 | SENSOR/ACTUATOR LINE ONE END WITHOUT CONNECTOR M12 N OF POLES : 5 1.5 M FEMALE SOCKET STRAIGHT SHIELDED: NO LED: NO SHEATH MATERIAL: PVC HALOGEN: YES | 0
11426 | 1925590200 | SENSOR/ACTUATOR LINE ONE END WITHOUT CONNECTOR M12 N OF POLES : 5 2 M FEMALE SOCKET STRAIGHT SHIELDED: NO LED: NO SHEATH MATERIAL: PVC HALOGEN: YES | 0
11427 | 1925590300 | SENSOR/ACTUATOR LINE ONE END WITHOUT CONNECTOR M12 N OF POLES : 5 3 M FEMALE SOCKET STRAIGHT SHIELDED: NO LED: NO SHEATH MATERIAL: PVC HALOGEN: YES | 0
11428 | 1925590500 | SENSOR/ACTUATOR LINE ONE END WITHOUT CONNECTOR M12 N OF POLES : 5 5 M FEMALE SOCKET STRAIGHT SHIELDED: NO LED: NO SHEATH MATERIAL: PVC HALOGEN: YES | 0
11429 | 1925591000 | SENSOR/ACTUATOR LINE ONE END WITHOUT CONNECTOR M12 N OF POLES : 5 10 M FEMALE SOCKET STRAIGHT SHIELDED: NO LED: NO SHEATH MATERIAL: PVC HALOGEN: YES | 0
11430 | 1925593000 | SENSOR/ACTUATOR LINE ONE END WITHOUT CONNECTOR M12 N OF POLES : 5 30 M FEMALE SOCKET STRAIGHT SHIELDED: NO LED: NO SHEATH MATERIAL: PVC HALOGEN: YES | 0
11431 | 1925630150 | SENSOR/ACTUATOR LINE ONE END WITHOUT CONNECTOR M12 N OF POLES : 3 1.5 M SOCKET ANGLED SHIELDED: NO LED: NO SHEATH MATERIAL: PVC HALOGEN: YES | 0
11432 | 1925630200 | SENSOR/ACTUATOR LINE ONE END WITHOUT CONNECTOR M12 N OF POLES : 3 2 M SOCKET ANGLED SHIELDED: NO LED: NO SHEATH MATERIAL: PVC HALOGEN: YES | 0
11433 | 1925630300 | SENSOR/ACTUATOR LINE ONE END WITHOUT CONNECTOR M12 N OF POLES : 3 3 M SOCKET ANGLED SHIELDED: NO LED: NO SHEATH MATERIAL: PVC HALOGEN: YES | 0
11434 | 1925630500 | SENSOR/ACTUATOR LINE ONE END WITHOUT CONNECTOR M12 N OF POLES : 3 5 M SOCKET ANGLED SHIELDED: NO LED: NO SHEATH MATERIAL: PVC HALOGEN: YES | 0
11435 | 1925631000 | SENSOR/ACTUATOR LINE ONE END WITHOUT CONNECTOR M12 N OF POLES : 3 10 M SOCKET ANGLED SHIELDED: NO LED: NO SHEATH MATERIAL: PVC HALOGEN: YES | 0
11436 | 1925631500 | SENSOR/ACTUATOR LINE ONE END WITHOUT CONNECTOR M12 N OF POLES : 3 15 M SOCKET ANGLED SHIELDED: NO LED: NO SHEATH MATERIAL: PVC HALOGEN: YES | 0
11437 | 1925640150 | SENSOR/ACTUATOR LINE ONE END WITHOUT CONNECTOR M12 N OF POLES : 4 1.5 M SOCKET ANGLED SHIELDED: NO LED: NO SHEATH MATERIAL: PVC HALOGEN: YES | 0
11438 | 1925640300 | SENSOR/ACTUATOR LINE ONE END WITHOUT CONNECTOR M12 N OF POLES : 4 3 M SOCKET ANGLED SHIELDED: NO LED: NO SHEATH MATERIAL: PVC HALOGEN: YES | 0
11439 | 1925640500 | SENSOR/ACTUATOR LINE ONE END WITHOUT CONNECTOR M12 N OF POLES : 4 5 M SOCKET ANGLED SHIELDED: NO LED: NO SHEATH MATERIAL: PVC HALOGEN: YES | 0
11440 | 1925641000 | SENSOR/ACTUATOR LINE ONE END WITHOUT CONNECTOR M12 N OF POLES : 4 10 M SOCKET ANGLED SHIELDED: NO LED: NO SHEATH MATERIAL: PVC HALOGEN: YES | 0
11441 | 1925641500 | SENSOR/ACTUATOR LINE ONE END WITHOUT CONNECTOR M12 N OF POLES : 4 15 M SOCKET ANGLED SHIELDED: NO LED: NO SHEATH MATERIAL: PVC HALOGEN: YES | 0
11442 | 1925650150 | SENSOR/ACTUATOR LINE ONE END WITHOUT CONNECTOR M12 N OF POLES : 5 1.5 M SOCKET ANGLED SHIELDED: NO LED: NO SHEATH MATERIAL: PVC HALOGEN: YES | 0
11443 | 1925650300 | SENSOR/ACTUATOR LINE ONE END WITHOUT CONNECTOR M12 N OF POLES : 5 3 M SOCKET ANGLED SHIELDED: NO LED: NO SHEATH MATERIAL: PVC HALOGEN: YES | 0
11444 | 1925650500 | SENSOR/ACTUATOR LINE ONE END WITHOUT CONNECTOR M12 N OF POLES : 5 5 M SOCKET ANGLED SHIELDED: NO LED: NO SHEATH MATERIAL: PVC HALOGEN: YES | 0
11445 | 1925651000 | SENSOR/ACTUATOR LINE ONE END WITHOUT CONNECTOR M12 N OF POLES : 5 10 M SOCKET ANGLED SHIELDED: NO LED: NO SHEATH MATERIAL: PVC HALOGEN: YES | 0
11446 | 1926690150 | SENSOR/ACTUATOR LINE ONE END WITHOUT CONNECTOR M12 N OF POLES : 5 1.5 M PIN STRAIGHT SHIELDED: YES LED: NO SHEATH MATERIAL: PUR HALOGEN: NO | 0
11447 | 1926690300 | SENSOR/ACTUATOR LINE ONE END WITHOUT CONNECTOR M12 N OF POLES : 5 3 M PIN STRAIGHT SHIELDED: YES LED: NO SHEATH MATERIAL: PUR HALOGEN: NO | 0
11448 | 1926690500 | SENSOR/ACTUATOR LINE ONE END WITHOUT CONNECTOR M12 N OF POLES : 5 5 M PIN STRAIGHT SHIELDED: YES LED: NO SHEATH MATERIAL: PUR HALOGEN: NO | 0
11449 | 1926691000 | SENSOR/ACTUATOR LINE ONE END WITHOUT CONNECTOR M12 N OF POLES : 5 10 M PIN STRAIGHT SHIELDED: YES LED: NO SHEATH MATERIAL: PUR HALOGEN: NO | 0
11450 | 1926692000 | SENSOR/ACTUATOR LINE ONE END WITHOUT CONNECTOR M12 N OF POLES : 5 20 M PIN STRAIGHT SHIELDED: YES LED: NO SHEATH MATERIAL: PUR HALOGEN: NO | 0
11451 | 1927150020 | SENSOR/ACTUATOR LINE CONNECTING LINE M8 / M8 N OF POLES : 3 0.2 M PIN STRAIGHT - SOCKET STRAIGHT SHIELDED: NO LED: NO SHEATH MATERIAL: PVC HALOGEN: YES | 0
11452 | 1927150060 | SENSOR/ACTUATOR LINE CONNECTING LINE M8 / M8 N OF POLES : 3 0.6 M PIN STRAIGHT - SOCKET STRAIGHT SHIELDED: NO LED: NO SHEATH MATERIAL: PVC HALOGEN: YES | 0
11453 | 1927150100 | SENSOR/ACTUATOR LINE CONNECTING LINE M8 / M8 N OF POLES : 3 1 M PIN STRAIGHT - SOCKET STRAIGHT SHIELDED: NO LED: NO SHEATH MATERIAL: PVC HALOGEN: YES | 0
11454 | 1927150150 | SENSOR/ACTUATOR LINE CONNECTING LINE M8 / M8 N OF POLES : 3 1.5 M PIN STRAIGHT - SOCKET STRAIGHT SHIELDED: NO LED: NO SHEATH MATERIAL: PVC HALOGEN: YES | 0
11455 | 1927150200 | SENSOR/ACTUATOR LINE CONNECTING LINE M8 / M8 N OF POLES : 3 2 M PIN STRAIGHT - SOCKET STRAIGHT SHIELDED: NO LED: NO SHEATH MATERIAL: PVC HALOGEN: YES | 0
11456 | 1927150300 | SENSOR/ACTUATOR LINE CONNECTING LINE M8 / M8 N OF POLES : 3 3 M PIN STRAIGHT - SOCKET STRAIGHT SHIELDED: NO LED: NO SHEATH MATERIAL: PVC HALOGEN: YES | 0
11457 | 1927150500 | SENSOR/ACTUATOR LINE CONNECTING LINE M8 / M8 N OF POLES : 3 5 M PIN STRAIGHT - SOCKET STRAIGHT SHIELDED: NO LED: NO SHEATH MATERIAL: PVC HALOGEN: YES | 0
11458 | 1927151000 | SENSOR/ACTUATOR LINE CONNECTING LINE M8 / M8 N OF POLES : 3 10 M PIN STRAIGHT - SOCKET STRAIGHT SHIELDED: NO LED: NO SHEATH MATERIAL: PVC HALOGEN: YES | 0
11459 | 1927160150 | SENSOR/ACTUATOR LINE CONNECTING LINE M8 / M8 N OF POLES : 4 1.5 M PIN STRAIGHT - SOCKET STRAIGHT SHIELDED: NO LED: NO SHEATH MATERIAL: PVC HALOGEN: YES | 0
11460 | 1927160300 | SENSOR/ACTUATOR LINE CONNECTING LINE M8 / M8 N OF POLES : 4 3 M PIN STRAIGHT - SOCKET STRAIGHT SHIELDED: NO LED: NO SHEATH MATERIAL: PVC HALOGEN: YES | 0
11461 | 1927160500 | SENSOR/ACTUATOR LINE CONNECTING LINE M8 / M8 N OF POLES : 4 5 M PIN STRAIGHT - SOCKET STRAIGHT SHIELDED: NO LED: NO SHEATH MATERIAL: PVC HALOGEN: YES | 0
11462 | 1927161000 | SENSOR/ACTUATOR LINE CONNECTING LINE M8 / M8 N OF POLES : 4 10 M PIN STRAIGHT - SOCKET STRAIGHT SHIELDED: NO LED: NO SHEATH MATERIAL: PVC HALOGEN: YES | 0
11463 | 1927170150 | SENSOR/ACTUATOR LINE CONNECTING LINE M8 / M8 N OF POLES : 3 1.5 M PIN STRAIGHT - SOCKET 90° SHIELDED: NO LED: NO SHEATH MATERIAL: PVC HALOGEN: YES | 0
11464 | 1927170300 | SENSOR/ACTUATOR LINE CONNECTING LINE M8 / M8 N OF POLES : 3 3 M PIN STRAIGHT - SOCKET 90° SHIELDED: NO LED: NO SHEATH MATERIAL: PVC HALOGEN: YES | 0
11465 | 1927170500 | SENSOR/ACTUATOR LINE CONNECTING LINE M8 / M8 N OF POLES : 3 5 M PIN STRAIGHT - SOCKET 90° SHIELDED: NO LED: NO SHEATH MATERIAL: PVC HALOGEN: YES | 0
11466 | 1927171000 | SENSOR/ACTUATOR LINE CONNECTING LINE M8 / M8 N OF POLES : 3 10 M PIN STRAIGHT - SOCKET 90° SHIELDED: NO LED: NO SHEATH MATERIAL: PVC HALOGEN: YES | 0
11467 | 1927180150 | SENSOR/ACTUATOR LINE CONNECTING LINE M8 / M8 N OF POLES : 4 1.5 M PIN STRAIGHT - SOCKET 90° SHIELDED: NO LED: NO SHEATH MATERIAL: PVC HALOGEN: YES | 0
11468 | 1927180300 | SENSOR/ACTUATOR LINE CONNECTING LINE M8 / M8 N OF POLES : 4 3 M PIN STRAIGHT - SOCKET 90° SHIELDED: NO LED: NO SHEATH MATERIAL: PVC HALOGEN: YES | 0
11469 | 1927180500 | SENSOR/ACTUATOR LINE CONNECTING LINE M8 / M8 N OF POLES : 4 5 M PIN STRAIGHT - SOCKET 90° SHIELDED: NO LED: NO SHEATH MATERIAL: PVC HALOGEN: YES | 0
11470 | 1927181000 | SENSOR/ACTUATOR LINE CONNECTING LINE M8 / M8 N OF POLES : 4 10 M PIN STRAIGHT - SOCKET 90° SHIELDED: NO LED: NO SHEATH MATERIAL: PVC HALOGEN: YES | 0
11471 | 1927190150 | SENSOR/ACTUATOR LINE CONNECTING LINE M8 / M8 N OF POLES : 3 1.5 M PIN STRAIGHT - SOCKET 90° SHIELDED: NO LED: YES SHEATH MATERIAL: PVC HALOGEN: YES | 0
11472 | 1927190300 | SENSOR/ACTUATOR LINE CONNECTING LINE M8 / M8 N OF POLES : 3 3 M PIN STRAIGHT - SOCKET 90° SHIELDED: NO LED: YES SHEATH MATERIAL: PVC HALOGEN: YES | 0
11473 | 1927190500 | SENSOR/ACTUATOR LINE CONNECTING LINE M8 / M8 N OF POLES : 3 5 M PIN STRAIGHT - SOCKET 90° SHIELDED: NO LED: YES SHEATH MATERIAL: PVC HALOGEN: YES | 0
11474 | 1927191000 | SENSOR/ACTUATOR LINE CONNECTING LINE M8 / M8 N OF POLES : 3 10 M PIN STRAIGHT - SOCKET 90° SHIELDED: NO LED: YES SHEATH MATERIAL: PVC HALOGEN: YES | 0
11475 | 1927200150 | SENSOR/ACTUATOR LINE CONNECTING LINE M8 / M8 N OF POLES : 4 1.5 M PIN STRAIGHT - SOCKET 90° SHIELDED: NO LED: YES SHEATH MATERIAL: PVC HALOGEN: YES | 0
11476 | 1927200300 | SENSOR/ACTUATOR LINE CONNECTING LINE M8 / M8 N OF POLES : 4 3 M PIN STRAIGHT - SOCKET 90° SHIELDED: NO LED: YES SHEATH MATERIAL: PVC HALOGEN: YES | 0
11477 | 1927200500 | SENSOR/ACTUATOR LINE CONNECTING LINE M8 / M8 N OF POLES : 4 5 M PIN STRAIGHT - SOCKET 90° SHIELDED: NO LED: YES SHEATH MATERIAL: PVC HALOGEN: YES | 0
11478 | 1927201000 | SENSOR/ACTUATOR LINE CONNECTING LINE M8 / M8 N OF POLES : 4 10 M PIN STRAIGHT - SOCKET 90° SHIELDED: NO LED: YES SHEATH MATERIAL: PVC HALOGEN: YES | 0
11479 | 1927210060 | SENSOR/ACTUATOR LINE CONNECTING LINE M8 / M8 N OF POLES : 3 0.6 M PIN 90° - SOCKET 90° SHIELDED: NO LED: NO SHEATH MATERIAL: PVC HALOGEN: YES | 0
11480 | 1927210150 | SENSOR/ACTUATOR LINE CONNECTING LINE M8 / M8 N OF POLES : 3 1.5 M PIN 90° - SOCKET 90° SHIELDED: NO LED: NO SHEATH MATERIAL: PVC HALOGEN: YES | 0
11481 | 1927210300 | SENSOR/ACTUATOR LINE CONNECTING LINE M8 / M8 N OF POLES : 3 3 M PIN 90° - SOCKET 90° SHIELDED: NO LED: NO SHEATH MATERIAL: PVC HALOGEN: YES | 0
11482 | 1927210500 | SENSOR/ACTUATOR LINE CONNECTING LINE M8 / M8 N OF POLES : 3 5 M PIN 90° - SOCKET 90° SHIELDED: NO LED: NO SHEATH MATERIAL: PVC HALOGEN: YES | 0
11483 | 1927211000 | SENSOR/ACTUATOR LINE CONNECTING LINE M8 / M8 N OF POLES : 3 10 M PIN 90° - SOCKET 90° SHIELDED: NO LED: NO SHEATH MATERIAL: PVC HALOGEN: YES | 0
11484 | 1927220150 | SENSOR/ACTUATOR LINE CONNECTING LINE M8 / M8 N OF POLES : 4 1.5 M PIN 90° - SOCKET 90° SHIELDED: NO LED: NO SHEATH MATERIAL: PVC HALOGEN: YES | 0
11485 | 1927220300 | SENSOR/ACTUATOR LINE CONNECTING LINE M8 / M8 N OF POLES : 4 3 M PIN 90° - SOCKET 90° SHIELDED: NO LED: NO SHEATH MATERIAL: PVC HALOGEN: YES | 0
11486 | 1927220500 | SENSOR/ACTUATOR LINE CONNECTING LINE M8 / M8 N OF POLES : 4 5 M PIN 90° - SOCKET 90° SHIELDED: NO LED: NO SHEATH MATERIAL: PVC HALOGEN: YES | 0
11487 | 1927221000 | SENSOR/ACTUATOR LINE CONNECTING LINE M8 / M8 N OF POLES : 4 10 M PIN 90° - SOCKET 90° SHIELDED: NO LED: NO SHEATH MATERIAL: PVC HALOGEN: YES | 0
11488 | 1927230150 | SENSOR/ACTUATOR LINE ONE END WITHOUT CONNECTOR M12 / M8 N OF POLES : 3 1.5 M PIN STRAIGHT SHIELDED: NO LED: NO SHEATH MATERIAL: PVC HALOGEN: YES | 0
11489 | 1927230300 | SENSOR/ACTUATOR LINE ONE END WITHOUT CONNECTOR M12 / M8 N OF POLES : 3 3 M PIN STRAIGHT SHIELDED: NO LED: NO SHEATH MATERIAL: PVC HALOGEN: YES | 0
11490 | 1927230500 | SENSOR/ACTUATOR LINE ONE END WITHOUT CONNECTOR M12 / M8 N OF POLES : 3 5 M PIN STRAIGHT SHIELDED: NO LED: NO SHEATH MATERIAL: PVC HALOGEN: YES | 0
11491 | 1927231000 | SENSOR/ACTUATOR LINE ONE END WITHOUT CONNECTOR M12 / M8 N OF POLES : 3 10 M PIN STRAIGHT SHIELDED: NO LED: NO SHEATH MATERIAL: PVC HALOGEN: YES | 0
11492 | 1927240150 | SENSOR/ACTUATOR LINE ONE END WITHOUT CONNECTOR M12 / M8 N OF POLES : 3 1.5 M FEMALE SOCKET STRAIGHT SHIELDED: NO LED: NO SHEATH MATERIAL: PVC HALOGEN: YES | 0
11493 | 1927240300 | SENSOR/ACTUATOR LINE ONE END WITHOUT CONNECTOR M12 / M8 N OF POLES : 3 3 M FEMALE SOCKET STRAIGHT SHIELDED: NO LED: NO SHEATH MATERIAL: PVC HALOGEN: YES | 0
11494 | 1927240500 | SENSOR/ACTUATOR LINE ONE END WITHOUT CONNECTOR M12 / M8 N OF POLES : 3 5 M FEMALE SOCKET STRAIGHT SHIELDED: NO LED: NO SHEATH MATERIAL: PVC HALOGEN: YES | 0
11495 | 1927241000 | SENSOR/ACTUATOR LINE ONE END WITHOUT CONNECTOR M12 / M8 N OF POLES : 3 10 M FEMALE SOCKET STRAIGHT SHIELDED: NO LED: NO SHEATH MATERIAL: PVC HALOGEN: YES | 0
11496 | 1927241500 | SENSOR/ACTUATOR LINE ONE END WITHOUT CONNECTOR M12 / M8 N OF POLES : 3 15 M FEMALE SOCKET STRAIGHT SHIELDED: NO LED: NO SHEATH MATERIAL: PVC HALOGEN: YES | 0
11497 | 1927250150 | SENSOR/ACTUATOR LINE ONE END WITHOUT CONNECTOR M8 N OF POLES : 4 1.5 M PIN STRAIGHT SHIELDED: NO LED: NO SHEATH MATERIAL: PVC HALOGEN: YES | 0
11498 | 1927250300 | SENSOR/ACTUATOR LINE ONE END WITHOUT CONNECTOR M8 N OF POLES : 4 3 M PIN STRAIGHT SHIELDED: NO LED: NO SHEATH MATERIAL: PVC HALOGEN: YES | 0
11499 | 1927250500 | SENSOR/ACTUATOR LINE ONE END WITHOUT CONNECTOR M8 N OF POLES : 4 5 M PIN STRAIGHT SHIELDED: NO LED: NO SHEATH MATERIAL: PVC HALOGEN: YES | 0
11500 | 1927251000 | SENSOR/ACTUATOR LINE ONE END WITHOUT CONNECTOR M8 N OF POLES : 4 10 M PIN STRAIGHT SHIELDED: NO LED: NO SHEATH MATERIAL: PVC HALOGEN: YES | 0
11501 | 1927260150 | SENSOR/ACTUATOR LINE ONE END WITHOUT CONNECTOR M8 N OF POLES : 4 1.5 M FEMALE SOCKET STRAIGHT SHIELDED: NO LED: NO SHEATH MATERIAL: PVC HALOGEN: YES | 0
11502 | 1927260300 | SENSOR/ACTUATOR LINE ONE END WITHOUT CONNECTOR M8 N OF POLES : 4 3 M FEMALE SOCKET STRAIGHT SHIELDED: NO LED: NO SHEATH MATERIAL: PVC HALOGEN: YES | 0
11503 | 1927260500 | SENSOR/ACTUATOR LINE ONE END WITHOUT CONNECTOR M8 N OF POLES : 4 5 M FEMALE SOCKET STRAIGHT SHIELDED: NO LED: NO SHEATH MATERIAL: PVC HALOGEN: YES | 0
11504 | 1927261000 | SENSOR/ACTUATOR LINE ONE END WITHOUT CONNECTOR M8 N OF POLES : 4 10 M FEMALE SOCKET STRAIGHT SHIELDED: NO LED: NO SHEATH MATERIAL: PVC HALOGEN: YES | 0
11505 | 1927310150 | SENSOR/ACTUATOR LINE ONE END WITHOUT CONNECTOR M12 / M8 N OF POLES : 3 1.5 M PIN 90° SHIELDED: NO LED: NO SHEATH MATERIAL: PVC HALOGEN: YES | 0
11506 | 1927310300 | SENSOR/ACTUATOR LINE ONE END WITHOUT CONNECTOR M12 / M8 N OF POLES : 3 3 M PIN 90° SHIELDED: NO LED: NO SHEATH MATERIAL: PVC HALOGEN: YES | 0
11507 | 1927310500 | SENSOR/ACTUATOR LINE ONE END WITHOUT CONNECTOR M12 / M8 N OF POLES : 3 5 M PIN 90° SHIELDED: NO LED: NO SHEATH MATERIAL: PVC HALOGEN: YES | 0
11508 | 1927311000 | SENSOR/ACTUATOR LINE ONE END WITHOUT CONNECTOR M12 / M8 N OF POLES : 3 10 M PIN 90° SHIELDED: NO LED: NO SHEATH MATERIAL: PVC HALOGEN: YES | 0
11509 | 1927320150 | SENSOR/ACTUATOR LINE ONE END WITHOUT CONNECTOR M12 / M8 N OF POLES : 3 1.5 M SOCKET ANGLED SHIELDED: NO LED: NO SHEATH MATERIAL: PVC HALOGEN: YES | 0
11510 | 1927320300 | SENSOR/ACTUATOR LINE ONE END WITHOUT CONNECTOR M12 / M8 N OF POLES : 3 3 M SOCKET ANGLED SHIELDED: NO LED: NO SHEATH MATERIAL: PVC HALOGEN: YES | 0
11511 | 1927320500 | SENSOR/ACTUATOR LINE ONE END WITHOUT CONNECTOR M12 / M8 N OF POLES : 3 5 M SOCKET ANGLED SHIELDED: NO LED: NO SHEATH MATERIAL: PVC HALOGEN: YES | 0
11512 | 1927321000 | SENSOR/ACTUATOR LINE ONE END WITHOUT CONNECTOR M12 / M8 N OF POLES : 3 10 M SOCKET ANGLED SHIELDED: NO LED: NO SHEATH MATERIAL: PVC HALOGEN: YES | 0
11513 | 1927330150 | SENSOR/ACTUATOR LINE ONE END WITHOUT CONNECTOR M8 N OF POLES : 4 1.5 M PIN 90° SHIELDED: NO LED: NO SHEATH MATERIAL: PVC HALOGEN: YES | 0
11514 | 1927330300 | SENSOR/ACTUATOR LINE ONE END WITHOUT CONNECTOR M8 N OF POLES : 4 3 M PIN 90° SHIELDED: NO LED: NO SHEATH MATERIAL: PVC HALOGEN: YES | 0
11515 | 1927330500 | SENSOR/ACTUATOR LINE ONE END WITHOUT CONNECTOR M8 N OF POLES : 4 5 M PIN 90° SHIELDED: NO LED: NO SHEATH MATERIAL: PVC HALOGEN: YES | 0
11516 | 1927331000 | SENSOR/ACTUATOR LINE ONE END WITHOUT CONNECTOR M8 N OF POLES : 4 10 M PIN 90° SHIELDED: NO LED: NO SHEATH MATERIAL: PVC HALOGEN: YES | 0
11517 | 1927340150 | SENSOR/ACTUATOR LINE ONE END WITHOUT CONNECTOR M8 N OF POLES : 4 1.5 M SOCKET ANGLED SHIELDED: NO LED: NO SHEATH MATERIAL: PVC HALOGEN: YES | 0
11518 | 1927340300 | SENSOR/ACTUATOR LINE ONE END WITHOUT CONNECTOR M8 N OF POLES : 4 3 M SOCKET ANGLED SHIELDED: NO LED: NO SHEATH MATERIAL: PVC HALOGEN: YES | 0
11519 | 1927340500 | SENSOR/ACTUATOR LINE ONE END WITHOUT CONNECTOR M8 N OF POLES : 4 5 M SOCKET ANGLED SHIELDED: NO LED: NO SHEATH MATERIAL: PVC HALOGEN: YES | 0
11520 | 1927341000 | SENSOR/ACTUATOR LINE ONE END WITHOUT CONNECTOR M8 N OF POLES : 4 10 M SOCKET ANGLED SHIELDED: NO LED: NO SHEATH MATERIAL: PVC HALOGEN: YES | 0
11521 | 1927341500 | SENSOR/ACTUATOR LINE ONE END WITHOUT CONNECTOR M8 N OF POLES : 4 1.5 M SHIELDED: NO LED: NO SHEATH MATERIAL: PVC HALOGEN: YES | 0
11522 | 1927343000 | SENSOR/ACTUATOR LINE ONE END WITHOUT CONNECTOR M8 N OF POLES : 4 30 M SOCKET ANGLED SHIELDED: NO LED: NO SHEATH MATERIAL: PVC HALOGEN: YES | 0
11523 | 1927350150 | SENSOR/ACTUATOR LINE ONE END WITHOUT CONNECTOR M12 / M8 N OF POLES : 3 1.5 M SOCKET ANGLED SHIELDED: NO LED: YES SHEATH MATERIAL: PVC HALOGEN: YES | 0
11524 | 1927350300 | SENSOR/ACTUATOR LINE ONE END WITHOUT CONNECTOR M12 / M8 N OF POLES : 3 3 M SOCKET ANGLED SHIELDED: NO LED: YES SHEATH MATERIAL: PVC HALOGEN: YES | 0
11525 | 1927350500 | SENSOR/ACTUATOR LINE ONE END WITHOUT CONNECTOR M12 / M8 N OF POLES : 3 5 M SOCKET ANGLED SHIELDED: NO LED: YES SHEATH MATERIAL: PVC HALOGEN: YES | 0
11526 | 1927351000 | SENSOR/ACTUATOR LINE ONE END WITHOUT CONNECTOR M12 / M8 N OF POLES : 3 10 M SOCKET ANGLED SHIELDED: NO LED: YES SHEATH MATERIAL: PVC HALOGEN: YES | 0
11527 | 1927360150 | SENSOR/ACTUATOR LINE ONE END WITHOUT CONNECTOR M8 N OF POLES : 4 1.5 M SOCKET ANGLED SHIELDED: NO LED: YES SHEATH MATERIAL: PVC HALOGEN: YES | 0
11528 | 1927360300 | SENSOR/ACTUATOR LINE ONE END WITHOUT CONNECTOR M8 N OF POLES : 4 3 M SOCKET ANGLED SHIELDED: NO LED: YES SHEATH MATERIAL: PVC HALOGEN: YES | 0
11529 | 1927360500 | SENSOR/ACTUATOR LINE ONE END WITHOUT CONNECTOR M8 N OF POLES : 4 5 M SOCKET ANGLED SHIELDED: NO LED: YES SHEATH MATERIAL: PVC HALOGEN: YES | 0
11530 | 1927361000 | SENSOR/ACTUATOR LINE ONE END WITHOUT CONNECTOR M8 N OF POLES : 4 10 M SOCKET ANGLED SHIELDED: NO LED: YES SHEATH MATERIAL: PVC HALOGEN: YES | 0
11531 | 1932380000 | SAI PASSIVE SENSOR-ACTUATOR PASSIVE DISTRIBUTOR M8 WITH M12 OUTLET 8-POLE A-CODED NO | 22
11532 | 1935610000 | SOCKETS PREFABRICATED TO CUSTOMER SPEC. M12 SOCKET ANGLED | 35
11533 | 1937470200 | SENSOR/ACTUATOR LINE CONNECTING LINE M12 / M12 N OF POLES : 8 2 M PIN ANGLED - BUSH STRAIGHT SHIELDED: NO LED: NO SHEATH MATERIAL: PUR HALOGEN: NO | 0
11534 | 1937950030 | SENSOR/ACTUATOR LINE CONNECTING LINE M8 / M12 N OF POLES : 3 0.3 M PIN STRAIGHT - SOCKET STRAIGHT SHIELDED: NO LED: NO SHEATH MATERIAL: PUR HALOGEN: NO | 0
11535 | 1937950050 | SENSOR/ACTUATOR LINE CONNECTING LINE M8 / M12 N OF POLES : 3 0.5 M PIN STRAIGHT - SOCKET STRAIGHT SHIELDED: NO LED: NO SHEATH MATERIAL: PUR HALOGEN: NO | 0
11536 | 1937950060 | SENSOR/ACTUATOR LINE CONNECTING LINE M8 / M12 N OF POLES : 3 0.6 M PIN STRAIGHT - SOCKET STRAIGHT SHIELDED: NO LED: NO SHEATH MATERIAL: PUR HALOGEN: NO | 0
11537 | 1937950100 | SENSOR/ACTUATOR LINE CONNECTING LINE M8 / M12 N OF POLES : 3 1 M PIN STRAIGHT - SOCKET STRAIGHT SHIELDED: NO LED: NO SHEATH MATERIAL: PUR HALOGEN: NO | 0
11538 | 1937950150 | SENSOR/ACTUATOR LINE CONNECTING LINE M8 / M12 N OF POLES : 3 1.5 M PIN STRAIGHT - SOCKET STRAIGHT SHIELDED: NO LED: NO SHEATH MATERIAL: PUR HALOGEN: NO | 0
11539 | 1937950200 | SENSOR/ACTUATOR LINE CONNECTING LINE M8 / M12 N OF POLES : 3 2 M PIN STRAIGHT - SOCKET STRAIGHT SHIELDED: NO LED: NO SHEATH MATERIAL: PUR HALOGEN: NO | 0
11540 | 1937950300 | SENSOR/ACTUATOR LINE CONNECTING LINE M8 / M12 N OF POLES : 3 3 M PIN STRAIGHT - SOCKET STRAIGHT SHIELDED: NO LED: NO SHEATH MATERIAL: PUR HALOGEN: NO | 0
11541 | 1937950400 | SENSOR/ACTUATOR LINE CONNECTING LINE M8 / M12 N OF POLES : 3 4 M PIN STRAIGHT - SOCKET STRAIGHT SHIELDED: NO LED: NO SHEATH MATERIAL: PUR HALOGEN: NO | 0
11542 | 1937950500 | SENSOR/ACTUATOR LINE CONNECTING LINE M8 / M12 N OF POLES : 3 5 M PIN STRAIGHT - SOCKET STRAIGHT SHIELDED: NO LED: NO SHEATH MATERIAL: PUR HALOGEN: NO | 0
11543 | 1937951000 | SENSOR/ACTUATOR LINE CONNECTING LINE M8 / M12 N OF POLES : 3 10 M PIN STRAIGHT - SOCKET STRAIGHT SHIELDED: NO LED: NO SHEATH MATERIAL: PUR HALOGEN: NO | 0
11544 | 1937960030 | SENSOR/ACTUATOR LINE CONNECTING LINE M8 / M12 N OF POLES : 3 0.3 M PIN STRAIGHT - SOCKET 90° SHIELDED: NO LED: NO SHEATH MATERIAL: PUR HALOGEN: NO | 0
11545 | 1937960050 | SENSOR/ACTUATOR LINE CONNECTING LINE M8 / M12 N OF POLES : 3 0.5 M PIN STRAIGHT - SOCKET 90° SHIELDED: NO LED: NO SHEATH MATERIAL: PUR HALOGEN: NO | 0
11546 | 1937960060 | SENSOR/ACTUATOR LINE CONNECTING LINE M8 / M12 N OF POLES : 3 0.6 M PIN STRAIGHT - SOCKET 90° SHIELDED: NO LED: NO SHEATH MATERIAL: PUR HALOGEN: NO | 0
11547 | 1937960070 | SENSOR/ACTUATOR LINE CONNECTING LINE M8 / M12 N OF POLES : 3 0.7 M PIN STRAIGHT - SOCKET 90° SHIELDED: NO LED: NO SHEATH MATERIAL: PUR HALOGEN: NO | 0
11548 | 1937960100 | SENSOR/ACTUATOR LINE CONNECTING LINE M8 / M12 N OF POLES : 3 1 M PIN STRAIGHT - SOCKET 90° SHIELDED: NO LED: NO SHEATH MATERIAL: PUR HALOGEN: NO | 0
11549 | 1937960150 | SENSOR/ACTUATOR LINE CONNECTING LINE M8 / M12 N OF POLES : 3 1.5 M PIN STRAIGHT - SOCKET 90° SHIELDED: NO LED: NO SHEATH MATERIAL: PUR HALOGEN: NO | 0
11550 | 1937960200 | SENSOR/ACTUATOR LINE CONNECTING LINE M8 / M12 N OF POLES : 3 2 M PIN STRAIGHT - SOCKET 90° SHIELDED: NO LED: NO SHEATH MATERIAL: PUR HALOGEN: NO | 0
11551 | 1937960300 | SENSOR/ACTUATOR LINE CONNECTING LINE M8 / M12 N OF POLES : 3 3 M PIN STRAIGHT - SOCKET 90° SHIELDED: NO LED: NO SHEATH MATERIAL: PUR HALOGEN: NO | 0
11552 | 1937960500 | SENSOR/ACTUATOR LINE CONNECTING LINE M8 / M12 N OF POLES : 3 5 M PIN STRAIGHT - SOCKET 90° SHIELDED: NO LED: NO SHEATH MATERIAL: PUR HALOGEN: NO | 0
11553 | 1937961000 | SENSOR/ACTUATOR LINE CONNECTING LINE M8 / M12 N OF POLES : 3 10 M PIN STRAIGHT - SOCKET 90° SHIELDED: NO LED: NO SHEATH MATERIAL: PUR HALOGEN: NO | 0
11554 | 1937970050 | SENSOR/ACTUATOR LINE CONNECTING LINE M8 / M12 N OF POLES : 3 0.5 M PIN STRAIGHT - SOCKET 90° SHIELDED: NO LED: NO SHEATH MATERIAL: PUR HALOGEN: NO | 0
11555 | 1937970100 | SENSOR/ACTUATOR LINE CONNECTING LINE M8 / M12 N OF POLES : 3 1 M PIN STRAIGHT - SOCKET 90° SHIELDED: NO LED: NO SHEATH MATERIAL: PUR HALOGEN: NO | 0
11556 | 1937970150 | SENSOR/ACTUATOR LINE CONNECTING LINE M8 / M12 N OF POLES : 3 1.5 M PIN STRAIGHT - SOCKET 90° SHIELDED: NO LED: NO SHEATH MATERIAL: PUR HALOGEN: NO | 0
11557 | 1937970200 | SENSOR/ACTUATOR LINE CONNECTING LINE M8 / M12 N OF POLES : 3 2 M PIN STRAIGHT - SOCKET 90° SHIELDED: NO LED: NO SHEATH MATERIAL: PUR HALOGEN: NO | 0
11558 | 1937970250 | SENSOR/ACTUATOR LINE CONNECTING LINE M8 / M12 N OF POLES : 3 2.5 M PIN STRAIGHT - SOCKET 90° SHIELDED: NO LED: NO SHEATH MATERIAL: PUR HALOGEN: NO | 0
11559 | 1937970300 | SENSOR/ACTUATOR LINE CONNECTING LINE M8 / M12 N OF POLES : 3 3 M PIN STRAIGHT - SOCKET 90° SHIELDED: NO LED: NO SHEATH MATERIAL: PUR HALOGEN: NO | 0
11560 | 1937970500 | SENSOR/ACTUATOR LINE CONNECTING LINE M8 / M12 N OF POLES : 3 5 M PIN STRAIGHT - SOCKET 90° SHIELDED: NO LED: NO SHEATH MATERIAL: PUR HALOGEN: NO | 0
11561 | 1937971000 | SENSOR/ACTUATOR LINE CONNECTING LINE M8 / M12 N OF POLES : 3 10 M PIN STRAIGHT - SOCKET 90° SHIELDED: NO LED: NO SHEATH MATERIAL: PUR HALOGEN: NO | 0
11562 | 1937980150 | SENSOR/ACTUATOR LINE CONNECTING LINE M8 / M12 N OF POLES : 4 1.5 M PIN STRAIGHT - SOCKET STRAIGHT SHIELDED: NO LED: NO SHEATH MATERIAL: PUR HALOGEN: NO | 0
11563 | 1937980300 | SENSOR/ACTUATOR LINE CONNECTING LINE M8 / M12 N OF POLES : 4 3 M PIN STRAIGHT - SOCKET STRAIGHT SHIELDED: NO LED: NO SHEATH MATERIAL: PUR HALOGEN: NO | 0
11564 | 1937980500 | SENSOR/ACTUATOR LINE CONNECTING LINE M8 / M12 N OF POLES : 4 5 M PIN STRAIGHT - SOCKET STRAIGHT SHIELDED: NO LED: NO SHEATH MATERIAL: PUR HALOGEN: NO | 0
11565 | 1937981000 | SENSOR/ACTUATOR LINE CONNECTING LINE M8 / M12 N OF POLES : 4 10 M PIN STRAIGHT - SOCKET STRAIGHT SHIELDED: NO LED: NO SHEATH MATERIAL: PUR HALOGEN: NO | 0
11566 | 1937990150 | SENSOR/ACTUATOR LINE CONNECTING LINE M8 / M12 N OF POLES : 4 1.5 M PIN STRAIGHT - SOCKET 90° SHIELDED: NO LED: NO SHEATH MATERIAL: PUR HALOGEN: NO | 0
11567 | 1937990300 | SENSOR/ACTUATOR LINE CONNECTING LINE M8 / M12 N OF POLES : 4 3 M PIN STRAIGHT - SOCKET 90° SHIELDED: NO LED: NO SHEATH MATERIAL: PUR HALOGEN: NO | 0
11568 | 1937990500 | SENSOR/ACTUATOR LINE CONNECTING LINE M8 / M12 N OF POLES : 4 5 M PIN STRAIGHT - SOCKET 90° SHIELDED: NO LED: NO SHEATH MATERIAL: PUR HALOGEN: NO | 0
11569 | 1937991000 | SENSOR/ACTUATOR LINE CONNECTING LINE M8 / M12 N OF POLES : 4 10 M PIN STRAIGHT - SOCKET 90° SHIELDED: NO LED: NO SHEATH MATERIAL: PUR HALOGEN: NO | 0
11570 | 1938000150 | SENSOR/ACTUATOR LINE CONNECTING LINE M8 / M12 N OF POLES : 4 1.5 M PIN STRAIGHT - SOCKET 90° SHIELDED: NO LED: NO SHEATH MATERIAL: PUR HALOGEN: NO | 0
11571 | 1938000300 | SENSOR/ACTUATOR LINE CONNECTING LINE M8 / M12 N OF POLES : 4 3 M PIN STRAIGHT - SOCKET 90° SHIELDED: NO LED: NO SHEATH MATERIAL: PUR HALOGEN: NO | 0
11572 | 1938000500 | SENSOR/ACTUATOR LINE CONNECTING LINE M8 / M12 N OF POLES : 4 5 M PIN STRAIGHT - SOCKET 90° SHIELDED: NO LED: NO SHEATH MATERIAL: PUR HALOGEN: NO | 0
11573 | 1938001000 | SENSOR/ACTUATOR LINE CONNECTING LINE M8 / M12 N OF POLES : 4 10 M PIN STRAIGHT - SOCKET 90° SHIELDED: NO LED: NO SHEATH MATERIAL: PUR HALOGEN: NO | 0
11574 | 1938170150 | SENSOR/ACTUATOR LINE CONNECTING LINE M12 / M8 N OF POLES : 3 1.5 M PIN STRAIGHT - SOCKET STRAIGHT SHIELDED: NO LED: NO SHEATH MATERIAL: PVC HALOGEN: YES | 0
11575 | 1938170300 | SENSOR/ACTUATOR LINE CONNECTING LINE M12 / M8 N OF POLES : 3 3 M PIN STRAIGHT - SOCKET STRAIGHT SHIELDED: NO LED: NO SHEATH MATERIAL: PVC HALOGEN: YES | 0
11576 | 1938170500 | SENSOR/ACTUATOR LINE CONNECTING LINE M12 / M8 N OF POLES : 3 5 M PIN STRAIGHT - SOCKET STRAIGHT SHIELDED: NO LED: NO SHEATH MATERIAL: PVC HALOGEN: YES | 0
11577 | 1938171000 | SENSOR/ACTUATOR LINE CONNECTING LINE M12 / M8 N OF POLES : 3 10 M PIN STRAIGHT - SOCKET STRAIGHT SHIELDED: NO LED: NO SHEATH MATERIAL: PVC HALOGEN: YES | 0
11578 | 1938180150 | SENSOR/ACTUATOR LINE CONNECTING LINE M12 / M8 N OF POLES : 3 1.5 M PIN STRAIGHT - SOCKET 90° SHIELDED: NO LED: NO SHEATH MATERIAL: PVC HALOGEN: YES | 0
11579 | 1938180300 | SENSOR/ACTUATOR LINE CONNECTING LINE M12 / M8 N OF POLES : 3 3 M PIN STRAIGHT - SOCKET 90° SHIELDED: NO LED: NO SHEATH MATERIAL: PVC HALOGEN: YES | 0
11580 | 1938180500 | SENSOR/ACTUATOR LINE CONNECTING LINE M12 / M8 N OF POLES : 3 5 M PIN STRAIGHT - SOCKET 90° SHIELDED: NO LED: NO SHEATH MATERIAL: PVC HALOGEN: YES | 0
11581 | 1938181000 | SENSOR/ACTUATOR LINE CONNECTING LINE M12 / M8 N OF POLES : 3 10 M PIN STRAIGHT - SOCKET 90° SHIELDED: NO LED: NO SHEATH MATERIAL: PVC HALOGEN: YES | 0
11582 | 1938190150 | SENSOR/ACTUATOR LINE CONNECTING LINE M12 / M8 N OF POLES : 3 1.5 M PIN 90° - SOCKET 90° SHIELDED: NO LED: NO SHEATH MATERIAL: PVC HALOGEN: YES | 0
11583 | 1938190300 | SENSOR/ACTUATOR LINE CONNECTING LINE M12 / M8 N OF POLES : 3 3 M PIN 90° - SOCKET 90° SHIELDED: NO LED: NO SHEATH MATERIAL: PVC HALOGEN: YES | 0
11584 | 1938190500 | SENSOR/ACTUATOR LINE CONNECTING LINE M12 / M8 N OF POLES : 3 5 M PIN 90° - SOCKET 90° SHIELDED: NO LED: NO SHEATH MATERIAL: PVC HALOGEN: YES | 0
11585 | 1938191000 | SENSOR/ACTUATOR LINE CONNECTING LINE M12 / M8 N OF POLES : 3 10 M PIN 90° - SOCKET 90° SHIELDED: NO LED: NO SHEATH MATERIAL: PVC HALOGEN: YES | 0
11586 | 1938200030 | SENSOR/ACTUATOR LINE CONNECTING LINE M12 / M8 N OF POLES : 4 0.3 M PIN STRAIGHT - SOCKET STRAIGHT SHIELDED: NO LED: NO SHEATH MATERIAL: PVC HALOGEN: YES | 0
11587 | 1938200150 | SENSOR/ACTUATOR LINE CONNECTING LINE M12 / M8 N OF POLES : 4 1.5 M PIN STRAIGHT - SOCKET STRAIGHT SHIELDED: NO LED: NO SHEATH MATERIAL: PVC HALOGEN: YES | 0
11588 | 1938200300 | SENSOR/ACTUATOR LINE CONNECTING LINE M12 / M8 N OF POLES : 4 3 M PIN STRAIGHT - SOCKET STRAIGHT SHIELDED: NO LED: NO SHEATH MATERIAL: PVC HALOGEN: YES | 0
11589 | 1938200500 | SENSOR/ACTUATOR LINE CONNECTING LINE M12 / M8 N OF POLES : 4 5 M PIN STRAIGHT - SOCKET STRAIGHT SHIELDED: NO LED: NO SHEATH MATERIAL: PVC HALOGEN: YES | 0
11590 | 1938201000 | SENSOR/ACTUATOR LINE CONNECTING LINE M12 / M8 N OF POLES : 4 10 M PIN STRAIGHT - SOCKET STRAIGHT SHIELDED: NO LED: NO SHEATH MATERIAL: PVC HALOGEN: YES | 0
11591 | 1938210150 | SENSOR/ACTUATOR LINE CONNECTING LINE M12 / M8 N OF POLES : 4 1.5 M PIN STRAIGHT - SOCKET 90° SHIELDED: NO LED: NO SHEATH MATERIAL: PVC HALOGEN: YES | 0
11592 | 1938210300 | SENSOR/ACTUATOR LINE CONNECTING LINE M12 / M8 N OF POLES : 4 3 M PIN STRAIGHT - SOCKET 90° SHIELDED: NO LED: NO SHEATH MATERIAL: PVC HALOGEN: YES | 0
11593 | 1938210500 | SENSOR/ACTUATOR LINE CONNECTING LINE M12 / M8 N OF POLES : 4 5 M PIN STRAIGHT - SOCKET 90° SHIELDED: NO LED: NO SHEATH MATERIAL: PVC HALOGEN: YES | 0
11594 | 1938211000 | SENSOR/ACTUATOR LINE CONNECTING LINE M12 / M8 N OF POLES : 4 10 M PIN STRAIGHT - SOCKET 90° SHIELDED: NO LED: NO SHEATH MATERIAL: PVC HALOGEN: YES | 0
11595 | 1938220150 | SENSOR/ACTUATOR LINE CONNECTING LINE M12 / M8 N OF POLES : 4 1.5 M PIN 90° - SOCKET 90° SHIELDED: NO LED: NO SHEATH MATERIAL: PVC HALOGEN: YES | 0
11596 | 1938220300 | SENSOR/ACTUATOR LINE CONNECTING LINE M12 / M8 N OF POLES : 4 3 M PIN 90° - SOCKET 90° SHIELDED: NO LED: NO SHEATH MATERIAL: PVC HALOGEN: YES | 0
11597 | 1938220500 | SENSOR/ACTUATOR LINE CONNECTING LINE M12 / M8 N OF POLES : 4 5 M PIN 90° - SOCKET 90° SHIELDED: NO LED: NO SHEATH MATERIAL: PVC HALOGEN: YES | 0
11598 | 1938221000 | SENSOR/ACTUATOR LINE CONNECTING LINE M12 / M8 N OF POLES : 4 10 M PIN 90° - SOCKET 90° SHIELDED: NO LED: NO SHEATH MATERIAL: PVC HALOGEN: YES | 0
11599 | 1938230150 | SENSOR/ACTUATOR LINE CONNECTING LINE M8 / M12 N OF POLES : 3 1.5 M PIN STRAIGHT - SOCKET STRAIGHT SHIELDED: NO LED: NO SHEATH MATERIAL: PVC HALOGEN: YES | 0
11600 | 1938230300 | SENSOR/ACTUATOR LINE CONNECTING LINE M8 / M12 N OF POLES : 3 3 M PIN STRAIGHT - SOCKET STRAIGHT SHIELDED: NO LED: NO SHEATH MATERIAL: PVC HALOGEN: YES | 0
11601 | 1938230500 | SENSOR/ACTUATOR LINE CONNECTING LINE M8 / M12 N OF POLES : 3 5 M PIN STRAIGHT - SOCKET STRAIGHT SHIELDED: NO LED: NO SHEATH MATERIAL: PVC HALOGEN: YES | 0
11602 | 1938231000 | SENSOR/ACTUATOR LINE CONNECTING LINE M8 / M12 N OF POLES : 3 10 M PIN STRAIGHT - SOCKET STRAIGHT SHIELDED: NO LED: NO SHEATH MATERIAL: PVC HALOGEN: YES | 0
11603 | 1938240150 | SENSOR/ACTUATOR LINE CONNECTING LINE M8 / M12 N OF POLES : 3 1.5 M PIN STRAIGHT - SOCKET 90° SHIELDED: NO LED: NO SHEATH MATERIAL: PVC HALOGEN: YES | 0
11604 | 1938240300 | SENSOR/ACTUATOR LINE CONNECTING LINE M8 / M12 N OF POLES : 3 3 M PIN STRAIGHT - SOCKET 90° SHIELDED: NO LED: NO SHEATH MATERIAL: PVC HALOGEN: YES | 0
11605 | 1938240500 | SENSOR/ACTUATOR LINE CONNECTING LINE M8 / M12 N OF POLES : 3 5 M PIN STRAIGHT - SOCKET 90° SHIELDED: NO LED: NO SHEATH MATERIAL: PVC HALOGEN: YES | 0
11606 | 1938241000 | SENSOR/ACTUATOR LINE CONNECTING LINE M8 / M12 N OF POLES : 3 10 M PIN STRAIGHT - SOCKET 90° SHIELDED: NO LED: NO SHEATH MATERIAL: PVC HALOGEN: YES | 0
11607 | 1938250150 | SENSOR/ACTUATOR LINE CONNECTING LINE M8 / M12 N OF POLES : 3 1.5 M PIN STRAIGHT - SOCKET 90° SHIELDED: NO LED: NO SHEATH MATERIAL: PVC HALOGEN: YES | 0
11608 | 1938250300 | SENSOR/ACTUATOR LINE CONNECTING LINE M8 / M12 N OF POLES : 3 3 M PIN STRAIGHT - SOCKET 90° SHIELDED: NO LED: NO SHEATH MATERIAL: PVC HALOGEN: YES | 0
11609 | 1938250500 | SENSOR/ACTUATOR LINE CONNECTING LINE M8 / M12 N OF POLES : 3 5 M PIN STRAIGHT - SOCKET 90° SHIELDED: NO LED: NO SHEATH MATERIAL: PVC HALOGEN: YES | 0
11610 | 1938251000 | SENSOR/ACTUATOR LINE CONNECTING LINE M8 / M12 N OF POLES : 3 10 M PIN STRAIGHT - SOCKET 90° SHIELDED: NO LED: NO SHEATH MATERIAL: PVC HALOGEN: YES | 0
11611 | 1938260150 | SENSOR/ACTUATOR LINE CONNECTING LINE M8 / M12 N OF POLES : 4 1.5 M PIN STRAIGHT - SOCKET STRAIGHT SHIELDED: NO LED: NO SHEATH MATERIAL: PVC HALOGEN: YES | 0
11612 | 1938260300 | SENSOR/ACTUATOR LINE CONNECTING LINE M8 / M12 N OF POLES : 4 3 M PIN STRAIGHT - SOCKET STRAIGHT SHIELDED: NO LED: NO SHEATH MATERIAL: PVC HALOGEN: YES | 0
11613 | 1938260500 | SENSOR/ACTUATOR LINE CONNECTING LINE M8 / M12 N OF POLES : 4 5 M PIN STRAIGHT - SOCKET STRAIGHT SHIELDED: NO LED: NO SHEATH MATERIAL: PVC HALOGEN: YES | 0
11614 | 1938261000 | SENSOR/ACTUATOR LINE CONNECTING LINE M8 / M12 N OF POLES : 4 10 M PIN STRAIGHT - SOCKET STRAIGHT SHIELDED: NO LED: NO SHEATH MATERIAL: PVC HALOGEN: YES | 0
11615 | 1938270150 | SENSOR/ACTUATOR LINE CONNECTING LINE M8 / M12 N OF POLES : 4 1.5 M PIN STRAIGHT - SOCKET 90° SHIELDED: NO LED: NO SHEATH MATERIAL: PVC HALOGEN: YES | 0
11616 | 1938270300 | SENSOR/ACTUATOR LINE CONNECTING LINE M8 / M12 N OF POLES : 4 3 M PIN STRAIGHT - SOCKET 90° SHIELDED: NO LED: NO SHEATH MATERIAL: PVC HALOGEN: YES | 0
11617 | 1938270500 | SENSOR/ACTUATOR LINE CONNECTING LINE M8 / M12 N OF POLES : 4 5 M PIN STRAIGHT - SOCKET 90° SHIELDED: NO LED: NO SHEATH MATERIAL: PVC HALOGEN: YES | 0
11618 | 1938271000 | SENSOR/ACTUATOR LINE CONNECTING LINE M8 / M12 N OF POLES : 4 10 M PIN STRAIGHT - SOCKET 90° SHIELDED: NO LED: NO SHEATH MATERIAL: PVC HALOGEN: YES | 0
11619 | 1938280150 | SENSOR/ACTUATOR LINE CONNECTING LINE M8 / M12 N OF POLES : 4 1.5 M PIN STRAIGHT - SOCKET 90° SHIELDED: NO LED: NO SHEATH MATERIAL: PVC HALOGEN: YES | 0
11620 | 1938280300 | SENSOR/ACTUATOR LINE CONNECTING LINE M8 / M12 N OF POLES : 4 3 M PIN STRAIGHT - SOCKET 90° SHIELDED: NO LED: NO SHEATH MATERIAL: PVC HALOGEN: YES | 0
11621 | 1938280500 | SENSOR/ACTUATOR LINE CONNECTING LINE M8 / M12 N OF POLES : 4 5 M PIN STRAIGHT - SOCKET 90° SHIELDED: NO LED: NO SHEATH MATERIAL: PVC HALOGEN: YES | 0
11622 | 1938281000 | SENSOR/ACTUATOR LINE CONNECTING LINE M8 / M12 N OF POLES : 4 10 M PIN STRAIGHT - SOCKET 90° SHIELDED: NO LED: NO SHEATH MATERIAL: PVC HALOGEN: YES | 0
11623 | 1938600000 | SAI ACTIVE SUBBUS COMPLETE MODUL | 407
11624 | 1938610000 | SAI ACTIVE SUBBUS COMPLETE MODUL | 407
11625 | 1938630000 | SAI ACTIVE SUBBUS COMPLETE MODUL | 407
11626 | 1938640000 | SAI ACTIVE SUBBUS COMPLETE MODUL | 407
11627 | 1938660000 | SAI ACTIVE SUBBUS COMPLETE MODUL | 407
11628 | 1938680000 | SAI ACTIVE SUBBUS COMPLETE MODUL | 407
11629 | 1938690000 | SAI ACTIVE SUBBUS | 457
11630 | 1938700000 | SAI ACTIVE SUBBUS | 457
11631 | 1938710000 | SAI ACTIVE SUBBUS | 457
11632 | 1938720000 | SAI ACTIVE SUBBUS | 457
11633 | 1938730000 | SAI ACTIVE SUBBUS | 457
11634 | 1939370200 | SENSOR/ACTUATOR LINE ONE END WITHOUT CONNECTOR M12 N OF POLES : 4 2 M SOCKET ANGLED SHIELDED: NO LED: NO SHEATH MATERIAL: PUR HALOGEN: NO | 0
11635 | 1939370500 | SENSOR/ACTUATOR LINE ONE END WITHOUT CONNECTOR M12 N OF POLES : 4 5 M SOCKET ANGLED SHIELDED: NO LED: NO SHEATH MATERIAL: PUR HALOGEN: NO | 0
11636 | 1939371000 | SENSOR/ACTUATOR LINE ONE END WITHOUT CONNECTOR M12 N OF POLES : 4 10 M SOCKET ANGLED SHIELDED: NO LED: NO SHEATH MATERIAL: PUR HALOGEN: NO | 0
11637 | 1939371500 | SENSOR/ACTUATOR LINE ONE END WITHOUT CONNECTOR M12 N OF POLES : 4 15 M SOCKET ANGLED SHIELDED: NO LED: NO SHEATH MATERIAL: PUR HALOGEN: NO | 0
11638 | 1939410200 | SENSOR/ACTUATOR LINE ONE END WITHOUT CONNECTOR M12 N OF POLES : 4 2 M FEMALE SOCKET STRAIGHT SHIELDED: NO LED: NO SHEATH MATERIAL: PUR HALOGEN: NO | 0
11639 | 1939410500 | SENSOR/ACTUATOR LINE ONE END WITHOUT CONNECTOR M12 N OF POLES : 4 5 M FEMALE SOCKET STRAIGHT SHIELDED: NO LED: NO SHEATH MATERIAL: PUR HALOGEN: NO | 0
11640 | 1939411000 | SENSOR/ACTUATOR LINE ONE END WITHOUT CONNECTOR M12 N OF POLES : 4 10 M FEMALE SOCKET STRAIGHT SHIELDED: NO LED: NO SHEATH MATERIAL: PUR HALOGEN: NO | 0
11641 | 1939411500 | SENSOR/ACTUATOR LINE ONE END WITHOUT CONNECTOR M12 N OF POLES : 4 15 M FEMALE SOCKET STRAIGHT SHIELDED: NO LED: NO SHEATH MATERIAL: PUR HALOGEN: NO | 0
11642 | 1944570000 | PLUGS PREFABRICATED TO CUSTOMER SPEC. M12 PIN 90° | 88
11643 | 1944580000 | SOCKETS PREFABRICATED TO CUSTOMER SPEC. M12 SOCKET ANGLED | 35
11644 | 1948470150 | SENSOR/ACTUATOR LINE CONNECTING LINE M8 / M8 N OF POLES : 3 1.5 M PIN STRAIGHT - SOCKET STRAIGHT SHIELDED: NO LED: NO SHEATH MATERIAL: PUR HALOGEN: NO | 0
11645 | 1948470300 | SENSOR/ACTUATOR LINE CONNECTING LINE M8 / M8 N OF POLES : 3 3 M PIN STRAIGHT - SOCKET STRAIGHT SHIELDED: NO LED: NO SHEATH MATERIAL: PUR HALOGEN: NO | 0
11646 | 1948470500 | SENSOR/ACTUATOR LINE CONNECTING LINE M8 / M8 N OF POLES : 3 5 M PIN STRAIGHT - SOCKET STRAIGHT SHIELDED: NO LED: NO SHEATH MATERIAL: PUR HALOGEN: NO | 0
11647 | 1948471000 | SENSOR/ACTUATOR LINE CONNECTING LINE M8 / M8 N OF POLES : 3 10 M PIN STRAIGHT - SOCKET STRAIGHT SHIELDED: NO LED: NO SHEATH MATERIAL: PUR HALOGEN: NO | 0
11648 | 1948480150 | SENSOR/ACTUATOR LINE CONNECTING LINE M8 / M8 N OF POLES : 3 1.5 M PIN STRAIGHT - SOCKET 90° SHIELDED: NO LED: NO SHEATH MATERIAL: PUR HALOGEN: NO | 0
11649 | 1948480300 | SENSOR/ACTUATOR LINE CONNECTING LINE M8 / M8 N OF POLES : 3 3 M PIN STRAIGHT - SOCKET 90° SHIELDED: NO LED: NO SHEATH MATERIAL: PUR HALOGEN: NO | 0
11650 | 1948480500 | SENSOR/ACTUATOR LINE CONNECTING LINE M8 / M8 N OF POLES : 3 5 M PIN STRAIGHT - SOCKET 90° SHIELDED: NO LED: NO SHEATH MATERIAL: PUR HALOGEN: NO | 0
11651 | 1948481000 | SENSOR/ACTUATOR LINE CONNECTING LINE M8 / M8 N OF POLES : 3 10 M PIN STRAIGHT - SOCKET 90° SHIELDED: NO LED: NO SHEATH MATERIAL: PUR HALOGEN: NO | 0
11652 | 1948490150 | SENSOR/ACTUATOR LINE CONNECTING LINE M8 / M8 N OF POLES : 3 1.5 M PIN 90° - SOCKET 90° SHIELDED: NO LED: NO SHEATH MATERIAL: PUR HALOGEN: NO | 0
11653 | 1948490300 | SENSOR/ACTUATOR LINE CONNECTING LINE M8 / M8 N OF POLES : 3 3 M PIN 90° - SOCKET 90° SHIELDED: NO LED: NO SHEATH MATERIAL: PUR HALOGEN: NO | 0
11654 | 1948490500 | SENSOR/ACTUATOR LINE CONNECTING LINE M8 / M8 N OF POLES : 3 5 M PIN 90° - SOCKET 90° SHIELDED: NO LED: NO SHEATH MATERIAL: PUR HALOGEN: NO | 0
11655 | 1948491000 | SENSOR/ACTUATOR LINE CONNECTING LINE M8 / M8 N OF POLES : 3 10 M PIN 90° - SOCKET 90° SHIELDED: NO LED: NO SHEATH MATERIAL: PUR HALOGEN: NO | 0
11656 | 1948500150 | SENSOR/ACTUATOR LINE CONNECTING LINE M8 / M8 N OF POLES : 4 1.5 M PIN STRAIGHT - SOCKET STRAIGHT SHIELDED: NO LED: NO SHEATH MATERIAL: PUR HALOGEN: NO | 0
11657 | 1948500300 | SENSOR/ACTUATOR LINE CONNECTING LINE M8 / M8 N OF POLES : 4 3 M PIN STRAIGHT - SOCKET STRAIGHT SHIELDED: NO LED: NO SHEATH MATERIAL: PUR HALOGEN: NO | 0
11658 | 1948500500 | SENSOR/ACTUATOR LINE CONNECTING LINE M8 / M8 N OF POLES : 4 5 M PIN STRAIGHT - SOCKET STRAIGHT SHIELDED: NO LED: NO SHEATH MATERIAL: PUR HALOGEN: NO | 0
11659 | 1948501000 | SENSOR/ACTUATOR LINE CONNECTING LINE M8 / M8 N OF POLES : 4 10 M PIN STRAIGHT - SOCKET STRAIGHT SHIELDED: NO LED: NO SHEATH MATERIAL: PUR HALOGEN: NO | 0
11660 | 1948510150 | SENSOR/ACTUATOR LINE CONNECTING LINE M8 / M8 N OF POLES : 4 1.5 M PIN STRAIGHT - SOCKET 90° SHIELDED: NO LED: NO SHEATH MATERIAL: PUR HALOGEN: NO | 0
11661 | 1948510300 | SENSOR/ACTUATOR LINE CONNECTING LINE M8 / M8 N OF POLES : 4 3 M PIN STRAIGHT - SOCKET 90° SHIELDED: NO LED: NO SHEATH MATERIAL: PUR HALOGEN: NO | 0
11662 | 1948510500 | SENSOR/ACTUATOR LINE CONNECTING LINE M8 / M8 N OF POLES : 4 5 M PIN STRAIGHT - SOCKET 90° SHIELDED: NO LED: NO SHEATH MATERIAL: PUR HALOGEN: NO | 0
11663 | 1948511000 | SENSOR/ACTUATOR LINE CONNECTING LINE M8 / M8 N OF POLES : 4 10 M PIN STRAIGHT - SOCKET 90° SHIELDED: NO LED: NO SHEATH MATERIAL: PUR HALOGEN: NO | 0
11664 | 1948520150 | SENSOR/ACTUATOR LINE CONNECTING LINE M8 / M8 N OF POLES : 4 1.5 M PIN 90° - SOCKET 90° SHIELDED: NO LED: NO SHEATH MATERIAL: PUR HALOGEN: NO | 0
11665 | 1948520300 | SENSOR/ACTUATOR LINE CONNECTING LINE M8 / M8 N OF POLES : 4 3 M PIN 90° - SOCKET 90° SHIELDED: NO LED: NO SHEATH MATERIAL: PUR HALOGEN: NO | 0
11666 | 1948520500 | SENSOR/ACTUATOR LINE CONNECTING LINE M8 / M8 N OF POLES : 4 5 M PIN 90° - SOCKET 90° SHIELDED: NO LED: NO SHEATH MATERIAL: PUR HALOGEN: NO | 0
11667 | 1948521000 | SENSOR/ACTUATOR LINE CONNECTING LINE M8 / M8 N OF POLES : 4 10 M PIN 90° - SOCKET 90° SHIELDED: NO LED: NO SHEATH MATERIAL: PUR HALOGEN: NO | 0
11668 | 1948530150 | SENSOR/ACTUATOR LINE ONE END WITHOUT CONNECTOR M8 N OF POLES : 4 1.5 M FEMALE SOCKET STRAIGHT SHIELDED: NO LED: NO SHEATH MATERIAL: PUR HALOGEN: NO | 0
11669 | 1948530300 | SENSOR/ACTUATOR LINE ONE END WITHOUT CONNECTOR M8 N OF POLES : 4 3 M FEMALE SOCKET STRAIGHT SHIELDED: NO LED: NO SHEATH MATERIAL: PUR HALOGEN: NO | 0
11670 | 1948530500 | SENSOR/ACTUATOR LINE ONE END WITHOUT CONNECTOR M8 N OF POLES : 4 5 M FEMALE SOCKET STRAIGHT SHIELDED: NO LED: NO SHEATH MATERIAL: PUR HALOGEN: NO | 0
11671 | 1948531000 | SENSOR/ACTUATOR LINE ONE END WITHOUT CONNECTOR M8 N OF POLES : 4 10 M FEMALE SOCKET STRAIGHT SHIELDED: NO LED: NO SHEATH MATERIAL: PUR HALOGEN: NO | 0
11672 | 1948540150 | SENSOR/ACTUATOR LINE ONE END WITHOUT CONNECTOR M8 N OF POLES : 4 1.5 M SOCKET ANGLED SHIELDED: NO LED: NO SHEATH MATERIAL: PUR HALOGEN: NO | 0
11673 | 1948540300 | SENSOR/ACTUATOR LINE ONE END WITHOUT CONNECTOR M8 N OF POLES : 4 3 M SOCKET ANGLED SHIELDED: NO LED: NO SHEATH MATERIAL: PUR HALOGEN: NO | 0
11674 | 1948540500 | SENSOR/ACTUATOR LINE ONE END WITHOUT CONNECTOR M8 N OF POLES : 4 5 M SOCKET ANGLED SHIELDED: NO LED: NO SHEATH MATERIAL: PUR HALOGEN: NO | 0
11675 | 1948541000 | SENSOR/ACTUATOR LINE ONE END WITHOUT CONNECTOR M8 N OF POLES : 4 10 M SOCKET ANGLED SHIELDED: NO LED: NO SHEATH MATERIAL: PUR HALOGEN: NO | 0
11676 | 1948650150 | SENSOR/ACTUATOR LINE CONNECTING LINE M8 / M8 N OF POLES : 3 1.5 M PIN STRAIGHT - SOCKET STRAIGHT SHIELDED: NO LED: NO SHEATH MATERIAL: PVC HALOGEN: YES | 0
11677 | 1948650300 | SENSOR/ACTUATOR LINE CONNECTING LINE M8 / M8 N OF POLES : 3 3 M PIN STRAIGHT - SOCKET STRAIGHT SHIELDED: NO LED: NO SHEATH MATERIAL: PVC HALOGEN: YES | 0
11678 | 1948650500 | SENSOR/ACTUATOR LINE CONNECTING LINE M8 / M8 N OF POLES : 3 5 M PIN STRAIGHT - SOCKET STRAIGHT SHIELDED: NO LED: NO SHEATH MATERIAL: PVC HALOGEN: YES | 0
11679 | 1948651000 | SENSOR/ACTUATOR LINE CONNECTING LINE M8 / M8 N OF POLES : 3 10 M PIN STRAIGHT - SOCKET STRAIGHT SHIELDED: NO LED: NO SHEATH MATERIAL: PVC HALOGEN: YES | 0
11680 | 1948660150 | SENSOR/ACTUATOR LINE CONNECTING LINE M8 / M8 N OF POLES : 3 1.5 M PIN STRAIGHT - SOCKET 90° SHIELDED: NO LED: NO SHEATH MATERIAL: PVC HALOGEN: YES | 0
11681 | 1948660300 | SENSOR/ACTUATOR LINE CONNECTING LINE M8 / M8 N OF POLES : 3 3 M PIN STRAIGHT - SOCKET 90° SHIELDED: NO LED: NO SHEATH MATERIAL: PVC HALOGEN: YES | 0
11682 | 1948660500 | SENSOR/ACTUATOR LINE CONNECTING LINE M8 / M8 N OF POLES : 3 5 M PIN STRAIGHT - SOCKET 90° SHIELDED: NO LED: NO SHEATH MATERIAL: PVC HALOGEN: YES | 0
11683 | 1948661000 | SENSOR/ACTUATOR LINE CONNECTING LINE M8 / M8 N OF POLES : 3 10 M PIN STRAIGHT - SOCKET 90° SHIELDED: NO LED: NO SHEATH MATERIAL: PVC HALOGEN: YES | 0
11684 | 1948670150 | SENSOR/ACTUATOR LINE CONNECTING LINE M8 / M8 N OF POLES : 3 1.5 M PIN 90° - SOCKET 90° SHIELDED: NO LED: NO SHEATH MATERIAL: PVC HALOGEN: YES | 0
11685 | 1948670300 | SENSOR/ACTUATOR LINE CONNECTING LINE M8 / M8 N OF POLES : 3 3 M PIN 90° - SOCKET 90° SHIELDED: NO LED: NO SHEATH MATERIAL: PVC HALOGEN: YES | 0
11686 | 1948670500 | SENSOR/ACTUATOR LINE CONNECTING LINE M8 / M8 N OF POLES : 3 5 M PIN 90° - SOCKET 90° SHIELDED: NO LED: NO SHEATH MATERIAL: PVC HALOGEN: YES | 0
11687 | 1948680150 | SENSOR/ACTUATOR LINE CONNECTING LINE M8 / M8 N OF POLES : 4 1.5 M PIN STRAIGHT - SOCKET STRAIGHT SHIELDED: NO LED: NO SHEATH MATERIAL: PVC HALOGEN: YES | 0
11688 | 1948680300 | SENSOR/ACTUATOR LINE CONNECTING LINE M8 / M8 N OF POLES : 4 3 M PIN STRAIGHT - SOCKET STRAIGHT SHIELDED: NO LED: NO SHEATH MATERIAL: PVC HALOGEN: YES | 0
11689 | 1948680500 | SENSOR/ACTUATOR LINE CONNECTING LINE M8 / M8 N OF POLES : 4 5 M PIN STRAIGHT - SOCKET STRAIGHT SHIELDED: NO LED: NO SHEATH MATERIAL: PVC HALOGEN: YES | 0
11690 | 1948681000 | SENSOR/ACTUATOR LINE CONNECTING LINE M8 / M8 N OF POLES : 4 10 M PIN STRAIGHT - SOCKET STRAIGHT SHIELDED: NO LED: NO SHEATH MATERIAL: PVC HALOGEN: YES | 0
11691 | 1948690150 | SENSOR/ACTUATOR LINE CONNECTING LINE M8 / M8 N OF POLES : 4 1.5 M PIN STRAIGHT - SOCKET 90° SHIELDED: NO LED: NO SHEATH MATERIAL: PVC HALOGEN: YES | 0
11692 | 1948690300 | SENSOR/ACTUATOR LINE CONNECTING LINE M8 / M8 N OF POLES : 4 3 M PIN STRAIGHT - SOCKET 90° SHIELDED: NO LED: NO SHEATH MATERIAL: PVC HALOGEN: YES | 0
11693 | 1948690500 | SENSOR/ACTUATOR LINE CONNECTING LINE M8 / M8 N OF POLES : 4 5 M PIN STRAIGHT - SOCKET 90° SHIELDED: NO LED: NO SHEATH MATERIAL: PVC HALOGEN: YES | 0
11694 | 1948691000 | SENSOR/ACTUATOR LINE CONNECTING LINE M8 / M8 N OF POLES : 4 10 M PIN STRAIGHT - SOCKET 90° SHIELDED: NO LED: NO SHEATH MATERIAL: PVC HALOGEN: YES | 0
11695 | 1948700150 | SENSOR/ACTUATOR LINE CONNECTING LINE M8 / M8 N OF POLES : 4 1.5 M PIN 90° - SOCKET 90° SHIELDED: NO LED: NO SHEATH MATERIAL: PVC HALOGEN: YES | 0
11696 | 1948700300 | SENSOR/ACTUATOR LINE CONNECTING LINE M8 / M8 N OF POLES : 4 3 M PIN 90° - SOCKET 90° SHIELDED: NO LED: NO SHEATH MATERIAL: PVC HALOGEN: YES | 0
11697 | 1948700500 | SENSOR/ACTUATOR LINE CONNECTING LINE M8 / M8 N OF POLES : 4 5 M PIN 90° - SOCKET 90° SHIELDED: NO LED: NO SHEATH MATERIAL: PVC HALOGEN: YES | 0
11698 | 1948701000 | SENSOR/ACTUATOR LINE CONNECTING LINE M8 / M8 N OF POLES : 4 10 M PIN 90° - SOCKET 90° SHIELDED: NO LED: NO SHEATH MATERIAL: PVC HALOGEN: YES | 0
11699 | 1948710150 | SENSOR/ACTUATOR LINE ONE END WITHOUT CONNECTOR M12 / M8 N OF POLES : 3 1.5 M FEMALE SOCKET STRAIGHT SHIELDED: NO LED: NO SHEATH MATERIAL: PVC HALOGEN: YES | 0
11700 | 1948710300 | SENSOR/ACTUATOR LINE ONE END WITHOUT CONNECTOR M12 / M8 N OF POLES : 3 3 M FEMALE SOCKET STRAIGHT SHIELDED: NO LED: NO SHEATH MATERIAL: PVC HALOGEN: YES | 0
11701 | 1948710500 | SENSOR/ACTUATOR LINE ONE END WITHOUT CONNECTOR M12 / M8 N OF POLES : 3 5 M FEMALE SOCKET STRAIGHT SHIELDED: NO LED: NO SHEATH MATERIAL: PVC HALOGEN: YES | 0
11702 | 1948711000 | SENSOR/ACTUATOR LINE ONE END WITHOUT CONNECTOR M12 / M8 N OF POLES : 3 10 M FEMALE SOCKET STRAIGHT SHIELDED: NO LED: NO SHEATH MATERIAL: PVC HALOGEN: YES | 0
11703 | 1948720150 | SENSOR/ACTUATOR LINE ONE END WITHOUT CONNECTOR M12 / M8 N OF POLES : 3 1.5 M SOCKET ANGLED SHIELDED: NO LED: NO SHEATH MATERIAL: PVC HALOGEN: YES | 0
11704 | 1948720300 | SENSOR/ACTUATOR LINE ONE END WITHOUT CONNECTOR M12 / M8 N OF POLES : 3 3 M SOCKET ANGLED SHIELDED: NO LED: NO SHEATH MATERIAL: PVC HALOGEN: YES | 0
11705 | 1948720500 | SENSOR/ACTUATOR LINE ONE END WITHOUT CONNECTOR M12 / M8 N OF POLES : 3 5 M SOCKET ANGLED SHIELDED: NO LED: NO SHEATH MATERIAL: PVC HALOGEN: YES | 0
11706 | 1948721000 | SENSOR/ACTUATOR LINE ONE END WITHOUT CONNECTOR M12 / M8 N OF POLES : 3 10 M SOCKET ANGLED SHIELDED: NO LED: NO SHEATH MATERIAL: PVC HALOGEN: YES | 0
11707 | 1948730150 | SENSOR/ACTUATOR LINE ONE END WITHOUT CONNECTOR M8 N OF POLES : 4 1.5 M FEMALE SOCKET STRAIGHT SHIELDED: NO LED: NO SHEATH MATERIAL: PVC HALOGEN: YES | 0
11708 | 1948730300 | SENSOR/ACTUATOR LINE ONE END WITHOUT CONNECTOR M8 N OF POLES : 4 3 M FEMALE SOCKET STRAIGHT SHIELDED: NO LED: NO SHEATH MATERIAL: PVC HALOGEN: YES | 0
11709 | 1948730500 | SENSOR/ACTUATOR LINE ONE END WITHOUT CONNECTOR M8 N OF POLES : 4 5 M FEMALE SOCKET STRAIGHT SHIELDED: NO LED: NO SHEATH MATERIAL: PVC HALOGEN: YES | 0
11710 | 1948731000 | SENSOR/ACTUATOR LINE ONE END WITHOUT CONNECTOR M8 N OF POLES : 4 10 M FEMALE SOCKET STRAIGHT SHIELDED: NO LED: NO SHEATH MATERIAL: PVC HALOGEN: YES | 0
11711 | 1948740150 | SENSOR/ACTUATOR LINE ONE END WITHOUT CONNECTOR M8 N OF POLES : 4 1.5 M SOCKET ANGLED SHIELDED: NO LED: NO SHEATH MATERIAL: PVC HALOGEN: YES | 0
11712 | 1948740300 | SENSOR/ACTUATOR LINE ONE END WITHOUT CONNECTOR M8 N OF POLES : 4 3 M SOCKET ANGLED SHIELDED: NO LED: NO SHEATH MATERIAL: PVC HALOGEN: YES | 0
11713 | 1948740500 | SENSOR/ACTUATOR LINE ONE END WITHOUT CONNECTOR M8 N OF POLES : 4 5 M SOCKET ANGLED SHIELDED: NO LED: NO SHEATH MATERIAL: PVC HALOGEN: YES | 0
11714 | 1948741000 | SENSOR/ACTUATOR LINE ONE END WITHOUT CONNECTOR M8 N OF POLES : 4 10 M SOCKET ANGLED SHIELDED: NO LED: NO SHEATH MATERIAL: PVC HALOGEN: YES | 0
11715 | 1952230150 | SENSOR/ACTUATOR LINE CONNECTING LINE M8 / M8 N OF POLES : 3 1.5 M PIN STRAIGHT - SOCKET STRAIGHT SHIELDED: NO LED: NO SHEATH MATERIAL: PUR HALOGEN: NO | 0
11716 | 1952230300 | SENSOR/ACTUATOR LINE CONNECTING LINE M8 / M8 N OF POLES : 3 3 M PIN STRAIGHT - SOCKET STRAIGHT SHIELDED: NO LED: NO SHEATH MATERIAL: PUR HALOGEN: NO | 0
11717 | 1962290150 | SENSOR/ACTUATOR LINE CONNECTING LINE M12 / M8 N OF POLES : 3 1.5 M PIN STRAIGHT - SOCKET 90° SHIELDED: NO LED: YES SHEATH MATERIAL: PVC HALOGEN: YES | 0
11718 | 1962290300 | SENSOR/ACTUATOR LINE CONNECTING LINE M12 / M8 N OF POLES : 3 3 M PIN STRAIGHT - SOCKET 90° SHIELDED: NO LED: YES SHEATH MATERIAL: PVC HALOGEN: YES | 0
11719 | 1962290500 | SENSOR/ACTUATOR LINE CONNECTING LINE M12 / M8 N OF POLES : 3 5 M PIN STRAIGHT - SOCKET 90° SHIELDED: NO LED: YES SHEATH MATERIAL: PVC HALOGEN: YES | 0
11720 | 1962291000 | SENSOR/ACTUATOR LINE CONNECTING LINE M12 / M8 N OF POLES : 3 10 M PIN STRAIGHT - SOCKET 90° SHIELDED: NO LED: YES SHEATH MATERIAL: PVC HALOGEN: YES | 0
11721 | 1962300150 | SENSOR/ACTUATOR LINE CONNECTING LINE M12 / M8 N OF POLES : 4 1.5 M PIN STRAIGHT - SOCKET 90° SHIELDED: NO LED: YES SHEATH MATERIAL: PVC HALOGEN: YES | 0
11722 | 1962300300 | SENSOR/ACTUATOR LINE CONNECTING LINE M12 / M8 N OF POLES : 4 3 M PIN STRAIGHT - SOCKET 90° SHIELDED: NO LED: YES SHEATH MATERIAL: PVC HALOGEN: YES | 0
11723 | 1962300500 | SENSOR/ACTUATOR LINE CONNECTING LINE M12 / M8 N OF POLES : 4 5 M PIN STRAIGHT - SOCKET 90° SHIELDED: NO LED: YES SHEATH MATERIAL: PVC HALOGEN: YES | 0
11724 | 1962301000 | SENSOR/ACTUATOR LINE CONNECTING LINE M12 / M8 N OF POLES : 4 10 M PIN STRAIGHT - SOCKET 90° SHIELDED: NO LED: YES SHEATH MATERIAL: PVC HALOGEN: YES | 0
11725 | 1962410000 | SOCKETS PREFABRICATED TO CUSTOMER SPEC. M12 FEMALE SOCKET STRAIGHT | 35
11726 | 1962420000 | PLUGS PREFABRICATED TO CUSTOMER SPEC. M12 PIN STRAIGHT | 57
11727 | 1962610000 | PLUGS PREFABRICATED TO CUSTOMER SPEC. M12 PIN 90° | 88
11728 | 1962800150 | BUS LINE CONNECTING LINE M12 N OF POLES: 4 1.5 M PIN STRAIGHT SHIELDED: YES LED: NO SHEATH MATERIAL: PUR HALOGEN: NO | 0
11729 | 1963910060 | SENSOR/ACTUATOR LINE CONNECTING LINE M12 / M12 N OF POLES : 4 0.6 M PIN STRAIGHT - SOCKET 90° SHIELDED: NO LED: YES SHEATH MATERIAL: PUR HALOGEN: NO | 0
11730 | 1963910150 | SENSOR/ACTUATOR LINE CONNECTING LINE M12 / M12 N OF POLES : 4 1.5 M PIN STRAIGHT - SOCKET 90° SHIELDED: NO LED: YES SHEATH MATERIAL: PUR HALOGEN: NO | 0
11731 | 1963910200 | SENSOR/ACTUATOR LINE CONNECTING LINE M12 / M12 N OF POLES : 4 2 M PIN STRAIGHT - SOCKET 90° SHIELDED: NO LED: YES SHEATH MATERIAL: PUR HALOGEN: NO | 0
11732 | 1963910300 | SENSOR/ACTUATOR LINE CONNECTING LINE M12 / M12 N OF POLES : 4 3 M PIN STRAIGHT - SOCKET 90° SHIELDED: NO LED: YES SHEATH MATERIAL: PUR HALOGEN: NO | 0
11733 | 1963910500 | SENSOR/ACTUATOR LINE CONNECTING LINE M12 / M12 N OF POLES : 4 5 M PIN STRAIGHT - SOCKET 90° SHIELDED: NO LED: YES SHEATH MATERIAL: PUR HALOGEN: NO | 0
11734 | 1963911000 | SENSOR/ACTUATOR LINE CONNECTING LINE M12 / M12 N OF POLES : 4 10 M PIN STRAIGHT - SOCKET 90° SHIELDED: NO LED: YES SHEATH MATERIAL: PUR HALOGEN: NO | 0
11735 | 1963920150 | SENSOR/ACTUATOR LINE CONNECTING LINE M12 / M12 N OF POLES : 5 1.5 M PIN STRAIGHT - SOCKET 90° SHIELDED: NO LED: YES SHEATH MATERIAL: PUR HALOGEN: NO | 0
11736 | 1963920300 | SENSOR/ACTUATOR LINE CONNECTING LINE M12 / M12 N OF POLES : 5 3 M PIN STRAIGHT - SOCKET 90° SHIELDED: NO LED: YES SHEATH MATERIAL: PUR HALOGEN: NO | 0
11737 | 1963920500 | SENSOR/ACTUATOR LINE CONNECTING LINE M12 / M12 N OF POLES : 5 5 M PIN STRAIGHT - SOCKET 90° SHIELDED: NO LED: YES SHEATH MATERIAL: PUR HALOGEN: NO | 0
11738 | 1963921000 | SENSOR/ACTUATOR LINE CONNECTING LINE M12 / M12 N OF POLES : 5 10 M PIN STRAIGHT - SOCKET 90° SHIELDED: NO LED: YES SHEATH MATERIAL: PUR HALOGEN: NO | 0
11739 | 1963930150 | SENSOR/ACTUATOR LINE CONNECTING LINE M12 / M12 N OF POLES : 4 1.5 M PIN STRAIGHT - SOCKET 90° SHIELDED: NO LED: YES SHEATH MATERIAL: PVC HALOGEN: YES | 0
11740 | 1963930300 | SENSOR/ACTUATOR LINE CONNECTING LINE M12 / M12 N OF POLES : 4 3 M PIN STRAIGHT - SOCKET 90° SHIELDED: NO LED: YES SHEATH MATERIAL: PVC HALOGEN: YES | 0
11741 | 1963930500 | SENSOR/ACTUATOR LINE CONNECTING LINE M12 / M12 N OF POLES : 4 5 M PIN STRAIGHT - SOCKET 90° SHIELDED: NO LED: YES SHEATH MATERIAL: PVC HALOGEN: YES | 0
11742 | 1963940150 | SENSOR/ACTUATOR LINE ONE END WITHOUT CONNECTOR M12 N OF POLES : 4 1.5 M SOCKET ANGLED SHIELDED: NO LED: YES SHEATH MATERIAL: PUR HALOGEN: NO | 0
11743 | 1963940300 | SENSOR/ACTUATOR LINE ONE END WITHOUT CONNECTOR M12 N OF POLES : 4 3 M SOCKET ANGLED SHIELDED: NO LED: YES SHEATH MATERIAL: PUR HALOGEN: NO | 0
11744 | 1963940500 | SENSOR/ACTUATOR LINE ONE END WITHOUT CONNECTOR M12 N OF POLES : 4 5 M SOCKET ANGLED SHIELDED: NO LED: YES SHEATH MATERIAL: PUR HALOGEN: NO | 0
11745 | 1963941000 | SENSOR/ACTUATOR LINE ONE END WITHOUT CONNECTOR M12 N OF POLES : 4 10 M SOCKET ANGLED SHIELDED: NO LED: YES SHEATH MATERIAL: PUR HALOGEN: NO | 0
11746 | 1963960150 | SENSOR/ACTUATOR LINE ONE END WITHOUT CONNECTOR M12 N OF POLES : 4 1.5 M SOCKET ANGLED SHIELDED: NO LED: YES SHEATH MATERIAL: PVC HALOGEN: YES | 0
11747 | 1963960300 | SENSOR/ACTUATOR LINE ONE END WITHOUT CONNECTOR M12 N OF POLES : 4 3 M SOCKET ANGLED SHIELDED: NO LED: YES SHEATH MATERIAL: PVC HALOGEN: YES | 0
11748 | 1963960500 | SENSOR/ACTUATOR LINE ONE END WITHOUT CONNECTOR M12 N OF POLES : 4 5 M SOCKET ANGLED SHIELDED: NO LED: YES SHEATH MATERIAL: PVC HALOGEN: YES | 0
11749 | 1963961000 | SENSOR/ACTUATOR LINE ONE END WITHOUT CONNECTOR M12 N OF POLES : 4 10 M SOCKET ANGLED SHIELDED: NO LED: YES SHEATH MATERIAL: PVC HALOGEN: YES | 0
11750 | 1964280060 | SENSOR/ACTUATOR LINE CONNECTING LINE M12 / M12 N OF POLES : 4 0.6 M TWIN CABLING PIN STRAIGHT 2X SOCKET ANGLED SHIELDED: NO LED: NO SHEATH MATERIAL: PUR HALOGEN: NO | 0
11751 | 1964280150 | SENSOR/ACTUATOR LINE CONNECTING LINE M12 / M12 N OF POLES : 4 1.5 M TWIN CABLING PIN STRAIGHT 2X SOCKET ANGLED SHIELDED: NO LED: NO SHEATH MATERIAL: PUR HALOGEN: NO | 0
11752 | 1964280300 | SENSOR/ACTUATOR LINE CONNECTING LINE M12 / M12 N OF POLES : 4 3 M TWIN CABLING PIN STRAIGHT 2X SOCKET ANGLED SHIELDED: NO LED: NO SHEATH MATERIAL: PUR HALOGEN: NO | 0
11753 | 1964280500 | SENSOR/ACTUATOR LINE CONNECTING LINE M12 / M12 N OF POLES : 4 5 M TWIN CABLING PIN STRAIGHT 2X SOCKET ANGLED SHIELDED: NO LED: NO SHEATH MATERIAL: PUR HALOGEN: NO | 0
11754 | 1964290150 | SENSOR/ACTUATOR LINE CONNECTING LINE M12 / M12 N OF POLES : 3 1.5 M TWIN CABLING PIN STRAIGHT 2X SOCKET ANGLED SHIELDED: NO LED: YES SHEATH MATERIAL: PUR HALOGEN: NO | 0
11755 | 1964290300 | SENSOR/ACTUATOR LINE CONNECTING LINE M12 / M12 N OF POLES : 3 3 M TWIN CABLING PIN STRAIGHT 2X SOCKET ANGLED SHIELDED: NO LED: YES SHEATH MATERIAL: PUR HALOGEN: NO | 0
11756 | 1964291000 | SENSOR/ACTUATOR LINE CONNECTING LINE M12 / M12 N OF POLES : 3 10 M TWIN CABLING PIN STRAIGHT 2X SOCKET ANGLED SHIELDED: NO LED: YES SHEATH MATERIAL: PUR HALOGEN: NO | 0
11757 | 1964300030 | SENSOR/ACTUATOR LINE CONNECTING LINE M12 / M8 N OF POLES : 3 0.3 M TWIN CABLING PIN STRAIGHT 2X SOCKET ANGLED SHIELDED: NO LED: NO SHEATH MATERIAL: PUR HALOGEN: NO | 0
11758 | 1964300150 | SENSOR/ACTUATOR LINE CONNECTING LINE M12 / M8 N OF POLES : 3 1.5 M TWIN CABLING PIN STRAIGHT 2X SOCKET ANGLED SHIELDED: NO LED: NO SHEATH MATERIAL: PUR HALOGEN: NO | 0
11759 | 1964300300 | SENSOR/ACTUATOR LINE CONNECTING LINE M12 / M8 N OF POLES : 3 3 M TWIN CABLING PIN STRAIGHT 2X SOCKET ANGLED SHIELDED: NO LED: NO SHEATH MATERIAL: PUR HALOGEN: NO | 0
11760 | 1964300500 | SENSOR/ACTUATOR LINE CONNECTING LINE M12 / M8 N OF POLES : 3 5 M TWIN CABLING PIN STRAIGHT 2X SOCKET ANGLED SHIELDED: NO LED: NO SHEATH MATERIAL: PUR HALOGEN: NO | 0
11761 | 1964301000 | SENSOR/ACTUATOR LINE CONNECTING LINE M12 / M8 N OF POLES : 3 10 M TWIN CABLING PIN STRAIGHT 2X SOCKET ANGLED SHIELDED: NO LED: NO SHEATH MATERIAL: PUR HALOGEN: NO | 0
11762 | 1964310010 | SENSOR/ACTUATOR LINE ONE END WITHOUT CONNECTOR M12 N OF POLES : 3 0.1 M TWIN CABLING PIN STRAIGHT SHIELDED: NO LED: NO SHEATH MATERIAL: PUR HALOGEN: NO | 0
11763 | 1964310100 | SENSOR/ACTUATOR LINE ONE END WITHOUT CONNECTOR M12 N OF POLES : 3 1 M TWIN CABLING PIN STRAIGHT SHIELDED: NO LED: NO SHEATH MATERIAL: PUR HALOGEN: NO | 0
11764 | 1964310150 | SENSOR/ACTUATOR LINE ONE END WITHOUT CONNECTOR M12 N OF POLES : 3 1.5 M TWIN CABLING PIN STRAIGHT SHIELDED: NO LED: NO SHEATH MATERIAL: PUR HALOGEN: NO | 0
11765 | 1964310300 | SENSOR/ACTUATOR LINE ONE END WITHOUT CONNECTOR M12 N OF POLES : 3 3 M TWIN CABLING PIN STRAIGHT SHIELDED: NO LED: NO SHEATH MATERIAL: PUR HALOGEN: NO | 0
11766 | 1964310500 | SENSOR/ACTUATOR LINE ONE END WITHOUT CONNECTOR M12 N OF POLES : 3 5 M TWIN CABLING PIN STRAIGHT SHIELDED: NO LED: NO SHEATH MATERIAL: PUR HALOGEN: NO | 0
11767 | 1964311000 | SENSOR/ACTUATOR LINE ONE END WITHOUT CONNECTOR M12 N OF POLES : 3 10 M TWIN CABLING PIN STRAIGHT SHIELDED: NO LED: NO SHEATH MATERIAL: PUR HALOGEN: NO | 0
11768 | 1964400500 | SENSOR/ACTUATOR LINE CONNECTING LINE M12 / M12 N OF POLES : 12 5 M PIN STRAIGHT - SOCKET STRAIGHT SHIELDED: NO LED: NO SHEATH MATERIAL: PUR HALOGEN: NO | 0
11769 | 1964401000 | SENSOR/ACTUATOR LINE CONNECTING LINE M12 / M12 N OF POLES : 12 10 M PIN STRAIGHT - SOCKET STRAIGHT SHIELDED: NO LED: NO SHEATH MATERIAL: PUR HALOGEN: NO | 0
11770 | 1964690010 | BUS LINE ONE END WITHOUT CONNECTOR M12 N OF POLES: 5 0.1 M FEMALE SOCKET STRAIGHT SHIELDED: YES LED: NO SHEATH MATERIAL: PUR HALOGEN: NO | 0
11771 | 1964690150 | BUS LINE ONE END WITHOUT CONNECTOR M12 N OF POLES: 5 1.5 M FEMALE SOCKET STRAIGHT SHIELDED: YES LED: NO SHEATH MATERIAL: PUR HALOGEN: NO | 0
11772 | 1964690300 | BUS LINE ONE END WITHOUT CONNECTOR M12 N OF POLES: 5 3 M FEMALE SOCKET STRAIGHT SHIELDED: YES LED: NO SHEATH MATERIAL: PUR HALOGEN: NO | 0
11773 | 1964690500 | BUS LINE ONE END WITHOUT CONNECTOR M12 N OF POLES: 5 5 M FEMALE SOCKET STRAIGHT SHIELDED: YES LED: NO SHEATH MATERIAL: PUR HALOGEN: NO | 0
11774 | 1964691000 | BUS LINE ONE END WITHOUT CONNECTOR M12 N OF POLES: 5 10 M FEMALE SOCKET STRAIGHT SHIELDED: YES LED: NO SHEATH MATERIAL: PUR HALOGEN: NO | 0
11775 | 1964700150 | BUS LINE ONE END WITHOUT CONNECTOR M12 N OF POLES: 5 1.5 M PIN STRAIGHT SHIELDED: YES LED: NO SHEATH MATERIAL: PUR HALOGEN: NO | 0
11776 | 1964700300 | BUS LINE ONE END WITHOUT CONNECTOR M12 N OF POLES: 5 3 M PIN STRAIGHT SHIELDED: YES LED: NO SHEATH MATERIAL: PUR HALOGEN: NO | 0
11777 | 1964700500 | BUS LINE ONE END WITHOUT CONNECTOR M12 N OF POLES: 5 5 M PIN STRAIGHT SHIELDED: YES LED: NO SHEATH MATERIAL: PUR HALOGEN: NO | 0
11778 | 1964701000 | BUS LINE ONE END WITHOUT CONNECTOR M12 N OF POLES: 5 10 M PIN STRAIGHT SHIELDED: YES LED: NO SHEATH MATERIAL: PUR HALOGEN: NO | 0
11779 | 1964710030 | BUS LINE CONNECTING LINE M12 / M12 N OF POLES: 5 0.3 M PIN STRAIGHT - SOCKET STRAIGHT SHIELDED: YES LED: NO SHEATH MATERIAL: PUR HALOGEN: NO | 0
11780 | 1964710150 | BUS LINE CONNECTING LINE M12 / M12 N OF POLES: 5 1.5 M PIN STRAIGHT - SOCKET STRAIGHT SHIELDED: YES LED: NO SHEATH MATERIAL: PUR HALOGEN: NO | 0
11781 | 1964710300 | BUS LINE CONNECTING LINE M12 / M12 N OF POLES: 5 3 M PIN STRAIGHT - SOCKET STRAIGHT SHIELDED: YES LED: NO SHEATH MATERIAL: PUR HALOGEN: NO | 0
11782 | 1964710500 | BUS LINE CONNECTING LINE M12 / M12 N OF POLES: 5 5 M PIN STRAIGHT - SOCKET STRAIGHT SHIELDED: YES LED: NO SHEATH MATERIAL: PUR HALOGEN: NO | 0
11783 | 1964711000 | BUS LINE CONNECTING LINE M12 / M12 N OF POLES: 5 10 M PIN STRAIGHT - SOCKET STRAIGHT SHIELDED: YES LED: NO SHEATH MATERIAL: PUR HALOGEN: NO | 0
11784 | 1967880000 | SOCKETS PREFABRICATED TO CUSTOMER SPEC. M12 SOCKET ANGLED | 35
11785 | 1968560150 | SENSOR/ACTUATOR LINE ONE END WITHOUT CONNECTOR M12 N OF POLES : 3 1.5 M SOCKET ANGLED SHIELDED: NO LED: NO SHEATH MATERIAL: PUR HALOGEN: NO | 0
11786 | 1968560300 | SENSOR/ACTUATOR LINE ONE END WITHOUT CONNECTOR M12 N OF POLES : 3 3 M SOCKET ANGLED SHIELDED: NO LED: NO SHEATH MATERIAL: PUR HALOGEN: NO | 0
11787 | 1968560500 | SENSOR/ACTUATOR LINE ONE END WITHOUT CONNECTOR M12 N OF POLES : 3 5 M SOCKET ANGLED SHIELDED: NO LED: NO SHEATH MATERIAL: PUR HALOGEN: NO | 0
11788 | 1968561000 | SENSOR/ACTUATOR LINE ONE END WITHOUT CONNECTOR M12 N OF POLES : 3 10 M SOCKET ANGLED SHIELDED: NO LED: NO SHEATH MATERIAL: PUR HALOGEN: NO | 0
11789 | 1968570150 | SENSOR/ACTUATOR LINE ONE END WITHOUT CONNECTOR M12 N OF POLES : 4 1.5 M SOCKET ANGLED SHIELDED: NO LED: NO SHEATH MATERIAL: PUR HALOGEN: NO | 0
11790 | 1968570300 | SENSOR/ACTUATOR LINE ONE END WITHOUT CONNECTOR M12 N OF POLES : 4 3 M SOCKET ANGLED SHIELDED: NO LED: NO SHEATH MATERIAL: PUR HALOGEN: NO | 0
11791 | 1968570500 | SENSOR/ACTUATOR LINE ONE END WITHOUT CONNECTOR M12 N OF POLES : 4 5 M SOCKET ANGLED SHIELDED: NO LED: NO SHEATH MATERIAL: PUR HALOGEN: NO | 0
11792 | 1968571000 | SENSOR/ACTUATOR LINE ONE END WITHOUT CONNECTOR M12 N OF POLES : 4 10 M SOCKET ANGLED SHIELDED: NO LED: NO SHEATH MATERIAL: PUR HALOGEN: NO | 0
11793 | 1968580150 | SENSOR/ACTUATOR LINE ONE END WITHOUT CONNECTOR M12 N OF POLES : 4 1.5 M FEMALE SOCKET STRAIGHT SHIELDED: NO LED: NO SHEATH MATERIAL: PUR HALOGEN: NO | 0
11794 | 1968580300 | SENSOR/ACTUATOR LINE ONE END WITHOUT CONNECTOR M12 N OF POLES : 4 3 M FEMALE SOCKET STRAIGHT SHIELDED: NO LED: NO SHEATH MATERIAL: PUR HALOGEN: NO | 0
11795 | 1968580500 | SENSOR/ACTUATOR LINE ONE END WITHOUT CONNECTOR M12 N OF POLES : 4 5 M FEMALE SOCKET STRAIGHT SHIELDED: NO LED: NO SHEATH MATERIAL: PUR HALOGEN: NO | 0
11796 | 1968581000 | SENSOR/ACTUATOR LINE ONE END WITHOUT CONNECTOR M12 N OF POLES : 4 10 M FEMALE SOCKET STRAIGHT SHIELDED: NO LED: NO SHEATH MATERIAL: PUR HALOGEN: NO | 0
11797 | 1968590150 | SENSOR/ACTUATOR LINE ONE END WITHOUT CONNECTOR M12 N OF POLES : 3 1.5 M FEMALE SOCKET STRAIGHT SHIELDED: NO LED: NO SHEATH MATERIAL: PUR HALOGEN: NO | 0
11798 | 1968590300 | SENSOR/ACTUATOR LINE ONE END WITHOUT CONNECTOR M12 N OF POLES : 3 3 M FEMALE SOCKET STRAIGHT SHIELDED: NO LED: NO SHEATH MATERIAL: PUR HALOGEN: NO | 0
11799 | 1968590500 | SENSOR/ACTUATOR LINE ONE END WITHOUT CONNECTOR M12 N OF POLES : 3 5 M FEMALE SOCKET STRAIGHT SHIELDED: NO LED: NO SHEATH MATERIAL: PUR HALOGEN: NO | 0
11800 | 1968591000 | SENSOR/ACTUATOR LINE ONE END WITHOUT CONNECTOR M12 N OF POLES : 3 10 M FEMALE SOCKET STRAIGHT SHIELDED: NO LED: NO SHEATH MATERIAL: PUR HALOGEN: NO | 0
11801 | 1981560000 | BOLTING TOOL | 232
11802 | 1981900015 | BUS LINE CONNECTING LINE M8 / M8 N OF POLES: 4 0.15 M PIN STRAIGHT - SOCKET STRAIGHT SHIELDED: YES LED: NO SHEATH MATERIAL: PUR HALOGEN: NO | 0
11803 | 1981900030 | BUS LINE CONNECTING LINE M8 / M8 N OF POLES: 4 0.3 M PIN STRAIGHT - SOCKET STRAIGHT SHIELDED: YES LED: NO SHEATH MATERIAL: PUR HALOGEN: NO | 0
11804 | 1981900050 | BUS LINE CONNECTING LINE M8 / M8 N OF POLES: 4 0.5 M PIN STRAIGHT - SOCKET STRAIGHT SHIELDED: YES LED: NO SHEATH MATERIAL: PUR HALOGEN: NO | 0
11805 | 1981900075 | BUS LINE CONNECTING LINE M8 / M8 N OF POLES: 4 0.75 M PIN STRAIGHT - SOCKET STRAIGHT SHIELDED: YES LED: NO SHEATH MATERIAL: PUR HALOGEN: NO | 0
11806 | 1981900100 | BUS LINE CONNECTING LINE M8 / M8 N OF POLES: 4 1 M PIN STRAIGHT - SOCKET STRAIGHT SHIELDED: YES LED: NO SHEATH MATERIAL: PUR HALOGEN: NO | 0
11807 | 1981900150 | BUS LINE CONNECTING LINE M8 / M8 N OF POLES: 4 1.5 M PIN STRAIGHT - SOCKET STRAIGHT SHIELDED: YES LED: NO SHEATH MATERIAL: PUR HALOGEN: NO | 0
11808 | 1981900200 | BUS LINE CONNECTING LINE M8 / M8 N OF POLES: 4 2 M PIN STRAIGHT - SOCKET STRAIGHT SHIELDED: YES LED: NO SHEATH MATERIAL: PUR HALOGEN: NO | 0
11809 | 1981900300 | BUS LINE CONNECTING LINE M8 / M8 N OF POLES: 4 3 M PIN STRAIGHT - SOCKET STRAIGHT SHIELDED: YES LED: NO SHEATH MATERIAL: PUR HALOGEN: NO | 0
11810 | 1981900350 | BUS LINE CONNECTING LINE M8 / M8 N OF POLES: 4 3.5 M PIN STRAIGHT - SOCKET STRAIGHT SHIELDED: YES LED: NO SHEATH MATERIAL: PUR HALOGEN: NO | 0
11811 | 1981900500 | BUS LINE CONNECTING LINE M8 / M8 N OF POLES: 4 5 M PIN STRAIGHT - SOCKET STRAIGHT SHIELDED: YES LED: NO SHEATH MATERIAL: PUR HALOGEN: NO | 0
11812 | 1981900700 | BUS LINE CONNECTING LINE M8 / M8 N OF POLES: 4 7 M PIN STRAIGHT - SOCKET STRAIGHT SHIELDED: YES LED: NO SHEATH MATERIAL: PUR HALOGEN: NO | 0
11813 | 1981900750 | BUS LINE CONNECTING LINE M8 / M8 N OF POLES: 4 7.5 M PIN STRAIGHT - SOCKET STRAIGHT SHIELDED: YES LED: NO SHEATH MATERIAL: PUR HALOGEN: NO | 0
11814 | 1981901000 | BUS LINE CONNECTING LINE M8 / M8 N OF POLES: 4 10 M PIN STRAIGHT - SOCKET STRAIGHT SHIELDED: YES LED: NO SHEATH MATERIAL: PUR HALOGEN: NO | 0
11815 | 1981901250 | BUS LINE CONNECTING LINE M8 / M8 N OF POLES: 4 12.5 M PIN STRAIGHT - SOCKET STRAIGHT SHIELDED: YES LED: NO SHEATH MATERIAL: PUR HALOGEN: NO | 0
11816 | 1981901500 | BUS LINE CONNECTING LINE M8 / M8 N OF POLES: 4 15 M PIN STRAIGHT - SOCKET STRAIGHT SHIELDED: YES LED: NO SHEATH MATERIAL: PUR HALOGEN: NO | 0
11817 | 1981901750 | BUS LINE CONNECTING LINE M8 / M8 N OF POLES: 4 17.5 M PIN STRAIGHT - SOCKET STRAIGHT SHIELDED: YES LED: NO SHEATH MATERIAL: PUR HALOGEN: NO | 0
11818 | 1981902000 | BUS LINE CONNECTING LINE M8 / M8 N OF POLES: 4 20 M PIN STRAIGHT - SOCKET STRAIGHT SHIELDED: YES LED: NO SHEATH MATERIAL: PUR HALOGEN: NO | 0
11819 | 1981910150 | BUS LINE ONE END WITHOUT CONNECTOR M8 N OF POLES: 4 1.5 M FEMALE SOCKET STRAIGHT SHIELDED: YES LED: NO SHEATH MATERIAL: PUR HALOGEN: NO | 0
11820 | 1981910300 | BUS LINE ONE END WITHOUT CONNECTOR M8 N OF POLES: 4 3 M FEMALE SOCKET STRAIGHT SHIELDED: YES LED: NO SHEATH MATERIAL: PUR HALOGEN: NO | 0
11821 | 1981910500 | BUS LINE ONE END WITHOUT CONNECTOR M8 N OF POLES: 4 5 M FEMALE SOCKET STRAIGHT SHIELDED: YES LED: NO SHEATH MATERIAL: PUR HALOGEN: NO | 0
11822 | 1981911000 | BUS LINE ONE END WITHOUT CONNECTOR M8 N OF POLES: 4 10 M FEMALE SOCKET STRAIGHT SHIELDED: YES LED: NO SHEATH MATERIAL: PUR HALOGEN: NO | 0
11823 | 1981920150 | BUS LINE ONE END WITHOUT CONNECTOR M8 N OF POLES: 4 1.5 M PIN STRAIGHT SHIELDED: YES LED: NO SHEATH MATERIAL: PUR HALOGEN: NO | 0
11824 | 1981920300 | BUS LINE ONE END WITHOUT CONNECTOR M8 N OF POLES: 4 3 M PIN STRAIGHT SHIELDED: YES LED: NO SHEATH MATERIAL: PUR HALOGEN: NO | 0
11825 | 1981920500 | BUS LINE ONE END WITHOUT CONNECTOR M8 N OF POLES: 4 5 M PIN STRAIGHT SHIELDED: YES LED: NO SHEATH MATERIAL: PUR HALOGEN: NO | 0
11826 | 1981921000 | BUS LINE ONE END WITHOUT CONNECTOR M8 N OF POLES: 4 10 M PIN STRAIGHT SHIELDED: YES LED: NO SHEATH MATERIAL: PUR HALOGEN: NO | 0
11827 | 1984530080 | SENSOR/ACTUATOR LINE CONNECTING LINE M12 / M8 N OF POLES : 3 0.8 M PIN STRAIGHT - SOCKET STRAIGHT SHIELDED: NO LED: NO SHEATH MATERIAL: PUR HALOGEN: NO | 0
11828 | 1984530150 | SENSOR/ACTUATOR LINE CONNECTING LINE M12 / M8 N OF POLES : 3 1.5 M PIN STRAIGHT - SOCKET STRAIGHT SHIELDED: NO LED: NO SHEATH MATERIAL: PUR HALOGEN: NO | 0
11829 | 1984530200 | SENSOR/ACTUATOR LINE CONNECTING LINE M12 / M8 N OF POLES : 3 2 M PIN STRAIGHT - SOCKET STRAIGHT SHIELDED: NO LED: NO SHEATH MATERIAL: PUR HALOGEN: NO | 0
11830 | 1984530250 | SENSOR/ACTUATOR LINE CONNECTING LINE M12 / M8 N OF POLES : 3 2.5 M PIN STRAIGHT - SOCKET STRAIGHT SHIELDED: NO LED: NO SHEATH MATERIAL: PUR HALOGEN: NO | 0
11831 | 1984530300 | SENSOR/ACTUATOR LINE CONNECTING LINE M12 / M8 N OF POLES : 3 3 M PIN STRAIGHT - SOCKET STRAIGHT SHIELDED: NO LED: NO SHEATH MATERIAL: PUR HALOGEN: NO | 0
11832 | 1984530350 | SENSOR/ACTUATOR LINE CONNECTING LINE M12 / M8 N OF POLES : 3 3.5 M PIN STRAIGHT - SOCKET STRAIGHT SHIELDED: NO LED: NO SHEATH MATERIAL: PUR HALOGEN: NO | 0
11833 | 1984530400 | SENSOR/ACTUATOR LINE CONNECTING LINE M12 / M8 N OF POLES : 3 4 M PIN STRAIGHT - SOCKET STRAIGHT SHIELDED: NO LED: NO SHEATH MATERIAL: PUR HALOGEN: NO | 0
11834 | 1984530450 | SENSOR/ACTUATOR LINE CONNECTING LINE M12 / M8 N OF POLES : 3 4.5 M PIN STRAIGHT - SOCKET STRAIGHT SHIELDED: NO LED: NO SHEATH MATERIAL: PUR HALOGEN: NO | 0
11835 | 1984530500 | SENSOR/ACTUATOR LINE CONNECTING LINE M12 / M8 N OF POLES : 3 5 M PIN STRAIGHT - SOCKET STRAIGHT SHIELDED: NO LED: NO SHEATH MATERIAL: PUR HALOGEN: NO | 0
11836 | 1984530550 | SENSOR/ACTUATOR LINE CONNECTING LINE M12 / M8 N OF POLES : 3 5.5 M PIN STRAIGHT - SOCKET STRAIGHT SHIELDED: NO LED: NO SHEATH MATERIAL: PUR HALOGEN: NO | 0
11837 | 1984531000 | SENSOR/ACTUATOR LINE CONNECTING LINE M12 / M8 N OF POLES : 3 10 M PIN STRAIGHT - SOCKET STRAIGHT SHIELDED: NO LED: NO SHEATH MATERIAL: PUR HALOGEN: NO | 0
11838 | 1995800000 | SENSOR/ACTUATOR PLUG-IN CONNECTOR EMPTY ENCLOSURE | 175
11839 | 1995810000 | SENSOR/ACTUATOR PLUG-IN CONNECTOR INSERT | 40
11840 | 1995820000 | SENSOR/ACTUATOR PLUG-IN CONNECTOR CRIMP CONTACT | 186
11841 | 1995840000 | SENSOR/ACTUATOR PLUG-IN CONNECTOR EMPTY ENCLOSURE | 175
11842 | 9456100250 | SENSOR/ACTUATOR LINE ONE END WITHOUT CONNECTOR M12 N OF POLES : 4 2.5 M PIN STRAIGHT SHIELDED: NO LED: NO SHEATH MATERIAL: PUR HALOGEN: NO | 0
11843 | 9456140120 | SENSOR/ACTUATOR LINE ONE END WITHOUT CONNECTOR M12 N OF POLES : 5 1.2 M FEMALE SOCKET STRAIGHT SHIELDED: YES LED: NO SHEATH MATERIAL: PUR HALOGEN: NO | 0
11844 | 9456140200 | SENSOR/ACTUATOR LINE ONE END WITHOUT CONNECTOR M12 N OF POLES : 5 2 M FEMALE SOCKET STRAIGHT SHIELDED: YES LED: NO SHEATH MATERIAL: PUR HALOGEN: NO | 0
11845 | 9456140300 | SENSOR/ACTUATOR LINE ONE END WITHOUT CONNECTOR M12 N OF POLES : 5 3 M FEMALE SOCKET STRAIGHT SHIELDED: YES LED: NO SHEATH MATERIAL: PUR HALOGEN: NO | 0
11846 | 9456152000 | SENSOR/ACTUATOR LINE ONE END WITHOUT CONNECTOR M8 N OF POLES : 4 20 M SOCKET ANGLED SHIELDED: NO LED: NO SHEATH MATERIAL: PUR HALOGEN: NO | 0
11847 | 9456170030 | VALVE PLUG STRAIGHT PLUG - VALVE PLUG CD | 69
11848 | 1877440150 | SENSOR/ACTUATOR LINE ONE END WITHOUT CONNECTOR M23 INNER THREAD N OF POLES: 12 1.5 M SOCKET ANGLED SHIELDED: NO LED: NO SHEATH MATERIAL: PUR HALOGEN: NO | 0
11849 | 1005460030 | SENSOR/ACTUATOR LINE CONNECTING LINE M12 / M12 N OF POLES : 3 0.3 M TWIN CABLING PIN STRAIGHT 2X SOCKET STRAIGHT SHIELDED: NO LED: NO SHEATH MATERIAL: PUR HALOGEN: NO | 0
11850 | 1005460150 | SENSOR/ACTUATOR LINE CONNECTING LINE M12 / M12 N OF POLES : 3 1.5 M TWIN CABLING PIN STRAIGHT 2X SOCKET STRAIGHT SHIELDED: NO LED: NO SHEATH MATERIAL: PUR HALOGEN: NO | 0
11851 | 1005460300 | SENSOR/ACTUATOR LINE CONNECTING LINE M12 / M12 N OF POLES : 3 3 M TWIN CABLING PIN STRAIGHT 2X SOCKET STRAIGHT SHIELDED: NO LED: NO SHEATH MATERIAL: PUR HALOGEN: NO | 0
11852 | 1005460500 | SENSOR/ACTUATOR LINE CONNECTING LINE M12 / M12 N OF POLES : 3 5 M TWIN CABLING PIN STRAIGHT 2X SOCKET STRAIGHT SHIELDED: NO LED: NO SHEATH MATERIAL: PUR HALOGEN: NO | 0
11853 | 1005461000 | SENSOR/ACTUATOR LINE CONNECTING LINE M12 / M12 N OF POLES : 3 10 M TWIN CABLING PIN STRAIGHT 2X SOCKET STRAIGHT SHIELDED: NO LED: NO SHEATH MATERIAL: PUR HALOGEN: NO | 0
11854 | 1007060000 | PLUGS PREFABRICATED TO CUSTOMER SPEC. M12 PIN 90° | 88
11855 | 1007070000 | SOCKETS PREFABRICATED TO CUSTOMER SPEC. M12 SOCKET ANGLED | 35
11856 | 1007080000 | PLUGS PREFABRICATED TO CUSTOMER SPEC. M12 PIN STRAIGHT | 57
11857 | 1007090000 | SOCKETS PREFABRICATED TO CUSTOMER SPEC. M12 FEMALE SOCKET STRAIGHT | 35
11858 | 1009150800 | SENSOR/ACTUATOR LINE CONNECTING LINE M12 / M12 N OF POLES : 5 8 M SOCKET ANGLED - SOCKET ANGLED SHIELDED: NO LED: NO SHEATH MATERIAL: PUR HALOGEN: NO | 0
11859 | 1009160800 | SENSOR/ACTUATOR LINE CONNECTING LINE M12 / M12 N OF POLES : 3 8 M FEMALE SOCKET STRAIGHT - FEMALE SOCKET STRAIGHT SHIELDED: NO LED: NO SHEATH MATERIAL: PUR HALOGEN: NO | 0
11860 | 1009170300 | SENSOR/ACTUATOR LINE CONNECTING LINE M12 / M8 N OF POLES : 3 3 M PIN STRAIGHT - SOCKET STRAIGHT SHIELDED: NO LED: NO SHEATH MATERIAL: PUR HALOGEN: NO | 0
11861 | 1009180800 | SENSOR/ACTUATOR LINE CONNECTING LINE M12 / M12 N OF POLES : 4 8 M FEMALE SOCKET STRAIGHT - FEMALE SOCKET STRAIGHT SHIELDED: NO LED: NO SHEATH MATERIAL: PUR HALOGEN: NO | 0
11862 | 1009370000 | Y CONNECTOR M12 | 576
11863 | 1010840015 | SYSTEM CABLE M12 D-CODE ? IP 67 STRAIGHT PIN OPEN CAT.5 (ISO/IEC 11801) / CAT.5E (TIA T568-B) RADOX GKW S 1.5 M | 11
11864 | 1010840030 | SYSTEM CABLE M12 D-CODE ? IP 67 STRAIGHT PIN OPEN CAT.5 (ISO/IEC 11801) / CAT.5E (TIA T568-B) RADOX GKW S 3 M | 11
11865 | 1010840050 | SYSTEM CABLE M12 D-CODE ? IP 67 STRAIGHT PIN OPEN CAT.5 (ISO/IEC 11801) / CAT.5E (TIA T568-B) RADOX GKW S 5 M | 11
11866 | 1010840100 | SYSTEM CABLE M12 D-CODE ? IP 67 STRAIGHT PIN OPEN CAT.5 (ISO/IEC 11801) / CAT.5E (TIA T568-B) RADOX GKW S 10 M | 11
11867 | 1010850030 | SYSTEM CABLE M12 D-CODE ? IP 67 STRAIGHT PIN M12 D-CODE ? IP 67 STRAIGHT PIN CAT.5 (ISO/IEC 11801) / CAT.5E (TIA T568-B) RADOX GKW S 3 M | 11
11868 | 1010850050 | SYSTEM CABLE M12 D-CODE ? IP 67 STRAIGHT PIN M12 D-CODE ? IP 67 STRAIGHT PIN CAT.5 (ISO/IEC 11801) / CAT.5E (TIA T568-B) RADOX GKW S 5 M | 11
11869 | 1010850100 | SYSTEM CABLE M12 D-CODE ? IP 67 STRAIGHT PIN M12 D-CODE ? IP 67 STRAIGHT PIN CAT.5 (ISO/IEC 11801) / CAT.5E (TIA T568-B) RADOX GKW S 10 M | 11
11870 | 1011620800 | SENSOR/ACTUATOR LINE CONNECTING LINE M12 / M12 N OF POLES : 3 8 M FEMALE SOCKET STRAIGHT - FEMALE SOCKET STRAIGHT SHIELDED: NO LED: NO SHEATH MATERIAL: PUR HALOGEN: NO | 0
11871 | 1011630800 | SENSOR/ACTUATOR LINE CONNECTING LINE M12 / M12 N OF POLES : 3 8 M SOCKET ANGLED - SOCKET ANGLED SHIELDED: NO LED: NO SHEATH MATERIAL: PUR HALOGEN: NO | 0
11872 | 1012050800 | SENSOR/ACTUATOR LINE CONNECTING LINE M12 / M12 N OF POLES : 3 8 M SOCKET ANGLED - SOCKET ANGLED SHIELDED: NO LED: YES SHEATH MATERIAL: PUR HALOGEN: NO | 0
11873 | 1021670150 | SENSOR/ACTUATOR LINE ONE END WITHOUT CONNECTOR M12 N OF POLES : 5 1.5 M FEMALE SOCKET STRAIGHT SHIELDED: NO LED: NO SHEATH MATERIAL: PUR HALOGEN: NO | 0
11874 | 1021670300 | SENSOR/ACTUATOR LINE ONE END WITHOUT CONNECTOR M12 N OF POLES : 5 3 M FEMALE SOCKET STRAIGHT SHIELDED: NO LED: NO SHEATH MATERIAL: PUR HALOGEN: NO | 0
11875 | 1021670500 | SENSOR/ACTUATOR LINE ONE END WITHOUT CONNECTOR M12 N OF POLES : 5 5 M FEMALE SOCKET STRAIGHT SHIELDED: NO LED: NO SHEATH MATERIAL: PUR HALOGEN: NO | 0
11876 | 1021671000 | SENSOR/ACTUATOR LINE ONE END WITHOUT CONNECTOR M12 N OF POLES : 5 10 M FEMALE SOCKET STRAIGHT SHIELDED: NO LED: NO SHEATH MATERIAL: PUR HALOGEN: NO | 0
11877 | 1021730150 | SENSOR/ACTUATOR LINE CONNECTING LINE M12 / M12 N OF POLES : 4 1.5 M PIN STRAIGHT - SOCKET STRAIGHT SHIELDED: NO LED: NO SHEATH MATERIAL: PUR HALOGEN: NO | 0
11878 | 1021730300 | SENSOR/ACTUATOR LINE CONNECTING LINE M12 / M12 N OF POLES : 4 3 M PIN STRAIGHT - SOCKET STRAIGHT SHIELDED: NO LED: NO SHEATH MATERIAL: PUR HALOGEN: NO | 0
11879 | 1021730500 | SENSOR/ACTUATOR LINE CONNECTING LINE M12 / M12 N OF POLES : 4 5 M PIN STRAIGHT - SOCKET STRAIGHT SHIELDED: NO LED: NO SHEATH MATERIAL: PUR HALOGEN: NO | 0
11880 | 1021731000 | SENSOR/ACTUATOR LINE CONNECTING LINE M12 / M12 N OF POLES : 4 10 M PIN STRAIGHT - SOCKET STRAIGHT SHIELDED: NO LED: NO SHEATH MATERIAL: PUR HALOGEN: NO | 0
11881 | 1021790150 | SENSOR/ACTUATOR LINE ONE END WITHOUT CONNECTOR M12 N OF POLES : 4 1.5 M PIN 90° SHIELDED: NO LED: NO SHEATH MATERIAL: PUR HALOGEN: NO | 0
11882 | 1021790300 | SENSOR/ACTUATOR LINE ONE END WITHOUT CONNECTOR M12 N OF POLES : 4 3 M PIN 90° SHIELDED: NO LED: NO SHEATH MATERIAL: PUR HALOGEN: NO | 0
11883 | 1021790500 | SENSOR/ACTUATOR LINE ONE END WITHOUT CONNECTOR M12 N OF POLES : 4 5 M PIN 90° SHIELDED: NO LED: NO SHEATH MATERIAL: PUR HALOGEN: NO | 0
11884 | 1021791000 | SENSOR/ACTUATOR LINE ONE END WITHOUT CONNECTOR M12 N OF POLES : 4 10 M PIN 90° SHIELDED: NO LED: NO SHEATH MATERIAL: PUR HALOGEN: NO | 0
11885 | 1022930300 | SENSOR/ACTUATOR LINE ONE END WITHOUT CONNECTOR M12 N OF POLES : 5 3 M SOCKET ANGLED SHIELDED: NO LED: YES SHEATH MATERIAL: PUR HALOGEN: NO | 0
11886 | 1026180150 | VALVE PLUG 90° PLUG - VALVE PLUG | 147
11887 | 1026180300 | VALVE PLUG 90° PLUG - VALVE PLUG | 147
11888 | 1026190150 | VALVE PLUG 90° PLUG - VALVE PLUG A | 147
11889 | 1026190300 | VALVE PLUG 90° PLUG - VALVE PLUG A | 147
11890 | 1044340000 | SENSOR-ACTUATOR PASSIVE DISTRIBUTOR M12 HOOD VERSION NO | 22
11891 | 1044470200 | DRAGLINE CABLE PROFINET M12 D-CODE ? IP 67 STRAIGHT PIN RJ45 IP 20 CAT.5 (ISO/IEC 11801) / CAT.5E (TIA T568-B) PUR 20 M | 11
11892 | 1044700000 | PLUGS PREFABRICATED TO CUSTOMER SPEC. M12 PIN STRAIGHT | 57
11893 | 1051760000 | SAI PASSIVE SENSOR-ACTUATOR PASSIVE DISTRIBUTOR M8 WITH M12 OUTLET 8-POLE A-CODED NO | 22
11894 | 1052340000 | SENSOR-ACTUATOR PASSIVE DISTRIBUTOR M12 FIXED CABLE VERSION 45 M YES | 22
11895 | 1057720000 | SENSOR-ACTUATOR PASSIVE DISTRIBUTOR M8 WITH M12 OUTLET 8-POLE A-CODED YES | 22
11896 | 1057940000 | Y CONNECTOR M12 | 576
11897 | 1058390000 | SENSOR-ACTUATOR PASSIVE DISTRIBUTOR M12 FIXED CABLE VERSION 25 M YES | 22
11898 | 1058500150 | SENSOR/ACTUATOR LINE CONNECTING LINE M12 / M12 N OF POLES : 4 1.5 M PIN STRAIGHT - SOCKET STRAIGHT SHIELDED: YES LED: NO SHEATH MATERIAL: PUR HALOGEN: NO | 0
11899 | 1058530150 | BUS LINE ONE END WITHOUT CONNECTOR M12 N OF POLES: 2 1.5 M PIN STRAIGHT SHIELDED: YES LED: NO SHEATH MATERIAL: PVC HALOGEN: YES | 0
11900 | 1058530300 | BUS LINE ONE END WITHOUT CONNECTOR M12 N OF POLES: 2 3 M PIN STRAIGHT SHIELDED: YES LED: NO SHEATH MATERIAL: PVC HALOGEN: YES | 0
11901 | 1058530500 | BUS LINE ONE END WITHOUT CONNECTOR M12 N OF POLES: 2 5 M PIN STRAIGHT SHIELDED: YES LED: NO SHEATH MATERIAL: PVC HALOGEN: YES | 0
11902 | 1058540150 | BUS LINE ONE END WITHOUT CONNECTOR M12 N OF POLES: 2 1.5 M FEMALE SOCKET STRAIGHT SHIELDED: YES LED: NO SHEATH MATERIAL: PVC HALOGEN: YES | 0
11903 | 1058540300 | BUS LINE ONE END WITHOUT CONNECTOR M12 N OF POLES: 2 3 M FEMALE SOCKET STRAIGHT SHIELDED: YES LED: NO SHEATH MATERIAL: PVC HALOGEN: YES | 0
11904 | 1058540500 | BUS LINE ONE END WITHOUT CONNECTOR M12 N OF POLES: 2 5 M FEMALE SOCKET STRAIGHT SHIELDED: YES LED: NO SHEATH MATERIAL: PVC HALOGEN: YES | 0
11905 | 1058570150 | BUS LINE CONNECTING LINE M12 / M12 N OF POLES: 2 1.5 M PIN STRAIGHT - SOCKET STRAIGHT SHIELDED: YES LED: NO SHEATH MATERIAL: PVC HALOGEN: YES | 0
11906 | 1058570300 | BUS LINE CONNECTING LINE M12 / M12 N OF POLES: 2 3 M PIN STRAIGHT - SOCKET STRAIGHT SHIELDED: YES LED: NO SHEATH MATERIAL: PVC HALOGEN: YES | 0
11907 | 1058570500 | BUS LINE CONNECTING LINE M12 / M12 N OF POLES: 2 5 M PIN STRAIGHT - SOCKET STRAIGHT SHIELDED: YES LED: NO SHEATH MATERIAL: PVC HALOGEN: YES | 529
11908 | 1058571000 | BUS LINE CONNECTING LINE M12 / M12 N OF POLES: 2 10 M PIN STRAIGHT - SOCKET STRAIGHT SHIELDED: YES LED: NO SHEATH MATERIAL: PVC HALOGEN: YES | 0
11909 | 1059330015 | DRAGLINE CABLE PROFINET M12 D-CODE ? IP 67 STRAIGHT PIN M12 D-CODE ? IP 67 STRAIGHT SOCKET CAT.5 (ISO/IEC 11801) / CAT.5E (TIA T568-B) PUR 1.5 M | 11
11910 | 1059330030 | DRAGLINE CABLE PROFINET M12 D-CODE ? IP 67 STRAIGHT PIN M12 D-CODE ? IP 67 STRAIGHT SOCKET CAT.5 (ISO/IEC 11801) / CAT.5E (TIA T568-B) PUR 3 M | 11
11911 | 1059330050 | DRAGLINE CABLE PROFINET M12 D-CODE ? IP 67 STRAIGHT PIN M12 D-CODE ? IP 67 STRAIGHT SOCKET CAT.5 (ISO/IEC 11801) / CAT.5E (TIA T568-B) PUR 5 M | 11
11912 | 1059330100 | DRAGLINE CABLE PROFINET M12 D-CODE ? IP 67 STRAIGHT PIN M12 D-CODE ? IP 67 STRAIGHT SOCKET CAT.5 (ISO/IEC 11801) / CAT.5E (TIA T568-B) PUR 10 M | 11
11913 | 1059340015 | SYSTEM CABLE M12 D-CODE ? IP 67 STRAIGHT PIN M12 D-CODE ? IP 67 STRAIGHT SOCKET CAT.5 (ISO/IEC 11801) / CAT.5E (TIA T568-B) RADOX GKW S 1.5 M | 11
11914 | 1059340030 | SYSTEM CABLE M12 D-CODE ? IP 67 STRAIGHT PIN M12 D-CODE ? IP 67 STRAIGHT SOCKET CAT.5 (ISO/IEC 11801) / CAT.5E (TIA T568-B) RADOX GKW S 3 M | 11
11915 | 1059340050 | SYSTEM CABLE M12 D-CODE ? IP 67 STRAIGHT PIN M12 D-CODE ? IP 67 STRAIGHT SOCKET CAT.5 (ISO/IEC 11801) / CAT.5E (TIA T568-B) RADOX GKW S 5 M | 11
11916 | 1059340100 | SYSTEM CABLE M12 D-CODE ? IP 67 STRAIGHT PIN M12 D-CODE ? IP 67 STRAIGHT SOCKET CAT.5 (ISO/IEC 11801) / CAT.5E (TIA T568-B) RADOX GKW S 10 M | 11
11917 | 1059480150 | SENSOR/ACTUATOR LINE CONNECTING LINE M12 / M12 N OF POLES : 4 1.5 M PIN STRAIGHT - SOCKET 90° SHIELDED: YES LED: NO SHEATH MATERIAL: PUR HALOGEN: NO | 0
11918 | 1059480300 | SENSOR/ACTUATOR LINE CONNECTING LINE M12 / M12 N OF POLES : 4 3 M PIN STRAIGHT - SOCKET 90° SHIELDED: YES LED: NO SHEATH MATERIAL: PUR HALOGEN: NO | 0
11919 | 1059480500 | SENSOR/ACTUATOR LINE CONNECTING LINE M12 / M12 N OF POLES : 4 5 M PIN STRAIGHT - SOCKET 90° SHIELDED: YES LED: NO SHEATH MATERIAL: PUR HALOGEN: NO | 0
11920 | 1059481000 | SENSOR/ACTUATOR LINE CONNECTING LINE M12 / M12 N OF POLES : 4 10 M PIN STRAIGHT - SOCKET 90° SHIELDED: YES LED: NO SHEATH MATERIAL: PUR HALOGEN: NO | 0
11921 | 1059540150 | SENSOR/ACTUATOR LINE CONNECTING LINE M12 / M12 N OF POLES : 5 1.5 M PIN STRAIGHT - SOCKET 90° SHIELDED: YES LED: NO SHEATH MATERIAL: PUR HALOGEN: NO | 0
11922 | 1059540300 | SENSOR/ACTUATOR LINE CONNECTING LINE M12 / M12 N OF POLES : 5 3 M PIN STRAIGHT - SOCKET 90° SHIELDED: YES LED: NO SHEATH MATERIAL: PUR HALOGEN: NO | 0
11923 | 1059540500 | SENSOR/ACTUATOR LINE CONNECTING LINE M12 / M12 N OF POLES : 5 5 M PIN STRAIGHT - SOCKET 90° SHIELDED: YES LED: NO SHEATH MATERIAL: PUR HALOGEN: NO | 0
11924 | 1059541000 | SENSOR/ACTUATOR LINE CONNECTING LINE M12 / M12 N OF POLES : 5 10 M PIN STRAIGHT - SOCKET 90° SHIELDED: YES LED: NO SHEATH MATERIAL: PUR HALOGEN: NO | 0
11925 | 1059650150 | SENSOR/ACTUATOR LINE ONE END WITHOUT CONNECTOR M12 N OF POLES : 4 1.5 M PIN 90° SHIELDED: YES LED: NO SHEATH MATERIAL: PUR HALOGEN: NO | 0
11926 | 1059650300 | SENSOR/ACTUATOR LINE ONE END WITHOUT CONNECTOR M12 N OF POLES : 4 3 M PIN 90° SHIELDED: YES LED: NO SHEATH MATERIAL: PUR HALOGEN: NO | 0
11927 | 1059650500 | SENSOR/ACTUATOR LINE ONE END WITHOUT CONNECTOR M12 N OF POLES : 4 5 M PIN 90° SHIELDED: YES LED: NO SHEATH MATERIAL: PUR HALOGEN: NO | 0
11928 | 1059651000 | SENSOR/ACTUATOR LINE ONE END WITHOUT CONNECTOR M12 N OF POLES : 4 10 M PIN 90° SHIELDED: YES LED: NO SHEATH MATERIAL: PUR HALOGEN: NO | 0
11929 | 1059680150 | SENSOR/ACTUATOR LINE CONNECTING LINE M12 / M12 N OF POLES : 3 1.5 M PIN ANGLED - BUSH STRAIGHT SHIELDED: YES LED: NO SHEATH MATERIAL: PUR HALOGEN: NO | 0
11930 | 1059680300 | SENSOR/ACTUATOR LINE CONNECTING LINE M12 / M12 N OF POLES : 3 3 M PIN ANGLED - BUSH STRAIGHT SHIELDED: YES LED: NO SHEATH MATERIAL: PUR HALOGEN: NO | 0
11931 | 1059680500 | SENSOR/ACTUATOR LINE CONNECTING LINE M12 / M12 N OF POLES : 3 5 M PIN ANGLED - BUSH STRAIGHT SHIELDED: YES LED: NO SHEATH MATERIAL: PUR HALOGEN: NO | 0
11932 | 1059681000 | SENSOR/ACTUATOR LINE CONNECTING LINE M12 / M12 N OF POLES : 3 10 M PIN ANGLED - BUSH STRAIGHT SHIELDED: YES LED: NO SHEATH MATERIAL: PUR HALOGEN: NO | 0
11933 | 1059690150 | SENSOR/ACTUATOR LINE CONNECTING LINE M12 / M12 N OF POLES : 4 1.5 M PIN ANGLED - BUSH STRAIGHT SHIELDED: YES LED: NO SHEATH MATERIAL: PUR HALOGEN: NO | 0
11934 | 1059690300 | SENSOR/ACTUATOR LINE CONNECTING LINE M12 / M12 N OF POLES : 4 3 M PIN ANGLED - BUSH STRAIGHT SHIELDED: YES LED: NO SHEATH MATERIAL: PUR HALOGEN: NO | 0
11935 | 1059690500 | SENSOR/ACTUATOR LINE CONNECTING LINE M12 / M12 N OF POLES : 4 5 M PIN ANGLED - BUSH STRAIGHT SHIELDED: YES LED: NO SHEATH MATERIAL: PUR HALOGEN: NO | 0
11936 | 1059691000 | SENSOR/ACTUATOR LINE CONNECTING LINE M12 / M12 N OF POLES : 4 10 M PIN ANGLED - BUSH STRAIGHT SHIELDED: YES LED: NO SHEATH MATERIAL: PUR HALOGEN: NO | 0
11937 | 1059710150 | SENSOR/ACTUATOR LINE CONNECTING LINE M12 / M12 N OF POLES : 5 1.5 M PIN ANGLED - BUSH STRAIGHT SHIELDED: YES LED: NO SHEATH MATERIAL: PUR HALOGEN: NO | 0
11938 | 1059710300 | SENSOR/ACTUATOR LINE CONNECTING LINE M12 / M12 N OF POLES : 5 3 M PIN ANGLED - BUSH STRAIGHT SHIELDED: YES LED: NO SHEATH MATERIAL: PUR HALOGEN: NO | 0
11939 | 1059710500 | SENSOR/ACTUATOR LINE CONNECTING LINE M12 / M12 N OF POLES : 5 5 M PIN ANGLED - BUSH STRAIGHT SHIELDED: YES LED: NO SHEATH MATERIAL: PUR HALOGEN: NO | 0
11940 | 1059711000 | SENSOR/ACTUATOR LINE CONNECTING LINE M12 / M12 N OF POLES : 5 10 M PIN ANGLED - BUSH STRAIGHT SHIELDED: YES LED: NO SHEATH MATERIAL: PUR HALOGEN: NO | 0
11941 | 1059720150 | SENSOR/ACTUATOR LINE CONNECTING LINE M12 / M12 N OF POLES : 3 1.5 M PIN 90° - SOCKET 90° SHIELDED: YES LED: NO SHEATH MATERIAL: PUR HALOGEN: NO | 0
11942 | 1059720300 | SENSOR/ACTUATOR LINE CONNECTING LINE M12 / M12 N OF POLES : 3 3 M PIN 90° - SOCKET 90° SHIELDED: YES LED: NO SHEATH MATERIAL: PUR HALOGEN: NO | 0
11943 | 1059720500 | SENSOR/ACTUATOR LINE CONNECTING LINE M12 / M12 N OF POLES : 3 5 M PIN 90° - SOCKET 90° SHIELDED: YES LED: NO SHEATH MATERIAL: PUR HALOGEN: NO | 0
11944 | 1059721000 | SENSOR/ACTUATOR LINE CONNECTING LINE M12 / M12 N OF POLES : 3 10 M PIN 90° - SOCKET 90° SHIELDED: YES LED: NO SHEATH MATERIAL: PUR HALOGEN: NO | 0
11945 | 1059730300 | SENSOR/ACTUATOR LINE CONNECTING LINE M12 / M12 N OF POLES : 4 3 M PIN 90° - SOCKET 90° SHIELDED: YES LED: NO SHEATH MATERIAL: PUR HALOGEN: NO | 0
11946 | 1059730500 | SENSOR/ACTUATOR LINE CONNECTING LINE M12 / M12 N OF POLES : 4 5 M PIN 90° - SOCKET 90° SHIELDED: YES LED: NO SHEATH MATERIAL: PUR HALOGEN: NO | 0
11947 | 1059731000 | SENSOR/ACTUATOR LINE CONNECTING LINE M12 / M12 N OF POLES : 1 10 M PIN 90° - SOCKET 90° SHIELDED: YES LED: NO SHEATH MATERIAL: PUR HALOGEN: NO | 0
11948 | 1059740300 | SENSOR/ACTUATOR LINE CONNECTING LINE M12 / M12 N OF POLES : 5 3 M PIN 90° - SOCKET 90° SHIELDED: YES LED: NO SHEATH MATERIAL: PUR HALOGEN: NO | 0
11949 | 1059740500 | SENSOR/ACTUATOR LINE CONNECTING LINE M12 / M12 N OF POLES : 5 5 M PIN 90° - SOCKET 90° SHIELDED: YES LED: NO SHEATH MATERIAL: PUR HALOGEN: NO | 0
11950 | 1059741000 | SENSOR/ACTUATOR LINE CONNECTING LINE M12 / M12 N OF POLES : 5 10 M PIN 90° - SOCKET 90° SHIELDED: YES LED: NO SHEATH MATERIAL: PUR HALOGEN: NO | 0
11951 | 1059750015 | DRAGLINE CABLE PROFINET M12 D-CODE ? IP 67 ANGLED PIN OPEN CAT.5 (ISO/IEC 11801) / CAT.5E (TIA T568-B) PUR 1.5 M | 11
11952 | 1059750030 | DRAGLINE CABLE PROFINET M12 D-CODE ? IP 67 ANGLED PIN OPEN CAT.5 (ISO/IEC 11801) / CAT.5E (TIA T568-B) PUR 3 M | 11
11953 | 1059750050 | DRAGLINE CABLE PROFINET M12 D-CODE ? IP 67 ANGLED PIN OPEN CAT.5 (ISO/IEC 11801) / CAT.5E (TIA T568-B) PUR 5 M | 11
11954 | 1059750100 | DRAGLINE CABLE PROFINET M12 D-CODE ? IP 67 ANGLED PIN OPEN CAT.5 (ISO/IEC 11801) / CAT.5E (TIA T568-B) PUR 10 M | 11
11955 | 1059760015 | DRAGLINE CABLE PROFINET M12 D-CODE ? IP 67 ANGLED PIN RJ45 IP 20 CAT.5 (ISO/IEC 11801) / CAT.5E (TIA T568-B) PUR 1.5 M | 11
11956 | 1059760030 | DRAGLINE CABLE PROFINET M12 D-CODE ? IP 67 ANGLED PIN RJ45 IP 20 CAT.5 (ISO/IEC 11801) / CAT.5E (TIA T568-B) PUR 3 M | 11
11957 | 1059760050 | DRAGLINE CABLE PROFINET M12 D-CODE ? IP 67 ANGLED PIN RJ45 IP 20 CAT.5 (ISO/IEC 11801) / CAT.5E (TIA T568-B) PUR 5 M | 11
11958 | 1059760100 | DRAGLINE CABLE PROFINET M12 D-CODE ? IP 67 ANGLED PIN RJ45 IP 20 CAT.5 (ISO/IEC 11801) / CAT.5E (TIA T568-B) PUR 10 M | 11
11959 | 1059770015 | DRAGLINE CABLE PROFINET M12 D-CODE ? IP 67 STRAIGHT PIN M12 D-CODE ? IP 67 ANGLED PIN CAT.5 (ISO/IEC 11801) / CAT.5E (TIA T568-B) PUR 1.5 M | 11
11960 | 1059770030 | DRAGLINE CABLE PROFINET M12 D-CODE ? IP 67 STRAIGHT PIN M12 D-CODE ? IP 67 ANGLED PIN CAT.5 (ISO/IEC 11801) / CAT.5E (TIA T568-B) PUR 3 M | 11
11961 | 1059770050 | DRAGLINE CABLE PROFINET M12 D-CODE ? IP 67 STRAIGHT PIN M12 D-CODE ? IP 67 ANGLED PIN CAT.5 (ISO/IEC 11801) / CAT.5E (TIA T568-B) PUR 5 M | 11
11962 | 1059770100 | DRAGLINE CABLE PROFINET M12 D-CODE ? IP 67 STRAIGHT PIN M12 D-CODE ? IP 67 ANGLED PIN CAT.5 (ISO/IEC 11801) / CAT.5E (TIA T568-B) PUR 10 M | 11
11963 | 1059890015 | DRAGLINE CABLE PROFINET M12 D-CODE ? IP 67 ANGLED PIN M12 D-CODE ? IP 67 ANGLED PIN CAT.5 (ISO/IEC 11801) / CAT.5E (TIA T568-B) PUR 1.5 M | 11
11964 | 1059890030 | DRAGLINE CABLE PROFINET M12 D-CODE ? IP 67 ANGLED PIN M12 D-CODE ? IP 67 ANGLED PIN CAT.5 (ISO/IEC 11801) / CAT.5E (TIA T568-B) PUR 3 M | 11
11965 | 1059890050 | DRAGLINE CABLE PROFINET M12 D-CODE ? IP 67 ANGLED PIN M12 D-CODE ? IP 67 ANGLED PIN CAT.5 (ISO/IEC 11801) / CAT.5E (TIA T568-B) PUR 5 M | 11
11966 | 1059890100 | DRAGLINE CABLE PROFINET M12 D-CODE ? IP 67 ANGLED PIN M12 D-CODE ? IP 67 ANGLED PIN CAT.5 (ISO/IEC 11801) / CAT.5E (TIA T568-B) PUR 10 M | 11
11967 | 1059900015 | SYSTEM CABLE M12 D-CODE ? IP 67 ANGLED PIN OPEN CAT.5 (ISO/IEC 11801) / CAT.5E (TIA T568-B) RADOX GKW S 1.5 M | 11
11968 | 1059900030 | SYSTEM CABLE M12 D-CODE ? IP 67 ANGLED PIN OPEN CAT.5 (ISO/IEC 11801) / CAT.5E (TIA T568-B) RADOX GKW S 3 M | 11
11969 | 1059900050 | SYSTEM CABLE M12 D-CODE ? IP 67 ANGLED PIN OPEN CAT.5 (ISO/IEC 11801) / CAT.5E (TIA T568-B) RADOX GKW S 5 M | 11
11970 | 1059900100 | SYSTEM CABLE M12 D-CODE ? IP 67 ANGLED PIN OPEN CAT.5 (ISO/IEC 11801) / CAT.5E (TIA T568-B) RADOX GKW S 10 M | 11
11971 | 1059940015 | SYSTEM CABLE M12 D-CODE ? IP 67 STRAIGHT PIN M12 D-CODE ? IP 67 ANGLED PIN CAT.5 (ISO/IEC 11801) / CAT.5E (TIA T568-B) RADOX GKW S 1.5 M | 11
11972 | 1059940030 | SYSTEM CABLE M12 D-CODE ? IP 67 STRAIGHT PIN M12 D-CODE ? IP 67 ANGLED PIN CAT.5 (ISO/IEC 11801) / CAT.5E (TIA T568-B) RADOX GKW S 3 M | 11
11973 | 1059940050 | SYSTEM CABLE M12 D-CODE ? IP 67 STRAIGHT PIN M12 D-CODE ? IP 67 ANGLED PIN CAT.5 (ISO/IEC 11801) / CAT.5E (TIA T568-B) RADOX GKW S 5 M | 11
11974 | 1059940100 | SYSTEM CABLE M12 D-CODE ? IP 67 STRAIGHT PIN M12 D-CODE ? IP 67 ANGLED PIN CAT.5 (ISO/IEC 11801) / CAT.5E (TIA T568-B) RADOX GKW S 10 M | 11
11975 | 1059970015 | SYSTEM CABLE M12 D-CODE ? IP 67 ANGLED PIN M12 D-CODE ? IP 67 ANGLED PIN CAT.5 (ISO/IEC 11801) / CAT.5E (TIA T568-B) RADOX GKW S 1.5 M | 11
11976 | 1059970030 | SYSTEM CABLE M12 D-CODE ? IP 67 ANGLED PIN M12 D-CODE ? IP 67 ANGLED PIN CAT.5 (ISO/IEC 11801) / CAT.5E (TIA T568-B) RADOX GKW S 3 M | 11
11977 | 1059970050 | SYSTEM CABLE M12 D-CODE ? IP 67 ANGLED PIN M12 D-CODE ? IP 67 ANGLED PIN CAT.5 (ISO/IEC 11801) / CAT.5E (TIA T568-B) RADOX GKW S 5 M | 11
11978 | 1059970100 | SYSTEM CABLE M12 D-CODE ? IP 67 ANGLED PIN M12 D-CODE ? IP 67 ANGLED PIN CAT.5 (ISO/IEC 11801) / CAT.5E (TIA T568-B) RADOX GKW S 10 M | 11
11979 | 1060730000 | Y-PLUG M12 / M12 | 823
11980 | 1061970150 | BUS LINE ONE END WITHOUT CONNECTOR M12 N OF POLES: 2 1.5 M PIN 90° SHIELDED: YES LED: NO SHEATH MATERIAL: PUR HALOGEN: NO | 0
11981 | 1061980500 | BUS LINE ONE END WITHOUT CONNECTOR M12 N OF POLES: 5 5 M SOCKET ANGLED SHIELDED: YES LED: NO SHEATH MATERIAL: PUR HALOGEN: NO | 0
11982 | 1062150300 | BUS LINE CONNECTING LINE M12 / M12 N OF POLES: 5 3 M PIN 90° - SOCKET 90° SHIELDED: YES LED: NO SHEATH MATERIAL: PUR HALOGEN: NO | 0
11983 | 1062190300 | BUS LINE CONNECTING LINE M12 / M12 N OF POLES: 5 3 M PIN STRAIGHT - SOCKET 90° SHIELDED: YES LED: NO SHEATH MATERIAL: PVC HALOGEN: YES | 0
11984 | 1062190500 | BUS LINE CONNECTING LINE M12 / M12 N OF POLES: 5 5 M PIN STRAIGHT - SOCKET 90° SHIELDED: YES LED: NO SHEATH MATERIAL: PVC HALOGEN: YES | 0
11985 | 1062210300 | BUS LINE CONNECTING LINE M12 / M12 N OF POLES: 5 3 M PIN 90° - SOCKET 90° SHIELDED: YES LED: NO SHEATH MATERIAL: PVC HALOGEN: YES | 0
11986 | 1062310150 | BUS LINE CONNECTING LINE M12 / M12 N OF POLES: 2 1.5 M PIN STRAIGHT - SOCKET 90° SHIELDED: YES LED: NO SHEATH MATERIAL: PUR HALOGEN: NO | 0
11987 | 1062330150 | BUS LINE CONNECTING LINE M12 / M12 N OF POLES: 2 1.5 M PIN 90° - SOCKET 90° SHIELDED: YES LED: NO SHEATH MATERIAL: PUR HALOGEN: NO | 0
11988 | 1062340150 | BUS LINE ONE END WITHOUT CONNECTOR M12 N OF POLES: 2 1.5 M PIN 90° SHIELDED: YES LED: NO SHEATH MATERIAL: PVC HALOGEN: YES | 0
11989 | 1062370300 | BUS LINE ONE END WITHOUT CONNECTOR M12 N OF POLES: 2 3 M SOCKET ANGLED SHIELDED: YES LED: NO SHEATH MATERIAL: PVC HALOGEN: YES | 0
11990 | 1062400150 | BUS LINE CONNECTING LINE M12 / M12 N OF POLES: 2 1.5 M PIN 90° - SOCKET 90° SHIELDED: YES LED: NO SHEATH MATERIAL: PVC HALOGEN: YES | 0
11991 | 1070630000 | SENSOR-ACTUATOR PASSIVE DISTRIBUTOR M12 FIXED CABLE VERSION 5 M YES | 22
11992 | 1070640000 | SENSOR-ACTUATOR PASSIVE DISTRIBUTOR M12 FIXED CABLE VERSION 10 M YES | 22
11993 | 1070650000 | SENSOR-ACTUATOR PASSIVE DISTRIBUTOR M12 FIXED CABLE VERSION 5 M YES | 22
11994 | 1070660000 | SENSOR-ACTUATOR PASSIVE DISTRIBUTOR M12 FIXED CABLE VERSION 10 M YES | 22
11995 | 1073020038 | SENSOR/ACTUATOR LINE CONNECTING LINE M8 / M8 N OF POLES : 3 0.38 M PIN ANGLED - BUSH STRAIGHT SHIELDED: NO LED: NO SHEATH MATERIAL: PUR HALOGEN: NO | 0
11996 | 1073020054 | SENSOR/ACTUATOR LINE CONNECTING LINE M8 / M8 N OF POLES : 3 0.54 M PIN ANGLED - BUSH STRAIGHT SHIELDED: NO LED: NO SHEATH MATERIAL: PUR HALOGEN: NO | 0
11997 | 1073020150 | SENSOR/ACTUATOR LINE CONNECTING LINE M8 / M8 N OF POLES : 3 1.5 M PIN ANGLED - BUSH STRAIGHT SHIELDED: NO LED: NO SHEATH MATERIAL: PUR HALOGEN: NO | 0
11998 | 1073020300 | SENSOR/ACTUATOR LINE CONNECTING LINE M8 / M8 N OF POLES : 3 0.3 M PIN ANGLED - BUSH STRAIGHT SHIELDED: NO LED: NO SHEATH MATERIAL: PUR HALOGEN: NO | 0
11999 | 1073020500 | SENSOR/ACTUATOR LINE CONNECTING LINE M8 / M8 N OF POLES : 3 5 M PIN ANGLED - BUSH STRAIGHT SHIELDED: NO LED: NO SHEATH MATERIAL: PUR HALOGEN: NO | 0
12000 | 1073021000 | SENSOR/ACTUATOR LINE CONNECTING LINE M8 / M8 N OF POLES : 3 10 M PIN ANGLED - BUSH STRAIGHT SHIELDED: NO LED: NO SHEATH MATERIAL: PUR HALOGEN: NO | 0
12001 | 1076520200 | BUS LINE ONE END WITHOUT CONNECTOR M12 N OF POLES: 2 2 M SOCKET ANGLED SHIELDED: YES LED: NO SHEATH MATERIAL: PVC HALOGEN: YES | 0
12002 | 1076530200 | BUS LINE ONE END WITHOUT CONNECTOR M12 N OF POLES: 2 2 M SOCKET ANGLED SHIELDED: YES LED: NO SHEATH MATERIAL: PVC HALOGEN: YES | 0
12003 | 1076530500 | BUS LINE ONE END WITHOUT CONNECTOR M12 N OF POLES: 2 5 M SOCKET ANGLED SHIELDED: YES LED: NO SHEATH MATERIAL: PVC HALOGEN: YES | 0
12004 | 1076531000 | BUS LINE ONE END WITHOUT CONNECTOR M12 N OF POLES: 2 10 M SOCKET ANGLED SHIELDED: YES LED: NO SHEATH MATERIAL: PVC HALOGEN: YES | 0
12005 | 1076540500 | BUS LINE ONE END WITHOUT CONNECTOR M12 N OF POLES: 2 5 M PIN 90° SHIELDED: YES LED: NO SHEATH MATERIAL: PVC HALOGEN: YES | 0
12006 | 1076580100 | BUS LINE ONE END WITHOUT CONNECTOR M12 N OF POLES: 2 1 M PIN 90° SHIELDED: YES LED: NO SHEATH MATERIAL: PVC HALOGEN: YES | 0
12007 | 1092920500 | SENSOR/ACTUATOR LINE ONE END WITHOUT CONNECTOR M12 N OF POLES : 4 5 M FEMALE SOCKET STRAIGHT SHIELDED: NO LED: NO SHEATH MATERIAL: PUR HALOGEN: NO | 0
12008 | 1092921000 | SENSOR/ACTUATOR LINE ONE END WITHOUT CONNECTOR M12 N OF POLES : 4 10 M FEMALE SOCKET STRAIGHT SHIELDED: NO LED: NO SHEATH MATERIAL: PUR HALOGEN: NO | 0
12009 | 1092931000 | SENSOR/ACTUATOR LINE ONE END WITHOUT CONNECTOR M12 N OF POLES : 5 10 M FEMALE SOCKET STRAIGHT SHIELDED: NO LED: NO SHEATH MATERIAL: PUR HALOGEN: NO | 0
12010 | 1092960500 | SENSOR/ACTUATOR LINE ONE END WITHOUT CONNECTOR M12 N OF POLES : 4 5 M SOCKET ANGLED SHIELDED: NO LED: NO SHEATH MATERIAL: PUR HALOGEN: NO | 0
12011 | 1092961000 | SENSOR/ACTUATOR LINE ONE END WITHOUT CONNECTOR M12 N OF POLES : 4 10 M SOCKET ANGLED SHIELDED: NO LED: NO SHEATH MATERIAL: PUR HALOGEN: NO | 0
12012 | 1092990300 | SENSOR/ACTUATOR LINE ONE END WITHOUT CONNECTOR M12 N OF POLES : 5 3 M PIN STRAIGHT SHIELDED: NO LED: NO SHEATH MATERIAL: PUR HALOGEN: NO | 0
12013 | 1093020500 | SENSOR/ACTUATOR LINE CONNECTING LINE M12 / M12 N OF POLES : 4 5 M PIN STRAIGHT - SOCKET STRAIGHT SHIELDED: NO LED: NO SHEATH MATERIAL: PUR HALOGEN: NO | 0
12014 | 1093030500 | SENSOR/ACTUATOR LINE CONNECTING LINE M12 / M12 N OF POLES : 5 5 M PIN STRAIGHT - SOCKET STRAIGHT SHIELDED: NO LED: NO SHEATH MATERIAL: PUR HALOGEN: NO | 0
12015 | 1093031000 | SENSOR/ACTUATOR LINE CONNECTING LINE M12 / M12 N OF POLES : 5 10 M PIN STRAIGHT - SOCKET STRAIGHT SHIELDED: NO LED: NO SHEATH MATERIAL: PUR HALOGEN: NO | 0
12016 | 1093050150 | SENSOR/ACTUATOR LINE CONNECTING LINE M12 / M12 N OF POLES : 3 1.5 M PIN STRAIGHT - SOCKET 90° SHIELDED: NO LED: NO SHEATH MATERIAL: PUR HALOGEN: NO | 0
12017 | 1093070500 | SENSOR/ACTUATOR LINE CONNECTING LINE M12 / M12 N OF POLES : 4 5 M PIN STRAIGHT - SOCKET 90° SHIELDED: NO LED: NO SHEATH MATERIAL: PUR HALOGEN: NO | 0
12018 | 1093190150 | SENSOR/ACTUATOR LINE ONE END WITHOUT CONNECTOR M8 N OF POLES : 3 1.5 M FEMALE SOCKET STRAIGHT SHIELDED: NO LED: NO SHEATH MATERIAL: PUR HALOGEN: NO | 0
12019 | 1093190300 | SENSOR/ACTUATOR LINE ONE END WITHOUT CONNECTOR M8 N OF POLES : 3 3 M FEMALE SOCKET STRAIGHT SHIELDED: NO LED: NO SHEATH MATERIAL: PUR HALOGEN: NO | 0
12020 | 1093190500 | SENSOR/ACTUATOR LINE ONE END WITHOUT CONNECTOR M8 N OF POLES : 3 5 M FEMALE SOCKET STRAIGHT SHIELDED: NO LED: NO SHEATH MATERIAL: PUR HALOGEN: NO | 0
12021 | 1093191000 | SENSOR/ACTUATOR LINE ONE END WITHOUT CONNECTOR M8 N OF POLES : 3 10 M FEMALE SOCKET STRAIGHT SHIELDED: NO LED: NO SHEATH MATERIAL: PUR HALOGEN: NO | 0
12022 | 1093240500 | SENSOR/ACTUATOR LINE ONE END WITHOUT CONNECTOR M8 N OF POLES : 4 5 M SOCKET ANGLED SHIELDED: NO LED: NO SHEATH MATERIAL: PUR HALOGEN: NO | 0
12023 | 1093250300 | SENSOR/ACTUATOR LINE CONNECTING LINE M12 / M8 N OF POLES : 3 3 M TWIN CABLING PIN STRAIGHT 2X SOCKET STRAIGHT SHIELDED: NO LED: NO SHEATH MATERIAL: PUR HALOGEN: NO | 0
12024 | 1099760150 | VALVE PLUG STRAIGHT PLUG - VALVE PLUG A | 69
12025 | 1099760500 | VALVE PLUG STRAIGHT PLUG - VALVE PLUG A | 69
12026 | 1102190100 | SYSTEM CABLE M12 D-CODE ? IP 67 STRAIGHT PIN M12 D-CODE ? IP 67 STRAIGHT PIN CAT.5 (ISO/IEC 11801) / CAT.5E (TIA T568-B) PVC 10 M | 11
12027 | 1104470500 | SENSOR/ACTUATOR LINE CONNECTING LINE M8 / M8 N OF POLES : 3 5 M PIN STRAIGHT - SOCKET STRAIGHT SHIELDED: NO LED: NO SHEATH MATERIAL: PUR HALOGEN: NO | 0
12028 | 1108670150 | SENSOR/ACTUATOR LINE ONE END WITHOUT CONNECTOR M12 N OF POLES : 3 1.5 M PIN 90° SHIELDED: NO LED: NO SHEATH MATERIAL: PUR HALOGEN: NO | 0
12029 | 1108670300 | SENSOR/ACTUATOR LINE ONE END WITHOUT CONNECTOR M12 N OF POLES : 3 3 M PIN 90° SHIELDED: NO LED: NO SHEATH MATERIAL: PUR HALOGEN: NO | 0
12030 | 1108670500 | SENSOR/ACTUATOR LINE ONE END WITHOUT CONNECTOR M12 N OF POLES : 3 5 M PIN 90° SHIELDED: NO LED: NO SHEATH MATERIAL: PUR HALOGEN: NO | 0
12031 | 1108671000 | SENSOR/ACTUATOR LINE ONE END WITHOUT CONNECTOR M12 N OF POLES : 3 10 M PIN 90° SHIELDED: NO LED: NO SHEATH MATERIAL: PUR HALOGEN: NO | 0
12032 | 1108680150 | SENSOR/ACTUATOR LINE ONE END WITHOUT CONNECTOR M12 N OF POLES : 4 1.5 M PIN 90° SHIELDED: NO LED: NO SHEATH MATERIAL: PUR HALOGEN: NO | 0
12033 | 1108680300 | SENSOR/ACTUATOR LINE ONE END WITHOUT CONNECTOR M12 N OF POLES : 4 3 M PIN 90° SHIELDED: NO LED: NO SHEATH MATERIAL: PUR HALOGEN: NO | 0
12034 | 1108680500 | SENSOR/ACTUATOR LINE ONE END WITHOUT CONNECTOR M12 N OF POLES : 4 5 M PIN 90° SHIELDED: NO LED: NO SHEATH MATERIAL: PUR HALOGEN: NO | 0
12035 | 1108681000 | SENSOR/ACTUATOR LINE ONE END WITHOUT CONNECTOR M12 N OF POLES : 4 10 M PIN 90° SHIELDED: NO LED: NO SHEATH MATERIAL: PUR HALOGEN: NO | 0
12036 | 1108690150 | SENSOR/ACTUATOR LINE ONE END WITHOUT CONNECTOR M12 N OF POLES : 5 1.5 M PIN 90° SHIELDED: NO LED: NO SHEATH MATERIAL: PUR HALOGEN: NO | 0
12037 | 1108690300 | SENSOR/ACTUATOR LINE ONE END WITHOUT CONNECTOR M12 N OF POLES : 5 3 M PIN 90° SHIELDED: NO LED: NO SHEATH MATERIAL: PUR HALOGEN: NO | 0
12038 | 1108690500 | SENSOR/ACTUATOR LINE ONE END WITHOUT CONNECTOR M12 N OF POLES : 5 5 M PIN 90° SHIELDED: NO LED: NO SHEATH MATERIAL: PUR HALOGEN: NO | 0
12039 | 1108691000 | SENSOR/ACTUATOR LINE ONE END WITHOUT CONNECTOR M12 N OF POLES : 5 10 M PIN 90° SHIELDED: NO LED: NO SHEATH MATERIAL: PUR HALOGEN: NO | 0
12040 | 1108700150 | SENSOR/ACTUATOR LINE CONNECTING LINE M12 / M12 N OF POLES : 3 1.5 M PIN 90° - SOCKET 90° SHIELDED: NO LED: NO SHEATH MATERIAL: PUR HALOGEN: NO | 0
12041 | 1108701000 | SENSOR/ACTUATOR LINE CONNECTING LINE M12 / M12 N OF POLES : 3 10 M PIN 90° - SOCKET 90° SHIELDED: NO LED: NO SHEATH MATERIAL: PUR HALOGEN: NO | 0
12042 | 1108710150 | SENSOR/ACTUATOR LINE CONNECTING LINE M12 / M12 N OF POLES : 4 1.5 M PIN 90° - SOCKET 90° SHIELDED: NO LED: NO SHEATH MATERIAL: PUR HALOGEN: NO | 0
12043 | 1108710300 | SENSOR/ACTUATOR LINE CONNECTING LINE M12 / M12 N OF POLES : 4 3 M PIN 90° - SOCKET 90° SHIELDED: NO LED: NO SHEATH MATERIAL: PUR HALOGEN: NO | 0
12044 | 1108710500 | SENSOR/ACTUATOR LINE CONNECTING LINE M12 / M12 N OF POLES : 4 5 M PIN 90° - SOCKET 90° SHIELDED: NO LED: NO SHEATH MATERIAL: PUR HALOGEN: NO | 0
12045 | 1108711000 | SENSOR/ACTUATOR LINE CONNECTING LINE M12 / M12 N OF POLES : 4 10 M PIN 90° - SOCKET 90° SHIELDED: NO LED: NO SHEATH MATERIAL: PUR HALOGEN: NO | 0
12046 | 1108720150 | SENSOR/ACTUATOR LINE CONNECTING LINE M12 / M12 N OF POLES : 5 1.5 M PIN 90° - SOCKET 90° SHIELDED: NO LED: NO SHEATH MATERIAL: PUR HALOGEN: NO | 0
12047 | 1108720300 | SENSOR/ACTUATOR LINE CONNECTING LINE M12 / M12 N OF POLES : 5 3 M PIN 90° - SOCKET 90° SHIELDED: NO LED: NO SHEATH MATERIAL: PUR HALOGEN: NO | 0
12048 | 1108720500 | SENSOR/ACTUATOR LINE CONNECTING LINE M12 / M12 N OF POLES : 5 5 M PIN 90° - SOCKET 90° SHIELDED: NO LED: NO SHEATH MATERIAL: PUR HALOGEN: NO | 0
12049 | 1108721000 | SENSOR/ACTUATOR LINE CONNECTING LINE M12 / M12 N OF POLES : 5 10 M PIN 90° - SOCKET 90° SHIELDED: NO LED: NO SHEATH MATERIAL: PUR HALOGEN: NO | 0
12050 | 1108730150 | SENSOR/ACTUATOR LINE ONE END WITHOUT CONNECTOR M12 N OF POLES : 3 1.5 M FEMALE SOCKET STRAIGHT SHIELDED: NO LED: NO SHEATH MATERIAL: PUR HALOGEN: NO | 0
12051 | 1108730300 | SENSOR/ACTUATOR LINE ONE END WITHOUT CONNECTOR M12 N OF POLES : 3 3 M FEMALE SOCKET STRAIGHT SHIELDED: NO LED: NO SHEATH MATERIAL: PUR HALOGEN: NO | 0
12052 | 1108730500 | SENSOR/ACTUATOR LINE ONE END WITHOUT CONNECTOR M12 N OF POLES : 3 5 M FEMALE SOCKET STRAIGHT SHIELDED: NO LED: NO SHEATH MATERIAL: PUR HALOGEN: NO | 0
12053 | 1108731000 | SENSOR/ACTUATOR LINE ONE END WITHOUT CONNECTOR M12 N OF POLES : 3 10 M FEMALE SOCKET STRAIGHT SHIELDED: NO LED: NO SHEATH MATERIAL: PUR HALOGEN: NO | 0
12054 | 1108740150 | SENSOR/ACTUATOR LINE ONE END WITHOUT CONNECTOR M12 N OF POLES : 4 1.5 M FEMALE SOCKET STRAIGHT SHIELDED: NO LED: NO SHEATH MATERIAL: PUR HALOGEN: NO | 0
12055 | 1108740200 | SENSOR/ACTUATOR LINE ONE END WITHOUT CONNECTOR M12 N OF POLES : 4 2 M FEMALE SOCKET STRAIGHT SHIELDED: NO LED: NO SHEATH MATERIAL: PUR HALOGEN: NO | 0
12056 | 1108740300 | SENSOR/ACTUATOR LINE ONE END WITHOUT CONNECTOR M12 N OF POLES : 4 3 M FEMALE SOCKET STRAIGHT SHIELDED: NO LED: NO SHEATH MATERIAL: PUR HALOGEN: NO | 0
12057 | 1108740500 | SENSOR/ACTUATOR LINE ONE END WITHOUT CONNECTOR M12 N OF POLES : 4 5 M FEMALE SOCKET STRAIGHT SHIELDED: NO LED: NO SHEATH MATERIAL: PUR HALOGEN: NO | 0
12058 | 1108741000 | SENSOR/ACTUATOR LINE ONE END WITHOUT CONNECTOR M12 N OF POLES : 4 10 M FEMALE SOCKET STRAIGHT SHIELDED: NO LED: NO SHEATH MATERIAL: PUR HALOGEN: NO | 0
12059 | 1108741500 | SENSOR/ACTUATOR LINE ONE END WITHOUT CONNECTOR M12 N OF POLES : 4 15 M FEMALE SOCKET STRAIGHT SHIELDED: NO LED: NO SHEATH MATERIAL: PUR HALOGEN: NO | 0
12060 | 1108750150 | SENSOR/ACTUATOR LINE ONE END WITHOUT CONNECTOR M12 N OF POLES : 5 1.5 M FEMALE SOCKET STRAIGHT SHIELDED: NO LED: NO SHEATH MATERIAL: PUR HALOGEN: NO | 0
12061 | 1108750300 | SENSOR/ACTUATOR LINE ONE END WITHOUT CONNECTOR M12 N OF POLES : 5 3 M FEMALE SOCKET STRAIGHT SHIELDED: NO LED: NO SHEATH MATERIAL: PUR HALOGEN: NO | 0
12062 | 1108750500 | SENSOR/ACTUATOR LINE ONE END WITHOUT CONNECTOR M12 N OF POLES : 5 5 M FEMALE SOCKET STRAIGHT SHIELDED: NO LED: NO SHEATH MATERIAL: PUR HALOGEN: NO | 0
12063 | 1108751000 | SENSOR/ACTUATOR LINE ONE END WITHOUT CONNECTOR M12 N OF POLES : 5 10 M FEMALE SOCKET STRAIGHT SHIELDED: NO LED: NO SHEATH MATERIAL: PUR HALOGEN: NO | 0
12064 | 1108770010 | SENSOR/ACTUATOR LINE ONE END WITHOUT CONNECTOR M12 N OF POLES : 3 0.1 M SOCKET ANGLED SHIELDED: NO LED: NO SHEATH MATERIAL: PUR HALOGEN: NO | 0
12065 | 1108770150 | SENSOR/ACTUATOR LINE ONE END WITHOUT CONNECTOR M12 N OF POLES : 3 1.5 M SOCKET ANGLED SHIELDED: NO LED: NO SHEATH MATERIAL: PUR HALOGEN: NO | 0
12066 | 1108770300 | SENSOR/ACTUATOR LINE ONE END WITHOUT CONNECTOR M12 N OF POLES : 3 3 M SOCKET ANGLED SHIELDED: NO LED: NO SHEATH MATERIAL: PUR HALOGEN: NO | 0
12067 | 1108770500 | SENSOR/ACTUATOR LINE ONE END WITHOUT CONNECTOR M12 N OF POLES : 3 5 M SOCKET ANGLED SHIELDED: NO LED: NO SHEATH MATERIAL: PUR HALOGEN: NO | 0
12068 | 1108771000 | SENSOR/ACTUATOR LINE ONE END WITHOUT CONNECTOR M12 N OF POLES : 3 10 M SOCKET ANGLED SHIELDED: NO LED: NO SHEATH MATERIAL: PUR HALOGEN: NO | 0
12069 | 1108780150 | SENSOR/ACTUATOR LINE ONE END WITHOUT CONNECTOR M12 N OF POLES : 4 1.5 M SOCKET ANGLED SHIELDED: NO LED: NO SHEATH MATERIAL: PUR HALOGEN: NO | 0
12070 | 1108780200 | SENSOR/ACTUATOR LINE ONE END WITHOUT CONNECTOR M12 N OF POLES : 4 2 M SOCKET ANGLED SHIELDED: NO LED: NO SHEATH MATERIAL: PUR HALOGEN: NO | 0
12071 | 1108780300 | SENSOR/ACTUATOR LINE ONE END WITHOUT CONNECTOR M12 N OF POLES : 4 3 M SOCKET ANGLED SHIELDED: NO LED: NO SHEATH MATERIAL: PUR HALOGEN: NO | 0
12072 | 1108780500 | SENSOR/ACTUATOR LINE ONE END WITHOUT CONNECTOR M12 N OF POLES : 4 5 M SOCKET ANGLED SHIELDED: NO LED: NO SHEATH MATERIAL: PUR HALOGEN: NO | 0
12073 | 1108781000 | SENSOR/ACTUATOR LINE ONE END WITHOUT CONNECTOR M12 N OF POLES : 4 10 M SOCKET ANGLED SHIELDED: NO LED: NO SHEATH MATERIAL: PUR HALOGEN: NO | 0
12074 | 1108781500 | SENSOR/ACTUATOR LINE ONE END WITHOUT CONNECTOR M12 N OF POLES : 4 15 M SOCKET ANGLED SHIELDED: NO LED: NO SHEATH MATERIAL: PUR HALOGEN: NO | 0
12075 | 1108790150 | SENSOR/ACTUATOR LINE ONE END WITHOUT CONNECTOR M12 N OF POLES : 5 1.5 M SOCKET ANGLED SHIELDED: NO LED: NO SHEATH MATERIAL: PUR HALOGEN: NO | 0
12076 | 1108790300 | SENSOR/ACTUATOR LINE ONE END WITHOUT CONNECTOR M12 N OF POLES : 5 3 M SOCKET ANGLED SHIELDED: NO LED: NO SHEATH MATERIAL: PUR HALOGEN: NO | 0
12077 | 1108790500 | SENSOR/ACTUATOR LINE ONE END WITHOUT CONNECTOR M12 N OF POLES : 5 5 M SOCKET ANGLED SHIELDED: NO LED: NO SHEATH MATERIAL: PUR HALOGEN: NO | 0
12078 | 1108800010 | SENSOR/ACTUATOR LINE ONE END WITHOUT CONNECTOR M12 N OF POLES : 3 0.1 M PIN STRAIGHT SHIELDED: NO LED: NO SHEATH MATERIAL: PUR HALOGEN: NO | 0
12079 | 1108800150 | SENSOR/ACTUATOR LINE ONE END WITHOUT CONNECTOR M12 N OF POLES : 3 1.5 M PIN STRAIGHT SHIELDED: NO LED: NO SHEATH MATERIAL: PUR HALOGEN: NO | 0
12080 | 1108800300 | SENSOR/ACTUATOR LINE ONE END WITHOUT CONNECTOR M12 N OF POLES : 3 3 M PIN STRAIGHT SHIELDED: NO LED: NO SHEATH MATERIAL: PUR HALOGEN: NO | 0
12081 | 1108800500 | SENSOR/ACTUATOR LINE ONE END WITHOUT CONNECTOR M12 N OF POLES : 3 5 M PIN STRAIGHT SHIELDED: NO LED: NO SHEATH MATERIAL: PUR HALOGEN: NO | 0
12082 | 1108801000 | SENSOR/ACTUATOR LINE ONE END WITHOUT CONNECTOR M12 N OF POLES : 3 10 M PIN STRAIGHT SHIELDED: NO LED: NO SHEATH MATERIAL: PUR HALOGEN: NO | 0
12083 | 1108810150 | SENSOR/ACTUATOR LINE ONE END WITHOUT CONNECTOR M12 N OF POLES : 4 1.5 M PIN STRAIGHT SHIELDED: NO LED: NO SHEATH MATERIAL: PUR HALOGEN: NO | 0
12084 | 1108810300 | SENSOR/ACTUATOR LINE ONE END WITHOUT CONNECTOR M12 N OF POLES : 4 3 M PIN STRAIGHT SHIELDED: NO LED: NO SHEATH MATERIAL: PUR HALOGEN: NO | 0
12085 | 1108810500 | SENSOR/ACTUATOR LINE ONE END WITHOUT CONNECTOR M12 N OF POLES : 4 5 M PIN STRAIGHT SHIELDED: NO LED: NO SHEATH MATERIAL: PUR HALOGEN: NO | 0
12086 | 1108811000 | SENSOR/ACTUATOR LINE ONE END WITHOUT CONNECTOR M12 N OF POLES : 4 10 M PIN STRAIGHT SHIELDED: NO LED: NO SHEATH MATERIAL: PUR HALOGEN: NO | 0
12087 | 1108820150 | SENSOR/ACTUATOR LINE ONE END WITHOUT CONNECTOR M12 N OF POLES : 5 1.5 M PIN STRAIGHT SHIELDED: NO LED: NO SHEATH MATERIAL: PUR HALOGEN: NO | 0
12088 | 1108820300 | SENSOR/ACTUATOR LINE ONE END WITHOUT CONNECTOR M12 N OF POLES : 5 3 M PIN STRAIGHT SHIELDED: NO LED: NO SHEATH MATERIAL: PUR HALOGEN: NO | 0
12089 | 1108820500 | SENSOR/ACTUATOR LINE ONE END WITHOUT CONNECTOR M12 N OF POLES : 5 5 M PIN STRAIGHT SHIELDED: NO LED: NO SHEATH MATERIAL: PUR HALOGEN: NO | 0
12090 | 1108821000 | SENSOR/ACTUATOR LINE ONE END WITHOUT CONNECTOR M12 N OF POLES : 5 10 M PIN STRAIGHT SHIELDED: NO LED: NO SHEATH MATERIAL: PUR HALOGEN: NO | 0
12091 | 1108830150 | SENSOR/ACTUATOR LINE CONNECTING LINE M12 / M12 N OF POLES : 3 1.5 M PIN STRAIGHT - SOCKET STRAIGHT SHIELDED: NO LED: NO SHEATH MATERIAL: PUR HALOGEN: NO | 0
12092 | 1108830300 | SENSOR/ACTUATOR LINE CONNECTING LINE M12 / M12 N OF POLES : 3 3 M PIN STRAIGHT - SOCKET STRAIGHT SHIELDED: NO LED: NO SHEATH MATERIAL: PUR HALOGEN: NO | 0
12093 | 1108831000 | SENSOR/ACTUATOR LINE CONNECTING LINE M12 / M12 N OF POLES : 3 10 M PIN STRAIGHT - SOCKET STRAIGHT SHIELDED: NO LED: NO SHEATH MATERIAL: PUR HALOGEN: NO | 0
12094 | 1108840030 | SENSOR/ACTUATOR LINE CONNECTING LINE M12 / M12 N OF POLES : 4 0.3 M PIN STRAIGHT - SOCKET STRAIGHT SHIELDED: NO LED: NO SHEATH MATERIAL: PUR HALOGEN: NO | 0
12095 | 1108840060 | SENSOR/ACTUATOR LINE CONNECTING LINE M12 / M12 N OF POLES : 4 0.6 M PIN STRAIGHT - SOCKET STRAIGHT SHIELDED: NO LED: NO SHEATH MATERIAL: PUR HALOGEN: NO | 0
12096 | 1108840100 | SENSOR/ACTUATOR LINE CONNECTING LINE M12 / M12 N OF POLES : 4 1 M PIN STRAIGHT - SOCKET STRAIGHT SHIELDED: NO LED: NO SHEATH MATERIAL: PUR HALOGEN: NO | 0
12097 | 1108840150 | SENSOR/ACTUATOR LINE CONNECTING LINE M12 / M12 N OF POLES : 4 1.5 M PIN STRAIGHT - SOCKET STRAIGHT SHIELDED: NO LED: NO SHEATH MATERIAL: PUR HALOGEN: NO | 0
12098 | 1108840200 | SENSOR/ACTUATOR LINE CONNECTING LINE M12 / M12 N OF POLES : 4 2 M PIN STRAIGHT - SOCKET STRAIGHT SHIELDED: NO LED: NO SHEATH MATERIAL: PUR HALOGEN: NO | 0
12099 | 1108840300 | SENSOR/ACTUATOR LINE CONNECTING LINE M12 / M12 N OF POLES : 4 3 M PIN STRAIGHT - SOCKET STRAIGHT SHIELDED: NO LED: NO SHEATH MATERIAL: PUR HALOGEN: NO | 0
12100 | 1108840500 | SENSOR/ACTUATOR LINE CONNECTING LINE M12 / M12 N OF POLES : 4 5 M PIN STRAIGHT - SOCKET STRAIGHT SHIELDED: NO LED: NO SHEATH MATERIAL: PUR HALOGEN: NO | 0
12101 | 1108840750 | SENSOR/ACTUATOR LINE CONNECTING LINE M12 / M12 N OF POLES : 4 7.5 M PIN STRAIGHT - SOCKET STRAIGHT SHIELDED: NO LED: NO SHEATH MATERIAL: PUR HALOGEN: NO | 0
12102 | 1108841000 | SENSOR/ACTUATOR LINE CONNECTING LINE M12 / M12 N OF POLES : 4 10 M PIN STRAIGHT - SOCKET STRAIGHT SHIELDED: NO LED: NO SHEATH MATERIAL: PUR HALOGEN: NO | 0
12103 | 1108850150 | SENSOR/ACTUATOR LINE CONNECTING LINE M12 / M12 N OF POLES : 5 1.5 M PIN STRAIGHT - SOCKET STRAIGHT SHIELDED: NO LED: NO SHEATH MATERIAL: PUR HALOGEN: NO | 0
12104 | 1108850300 | SENSOR/ACTUATOR LINE CONNECTING LINE M12 / M12 N OF POLES : 5 3 M PIN STRAIGHT - SOCKET STRAIGHT SHIELDED: NO LED: NO SHEATH MATERIAL: PUR HALOGEN: NO | 0
12105 | 1108850500 | SENSOR/ACTUATOR LINE CONNECTING LINE M12 / M12 N OF POLES : 5 5 M PIN STRAIGHT - SOCKET STRAIGHT SHIELDED: NO LED: NO SHEATH MATERIAL: PUR HALOGEN: NO | 0
12106 | 1108851000 | SENSOR/ACTUATOR LINE CONNECTING LINE M12 / M12 N OF POLES : 5 10 M PIN STRAIGHT - SOCKET STRAIGHT SHIELDED: NO LED: NO SHEATH MATERIAL: PUR HALOGEN: NO | 0
12107 | 1108870500 | SENSOR/ACTUATOR LINE CONNECTING LINE M12 / M12 N OF POLES : 3 5 M PIN STRAIGHT - SOCKET 90° SHIELDED: NO LED: NO SHEATH MATERIAL: PUR HALOGEN: NO | 0
12108 | 1108871000 | SENSOR/ACTUATOR LINE CONNECTING LINE M12 / M12 N OF POLES : 3 10 M PIN STRAIGHT - SOCKET 90° SHIELDED: NO LED: NO SHEATH MATERIAL: PUR HALOGEN: NO | 0
12109 | 1108880060 | SENSOR/ACTUATOR LINE CONNECTING LINE M12 / M12 N OF POLES : 4 0.6 M PIN STRAIGHT - SOCKET 90° SHIELDED: NO LED: NO SHEATH MATERIAL: PUR HALOGEN: NO | 0
12110 | 1108880100 | SENSOR/ACTUATOR LINE CONNECTING LINE M12 / M12 N OF POLES : 4 1 M PIN STRAIGHT - SOCKET 90° SHIELDED: NO LED: NO SHEATH MATERIAL: PUR HALOGEN: NO | 0
12111 | 1108880150 | SENSOR/ACTUATOR LINE CONNECTING LINE M12 / M12 N OF POLES : 4 1.5 M PIN STRAIGHT - SOCKET 90° SHIELDED: NO LED: NO SHEATH MATERIAL: PUR HALOGEN: NO | 0
12112 | 1108880200 | SENSOR/ACTUATOR LINE CONNECTING LINE M12 / M12 N OF POLES : 4 2 M PIN STRAIGHT - SOCKET 90° SHIELDED: NO LED: NO SHEATH MATERIAL: PUR HALOGEN: NO | 0
12113 | 1108880300 | SENSOR/ACTUATOR LINE CONNECTING LINE M12 / M12 N OF POLES : 4 3 M PIN STRAIGHT - SOCKET 90° SHIELDED: NO LED: NO SHEATH MATERIAL: PUR HALOGEN: NO | 0
12114 | 1108880500 | SENSOR/ACTUATOR LINE CONNECTING LINE M12 / M12 N OF POLES : 4 5 M PIN STRAIGHT - SOCKET 90° SHIELDED: NO LED: NO SHEATH MATERIAL: PUR HALOGEN: NO | 0
12115 | 1108881000 | SENSOR/ACTUATOR LINE CONNECTING LINE M12 / M12 N OF POLES : 4 10 M PIN STRAIGHT - SOCKET 90° SHIELDED: NO LED: NO SHEATH MATERIAL: PUR HALOGEN: NO | 0
12116 | 1108890150 | SENSOR/ACTUATOR LINE CONNECTING LINE M12 / M12 N OF POLES : 5 1.5 M PIN STRAIGHT - SOCKET 90° SHIELDED: NO LED: NO SHEATH MATERIAL: PUR HALOGEN: NO | 0
12117 | 1108890300 | SENSOR/ACTUATOR LINE CONNECTING LINE M12 / M12 N OF POLES : 5 3 M PIN STRAIGHT - SOCKET 90° SHIELDED: NO LED: NO SHEATH MATERIAL: PUR HALOGEN: NO | 0
12118 | 1108890500 | SENSOR/ACTUATOR LINE CONNECTING LINE M12 / M12 N OF POLES : 5 5 M PIN STRAIGHT - SOCKET 90° SHIELDED: NO LED: NO SHEATH MATERIAL: PUR HALOGEN: NO | 0
12119 | 1108891000 | SENSOR/ACTUATOR LINE CONNECTING LINE M12 / M12 N OF POLES : 5 10 M PIN STRAIGHT - SOCKET 90° SHIELDED: NO LED: NO SHEATH MATERIAL: PUR HALOGEN: NO | 0
12120 | 1160820300 | BUS LINE ONE END WITHOUT CONNECTOR M8 N OF POLES: 4 3 M PIN STRAIGHT SHIELDED: YES LED: NO SHEATH MATERIAL: PUR HALOGEN: NO | 0
12121 | 1171890500 | SENSOR/ACTUATOR LINE CONNECTING LINE M12 / M12 N OF POLES : 3 5 M TWIN CABLING PIN STRAIGHT 2X SOCKET STRAIGHT SHIELDED: NO LED: NO SHEATH MATERIAL: PVC HALOGEN: YES | 0
12122 | 1701230000 | SAI PASSIVE SENSOR-ACTUATOR PASSIVE DISTRIBUTOR M12 HOOD VERSION YES | 22
12123 | 1701231000 | SAI PASSIVE SENSOR-ACTUATOR PASSIVE DISTRIBUTOR M12 HOOD VERSION YES | 22
12124 | 1701232000 | SAI PASSIVE SENSOR-ACTUATOR PASSIVE DISTRIBUTOR M12 HOOD VERSION WITH M20 OUTLET YES | 22
12125 | 1701240000 | SAI PASSIVE SENSOR-ACTUATOR PASSIVE DISTRIBUTOR M12 HOOD VERSION YES | 22
12126 | 1701241000 | SAI PASSIVE SENSOR-ACTUATOR PASSIVE DISTRIBUTOR M12 HOOD VERSION YES | 22
12127 | 1701242000 | SAI PASSIVE SENSOR-ACTUATOR PASSIVE DISTRIBUTOR M12 HOOD VERSION WITH M20 OUTLET YES | 22
12128 | 1701250000 | SAI PASSIVE SENSOR-ACTUATOR PASSIVE DISTRIBUTOR M12 HOOD VERSION YES | 22
12129 | 1701251000 | SAI PASSIVE SENSOR-ACTUATOR PASSIVE DISTRIBUTOR M12 HOOD VERSION YES | 22
12130 | 1701252000 | SAI PASSIVE SENSOR-ACTUATOR PASSIVE DISTRIBUTOR M12 HOOD VERSION WITH M20 OUTLET YES | 22
12131 | 1701253000 | SAI PASSIVE SENSOR-ACTUATOR PASSIVE DISTRIBUTOR M12 HOOD VERSION WITH M25 OUTLET YES | 22
12132 | 1705920000 | FIELD BUS COMPONENTS SENSOR-ACTUATOR PASSIVE DISTRIBUTOR M12 HOOD VERSION YES | 22
12133 | 1705921000 | SAI PASSIVE SENSOR-ACTUATOR PASSIVE DISTRIBUTOR M12 HOOD VERSION YES | 22
12134 | 1705922000 | SAI PASSIVE SENSOR-ACTUATOR PASSIVE DISTRIBUTOR M12 HOOD VERSION WITH M20 OUTLET YES | 22
12135 | 1705923000 | SAI PASSIVE SENSOR-ACTUATOR PASSIVE DISTRIBUTOR M12 HOOD VERSION WITH M25 OUTLET YES | 22
12136 | 1705930000 | FIELD BUS COMPONENTS SENSOR-ACTUATOR PASSIVE DISTRIBUTOR M12 HOOD VERSION YES | 22
12137 | 1705931000 | SAI PASSIVE SENSOR-ACTUATOR PASSIVE DISTRIBUTOR M12 HOOD VERSION YES | 22
12138 | 1705932000 | SAI PASSIVE SENSOR-ACTUATOR PASSIVE DISTRIBUTOR M12 HOOD VERSION WITH M20 OUTLET YES | 22
12139 | 1705940000 | FIELD BUS COMPONENTS SENSOR-ACTUATOR PASSIVE DISTRIBUTOR M12 HOOD VERSION YES | 22
12140 | 1705941000 | SAI PASSIVE SENSOR-ACTUATOR PASSIVE DISTRIBUTOR M12 HOOD VERSION YES | 22
12141 | 1705942000 | SAI PASSIVE SENSOR-ACTUATOR PASSIVE DISTRIBUTOR M12 HOOD VERSION WITH M20 OUTLET YES | 22
12142 | 1705943000 | SAI PASSIVE SENSOR-ACTUATOR PASSIVE DISTRIBUTOR M12 HOOD VERSION WITH M25 OUTLET YES | 22
12143 | 1724750000 | SAI PASSIVE SENSOR-ACTUATOR PASSIVE DISTRIBUTOR IDC HOOD VERSION NO | 22
12144 | 1724752000 | SAI PASSIVE SENSOR-ACTUATOR PASSIVE DISTRIBUTOR HOOD VERSION WITH M20 OUTLET NO | 22
12145 | 1724753000 | SAI PASSIVE SENSOR-ACTUATOR PASSIVE DISTRIBUTOR HOOD VERSION WITH M25 OUTLET NO | 22
12146 | 1740190000 | SAI PASSIVE SENSOR-ACTUATOR PASSIVE DISTRIBUTOR M12 HOOD VERSION NO | 22
12147 | 1740191000 | SAI PASSIVE SENSOR-ACTUATOR PASSIVE DISTRIBUTOR M12 HOOD VERSION NO | 22
12148 | 1752080000 | SENSOR-ACTUATOR PASSIVE DISTRIBUTOR HOOD VERSION NO | 22
12149 | 1752083000 | SAI PASSIVE SENSOR-ACTUATOR PASSIVE DISTRIBUTOR HOOD VERSION WITH M25 OUTLET | 22
12150 | 1760040000 | SAI PASSIVE SENSOR-ACTUATOR PASSIVE DISTRIBUTOR IDC M12 HOOD VERSION YES | 22
12151 | 1760041000 | SAI PASSIVE SENSOR-ACTUATOR PASSIVE DISTRIBUTOR IDC M12 HOOD VERSION YES | 22
12152 | 1760050000 | SAI PASSIVE SENSOR-ACTUATOR PASSIVE DISTRIBUTOR IDC M12 HOOD VERSION YES | 22
12153 | 1760060000 | SAI PASSIVE SENSOR-ACTUATOR PASSIVE DISTRIBUTOR IDC M12 HOOD VERSION YES | 22
12154 | 1760061000 | SAI PASSIVE SENSOR-ACTUATOR PASSIVE DISTRIBUTOR IDC M12 HOOD VERSION YES | 22
12155 | 1766660000 | SAI PASSIVE SENSOR-ACTUATOR PASSIVE DISTRIBUTOR IDC M12 FIXED CABLE VERSION 5 M YES | 22
12156 | 1766670000 | SAI PASSIVE SENSOR-ACTUATOR PASSIVE DISTRIBUTOR IDC M12 FIXED CABLE VERSION 10 M YES | 22
12157 | 1766680000 | SAI PASSIVE SENSOR-ACTUATOR PASSIVE DISTRIBUTOR IDC M12 FIXED CABLE VERSION 5 M YES | 22
12158 | 1766690000 | SAI PASSIVE SENSOR-ACTUATOR PASSIVE DISTRIBUTOR IDC M12 FIXED CABLE VERSION 10 M YES | 22
12159 | 1766700000 | SAI PASSIVE SENSOR-ACTUATOR PASSIVE DISTRIBUTOR IDC M12 FIXED CABLE VERSION 5 M YES | 22
12160 | 1766710000 | SAI PASSIVE SENSOR-ACTUATOR PASSIVE DISTRIBUTOR IDC M12 FIXED CABLE VERSION 10 M YES | 22
12161 | 1766770000 | SAI PASSIVE SENSOR-ACTUATOR PASSIVE DISTRIBUTOR IDC M12 FIXED CABLE VERSION 10 M YES | 22
12162 | 1766780000 | SAI PASSIVE SENSOR-ACTUATOR PASSIVE DISTRIBUTOR IDC M12 HOOD VERSION YES | 22
12163 | 1766781000 | SAI PASSIVE SENSOR-ACTUATOR PASSIVE DISTRIBUTOR IDC M12 HOOD VERSION YES | 22
12164 | 1766790000 | SAI PASSIVE SENSOR-ACTUATOR PASSIVE DISTRIBUTOR IDC M12 HOOD VERSION YES | 22
12165 | 1766791000 | SAI PASSIVE SENSOR-ACTUATOR PASSIVE DISTRIBUTOR IDC M12 HOOD VERSION YES | 22
12166 | 1766800000 | SAI PASSIVE SENSOR-ACTUATOR PASSIVE DISTRIBUTOR IDC M12 HOOD VERSION YES | 22
12167 | 1766801000 | SAI PASSIVE SENSOR-ACTUATOR PASSIVE DISTRIBUTOR IDC M12 HOOD VERSION YES | 22
12168 | 1767880000 | SAI PASSIVE SENSOR-ACTUATOR PASSIVE DISTRIBUTOR M12 HOOD VERSION YES | 22
12169 | 1781060000 | SAI PASSIVE SENSOR-ACTUATOR PASSIVE DISTRIBUTOR M12 HOOD VERSION YES | 22
12170 | 1782740000 | SAI PASSIVE SENSOR-ACTUATOR PASSIVE DISTRIBUTOR M12 HOOD VERSION YES | 22
12171 | 1782750000 | SAI PASSIVE SENSOR-ACTUATOR PASSIVE DISTRIBUTOR HOOD VERSION WITH M20 OUTLET NO | 22
12172 | 1782760000 | SAI PASSIVE SENSOR-ACTUATOR PASSIVE DISTRIBUTOR M12 HOOD VERSION WITH M20 OUTLET YES | 22
12173 | 1783460000 | SENSOR-ACTUATOR PASSIVE DISTRIBUTOR HOOD VERSION NO | 22
12174 | 1783490000 | SAI PASSIVE SENSOR-ACTUATOR PASSIVE DISTRIBUTOR M12 HOOD VERSION YES | 22
12175 | 1783491000 | SAI PASSIVE SENSOR-ACTUATOR PASSIVE DISTRIBUTOR M12 HOOD VERSION YES | 22
12176 | 1783500000 | SAI PASSIVE SENSOR-ACTUATOR PASSIVE DISTRIBUTOR M12 HOOD VERSION YES | 22
12177 | 1783510000 | SAI PASSIVE SENSOR-ACTUATOR PASSIVE DISTRIBUTOR M12 HOOD VERSION YES | 22
12178 | 1783520000 | SAI PASSIVE SENSOR-ACTUATOR PASSIVE DISTRIBUTOR M12 HOOD VERSION YES | 22
12179 | 1784500000 | SENSOR-ACTUATOR PASSIVE DISTRIBUTOR M12 FIXED CABLE VERSION 20 M YES | 22
12180 | 1784510000 | SENSOR-ACTUATOR PASSIVE DISTRIBUTOR M12 FIXED CABLE VERSION 15 M YES | 22
12181 | 1784570000 | SAI PASSIVE SENSOR-ACTUATOR PASSIVE DISTRIBUTOR M8 FIXED CABLE VERSION 10 M YES | 22
12182 | 1784580000 | SAI PASSIVE SENSOR-ACTUATOR PASSIVE DISTRIBUTOR M8 FIXED CABLE VERSION 5 M YES | 22
12183 | 1784590000 | SAI PASSIVE SENSOR-ACTUATOR PASSIVE DISTRIBUTOR M8 FIXED CABLE VERSION 10 M YES | 22
12184 | 1784600000 | SAI PASSIVE SENSOR-ACTUATOR PASSIVE DISTRIBUTOR M8 FIXED CABLE VERSION 5 M YES | 22
12185 | 1784610000 | SAI PASSIVE SENSOR-ACTUATOR PASSIVE DISTRIBUTOR M8 FIXED CABLE VERSION 10 M YES | 22
12186 | 1784620000 | SAI PASSIVE SENSOR-ACTUATOR PASSIVE DISTRIBUTOR M8 FIXED CABLE VERSION 5 M YES | 22
12187 | 1784630000 | SAI PASSIVE SENSOR-ACTUATOR PASSIVE DISTRIBUTOR M8 FIXED CABLE VERSION 10 M YES | 22
12188 | 1784640000 | SAI PASSIVE SENSOR-ACTUATOR PASSIVE DISTRIBUTOR M8 FIXED CABLE VERSION 5 M YES | 22
12189 | 1784650000 | SAI PASSIVE SENSOR-ACTUATOR PASSIVE DISTRIBUTOR M8 WITH M23 OUTLET 19-POLE YES | 22
12190 | 1784660000 | SAI PASSIVE SENSOR-ACTUATOR PASSIVE DISTRIBUTOR M8 WITH M23 OUTLET 19-POLE YES | 22
12191 | 1784670000 | SAI PASSIVE SENSOR-ACTUATOR PASSIVE DISTRIBUTOR M8 HOOD VERSION YES | 22
12192 | 1784680000 | SAI PASSIVE SENSOR-ACTUATOR PASSIVE DISTRIBUTOR M8 HOOD VERSION YES | 22
12193 | 1784690000 | SAI PASSIVE SENSOR-ACTUATOR PASSIVE DISTRIBUTOR M8 HOOD VERSION YES | 22
12194 | 1784700000 | SAI PASSIVE SENSOR-ACTUATOR PASSIVE DISTRIBUTOR M8 HOOD VERSION YES | 22
12195 | 1789190000 | SENSOR-ACTUATOR PASSIVE DISTRIBUTOR M12 HOOD VERSION 10 M YES | 22
12196 | 1791450400 | SENSOR-ACTUATOR PASSIVE DISTRIBUTOR HOOD VERSION 4 M NO | 22
12197 | 1791450600 | SENSOR-ACTUATOR PASSIVE DISTRIBUTOR HOOD VERSION 6 M NO | 22
12198 | 1791450900 | SENSOR-ACTUATOR PASSIVE DISTRIBUTOR HOOD VERSION 9 M NO | 22
12199 | 1791451400 | SENSOR-ACTUATOR PASSIVE DISTRIBUTOR HOOD VERSION 14 M NO | 22
12200 | 1791452000 | SENSOR-ACTUATOR PASSIVE DISTRIBUTOR HOOD VERSION 20 M NO | 22
12201 | 1791452800 | SENSOR-ACTUATOR PASSIVE DISTRIBUTOR HOOD VERSION 28 M NO | 22
12202 | 1791453400 | SENSOR-ACTUATOR PASSIVE DISTRIBUTOR HOOD VERSION 34 M NO | 22
12203 | 1791460400 | SENSOR-ACTUATOR PASSIVE DISTRIBUTOR HOOD VERSION 4 M NO | 22
12204 | 1791460600 | SENSOR-ACTUATOR PASSIVE DISTRIBUTOR HOOD VERSION 6 M NO | 22
12205 | 1791460900 | SENSOR-ACTUATOR PASSIVE DISTRIBUTOR HOOD VERSION 9 M NO | 22
12206 | 1791461400 | SENSOR-ACTUATOR PASSIVE DISTRIBUTOR HOOD VERSION 14 M NO | 22
12207 | 1791461600 | SENSOR-ACTUATOR PASSIVE DISTRIBUTOR HOOD VERSION 16 M NO | 22
12208 | 1791462000 | SENSOR-ACTUATOR PASSIVE DISTRIBUTOR HOOD VERSION 20 M NO | 22
12209 | 1791462500 | SENSOR-ACTUATOR PASSIVE DISTRIBUTOR HOOD VERSION 25 M NO | 22
12210 | 1791462800 | SENSOR-ACTUATOR PASSIVE DISTRIBUTOR HOOD VERSION 28 M NO | 22
12211 | 1791463400 | SENSOR-ACTUATOR PASSIVE DISTRIBUTOR HOOD VERSION 34 M NO | 22
12212 | 1791464000 | SENSOR-ACTUATOR PASSIVE DISTRIBUTOR HOOD VERSION 40 M NO | 22
12213 | 1791465000 | SENSOR-ACTUATOR PASSIVE DISTRIBUTOR HOOD VERSION 50 M NO | 22
12214 | 1791465500 | SENSOR-ACTUATOR PASSIVE DISTRIBUTOR HOOD VERSION 55 M NO | 22
12215 | 1795470000 | SENSOR-ACTUATOR PASSIVE DISTRIBUTOR M12 WITH M23 OUTLET 19-POLE YES | 22
12216 | 1795900000 | SAI PASSIVE SENSOR-ACTUATOR PASSIVE DISTRIBUTOR M8 WITH M16 OUTLET 12-POLE YES | 22
12217 | 1799960000 | SENSOR-ACTUATOR PASSIVE DISTRIBUTOR M12 HOOD VERSION 5 M YES | 22
12218 | 1800000000 | SAI PASSIVE SENSOR-ACTUATOR PASSIVE DISTRIBUTOR M12 HOOD VERSION NO | 22
12219 | 1800001000 | SAI PASSIVE SENSOR-ACTUATOR PASSIVE DISTRIBUTOR M12 HOOD VERSION NO | 22
12220 | 1804540000 | SAI PASSIVE SENSOR-ACTUATOR PASSIVE DISTRIBUTOR IDC M12 HOOD VERSION YES | 22
12221 | 1804580000 | SENSOR-ACTUATOR PASSIVE DISTRIBUTOR M12 HOOD VERSION 10 M YES | 22
12222 | 1804590000 | SENSOR-ACTUATOR PASSIVE DISTRIBUTOR M12 HOOD VERSION 5 M YES | 22
12223 | 1804600000 | SENSOR-ACTUATOR PASSIVE DISTRIBUTOR M12 HOOD VERSION 5 M YES | 22
12224 | 1806010000 | SENSOR-ACTUATOR PASSIVE DISTRIBUTOR M12 HOOD VERSION NO | 22
12225 | 1806011000 | SENSOR-ACTUATOR PASSIVE DISTRIBUTOR M12 NO | 22
12226 | 1807640000 | SENSOR-ACTUATOR PASSIVE DISTRIBUTOR M12 HOOD VERSION YES | 22
12227 | 1807641000 | SENSOR-ACTUATOR PASSIVE DISTRIBUTOR M12 HOOD VERSION YES | 22
12228 | 1808970150 | SENSOR/ACTUATOR LINE ONE END WITHOUT CONNECTOR M12 N OF POLES : 4 1.5 M SOCKET ANGLED SHIELDED: YES LED: NO SHEATH MATERIAL: PUR HALOGEN: NO | 0
12229 | 1808970300 | SENSOR/ACTUATOR LINE ONE END WITHOUT CONNECTOR M12 N OF POLES : 4 3 M SOCKET ANGLED SHIELDED: YES LED: NO SHEATH MATERIAL: PUR HALOGEN: NO | 0
12230 | 1808970500 | SENSOR/ACTUATOR LINE ONE END WITHOUT CONNECTOR M12 N OF POLES : 4 5 M SOCKET ANGLED SHIELDED: YES LED: NO SHEATH MATERIAL: PUR HALOGEN: NO | 0
12231 | 1808971000 | SENSOR/ACTUATOR LINE ONE END WITHOUT CONNECTOR M12 N OF POLES : 4 10 M SOCKET ANGLED SHIELDED: YES LED: NO SHEATH MATERIAL: PUR HALOGEN: NO | 0
12232 | 1812540150 | SENSOR/ACTUATOR LINE ONE END WITHOUT CONNECTOR M12 N OF POLES : 4 1.5 M FEMALE SOCKET STRAIGHT SHIELDED: YES LED: NO SHEATH MATERIAL: PUR HALOGEN: NO | 0
12233 | 1812540300 | SENSOR/ACTUATOR LINE ONE END WITHOUT CONNECTOR M12 N OF POLES : 4 3 M FEMALE SOCKET STRAIGHT SHIELDED: YES LED: NO SHEATH MATERIAL: PUR HALOGEN: NO | 0
12234 | 1812550030 | SENSOR/ACTUATOR LINE CONNECTING LINE M12 / M12 N OF POLES : 3 0.3 M TWIN CABLING PIN STRAIGHT 2X SOCKET STRAIGHT SHIELDED: NO LED: NO SHEATH MATERIAL: PUR HALOGEN: NO | 0
12235 | 1812550150 | SENSOR/ACTUATOR LINE CONNECTING LINE M12 / M12 N OF POLES : 2 1.5 M TWIN CABLING PIN STRAIGHT 2X SOCKET STRAIGHT SHIELDED: NO LED: NO SHEATH MATERIAL: PUR HALOGEN: NO | 0
12236 | 1815701000 | VALVE PLUG ONE END WITHOUT CONNECTOR - VALVE PLUG | 61
12237 | 1816610000 | SAI PASSIVE SENSOR-ACTUATOR PASSIVE DISTRIBUTOR M12 HOOD VERSION NO | 22
12238 | 1824580060 | SENSOR/ACTUATOR LINE CONNECTING LINE M8 / M8 N OF POLES : 3 0.6 M PIN STRAIGHT - SOCKET 90° SHIELDED: NO LED: NO SHEATH MATERIAL: PUR HALOGEN: NO | 0
12239 | 1824580120 | SENSOR/ACTUATOR LINE CONNECTING LINE M8 / M8 N OF POLES : 3 1.2 M PIN STRAIGHT - SOCKET 90° SHIELDED: NO LED: NO SHEATH MATERIAL: PUR HALOGEN: NO | 0
12240 | 1827021000 | SENSOR/ACTUATOR LINE ONE END WITHOUT CONNECTOR M8 N OF POLES : 3 10 M FEMALE SOCKET STRAIGHT SHIELDED: NO LED: NO SHEATH MATERIAL: PUR HALOGEN: NO | 0
12241 | 1845161500 | VALVE PLUG WITH INTEGRAL SEAL ONE END WITHOUT CONNECTOR - VALVE PLUG | 61
12242 | 1852750000 | SOCKETS PREFABRICATED TO CUSTOMER SPEC. M12 FEMALE SOCKET STRAIGHT | 35
12243 | 1854000000 | SAI PASSIVE SENSOR-ACTUATOR PASSIVE DISTRIBUTOR M12 HOOD VERSION YES | 22
12244 | 1857560500 | SENSOR/ACTUATOR LINE ONE END WITHOUT CONNECTOR M8 N OF POLES : 4 5 M PIN 90° SHIELDED: NO LED: NO SHEATH MATERIAL: PUR HALOGEN: NO | 0
12245 | 1857561000 | SENSOR/ACTUATOR LINE ONE END WITHOUT CONNECTOR M8 N OF POLES : 4 10 M PIN 90° SHIELDED: NO LED: NO SHEATH MATERIAL: PUR HALOGEN: NO | 0
12246 | 1857660060 | SENSOR/ACTUATOR LINE CONNECTING LINE M8 / M8 N OF POLES : 4 0.6 M PIN STRAIGHT - SOCKET 90° SHIELDED: NO LED: NO SHEATH MATERIAL: PUR HALOGEN: NO | 0
12247 | 1857660100 | SENSOR/ACTUATOR LINE CONNECTING LINE M8 / M8 N OF POLES : 4 1 M PIN STRAIGHT - SOCKET 90° SHIELDED: NO LED: NO SHEATH MATERIAL: PUR HALOGEN: NO | 0
12248 | 1857660150 | SENSOR/ACTUATOR LINE CONNECTING LINE M8 / M8 N OF POLES : 4 1.5 M PIN STRAIGHT - SOCKET 90° SHIELDED: NO LED: NO SHEATH MATERIAL: PUR HALOGEN: NO | 0
12249 | 1857660200 | SENSOR/ACTUATOR LINE CONNECTING LINE M8 / M8 N OF POLES : 4 2 M PIN STRAIGHT - SOCKET 90° SHIELDED: NO LED: NO SHEATH MATERIAL: PUR HALOGEN: NO | 0
12250 | 1865870150 | SENSOR/ACTUATOR LINE ONE END WITHOUT CONNECTOR M12 N OF POLES : 8 1.5 M FEMALE SOCKET STRAIGHT SHIELDED: NO LED: NO SHEATH MATERIAL: PUR HALOGEN: NO | 0
12251 | 1867410010 | SENSOR/ACTUATOR LINE ONE END WITHOUT CONNECTOR M12 N OF POLES : 3 0.1 M FEMALE SOCKET STRAIGHT SHIELDED: YES LED: NO SHEATH MATERIAL: PUR HALOGEN: NO | 0
12252 | 1867410150 | SENSOR/ACTUATOR LINE ONE END WITHOUT CONNECTOR M12 N OF POLES : 3 1.5 M FEMALE SOCKET STRAIGHT SHIELDED: YES LED: NO SHEATH MATERIAL: PUR HALOGEN: NO | 0
12253 | 1867410300 | SENSOR/ACTUATOR LINE ONE END WITHOUT CONNECTOR M12 N OF POLES : 3 3 M FEMALE SOCKET STRAIGHT SHIELDED: YES LED: NO SHEATH MATERIAL: PUR HALOGEN: NO | 0
12254 | 1877440300 | SENSOR/ACTUATOR LINE ONE END WITHOUT CONNECTOR M23 INNER THREAD N OF POLES: 12 3 M SOCKET ANGLED SHIELDED: NO LED: NO SHEATH MATERIAL: PUR HALOGEN: NO | 0
12255 | 1877440500 | SENSOR/ACTUATOR LINE ONE END WITHOUT CONNECTOR M23 INNER THREAD N OF POLES: 12 5 M SOCKET ANGLED SHIELDED: NO LED: NO SHEATH MATERIAL: PUR HALOGEN: NO | 0
12256 | 1877441000 | SENSOR/ACTUATOR LINE ONE END WITHOUT CONNECTOR M23 INNER THREAD N OF POLES: 12 10 M SOCKET ANGLED SHIELDED: NO LED: NO SHEATH MATERIAL: PUR HALOGEN: NO | 0
12257 | 1877441500 | SENSOR/ACTUATOR LINE ONE END WITHOUT CONNECTOR M23 INNER THREAD N OF POLES: 12 15 M SOCKET ANGLED SHIELDED: NO LED: NO SHEATH MATERIAL: PUR HALOGEN: NO | 0
12258 | 1877442000 | SENSOR/ACTUATOR LINE ONE END WITHOUT CONNECTOR M23 INNER THREAD N OF POLES: 12 20 M SOCKET ANGLED SHIELDED: NO LED: NO SHEATH MATERIAL: PUR HALOGEN: NO | 0
12259 | 1877443000 | SENSOR/ACTUATOR LINE ONE END WITHOUT CONNECTOR M23 INNER THREAD N OF POLES: 12 30 M SOCKET ANGLED SHIELDED: NO LED: NO SHEATH MATERIAL: PUR HALOGEN: NO | 0
12260 | 1877950000 | SAI PASSIVE SENSOR-ACTUATOR PASSIVE DISTRIBUTOR M8 WITH M12 OUTLET 12-POLE A-CODED YES | 22
12261 | 1878490000 | SOCKETS PREFABRICATED TO CUSTOMER SPEC. M12 FEMALE SOCKET STRAIGHT | 35
12262 | 1879710500 | SENSOR/ACTUATOR LINE ONE END WITHOUT CONNECTOR M12 N OF POLES : 12 5 M FEMALE SOCKET STRAIGHT SHIELDED: NO LED: NO SHEATH MATERIAL: PUR HALOGEN: NO | 0
12263 | 1879711000 | SENSOR/ACTUATOR LINE ONE END WITHOUT CONNECTOR M12 N OF POLES : 12 10 M FEMALE SOCKET STRAIGHT SHIELDED: NO LED: NO SHEATH MATERIAL: PUR HALOGEN: NO | 0
12264 | 1879711500 | SENSOR/ACTUATOR LINE ONE END WITHOUT CONNECTOR M12 N OF POLES : 12 15 M FEMALE SOCKET STRAIGHT SHIELDED: NO LED: NO SHEATH MATERIAL: PUR HALOGEN: NO | 0
12265 | 1879712000 | SENSOR/ACTUATOR LINE ONE END WITHOUT CONNECTOR M12 N OF POLES : 12 20 M FEMALE SOCKET STRAIGHT SHIELDED: NO LED: NO SHEATH MATERIAL: PUR HALOGEN: NO | 0
12266 | 1880470050 | SENSOR/ACTUATOR LINE CONNECTING LINE M8 / M8 N OF POLES : 4 0.5 M PIN STRAIGHT - SOCKET STRAIGHT SHIELDED: NO LED: NO SHEATH MATERIAL: PUR HALOGEN: NO | 0
12267 | 1880470060 | SENSOR/ACTUATOR LINE CONNECTING LINE M8 / M8 N OF POLES : 4 0.6 M PIN STRAIGHT - SOCKET STRAIGHT SHIELDED: NO LED: NO SHEATH MATERIAL: PUR HALOGEN: NO | 0
12268 | 1880470100 | SENSOR/ACTUATOR LINE CONNECTING LINE M8 / M8 N OF POLES : 4 1 M PIN STRAIGHT - SOCKET STRAIGHT SHIELDED: NO LED: NO SHEATH MATERIAL: PUR HALOGEN: NO | 0
12269 | 1880470150 | SENSOR/ACTUATOR LINE CONNECTING LINE M8 / M8 N OF POLES : 4 1.5 M PIN STRAIGHT - SOCKET STRAIGHT SHIELDED: NO LED: NO SHEATH MATERIAL: PUR HALOGEN: NO | 0
12270 | 1880470200 | SENSOR/ACTUATOR LINE CONNECTING LINE M8 / M8 N OF POLES : 4 2 M PIN STRAIGHT - SOCKET STRAIGHT SHIELDED: NO LED: NO SHEATH MATERIAL: PUR HALOGEN: NO | 0
12271 | 1880470300 | SENSOR/ACTUATOR LINE CONNECTING LINE M8 / M8 N OF POLES : 4 3 M PIN STRAIGHT - SOCKET STRAIGHT SHIELDED: NO LED: NO SHEATH MATERIAL: PUR HALOGEN: NO | 0
12272 | 1880470500 | SENSOR/ACTUATOR LINE CONNECTING LINE M8 / M8 N OF POLES : 4 5 M PIN STRAIGHT - SOCKET STRAIGHT SHIELDED: NO LED: NO SHEATH MATERIAL: PUR HALOGEN: NO | 0
12273 | 1880471000 | SENSOR/ACTUATOR LINE CONNECTING LINE M8 / M8 N OF POLES : 4 10 M PIN STRAIGHT - SOCKET STRAIGHT SHIELDED: NO LED: NO SHEATH MATERIAL: PUR HALOGEN: NO | 0
12274 | 1881710000 | Y CONNECTOR M12 / M12 | 585
12275 | 1883460500 | SENSOR/ACTUATOR LINE ONE END WITHOUT CONNECTOR M12 N OF POLES : 8 5 M SOCKET ANGLED SHIELDED: NO LED: NO SHEATH MATERIAL: PUR HALOGEN: NO | 0
12276 | 1883461000 | SENSOR/ACTUATOR LINE ONE END WITHOUT CONNECTOR M12 N OF POLES : 8 10 M SOCKET ANGLED SHIELDED: NO LED: NO SHEATH MATERIAL: PUR HALOGEN: NO | 0
12277 | 1883461500 | SENSOR/ACTUATOR LINE ONE END WITHOUT CONNECTOR M12 N OF POLES : 8 15 M SOCKET ANGLED SHIELDED: NO LED: NO SHEATH MATERIAL: PUR HALOGEN: NO | 0
12278 | 1883462000 | SENSOR/ACTUATOR LINE ONE END WITHOUT CONNECTOR M12 N OF POLES : 8 20 M SOCKET ANGLED SHIELDED: NO LED: NO SHEATH MATERIAL: PUR HALOGEN: NO | 0
12279 | 1886440300 | SENSOR/ACTUATOR LINE ONE END WITHOUT CONNECTOR M23 INNER THREAD N OF POLES: 12 3 M FEMALE SOCKET STRAIGHT SHIELDED: NO LED: NO SHEATH MATERIAL: PUR HALOGEN: NO | 0
12280 | 1886440500 | SENSOR/ACTUATOR LINE ONE END WITHOUT CONNECTOR M23 INNER THREAD N OF POLES: 12 5 M FEMALE SOCKET STRAIGHT SHIELDED: NO LED: NO SHEATH MATERIAL: PUR HALOGEN: NO | 0
12281 | 1886441000 | SENSOR/ACTUATOR LINE ONE END WITHOUT CONNECTOR M23 INNER THREAD N OF POLES: 12 10 M FEMALE SOCKET STRAIGHT SHIELDED: NO LED: NO SHEATH MATERIAL: PUR HALOGEN: NO | 0
12282 | 1890520300 | SENSOR/ACTUATOR LINE ONE END WITHOUT CONNECTOR M12 N OF POLES : 8 3 M FEMALE SOCKET STRAIGHT SHIELDED: YES LED: NO SHEATH MATERIAL: PUR HALOGEN: NO | 0
12283 | 1890520500 | SENSOR/ACTUATOR LINE ONE END WITHOUT CONNECTOR M12 N OF POLES : 8 5 M FEMALE SOCKET STRAIGHT SHIELDED: YES LED: NO SHEATH MATERIAL: PUR HALOGEN: NO | 0
12284 | 1890521000 | SENSOR/ACTUATOR LINE ONE END WITHOUT CONNECTOR M12 N OF POLES : 8 10 M FEMALE SOCKET STRAIGHT SHIELDED: YES LED: NO SHEATH MATERIAL: PUR HALOGEN: NO | 0
12285 | 1890521500 | SENSOR/ACTUATOR LINE ONE END WITHOUT CONNECTOR M12 N OF POLES : 8 15 M FEMALE SOCKET STRAIGHT SHIELDED: YES LED: NO SHEATH MATERIAL: PUR HALOGEN: NO | 0
12286 | 1891000500 | VALVE PLUG ONE END WITHOUT CONNECTOR - VALVE PLUG A | 61
12287 | 1891001000 | VALVE PLUG ONE END WITHOUT CONNECTOR - VALVE PLUG A | 61
12288 | 1892080000 | SENSOR-ACTUATOR PASSIVE DISTRIBUTOR M12 HOOD VERSION YES | 22
12289 | 1892090000 | SENSOR-ACTUATOR PASSIVE DISTRIBUTOR M12 HOOD VERSION YES | 22
12290 | 1892091000 | SENSOR-ACTUATOR PASSIVE DISTRIBUTOR M12 HOOD VERSION YES | 22
12291 | 1892100000 | SENSOR-ACTUATOR PASSIVE DISTRIBUTOR M12 HOOD VERSION YES | 22
12292 | 1892101000 | SENSOR-ACTUATOR PASSIVE DISTRIBUTOR M12 HOOD VERSION YES | 22
12293 | 1892120000 | PLUGS PREFABRICATED TO CUSTOMER SPEC. M12 PIN STRAIGHT | 57
12294 | 1892120001 | PLUGS PREFABRICATED TO CUSTOMER SPEC. M12 PIN STRAIGHT | 57
12295 | 1892130000 | SOCKETS PREFABRICATED TO CUSTOMER SPEC. M12 FEMALE SOCKET STRAIGHT | 35
12296 | 1892130001 | SOCKETS PREFABRICATED TO CUSTOMER SPEC. M12 FEMALE SOCKET STRAIGHT | 35
12297 | 1894380000 | SENSOR-ACTUATOR PASSIVE DISTRIBUTOR M12 HOOD VERSION EX NO | 22
12298 | 1895990000 | SAI PASSIVE SENSOR-ACTUATOR PASSIVE DISTRIBUTOR IDC M12 HOOD VERSION YES | 22
12299 | 1896000000 | SAI PASSIVE SENSOR-ACTUATOR PASSIVE DISTRIBUTOR IDC M12 HOOD VERSION YES | 22
12300 | 1896050000 | SENSOR-ACTUATOR PASSIVE DISTRIBUTOR M12 HOOD VERSION EX YES | 22
12301 | 1896090000 | SENSOR-ACTUATOR PASSIVE DISTRIBUTOR M12 HOOD VERSION EX YES | 22
12302 | 1896990300 | VALVE PLUG ONE END WITHOUT CONNECTOR - VALVE PLUG | 61
12303 | 1896991000 | VALVE PLUG ONE END WITHOUT CONNECTOR - VALVE PLUG | 61
12304 | 1897680000 | SAI PASSIVE SENSOR-ACTUATOR PASSIVE DISTRIBUTOR M12 HOOD VERSION NO | 22
12305 | 1898240500 | SENSOR/ACTUATOR LINE ONE END WITHOUT CONNECTOR M12 N OF POLES : 12 5 M SOCKET ANGLED SHIELDED: NO LED: NO SHEATH MATERIAL: PUR HALOGEN: NO | 0
12306 | 1898241000 | SENSOR/ACTUATOR LINE ONE END WITHOUT CONNECTOR M12 N OF POLES : 12 10 M SOCKET ANGLED SHIELDED: NO LED: NO SHEATH MATERIAL: PUR HALOGEN: NO | 0
12307 | 1898241500 | SENSOR/ACTUATOR LINE ONE END WITHOUT CONNECTOR M12 N OF POLES : 12 15 M SOCKET ANGLED SHIELDED: NO LED: NO SHEATH MATERIAL: PUR HALOGEN: NO | 0
12308 | 1898242000 | SENSOR/ACTUATOR LINE ONE END WITHOUT CONNECTOR M12 N OF POLES : 12 20 M SOCKET ANGLED SHIELDED: NO LED: NO SHEATH MATERIAL: PUR HALOGEN: NO | 0
12309 | 1900000000 | CABLE GLAND TOOL FOR MOULDED M12 LINES | 540
12310 | 1900001000 | CABLE GLAND TOOL FOR MOULDED M12 LINES | 540
12311 | 1900010000 | CABLE GLAND TOOL FOR MOULDED M8 CABLES | 748
12312 | 1900020000 | CABLE GLAND TOOL FOR M12 CONNECTORS | 399
12313 | 1900021000 | CABLE GLAND TOOL FOR M12 CONNECTORS | 399
12314 | 1900030000 | CABLE GLAND TOOL FOR M8 CONNECTORS | 399
12315 | 1900110000 | CABLE GLAND TOOL FOR MOULDED M12 LINES | 540
12316 | 1900120000 | CABLE GLAND TOOL FOR M12 CONNECTORS | 399
12317 | 1900130000 | CABLE GLAND TOOL FOR M8 CONNECTORS | 399
12318 | 1906260150 | SENSOR/ACTUATOR LINE ONE END WITHOUT CONNECTOR M12 N OF POLES : 4 1.5 M PIN 90° SHIELDED: NO LED: NO SHEATH MATERIAL: PUR HALOGEN: NO | 0
12319 | 1906260300 | SENSOR/ACTUATOR LINE ONE END WITHOUT CONNECTOR M12 N OF POLES : 4 3 M PIN 90° SHIELDED: NO LED: NO SHEATH MATERIAL: PUR HALOGEN: NO | 0
12320 | 1906260500 | SENSOR/ACTUATOR LINE ONE END WITHOUT CONNECTOR M12 N OF POLES : 4 5 M PIN 90° SHIELDED: NO LED: NO SHEATH MATERIAL: PUR HALOGEN: NO | 0
12321 | 1906261000 | SENSOR/ACTUATOR LINE ONE END WITHOUT CONNECTOR M12 N OF POLES : 4 10 M PIN 90° SHIELDED: NO LED: NO SHEATH MATERIAL: PUR HALOGEN: NO | 0
12322 | 1906261500 | SENSOR/ACTUATOR LINE ONE END WITHOUT CONNECTOR M12 N OF POLES : 4 15 M PIN 90° SHIELDED: NO LED: NO SHEATH MATERIAL: PUR HALOGEN: NO | 0
12323 | 1906270150 | SENSOR/ACTUATOR LINE ONE END WITHOUT CONNECTOR M8 N OF POLES : 4 1.5 M PIN STRAIGHT SHIELDED: NO LED: NO SHEATH MATERIAL: PUR HALOGEN: NO | 0
12324 | 1906270300 | SENSOR/ACTUATOR LINE ONE END WITHOUT CONNECTOR M8 N OF POLES : 4 3 M PIN STRAIGHT SHIELDED: NO LED: NO SHEATH MATERIAL: PUR HALOGEN: NO | 0
12325 | 1906270500 | SENSOR/ACTUATOR LINE ONE END WITHOUT CONNECTOR M8 N OF POLES : 4 5 M PIN STRAIGHT SHIELDED: NO LED: NO SHEATH MATERIAL: PUR HALOGEN: NO | 0
12326 | 1906271000 | SENSOR/ACTUATOR LINE ONE END WITHOUT CONNECTOR M8 N OF POLES : 4 10 M PIN STRAIGHT SHIELDED: NO LED: NO SHEATH MATERIAL: PUR HALOGEN: NO | 0
12327 | 1906272000 | SENSOR/ACTUATOR LINE ONE END WITHOUT CONNECTOR M8 N OF POLES : 4 20 M PIN STRAIGHT SHIELDED: NO LED: NO SHEATH MATERIAL: PUR HALOGEN: NO | 0
12328 | 1906280100 | SENSOR/ACTUATOR LINE ONE END WITHOUT CONNECTOR M23 EXTERNAL THREAD N OF POLES: 12 1 M PIN STRAIGHT SHIELDED: NO LED: NO SHEATH MATERIAL: PUR HALOGEN: NO | 0
12329 | 1906280300 | SENSOR/ACTUATOR LINE ONE END WITHOUT CONNECTOR M23 EXTERNAL THREAD N OF POLES: 12 3 M PIN STRAIGHT SHIELDED: NO LED: NO SHEATH MATERIAL: PUR HALOGEN: NO | 0
12330 | 1906280500 | SENSOR/ACTUATOR LINE ONE END WITHOUT CONNECTOR M23 EXTERNAL THREAD N OF POLES: 12 5 M PIN STRAIGHT SHIELDED: NO LED: NO SHEATH MATERIAL: PUR HALOGEN: NO | 0
12331 | 1906281000 | SENSOR/ACTUATOR LINE ONE END WITHOUT CONNECTOR M23 EXTERNAL THREAD N OF POLES: 12 10 M PIN STRAIGHT SHIELDED: NO LED: NO SHEATH MATERIAL: PUR HALOGEN: NO | 0
12332 | 1906290100 | SENSOR/ACTUATOR LINE ONE END WITHOUT CONNECTOR M23 EXTERNAL THREAD N OF POLES: 12 1 M PIN 90° SHIELDED: NO LED: NO SHEATH MATERIAL: PUR HALOGEN: NO | 0
12333 | 1906290300 | SENSOR/ACTUATOR LINE ONE END WITHOUT CONNECTOR M23 EXTERNAL THREAD N OF POLES: 12 3 M PIN 90° SHIELDED: NO LED: NO SHEATH MATERIAL: PUR HALOGEN: NO | 0
12334 | 1906290500 | SENSOR/ACTUATOR LINE ONE END WITHOUT CONNECTOR M23 EXTERNAL THREAD N OF POLES: 12 5 M PIN 90° SHIELDED: NO LED: NO SHEATH MATERIAL: PUR HALOGEN: NO | 0
12335 | 1906300100 | SENSOR/ACTUATOR LINE CONNECTING LINE M12 / M12 N OF POLES : 4 1 M PIN STRAIGHT - SOCKET STRAIGHT SHIELDED: NO LED: NO SHEATH MATERIAL: PUR HALOGEN: NO | 0
12336 | 1906300300 | SENSOR/ACTUATOR LINE CONNECTING LINE M12 / M12 N OF POLES : 4 3 M PIN STRAIGHT - SOCKET STRAIGHT SHIELDED: NO LED: NO SHEATH MATERIAL: PUR HALOGEN: NO | 0
12337 | 1906310150 | SENSOR/ACTUATOR LINE CONNECTING LINE M12 / M12 N OF POLES : 4 1.5 M PIN 90° - SOCKET 90° SHIELDED: NO LED: NO SHEATH MATERIAL: PUR HALOGEN: NO | 0
12338 | 1906310300 | SENSOR/ACTUATOR LINE CONNECTING LINE M12 / M12 N OF POLES : 4 3 M PIN 90° - SOCKET 90° SHIELDED: NO LED: NO SHEATH MATERIAL: PUR HALOGEN: NO | 0
12339 | 1906310500 | SENSOR/ACTUATOR LINE CONNECTING LINE M12 / M12 N OF POLES : 4 5 M PIN 90° - SOCKET 90° SHIELDED: NO LED: NO SHEATH MATERIAL: PUR HALOGEN: NO | 0
12340 | 1906311000 | SENSOR/ACTUATOR LINE CONNECTING LINE M12 / M12 N OF POLES : 4 10 M PIN 90° - SOCKET 90° SHIELDED: NO LED: NO SHEATH MATERIAL: PUR HALOGEN: NO | 0
12341 | 1906330060 | SENSOR/ACTUATOR LINE CONNECTING LINE M12 / M8 N OF POLES : 3 0.6 M PIN 90° - SOCKET 90° SHIELDED: NO LED: NO SHEATH MATERIAL: PUR HALOGEN: NO | 0
12342 | 1906330100 | SENSOR/ACTUATOR LINE CONNECTING LINE M12 / M8 N OF POLES : 3 1 M PIN 90° - SOCKET 90° SHIELDED: NO LED: NO SHEATH MATERIAL: PUR HALOGEN: NO | 0
12343 | 1906330150 | SENSOR/ACTUATOR LINE CONNECTING LINE M12 / M8 N OF POLES : 3 1.5 M PIN 90° - SOCKET 90° SHIELDED: NO LED: NO SHEATH MATERIAL: PUR HALOGEN: NO | 0
12344 | 1906330300 | SENSOR/ACTUATOR LINE CONNECTING LINE M12 / M8 N OF POLES : 3 3 M PIN 90° - SOCKET 90° SHIELDED: NO LED: NO SHEATH MATERIAL: PUR HALOGEN: NO | 0
12345 | 1906330500 | SENSOR/ACTUATOR LINE CONNECTING LINE M12 / M8 N OF POLES : 3 5 M PIN 90° - SOCKET 90° SHIELDED: NO LED: NO SHEATH MATERIAL: PUR HALOGEN: NO | 0
12346 | 1906331000 | SENSOR/ACTUATOR LINE CONNECTING LINE M12 / M8 N OF POLES : 3 10 M PIN 90° - SOCKET 90° SHIELDED: NO LED: NO SHEATH MATERIAL: PUR HALOGEN: NO | 0
12347 | 1906340150 | SENSOR/ACTUATOR LINE CONNECTING LINE M12 / M8 N OF POLES : 4 1.5 M PIN 90° - SOCKET 90° SHIELDED: NO LED: NO SHEATH MATERIAL: PUR HALOGEN: NO | 0
12348 | 1906340300 | SENSOR/ACTUATOR LINE CONNECTING LINE M12 / M8 N OF POLES : 4 3 M PIN 90° - SOCKET 90° SHIELDED: NO LED: NO SHEATH MATERIAL: PUR HALOGEN: NO | 0
12349 | 1906340500 | SENSOR/ACTUATOR LINE CONNECTING LINE M12 / M8 N OF POLES : 4 5 M PIN 90° - SOCKET 90° SHIELDED: NO LED: NO SHEATH MATERIAL: PUR HALOGEN: NO | 0
12350 | 1906341000 | SENSOR/ACTUATOR LINE CONNECTING LINE M12 / M8 N OF POLES : 4 10 M PIN 90° - SOCKET 90° SHIELDED: NO LED: NO SHEATH MATERIAL: PUR HALOGEN: NO | 0
12351 | 1906390000 | PLUGS PREFABRICATED TO CUSTOMER SPEC. M12 PIN STRAIGHT | 57
12352 | 1906400150 | SENSOR/ACTUATOR LINE ONE END WITHOUT CONNECTOR M8 N OF POLES : 4 1.5 M SOCKET ANGLED SHIELDED: NO LED: YES SHEATH MATERIAL: PUR HALOGEN: NO | 0
12353 | 1906400300 | SENSOR/ACTUATOR LINE ONE END WITHOUT CONNECTOR M8 N OF POLES : 4 3 M SOCKET ANGLED SHIELDED: NO LED: YES SHEATH MATERIAL: PUR HALOGEN: NO | 0
12354 | 1906400500 | SENSOR/ACTUATOR LINE ONE END WITHOUT CONNECTOR M8 N OF POLES : 4 5 M SOCKET ANGLED SHIELDED: NO LED: YES SHEATH MATERIAL: PUR HALOGEN: NO | 0
12355 | 1906401000 | SENSOR/ACTUATOR LINE ONE END WITHOUT CONNECTOR M8 N OF POLES : 4 10 M SOCKET ANGLED SHIELDED: NO LED: YES SHEATH MATERIAL: PUR HALOGEN: NO | 0
12356 | 1906402000 | SENSOR/ACTUATOR LINE ONE END WITHOUT CONNECTOR M8 N OF POLES : 4 20 M SOCKET ANGLED SHIELDED: NO LED: YES SHEATH MATERIAL: PUR HALOGEN: NO | 0
12357 | 1906410150 | SENSOR/ACTUATOR LINE CONNECTING LINE M12 / M12 N OF POLES : 4 1.5 M PIN STRAIGHT - SOCKET 90° SHIELDED: NO LED: YES SHEATH MATERIAL: PUR HALOGEN: NO | 0
12358 | 1906410300 | SENSOR/ACTUATOR LINE CONNECTING LINE M12 / M12 N OF POLES : 4 3 M PIN STRAIGHT - SOCKET 90° SHIELDED: NO LED: YES SHEATH MATERIAL: PUR HALOGEN: NO | 0
12359 | 1906410500 | SENSOR/ACTUATOR LINE CONNECTING LINE M12 / M12 N OF POLES : 4 5 M PIN STRAIGHT - SOCKET 90° SHIELDED: NO LED: YES SHEATH MATERIAL: PUR HALOGEN: NO | 0
12360 | 1906411000 | SENSOR/ACTUATOR LINE CONNECTING LINE M12 / M12 N OF POLES : 4 10 M PIN STRAIGHT - SOCKET 90° SHIELDED: NO LED: YES SHEATH MATERIAL: PUR HALOGEN: NO | 0
12361 | 1906430150 | SENSOR/ACTUATOR LINE CONNECTING LINE M12 / M8 N OF POLES : 4 1.5 M PIN STRAIGHT - SOCKET 90° SHIELDED: NO LED: YES SHEATH MATERIAL: PUR HALOGEN: NO | 0
12362 | 1906430300 | SENSOR/ACTUATOR LINE CONNECTING LINE M12 / M8 N OF POLES : 4 3 M PIN STRAIGHT - SOCKET 90° SHIELDED: NO LED: YES SHEATH MATERIAL: PUR HALOGEN: NO | 0
12363 | 1906430500 | SENSOR/ACTUATOR LINE CONNECTING LINE M12 / M8 N OF POLES : 4 5 M PIN STRAIGHT - SOCKET 90° SHIELDED: NO LED: YES SHEATH MATERIAL: PUR HALOGEN: NO | 0
12364 | 1906431000 | SENSOR/ACTUATOR LINE CONNECTING LINE M12 / M8 N OF POLES : 4 10 M PIN STRAIGHT - SOCKET 90° SHIELDED: NO LED: YES SHEATH MATERIAL: PUR HALOGEN: NO | 0
12365 | 1906450150 | SENSOR/ACTUATOR LINE CONNECTING LINE M8 / M8 N OF POLES : 4 1.5 M PIN STRAIGHT - SOCKET 90° SHIELDED: NO LED: YES SHEATH MATERIAL: PUR HALOGEN: NO | 0
12366 | 1906450300 | SENSOR/ACTUATOR LINE CONNECTING LINE M8 / M8 N OF POLES : 4 3 M PIN STRAIGHT - SOCKET 90° SHIELDED: NO LED: YES SHEATH MATERIAL: PUR HALOGEN: NO | 0
12367 | 1906450500 | SENSOR/ACTUATOR LINE CONNECTING LINE M8 / M8 N OF POLES : 4 5 M PIN STRAIGHT - SOCKET 90° SHIELDED: NO LED: YES SHEATH MATERIAL: PUR HALOGEN: NO | 0
12368 | 1906451000 | SENSOR/ACTUATOR LINE CONNECTING LINE M8 / M8 N OF POLES : 4 10 M PIN STRAIGHT - SOCKET 90° SHIELDED: NO LED: YES SHEATH MATERIAL: PUR HALOGEN: NO | 0
12369 | 1906470010 | SENSOR/ACTUATOR LINE ONE END WITHOUT CONNECTOR M12 N OF POLES : 3 0.1 M PIN STRAIGHT SHIELDED: YES LED: NO SHEATH MATERIAL: PUR HALOGEN: NO | 0
12370 | 1906470150 | SENSOR/ACTUATOR LINE ONE END WITHOUT CONNECTOR M12 N OF POLES : 3 1.5 M PIN STRAIGHT SHIELDED: YES LED: NO SHEATH MATERIAL: PUR HALOGEN: NO | 0
12371 | 1906470300 | SENSOR/ACTUATOR LINE ONE END WITHOUT CONNECTOR M12 N OF POLES : 3 3 M PIN STRAIGHT SHIELDED: YES LED: NO SHEATH MATERIAL: PUR HALOGEN: NO | 0
12372 | 1906470500 | SENSOR/ACTUATOR LINE ONE END WITHOUT CONNECTOR M12 N OF POLES : 3 5 M PIN STRAIGHT SHIELDED: YES LED: NO SHEATH MATERIAL: PUR HALOGEN: NO | 0
12373 | 1906471000 | SENSOR/ACTUATOR LINE ONE END WITHOUT CONNECTOR M12 N OF POLES : 3 10 M PIN STRAIGHT SHIELDED: YES LED: NO SHEATH MATERIAL: PUR HALOGEN: NO | 0
12374 | 1906480150 | SENSOR/ACTUATOR LINE ONE END WITHOUT CONNECTOR M12 N OF POLES : 4 1.5 M PIN STRAIGHT SHIELDED: YES LED: NO SHEATH MATERIAL: PUR HALOGEN: NO | 0
12375 | 1906480300 | SENSOR/ACTUATOR LINE ONE END WITHOUT CONNECTOR M12 N OF POLES : 4 3 M PIN STRAIGHT SHIELDED: YES LED: NO SHEATH MATERIAL: PUR HALOGEN: NO | 0
12376 | 1906480500 | SENSOR/ACTUATOR LINE ONE END WITHOUT CONNECTOR M12 N OF POLES : 4 5 M PIN STRAIGHT SHIELDED: YES LED: NO SHEATH MATERIAL: PUR HALOGEN: NO | 0
12377 | 1906481000 | SENSOR/ACTUATOR LINE ONE END WITHOUT CONNECTOR M12 N OF POLES : 4 10 M PIN STRAIGHT SHIELDED: YES LED: NO SHEATH MATERIAL: PUR HALOGEN: NO | 0
12378 | 1906500010 | SENSOR/ACTUATOR LINE ONE END WITHOUT CONNECTOR M12 N OF POLES : 3 0.1 M PIN 90° SHIELDED: YES LED: NO SHEATH MATERIAL: PUR HALOGEN: NO | 0
12379 | 1906500150 | SENSOR/ACTUATOR LINE ONE END WITHOUT CONNECTOR M12 N OF POLES : 3 1.5 M PIN 90° SHIELDED: YES LED: NO SHEATH MATERIAL: PUR HALOGEN: NO | 0
12380 | 1906500300 | SENSOR/ACTUATOR LINE ONE END WITHOUT CONNECTOR M12 N OF POLES : 3 3 M PIN 90° SHIELDED: YES LED: NO SHEATH MATERIAL: PUR HALOGEN: NO | 0
12381 | 1906500500 | SENSOR/ACTUATOR LINE ONE END WITHOUT CONNECTOR M12 N OF POLES : 3 5 M PIN 90° SHIELDED: YES LED: NO SHEATH MATERIAL: PUR HALOGEN: NO | 0
12382 | 1906501000 | SENSOR/ACTUATOR LINE ONE END WITHOUT CONNECTOR M12 N OF POLES : 3 10 M PIN 90° SHIELDED: YES LED: NO SHEATH MATERIAL: PUR HALOGEN: NO | 0
12383 | 1906520150 | SENSOR/ACTUATOR LINE ONE END WITHOUT CONNECTOR M12 N OF POLES : 5 1.5 M PIN 90° SHIELDED: YES LED: NO SHEATH MATERIAL: PUR HALOGEN: NO | 0
12384 | 1906520300 | SENSOR/ACTUATOR LINE ONE END WITHOUT CONNECTOR M12 N OF POLES : 5 3 M PIN 90° SHIELDED: YES LED: NO SHEATH MATERIAL: PUR HALOGEN: NO | 0
12385 | 1906520500 | SENSOR/ACTUATOR LINE ONE END WITHOUT CONNECTOR M12 N OF POLES : 5 5 M PIN 90° SHIELDED: YES LED: NO SHEATH MATERIAL: PUR HALOGEN: NO | 0
12386 | 1906521000 | SENSOR/ACTUATOR LINE ONE END WITHOUT CONNECTOR M12 N OF POLES : 5 10 M PIN 90° SHIELDED: YES LED: NO SHEATH MATERIAL: PUR HALOGEN: NO | 0
12387 | 1906540150 | SENSOR/ACTUATOR LINE ONE END WITHOUT CONNECTOR M12 N OF POLES : 5 1.5 M SOCKET ANGLED SHIELDED: YES LED: NO SHEATH MATERIAL: PUR HALOGEN: NO | 0
12388 | 1906540300 | SENSOR/ACTUATOR LINE ONE END WITHOUT CONNECTOR M12 N OF POLES : 5 3 M SOCKET ANGLED SHIELDED: YES LED: NO SHEATH MATERIAL: PUR HALOGEN: NO | 0
12389 | 1906540500 | SENSOR/ACTUATOR LINE ONE END WITHOUT CONNECTOR M12 N OF POLES : 5 5 M SOCKET ANGLED SHIELDED: YES LED: NO SHEATH MATERIAL: PUR HALOGEN: NO | 0
12390 | 1906541000 | SENSOR/ACTUATOR LINE ONE END WITHOUT CONNECTOR M12 N OF POLES : 5 10 M SOCKET ANGLED SHIELDED: YES LED: NO SHEATH MATERIAL: PUR HALOGEN: NO | 0
12391 | 1906541500 | SENSOR/ACTUATOR LINE ONE END WITHOUT CONNECTOR M12 N OF POLES : 5 15 M SOCKET ANGLED SHIELDED: YES LED: NO SHEATH MATERIAL: PUR HALOGEN: NO | 0
12392 | 1906560150 | SENSOR/ACTUATOR LINE ONE END WITHOUT CONNECTOR M8 N OF POLES : 3 1.5 M PIN STRAIGHT SHIELDED: YES LED: NO SHEATH MATERIAL: PUR HALOGEN: NO | 0
12393 | 1906560300 | SENSOR/ACTUATOR LINE ONE END WITHOUT CONNECTOR M8 N OF POLES : 3 3 M PIN STRAIGHT SHIELDED: YES LED: NO SHEATH MATERIAL: PUR HALOGEN: NO | 0
12394 | 1906560500 | SENSOR/ACTUATOR LINE ONE END WITHOUT CONNECTOR M8 N OF POLES : 3 5 M PIN STRAIGHT SHIELDED: YES LED: NO SHEATH MATERIAL: PUR HALOGEN: NO | 0
12395 | 1906561000 | SENSOR/ACTUATOR LINE ONE END WITHOUT CONNECTOR M8 N OF POLES : 3 10 M PIN STRAIGHT SHIELDED: YES LED: NO SHEATH MATERIAL: PUR HALOGEN: NO | 0
12396 | 1906570150 | SENSOR/ACTUATOR LINE ONE END WITHOUT CONNECTOR M8 N OF POLES : 4 1.5 M PIN STRAIGHT SHIELDED: YES LED: NO SHEATH MATERIAL: PUR HALOGEN: NO | 0
12397 | 1906570300 | SENSOR/ACTUATOR LINE ONE END WITHOUT CONNECTOR M8 N OF POLES : 4 3 M PIN STRAIGHT SHIELDED: YES LED: NO SHEATH MATERIAL: PUR HALOGEN: NO | 0
12398 | 1906570500 | SENSOR/ACTUATOR LINE ONE END WITHOUT CONNECTOR M8 N OF POLES : 4 5 M PIN STRAIGHT SHIELDED: YES LED: NO SHEATH MATERIAL: PUR HALOGEN: NO | 0
12399 | 1906571000 | SENSOR/ACTUATOR LINE ONE END WITHOUT CONNECTOR M8 N OF POLES : 4 10 M PIN STRAIGHT SHIELDED: YES LED: NO SHEATH MATERIAL: PUR HALOGEN: NO | 0
12400 | 1906580150 | SENSOR/ACTUATOR LINE ONE END WITHOUT CONNECTOR M8 N OF POLES : 3 1.5 M PIN 90° SHIELDED: YES LED: NO SHEATH MATERIAL: PUR HALOGEN: NO | 0
12401 | 1906580300 | SENSOR/ACTUATOR LINE ONE END WITHOUT CONNECTOR M8 N OF POLES : 3 3 M PIN 90° SHIELDED: YES LED: NO SHEATH MATERIAL: PUR HALOGEN: NO | 0
12402 | 1906580500 | SENSOR/ACTUATOR LINE ONE END WITHOUT CONNECTOR M8 N OF POLES : 3 5 M PIN 90° SHIELDED: YES LED: NO SHEATH MATERIAL: PUR HALOGEN: NO | 0
12403 | 1906581000 | SENSOR/ACTUATOR LINE ONE END WITHOUT CONNECTOR M8 N OF POLES : 3 10 M PIN 90° SHIELDED: YES LED: NO SHEATH MATERIAL: PUR HALOGEN: NO | 0
12404 | 1906590150 | SENSOR/ACTUATOR LINE ONE END WITHOUT CONNECTOR M8 N OF POLES : 4 1.5 M PIN 90° SHIELDED: YES LED: NO SHEATH MATERIAL: PUR HALOGEN: NO | 0
12405 | 1906590300 | SENSOR/ACTUATOR LINE ONE END WITHOUT CONNECTOR M8 N OF POLES : 4 3 M PIN 90° SHIELDED: YES LED: NO SHEATH MATERIAL: PUR HALOGEN: NO | 0
12406 | 1906590500 | SENSOR/ACTUATOR LINE ONE END WITHOUT CONNECTOR M8 N OF POLES : 4 5 M PIN 90° SHIELDED: YES LED: NO SHEATH MATERIAL: PUR HALOGEN: NO | 0
12407 | 1906591000 | SENSOR/ACTUATOR LINE ONE END WITHOUT CONNECTOR M8 N OF POLES : 4 10 M PIN 90° SHIELDED: YES LED: NO SHEATH MATERIAL: PUR HALOGEN: NO | 0
12408 | 1906600150 | SENSOR/ACTUATOR LINE ONE END WITHOUT CONNECTOR M8 N OF POLES : 3 1.5 M FEMALE SOCKET STRAIGHT SHIELDED: YES LED: NO SHEATH MATERIAL: PUR HALOGEN: NO | 0
12409 | 1906600300 | SENSOR/ACTUATOR LINE ONE END WITHOUT CONNECTOR M8 N OF POLES : 3 3 M FEMALE SOCKET STRAIGHT SHIELDED: YES LED: NO SHEATH MATERIAL: PUR HALOGEN: NO | 0
12410 | 1906600500 | SENSOR/ACTUATOR LINE ONE END WITHOUT CONNECTOR M8 N OF POLES : 3 5 M FEMALE SOCKET STRAIGHT SHIELDED: YES LED: NO SHEATH MATERIAL: PUR HALOGEN: NO | 0
12411 | 1906601000 | SENSOR/ACTUATOR LINE ONE END WITHOUT CONNECTOR M8 N OF POLES : 3 10 M FEMALE SOCKET STRAIGHT SHIELDED: YES LED: NO SHEATH MATERIAL: PUR HALOGEN: NO | 0
12412 | 1906601500 | SENSOR/ACTUATOR LINE ONE END WITHOUT CONNECTOR M8 N OF POLES : 3 15 M FEMALE SOCKET STRAIGHT SHIELDED: YES LED: NO SHEATH MATERIAL: PUR HALOGEN: NO | 0
12413 | 1906610150 | SENSOR/ACTUATOR LINE ONE END WITHOUT CONNECTOR M8 N OF POLES : 4 1.5 M FEMALE SOCKET STRAIGHT SHIELDED: YES LED: NO SHEATH MATERIAL: PUR HALOGEN: NO | 0
12414 | 1906610300 | SENSOR/ACTUATOR LINE ONE END WITHOUT CONNECTOR M8 N OF POLES : 4 3 M FEMALE SOCKET STRAIGHT SHIELDED: YES LED: NO SHEATH MATERIAL: PUR HALOGEN: NO | 0
12415 | 1906610500 | SENSOR/ACTUATOR LINE ONE END WITHOUT CONNECTOR M8 N OF POLES : 4 5 M FEMALE SOCKET STRAIGHT SHIELDED: YES LED: NO SHEATH MATERIAL: PUR HALOGEN: NO | 0
12416 | 1906611000 | SENSOR/ACTUATOR LINE ONE END WITHOUT CONNECTOR M8 N OF POLES : 4 10 M FEMALE SOCKET STRAIGHT SHIELDED: YES LED: NO SHEATH MATERIAL: PUR HALOGEN: NO | 0
12417 | 1906620150 | SENSOR/ACTUATOR LINE ONE END WITHOUT CONNECTOR M8 N OF POLES : 3 1.5 M SOCKET ANGLED SHIELDED: YES LED: NO SHEATH MATERIAL: PUR HALOGEN: NO | 0
12418 | 1906620300 | SENSOR/ACTUATOR LINE ONE END WITHOUT CONNECTOR M8 N OF POLES : 3 3 M SOCKET ANGLED SHIELDED: YES LED: NO SHEATH MATERIAL: PUR HALOGEN: NO | 0
12419 | 1906620500 | SENSOR/ACTUATOR LINE ONE END WITHOUT CONNECTOR M8 N OF POLES : 3 5 M SOCKET ANGLED SHIELDED: YES LED: NO SHEATH MATERIAL: PUR HALOGEN: NO | 0
12420 | 1906621000 | SENSOR/ACTUATOR LINE ONE END WITHOUT CONNECTOR M8 N OF POLES : 3 10 M SOCKET ANGLED SHIELDED: YES LED: NO SHEATH MATERIAL: PUR HALOGEN: NO | 0
12421 | 1906630150 | SENSOR/ACTUATOR LINE ONE END WITHOUT CONNECTOR M8 N OF POLES : 4 1.5 M SOCKET ANGLED SHIELDED: YES LED: NO SHEATH MATERIAL: PUR HALOGEN: NO | 0
12422 | 1906630300 | SENSOR/ACTUATOR LINE ONE END WITHOUT CONNECTOR M8 N OF POLES : 4 3 M SOCKET ANGLED SHIELDED: YES LED: NO SHEATH MATERIAL: PUR HALOGEN: NO | 0
12423 | 1906630500 | SENSOR/ACTUATOR LINE ONE END WITHOUT CONNECTOR M8 N OF POLES : 4 5 M SOCKET ANGLED SHIELDED: YES LED: NO SHEATH MATERIAL: PUR HALOGEN: NO | 0
12424 | 1906631000 | SENSOR/ACTUATOR LINE ONE END WITHOUT CONNECTOR M8 N OF POLES : 4 10 M SOCKET ANGLED SHIELDED: YES LED: NO SHEATH MATERIAL: PUR HALOGEN: NO | 0
12425 | 1906950010 | SENSOR/ACTUATOR LINE ONE END WITHOUT CONNECTOR M12 N OF POLES : 3 0.1 M SOCKET ANGLED SHIELDED: YES LED: NO SHEATH MATERIAL: PUR HALOGEN: NO | 0
12426 | 1906950150 | SENSOR/ACTUATOR LINE ONE END WITHOUT CONNECTOR M12 N OF POLES : 3 1.5 M SOCKET ANGLED SHIELDED: YES LED: NO SHEATH MATERIAL: PUR HALOGEN: NO | 0
12427 | 1906950300 | SENSOR/ACTUATOR LINE ONE END WITHOUT CONNECTOR M12 N OF POLES : 3 3 M SOCKET ANGLED SHIELDED: YES LED: NO SHEATH MATERIAL: PUR HALOGEN: NO | 0
12428 | 1906950500 | SENSOR/ACTUATOR LINE ONE END WITHOUT CONNECTOR M12 N OF POLES : 3 5 M SOCKET ANGLED SHIELDED: YES LED: NO SHEATH MATERIAL: PUR HALOGEN: NO | 0
12429 | 1906951000 | SENSOR/ACTUATOR LINE ONE END WITHOUT CONNECTOR M12 N OF POLES : 3 10 M SOCKET ANGLED SHIELDED: YES LED: NO SHEATH MATERIAL: PUR HALOGEN: NO | 0
12430 | 1912110300 | SENSOR/ACTUATOR LINE CONNECTING LINE M12 / M12 N OF POLES : 3 3 M TWIN CABLING PIN STRAIGHT 2X SOCKET ANGLED SHIELDED: NO LED: YES SHEATH MATERIAL: PUR HALOGEN: NO | 0
12431 | 1912110500 | SENSOR/ACTUATOR LINE CONNECTING LINE M12 / M12 N OF POLES : 3 5 M TWIN CABLING PIN STRAIGHT 2X SOCKET ANGLED SHIELDED: NO LED: YES SHEATH MATERIAL: PUR HALOGEN: NO | 0
12432 | 1916700250 | VALVE PLUG STRAIGHT PLUG - VALVE PLUG | 69
12433 | 1916700500 | VALVE PLUG STRAIGHT PLUG - VALVE PLUG | 69
12434 | 1920700000 | PLUGS PREFABRICATED TO CUSTOMER SPEC. M12 PIN STRAIGHT | 57
12435 | 1920700001 | PLUGS PREFABRICATED TO CUSTOMER SPEC. M12 PIN STRAIGHT | 57
12436 | 1920710000 | SOCKETS PREFABRICATED TO CUSTOMER SPEC. M12 FEMALE SOCKET STRAIGHT | 35
12437 | 1920720000 | PLUGS PREFABRICATED TO CUSTOMER SPEC. M12 PIN STRAIGHT | 57
12438 | 1920730000 | SOCKETS PREFABRICATED TO CUSTOMER SPEC. M12 FEMALE SOCKET STRAIGHT | 35
12439 | 1920970000 | SOCKETS PREFABRICATED TO CUSTOMER SPEC. M8 SOCKET ANGLED | 35
12440 | 1920980000 | SOCKETS PREFABRICATED TO CUSTOMER SPEC. M8 SOCKET ANGLED | 35
12441 | 1920990000 | PLUGS PREFABRICATED TO CUSTOMER SPEC. M8 PIN 90° | 88
12442 | 1921000000 | PLUGS PREFABRICATED TO CUSTOMER SPEC. M8 PIN 90° | 88
12443 | 1962620000 | PLUGS PREFABRICATED TO CUSTOMER SPEC. M12 PIN 90° | 88
12444 | 1962630000 | SOCKETS PREFABRICATED TO CUSTOMER SPEC. M12 SOCKET ANGLED | 35
12445 | 9456010000 | SENSOR-ACTUATOR PASSIVE DISTRIBUTOR M12 WITH M23 OUTLET 12-POLE YES | 22
12446 | 9456070150 | VALVE PLUG ONE END WITHOUT CONNECTOR - VALVE PLUG BD | 61
12447 | 9456070300 | VALVE PLUG ONE END WITHOUT CONNECTOR - VALVE PLUG BD | 61
12448 | 9456070500 | VALVE PLUG ONE END WITHOUT CONNECTOR - VALVE PLUG BD | 61
12449 | 9456071000 | VALVE PLUG ONE END WITHOUT CONNECTOR - VALVE PLUG BD | 61
12450 | 9456100030 | SENSOR/ACTUATOR LINE ONE END WITHOUT CONNECTOR M12 N OF POLES : 4 0.3 M PIN STRAIGHT SHIELDED: NO LED: NO SHEATH MATERIAL: PUR HALOGEN: NO | 0
12451 | 9456100150 | SENSOR/ACTUATOR LINE ONE END WITHOUT CONNECTOR M12 N OF POLES : 4 1.5 M PIN STRAIGHT SHIELDED: NO LED: NO SHEATH MATERIAL: PUR HALOGEN: NO | 0
12452 | 9456100300 | SENSOR/ACTUATOR LINE ONE END WITHOUT CONNECTOR M12 N OF POLES : 4 3 M PIN STRAIGHT SHIELDED: NO LED: NO SHEATH MATERIAL: PUR HALOGEN: NO | 0
12453 | 9456100500 | SENSOR/ACTUATOR LINE ONE END WITHOUT CONNECTOR M12 N OF POLES : 4 5 M PIN STRAIGHT SHIELDED: NO LED: NO SHEATH MATERIAL: PUR HALOGEN: NO | 0
12454 | 9456101000 | SENSOR/ACTUATOR LINE ONE END WITHOUT CONNECTOR M12 N OF POLES : 4 10 M PIN STRAIGHT SHIELDED: NO LED: NO SHEATH MATERIAL: PUR HALOGEN: NO | 0
12455 | 9456101500 | SENSOR/ACTUATOR LINE ONE END WITHOUT CONNECTOR M12 N OF POLES : 4 15 M PIN STRAIGHT SHIELDED: NO LED: NO SHEATH MATERIAL: PUR HALOGEN: NO | 0
12456 | 9456140150 | SENSOR/ACTUATOR LINE ONE END WITHOUT CONNECTOR M12 N OF POLES : 5 1.5 M FEMALE SOCKET STRAIGHT SHIELDED: YES LED: NO SHEATH MATERIAL: PUR HALOGEN: NO | 0
12457 | 9456140500 | SENSOR/ACTUATOR LINE ONE END WITHOUT CONNECTOR M12 N OF POLES : 5 5 M FEMALE SOCKET STRAIGHT SHIELDED: YES LED: NO SHEATH MATERIAL: PUR HALOGEN: NO | 0
12458 | 9456141000 | SENSOR/ACTUATOR LINE ONE END WITHOUT CONNECTOR M12 N OF POLES : 5 10 M FEMALE SOCKET STRAIGHT SHIELDED: YES LED: NO SHEATH MATERIAL: PUR HALOGEN: NO | 0
12459 | 9456141500 | SENSOR/ACTUATOR LINE ONE END WITHOUT CONNECTOR M12 N OF POLES : 5 15 M FEMALE SOCKET STRAIGHT SHIELDED: YES LED: NO SHEATH MATERIAL: PUR HALOGEN: NO | 0
12460 | 9456150150 | SENSOR/ACTUATOR LINE ONE END WITHOUT CONNECTOR M8 N OF POLES : 4 1.5 M SOCKET ANGLED SHIELDED: NO LED: NO SHEATH MATERIAL: PUR HALOGEN: NO | 0
12461 | 9456150500 | SENSOR/ACTUATOR LINE ONE END WITHOUT CONNECTOR M8 N OF POLES : 4 5 M SOCKET ANGLED SHIELDED: NO LED: NO SHEATH MATERIAL: PUR HALOGEN: NO | 0
12462 | 9456151000 | SENSOR/ACTUATOR LINE ONE END WITHOUT CONNECTOR M8 N OF POLES : 4 10 M SOCKET ANGLED SHIELDED: NO LED: NO SHEATH MATERIAL: PUR HALOGEN: NO | 0
12463 | 9456170100 | VALVE PLUG STRAIGHT PLUG - VALVE PLUG | 69
12464 | 9456170150 | VALVE PLUG STRAIGHT PLUG - VALVE PLUG CD | 69
12465 | 9456170200 | VALVE PLUG STRAIGHT PLUG - VALVE PLUG | 69
12466 | 9456170300 | VALVE PLUG STRAIGHT PLUG - VALVE PLUG CD | 69
12467 | 9456170500 | VALVE PLUG STRAIGHT PLUG - VALVE PLUG CD | 69
12468 | 9456170600 | VALVE PLUG STRAIGHT PLUG - VALVE PLUG | 69
12469 | 9456170800 | VALVE PLUG STRAIGHT PLUG - VALVE PLUG | 69
12470 | 9456240150 | VALVE PLUG ONE END WITHOUT CONNECTOR - VALVE PLUG CD | 61
12471 | 9456240300 | VALVE PLUG ONE END WITHOUT CONNECTOR - VALVE PLUG CD | 61
12472 | 9456240500 | VALVE PLUG ONE END WITHOUT CONNECTOR - VALVE PLUG CD | 61
12473 | 9456241000 | VALVE PLUG ONE END WITHOUT CONNECTOR - VALVE PLUG CD | 61
12474 | 9456380500 | SENSOR/ACTUATOR LINE ONE END WITHOUT CONNECTOR M12 N OF POLES : 4 5 M SOCKET ANGLED SHIELDED: NO LED: YES SHEATH MATERIAL: PUR HALOGEN: NO | 0
12475 | 9456381500 | SENSOR/ACTUATOR LINE ONE END WITHOUT CONNECTOR M12 N OF POLES : 4 15 M SOCKET ANGLED SHIELDED: NO LED: YES SHEATH MATERIAL: PUR HALOGEN: NO | 0
12476 | 9456382000 | SENSOR/ACTUATOR LINE ONE END WITHOUT CONNECTOR M12 N OF POLES : 4 20 M SOCKET ANGLED SHIELDED: NO LED: YES SHEATH MATERIAL: PUR HALOGEN: NO | 0
12477 | 9456382500 | SENSOR/ACTUATOR LINE ONE END WITHOUT CONNECTOR M12 N OF POLES : 4 25 M SOCKET ANGLED SHIELDED: NO LED: YES SHEATH MATERIAL: PUR HALOGEN: NO | 0
12478 | 9456500050 | SENSOR/ACTUATOR LINE CONNECTING LINE M12 / M12 N OF POLES : 5 0.5 M PIN ANGLED - BUSH STRAIGHT SHIELDED: NO LED: NO SHEATH MATERIAL: PUR HALOGEN: NO | 0
12479 | 9456501000 | SENSOR/ACTUATOR LINE CONNECTING LINE M12 / M12 N OF POLES : 5 10 M PIN ANGLED - BUSH STRAIGHT SHIELDED: NO LED: NO SHEATH MATERIAL: PUR HALOGEN: NO | 0
12480 | 9456660030 | SENSOR/ACTUATOR LINE CONNECTING LINE M12 / M8 N OF POLES : 4 0.3 M PIN STRAIGHT - SOCKET STRAIGHT SHIELDED: NO LED: NO SHEATH MATERIAL: PUR HALOGEN: NO | 0
12481 | 9456660150 | SENSOR/ACTUATOR LINE CONNECTING LINE M12 / M8 N OF POLES : 4 1.5 M PIN STRAIGHT - SOCKET STRAIGHT SHIELDED: NO LED: NO SHEATH MATERIAL: PUR HALOGEN: NO | 0
12482 | 9456660200 | SENSOR/ACTUATOR LINE CONNECTING LINE M12 / M8 N OF POLES : 4 2 M PIN STRAIGHT - SOCKET STRAIGHT SHIELDED: NO LED: NO SHEATH MATERIAL: PUR HALOGEN: NO | 0
12483 | 9456660300 | SENSOR/ACTUATOR LINE CONNECTING LINE M12 / M8 N OF POLES : 4 3 M PIN STRAIGHT - SOCKET STRAIGHT SHIELDED: NO LED: NO SHEATH MATERIAL: PUR HALOGEN: NO | 0
12484 | 9456660500 | SENSOR/ACTUATOR LINE CONNECTING LINE M12 / M8 N OF POLES : 4 5 M PIN STRAIGHT - SOCKET STRAIGHT SHIELDED: NO LED: NO SHEATH MATERIAL: PUR HALOGEN: NO | 0
12485 | 9456661000 | SENSOR/ACTUATOR LINE CONNECTING LINE M12 / M8 N OF POLES : 4 10 M PIN STRAIGHT - SOCKET STRAIGHT SHIELDED: NO LED: NO SHEATH MATERIAL: PUR HALOGEN: NO | 0
12486 | 9456670150 | SENSOR/ACTUATOR LINE CONNECTING LINE M12 / M8 N OF POLES : 4 1.5 M PIN STRAIGHT - SOCKET 90° SHIELDED: NO LED: NO SHEATH MATERIAL: PUR HALOGEN: NO | 0
12487 | 9456670300 | SENSOR/ACTUATOR LINE CONNECTING LINE M12 / M8 N OF POLES : 4 3 M PIN STRAIGHT - SOCKET 90° SHIELDED: NO LED: NO SHEATH MATERIAL: PUR HALOGEN: NO | 0
12488 | 9456670500 | SENSOR/ACTUATOR LINE CONNECTING LINE M12 / M8 N OF POLES : 4 5 M PIN STRAIGHT - SOCKET 90° SHIELDED: NO LED: NO SHEATH MATERIAL: PUR HALOGEN: NO | 0
12489 | 9456671000 | SENSOR/ACTUATOR LINE CONNECTING LINE M12 / M8 N OF POLES : 4 10 M PIN STRAIGHT - SOCKET 90° SHIELDED: NO LED: NO SHEATH MATERIAL: PUR HALOGEN: NO | 0
12490 | 9456690150 | SENSOR/ACTUATOR LINE ONE END WITHOUT CONNECTOR M12 N OF POLES : 3 1.5 M PIN 90° SHIELDED: NO LED: NO SHEATH MATERIAL: PUR HALOGEN: NO | 0
12491 | 9456690300 | SENSOR/ACTUATOR LINE ONE END WITHOUT CONNECTOR M12 N OF POLES : 3 3 M PIN 90° SHIELDED: NO LED: NO SHEATH MATERIAL: PUR HALOGEN: NO | 0
12492 | 9456690500 | SENSOR/ACTUATOR LINE ONE END WITHOUT CONNECTOR M12 N OF POLES : 3 5 M PIN 90° SHIELDED: NO LED: NO SHEATH MATERIAL: PUR HALOGEN: NO | 0
12493 | 9456691000 | SENSOR/ACTUATOR LINE ONE END WITHOUT CONNECTOR M12 N OF POLES : 3 10 M PIN 90° SHIELDED: NO LED: NO SHEATH MATERIAL: PUR HALOGEN: NO | 0
12494 | 9456750000 | SENSOR-ACTUATOR PASSIVE DISTRIBUTOR M12 FIXED CABLE VERSION 5 M YES | 22
12495 | 9456760002 | SAI PASSIVE SENSOR-ACTUATOR PASSIVE DISTRIBUTOR M12 FIXED CABLE VERSION 10 M NO | 22
12496 | 9456940000 | PLUGS PREFABRICATED TO CUSTOMER SPEC. M12 PIN STRAIGHT | 57
12497 | 9456950000 | PLUGS PREFABRICATED TO CUSTOMER SPEC. M12 PIN 90° | 88
12498 | 9456990300 | SENSOR/ACTUATOR LINE CONNECTING LINE M12 / M12 N OF POLES : 3 3 M PIN STRAIGHT - SOCKET STRAIGHT SHIELDED: NO LED: NO SHEATH MATERIAL: PUR HALOGEN: NO | 0
12499 | 9457000000 | SENSOR/ACTUATOR LINE CONNECTING LINE M12 / M12 N OF POLES : 3 2 M PIN STRAIGHT - SOCKET STRAIGHT SHIELDED: NO LED: NO SHEATH MATERIAL: PUR HALOGEN: NO | 0
12500 | 9457010000 | VALVE PLUG STRAIGHT PLUG - VALVE PLUG A | 69
12501 | 9457020000 | VALVE PLUG STRAIGHT PLUG - VALVE PLUG A | 69
12502 | 9457030000 | VALVE PLUG STRAIGHT PLUG - VALVE PLUG A | 69
12503 | 9457040000 | VALVE PLUG STRAIGHT PLUG - VALVE PLUG A | 69
12504 | 9457050000 | VALVE PLUG STRAIGHT PLUG - VALVE PLUG A | 69
12505 | 9457070000 | SENSOR/ACTUATOR LINE CONNECTING LINE M12 / M12 N OF POLES : 3 5 M PIN STRAIGHT - SOCKET STRAIGHT SHIELDED: NO LED: NO SHEATH MATERIAL: PUR HALOGEN: NO | 0
12506 | 9457080000 | SENSOR/ACTUATOR LINE CONNECTING LINE M12 / M12 N OF POLES : 3 10 M PIN STRAIGHT - SOCKET STRAIGHT SHIELDED: NO LED: NO SHEATH MATERIAL: PUR HALOGEN: NO | 0
12507 | 9457130000 | VALVE PLUG STRAIGHT PLUG - VALVE PLUG A | 69
12508 | 9457130100 | VALVE PLUG STRAIGHT PLUG - VALVE PLUG | 69
12509 | 9457131000 | VALVE PLUG STRAIGHT PLUG - VALVE PLUG A | 69
12510 | 9457230060 | SENSOR/ACTUATOR LINE CONNECTING LINE M12 / M12 N OF POLES : 3 0.6 M PIN STRAIGHT - SOCKET STRAIGHT SHIELDED: NO LED: NO SHEATH MATERIAL: PUR HALOGEN: NO | 0
12511 | 9457230100 | SENSOR/ACTUATOR LINE CONNECTING LINE M12 / M12 N OF POLES : 3 1 M PIN STRAIGHT - SOCKET STRAIGHT SHIELDED: NO LED: NO SHEATH MATERIAL: PUR HALOGEN: NO | 0
12512 | 9457230150 | SENSOR/ACTUATOR LINE CONNECTING LINE M12 / M12 N OF POLES : 3 1.5 M PIN STRAIGHT - SOCKET STRAIGHT SHIELDED: NO LED: NO SHEATH MATERIAL: PUR HALOGEN: NO | 0
12513 | 9457230300 | SENSOR/ACTUATOR LINE CONNECTING LINE M12 / M12 N OF POLES : 3 3 M PIN STRAIGHT - SOCKET STRAIGHT SHIELDED: NO LED: NO SHEATH MATERIAL: PUR HALOGEN: NO | 0
12514 | 9457230500 | SENSOR/ACTUATOR LINE CONNECTING LINE M12 / M12 N OF POLES : 3 5 M PIN STRAIGHT - SOCKET STRAIGHT SHIELDED: NO LED: NO SHEATH MATERIAL: PUR HALOGEN: NO | 0
12515 | 9457231000 | SENSOR/ACTUATOR LINE CONNECTING LINE M12 / M12 N OF POLES : 3 10 M PIN STRAIGHT - SOCKET STRAIGHT SHIELDED: NO LED: NO SHEATH MATERIAL: PUR HALOGEN: NO | 0
12516 | 9457231200 | SENSOR/ACTUATOR LINE CONNECTING LINE M12 / M12 N OF POLES : 3 12 M PIN STRAIGHT - SOCKET STRAIGHT SHIELDED: NO LED: NO SHEATH MATERIAL: PUR HALOGEN: NO | 0
12517 | 9457231500 | SENSOR/ACTUATOR LINE CONNECTING LINE M12 / M12 N OF POLES : 3 15 M PIN STRAIGHT - SOCKET STRAIGHT SHIELDED: NO LED: NO SHEATH MATERIAL: PUR HALOGEN: NO | 0
12518 | 9457270150 | SENSOR/ACTUATOR LINE CONNECTING LINE M12 / M12 N OF POLES : 5 1.5 M PIN STRAIGHT - SOCKET 90° SHIELDED: NO LED: NO SHEATH MATERIAL: PUR HALOGEN: NO | 0
12519 | 9457270300 | SENSOR/ACTUATOR LINE CONNECTING LINE M12 / M12 N OF POLES : 5 3 M PIN STRAIGHT - SOCKET 90° SHIELDED: NO LED: NO SHEATH MATERIAL: PUR HALOGEN: NO | 0
12520 | 9457270500 | SENSOR/ACTUATOR LINE CONNECTING LINE M12 / M12 N OF POLES : 5 5 M PIN STRAIGHT - SOCKET 90° SHIELDED: NO LED: NO SHEATH MATERIAL: PUR HALOGEN: NO | 0
12521 | 9457271000 | SENSOR/ACTUATOR LINE CONNECTING LINE M12 / M12 N OF POLES : 5 10 M PIN STRAIGHT - SOCKET 90° SHIELDED: NO LED: NO SHEATH MATERIAL: PUR HALOGEN: NO | 0
12522 | 9457290000 | PLUGS PREFABRICATED TO CUSTOMER SPEC. M12 PIN 90° | 88
12523 | 9457310030 | SENSOR/ACTUATOR LINE CONNECTING LINE M12 / M12 N OF POLES : 4 0.3 M PIN STRAIGHT - SOCKET 90° SHIELDED: NO LED: NO SHEATH MATERIAL: PUR HALOGEN: NO | 0
12524 | 9457310100 | SENSOR/ACTUATOR LINE CONNECTING LINE M12 / M12 N OF POLES : 4 1 M PIN STRAIGHT - SOCKET 90° SHIELDED: NO LED: NO SHEATH MATERIAL: PUR HALOGEN: NO | 0
12525 | 9457310150 | SENSOR/ACTUATOR LINE CONNECTING LINE M12 / M12 N OF POLES : 4 1.5 M PIN STRAIGHT - SOCKET 90° SHIELDED: NO LED: NO SHEATH MATERIAL: PUR HALOGEN: NO | 0
12526 | 9457310200 | SENSOR/ACTUATOR LINE CONNECTING LINE M12 / M12 N OF POLES : 4 2 M PIN STRAIGHT - SOCKET 90° SHIELDED: NO LED: NO SHEATH MATERIAL: PUR HALOGEN: NO | 0
12527 | 9457310300 | SENSOR/ACTUATOR LINE CONNECTING LINE M12 / M12 N OF POLES : 4 3 M PIN STRAIGHT - SOCKET 90° SHIELDED: NO LED: NO SHEATH MATERIAL: PUR HALOGEN: NO | 0
12528 | 9457310400 | SENSOR/ACTUATOR LINE CONNECTING LINE M12 / M12 N OF POLES : 4 4 M PIN STRAIGHT - SOCKET 90° SHIELDED: NO LED: NO SHEATH MATERIAL: PUR HALOGEN: NO | 0
12529 | 9457310500 | SENSOR/ACTUATOR LINE CONNECTING LINE M12 / M12 N OF POLES : 4 5 M PIN STRAIGHT - SOCKET 90° SHIELDED: NO LED: NO SHEATH MATERIAL: PUR HALOGEN: NO | 0
12530 | 9457311000 | SENSOR/ACTUATOR LINE CONNECTING LINE M12 / M12 N OF POLES : 4 10 M PIN STRAIGHT - SOCKET 90° SHIELDED: NO LED: NO SHEATH MATERIAL: PUR HALOGEN: NO | 0
12531 | 9457320150 | SENSOR/ACTUATOR LINE ONE END WITHOUT CONNECTOR M12 N OF POLES : 3 1.5 M SOCKET ANGLED SHIELDED: NO LED: NO SHEATH MATERIAL: PUR HALOGEN: NO | 0
12532 | 9457320300 | SENSOR/ACTUATOR LINE ONE END WITHOUT CONNECTOR M12 N OF POLES : 3 3 M SOCKET ANGLED SHIELDED: NO LED: NO SHEATH MATERIAL: PUR HALOGEN: NO | 0
12533 | 9457320500 | SENSOR/ACTUATOR LINE ONE END WITHOUT CONNECTOR M12 N OF POLES : 3 5 M SOCKET ANGLED SHIELDED: NO LED: NO SHEATH MATERIAL: PUR HALOGEN: NO | 0
12534 | 9457321000 | SENSOR/ACTUATOR LINE ONE END WITHOUT CONNECTOR M12 N OF POLES : 3 10 M SOCKET ANGLED SHIELDED: NO LED: NO SHEATH MATERIAL: PUR HALOGEN: NO | 0
12535 | 9457321500 | SENSOR/ACTUATOR LINE ONE END WITHOUT CONNECTOR M12 N OF POLES : 3 15 M SOCKET ANGLED SHIELDED: NO LED: NO SHEATH MATERIAL: PUR HALOGEN: NO | 0
12536 | 9457322000 | SENSOR/ACTUATOR LINE ONE END WITHOUT CONNECTOR M12 N OF POLES : 3 20 M SOCKET ANGLED SHIELDED: NO LED: NO SHEATH MATERIAL: PUR HALOGEN: NO | 0
12537 | 9457340030 | SENSOR/ACTUATOR LINE CONNECTING LINE M12 / M12 N OF POLES : 5 0.3 M PIN STRAIGHT - SOCKET STRAIGHT SHIELDED: NO LED: NO SHEATH MATERIAL: PUR HALOGEN: NO | 0
12538 | 9457340090 | SENSOR/ACTUATOR LINE CONNECTING LINE M12 / M12 N OF POLES : 5 0.9 M PIN STRAIGHT - SOCKET STRAIGHT SHIELDED: NO LED: NO SHEATH MATERIAL: PUR HALOGEN: NO | 0
12539 | 9457340100 | SENSOR/ACTUATOR LINE CONNECTING LINE M12 / M12 N OF POLES : 5 1 M PIN STRAIGHT - SOCKET STRAIGHT SHIELDED: NO LED: NO SHEATH MATERIAL: PUR HALOGEN: NO | 0
12540 | 9457340150 | SENSOR/ACTUATOR LINE CONNECTING LINE M12 / M12 N OF POLES : 5 1.5 M PIN STRAIGHT - SOCKET STRAIGHT SHIELDED: NO LED: NO SHEATH MATERIAL: PUR HALOGEN: NO | 0
12541 | 9457340200 | SENSOR/ACTUATOR LINE CONNECTING LINE M12 / M12 N OF POLES : 5 2 M PIN STRAIGHT - SOCKET STRAIGHT SHIELDED: NO LED: NO SHEATH MATERIAL: PUR HALOGEN: NO | 0
12542 | 9457340250 | SENSOR/ACTUATOR LINE CONNECTING LINE M12 / M12 N OF POLES : 5 2.5 M PIN STRAIGHT - SOCKET STRAIGHT SHIELDED: NO LED: NO SHEATH MATERIAL: PUR HALOGEN: NO | 0
12543 | 9457340300 | SENSOR/ACTUATOR LINE CONNECTING LINE M12 / M12 N OF POLES : 5 3 M PIN STRAIGHT - SOCKET STRAIGHT SHIELDED: NO LED: NO SHEATH MATERIAL: PUR HALOGEN: NO | 0
12544 | 9457340500 | SENSOR/ACTUATOR LINE CONNECTING LINE M12 / M12 N OF POLES : 5 5 M PIN STRAIGHT - SOCKET STRAIGHT SHIELDED: NO LED: NO SHEATH MATERIAL: PUR HALOGEN: NO | 0
12545 | 9457341000 | SENSOR/ACTUATOR LINE CONNECTING LINE M12 / M12 N OF POLES : 5 10 M PIN STRAIGHT - SOCKET STRAIGHT SHIELDED: NO LED: NO SHEATH MATERIAL: PUR HALOGEN: NO | 0
12546 | 9457341500 | SENSOR/ACTUATOR LINE CONNECTING LINE M12 / M12 N OF POLES : 5 15 M PIN STRAIGHT - SOCKET STRAIGHT SHIELDED: NO LED: NO SHEATH MATERIAL: PUR HALOGEN: NO | 0
12547 | 9457342000 | SENSOR/ACTUATOR LINE CONNECTING LINE M12 / M12 N OF POLES : 5 20 M PIN STRAIGHT - SOCKET STRAIGHT SHIELDED: NO LED: NO SHEATH MATERIAL: PUR HALOGEN: NO | 0
12548 | 9457380010 | SENSOR/ACTUATOR LINE ONE END WITHOUT CONNECTOR M8 N OF POLES : 3 0.1 M SOCKET ANGLED SHIELDED: NO LED: NO SHEATH MATERIAL: PUR HALOGEN: NO | 0
12549 | 9457380150 | SENSOR/ACTUATOR LINE ONE END WITHOUT CONNECTOR M8 N OF POLES : 3 1.5 M SOCKET ANGLED SHIELDED: NO LED: NO SHEATH MATERIAL: PUR HALOGEN: NO | 0
12550 | 9457380200 | SENSOR/ACTUATOR LINE ONE END WITHOUT CONNECTOR M8 N OF POLES : 3 2 M SOCKET ANGLED SHIELDED: NO LED: NO SHEATH MATERIAL: PUR HALOGEN: NO | 0
12551 | 9457380300 | SENSOR/ACTUATOR LINE ONE END WITHOUT CONNECTOR M8 N OF POLES : 3 3 M SOCKET ANGLED SHIELDED: NO LED: NO SHEATH MATERIAL: PUR HALOGEN: NO | 0
12552 | 9457380500 | SENSOR/ACTUATOR LINE ONE END WITHOUT CONNECTOR M8 N OF POLES : 3 5 M SOCKET ANGLED SHIELDED: NO LED: NO SHEATH MATERIAL: PUR HALOGEN: NO | 0
12553 | 9457381000 | SENSOR/ACTUATOR LINE ONE END WITHOUT CONNECTOR M8 N OF POLES : 3 10 M SOCKET ANGLED SHIELDED: NO LED: NO SHEATH MATERIAL: PUR HALOGEN: NO | 0
12554 | 9457390100 | SENSOR/ACTUATOR LINE CONNECTING LINE M12 / M12 N OF POLES : 3 1 M PIN STRAIGHT - SOCKET 90° SHIELDED: NO LED: NO SHEATH MATERIAL: PUR HALOGEN: NO | 0
12555 | 9457390150 | SENSOR/ACTUATOR LINE CONNECTING LINE M12 / M12 N OF POLES : 3 1.5 M PIN STRAIGHT - SOCKET 90° SHIELDED: NO LED: NO SHEATH MATERIAL: PUR HALOGEN: NO | 0
12556 | 9457390300 | SENSOR/ACTUATOR LINE CONNECTING LINE M12 / M12 N OF POLES : 3 3 M PIN STRAIGHT - SOCKET 90° SHIELDED: NO LED: NO SHEATH MATERIAL: PUR HALOGEN: NO | 0
12557 | 9457390500 | SENSOR/ACTUATOR LINE CONNECTING LINE M12 / M12 N OF POLES : 3 5 M PIN STRAIGHT - SOCKET 90° SHIELDED: NO LED: NO SHEATH MATERIAL: PUR HALOGEN: NO | 0
12558 | 9457391000 | SENSOR/ACTUATOR LINE CONNECTING LINE M12 / M12 N OF POLES : 3 10 M PIN STRAIGHT - SOCKET 90° SHIELDED: NO LED: NO SHEATH MATERIAL: PUR HALOGEN: NO | 0
12559 | 9457400060 | VALVE PLUG STRAIGHT PLUG - VALVE PLUG C | 69
12560 | 9457400150 | VALVE PLUG STRAIGHT PLUG - VALVE PLUG C | 69
12561 | 9457400300 | VALVE PLUG STRAIGHT PLUG - VALVE PLUG C | 69
12562 | 9457400500 | VALVE PLUG STRAIGHT PLUG - VALVE PLUG C | 69
12563 | 9457401000 | VALVE PLUG STRAIGHT PLUG - VALVE PLUG C | 69
12564 | 9457450150 | SENSOR/ACTUATOR LINE ONE END WITHOUT CONNECTOR M8 N OF POLES : 3 1.5 M FEMALE SOCKET STRAIGHT SHIELDED: NO LED: NO SHEATH MATERIAL: PUR HALOGEN: NO | 0
12565 | 9457450200 | SENSOR/ACTUATOR LINE ONE END WITHOUT CONNECTOR M8 N OF POLES : 3 2 M FEMALE SOCKET STRAIGHT SHIELDED: NO LED: NO SHEATH MATERIAL: PUR HALOGEN: NO | 0
12566 | 9457450300 | SENSOR/ACTUATOR LINE ONE END WITHOUT CONNECTOR M8 N OF POLES : 3 3 M FEMALE SOCKET STRAIGHT SHIELDED: NO LED: NO SHEATH MATERIAL: PUR HALOGEN: NO | 0
12567 | 9457450350 | SENSOR/ACTUATOR LINE ONE END WITHOUT CONNECTOR M8 N OF POLES : 3 3.5 M FEMALE SOCKET STRAIGHT SHIELDED: NO LED: NO SHEATH MATERIAL: PUR HALOGEN: NO | 0
12568 | 9457450500 | SENSOR/ACTUATOR LINE ONE END WITHOUT CONNECTOR M8 N OF POLES : 3 5 M FEMALE SOCKET STRAIGHT SHIELDED: NO LED: NO SHEATH MATERIAL: PUR HALOGEN: NO | 0
12569 | 9457451000 | SENSOR/ACTUATOR LINE ONE END WITHOUT CONNECTOR M8 N OF POLES : 3 10 M FEMALE SOCKET STRAIGHT SHIELDED: NO LED: NO SHEATH MATERIAL: PUR HALOGEN: NO | 0
12570 | 9457452000 | SENSOR/ACTUATOR LINE ONE END WITHOUT CONNECTOR M8 N OF POLES : 3 20 M FEMALE SOCKET STRAIGHT SHIELDED: NO LED: NO SHEATH MATERIAL: PUR HALOGEN: NO | 0
12571 | 9457453000 | SENSOR/ACTUATOR LINE ONE END WITHOUT CONNECTOR M8 N OF POLES : 3 30 M FEMALE SOCKET STRAIGHT SHIELDED: NO LED: NO SHEATH MATERIAL: PUR HALOGEN: NO | 0
12572 | 9457460150 | SENSOR/ACTUATOR LINE ONE END WITHOUT CONNECTOR M8 N OF POLES : 3 1.5 M SOCKET ANGLED SHIELDED: NO LED: YES SHEATH MATERIAL: PUR HALOGEN: NO | 0
12573 | 9457460300 | SENSOR/ACTUATOR LINE ONE END WITHOUT CONNECTOR M8 N OF POLES : 3 3 M SOCKET ANGLED SHIELDED: NO LED: YES SHEATH MATERIAL: PUR HALOGEN: NO | 0
12574 | 9457460500 | SENSOR/ACTUATOR LINE ONE END WITHOUT CONNECTOR M8 N OF POLES : 3 5 M SOCKET ANGLED SHIELDED: NO LED: YES SHEATH MATERIAL: PUR HALOGEN: NO | 0
12575 | 9457461000 | SENSOR/ACTUATOR LINE ONE END WITHOUT CONNECTOR M8 N OF POLES : 3 10 M SOCKET ANGLED SHIELDED: NO LED: YES SHEATH MATERIAL: PUR HALOGEN: NO | 0
12576 | 9457490150 | SENSOR/ACTUATOR LINE CONNECTING LINE M12 / M8 N OF POLES : 3 1.5 M TWIN CABLING PIN STRAIGHT 2X SOCKET STRAIGHT SHIELDED: NO LED: NO SHEATH MATERIAL: PUR HALOGEN: NO | 0
12577 | 9457490300 | SENSOR/ACTUATOR LINE CONNECTING LINE M12 / M8 N OF POLES : 3 3 M TWIN CABLING PIN STRAIGHT 2X SOCKET STRAIGHT SHIELDED: NO LED: NO SHEATH MATERIAL: PUR HALOGEN: NO | 0
12578 | 9457490500 | SENSOR/ACTUATOR LINE CONNECTING LINE M12 / M8 N OF POLES : 3 5 M TWIN CABLING PIN STRAIGHT 2X SOCKET STRAIGHT SHIELDED: NO LED: NO SHEATH MATERIAL: PUR HALOGEN: NO | 0
12579 | 9457491000 | SENSOR/ACTUATOR LINE CONNECTING LINE M12 / M8 N OF POLES : 3 10 M TWIN CABLING PIN STRAIGHT 2X SOCKET STRAIGHT SHIELDED: NO LED: NO SHEATH MATERIAL: PUR HALOGEN: NO | 0
12580 | 9457550000 | PLUGS PREFABRICATED TO CUSTOMER SPEC. M12 PIN STRAIGHT | 57
12581 | 9457570080 | SENSOR/ACTUATOR LINE CONNECTING LINE M12 / M8 N OF POLES : 3 0.8 M PIN STRAIGHT - SOCKET 90° SHIELDED: NO LED: NO SHEATH MATERIAL: PUR HALOGEN: NO | 0
12582 | 9457570250 | SENSOR/ACTUATOR LINE CONNECTING LINE M12 / M8 N OF POLES : 3 2.5 M PIN STRAIGHT - SOCKET 90° SHIELDED: NO LED: NO SHEATH MATERIAL: PUR HALOGEN: NO | 0
12583 | 9457570350 | SENSOR/ACTUATOR LINE CONNECTING LINE M12 / M8 N OF POLES : 3 3.5 M PIN STRAIGHT - SOCKET 90° SHIELDED: NO LED: NO SHEATH MATERIAL: PUR HALOGEN: NO | 0
12584 | 9457570400 | SENSOR/ACTUATOR LINE CONNECTING LINE M12 / M8 N OF POLES : 3 4 M PIN STRAIGHT - SOCKET 90° SHIELDED: NO LED: NO SHEATH MATERIAL: PUR HALOGEN: NO | 0
12585 | 9457610050 | SENSOR/ACTUATOR LINE ONE END WITHOUT CONNECTOR M12 N OF POLES : 5 0.5 M PIN STRAIGHT SHIELDED: NO LED: NO SHEATH MATERIAL: PUR HALOGEN: NO | 0
12586 | 9457610100 | SENSOR/ACTUATOR LINE ONE END WITHOUT CONNECTOR M12 N OF POLES : 5 1 M PIN STRAIGHT SHIELDED: NO LED: NO SHEATH MATERIAL: PUR HALOGEN: NO | 0
12587 | 9457610150 | SENSOR/ACTUATOR LINE ONE END WITHOUT CONNECTOR M12 N OF POLES : 5 1.5 M PIN STRAIGHT SHIELDED: NO LED: NO SHEATH MATERIAL: PUR HALOGEN: NO | 0
12588 | 9457610300 | SENSOR/ACTUATOR LINE ONE END WITHOUT CONNECTOR M12 N OF POLES : 5 3 M PIN STRAIGHT SHIELDED: NO LED: NO SHEATH MATERIAL: PUR HALOGEN: NO | 0
12589 | 9457610500 | SENSOR/ACTUATOR LINE ONE END WITHOUT CONNECTOR M12 N OF POLES : 5 5 M PIN STRAIGHT SHIELDED: NO LED: NO SHEATH MATERIAL: PUR HALOGEN: NO | 0
12590 | 9457611000 | SENSOR/ACTUATOR LINE ONE END WITHOUT CONNECTOR M12 N OF POLES : 5 10 M PIN STRAIGHT SHIELDED: NO LED: NO SHEATH MATERIAL: PUR HALOGEN: NO | 0
12591 | 9457611500 | SENSOR/ACTUATOR LINE ONE END WITHOUT CONNECTOR M12 N OF POLES : 5 15 M PIN STRAIGHT SHIELDED: NO LED: NO SHEATH MATERIAL: PUR HALOGEN: NO | 0
12592 | 9457612000 | SENSOR/ACTUATOR LINE ONE END WITHOUT CONNECTOR M12 N OF POLES : 5 20 M PIN STRAIGHT SHIELDED: NO LED: NO SHEATH MATERIAL: PUR HALOGEN: NO | 0
12593 | 9457613000 | SENSOR/ACTUATOR LINE ONE END WITHOUT CONNECTOR M12 N OF POLES : 5 30 M PIN STRAIGHT SHIELDED: NO LED: NO SHEATH MATERIAL: PUR HALOGEN: NO | 0
12594 | 9457613500 | SENSOR/ACTUATOR LINE ONE END WITHOUT CONNECTOR M12 N OF POLES : 5 35 M PIN STRAIGHT SHIELDED: NO LED: NO SHEATH MATERIAL: PUR HALOGEN: NO | 0
12595 | 9457650150 | SENSOR/ACTUATOR LINE CONNECTING LINE M12 / M12 N OF POLES : 3 1.5 M PIN 90° - SOCKET 90° SHIELDED: NO LED: NO SHEATH MATERIAL: PUR HALOGEN: NO | 0
12596 | 9457650300 | SENSOR/ACTUATOR LINE CONNECTING LINE M12 / M12 N OF POLES : 3 3 M PIN 90° - SOCKET 90° SHIELDED: NO LED: NO SHEATH MATERIAL: PUR HALOGEN: NO | 0
12597 | 9457650500 | SENSOR/ACTUATOR LINE CONNECTING LINE M12 / M12 N OF POLES : 3 5 M PIN 90° - SOCKET 90° SHIELDED: NO LED: NO SHEATH MATERIAL: PUR HALOGEN: NO | 0
12598 | 9457651000 | SENSOR/ACTUATOR LINE CONNECTING LINE M12 / M12 N OF POLES : 3 10 M PIN 90° - SOCKET 90° SHIELDED: NO LED: NO SHEATH MATERIAL: PUR HALOGEN: NO | 0
12599 | 9457670150 | SENSOR/ACTUATOR LINE ONE END WITHOUT CONNECTOR M12 N OF POLES : 5 1.5 M PIN 90° SHIELDED: NO LED: NO SHEATH MATERIAL: PUR HALOGEN: NO | 0
12600 | 9457670300 | SENSOR/ACTUATOR LINE ONE END WITHOUT CONNECTOR M12 N OF POLES : 5 3 M PIN 90° SHIELDED: NO LED: NO SHEATH MATERIAL: PUR HALOGEN: NO | 0
12601 | 9457670500 | SENSOR/ACTUATOR LINE ONE END WITHOUT CONNECTOR M12 N OF POLES : 5 5 M PIN 90° SHIELDED: NO LED: NO SHEATH MATERIAL: PUR HALOGEN: NO | 0
12602 | 9457671000 | SENSOR/ACTUATOR LINE ONE END WITHOUT CONNECTOR M12 N OF POLES : 5 10 M PIN 90° SHIELDED: NO LED: NO SHEATH MATERIAL: PUR HALOGEN: NO | 0
12603 | 9457680150 | VALVE PLUG STRAIGHT PLUG - VALVE PLUG B | 69
12604 | 9457680300 | VALVE PLUG STRAIGHT PLUG - VALVE PLUG B | 69
12605 | 9457680500 | VALVE PLUG STRAIGHT PLUG - VALVE PLUG B | 69
12606 | 9457681000 | VALVE PLUG STRAIGHT PLUG - VALVE PLUG B | 69
12607 | 9457690150 | SENSOR/ACTUATOR LINE ONE END WITHOUT CONNECTOR M12 N OF POLES : 5 1.5 M SOCKET ANGLED SHIELDED: NO LED: NO SHEATH MATERIAL: PUR HALOGEN: NO | 0
12608 | 9457690200 | SENSOR/ACTUATOR LINE ONE END WITHOUT CONNECTOR M12 N OF POLES : 5 2 M SOCKET ANGLED SHIELDED: NO LED: NO SHEATH MATERIAL: PUR HALOGEN: NO | 0
12609 | 9457690300 | SENSOR/ACTUATOR LINE ONE END WITHOUT CONNECTOR M12 N OF POLES : 5 3 M SOCKET ANGLED SHIELDED: NO LED: NO SHEATH MATERIAL: PUR HALOGEN: NO | 0
12610 | 9457690500 | SENSOR/ACTUATOR LINE ONE END WITHOUT CONNECTOR M12 N OF POLES : 5 5 M SOCKET ANGLED SHIELDED: NO LED: NO SHEATH MATERIAL: PUR HALOGEN: NO | 0
12611 | 9457691000 | SENSOR/ACTUATOR LINE ONE END WITHOUT CONNECTOR M12 N OF POLES : 5 10 M SOCKET ANGLED SHIELDED: NO LED: NO SHEATH MATERIAL: PUR HALOGEN: NO | 0
12612 | 9457693000 | SENSOR/ACTUATOR LINE ONE END WITHOUT CONNECTOR M12 N OF POLES : 5 30 M SOCKET ANGLED SHIELDED: NO LED: NO SHEATH MATERIAL: PUR HALOGEN: NO | 0
12613 | 9457710150 | VALVE PLUG ONE END WITHOUT CONNECTOR - VALVE PLUG A | 61
12614 | 9457710200 | VALVE PLUG ONE END WITHOUT CONNECTOR - VALVE PLUG A | 61
12615 | 9457710300 | VALVE PLUG ONE END WITHOUT CONNECTOR - VALVE PLUG A | 61
12616 | 9457710500 | VALVE PLUG ONE END WITHOUT CONNECTOR - VALVE PLUG A | 61
12617 | 9457711000 | VALVE PLUG ONE END WITHOUT CONNECTOR - VALVE PLUG A | 61
12618 | 9457730060 | SENSOR/ACTUATOR LINE ONE END WITHOUT CONNECTOR M12 N OF POLES : 4 0.6 M FEMALE SOCKET STRAIGHT SHIELDED: NO LED: NO SHEATH MATERIAL: PUR HALOGEN: NO | 0
12619 | 9457730150 | SENSOR/ACTUATOR LINE ONE END WITHOUT CONNECTOR M12 N OF POLES : 4 1.5 M FEMALE SOCKET STRAIGHT SHIELDED: NO LED: NO SHEATH MATERIAL: PUR HALOGEN: NO | 0
12620 | 9457730200 | SENSOR/ACTUATOR LINE ONE END WITHOUT CONNECTOR M12 N OF POLES : 4 2 M FEMALE SOCKET STRAIGHT SHIELDED: NO LED: NO SHEATH MATERIAL: PUR HALOGEN: NO | 0
12621 | 9457730300 | SENSOR/ACTUATOR LINE ONE END WITHOUT CONNECTOR M12 N OF POLES : 4 3 M FEMALE SOCKET STRAIGHT SHIELDED: NO LED: NO SHEATH MATERIAL: PUR HALOGEN: NO | 0
12622 | 9457730500 | SENSOR/ACTUATOR LINE ONE END WITHOUT CONNECTOR M12 N OF POLES : 4 5 M FEMALE SOCKET STRAIGHT SHIELDED: NO LED: NO SHEATH MATERIAL: PUR HALOGEN: NO | 0
12623 | 9457731000 | SENSOR/ACTUATOR LINE ONE END WITHOUT CONNECTOR M12 N OF POLES : 4 10 M FEMALE SOCKET STRAIGHT SHIELDED: NO LED: NO SHEATH MATERIAL: PUR HALOGEN: NO | 0
12624 | 9457731500 | SENSOR/ACTUATOR LINE ONE END WITHOUT CONNECTOR M12 N OF POLES : 4 15 M FEMALE SOCKET STRAIGHT SHIELDED: NO LED: NO SHEATH MATERIAL: PUR HALOGEN: NO | 0
12625 | 9457732000 | SENSOR/ACTUATOR LINE ONE END WITHOUT CONNECTOR M12 N OF POLES : 4 20 M FEMALE SOCKET STRAIGHT SHIELDED: NO LED: NO SHEATH MATERIAL: PUR HALOGEN: NO | 0
12626 | 9457732500 | SENSOR/ACTUATOR LINE ONE END WITHOUT CONNECTOR M12 N OF POLES : 4 25 M FEMALE SOCKET STRAIGHT SHIELDED: NO LED: NO SHEATH MATERIAL: PUR HALOGEN: NO | 0
12627 | 9457733000 | SENSOR/ACTUATOR LINE ONE END WITHOUT CONNECTOR M12 N OF POLES : 4 30 M FEMALE SOCKET STRAIGHT SHIELDED: NO LED: NO SHEATH MATERIAL: PUR HALOGEN: NO | 0
12628 | 9457735000 | SENSOR/ACTUATOR LINE ONE END WITHOUT CONNECTOR M12 N OF POLES : 4 50 M FEMALE SOCKET STRAIGHT SHIELDED: NO LED: NO SHEATH MATERIAL: PUR HALOGEN: NO | 0
12629 | 9457740150 | SENSOR/ACTUATOR LINE ONE END WITHOUT CONNECTOR M12 N OF POLES : 4 1.5 M SOCKET ANGLED SHIELDED: NO LED: NO SHEATH MATERIAL: PUR HALOGEN: NO | 0
12630 | 9457740200 | SENSOR/ACTUATOR LINE ONE END WITHOUT CONNECTOR M12 N OF POLES : 4 2 M SOCKET ANGLED SHIELDED: NO LED: NO SHEATH MATERIAL: PUR HALOGEN: NO | 0
12631 | 9457740300 | SENSOR/ACTUATOR LINE ONE END WITHOUT CONNECTOR M12 N OF POLES : 4 3 M SOCKET ANGLED SHIELDED: NO LED: NO SHEATH MATERIAL: PUR HALOGEN: NO | 0
12632 | 9457740500 | SENSOR/ACTUATOR LINE ONE END WITHOUT CONNECTOR M12 N OF POLES : 4 5 M SOCKET ANGLED SHIELDED: NO LED: NO SHEATH MATERIAL: PUR HALOGEN: NO | 0
12633 | 9457741000 | SENSOR/ACTUATOR LINE ONE END WITHOUT CONNECTOR M12 N OF POLES : 4 10 M SOCKET ANGLED SHIELDED: NO LED: NO SHEATH MATERIAL: PUR HALOGEN: NO | 0
12634 | 9457742000 | SENSOR/ACTUATOR LINE ONE END WITHOUT CONNECTOR M12 N OF POLES : 4 20 M SOCKET ANGLED SHIELDED: NO LED: NO SHEATH MATERIAL: PUR HALOGEN: NO | 0
12635 | 9457742500 | SENSOR/ACTUATOR LINE ONE END WITHOUT CONNECTOR M12 N OF POLES : 4 25 M SOCKET ANGLED SHIELDED: NO LED: NO SHEATH MATERIAL: PUR HALOGEN: NO | 0
12636 | 9457743000 | SENSOR/ACTUATOR LINE ONE END WITHOUT CONNECTOR M12 N OF POLES : 4 30 M SOCKET ANGLED SHIELDED: NO LED: NO SHEATH MATERIAL: PUR HALOGEN: NO | 0
12637 | 9457760090 | SENSOR/ACTUATOR LINE CONNECTING LINE M12 / M8 N OF POLES : 3 0.9 M PIN STRAIGHT - SOCKET 90° SHIELDED: NO LED: YES SHEATH MATERIAL: PUR HALOGEN: NO | 0
12638 | 9457760100 | SENSOR/ACTUATOR LINE CONNECTING LINE M12 / M8 N OF POLES : 3 1 M PIN STRAIGHT - SOCKET 90° SHIELDED: NO LED: YES SHEATH MATERIAL: PUR HALOGEN: NO | 0
12639 | 9457760150 | SENSOR/ACTUATOR LINE CONNECTING LINE M12 / M8 N OF POLES : 3 1.5 M PIN STRAIGHT - SOCKET 90° SHIELDED: NO LED: YES SHEATH MATERIAL: PUR HALOGEN: NO | 0
12640 | 9457760300 | SENSOR/ACTUATOR LINE CONNECTING LINE M12 / M8 N OF POLES : 3 3 M PIN STRAIGHT - SOCKET 90° SHIELDED: NO LED: YES SHEATH MATERIAL: PUR HALOGEN: NO | 0
12641 | 9457760500 | SENSOR/ACTUATOR LINE CONNECTING LINE M12 / M8 N OF POLES : 3 5 M PIN STRAIGHT - SOCKET 90° SHIELDED: NO LED: YES SHEATH MATERIAL: PUR HALOGEN: NO | 0
12642 | 9457770050 | SENSOR/ACTUATOR LINE CONNECTING LINE M12 / M8 N OF POLES : 3 0.5 M PIN STRAIGHT - SOCKET STRAIGHT SHIELDED: NO LED: NO SHEATH MATERIAL: PUR HALOGEN: NO | 0
12643 | 9457770150 | SENSOR/ACTUATOR LINE CONNECTING LINE M12 / M8 N OF POLES : 3 1.5 M PIN STRAIGHT - SOCKET STRAIGHT SHIELDED: NO LED: NO SHEATH MATERIAL: PUR HALOGEN: NO | 0
12644 | 9457770300 | SENSOR/ACTUATOR LINE CONNECTING LINE M12 / M8 N OF POLES : 3 3 M PIN STRAIGHT - SOCKET STRAIGHT SHIELDED: NO LED: NO SHEATH MATERIAL: PUR HALOGEN: NO | 0
12645 | 9457770500 | SENSOR/ACTUATOR LINE CONNECTING LINE M12 / M8 N OF POLES : 3 5 M PIN STRAIGHT - SOCKET STRAIGHT SHIELDED: NO LED: NO SHEATH MATERIAL: PUR HALOGEN: NO | 0
12646 | 9457771000 | SENSOR/ACTUATOR LINE CONNECTING LINE M12 / M8 N OF POLES : 3 10 M PIN STRAIGHT - SOCKET STRAIGHT SHIELDED: NO LED: NO SHEATH MATERIAL: PUR HALOGEN: NO | 0
12647 | 9457780150 | VALVE PLUG STRAIGHT PLUG - VALVE PLUG BD | 69
12648 | 9457780300 | VALVE PLUG STRAIGHT PLUG - VALVE PLUG BD | 69
12649 | 9457780500 | VALVE PLUG STRAIGHT PLUG - VALVE PLUG BD | 69
12650 | 9457781000 | VALVE PLUG STRAIGHT PLUG - VALVE PLUG BD | 69
12651 | 9457790100 | SENSOR/ACTUATOR LINE CONNECTING LINE M12 / M12 N OF POLES : 3 1 M PIN STRAIGHT - SOCKET 90° SHIELDED: NO LED: YES SHEATH MATERIAL: PUR HALOGEN: NO | 0
12652 | 9457790150 | SENSOR/ACTUATOR LINE CONNECTING LINE M12 / M12 N OF POLES : 3 1.5 M PIN STRAIGHT - SOCKET 90° SHIELDED: NO LED: YES SHEATH MATERIAL: PUR HALOGEN: NO | 0
12653 | 9457790300 | SENSOR/ACTUATOR LINE CONNECTING LINE M12 / M12 N OF POLES : 3 3 M PIN STRAIGHT - SOCKET 90° SHIELDED: NO LED: YES SHEATH MATERIAL: PUR HALOGEN: NO | 0
12654 | 9457790500 | SENSOR/ACTUATOR LINE CONNECTING LINE M12 / M12 N OF POLES : 3 5 M PIN STRAIGHT - SOCKET 90° SHIELDED: NO LED: YES SHEATH MATERIAL: PUR HALOGEN: NO | 0
12655 | 9457800150 | SENSOR/ACTUATOR LINE ONE END WITHOUT CONNECTOR M12 N OF POLES : 3 1.5 M SOCKET ANGLED SHIELDED: NO LED: YES SHEATH MATERIAL: PUR HALOGEN: NO | 0
12656 | 9457800300 | SENSOR/ACTUATOR LINE ONE END WITHOUT CONNECTOR M12 N OF POLES : 3 3 M SOCKET ANGLED SHIELDED: NO LED: YES SHEATH MATERIAL: PUR HALOGEN: NO | 0
12657 | 9457800500 | SENSOR/ACTUATOR LINE ONE END WITHOUT CONNECTOR M12 N OF POLES : 3 5 M SOCKET ANGLED SHIELDED: NO LED: YES SHEATH MATERIAL: PUR HALOGEN: NO | 0
12658 | 9457801000 | SENSOR/ACTUATOR LINE ONE END WITHOUT CONNECTOR M12 N OF POLES : 3 10 M SOCKET ANGLED SHIELDED: NO LED: YES SHEATH MATERIAL: PUR HALOGEN: NO | 0
12659 | 9457810100 | SENSOR/ACTUATOR LINE ONE END WITHOUT CONNECTOR M12 N OF POLES : 3 1 M PIN STRAIGHT SHIELDED: NO LED: NO SHEATH MATERIAL: PUR HALOGEN: NO | 0
12660 | 9457810150 | SENSOR/ACTUATOR LINE ONE END WITHOUT CONNECTOR M12 N OF POLES : 3 1.5 M PIN STRAIGHT SHIELDED: NO LED: NO SHEATH MATERIAL: PUR HALOGEN: NO | 0
12661 | 9457810300 | SENSOR/ACTUATOR LINE ONE END WITHOUT CONNECTOR M12 N OF POLES : 3 3 M PIN STRAIGHT SHIELDED: NO LED: NO SHEATH MATERIAL: PUR HALOGEN: NO | 0
12662 | 9457810500 | SENSOR/ACTUATOR LINE ONE END WITHOUT CONNECTOR M12 N OF POLES : 3 5 M PIN STRAIGHT SHIELDED: NO LED: NO SHEATH MATERIAL: PUR HALOGEN: NO | 0
12663 | 9457811000 | SENSOR/ACTUATOR LINE ONE END WITHOUT CONNECTOR M12 N OF POLES : 3 10 M PIN STRAIGHT SHIELDED: NO LED: NO SHEATH MATERIAL: PUR HALOGEN: NO | 0
12664 | 9457811500 | SENSOR/ACTUATOR LINE ONE END WITHOUT CONNECTOR M12 N OF POLES : 3 15 M PIN STRAIGHT SHIELDED: NO LED: NO SHEATH MATERIAL: PUR HALOGEN: NO | 0
12665 | 9457812000 | SENSOR/ACTUATOR LINE ONE END WITHOUT CONNECTOR M12 N OF POLES : 3 20 M PIN STRAIGHT SHIELDED: NO LED: NO SHEATH MATERIAL: PUR HALOGEN: NO | 0
12666 | 9457820150 | SENSOR/ACTUATOR LINE ONE END WITHOUT CONNECTOR M12 N OF POLES : 3 1.5 M FEMALE SOCKET STRAIGHT SHIELDED: NO LED: NO SHEATH MATERIAL: PUR HALOGEN: NO | 0
12667 | 9457820300 | SENSOR/ACTUATOR LINE ONE END WITHOUT CONNECTOR M12 N OF POLES : 3 3 M FEMALE SOCKET STRAIGHT SHIELDED: NO LED: NO SHEATH MATERIAL: PUR HALOGEN: NO | 0
12668 | 9457820500 | SENSOR/ACTUATOR LINE ONE END WITHOUT CONNECTOR M12 N OF POLES : 3 5 M FEMALE SOCKET STRAIGHT SHIELDED: NO LED: NO SHEATH MATERIAL: PUR HALOGEN: NO | 0
12669 | 9457821000 | SENSOR/ACTUATOR LINE ONE END WITHOUT CONNECTOR M12 N OF POLES : 3 10 M FEMALE SOCKET STRAIGHT SHIELDED: NO LED: NO SHEATH MATERIAL: PUR HALOGEN: NO | 0
12670 | 9457830000 | VALVE PLUG STRAIGHT PLUG - VALVE PLUG A | 69
12671 | 9457850150 | SENSOR/ACTUATOR LINE ONE END WITHOUT CONNECTOR M8 N OF POLES : 4 1.5 M FEMALE SOCKET STRAIGHT SHIELDED: NO LED: NO SHEATH MATERIAL: PUR HALOGEN: NO | 0
12672 | 9457850200 | SENSOR/ACTUATOR LINE ONE END WITHOUT CONNECTOR M8 N OF POLES : 4 2 M FEMALE SOCKET STRAIGHT SHIELDED: NO LED: NO SHEATH MATERIAL: PUR HALOGEN: NO | 0
12673 | 9457850300 | SENSOR/ACTUATOR LINE ONE END WITHOUT CONNECTOR M8 N OF POLES : 4 3 M FEMALE SOCKET STRAIGHT SHIELDED: NO LED: NO SHEATH MATERIAL: PUR HALOGEN: NO | 0
12674 | 9457850500 | SENSOR/ACTUATOR LINE ONE END WITHOUT CONNECTOR M8 N OF POLES : 4 5 M FEMALE SOCKET STRAIGHT SHIELDED: NO LED: NO SHEATH MATERIAL: PUR HALOGEN: NO | 0
12675 | 9457851000 | SENSOR/ACTUATOR LINE ONE END WITHOUT CONNECTOR M8 N OF POLES : 4 10 M FEMALE SOCKET STRAIGHT SHIELDED: NO LED: NO SHEATH MATERIAL: PUR HALOGEN: NO | 0
12676 | 9457851500 | SENSOR/ACTUATOR LINE ONE END WITHOUT CONNECTOR M8 N OF POLES : 4 15 M FEMALE SOCKET STRAIGHT SHIELDED: NO LED: NO SHEATH MATERIAL: PUR HALOGEN: NO | 0
12677 | 9457852000 | SENSOR/ACTUATOR LINE ONE END WITHOUT CONNECTOR M8 N OF POLES : 4 20 M FEMALE SOCKET STRAIGHT SHIELDED: NO LED: NO SHEATH MATERIAL: PUR HALOGEN: NO | 0
12678 | 9457852500 | SENSOR/ACTUATOR LINE ONE END WITHOUT CONNECTOR M8 N OF POLES : 4 25 M FEMALE SOCKET STRAIGHT SHIELDED: NO LED: NO SHEATH MATERIAL: PUR HALOGEN: NO | 0
12679 | 9457890500 | SENSOR/ACTUATOR LINE CONNECTING LINE M12 / M12 N OF POLES : 3 5 M PIN STRAIGHT - SOCKET 90° SHIELDED: NO LED: NO SHEATH MATERIAL: PUR HALOGEN: NO | 0
12680 | 9457900060 | SENSOR/ACTUATOR LINE CONNECTING LINE M12 / M12 N OF POLES : 5 0.6 M PIN 90° - SOCKET 90° SHIELDED: NO LED: NO SHEATH MATERIAL: PUR HALOGEN: NO | 0
12681 | 9457900300 | SENSOR/ACTUATOR LINE CONNECTING LINE M12 / M12 N OF POLES : 5 3 M PIN 90° - SOCKET 90° SHIELDED: NO LED: NO SHEATH MATERIAL: PUR HALOGEN: NO | 0
12682 | 9457900500 | SENSOR/ACTUATOR LINE CONNECTING LINE M12 / M12 N OF POLES : 5 5 M PIN 90° - SOCKET 90° SHIELDED: NO LED: NO SHEATH MATERIAL: PUR HALOGEN: NO | 0
12683 | 9457910030 | SENSOR/ACTUATOR LINE ONE END WITHOUT CONNECTOR M12 N OF POLES : 5 0.3 M FEMALE SOCKET STRAIGHT SHIELDED: NO LED: NO SHEATH MATERIAL: PUR HALOGEN: NO | 0
12684 | 9457910200 | SENSOR/ACTUATOR LINE ONE END WITHOUT CONNECTOR M12 N OF POLES : 5 2 M FEMALE SOCKET STRAIGHT SHIELDED: NO LED: NO SHEATH MATERIAL: PUR HALOGEN: NO | 0
12685 | 9457910300 | SENSOR/ACTUATOR LINE ONE END WITHOUT CONNECTOR M12 N OF POLES : 5 3 M FEMALE SOCKET STRAIGHT SHIELDED: NO LED: NO SHEATH MATERIAL: PUR HALOGEN: NO | 0
12686 | 9457910500 | SENSOR/ACTUATOR LINE ONE END WITHOUT CONNECTOR M12 N OF POLES : 5 5 M FEMALE SOCKET STRAIGHT SHIELDED: NO LED: NO SHEATH MATERIAL: PUR HALOGEN: NO | 0
12687 | 9457911000 | SENSOR/ACTUATOR LINE ONE END WITHOUT CONNECTOR M12 N OF POLES : 5 10 M FEMALE SOCKET STRAIGHT SHIELDED: NO LED: NO SHEATH MATERIAL: PUR HALOGEN: NO | 0
12688 | 9457911500 | SENSOR/ACTUATOR LINE ONE END WITHOUT CONNECTOR M12 N OF POLES : 5 15 M FEMALE SOCKET STRAIGHT SHIELDED: NO LED: NO SHEATH MATERIAL: PUR HALOGEN: NO | 0
12689 | 9457912000 | SENSOR/ACTUATOR LINE ONE END WITHOUT CONNECTOR M12 N OF POLES : 5 20 M FEMALE SOCKET STRAIGHT SHIELDED: NO LED: NO SHEATH MATERIAL: PUR HALOGEN: NO | 0
12690 | 9457913000 | SENSOR/ACTUATOR LINE ONE END WITHOUT CONNECTOR M12 N OF POLES : 5 30 M FEMALE SOCKET STRAIGHT SHIELDED: NO LED: NO SHEATH MATERIAL: PUR HALOGEN: NO | 0
12691 | 9457914500 | SENSOR/ACTUATOR LINE ONE END WITHOUT CONNECTOR M12 N OF POLES : 5 45 M FEMALE SOCKET STRAIGHT SHIELDED: NO LED: NO SHEATH MATERIAL: PUR HALOGEN: NO | 0
12692 | 9457920150 | VALVE PLUG ONE END WITHOUT CONNECTOR - VALVE PLUG C | 61
12693 | 9457920300 | VALVE PLUG ONE END WITHOUT CONNECTOR - VALVE PLUG C | 61
12694 | 9457920500 | VALVE PLUG ONE END WITHOUT CONNECTOR - VALVE PLUG C | 61
12695 | 9457921000 | VALVE PLUG ONE END WITHOUT CONNECTOR - VALVE PLUG C | 61
12696 | 9457930150 | VALVE PLUG ONE END WITHOUT CONNECTOR - VALVE PLUG B | 61
12697 | 9457930300 | VALVE PLUG ONE END WITHOUT CONNECTOR - VALVE PLUG B | 61
12698 | 9457930500 | VALVE PLUG ONE END WITHOUT CONNECTOR - VALVE PLUG B | 61
12699 | 9457931000 | VALVE PLUG ONE END WITHOUT CONNECTOR - VALVE PLUG B | 61
12700 | 9457950500 | SENSOR/ACTUATOR LINE ONE END WITHOUT CONNECTOR M12 N OF POLES : 4 5 M FEMALE SOCKET STRAIGHT SHIELDED: NO LED: NO SHEATH MATERIAL: PUR HALOGEN: NO | 0
12701 | 9457951000 | SENSOR/ACTUATOR LINE ONE END WITHOUT CONNECTOR M12 N OF POLES : 4 10 M FEMALE SOCKET STRAIGHT SHIELDED: NO LED: NO SHEATH MATERIAL: PUR HALOGEN: NO | 0
12702 | 9457960300 | SENSOR/ACTUATOR LINE ONE END WITHOUT CONNECTOR M12 N OF POLES : 4 3 M SOCKET ANGLED SHIELDED: NO LED: NO SHEATH MATERIAL: PUR HALOGEN: NO | 0
12703 | 9457960500 | SENSOR/ACTUATOR LINE ONE END WITHOUT CONNECTOR M12 N OF POLES : 4 5 M SOCKET ANGLED SHIELDED: NO LED: NO SHEATH MATERIAL: PUR HALOGEN: NO | 0
12704 | 9457961000 | SENSOR/ACTUATOR LINE ONE END WITHOUT CONNECTOR M12 N OF POLES : 4 10 M SOCKET ANGLED SHIELDED: NO LED: NO SHEATH MATERIAL: PUR HALOGEN: NO | 0
12705 | 9457961500 | SENSOR/ACTUATOR LINE ONE END WITHOUT CONNECTOR M12 N OF POLES : 4 15 M SOCKET ANGLED SHIELDED: NO LED: NO SHEATH MATERIAL: PUR HALOGEN: NO | 0
12706 | 9457980150 | SENSOR/ACTUATOR LINE CONNECTING LINE M12 / M8 N OF POLES : 3 1.5 M PIN STRAIGHT - SOCKET 90° SHIELDED: NO LED: NO SHEATH MATERIAL: PUR HALOGEN: NO | 0
12707 | 9457980500 | SENSOR/ACTUATOR LINE CONNECTING LINE M12 / M8 N OF POLES : 3 5 M PIN STRAIGHT - SOCKET 90° SHIELDED: NO LED: NO SHEATH MATERIAL: PUR HALOGEN: NO | 0
12708 | 9457981000 | SENSOR/ACTUATOR LINE CONNECTING LINE M12 / M8 N OF POLES : 3 10 M PIN STRAIGHT - SOCKET 90° SHIELDED: NO LED: NO SHEATH MATERIAL: PUR HALOGEN: NO | 0
12709 | 1073020060 | SENSOR/ACTUATOR LINE N OF POLES : 3 PIN ANGLED - BUSH STRAIGHT | 782
12710 | 9456230000 | SENSOR-ACTUATOR PASSIVE DISTRIBUTOR M12 FIXED CABLE VERSION 20 M YES | 22
12711 | 294700000 | VPMS (BLANKING PLUG IN ) BLANKING PLUG PG 9 5 MM NICKEL-PLATED | 120
12712 | 294760000 | VPK (BLANKING PLUG IN PLASTIC) BLANKING PLUG PG 9 5 MM IP65 POLYAMID 6 (PA6 - GF30) | 113
12713 | 294800000 | VPMS (BLANKING PLUG IN ) BLANKING PLUG PG 11 5 MM NICKEL-PLATED | 120
12714 | 294860000 | VPK (BLANKING PLUG IN PLASTIC) BLANKING PLUG PG 11 6.5 MM IP65 POLYAMID 6 (PA6 - GF30) | 113
12715 | 294900000 | VPMS (BLANKING PLUG IN ) BLANKING PLUG PG 13.5 6 MM NICKEL-PLATED | 120
12716 | 294960000 | VPK (BLANKING PLUG IN PLASTIC) BLANKING PLUG PG 13.5 5 MM IP65 POLYAMID 6 (PA6 - GF30) | 113
12717 | 295000000 | VPMS (BLANKING PLUG IN ) BLANKING PLUG PG 16 6 MM NICKEL-PLATED | 120
12718 | 295060000 | VPK (BLANKING PLUG IN PLASTIC) BLANKING PLUG PG 16 5 MM IP65 POLYAMID 6 (PA6 - GF30) | 113
12719 | 295100000 | VPMS (BLANKING PLUG IN ) BLANKING PLUG PG 21 6 MM NICKEL-PLATED | 120
12720 | 295160000 | VPK (BLANKING PLUG IN PLASTIC) BLANKING PLUG PG 21 8 MM IP65 POLYAMID 6 (PA6 - GF30) | 113
12721 | 501100000 | VPMS (BLANKING PLUG IN ) BLANKING PLUG PG 29 8 MM NICKEL-PLATED | 120
12722 | 501160000 | VPK (BLANKING PLUG IN PLASTIC) BLANKING PLUG PG 29 8 MM IP65 POLYAMID 6 (PA6 - GF30) | 113
12723 | 501200000 | VPMS (BLANKING PLUG IN ) BLANKING PLUG PG 36 9 MM NICKEL-PLATED | 120
12724 | 501260000 | VPK (BLANKING PLUG IN PLASTIC) BLANKING PLUG PG 36 10 MM IP65 POLYAMID 6 (PA6 - GF30) | 113
12725 | 501300000 | VPMS (BLANKING PLUG IN ) BLANKING PLUG PG 42 10 MM NICKEL-PLATED | 120
12726 | 501360000 | VPK (BLANKING PLUG IN PLASTIC) BLANKING PLUG PG 42 10 MM IP65 POLYAMID 6 (PA6 - GF30) | 113
12727 | 521600000 | VPMS (BLANKING PLUG IN ) BLANKING PLUG PG 7 5 MM NICKEL-PLATED | 120
12728 | 1009170030 | SENSOR/ACTUATOR LINE CONNECTING LINE M12 / M8 N OF POLES : 3 0.3 M PIN STRAIGHT - SOCKET STRAIGHT SHIELDED: NO LED: NO SHEATH MATERIAL: PUR HALOGEN: NO | 0
12729 | 1016080000 | HEAVY-DUTY CONNECTORS ACCESSORIES CABLE GLANDS POLYCARBONATE | 370
12730 | 1029510000 | HEAVY-DUTY CONNECTORS ACCESSORIES MOUNTING SCREW | 211
12731 | 1044540000 | ACCESSORIES FLAT GASKET PROTECTION DEGREE: DESIGN OF HOUSING: CLAMP VERSION: DESIGN: APPROVALS : | 119
12732 | 1045780000 | WALL-MOUNTED JUNCTION BOX IP67 VARIANT 4 TO IEC 61076-3-106 | 777
12733 | 1045960000 | COUPLING IP67 VARIANT 4 TO IEC 61076-3-106 | 757
12734 | 1047940000 | EMPTY ENCLOSURE DEVICE FLANGE | 1006
12735 | 1058100000 | EMPTY ENCLOSURE | 510
12736 | 1058120000 | FLANGE FO IP67 VARIANT 14 SDARDIZED FLANGE SCRJ DUPLEX COUPLING MULTIMODE POF | 349
12737 | 1058130000 | FLANGE FO IP67 VARIANT 14 SDARDIZED FLANGE LC DUPLEX COUPLING MULTIMODE | 349
12738 | 1058140000 | FLANGE FO IP67 VARIANT 14 SDARDIZED FLANGE SCRJ DUPLEX COUPLING SINGLEMODE | 349
12739 | 1058150000 | FLANGE FO IP67 VARIANT 14 SDARDIZED FLANGE LC DUPLEX COUPLING SINGLEMODE | 349
12740 | 1059430000 | SENSOR-ACTUATOR PASSIVE DISTRIBUTOR M12 HOOD VERSION YES | 22
12741 | 1059740150 | SENSOR/ACTUATOR LINE CONNECTING LINE M12 / M12 N OF POLES : 5 1.5 M PIN 90° - SOCKET 90° SHIELDED: YES LED: NO SHEATH MATERIAL: PUR HALOGEN: NO | 0
12742 | 1061820000 | COUPLING IP67 VARIANT 1 TO IEC 61076-3-106 | 757
12743 | 1061830000 | WALL-MOUNTED JUNCTION BOX IP67 VARIANT 1 TO IEC 61076-3-106 | 777
12744 | 1062550000 | PRE-ASSEMBLED PATCH CABLE CROSSOVER LC-DUPLEX IP 20 LC-DUPLEX IP 20 50 ΜM PVC 5 M | 133
12745 | 1062570000 | PRE-ASSEMBLED PATCH CABLE CROSSOVER LC-DUPLEX IP 20 LC-DUPLEX IP 20 50 ΜM PVC 2 M | 133
12746 | 1062580000 | PRE-ASSEMBLED PATCH CABLE CROSSOVER LC-DUPLEX IP 20 LC-DUPLEX IP 20 50 ΜM PVC 10 M | 133
12747 | 1062590000 | FLANGE FO IP67 VARIANT 14 CENTRAL CABLE GLAND SCRJ DUPLEX COUPLING MULTIMODE POF | 349
12748 | 1062600000 | FLANGE FO IP67 VARIANT 14 CENTRAL CABLE GLAND SCRJ DUPLEX COUPLING SINGLEMODE | 349
12749 | 1062610000 | FLANGE FO IP67 VARIANT 14 CENTRAL CABLE GLAND LC DUPLEX COUPLING MULTIMODE | 349
12750 | 1062620000 | FLANGE FO IP67 VARIANT 14 CENTRAL CABLE GLAND LC DUPLEX COUPLING SINGLEMODE | 349
12751 | 1063310000 | SYSTEM CABLE RJ45 IP 20 RJ45 IP 20 CAT.5 (ISO/IEC 11801) / CAT.5E (TIA T568-B) PUR 10 M | 14
12752 | 1142800000 | SYSTEM CABLE RJ45 IP 20 RJ45 IP 20 CAT.5 (ISO/IEC 11801) / CAT.5E (TIA T568-B) PVC 15 M | 14
12753 | 1165900005 | PATCH CABLE RJ45 IP 20 RJ45 IP 20 CAT.6A / CLASS EA (ISO/IEC 11801 2010) LSZH 0.5 M | 14
12754 | 1165900010 | PATCH CABLE RJ45 IP 20 RJ45 IP 20 CAT.6A / CLASS EA (ISO/IEC 11801 2010) LSZH 1 M | 14
12755 | 1165900015 | PATCH CABLE RJ45 IP 20 RJ45 IP 20 CAT.6A / CLASS EA (ISO/IEC 11801 2010) LSZH 1.5 M | 14
12756 | 1165900020 | PATCH CABLE RJ45 IP 20 RJ45 IP 20 CAT.6A / CLASS EA (ISO/IEC 11801 2010) LSZH 2 M | 14
12757 | 1165900030 | PATCH CABLE RJ45 IP 20 RJ45 IP 20 CAT.6A / CLASS EA (ISO/IEC 11801 2010) LSZH 3 M | 14
12758 | 1165900050 | PATCH CABLE RJ45 IP 20 RJ45 IP 20 CAT.6A / CLASS EA (ISO/IEC 11801 2010) LSZH 5 M | 14
12759 | 1165900100 | PATCH CABLE RJ45 IP 20 RJ45 IP 20 CAT.6A / CLASS EA (ISO/IEC 11801 2010) LSZH 10 M | 14
12760 | 1165900150 | PATCH CABLE RJ45 IP 20 RJ45 IP 20 CAT.6A / CLASS EA (ISO/IEC 11801 2010) LSZH 15 M | 14
12761 | 1165900200 | PATCH CABLE RJ45 IP 20 RJ45 IP 20 CAT.6A / CLASS EA (ISO/IEC 11801 2010) LSZH 20 M | 14
12762 | 1165940040 | PATCH CABLE RJ45 IP 20 RJ45 IP 20 CAT.6A / CLASS EA (ISO/IEC 11801 2010) LSZH 4 M | 14
12763 | 1165940050 | PATCH CABLE RJ45 IP 20 RJ45 IP 20 CAT.6A / CLASS EA (ISO/IEC 11801 2010) LSZH 5 M | 14
12764 | 1165940075 | PATCH CABLE RJ45 IP 20 RJ45 IP 20 CAT.6A / CLASS EA (ISO/IEC 11801 2010) LSZH 7.5 M | 14
12765 | 1165940100 | PATCH CABLE RJ45 IP 20 RJ45 IP 20 CAT.6A / CLASS EA (ISO/IEC 11801 2010) LSZH 10 M | 14
12766 | 1165940150 | PATCH CABLE RJ45 IP 20 RJ45 IP 20 CAT.6A / CLASS EA (ISO/IEC 11801 2010) LSZH 15 M | 14
12767 | 1165940200 | PATCH CABLE RJ45 IP 20 RJ45 IP 20 CAT.6A / CLASS EA (ISO/IEC 11801 2010) LSZH 20 M | 14
12768 | 1165940250 | PATCH CABLE RJ45 IP 20 RJ45 IP 20 CAT.6A / CLASS EA (ISO/IEC 11801 2010) LSZH 25 M | 14
12769 | 1165940300 | PATCH CABLE RJ45 IP 20 RJ45 IP 20 CAT.6A / CLASS EA (ISO/IEC 11801 2010) LSZH 30 M | 14
12770 | 1165940350 | PATCH CABLE RJ45 IP 20 RJ45 IP 20 CAT.6A / CLASS EA (ISO/IEC 11801 2010) LSZH 35 M | 14
12771 | 1165940400 | PATCH CABLE RJ45 IP 20 RJ45 IP 20 CAT.6A / CLASS EA (ISO/IEC 11801 2010) LSZH 40 M | 14
12772 | 1165940500 | PATCH CABLE RJ45 IP 20 RJ45 IP 20 CAT.6A / CLASS EA (ISO/IEC 11801 2010) LSZH 50 M | 14
12773 | 1165940600 | PATCH CABLE RJ45 IP 20 RJ45 IP 20 CAT.6A / CLASS EA (ISO/IEC 11801 2010) LSZH 60 M | 14
12774 | 1165940700 | PATCH CABLE RJ45 IP 20 RJ45 IP 20 CAT.6A / CLASS EA (ISO/IEC 11801 2010) LSZH 70 M | 14
12775 | 1165940800 | PATCH CABLE RJ45 IP 20 RJ45 IP 20 CAT.6A / CLASS EA (ISO/IEC 11801 2010) LSZH 80 M | 14
12776 | 1166000005 | SYSTEM CABLE RJ45 IP 20 RJ45 IP 20 CAT.5 (ISO/IEC 11801) PUR 0.5 M | 14
12777 | 1166000010 | SYSTEM CABLE RJ45 IP 20 RJ45 IP 20 CAT.5 (ISO/IEC 11801) PUR 1 M | 14
12778 | 1166000015 | SYSTEM CABLE RJ45 IP 20 RJ45 IP 20 CAT.5 (ISO/IEC 11801) PUR 1.5 M | 14
12779 | 1166000020 | SYSTEM CABLE RJ45 IP 20 RJ45 IP 20 CAT.5 (ISO/IEC 11801) PUR 2 M | 14
12780 | 1166000030 | SYSTEM CABLE RJ45 IP 20 RJ45 IP 20 CAT.5 (ISO/IEC 11801) PUR 3 M | 14
12781 | 1166000050 | SYSTEM CABLE RJ45 IP 20 RJ45 IP 20 CAT.5 (ISO/IEC 11801) PUR 5 M | 14
12782 | 1166000100 | SYSTEM CABLE RJ45 IP 20 RJ45 IP 20 CAT.5 (ISO/IEC 11801) PUR 10 M | 14
12783 | 1166000150 | SYSTEM CABLE RJ45 IP 20 RJ45 IP 20 CAT.5 (ISO/IEC 11801) PUR 15 M | 14
12784 | 1166000200 | SYSTEM CABLE RJ45 IP 20 RJ45 IP 20 CAT.5 (ISO/IEC 11801) PUR 20 M | 14
12785 | 1166020005 | SYSTEM CABLE RJ45 IP 20 RJ45 IP 20 CAT.5 (ISO/IEC 11801) PVC 0.5 M | 14
12786 | 1166020010 | SYSTEM CABLE RJ45 IP 20 RJ45 IP 20 CAT.5 (ISO/IEC 11801) PVC 1 M | 14
12787 | 1166020015 | SYSTEM CABLE RJ45 IP 20 RJ45 IP 20 CAT.5 (ISO/IEC 11801) PVC 1.5 M | 14
12788 | 1166020020 | SYSTEM CABLE RJ45 IP 20 RJ45 IP 20 CAT.5 (ISO/IEC 11801) PVC 2 M | 14
12789 | 1166020030 | SYSTEM CABLE RJ45 IP 20 RJ45 IP 20 CAT.5 (ISO/IEC 11801) PVC 3 M | 14
12790 | 1166020050 | SYSTEM CABLE RJ45 IP 20 RJ45 IP 20 CAT.5 (ISO/IEC 11801) PVC 5 M | 14
12791 | 1166020100 | SYSTEM CABLE RJ45 IP 20 RJ45 IP 20 CAT.5 (ISO/IEC 11801) PVC 10 M | 14
12792 | 1166020150 | SYSTEM CABLE RJ45 IP 20 RJ45 IP 20 CAT.5 (ISO/IEC 11801) PVC 15 M | 14
12793 | 1166020200 | SYSTEM CABLE RJ45 IP 20 RJ45 IP 20 CAT.5 (ISO/IEC 11801) PVC 20 M | 14
12794 | 1166030005 | PATCH CABLE RJ45 IP 20 RJ45 IP 20 CAT.6A / CLASS EA (ISO/IEC 11801 2010) LSZH 0.5 M | 14
12795 | 1166030010 | PATCH CABLE RJ45 IP 20 RJ45 IP 20 CAT.6A / CLASS EA (ISO/IEC 11801 2010) LSZH 1 M | 14
12796 | 1166030015 | PATCH CABLE RJ45 IP 20 RJ45 IP 20 CAT.6A / CLASS EA (ISO/IEC 11801 2010) LSZH 1.5 M | 14
12797 | 1166030020 | PATCH CABLE RJ45 IP 20 RJ45 IP 20 CAT.6A / CLASS EA (ISO/IEC 11801 2010) LSZH 2 M | 14
12798 | 1166030030 | PATCH CABLE RJ45 IP 20 RJ45 IP 20 CAT.6A / CLASS EA (ISO/IEC 11801 2010) LSZH 3 M | 14
12799 | 1166030050 | PATCH CABLE RJ45 IP 20 RJ45 IP 20 CAT.6A / CLASS EA (ISO/IEC 11801 2010) LSZH 5 M | 14
12800 | 1166030100 | PATCH CABLE RJ45 IP 20 RJ45 IP 20 CAT.6A / CLASS EA (ISO/IEC 11801 2010) LSZH 10 M | 14
12801 | 1166030150 | PATCH CABLE RJ45 IP 20 RJ45 IP 20 CAT.6A / CLASS EA (ISO/IEC 11801 2010) LSZH 15 M | 14
12802 | 1166030200 | PATCH CABLE RJ45 IP 20 RJ45 IP 20 CAT.6A / CLASS EA (ISO/IEC 11801 2010) LSZH 20 M | 14
12803 | 1175000000 | SYSTEM CABLE RJ45 IP 20 RJ45 IP 20 CAT.5 (ISO/IEC 11801) / CAT.5E (TIA T568-B) PUR 0.5 M | 14
12804 | 1177240000 | DRAGLINE CABLE RJ45 IP 20 RJ45 IP 20 CAT.5 (ISO/IEC 11801) / CAT.5E (TIA T568-B) PUR 5 M | 11
12805 | 1177270000 | DRAGLINE CABLE RJ45 IP 20 RJ45 IP 20 CAT.5 (ISO/IEC 11801) / CAT.5E (TIA T568-B) PUR 2 M | 11
12806 | 1191010005 | SYSTEM CABLE RJ45 IP 20 RJ45 IP 20 CAT.5 (ISO/IEC 11801) / CAT.5E (TIA T568-B) PVC 0.5 M | 14
12807 | 1191010010 | SYSTEM CABLE RJ45 IP 20 RJ45 IP 20 CAT.5 (ISO/IEC 11801) / CAT.5E (TIA T568-B) PVC 1 M | 14
12808 | 1191010015 | SYSTEM CABLE RJ45 IP 20 RJ45 IP 20 CAT.5 (ISO/IEC 11801) / CAT.5E (TIA T568-B) PVC 1.5 M | 14
12809 | 1191010020 | SYSTEM CABLE RJ45 IP 20 RJ45 IP 20 CAT.5 (ISO/IEC 11801) / CAT.5E (TIA T568-B) PVC 2 M | 14
12810 | 1191010050 | SYSTEM CABLE RJ45 IP 20 RJ45 IP 20 CAT.5 (ISO/IEC 11801) / CAT.5E (TIA T568-B) PVC 5 M | 14
12811 | 1191010100 | SYSTEM CABLE RJ45 IP 20 RJ45 IP 20 CAT.5 (ISO/IEC 11801) / CAT.5E (TIA T568-B) PVC 10 M | 14
12812 | 1191010150 | SYSTEM CABLE RJ45 IP 20 RJ45 IP 20 CAT.5 (ISO/IEC 11801) / CAT.5E (TIA T568-B) PVC 15 M | 14
12813 | 1202100000 | HDC ENCLOSURES SIZE: 3 PROTECTION DEGREE: IP65 (IN PLUGGED CONDITION) BULKHEAD HOUSING END-LOCKING CLAMP LOWER SIDE END-LOCKING CLAMP NOT REPLACEABLE SDARD | 6
12814 | 1205000000 | HDC ENCLOSURES SIZE: 4 PROTECTION DEGREE: IP65 (IN PLUGGED CONDITION) BULKHEAD HOUSING SIDE-LOCKING CLAMP ON LOWER SIDE SIDE-LOCKING CLAMP NOT REPLACEABLE SDARD | 6
12815 | 1208600000 | HDC ENCLOSURES SIZE: 6 PROTECTION DEGREE: IP65 (IN PLUGGED CONDITION) BULKHEAD HOUSING SIDE-LOCKING CLAMP ON LOWER SIDE SIDE-LOCKING CLAMP NOT REPLACEABLE SDARD | 6
12816 | 1210100000 | HDC ENCLOSURES SIZE: 6 PROTECTION DEGREE: IP65 (IN PLUGGED CONDITION) BULKHEAD HOUSING END-LOCKING CLAMP LOWER SIDE SDARD WITH COVER | 6
12817 | 1212400000 | HDC ENCLOSURES SIZE: 8 PROTECTION DEGREE: IP65 (IN PLUGGED CONDITION) BULKHEAD HOUSING SIDE-LOCKING CLAMP ON LOWER SIDE SIDE-LOCKING CLAMP NOT REPLACEABLE SDARD | 6
12818 | 1213300000 | HDC ENCLOSURES SIZE: 8 PROTECTION DEGREE: IP65 (IN PLUGGED CONDITION) BULKHEAD HOUSING SIDE-LOCKING CLAMP ON UPPER SIDE SDARD WITH COVER | 6
12819 | 1220930000 | DRAGLINE CABLE LC-DUPLEX IP 20 LC-DUPLEX IP 20 62.5 ΜM PUR 5 M | 215
12820 | 1222890000 | SYSTEM CABLE RJ45 IP 20 RJ45 IP 20 CAT.5 (ISO/IEC 11801) / CAT.5E (TIA T568-B) PVC 45 M | 14
12821 | 1230410000 | SYSTEM CABLE RJ45 IP 20 RJ45 IP 20 CAT.5 (ISO/IEC 11801) / CAT.5E (TIA T568-B) PUR 0.3 M | 14
12822 | 1230430000 | SYSTEM CABLE RJ45 IP 20 RJ45 IP 20 CAT.5 (ISO/IEC 11801) / CAT.5E (TIA T568-B) PUR 50 M | 14
12823 | 1276880000 | PRE-ASSEMBLED PATCH CABLE CROSSOVER LC-DUPLEX IP 20 LC-DUPLEX IP 20 50 ΜM PVC 1 M | 133
12824 | 1307490000 | DRAGLINE CABLE RJ45 IP 20 RJ45 IP 20 CAT.5 (ISO/IEC 11801) / CAT.5E (TIA T568-B) PUR 15 M | 11
12825 | 1318000000 | SYSTEM CABLE RJ45 IP 20 RJ45 IP 20 CAT.5 (ISO/IEC 11801) / CAT.5E (TIA T568-B) PVC 60 M | 14
12826 | 1355250000 | DRAGLINE CABLE RJ45 IP 20 RJ45 IP 20 CAT.5 (ISO/IEC 11801) / CAT.5E (TIA T568-B) PUR 30 M | 11
12827 | 1355270000 | DRAGLINE CABLE RJ45 IP 20 RJ45 IP 20 CAT.5 (ISO/IEC 11801) / CAT.5E (TIA T568-B) PUR 40 M | 11
12828 | 1568970000 | VG K (SDARD PLASTIC CABLE GLAND) CABLE GLANDS PG 7 8 MM OD MIN. 3 - OD MAX. 6.5 MM IP54 IP66 IP67 IP68 - 5 BAR (30 MIN.) POLYAMIDE 6 | 8
12829 | 1568980000 | VG K (SDARD PLASTIC CABLE GLAND) CABLE GLANDS PG 9 8 MM OD MIN. 4 - OD MAX. 8 MM IP54 IP66 IP67 IP68 - 5 BAR (30 MIN.) POLYAMIDE 6 | 8
12830 | 1568990000 | VG K (SDARD PLASTIC CABLE GLAND) CABLE GLANDS PG 11 8 MM OD MIN. 5 - OD MAX. 10 MM IP54 IP66 IP67 IP68 - 5 BAR (30 MIN.) POLYAMIDE 6 | 8
12831 | 1569000000 | VG K (SDARD PLASTIC CABLE GLAND) CABLE GLANDS PG 13.5 10 MM OD MIN. 6 - OD MAX. 12 MM IP54 IP66 IP67 IP68 - 5 BAR (30 MIN.) POLYAMIDE 6 | 8
12832 | 1569010000 | VG K (SDARD PLASTIC CABLE GLAND) CABLE GLANDS PG 16 10 MM OD MIN. 10 - OD MAX. 14 MM IP54 IP66 IP67 IP68 - 5 BAR (30 MIN.) POLYAMIDE 6 | 8
12833 | 1569020000 | VG K (SDARD PLASTIC CABLE GLAND) CABLE GLANDS PG 21 11 MM OD MIN. 13 - OD MAX. 18 MM IP54 IP66 IP67 IP68 - 5 BAR (30 MIN.) POLYAMIDE 6 | 8
12834 | 1569030000 | VG K (SDARD PLASTIC CABLE GLAND) CABLE GLANDS PG 29 11 MM OD MIN. 18 - OD MAX. 25 MM IP54 IP66 IP67 IP68 - 5 BAR (30 MIN.) POLYAMIDE 6 | 8
12835 | 1569040000 | VG K (SDARD PLASTIC CABLE GLAND) CABLE GLANDS PG 36 13 MM OD MIN. 22 - OD MAX. 32 MM IP54 IP66 IP67 IP68 - 5 BAR (30 MIN.) POLYAMIDE 6 | 8
12836 | 1569050000 | VG K (SDARD PLASTIC CABLE GLAND) CABLE GLANDS PG 42 13 MM OD MIN. 30 - OD MAX. 38 MM IP54 IP66 IP67 IP68 - 5 BAR (30 MIN.) POLYAMIDE 6 | 8
12837 | 1569060000 | VG MS (SDARD CABLE GLAND) CABLE GLANDS PG 7 6 MM OD MIN. 3 - OD MAX. 6.5 MM IP54 IP66 IP67 IP68 - 5 BAR (30 MIN.) IP69K NICKEL-PLATED | 8
12838 | 1569070000 | VG MS (SDARD CABLE GLAND) CABLE GLANDS PG 9 6 MM OD MIN. 4 - OD MAX. 8 MM IP54 IP66 IP67 IP68 - 5 BAR (30 MIN.) IP69K NICKEL-PLATED | 8
12839 | 1569080000 | VG MS (SDARD CABLE GLAND) CABLE GLANDS PG 11 6 MM OD MIN. 5 - OD MAX. 10 MM IP54 IP66 IP67 IP68 - 5 BAR (30 MIN.) IP69K NICKEL-PLATED | 8
12840 | 1569090000 | VG MS (SDARD CABLE GLAND) CABLE GLANDS PG 13.5 6.5 MM OD MIN. 6 - OD MAX. 12 MM IP54 IP66 IP67 IP68 - 5 BAR (30 MIN.) IP69K NICKEL-PLATED | 8
12841 | 1569100000 | VG MS (SDARD CABLE GLAND) CABLE GLANDS PG 16 6.5 MM OD MIN. 10 - OD MAX. 14 MM IP54 IP66 IP67 IP68 - 5 BAR (30 MIN.) IP69K NICKEL-PLATED | 8
12842 | 1569110000 | VG MS (SDARD CABLE GLAND) CABLE GLANDS PG 21 7.2 MM OD MIN. 13 - OD MAX. 18 MM IP54 IP66 IP67 IP68 - 5 BAR (30 MIN.) IP69K NICKEL-PLATED | 8
12843 | 1569120000 | VG MS (SDARD CABLE GLAND) CABLE GLANDS PG 29 8 MM OD MIN. 18 - OD MAX. 25 MM IP67 IP68 - 5 BAR (30 MIN.) NICKEL-PLATED | 8
12844 | 1569130000 | VG MS (SDARD CABLE GLAND) CABLE GLANDS PG 36 9 MM OD MIN. 22 - OD MAX. 32 MM IP67 IP68 - 5 BAR (30 MIN.) NICKEL-PLATED | 8
12845 | 1569140000 | VG MS (SDARD CABLE GLAND) CABLE GLANDS PG 42 12 MM OD MIN. 30 - OD MAX. 38 MM IP67 IP68 - 5 BAR (30 MIN.) NICKEL-PLATED | 8
12846 | 1569380000 | VPK EX (EX BLANKING PLUG IN PLASTIC) BLANKING PLUG PG 11 10.5 MM IP66 IP68 POLYAMIDE | 113
12847 | 1569390000 | VPK EX (EX BLANKING PLUG IN PLASTIC) BLANKING PLUG PG 13.5 11 MM IP66 IP68 POLYAMIDE | 113
12848 | 1569400000 | VPK EX (EX BLANKING PLUG IN PLASTIC) BLANKING PLUG PG 16 12 MM IP66 IP68 POLYAMIDE | 113
12849 | 1569410000 | VPK EX (EX BLANKING PLUG IN PLASTIC) BLANKING PLUG PG 21 12.5 MM IP66 IP68 POLYAMIDE | 113
12850 | 1694070000 | SKMU MS ( LOCKNUT) LOCKNUT PG 7 2.8 MM NICKEL-PLATED | 111
12851 | 1694080000 | SKMU MS ( LOCKNUT) LOCKNUT PG 9 2.8 MM NICKEL-PLATED | 111
12852 | 1694090000 | SKMU MS ( LOCKNUT) LOCKNUT PG 11 3 MM NICKEL-PLATED | 111
12853 | 1694100000 | SKMU MS ( LOCKNUT) LOCKNUT PG 13.5 3 MM NICKEL-PLATED | 111
12854 | 1694110000 | SKMU MS ( LOCKNUT) LOCKNUT PG 16 3 MM NICKEL-PLATED | 111
12855 | 1697440000 | SKMU PA (PLASTIC LOCKNUT) LOCKNUT PG 7 5 MM POLYAMID 6 (PA6 - GF30) | 108
12856 | 1697450000 | SKMU PA (PLASTIC LOCKNUT) LOCKNUT PG 9 5 MM POLYAMID 6 (PA6 - GF30) | 108
12857 | 1697460000 | SKMU PA (PLASTIC LOCKNUT) LOCKNUT PG 11 5 MM POLYAMID 6 (PA6 - GF30) | 108
12858 | 1697470000 | SKMU PA (PLASTIC LOCKNUT) LOCKNUT PG 13.5 6 MM POLYAMID 6 (PA6 - GF30) | 108
12859 | 1697480000 | SKMU PA (PLASTIC LOCKNUT) LOCKNUT PG 16 6 MM POLYAMID 6 (PA6 - GF30) | 108
12860 | 1698220000 | SKMU PA (PLASTIC LOCKNUT) LOCKNUT PG 21 7 MM POLYAMID 6 (PA6 - GF30) | 108
12861 | 1698230000 | SKMU PA (PLASTIC LOCKNUT) LOCKNUT PG 29 7 MM POLYAMID 6 (PA6 - GF30) | 108
12862 | 1698240000 | SKMU PA (PLASTIC LOCKNUT) LOCKNUT PG 36 8 MM POLYAMID 6 (PA6 - GF30) | 108
12863 | 1718770000 | VG K (SDARD PLASTIC CABLE GLAND) CABLE GLANDS PG 48 14 MM OD MIN. 34 - OD MAX. 44 MM IP54 IP66 IP67 IP68 - 5 BAR (30 MIN.) POLYAMIDE 6 | 8
12864 | 1718790000 | VG MS (SDARD CABLE GLAND) CABLE GLANDS PG 48 14 MM OD MIN. 34 - OD MAX. 44 MM IP67 IP68 - 5 BAR (30 MIN.) NICKEL-PLATED | 8
12865 | 1718800000 | VG MS ZE (SDARD CABLE GLAND STRAIN RELIEF) CABLE GLANDS PG 7 5 MM OD MIN. 5 - OD MAX. 7 MM IP65 NICKEL-PLATED | 8
12866 | 1718820000 | VG MS ZE (SDARD CABLE GLAND STRAIN RELIEF) CABLE GLANDS PG 11 6 MM OD MIN. 6.5 - OD MAX. 12.5 MM IP65 NICKEL-PLATED | 8
12867 | 1718830000 | VG MS ZE (SDARD CABLE GLAND STRAIN RELIEF) CABLE GLANDS PG 13.5 6.5 MM OD MIN. 6.5 - OD MAX. 12.5 MM IP65 NICKEL-PLATED | 8
12868 | 1718840000 | VG MS ZE (SDARD CABLE GLAND STRAIN RELIEF) CABLE GLANDS PG 16 6.5 MM OD MIN. 6.5 - OD MAX. 15 MM IP65 NICKEL-PLATED | 8
12869 | 1718850000 | VG MS ZE (SDARD CABLE GLAND STRAIN RELIEF) CABLE GLANDS PG 21 7 MM OD MIN. 9 - OD MAX. 19 MM IP65 NICKEL-PLATED | 8
12870 | 1718860000 | VG MS ZE (SDARD CABLE GLAND STRAIN RELIEF) CABLE GLANDS PG 29 8 MM OD MIN. 17 - OD MAX. 27 MM IP65 NICKEL-PLATED | 8
12871 | 1718870000 | VG MS ZE (SDARD CABLE GLAND STRAIN RELIEF) CABLE GLANDS PG 36 9 MM OD MIN. 23 - OD MAX. 33 MM IP65 NICKEL-PLATED | 8
12872 | 1718880000 | VG MS ZE (SDARD CABLE GLAND STRAIN RELIEF) CABLE GLANDS PG 42 10 MM OD MIN. 29 - OD MAX. 39 MM IP65 NICKEL-PLATED | 8
12873 | 1718890000 | VG MS ZE (SDARD CABLE GLAND STRAIN RELIEF) CABLE GLANDS PG 48 10 MM OD MIN. 35 - OD MAX. 45 MM IP65 NICKEL-PLATED | 8
12874 | 1718900000 | SKMU MS EMV ( LOCKNUT - EMC) LOCKNUT PG 7 4.7 MM NICKEL-PLATED | 111
12875 | 1718910000 | SKMU MS EMV ( LOCKNUT - EMC) LOCKNUT PG 9 4.7 MM NICKEL-PLATED | 111
12876 | 1718920000 | SKMU MS EMV ( LOCKNUT - EMC) LOCKNUT PG 11 4.7 MM NICKEL-PLATED | 111
12877 | 1718930000 | SKMU MS EMV ( LOCKNUT - EMC) LOCKNUT PG 13.5 4.7 MM NICKEL-PLATED | 111
12878 | 1718940000 | SKMU MS EMV ( LOCKNUT - EMC) LOCKNUT PG 16 4.7 MM NICKEL-PLATED | 111
12879 | 1718950000 | SKMU MS EMV ( LOCKNUT - EMC) LOCKNUT PG 21 5.2 MM NICKEL-PLATED | 111
12880 | 1718960000 | SKMU MS EMV ( LOCKNUT - EMC) LOCKNUT PG 29 5.7 MM NICKEL-PLATED | 111
12881 | 1719090000 | SKMU PA (PLASTIC LOCKNUT) LOCKNUT PG 48 8 MM POLYAMID 6 (PA6 - GF30) | 108
12882 | 1719100000 | SKMU PA (PLASTIC LOCKNUT) LOCKNUT PG 7 5 MM POLYAMID 6 (PA6 - GF30) | 108
12883 | 1719110000 | SKMU PA (PLASTIC LOCKNUT) LOCKNUT PG 9 5 MM POLYAMID 6 (PA6 - GF30) | 108
12884 | 1719120000 | SKMU PA (PLASTIC LOCKNUT) LOCKNUT PG 11 5 MM POLYAMID 6 (PA6 - GF30) | 108
12885 | 1719130000 | SKMU PA (PLASTIC LOCKNUT) LOCKNUT PG 13.5 6 MM POLYAMID 6 (PA6 - GF30) | 108
12886 | 1719140000 | SKMU PA (PLASTIC LOCKNUT) LOCKNUT PG 16 6 MM POLYAMID 6 (PA6 - GF30) | 108
12887 | 1719150000 | SKMU PA (PLASTIC LOCKNUT) LOCKNUT PG 21 7 MM POLYAMID 6 (PA6 - GF30) | 108
12888 | 1719160000 | SKMU PA (PLASTIC LOCKNUT) LOCKNUT PG 29 7 MM POLYAMID 6 (PA6 - GF30) | 108
12889 | 1719170000 | SKMU PA (PLASTIC LOCKNUT) LOCKNUT PG 36 8 MM POLYAMID 6 (PA6 - GF30) | 108
12890 | 1719180000 | SKMU PA (PLASTIC LOCKNUT) LOCKNUT PG 42 8 MM POLYAMID 6 (PA6 - GF30) | 108
12891 | 1719190000 | SKMU PA (PLASTIC LOCKNUT) LOCKNUT PG 48 8 MM POLYAMID 6 (PA6 - GF30) | 108
12892 | 1719210000 | SKMU MS ( LOCKNUT) LOCKNUT PG 29 4 MM NICKEL-PLATED | 111
12893 | 1719220000 | SKMU MS ( LOCKNUT) LOCKNUT PG 36 5 MM NICKEL-PLATED | 111
12894 | 1719230000 | SKMU MS ( LOCKNUT) LOCKNUT PG 42 5 MM NICKEL-PLATED | 111
12895 | 1719240000 | SKMU MS ( LOCKNUT) LOCKNUT PG 48 5.5 MM NICKEL-PLATED | 111
12896 | 1719260000 | VPK (BLANKING PLUG IN PLASTIC) BLANKING PLUG PG 48 12 MM IP65 POLYAMID 6 (PA6 - GF30) | 113
12897 | 1719270000 | VPMS (BLANKING PLUG IN ) BLANKING PLUG PG 48 10 MM NICKEL-PLATED | 120
12898 | 1719280000 | VPK EX (EX BLANKING PLUG IN PLASTIC) BLANKING PLUG PG 7 8 MM IP66 IP68 POLYAMIDE | 113
12899 | 1719290000 | VPK EX (EX BLANKING PLUG IN PLASTIC) BLANKING PLUG PG 9 10 MM IP66 IP68 POLYAMIDE | 113
12900 | 1719300000 | VPK EX (EX BLANKING PLUG IN PLASTIC) BLANKING PLUG PG 29 13.5 MM IP66 IP68 POLYAMIDE | 113
12901 | 1719310000 | VPK EX (EX BLANKING PLUG IN PLASTIC) BLANKING PLUG PG 36 15 MM IP66 IP68 POLYAMIDE | 113
12902 | 1719330000 | VPK EX (EX BLANKING PLUG IN PLASTIC) BLANKING PLUG PG 48 15.5 MM IP66 IP68 POLYAMIDE | 113
12903 | 1719440000 | GWDR PO (FLAT GASKET - POLYETHYLENE) SEALING RING PG 7 POLYETHYLENE | 183
12904 | 1719450000 | GWDR PO (FLAT GASKET - POLYETHYLENE) SEALING RING PG 9 POLYETHYLENE | 183
12905 | 1719460000 | GWDR PO (FLAT GASKET - POLYETHYLENE) SEALING RING PG 11 POLYETHYLENE | 183
12906 | 1719470000 | GWDR PO (FLAT GASKET - POLYETHYLENE) SEALING RING PG 13.5 POLYETHYLENE | 183
12907 | 1719480000 | GWDR PO (FLAT GASKET - POLYETHYLENE) SEALING RING PG 16 POLYETHYLENE | 183
12908 | 1719490000 | GWDR PO (FLAT GASKET - POLYETHYLENE) SEALING RING PG 21 POLYETHYLENE | 183
12909 | 1719500000 | GWDR PO (FLAT GASKET - POLYETHYLENE) SEALING RING PG 29 POLYETHYLENE | 183
12910 | 1719510000 | GWDR PO (FLAT GASKET - POLYETHYLENE) SEALING RING PG 36 POLYETHYLENE | 183
12911 | 1719520000 | GWDR PO (FLAT GASKET - POLYETHYLENE) SEALING RING PG 42 POLYETHYLENE | 183
12912 | 1719530000 | GWDR PO (FLAT GASKET - POLYETHYLENE) SEALING RING PG 48 POLYETHYLENE | 183
12913 | 1719540000 | GWDR NP (FLAT GASKET - NEOPRENE) SEALING RING PG 7 NEOPRENE | 185
12914 | 1719550000 | GWDR NP (FLAT GASKET - NEOPRENE) SEALING RING PG 9 NEOPRENE | 185
12915 | 1719570000 | GWDR NP (FLAT GASKET - NEOPRENE) SEALING RING PG 13.5 NEOPRENE | 185
12916 | 1719580000 | GWDR NP (FLAT GASKET - NEOPRENE) SEALING RING PG 16 NEOPRENE | 185
12917 | 1719590000 | GWDR NP (FLAT GASKET - NEOPRENE) SEALING RING PG 21 NEOPRENE | 185
12918 | 1719600000 | GWDR NP (FLAT GASKET - NEOPRENE) SEALING RING PG 29 NEOPRENE | 185
12919 | 1719610000 | GWDR NP (FLAT GASKET - NEOPRENE) SEALING RING PG 36 NEOPRENE | 185
12920 | 1719620000 | GWDR NP (FLAT GASKET - NEOPRENE) SEALING RING PG 42 NEOPRENE | 185
12921 | 1719630000 | GWDR NP (FLAT GASKET - NEOPRENE) SEALING RING PG 48 NEOPRENE | 185
12922 | 1719730000 | EWS (DRAINAGE DEVICE) COMPENSATING ELEMENT PG 16 5 MM POLYAMIDE | 783
12923 | 1720480000 | VG K SZS (SDARD PLASTIC CABLE GLAND WITH ANTI-KINK COILS) CABLE GLANDS PG 9 8 MM OD MIN. 4 - OD MAX. 8 MM POLYAMIDE 6 | 8
12924 | 1720490000 | VG K SZS (SDARD PLASTIC CABLE GLAND WITH ANTI-KINK COILS) CABLE GLANDS PG 11 8 MM OD MIN. 5 - OD MAX. 10 MM POLYAMIDE 6 | 8
12925 | 1720500000 | VG K SZS (SDARD PLASTIC CABLE GLAND WITH ANTI-KINK COILS) CABLE GLANDS PG 13.5 9 MM OD MIN. 6 - OD MAX. 12 MM POLYAMIDE 6 | 8
12926 | 1720510000 | VG K SZS (SDARD PLASTIC CABLE GLAND WITH ANTI-KINK COILS) CABLE GLANDS PG 16 10 MM OD MIN. 10 - OD MAX. 14 MM POLYAMIDE 6 | 8
12927 | 1736230000 | GWDR NP (FLAT GASKET - NEOPRENE) SEALING RING M 16 NEOPRENE | 185
12928 | 1736240000 | GWDR NP (FLAT GASKET - NEOPRENE) SEALING RING M 20 NEOPRENE | 185
12929 | 1736260000 | GWDR NP (FLAT GASKET - NEOPRENE) SEALING RING M 32 NEOPRENE | 185
12930 | 1736270000 | GWDR NP (FLAT GASKET - NEOPRENE) SEALING RING M 40 NEOPRENE | 185
12931 | 1736280000 | GWDR NP (FLAT GASKET - NEOPRENE) SEALING RING M 50 NEOPRENE | 185
12932 | 1736290000 | GWDR NP (FLAT GASKET - NEOPRENE) SEALING RING M 63 NEOPRENE | 185
12933 | 1736920000 | SKMU PA (PLASTIC LOCKNUT) LOCKNUT M 16 5 MM POLYAMID 6 (PA6 - GF30) | 108
12934 | 1736930000 | SKMU PA (PLASTIC LOCKNUT) LOCKNUT M 20 6 MM POLYAMID 6 (PA6 - GF30) | 108
12935 | 1736940000 | SKMU PA (PLASTIC LOCKNUT) LOCKNUT M 25 6 MM POLYAMID 6 (PA6 - GF30) | 108
12936 | 1736950000 | SKMU PA (PLASTIC LOCKNUT) LOCKNUT M 32 7 MM POLYAMID 6 (PA6 - GF30) | 108
12937 | 1736960000 | SKMU PA (PLASTIC LOCKNUT) LOCKNUT M 40 7 MM POLYAMID 6 (PA6 - GF30) | 108
12938 | 1736970000 | SKMU PA (PLASTIC LOCKNUT) LOCKNUT M 50 8 MM POLYAMID 6 (PA6 - GF30) | 108
12939 | 1736980000 | SKMU PA (PLASTIC LOCKNUT) LOCKNUT M 63 8 MM POLYAMID 6 (PA6 - GF30) | 108
12940 | 1737070000 | VPK EX (EX BLANKING PLUG IN PLASTIC) BLANKING PLUG M 16 15 MM IP66 IP68 POLYAMIDE | 113
12941 | 1737080000 | VPK EX (EX BLANKING PLUG IN PLASTIC) BLANKING PLUG M 20 15 MM IP66 IP68 POLYAMIDE | 113
12942 | 1737090000 | VPK EX (EX BLANKING PLUG IN PLASTIC) BLANKING PLUG M 25 15 MM IP66 IP68 POLYAMIDE | 113
12943 | 1737100000 | VPK EX (EX BLANKING PLUG IN PLASTIC) BLANKING PLUG M 32 15 MM IP66 IP68 POLYAMIDE | 113
12944 | 1737110000 | VPK EX (EX BLANKING PLUG IN PLASTIC) BLANKING PLUG M 40 15 MM IP66 IP68 POLYAMIDE | 113
12945 | 1737120000 | VPK EX (EX BLANKING PLUG IN PLASTIC) BLANKING PLUG M 50 15 MM IP66 IP68 POLYAMIDE | 113
12946 | 1737130000 | VPK EX (EX BLANKING PLUG IN PLASTIC) BLANKING PLUG M 63 15 MM IP66 IP68 POLYAMIDE | 113
12947 | 1772210000 | VG MS (SDARD CABLE GLAND) CABLE GLANDS M 16 7 MM OD MIN. 4 - OD MAX. 8 MM IP54 IP66 IP67 IP68 - 5 BAR (30 MIN.) IP69K NICKEL-PLATED | 8
12948 | 1772220000 | VG MS (SDARD CABLE GLAND) CABLE GLANDS M 20 8 MM OD MIN. 6 - OD MAX. 12 MM IP54 IP66 IP67 IP68 - 5 BAR (30 MIN.) IP69K NICKEL-PLATED | 8
12949 | 1772230000 | VG MS (SDARD CABLE GLAND) CABLE GLANDS M 25 8 MM OD MIN. 10 - OD MAX. 14 MM IP54 IP66 IP67 IP68 - 5 BAR (30 MIN.) IP69K NICKEL-PLATED | 8
12950 | 1772250000 | VG MS (SDARD CABLE GLAND) CABLE GLANDS M 40 9 MM OD MIN. 18 - OD MAX. 25 MM IP54 IP66 IP67 IP68 - 5 BAR (30 MIN.) NICKEL-PLATED | 8
12951 | 1772260000 | VG MS (SDARD CABLE GLAND) CABLE GLANDS M 50 9 MM OD MIN. 22 - OD MAX. 32 MM IP54 IP66 IP67 IP68 - 5 BAR (30 MIN.) NICKEL-PLATED | 8
12952 | 1772270000 | VG MS (SDARD CABLE GLAND) CABLE GLANDS M 63 14 MM OD MIN. 34 - OD MAX. 44 MM IP54 IP66 IP67 IP68 - 5 BAR (30 MIN.) NICKEL-PLATED | 8
12953 | 1772280000 | VG K (SDARD PLASTIC CABLE GLAND) CABLE GLANDS M 12 8 MM OD MIN. 3 - OD MAX. 6.5 MM IP54 IP66 IP67 IP68 - 5 BAR (30 MIN.) POLYAMIDE 6 | 8
12954 | 1772290000 | VG K (SDARD PLASTIC CABLE GLAND) CABLE GLANDS M 16 10 MM OD MIN. 5 - OD MAX. 10 MM IP54 IP66 IP67 IP68 - 5 BAR (30 MIN.) POLYAMIDE 6 | 8
12955 | 1772300000 | VG K (SDARD PLASTIC CABLE GLAND) CABLE GLANDS M 20 10 MM OD MIN. 6 - OD MAX. 12 MM IP54 IP66 IP67 IP68 - 5 BAR (30 MIN.) POLYAMIDE 6 | 8
12956 | 1772310000 | VG K (SDARD PLASTIC CABLE GLAND) CABLE GLANDS M 25 10 MM OD MIN. 13 - OD MAX. 18 MM IP54 IP66 IP67 IP68 - 5 BAR (30 MIN.) POLYAMIDE 6 | 8
12957 | 1772320000 | VG K (SDARD PLASTIC CABLE GLAND) CABLE GLANDS M 32 15 MM OD MIN. 18 - OD MAX. 25 MM IP54 IP66 IP67 IP68 - 5 BAR (30 MIN.) POLYAMIDE 6 | 8
12958 | 1772330000 | VG K (SDARD PLASTIC CABLE GLAND) CABLE GLANDS M 40 18 MM OD MIN. 22 - OD MAX. 32 MM IP54 IP66 IP67 IP68 - 5 BAR (30 MIN.) POLYAMIDE 6 | 8
12959 | 1772340000 | VG K (SDARD PLASTIC CABLE GLAND) CABLE GLANDS M 50 18 MM OD MIN. 30 - OD MAX. 38 MM IP54 IP66 IP67 IP68 - 5 BAR (30 MIN.) POLYAMIDE 6 | 8
12960 | 1772350000 | VG K (SDARD PLASTIC CABLE GLAND) CABLE GLANDS M 63 18 MM OD MIN. 34 - OD MAX. 44 MM IP54 IP66 IP67 IP68 - 5 BAR (30 MIN.) POLYAMIDE 6 | 8
12961 | 1772360000 | SKMU MS ( LOCKNUT) LOCKNUT M 12 2.8 MM NICKEL-PLATED | 111
12962 | 1772440000 | SKMU PA (PLASTIC LOCKNUT) LOCKNUT M 12 5 MM POLYAMID 6 (PA6 - GF30) | 108
12963 | 1772450000 | SKMU PA (PLASTIC LOCKNUT) LOCKNUT M 16 5 MM POLYAMID 6 (PA6 - GF30) | 108
12964 | 1772460000 | SKMU PA (PLASTIC LOCKNUT) LOCKNUT M 20 6 MM POLYAMID 6 (PA6 - GF30) | 108
12965 | 1772470000 | SKMU PA (PLASTIC LOCKNUT) LOCKNUT M 25 6 MM POLYAMID 6 (PA6 - GF30) | 108
12966 | 1772480000 | SKMU PA (PLASTIC LOCKNUT) LOCKNUT M 32 7 MM POLYAMID 6 (PA6 - GF30) | 108
12967 | 1772490000 | SKMU PA (PLASTIC LOCKNUT) LOCKNUT M 40 7 MM POLYAMID 6 (PA6 - GF30) | 108
12968 | 1772500000 | SKMU PA (PLASTIC LOCKNUT) LOCKNUT M 50 8 MM POLYAMID 6 (PA6 - GF30) | 108
12969 | 1772510000 | SKMU PA (PLASTIC LOCKNUT) LOCKNUT M 63 8 MM POLYAMID 6 (PA6 - GF30) | 108
12970 | 1776700000 | VG K SZS (SDARD PLASTIC CABLE GLAND WITH ANTI-KINK COILS) CABLE GLANDS M 12 8 MM OD MIN. 3 - OD MAX. 6.5 MM POLYAMIDE 6 | 8
12971 | 1776710000 | VG K SZS (SDARD PLASTIC CABLE GLAND WITH ANTI-KINK COILS) CABLE GLANDS M 16 15 MM OD MIN. 5 - OD MAX. 10 MM POLYAMIDE 6 | 8
12972 | 1776720000 | VG K SZS (SDARD PLASTIC CABLE GLAND WITH ANTI-KINK COILS) CABLE GLANDS M 20 15 MM OD MIN. 10 - OD MAX. 14 MM POLYAMIDE 6 | 8
12973 | 1776730000 | VG K SZS (SDARD PLASTIC CABLE GLAND WITH ANTI-KINK COILS) CABLE GLANDS M 25 15 MM OD MIN. 13 - OD MAX. 18 MM POLYAMIDE 6 | 8
12974 | 1776900000 | VPK (BLANKING PLUG IN PLASTIC) BLANKING PLUG M 25 10 MM IP65 POLYAMID 6 (PA6 - GF30) | 113
12975 | 1776910000 | VPK (BLANKING PLUG IN PLASTIC) BLANKING PLUG M 20 7 MM IP65 POLYAMID 6 (PA6 - GF30) | 113
12976 | 1776920000 | VPK (BLANKING PLUG IN PLASTIC) BLANKING PLUG M 16 7 MM IP65 POLYAMID 6 (PA6 - GF30) | 113
12977 | 1776930000 | VPK (BLANKING PLUG IN PLASTIC) BLANKING PLUG M 12 6 MM IP65 POLYAMID 6 (PA6 - GF30) | 113
12978 | 1776940000 | VPK (BLANKING PLUG IN PLASTIC) BLANKING PLUG M 32 11 MM IP65 POLYAMID 6 (PA6 - GF30) | 113
12979 | 1776950000 | VPK (BLANKING PLUG IN PLASTIC) BLANKING PLUG M 40 13 MM IP65 POLYAMID 6 (PA6 - GF30) | 113
12980 | 1776960000 | VPK (BLANKING PLUG IN PLASTIC) BLANKING PLUG M 50 14 MM IP65 POLYAMID 6 (PA6 - GF30) | 113
12981 | 1776970000 | VPK (BLANKING PLUG IN PLASTIC) BLANKING PLUG M 63 15 MM IP65 POLYAMID 6 (PA6 - GF30) | 113
12982 | 1777620000 | SKMU MS EMV ( LOCKNUT - EMC) LOCKNUT M 16 3.6 MM NICKEL-PLATED | 111
12983 | 1777630000 | SKMU MS EMV ( LOCKNUT - EMC) LOCKNUT M 20 3.6 MM NICKEL-PLATED | 111
12984 | 1777640000 | SKMU MS EMV ( LOCKNUT - EMC) LOCKNUT M 25 3.6 MM NICKEL-PLATED | 111
12985 | 1777650000 | SKMU MS EMV ( LOCKNUT - EMC) LOCKNUT M 32 4.1 MM NICKEL-PLATED | 111
12986 | 1777660000 | SKMU MS EMV ( LOCKNUT - EMC) LOCKNUT M 40 4.6 MM NICKEL-PLATED | 111
12987 | 1777670000 | SKMU MS EMV ( LOCKNUT - EMC) LOCKNUT M 50 4.6 MM NICKEL-PLATED | 111
12988 | 1777680000 | SKMU MS EMV ( LOCKNUT - EMC) LOCKNUT M 63 6.6 MM NICKEL-PLATED | 111
12989 | 1777710000 | SKMU MS EMV ( LOCKNUT - EMC) LOCKNUT PG 36 4.6 MM NICKEL-PLATED | 111
12990 | 1777720000 | VPMS (BLANKING PLUG IN ) BLANKING PLUG M 12 5 MM NICKEL-PLATED | 120
12991 | 1777730000 | VPMS (BLANKING PLUG IN ) BLANKING PLUG M 16 5 MM NICKEL-PLATED | 120
12992 | 1777740000 | VPMS (BLANKING PLUG IN ) BLANKING PLUG M 20 6 MM NICKEL-PLATED | 120
12993 | 1777750000 | VPMS (BLANKING PLUG IN ) BLANKING PLUG M 25 7 MM NICKEL-PLATED | 120
12994 | 1777760000 | VPMS (BLANKING PLUG IN ) BLANKING PLUG M 32 8 MM NICKEL-PLATED | 120
12995 | 1777770000 | VPMS (BLANKING PLUG IN ) BLANKING PLUG M 40 8 MM NICKEL-PLATED | 120
12996 | 1777780000 | VPMS (BLANKING PLUG IN ) BLANKING PLUG M 50 9 MM NICKEL-PLATED | 120
12997 | 1777790000 | VPMS (BLANKING PLUG IN ) BLANKING PLUG M 63 10 MM NICKEL-PLATED | 120
12998 | 1777920000 | GWDR PO (FLAT GASKET - POLYETHYLENE) SEALING RING M 12 POLYETHYLENE | 183
12999 | 1777930000 | GWDR PO (FLAT GASKET - POLYETHYLENE) SEALING RING M 16 POLYETHYLENE | 183
13000 | 1777940000 | GWDR PO (FLAT GASKET - POLYETHYLENE) SEALING RING M 20 POLYETHYLENE | 183
13001 | 1777950000 | GWDR PO (FLAT GASKET - POLYETHYLENE) SEALING RING M 25 POLYETHYLENE | 183
13002 | 1777960000 | GWDR PO (FLAT GASKET - POLYETHYLENE) SEALING RING M 32 POLYETHYLENE | 183
13003 | 1777970000 | GWDR PO (FLAT GASKET - POLYETHYLENE) SEALING RING M 40 POLYETHYLENE | 183
13004 | 1777980000 | GWDR PO (FLAT GASKET - POLYETHYLENE) SEALING RING M 50 POLYETHYLENE | 183
13005 | 1777990000 | GWDR PO (FLAT GASKET - POLYETHYLENE) SEALING RING M 63 POLYETHYLENE | 183
13006 | 1778420000 | VG MS ZE (SDARD CABLE GLAND STRAIN RELIEF) CABLE GLANDS M 12 5 MM OD MIN. 5 - OD MAX. 7 MM IP65 NICKEL-PLATED | 8
13007 | 1778440000 | VG MS ZE (SDARD CABLE GLAND STRAIN RELIEF) CABLE GLANDS M 16 5 MM OD MIN. 4 - OD MAX. 10 MM IP65 NICKEL-PLATED | 8
13008 | 1778450000 | VG MS ZE (SDARD CABLE GLAND STRAIN RELIEF) CABLE GLANDS M 20 6 MM OD MIN. 6.5 - OD MAX. 12.5 MM IP65 NICKEL-PLATED | 8
13009 | 1778460000 | VG MS ZE (SDARD CABLE GLAND STRAIN RELIEF) CABLE GLANDS M 20 6 MM OD MIN. 6.5 - OD MAX. 12.5 MM IP65 NICKEL-PLATED | 8
13010 | 1778480000 | VG MS ZE (SDARD CABLE GLAND STRAIN RELIEF) CABLE GLANDS M 25 7 MM OD MIN. 9 - OD MAX. 19 MM IP65 NICKEL-PLATED | 8
13011 | 1778490000 | VG MS ZE (SDARD CABLE GLAND STRAIN RELIEF) CABLE GLANDS M 32 8 MM OD MIN. 17 - OD MAX. 27 MM IP65 NICKEL-PLATED | 8
13012 | 1778500000 | VG MS ZE (SDARD CABLE GLAND STRAIN RELIEF) CABLE GLANDS M 40 8 MM OD MIN. 23 - OD MAX. 33 MM IP65 NICKEL-PLATED | 8
13013 | 1778520000 | VG MS ZE (SDARD CABLE GLAND STRAIN RELIEF) CABLE GLANDS M 50 9 MM OD MIN. 29 - OD MAX. 39 MM IP65 NICKEL-PLATED | 8
13014 | 1778530000 | VG MS ZE (SDARD CABLE GLAND STRAIN RELIEF) CABLE GLANDS M 63 10 MM OD MIN. 35 - OD MAX. 45 MM IP65 NICKEL-PLATED | 8
13015 | 1778860000 | VG K SZS (SDARD PLASTIC CABLE GLAND WITH ANTI-KINK COILS) CABLE GLANDS M 20 11 MM OD MIN. 6 - OD MAX. 12 MM POLYAMIDE 6 | 8
13016 | 1786770000 | HDC ENCLOSURES SIZE: 8 PROTECTION DEGREE: IP65 (IN PLUGGED CONDITION) CABLE ENTRY FROM SIDE PLUG HOUSING SIDE-LOCKING CLAMP ON LOWER SIDE HIGH SIZE OF CABLE ENTRIES: M 32 | 6
13017 | 1787000000 | HDC ENCLOSURES SIZE: 6 PROTECTION DEGREE: IP65 (IN PLUGGED CONDITION) CABLE ENTRY FROM SIDE PLUG HOUSING SIDE-LOCKING CLAMP ON LOWER SIDE HIGH SIZE OF CABLE ENTRIES: M 32 | 6
13018 | 1787040000 | HDC ENCLOSURES SIZE: 6 PROTECTION DEGREE: IP65 (IN PLUGGED CONDITION) CABLE ENTRY FROM SIDE PLUG HOUSING END-LOCKING CLAMP LOWER SIDE HIGH SIZE OF CABLE ENTRIES: M 32 | 6
13019 | 1787550000 | HDC ENCLOSURES SIZE: 4 PROTECTION DEGREE: IP65 (IN PLUGGED CONDITION) CABLE ENTRY FROM SIDE PLUG HOUSING SIDE-LOCKING CLAMP ON LOWER SIDE SDARD SIZE OF CABLE ENTRIES: M 25 | 6
13020 | 1787590000 | HDC ENCLOSURES SIZE: 4 PROTECTION DEGREE: IP65 (IN PLUGGED CONDITION) CABLE ENTRY FROM TOP PLUG HOUSING SIDE-LOCKING CLAMP ON LOWER SIDE SDARD SIZE OF CABLE ENTRIES: M 25 | 6
13021 | 1787760000 | HDC ENCLOSURES SIZE: 8 PROTECTION DEGREE: IP65 (IN PLUGGED CONDITION) CABLE ENTRY FROM SIDE PLUG HOUSING SIDE-LOCKING CLAMP ON LOWER SIDE SDARD SIZE OF CABLE ENTRIES: M 25 | 6
13022 | 1787810000 | HDC ENCLOSURES SIZE: 8 PROTECTION DEGREE: IP65 (IN PLUGGED CONDITION) CABLE ENTRY FROM TOP PLUG HOUSING SIDE-LOCKING CLAMP ON LOWER SIDE SDARD SIZE OF CABLE ENTRIES: M 32 | 6
13023 | 1788180000 | HDC ENCLOSURES SIZE: 6 PROTECTION DEGREE: IP65 (IN PLUGGED CONDITION) CABLE ENTRY FROM SIDE PLUG HOUSING SIDE-LOCKING CLAMP ON LOWER SIDE SDARD SIZE OF CABLE ENTRIES: M 25 | 6
13024 | 1788240000 | HDC ENCLOSURES SIZE: 6 PROTECTION DEGREE: IP65 (IN PLUGGED CONDITION) BASE HOUSING SIDE-LOCKING CLAMP ON LOWER SIDE SDARD SIZE OF CABLE ENTRIES: M 25 | 6
13025 | 1788250000 | HDC ENCLOSURES SIZE: 6 PROTECTION DEGREE: IP65 (IN PLUGGED CONDITION) BASE HOUSING END-LOCKING CLAMP LOWER SIDE SDARD SIZE OF CABLE ENTRIES: M 25 | 6
13026 | 1788270000 | HDC ENCLOSURES SIZE: 6 PROTECTION DEGREE: IP65 (IN PLUGGED CONDITION) BASE HOUSING END-LOCKING CLAMP LOWER SIDE SDARD WITH COVER SIZE OF CABLE ENTRIES: M 25 | 6
13027 | 1788340000 | HDC ENCLOSURES SIZE: 12 PROTECTION DEGREE: IP65 (IN PLUGGED CONDITION) CABLE ENTRY FROM TOP PLUG HOUSING END-LOCKING CLAMP LOWER SIDE SDARD SIZE OF CABLE ENTRIES: M 40 | 6
13028 | 1806540000 | SKMU PA (PLASTIC LOCKNUT) LOCKNUT M 12 5 MM POLYAMID 6 (PA6 - GF30) | 108
13029 | 1877250030 | SENSOR/ACTUATOR LINE CONNECTING LINE M8 / M8 N OF POLES : 3 0.3 M PIN STRAIGHT - SOCKET 90° SHIELDED: NO LED: YES SHEATH MATERIAL: PUR HALOGEN: NO | 0
13030 | 1877250100 | SENSOR/ACTUATOR LINE CONNECTING LINE M8 / M8 N OF POLES : 3 1 M PIN STRAIGHT - SOCKET 90° SHIELDED: NO LED: YES SHEATH MATERIAL: PUR HALOGEN: NO | 0
13031 | 1877250150 | SENSOR/ACTUATOR LINE CONNECTING LINE M8 / M8 N OF POLES : 3 1.5 M PIN STRAIGHT - SOCKET 90° SHIELDED: NO LED: YES SHEATH MATERIAL: PUR HALOGEN: NO | 0
13032 | 1877250200 | SENSOR/ACTUATOR LINE CONNECTING LINE M8 / M8 N OF POLES : 3 2 M PIN STRAIGHT - SOCKET 90° SHIELDED: NO LED: YES SHEATH MATERIAL: PUR HALOGEN: NO | 0
13033 | 1877250300 | SENSOR/ACTUATOR LINE CONNECTING LINE M8 / M8 N OF POLES : 3 3 M PIN STRAIGHT - SOCKET 90° SHIELDED: NO LED: YES SHEATH MATERIAL: PUR HALOGEN: NO | 0
13034 | 1877250500 | SENSOR/ACTUATOR LINE CONNECTING LINE M8 / M8 N OF POLES : 3 5 M PIN STRAIGHT - SOCKET 90° SHIELDED: NO LED: YES SHEATH MATERIAL: PUR HALOGEN: NO | 0
13035 | 1877251000 | SENSOR/ACTUATOR LINE CONNECTING LINE M8 / M8 N OF POLES : 3 10 M PIN STRAIGHT - SOCKET 90° SHIELDED: NO LED: YES SHEATH MATERIAL: PUR HALOGEN: NO | 0
13036 | 1886440100 | SENSOR/ACTUATOR LINE ONE END WITHOUT CONNECTOR M23 INNER THREAD N OF POLES: 12 1 M FEMALE SOCKET STRAIGHT SHIELDED: NO LED: NO SHEATH MATERIAL: PUR HALOGEN: NO | 0
13037 | 1886441500 | SENSOR/ACTUATOR LINE ONE END WITHOUT CONNECTOR M23 INNER THREAD N OF POLES: 12 15 M FEMALE SOCKET STRAIGHT SHIELDED: NO LED: NO SHEATH MATERIAL: PUR HALOGEN: NO | 0
13038 | 1890520150 | SENSOR/ACTUATOR LINE ONE END WITHOUT CONNECTOR M12 N OF POLES : 8 1.5 M FEMALE SOCKET STRAIGHT SHIELDED: YES LED: NO SHEATH MATERIAL: PUR HALOGEN: NO | 0
13039 | 1906310060 | SENSOR/ACTUATOR LINE CONNECTING LINE M12 / M12 N OF POLES : 4 0.6 M PIN 90° - SOCKET 90° SHIELDED: NO LED: NO SHEATH MATERIAL: PUR HALOGEN: NO | 0
13040 | 1906310100 | SENSOR/ACTUATOR LINE CONNECTING LINE M12 / M12 N OF POLES : 4 1 M PIN 90° - SOCKET 90° SHIELDED: NO LED: NO SHEATH MATERIAL: PUR HALOGEN: NO | 0
13041 | 1909340000 | KDSU (KLIPPON DOUBLE SEAL UNIVERSAL EX CABLE GLAND) CABLE GLANDS M 50 16 MM SINGLE-WIRE ARMOURING METAL FOIL ARMOURING BRAIDED ARMOURING 0.1 - 2.5 MM OD MIN. 39.4 - OD MAX. 46.7 MM ID MIN. 28.10 - ID MAX. 38.20 MM IP66 IP68 - 2.5 BAR | 8
13042 | 1909350000 | KDSU (KLIPPON DOUBLE SEAL UNIVERSAL EX CABLE GLAND) CABLE GLANDS M 50 16 MM SINGLE-WIRE ARMOURING METAL FOIL ARMOURING BRAIDED ARMOURING 0.1 - 2.5 MM OD MIN. 45.7 - OD MAX. 53.2 MM ID MIN. 33.10 - ID MAX. 44.10 MM IP66 IP68 - 2.5 BAR | 8
13043 | 1909360000 | KDSU (KLIPPON DOUBLE SEAL UNIVERSAL EX CABLE GLAND) CABLE GLANDS M 63 19 MM SINGLE-WIRE ARMOURING METAL FOIL ARMOURING BRAIDED ARMOURING 0.1 - 2.5 MM OD MIN. 52.1 - OD MAX. 59.5 MM ID MIN. 39.20 - ID MAX. 50.10 MM IP66 IP68 - 2.5 BAR | 8
13044 | 1909370000 | KDSU (KLIPPON DOUBLE SEAL UNIVERSAL EX CABLE GLAND) CABLE GLANDS M 63 19 MM SINGLE-WIRE ARMOURING METAL FOIL ARMOURING BRAIDED ARMOURING 0.1 - 2.5 MM OD MIN. 58.4 - OD MAX. 65.8 MM ID MIN. 46.70 - ID MAX. 56.00 MM IP66 IP68 - 2.5 BAR | 8
13045 | 1909450000 | KSG (KLIPPON SDARD EX CABLE GLAND) CABLE GLANDS M 50 16 MM OD MIN. 28.1 - OD MAX. 38.2 MM IP66 IP68 - 2.5 BAR | 8
13046 | 1909460000 | KSG (KLIPPON SDARD EX CABLE GLAND) CABLE GLANDS M 50 16 MM OD MIN. 33.1 - OD MAX. 44.1 MM IP66 IP68 - 2.5 BAR | 8
13047 | 1909470000 | KSG (KLIPPON SDARD EX CABLE GLAND) CABLE GLANDS M 63 19 MM OD MIN. 39.2 - OD MAX. 50.1 MM IP66 IP68 - 2.5 BAR | 8
13048 | 1909480000 | KSG (KLIPPON SDARD EX CABLE GLAND) CABLE GLANDS M 63 19 MM OD MIN. 46.7 - OD MAX. 56 MM IP66 IP68 - 2.5 BAR | 8
13049 | 1909490000 | VG EMV GEN 1 (EMC CABLE GLAND WITH CLAMPING CAGE) CABLE GLANDS M 12 6 OD MIN. 3 - OD MAX. 6.5 MM IP68 - 5 BAR (30 MIN.) IP69K NICKEL-PLATED | 8
13050 | 1909500000 | VG EMV GEN 1 (EMC CABLE GLAND WITH CLAMPING CAGE) CABLE GLANDS M 16 7 OD MIN. 5 - OD MAX. 10 MM IP68 - 5 BAR (30 MIN.) IP69K NICKEL-PLATED | 8
13051 | 1909510000 | VG EMV GEN 1 (EMC CABLE GLAND WITH CLAMPING CAGE) CABLE GLANDS M 20 8 OD MIN. 6 - OD MAX. 12 MM IP68 - 5 BAR (30 MIN.) IP69K NICKEL-PLATED | 8
13052 | 1909520000 | VG EMV GEN 1 (EMC CABLE GLAND WITH CLAMPING CAGE) CABLE GLANDS M 25 8 OD MIN. 11 - OD MAX. 17 MM IP68 - 5 BAR (30 MIN.) IP69K NICKEL-PLATED | 8
13053 | 1909530000 | VG EMV GEN 1 (EMC CABLE GLAND WITH CLAMPING CAGE) CABLE GLANDS M 32 8 OD MIN. 15 - OD MAX. 21 MM IP68 - 5 BAR (30 MIN.) IP69K NICKEL-PLATED | 8
13054 | 1909540000 | VG EMV GEN 1 (EMC CABLE GLAND WITH CLAMPING CAGE) CABLE GLANDS M 40 9 OD MIN. 19 - OD MAX. 28 MM IP68 - 5 BAR (30 MIN.) IP69K NICKEL-PLATED | 8
13055 | 1909550000 | VG EMV GEN 1 (EMC CABLE GLAND WITH CLAMPING CAGE) CABLE GLANDS M 50 9 OD MIN. 27 - OD MAX. 38 MM IP68 - 5 BAR (30 MIN.) IP69K NICKEL-PLATED | 8
13056 | 1909560000 | VG EMV GEN 1 (EMC CABLE GLAND WITH CLAMPING CAGE) CABLE GLANDS M 63 14 OD MIN. 34 - OD MAX. 44 MM IP68 - 5 BAR (30 MIN.) IP69K NICKEL-PLATED | 8
13057 | 1909660000 | VG K (SDARD PLASTIC CABLE GLAND) CABLE GLANDS M 12 8 MM OD MIN. 3 - OD MAX. 6.5 MM POLYAMIDE 6 | 8
13058 | 1909670000 | VG K (SDARD PLASTIC CABLE GLAND) CABLE GLANDS M 16 8 MM OD MIN. 4 - OD MAX. 8 MM POLYAMIDE 6 | 8
13059 | 1909680000 | VG K (SDARD PLASTIC CABLE GLAND) CABLE GLANDS M 16 10 MM OD MIN. 5 - OD MAX. 10 MM POLYAMIDE 6 | 8
13060 | 1909690000 | VG K (SDARD PLASTIC CABLE GLAND) CABLE GLANDS M 20 10 MM OD MIN. 6 - OD MAX. 12 MM POLYAMIDE 6 | 8
13061 | 1909700000 | VG K (SDARD PLASTIC CABLE GLAND) CABLE GLANDS M 20 10 MM OD MIN. 10 - OD MAX. 14 MM POLYAMIDE 6 | 8
13062 | 1909710000 | VG K (SDARD PLASTIC CABLE GLAND) CABLE GLANDS M 25 10 MM OD MIN. 13 - OD MAX. 18 MM POLYAMIDE 6 | 8
13063 | 1909720000 | VG K (SDARD PLASTIC CABLE GLAND) CABLE GLANDS M 32 15 MM OD MIN. 18 - OD MAX. 25 MM POLYAMIDE 6 | 8
13064 | 1909730000 | VG K (SDARD PLASTIC CABLE GLAND) CABLE GLANDS M 40 18 MM OD MIN. 22 - OD MAX. 32 MM POLYAMIDE 6 | 8
13065 | 1909740000 | VG K (SDARD PLASTIC CABLE GLAND) CABLE GLANDS M 50 18 MM OD MIN. 30 - OD MAX. 38 MM POLYAMIDE 6 | 8
13066 | 1909750000 | VG K (SDARD PLASTIC CABLE GLAND) CABLE GLANDS M 63 18 MM OD MIN. 34 - OD MAX. 44 MM POLYAMIDE 6 | 8
13067 | 1909760000 | VG K (SDARD PLASTIC CABLE GLAND) CABLE GLANDS PG 7 8 MM OD MIN. 3 - OD MAX. 6.5 MM POLYAMIDE 6 | 8
13068 | 1909770000 | VG K (SDARD PLASTIC CABLE GLAND) CABLE GLANDS PG 9 8 MM OD MIN. 4 - OD MAX. 8 MM POLYAMIDE 6 | 8
13069 | 1909780000 | VG K (SDARD PLASTIC CABLE GLAND) CABLE GLANDS PG 11 8 MM OD MIN. 5 - OD MAX. 10 MM POLYAMIDE 6 | 8
13070 | 1909790000 | VG K (SDARD PLASTIC CABLE GLAND) CABLE GLANDS PG 13.5 10 MM OD MIN. 6 - OD MAX. 12 MM POLYAMIDE 6 | 8
13071 | 1909800000 | VG K (SDARD PLASTIC CABLE GLAND) CABLE GLANDS PG 16 10 MM OD MIN. 10 - OD MAX. 14 MM POLYAMIDE 6 | 8
13072 | 1909810000 | VG K (SDARD PLASTIC CABLE GLAND) CABLE GLANDS PG 21 11 MM OD MIN. 13 - OD MAX. 18 MM POLYAMIDE 6 | 8
13073 | 1909820000 | VG K (SDARD PLASTIC CABLE GLAND) CABLE GLANDS PG 29 11 MM OD MIN. 18 - OD MAX. 25 MM POLYAMIDE 6 | 8
13074 | 1909830000 | VG K (SDARD PLASTIC CABLE GLAND) CABLE GLANDS PG 36 13 MM OD MIN. 22 - OD MAX. 32 MM POLYAMIDE 6 | 8
13075 | 1909840000 | VG K (SDARD PLASTIC CABLE GLAND) CABLE GLANDS PG 42 13 MM OD MIN. 30 - OD MAX. 38 MM POLYAMIDE 6 | 8
13076 | 1909850000 | VG K (SDARD PLASTIC CABLE GLAND) CABLE GLANDS PG 48 14 MM OD MIN. 34 - OD MAX. 44 MM POLYAMIDE 6 | 8
13077 | 1909860000 | VG K (SDARD PLASTIC CABLE GLAND) CABLE GLANDS M 16 8 MM OD MIN. 4 - OD MAX. 8 MM IP54 IP66 IP67 IP68 - 5 BAR (30 MIN.) POLYAMIDE 6 | 8
13078 | 1909870000 | VG K (SDARD PLASTIC CABLE GLAND) CABLE GLANDS M 25 8 MM OD MIN. 11 - OD MAX. 17 MM IP54 IP66 IP67 IP68 - 5 BAR (30 MIN.) POLYAMIDE 6 | 8
13079 | 1909880000 | VG K (SDARD PLASTIC CABLE GLAND) CABLE GLANDS M 32 10 MM OD MIN. 15 - OD MAX. 21 MM IP54 IP66 IP67 IP68 - 5 BAR (30 MIN.) POLYAMIDE 6 | 8
13080 | 1909890000 | VG K (SDARD PLASTIC CABLE GLAND) CABLE GLANDS M 40 10 MM OD MIN. 19 - OD MAX. 28 MM IP54 IP66 IP67 IP68 - 5 BAR (30 MIN.) POLYAMIDE 6 | 8
13081 | 1909910000 | VG MS (SDARD CABLE GLAND) CABLE GLANDS M 16 7 MM OD MIN. 5 - OD MAX. 10 MM IP54 IP66 IP67 IP68 - 5 BAR (30 MIN.) NICKEL-PLATED | 8
13082 | 1909920000 | VG MS (SDARD CABLE GLAND) CABLE GLANDS M 25 8 MM OD MIN. 11 - OD MAX. 17 MM IP54 IP66 IP67 IP68 - 5 BAR (30 MIN.) NICKEL-PLATED | 8
13083 | 1909930000 | VG MS (SDARD CABLE GLAND) CABLE GLANDS M 32 8 MM OD MIN. 15 - OD MAX. 21 MM IP54 IP66 IP67 IP68 - 5 BAR (30 MIN.) NICKEL-PLATED | 8
13084 | 1909940000 | VG MS (SDARD CABLE GLAND) CABLE GLANDS M 40 9 MM OD MIN. 19 - OD MAX. 28 MM IP54 IP66 IP67 IP68 - 5 BAR (30 MIN.) NICKEL-PLATED | 8
13085 | 1909950000 | VG MS (SDARD CABLE GLAND) CABLE GLANDS M 50 9 MM OD MIN. 27 - OD MAX. 38 MM IP54 IP66 IP67 IP68 - 5 BAR (30 MIN.) NICKEL-PLATED | 8
13086 | 1911450000 | KDSU (KLIPPON DOUBLE SEAL UNIVERSAL EX CABLE GLAND) CABLE GLANDS M 50 16 MM SINGLE-WIRE ARMOURING METAL FOIL ARMOURING BRAIDED ARMOURING 0.1 - 2.5 MM OD MIN. 39.4 - OD MAX. 46.7 MM ID MIN. 28.10 - ID MAX. 38.20 MM IP66 IP68 - 2.5 BAR NICKEL-PLATED | 8
13087 | 1911460000 | KDSU (KLIPPON DOUBLE SEAL UNIVERSAL EX CABLE GLAND) CABLE GLANDS M 50 16 MM SINGLE-WIRE ARMOURING METAL FOIL ARMOURING BRAIDED ARMOURING 0.1 - 2.5 MM OD MIN. 45.7 - OD MAX. 53.2 MM ID MIN. 33.10 - ID MAX. 44.10 MM IP66 IP68 - 2.5 BAR NICKEL-PLATED | 8
13088 | 1911480000 | KDSU (KLIPPON DOUBLE SEAL UNIVERSAL EX CABLE GLAND) CABLE GLANDS M 63 19 MM SINGLE-WIRE ARMOURING METAL FOIL ARMOURING BRAIDED ARMOURING 0.1 - 2.5 MM OD MIN. 52.1 - OD MAX. 59.5 MM ID MIN. 39.20 - ID MAX. 50.10 MM IP66 IP68 - 2.5 BAR NICKEL-PLATED | 8
13089 | 1911490000 | KDSU (KLIPPON DOUBLE SEAL UNIVERSAL EX CABLE GLAND) CABLE GLANDS M 63 19 MM SINGLE-WIRE ARMOURING METAL FOIL ARMOURING BRAIDED ARMOURING 0.1 - 2.5 MM OD MIN. 58.4 - OD MAX. 65.8 MM ID MIN. 46.70 - ID MAX. 56.00 MM IP66 IP68 - 2.5 BAR NICKEL-PLATED | 8
13090 | 1911600000 | KSG (KLIPPON SDARD EX CABLE GLAND) CABLE GLANDS M 50 16 MM OD MIN. 28.1 - OD MAX. 38.2 MM IP66 IP68 - 2.5 BAR NICKEL-PLATED | 8
13091 | 1911610000 | KSG (KLIPPON SDARD EX CABLE GLAND) CABLE GLANDS M 50 16 MM OD MIN. 33.1 - OD MAX. 44.1 MM IP66 IP68 - 2.5 BAR NICKEL-PLATED | 8
13092 | 1911620000 | KSG (KLIPPON SDARD EX CABLE GLAND) CABLE GLANDS M 63 19 MM OD MIN. 39.2 - OD MAX. 50.1 MM IP66 IP68 - 2.5 BAR NICKEL-PLATED | 8
13093 | 1911630000 | KSG (KLIPPON SDARD EX CABLE GLAND) CABLE GLANDS M 63 19 MM OD MIN. 46.7 - OD MAX. 56 MM IP66 IP68 - 2.5 BAR NICKEL-PLATED | 8
13094 | 1912110150 | SENSOR/ACTUATOR LINE CONNECTING LINE M12 / M12 N OF POLES : 3 1.5 M TWIN CABLING PIN STRAIGHT 2X SOCKET ANGLED SHIELDED: NO LED: YES SHEATH MATERIAL: PUR HALOGEN: NO | 0
13095 | 1913320000 | GWDR NP (FLAT GASKET - NEOPRENE) SEALING RING M 12 NEOPRENE | 185
13096 | 1921760000 | VG H (HDC HALVED CABLE GLAND) CABLE GLANDS M 32 IP65 NICKEL-PLATED | 320
13097 | 1921770000 | VG H (HDC HALVED CABLE GLAND) CABLE GLANDS M 40 IP65 NICKEL-PLATED | 320
13098 | 1962540000 | EMPTY ENCLOSURE PLUG HOUSING VARIANT 5 TO IEC 61076-3-106 IP67 | 328
13099 | 1962550000 | EMPTY ENCLOSURE PLUG HOUSING VARIANT 1 TO IEC 61076-3-106 IP67 | 328
13100 | 1962560000 | EMPTY ENCLOSURE PLUG HOUSING BENDING PROTECTION VARIANT 1 TO IEC 61076-3-106 IP67 | 328
13101 | 1962720000 | PLUG INSERT RJ45 IDC PLUG INSERT RJ45 CRIMP | 1105
13102 | 1962730000 | PLUG INSERT RJ45 IDC PLUG INSERT RJ45 NO TOOLS REQUI TIA-568A EIA/TIA T568 B PROFINET | 644
13103 | 1962780000 | LC INSERT PLUG INSERT 2 LC MULTIMODE | 1056
13104 | 1962790000 | LC INSERT PLUG INSERT 2 LC SINGLEMODE | 1067
13105 | 1962840000 | RJ45 INSERT SOCKET BULKHEAD INSERTS COUPLER | 1104
13106 | 1962850000 | RJ45 INSERT SOCKET CONNECTOR FOR BASE TIA-568A | 720
13107 | 1962870000 | SC INSERT BULKHEAD INSERT SCRJ TO 2 SC SINGLEMODE | 727
13108 | 1962880000 | LC INSERT BULKHEAD INSERT LC DUPLEX SINGLEMODE | 763
13109 | 1962910000 | FO CONNECTOR PLUG SC MULTIMODE IP20 | 403
13110 | 1962940000 | FO CONNECTOR PLUG SCRJ MULTIMODE IP20 | 403
13111 | 1962970000 | FO CONNECTOR PLUG LC DUPLEX MULTIMODE IP20 | 403
13112 | 1962980000 | FO CONNECTOR PLUG LC DUPLEX SINGLEMODE IP20 | 509
13113 | 1963110000 | RJ45 CRIMP PLUG VARIANT 5 CAT.6A / CLASS EA (ISO/IEC 11801 2010) | 96
13114 | 1963120000 | RJ45 PLUG NO TOOLS REQUI VARIANT 1 METAL CAT.6A / CLASS EA (ISO/IEC 11801 2010) | 96
13115 | 1963130000 | RJ45 PLUG NO TOOLS REQUI VARIANT 1 METAL WITH KINK PREVENTION CAT.6A / CLASS EA (ISO/IEC 11801 2010) | 745
13116 | 1963140000 | RJ45 CRIMP PLUG VARIANT 1 METAL CAT.6A / CLASS EA (ISO/IEC 11801 2010) | 96
13117 | 1963150000 | RJ45 CRIMP PLUG VARIANT 1 METAL WITH KINK PREVENTION CAT.6A / CLASS EA (ISO/IEC 11801 2010) | 96
13118 | 1963200000 | RJ45 PLUG NO TOOLS REQUI VARIANT 5 CAT.6A / CLASS EA (ISO/IEC 11801 2010) | 96
13119 | 1963220000 | FO CONNECTOR VARIANT 1 LC-DUPLEX MULTI-MODE IP67 | 345
13120 | 1963230000 | FO CONNECTOR VARIANT 1 LC-DUPLEX MULTI-MODE WITH KINK PREVENTION IP67 | 348
13121 | 1963240000 | FO CONNECTOR VARIANT 1 LC-DUPLEX SINGLE-MODE IP67 | 345
13122 | 1963250000 | FO CONNECTOR VARIANT 1 LC-DUPLEX SINGLE-MODE WITH KINK PREVENTION IP67 | 348
13123 | 1963260000 | FO CONNECTOR VARIANT 1 SC-DUPLEX MULTI-MODE IP67 | 345
13124 | 1963270000 | FO CONNECTOR VARIANT 1 SC-DUPLEX MULTI-MODE WITH KINK PREVENTION IP67 | 348
13125 | 1963280000 | FO CONNECTOR VERSION 1 SC-RJ POF IP67 | 500
13126 | 1963290000 | FO CONNECTOR VARIANT 1 SC-RJ POF WITH KINK PROTECTION IP67 | 1009
13127 | 1963300000 | FO CONNECTOR VARIANT 1 SC-DUPLEX SINGLE-MODE IP67 | 345
13128 | 1963310000 | FO CONNECTOR VARIANT 1 SC-DUPLEX SINGLE-MODE WITH KINK PREVENTION IP67 | 348
13129 | 1963420000 | FLANGE FO IP67 VERSION 4 COUPLING FROM SCRJ ON 2*SC SINGLEMODE | 519
13130 | 1963430000 | FLANGE FO IP67 VERSION 1 LC DUPLEX COUPLING SINGLEMODE | 528
13131 | 1963440000 | FLANGE FO IP67 VERSION 1 COUPLING FROM SCRJ ON 2*SC SINGLEMODE | 519
13132 | 1963450000 | FLANGE FO IP67 VERSION 4 LC DUPLEX COUPLING SINGLEMODE | 528
13133 | 1963460000 | FLANGE RJ45 IP67 VARIANT 5 IDC EIA/TIA 586 A CAT.6A / CLASS EA (ISO/IEC 11801 2010) | 96
13134 | 1963470000 | FLANGE RJ45 IP67 VARIANT 1 METAL RJ45 / RJ45 COUPLING CAT.6A / CLASS EA (ISO/IEC 11801 2010) | 96
13135 | 1963480000 | FLANGE RJ45 IP67 VARIANT 1 METAL IDC EIA/TIA 586 A CAT.6A / CLASS EA (ISO/IEC 11801 2010) | 96
13136 | 1963490000 | FLANGE RJ45 IP67 VARIANT 4 RJ45 / RJ45 COUPLING CAT.6A / CLASS EA (ISO/IEC 11801 2010) | 96
13137 | 1963500000 | FLANGE RJ45 IP67 VARIANT 4 IDC EIA/TIA 586 A CAT.6A / CLASS EA (ISO/IEC 11801 2010) | 96
13138 | 1963510000 | FLANGE RJ45 IP67 VARIANT 5 RJ45 / RJ45 COUPLING CAT.6A / CLASS EA (ISO/IEC 11801 2010) | 96
13139 | 1963520000 | EMPTY ENCLOSURE FLANGE-MOUNTED HOUSING VARIANT 4 TO IEC 61076-3-106 IP67 | 328
13140 | 1963530000 | EMPTY ENCLOSURE FLANGE-MOUNTED HOUSING VARIANT 5 TO IEC 61076-3-106 IP67 | 328
13141 | 1963540000 | EMPTY ENCLOSURE FLANGE-MOUNTED HOUSING VARIANT 1 TO IEC 61076-3-106 IP67 | 328
13142 | 1963600000 | RJ45 IDC PLUG CAT.6A / CLASS EA (ISO/IEC 11801 2010) 8-CORE 4-CORE EIA/TIA T568 A EIA/TIA T568 B PROFINET | 96
13143 | 1963700000 | FLANGE RJ45 IP67 VARIANT 5 IDC PROFINET CAT.5 (ISO/IEC 11801) | 621
13144 | 1963730000 | FLANGE RJ45 IP67 VARIANT 4 IDC PROFINET CAT.6A / CLASS EA (ISO/IEC 11801 2010) | 621
13145 | 1963830000 | RJ45 INSERT SOCKET CONNECTOR FOR BASE PROFINET | 1031
13146 | 1963840000 | RJ45 INSERT SOCKET CONNECTOR FOR BASE TIA-568B | 720
13147 | 1963890000 | PLUG HOUSING PROTECTIVE CAP | 600
13148 | 1964410000 | FO CONNECTOR PLUG SC DUPLEX SINGLEMODE IP20 | 509
13149 | 1964420000 | LC INSERT BULKHEAD INSERT LC DUPLEX MULTIMODE | 763
13150 | 1964430000 | SC INSERT BULKHEAD INSERT SCRJ TO 2 SC MULTIMODE | 727
13151 | 1964440000 | FLANGE FO IP67 VERSION 1 LC DUPLEX COUPLING MULTIMODE | 528
13152 | 1964450000 | FLANGE FO IP67 VERSION 1 COUPLING FROM SCRJ ON 2*SC MULTIMODE | 519
13153 | 1964460000 | FLANGE FO IP67 VERSION 4 LC DUPLEX COUPLING MULTIMODE | 528
13154 | 1964470000 | FLANGE FO IP67 VERSION 4 COUPLING FROM SCRJ ON 2*SC MULTIMODE POF | 519
13155 | 1964480000 | FO CONNECTOR PLUG SC DUPLEX MULTIMODE IP20 | 403
13156 | 1966220000 | JUNCTION BOX IP67 VARIANT 4 1 PORT STRAIGHT | 428
13157 | 1966250000 | JUNCTION BOX IP67 VARIANT 4 2 PORTS STRAIGHT | 428
13158 | 1966290000 | JUNCTION BOX IP67 VARIANT 5 2 PORTS STRAIGHT | 428
13159 | 1966300000 | JUNCTION BOX IP67 VARIANT 1 1 PORT STRAIGHT | 428
13160 | 1968150000 | FO CONNECTOR PLUG ST MULTIMODE IP20 | 403
13161 | 8808330000 | FLANGE INSERT CAT.6A / CLASS EA (ISO/IEC 11801 2010) IP20 | 615
13162 | 8808340000 | MOUNTING RAIL OUTLET FIBRE-OPTIC ST-ST COUPLER IP20 | 1143
13163 | 8808360000 | MOUNTING RAIL OUTLET RJ45 RJ45 MODULE IP20 CAT.6A / CLASS EA (ISO/IEC 11801 2010) | 96
13164 | 8808370000 | CONNECTING PLUG JUNCTION BOX IP67 CAT.6A / CLASS EA (ISO/IEC 11801 2010) VARIANT 6 TO IEC 61076-3-106 | 603
13165 | 8808380000 | CONNECTING PLUG PLUG IP67 CAT.6A / CLASS EA (ISO/IEC 11801 2010) VARIANT 6 TO IEC 61076-3-106 | 603
13166 | 8808400000 | CABLE SPLITTER MODULE CAT.5 (ISO/IEC 11801) IP20 | 1039
13167 | 8808410000 | CONNECTING MODULE CAT.7 (ISO/IEC 11801) IP20 | 940
13168 | 8808420000 | CONTINUITY TESTER FOR DATA CABLES | 728
13169 | 8808440000 | MOUNTING FLANGE RJ45 MODULE FLANGE STRAIGHT CAT.6 (ISO/IEC 11801) IP67 | 1183
13170 | 8808450000 | MOUNTING FLANGE COUPLING FLANGE STRAIGHT CAT. 6A IP67 | 1152
13171 | 8813090000 | CONNECTING PLUG CABLE COUPLING IP67 CAT.6A / CLASS EA (ISO/IEC 11801 2010) VARIANT 6 TO IEC 61076-3-106 | 603
13172 | 8813130000 | INSTALLATION CABLE CAT.7 (ISO/IEC 11801) PVC 100 M | 508
13173 | 8813140000 | INSTALLATION CABLE CAT.7 (ISO/IEC 11801) PUR 100 M | 508
13174 | 8813150000 | INSTALLATION CABLE CAT.5 (ISO/IEC 11801) / CAT.5E (TIA T568-B) PVC 100 M | 508
13175 | 8813160000 | INSTALLATION CABLE CAT.5 (ISO/IEC 11801) / CAT.5E (TIA T568-B) PUR 100 M | 508
13176 | 8813170000 | SYSTEM CABLE CAT.7 (ISO/IEC 11801) PVC 100 M | 502
13177 | 8813180000 | SYSTEM CABLE CAT.7 (ISO/IEC 11801) PUR 100 M | 502
13178 | 8813190000 | SYSTEM CABLE CAT.5 (ISO/IEC 11801) / CAT.5E (TIA T568-B) PVC 100 M | 502
13179 | 8813200000 | SYSTEM CABLE CAT.5 (ISO/IEC 11801) / CAT.5E (TIA T568-B) PUR 100 M | 502
13180 | 8813210000 | DRAGLINE CABLE CAT.5 (ISO/IEC 11801) / CAT.5E (TIA T568-B) PUR 100 M | 96
13181 | 8813270000 | PATCH CABLE ST ST IP 20 62.5 ΜM PVC 1 M | 449
13182 | 8813280000 | PATCH CABLE ST ST IP 20 62.5 ΜM PVC 2 M | 449
13183 | 8813290000 | PATCH CABLE ST ST IP 20 62.5 ΜM PVC 3 M | 449
13184 | 8813300000 | PRE-ASSEMBLED PATCH CABLE CROSSOVER SC DUPLEX IP 20 SC DUPLEX IP 20 50 ΜM PVC 1 M | 133
13185 | 8813310000 | PRE-ASSEMBLED PATCH CABLE CROSSOVER SC DUPLEX IP 20 SC DUPLEX IP 20 50 ΜM PVC 2 M | 133
13186 | 8813320000 | PRE-ASSEMBLED PATCH CABLE CROSSOVER SC DUPLEX IP 20 SC DUPLEX IP 20 50 ΜM PVC 3 M | 133
13187 | 8813330000 | PRE-ASSEMBLED PATCH CABLE CROSSOVER SC DUPLEX IP 20 SC DUPLEX IP 20 62.5 ΜM PVC 1 M | 133
13188 | 8813340000 | PRE-ASSEMBLED PATCH CABLE CROSSOVER SC DUPLEX IP 20 SC DUPLEX IP 20 62.5 ΜM PVC 2 M | 133
13189 | 8813350000 | PRE-ASSEMBLED PATCH CABLE CROSSOVER SC DUPLEX IP 20 SC DUPLEX IP 20 62.5 ΜM PVC 3 M | 133
13190 | 8813390000 | PRE-ASSEMBLED PATCH CABLE CROSSOVER SC DUPLEX IP 20 ST IP 20 50 ΜM PVC 2 M | 133
13191 | 8813400000 | PRE-ASSEMBLED PATCH CABLE CROSSOVER SC DUPLEX IP 20 ST IP 20 62.5 ΜM PVC 2 M | 133
13192 | 8815100000 | SYSTEM CABLE RJ45 IP 67 SNAP-IN V06 PLASTIC RJ45 IP 67 V 06 CAT.6A / CLASS EA (ISO/IEC 11801 2010) PUR 5 M | 14
13193 | 8829440000 | MOUNTING FLANGE COUPLING FLANGE 90° UP CAT.6 (ISO/IEC 11801) IP67 | 627
13194 | 8829450000 | MOUNTING FLANGE COUPLING FLANGE 90° DOWN CAT.6 (ISO/IEC 11801) IP67 | 627
13195 | 8829560000 | SYSTEM CABLE RJ45 IP 20 RJ45 IP 20 CAT.5 (ISO/IEC 11801) / CAT.5E (TIA T568-B) PUR 1 M | 14
13196 | 8829590000 | SYSTEM CABLE RJ45 IP 20 RJ45 IP 20 CAT.5 (ISO/IEC 11801) / CAT.5E (TIA T568-B) PUR 2 M | 14
13197 | 8829620000 | SYSTEM CABLE RJ45 IP 20 RJ45 IP 20 CAT.5 (ISO/IEC 11801) / CAT.5E (TIA T568-B) PUR 5 M | 11
13198 | 8829650000 | SYSTEM CABLE RJ45 IP 20 RJ45 IP 20 CAT.5 (ISO/IEC 11801) / CAT.5E (TIA T568-B) PUR 10 M | 14
13199 | 8829680000 | SYSTEM CABLE RJ45 IP 20 RJ45 IP 20 CAT.5 (ISO/IEC 11801) / CAT.5E (TIA T568-B) PUR 15 M | 14
13200 | 8876350050 | PRE-ASSEMBLED PATCH CABLE CROSSOVER SC DUPLEX IP 20 SC DUPLEX IP 20 50 ΜM PVC 5 M | 133
13201 | 8876350100 | PRE-ASSEMBLED PATCH CABLE CROSSOVER SC DUPLEX IP 20 SC DUPLEX IP 20 50 ΜM PVC 10 M | 133
13202 | 8876360050 | PRE-ASSEMBLED PATCH CABLE CROSSOVER SC DUPLEX IP 20 SC DUPLEX IP 20 62.5 ΜM PVC 5 M | 133
13203 | 8876360100 | PRE-ASSEMBLED PATCH CABLE CROSSOVER SC DUPLEX IP 20 SC DUPLEX IP 20 62.5 ΜM PVC 10 M | 133
13204 | 8876360200 | PRE-ASSEMBLED PATCH CABLE CROSSOVER SC DUPLEX IP 20 SC DUPLEX IP 20 62.5 ΜM PVC 20 M | 133
13205 | 8876370050 | PATCH CABLE ST IP 20 ST IP 20 50 ΜM PVC 5 M | 605
13206 | 8876370100 | PATCH CABLE ST IP 20 ST IP 20 50 ΜM PVC 10 M | 605
13207 | 8876370200 | PATCH CABLE ST IP 20 ST IP 20 50 ΜM PVC 20 M | 605
13208 | 8876380050 | PATCH CABLE ST ST IP 20 62.5 ΜM PVC 5 M | 449
13209 | 8876380100 | PATCH CABLE ST ST IP 20 62.5 ΜM PVC 10 M | 449
13210 | 8876430010 | DRAGLINE CABLE SC DUPLEX IP 20 SC DUPLEX IP 20 50 ΜM PUR 1 M | 215
13211 | 8876430030 | DRAGLINE CABLE SC DUPLEX IP 20 SC DUPLEX IP 20 50 ΜM PUR 3 M | 215
13212 | 8876430050 | DRAGLINE CABLE SC DUPLEX IP 20 SC DUPLEX IP 20 50 ΜM PUR 5 M | 215
13213 | 8876430100 | DRAGLINE CABLE SC DUPLEX IP 20 SC DUPLEX IP 20 50 ΜM PUR 10 M | 215
13214 | 8876440010 | DRAGLINE CABLE SC DUPLEX IP 20 SC DUPLEX IP 20 62.5 ΜM PUR 1 M | 215
13215 | 8876440030 | DRAGLINE CABLE SC DUPLEX IP 20 SC DUPLEX IP 20 62.5 ΜM PUR 3 M | 215
13216 | 8876440050 | DRAGLINE CABLE SC DUPLEX IP 20 SC DUPLEX IP 20 62.5 ΜM PUR 5 M | 215
13217 | 8876440100 | DRAGLINE CABLE SC DUPLEX IP 20 SC DUPLEX IP 20 62.5 ΜM PUR 10 M | 215
13218 | 8876450010 | DRAGLINE CABLE ST ST IP 20 50 ΜM PUR 1 M | 227
13219 | 8876450030 | DRAGLINE CABLE ST ST IP 20 50 ΜM PUR 3 M | 227
13220 | 8876450050 | DRAGLINE CABLE ST ST IP 20 50 ΜM PUR 5 M | 227
13221 | 8876450100 | DRAGLINE CABLE ST ST IP 20 50 ΜM PUR 10 M | 227
13222 | 8876460010 | DRAGLINE CABLE ST ST IP 20 62.5 ΜM PUR 1 M | 227
13223 | 8876460030 | DRAGLINE CABLE ST ST IP 20 62.5 ΜM PUR 3 M | 227
13224 | 8876460050 | DRAGLINE CABLE ST ST IP 20 62.5 ΜM PUR 5 M | 227
13225 | 8876460100 | DRAGLINE CABLE ST ST IP 20 62.5 ΜM PUR 10 M | 227
13226 | 8879050000 | MOUNTING RAIL OUTLET RJ45 RJ45-RJ45 COUPLER IP20 CAT.6 (ISO/IEC 11801) | 1128
13227 | 8892670000 | MOUNTING FLANGE USB FLANGE CAT.6 (ISO/IEC 11801) IP67 | 627
13228 | 8896340100 | PRE-ASSEMBLED PATCH CABLE CROSSOVER SC DUPLEX IP 20 ST IP 20 50 ΜM PVC 10 M | 133
13229 | 8898990000 | SYSTEM CABLE CAT.5 (ISO/IEC 11801) / CAT.5E (TIA T568-B) PVC 100 M | 502
13230 | 8899000000 | INSTALLATION CABLE PROFINET CAT.5 (ISO/IEC 11801) / CAT.5E (TIA T568-B) PVC | 508
13231 | 8899010000 | DRAGLINE CABLE PROFINET CAT.5 (ISO/IEC 11801) / CAT.5E (TIA T568-B) PUR | 621
13232 | 8901620000 | ADAPTER STRAIGHT RJ45 M12 CAT.5 (ISO/IEC 11801) IP67 | 772
13233 | 8901630000 | ADAPTER ANGLED RJ45 90° M12 CAT.5 (ISO/IEC 11801) IP67 | 771
13234 | 8901640000 | COUPLING M12 M12 CAT.5 (ISO/IEC 11801) IP67 | 1003
13235 | 8903620200 | SYSTEM CABLE RJ45 IP 20 RJ45 IP 20 CAT.6A / CLASS EA (ISO/IEC 11801 2010) PVC 20 M | 14
13236 | 8903620250 | SYSTEM CABLE RJ45 IP 20 RJ45 IP 20 CAT.6A / CLASS EA (ISO/IEC 11801 2010) PVC 25 M | 14
13237 | 8903620500 | SYSTEM CABLE RJ45 IP 20 RJ45 IP 20 CAT.6A / CLASS EA (ISO/IEC 11801 2010) PVC 50 M | 14
13238 | 8909650200 | SYSTEM CABLE RJ45 IP 20 RJ45 IP 20 CAT.6A / CLASS EA (ISO/IEC 11801 2010) PUR 20 M | 14
13239 | 8909650250 | SYSTEM CABLE RJ45 IP 20 RJ45 IP 20 CAT.6A / CLASS EA (ISO/IEC 11801 2010) PUR 25 M | 14
13240 | 8909650300 | SYSTEM CABLE RJ45 IP 20 RJ45 IP 20 CAT.6A / CLASS EA (ISO/IEC 11801 2010) PUR 30 M | 14
13241 | 8909650350 | SYSTEM CABLE RJ45 IP 20 RJ45 IP 20 CAT.6A / CLASS EA (ISO/IEC 11801 2010) PUR 35 M | 14
13242 | 8909650400 | SYSTEM CABLE RJ45 IP 20 RJ45 IP 20 CAT.6A / CLASS EA (ISO/IEC 11801 2010) PUR 40 M | 14
13243 | 8910980000 | USB TYPE A SOCKET - SOCKET | 973
13244 | 8941350005 | SYSTEM CABLE RJ45 IP 20 RJ45 IP 20 CAT.6A / CLASS EA (ISO/IEC 11801 2010) PUR 0.5 M | 14
13245 | 8941350010 | SYSTEM CABLE RJ45 IP 20 RJ45 IP 20 CAT.6A / CLASS EA (ISO/IEC 11801 2010) PUR 1 M | 14
13246 | 8941350030 | SYSTEM CABLE RJ45 IP 20 RJ45 IP 20 CAT.6A / CLASS EA (ISO/IEC 11801 2010) PUR 3 M | 14
13247 | 8941350100 | SYSTEM CABLE RJ45 IP 20 RJ45 IP 20 CAT.6A / CLASS EA (ISO/IEC 11801 2010) PUR 10 M | 14
13248 | 8941350200 | SYSTEM CABLE RJ45 IP 20 RJ45 IP 20 CAT.6A / CLASS EA (ISO/IEC 11801 2010) PUR 20 M | 14
13249 | 8941350300 | SYSTEM CABLE RJ45 IP 20 RJ45 IP 20 CAT.6A / CLASS EA (ISO/IEC 11801 2010) PUR 30 M | 14
13250 | 8941350500 | SYSTEM CABLE RJ45 IP 20 RJ45 IP 20 CAT.6A / CLASS EA (ISO/IEC 11801 2010) PUR 50 M | 14
13251 | 8944460100 | DRAGLINE CABLE RJ45 IP 20 RJ45 IP 20 CAT.5 (ISO/IEC 11801) / CAT.5E (TIA T568-B) PUR 10 M | 11
13252 | 8946920000 | MOUNTING RAIL OUTLET RJ45 COUPLING IP20 CAT.6A / CLASS EA (ISO/IEC 11801 2010) | 745
13253 | 8946930000 | MOUNTING RAIL OUTLET RJ45 EIA/TIA T568 A IP20 CAT.6A / CLASS EA (ISO/IEC 11801 2010) | 96
13254 | 8946940000 | MOUNTING RAIL OUTLET RJ45 EIA/TIA T568 B IP20 CAT.6A / CLASS EA (ISO/IEC 11801 2010) | 96
13255 | 8946950000 | MOUNTING RAIL OUTLET RJ45 PROFINET IP20 CAT.5 (ISO/IEC 11801) | 1167
13256 | 8946960000 | TERMINAL RAIL OUTLET USB IP20 | 820
13257 | 8946970000 | MOUNTING RAIL OUTLET FIBRE-OPTIC SC DUPLEX MULTIMODE POF IP20 | 423
13258 | 8946980000 | MOUNTING RAIL OUTLET FIBRE-OPTIC SC DUPLEX SINGLEMODE IP20 | 423
13259 | 8946990000 | MOUNTING RAIL OUTLET FIBRE-OPTIC SCRJ MULTIMODE POF IP20 | 423
13260 | 8947000000 | MOUNTING RAIL OUTLET FIBRE-OPTIC SCRJ SINGLEMODE IP20 | 423
13261 | 8947010000 | MOUNTING RAIL OUTLET FIBRE-OPTIC LC DUPLEX MULTIMODE IP20 | 423
13262 | 8947020000 | MOUNTING RAIL OUTLET FIBRE-OPTIC LC DUPLEX SINGLEMODE IP20 | 423
13263 | 8960670000 | DRAGLINE CABLE CAT.5 (ISO/IEC 11801) / CAT.5E (TIA T568-B) PUR 100 M | 96
13264 | 8961100000 | PRE-ASSEMBLED PATCH CABLE CROSSOVER ST IP 20 ST IP 20 9 ΜM LSZH 2 M | 133
13265 | 8979020000 | DRAGLINE CABLE LC-DUPLEX IP 20 LC-DUPLEX IP 20 50 ΜM PUR 10 M | 215
13266 | 8979030000 | DRAGLINE CABLE LC-DUPLEX IP 20 LC-DUPLEX IP 20 50 ΜM PUR 100 M | 215
13267 | 8979040000 | DRAGLINE CABLE LC-DUPLEX IP 20 LC-DUPLEX IP 20 50 ΜM PUR 50 M | 215
13268 | 8993220000 | DRAGLINE CABLE LC-DUPLEX IP 20 LC-DUPLEX IP 20 62.5 ΜM PUR 50 M | 215
13269 | 8993250000 | SYSTEM CABLE RJ45 IP 20 RJ45 IP 20 CAT.5 (ISO/IEC 11801) / CAT.5E (TIA T568-B) PVC 20 M | 14
13270 | 9456010001 | SENSOR-ACTUATOR PASSIVE DISTRIBUTOR M12 WITH M23 OUTLET 19-POLE YES | 22
13271 | 9456150200 | SENSOR/ACTUATOR LINE ONE END WITHOUT CONNECTOR M8 N OF POLES : 4 2 M SOCKET ANGLED SHIELDED: NO LED: NO SHEATH MATERIAL: PUR HALOGEN: NO | 0
13272 | 9456150300 | SENSOR/ACTUATOR LINE ONE END WITHOUT CONNECTOR M8 N OF POLES : 4 3 M SOCKET ANGLED SHIELDED: NO LED: NO SHEATH MATERIAL: PUR HALOGEN: NO | 0
13273 | 9456180000 | SENSOR-ACTUATOR PASSIVE DISTRIBUTOR M12 FIXED CABLE VERSION 3 M YES | 22
13274 | 9456190000 | SENSOR-ACTUATOR PASSIVE DISTRIBUTOR M12 FIXED CABLE VERSION 5 M YES | 22
13275 | 9456190002 | SAI PASSIVE SENSOR-ACTUATOR PASSIVE DISTRIBUTOR M12 FIXED CABLE VERSION 5 M NO | 22
13276 | 9456200000 | SENSOR-ACTUATOR PASSIVE DISTRIBUTOR M12 FIXED CABLE VERSION 10 M YES | 22
13277 | 9456200002 | SAI PASSIVE SENSOR-ACTUATOR PASSIVE DISTRIBUTOR M12 FIXED CABLE VERSION 10 M NO | 22
13278 | 9456210000 | SENSOR-ACTUATOR PASSIVE DISTRIBUTOR M12 FIXED CABLE VERSION 15 M YES | 22
13279 | 9456320000 | SENSOR-ACTUATOR PASSIVE DISTRIBUTOR M12 FIXED CABLE VERSION 3 M YES | 22
13280 | 9456330000 | SENSOR-ACTUATOR PASSIVE DISTRIBUTOR M12 FIXED CABLE VERSION 5 M YES | 22
13281 | 9456340000 | SENSOR-ACTUATOR PASSIVE DISTRIBUTOR M12 FIXED CABLE VERSION 10 M YES | 22
13282 | 9456350000 | SENSOR-ACTUATOR PASSIVE DISTRIBUTOR M12 FIXED CABLE VERSION 15 M YES | 22
13283 | 9456370000 | SENSOR-ACTUATOR PASSIVE DISTRIBUTOR M12 FIXED CABLE VERSION 20 M YES | 22
13284 | 9456380150 | SENSOR/ACTUATOR LINE ONE END WITHOUT CONNECTOR M12 N OF POLES : 4 1.5 M SOCKET ANGLED SHIELDED: NO LED: YES SHEATH MATERIAL: PUR HALOGEN: NO | 0
13285 | 9456380300 | SENSOR/ACTUATOR LINE ONE END WITHOUT CONNECTOR M12 N OF POLES : 4 3 M SOCKET ANGLED SHIELDED: NO LED: YES SHEATH MATERIAL: PUR HALOGEN: NO | 0
13286 | 9456381000 | SENSOR/ACTUATOR LINE ONE END WITHOUT CONNECTOR M12 N OF POLES : 4 10 M SOCKET ANGLED SHIELDED: NO LED: YES SHEATH MATERIAL: PUR HALOGEN: NO | 0
13287 | 9456460000 | SENSOR-ACTUATOR PASSIVE DISTRIBUTOR M12 FIXED CABLE VERSION 3 M YES | 22
13288 | 9456470000 | SENSOR-ACTUATOR PASSIVE DISTRIBUTOR M12 FIXED CABLE VERSION 5 M YES | 22
13289 | 9456480000 | SENSOR-ACTUATOR PASSIVE DISTRIBUTOR M12 FIXED CABLE VERSION 10 M YES | 22
13290 | 9456490000 | SENSOR-ACTUATOR PASSIVE DISTRIBUTOR M12 FIXED CABLE VERSION 15 M YES | 22
13291 | 9456500300 | SENSOR/ACTUATOR LINE CONNECTING LINE M12 / M12 N OF POLES : 5 3 M PIN ANGLED - BUSH STRAIGHT SHIELDED: NO LED: NO SHEATH MATERIAL: PUR HALOGEN: NO | 0
13292 | 9456500500 | SENSOR/ACTUATOR LINE CONNECTING LINE M12 / M12 N OF POLES : 5 5 M PIN ANGLED - BUSH STRAIGHT SHIELDED: NO LED: NO SHEATH MATERIAL: PUR HALOGEN: NO | 0
13293 | 9456510000 | SENSOR-ACTUATOR PASSIVE DISTRIBUTOR M12 FIXED CABLE VERSION 20 M YES | 22
13294 | 9456610000 | SENSOR-ACTUATOR PASSIVE DISTRIBUTOR M12 FIXED CABLE VERSION 5 M YES | 22
13295 | 9456620000 | SENSOR-ACTUATOR PASSIVE DISTRIBUTOR M12 FIXED CABLE VERSION 10 M YES | 22
13296 | 9456630000 | SENSOR-ACTUATOR PASSIVE DISTRIBUTOR M12 FIXED CABLE VERSION 15 M YES | 22
13297 | 9456650000 | SENSOR-ACTUATOR PASSIVE DISTRIBUTOR M12 FIXED CABLE VERSION 20 M YES | 22
13298 | 9456740000 | SENSOR-ACTUATOR PASSIVE DISTRIBUTOR M12 FIXED CABLE VERSION 3 M YES | 22
13299 | 9456750002 | SAI PASSIVE SENSOR-ACTUATOR PASSIVE DISTRIBUTOR M12 FIXED CABLE VERSION 5 M NO | 22
13300 | 9456760000 | SENSOR-ACTUATOR PASSIVE DISTRIBUTOR M12 FIXED CABLE VERSION 10 M YES | 22
13301 | 9456770000 | SENSOR-ACTUATOR PASSIVE DISTRIBUTOR M12 FIXED CABLE VERSION 15 M YES | 22
13302 | 9456790000 | SENSOR-ACTUATOR PASSIVE DISTRIBUTOR M12 FIXED CABLE VERSION 20 M YES | 22
13303 | 9456880000 | SENSOR-ACTUATOR PASSIVE DISTRIBUTOR M12 FIXED CABLE VERSION 3 M YES | 22
13304 | 9456890000 | SENSOR-ACTUATOR PASSIVE DISTRIBUTOR M12 FIXED CABLE VERSION 5 M YES | 22
13305 | 9456900000 | SENSOR-ACTUATOR PASSIVE DISTRIBUTOR M12 FIXED CABLE VERSION 10 M YES | 22
13306 | 9456910000 | SENSOR-ACTUATOR PASSIVE DISTRIBUTOR M12 FIXED CABLE VERSION 15 M YES | 22
13307 | 9456930000 | SENSOR-ACTUATOR PASSIVE DISTRIBUTOR M12 FIXED CABLE VERSION 20 M YES | 22
13308 | 9457590000 | SENSOR-ACTUATOR PASSIVE DISTRIBUTOR M12 FIXED CABLE VERSION 5 M YES | 22
13309 | 9457600000 | SENSOR-ACTUATOR PASSIVE DISTRIBUTOR M12 FIXED CABLE VERSION 10 M YES | 22
13310 | 9457802000 | SENSOR/ACTUATOR LINE ONE END WITHOUT CONNECTOR M12 N OF POLES : 3 20 M SOCKET ANGLED SHIELDED: NO LED: YES SHEATH MATERIAL: PUR HALOGEN: NO | 0
13311 | 9457910150 | SENSOR/ACTUATOR LINE ONE END WITHOUT CONNECTOR M12 N OF POLES : 5 1.5 M FEMALE SOCKET STRAIGHT SHIELDED: NO LED: NO SHEATH MATERIAL: PUR HALOGEN: NO | 0
13312 | 1191010003 | SYSTEM CABLE RJ45 IP 20 RJ45 IP 20 CAT.5 (ISO/IEC 11801) / CAT.5E (TIA T568-B) PVC 0.3 M | 14
13313 | 2703730000 | RJ45 IDC PLUG CAT.6A / CLASS EA (ISO/IEC 11801 2010) 8-CORE 4-CORE EIA/TIA T568 A EIA/TIA T568 B PROFINET | 96
13314 | 2715990000 | HEAVY-DUTY CONNECTORS ACCESSORIES CABLE GLANDS POLYCARBONATE | 370
13315 | 2782300000 | FLANGE INSERT CAT.6A / CLASS EA (ISO/IEC 11801 2010) IP20 | 615
13316 | 2735920000 | BUILT-IN PLUGS M8 PCB INSERT SOCKET CONNECTOR SOLDER CONNECTION MALE CONTACT IP67 WITH HOUSING THT/THR SOLDER CONNECTION 180° N OF POLES: 2 | 121
13317 | 2726010000 | PCB PLUG-IN CONNECTOR MALE HEADER CLIP-ON FLANGE THT/THR SOLDER CONNECTION 1.80 MM N OF POLES: 2 90° SOLDER PIN LENGTH (L): 2.1 MM NI/AU TAPE | 0
13318 | 2726020000 | PCB M8 SOCKET HOUSING IP67 FRONTPANEL MOUNTING | 1122
13319 | 2726030000 | PCB M8 SOCKET HOUSING IP67 BACKPANEL MOUNTING | 1017
13320 | 2739640000 | LOCKNUT PCB M8 SOCKET HOUSING | 918
13321 | 2819260000 | MOUNTING RAIL OUTLET RJ45 IP20 CAT. 5 | 1193
13322 | 1000920001 | HDC ENCLOSURES SIZE: 8 PROTECTION DEGREE: IP66 (IN PLUGGED CONDITION) IP68 (IN PLUGGED CONDITION) PLUG HOUSING CLAMPING YOKE CONNECTION HIGH SIZE OF CABLE ENTRIES: M 40 | 6
13323 | 1000950001 | HEAVY-DUTY CONNECTORS ACCESSORIES SHIELD CLAMP | 107
13324 | 1002790000 | HEAVY-DUTY CONNECTORS ACCESSORIES | 211
13325 | 1003040000 | HDC ENCLOSURES SIZE: HQ PROTECTION DEGREE: IP65 (IN PLUGGED CONDITION) BULKHEAD HOUSING SIDE-LOCKING CLAMP ON LOWER SIDE SDARD | 6
13326 | 1003050000 | HDC ENCLOSURES SIZE: HQ PROTECTION DEGREE: IP65 (IN PLUGGED CONDITION) BULKHEAD HOUSING SIDE-LOCKING CLAMP ON LOWER SIDE SDARD | 6
13327 | 1003060000 | HDC ENCLOSURES SIZE: HQ PROTECTION DEGREE: IP65 (IN PLUGGED CONDITION) BULKHEAD HOUSING SIDE-LOCKING CLAMP ON LOWER SIDE SDARD | 6
13328 | 1003070000 | HDC ENCLOSURES SIZE: HQ PROTECTION DEGREE: IP65 (IN PLUGGED CONDITION) CABLE ENTRY FROM TOP PLUG HOUSING SIDE-LOCKING CLAMP ON LOWER SIDE SDARD SIZE OF CABLE ENTRIES: PG 16 | 6
13329 | 1003080000 | HDC ENCLOSURES SIZE: HQ PROTECTION DEGREE: IP65 (IN PLUGGED CONDITION) CABLE ENTRY FROM TOP PLUG HOUSING SIDE-LOCKING CLAMP ON LOWER SIDE SDARD SIZE OF CABLE ENTRIES: PG 21 | 6
13330 | 1003090000 | HDC ENCLOSURES SIZE: HQ PROTECTION DEGREE: IP65 (IN PLUGGED CONDITION) CABLE ENTRY FROM SIDE PLUG HOUSING SIDE-LOCKING CLAMP ON LOWER SIDE SDARD SIZE OF CABLE ENTRIES: PG 16 | 6
13331 | 1003100000 | HDC ENCLOSURES SIZE: HQ PROTECTION DEGREE: IP65 (IN PLUGGED CONDITION) CABLE ENTRY FROM SIDE PLUG HOUSING SIDE-LOCKING CLAMP ON LOWER SIDE SDARD SIZE OF CABLE ENTRIES: PG 21 | 6
13332 | 1003110000 | HDC ENCLOSURES SIZE: HQ PROTECTION DEGREE: IP65 (IN PLUGGED CONDITION) BASE HOUSING SIDE-LOCKING CLAMP ON LOWER SIDE SDARD SIZE OF CABLE ENTRIES: PG 16 | 6
13333 | 1003120000 | HDC ENCLOSURES SIZE: HQ PROTECTION DEGREE: IP65 (IN PLUGGED CONDITION) COUPLING HOUSING SIDE-LOCKING CLAMP ON LOWER SIDE SDARD SIZE OF CABLE ENTRIES: PG 16 | 6
13334 | 1003130000 | HDC ENCLOSURES SIZE: HQ PROTECTION DEGREE: IP65 (IN PLUGGED CONDITION) COVER FOR LOWER PART OF HOUSING SIDE-LOCKING CLAMP ON LOWER SIDE SDARD | 6
13335 | 1003140000 | HDC ENCLOSURES SIZE: HQ PROTECTION DEGREE: IP65 (IN PLUGGED CONDITION) COVER FOR LOWER PART OF HOUSING SIDE-LOCKING CLAMP ON LOWER SIDE SDARD | 6
13336 | 1003160000 | HDC INSERT FEMALE 690 V 40 A N OF POLES: 6 CRIMP CONNECTION SIZE: HQ | 25
13337 | 1003170000 | HDC INSERT PIN 690 V 40 A N OF POLES: 6 CRIMP CONNECTION SIZE: HQ | 25
13338 | 1003180000 | HDC INSERT FEMALE 400 V 10 A N OF POLES: 7 CRIMP CONNECTION SIZE: 1 | 25
13339 | 1003190000 | HDC INSERT MALE 400 V 10 A N OF POLES: 7 CRIMP CONNECTION SIZE: 1 | 25
13340 | 1003200000 | HDC INSERT FEMALE 250 V 10 A N OF POLES: 17 CRIMP CONNECTION SIZE: HQ | 25
13341 | 1003210000 | HDC INSERT MALE 250 V 10 A N OF POLES: 17 CRIMP CONNECTION SIZE: HQ | 25
13342 | 1003470000 | HDC ENCLOSURES SIZE: 8 PROTECTION DEGREE: IP66 (IN PLUGGED CONDITION) IP68 (IN PLUGGED CONDITION) CLAMPING YOKE CONNECTION SDARD | 6
13343 | 1009310000 | HEAVY-DUTY CONNECTORS ACCESSORIES SHIELD CLAMP | 107
13344 | 1009710000 | HDC ENCLOSURES SIZE: 8 PROTECTION DEGREE: IP65 (IN PLUGGED CONDITION) CABLE ENTRY FROM TOP PLUG HOUSING SIDE-LOCKING CLAMP ON LOWER SIDE HIGH SIZE OF CABLE ENTRIES: M 32 | 6
13345 | 1011380000 | HEAVY-DUTY CONNECTORS ACCESSORIES SHIELD CLAMP | 107
13346 | 1014080000 | HEAVY-DUTY CONNECTORS HDC INSERT CONCEPT MODULE | 63
13347 | 1016070000 | HEAVY-DUTY CONNECTORS ACCESSORIES CABLE GLANDS POLYCARBONATE | 370
13348 | 1016090000 | HEAVY-DUTY CONNECTORS ACCESSORIES CABLE GLANDS NICKEL-PLATED | 269
13349 | 1016100000 | HEAVY-DUTY CONNECTORS ACCESSORIES CABLE GLANDS NICKEL-PLATED | 269
13350 | 1016110000 | HEAVY-DUTY CONNECTORS ACCESSORIES CABLE GLANDS NICKEL-PLATED | 269
13351 | 1016120000 | HEAVY-DUTY CONNECTORS ACCESSORIES CABLE GLANDS NICKEL-PLATED | 269
13352 | 1016130000 | HEAVY-DUTY CONNECTORS ACCESSORIES CABLE GLANDS NICKEL-PLATED | 269
13353 | 1017010000 | HEAVY-DUTY CONNECTORS ACCESSORIES | 211
13354 | 1017040000 | HEAVY-DUTY CONNECTORS ACCESSORIES SHIELD CLAMP | 107
13355 | 1017050000 | HEAVY-DUTY CONNECTORS ACCESSORIES SHIELD CLAMP | 107
13356 | 1017060000 | HEAVY-DUTY CONNECTORS ACCESSORIES SHIELD CLAMP | 107
13357 | 1017070000 | HEAVY-DUTY CONNECTORS ACCESSORIES SHIELD CLAMP | 107
13358 | 1018760000 | HEAVY-DUTY CONNECTORS ACCESSORIES SHIELD CLAMP | 107
13359 | 1018950000 | HDC INSERT MALE 500 V 16 A N OF POLES: 32 CRIMP CONNECTION SIZE: 6 | 25
13360 | 1018960000 | HDC INSERT FEMALE 500 V 16 A N OF POLES: 32 CRIMP CONNECTION SIZE: 6 | 25
13361 | 1019870000 | HDC ENCLOSURES SIZE: 3 PROTECTION DEGREE: IP65 (IN PLUGGED CONDITION) BULKHEAD HOUSING END-LOCKING CLAMP LOWER SIDE END-LOCKING CLAMP NOT REPLACEABLE SDARD | 6
13362 | 1021250000 | HDC ENCLOSURES SIZE: 4 PROTECTION DEGREE: IP65 (IN PLUGGED CONDITION) COUPLING HOUSING SIDE-LOCKING CLAMP ON LOWER SIDE SDARD SIZE OF CABLE ENTRIES: M 25 | 6
13363 | 1021330000 | HDC ENCLOSURES SIZE: 3 PROTECTION DEGREE: IP65 (IN PLUGGED CONDITION) COUPLING HOUSING END-LOCKING CLAMP LOWER SIDE SDARD SIZE OF CABLE ENTRIES: M 25 | 6
13364 | 1028030000 | HEAVY-DUTY CONNECTORS ACCESSORIES | 211
13365 | 1029440000 | HEAVY-DUTY CONNECTORS ACCESSORIES PE SCREW | 437
13366 | 1029470000 | HEAVY-DUTY CONNECTORS ACCESSORIES PE SCREW | 437
13367 | 1029520000 | HEAVY-DUTY CONNECTORS ACCESSORIES PE SCREW | 437
13368 | 1041760000 | HDC ENCLOSURES SIZE: 5 PROTECTION DEGREE: IP65 (IN PLUGGED CONDITION) CABLE ENTRY FROM SIDE PLUG HOUSING END-LOCKING CLAMP LOWER SIDE SDARD SIZE OF CABLE ENTRIES: M 20 | 6
13369 | 1044480000 | ACCESSORIES FLAT GASKET PROTECTION DEGREE: DESIGN OF HOUSING: CLAMP VERSION: DESIGN: APPROVALS : | 119
13370 | 1044490000 | ACCESSORIES FLAT GASKET PROTECTION DEGREE: DESIGN OF HOUSING: CLAMP VERSION: DESIGN: APPROVALS : | 119
13371 | 1044500000 | ACCESSORIES FLAT GASKET PROTECTION DEGREE: DESIGN OF HOUSING: CLAMP VERSION: DESIGN: APPROVALS : | 119
13372 | 1044510000 | ACCESSORIES FLAT GASKET PROTECTION DEGREE: DESIGN OF HOUSING: CLAMP VERSION: DESIGN: APPROVALS : | 119
13373 | 1044520000 | ACCESSORIES FLAT GASKET PROTECTION DEGREE: DESIGN OF HOUSING: CLAMP VERSION: DESIGN: APPROVALS : | 119
13374 | 1044530000 | ACCESSORIES FLAT GASKET PROTECTION DEGREE: DESIGN OF HOUSING: CLAMP VERSION: DESIGN: APPROVALS : | 119
13375 | 1044550000 | ACCESSORIES FLAT GASKET PROTECTION DEGREE: DESIGN OF HOUSING: CLAMP VERSION: DESIGN: APPROVALS : | 119
13376 | 1044560000 | ACCESSORIES FLAT GASKET PROTECTION DEGREE: DESIGN OF HOUSING: CLAMP VERSION: DESIGN: APPROVALS : | 119
13377 | 1044570000 | ACCESSORIES FLAT GASKET PROTECTION DEGREE: DESIGN OF HOUSING: CLAMP VERSION: DESIGN: APPROVALS : | 119
13378 | 1044580000 | ACCESSORIES MOULDED GASKET SEAL PROTECTION DEGREE: DESIGN OF HOUSING: CLAMP VERSION: DESIGN: APPROVALS : | 119
13379 | 1044590000 | ACCESSORIES MOULDED GASKET SEAL PROTECTION DEGREE: DESIGN OF HOUSING: CLAMP VERSION: DESIGN: APPROVALS : | 119
13380 | 1044600000 | ACCESSORIES MOULDED GASKET SEAL PROTECTION DEGREE: DESIGN OF HOUSING: CLAMP VERSION: DESIGN: APPROVALS : | 119
13381 | 1044610000 | ACCESSORIES MOULDED GASKET SEAL PROTECTION DEGREE: DESIGN OF HOUSING: CLAMP VERSION: DESIGN: APPROVALS : | 119
13382 | 1044620000 | ACCESSORIES MOULDED GASKET SEAL PROTECTION DEGREE: DESIGN OF HOUSING: CLAMP VERSION: DESIGN: APPROVALS : | 119
13383 | 1044630000 | ACCESSORIES MOULDED GASKET SEAL PROTECTION DEGREE: DESIGN OF HOUSING: CLAMP VERSION: DESIGN: APPROVALS : | 119
13384 | 1044640000 | ACCESSORIES MOULDED GASKET SEAL PROTECTION DEGREE: DESIGN OF HOUSING: CLAMP VERSION: DESIGN: APPROVALS : | 119
13385 | 1044650000 | ACCESSORIES MOULDED GASKET SEAL PROTECTION DEGREE: DESIGN OF HOUSING: CLAMP VERSION: DESIGN: APPROVALS : | 119
13386 | 1044660000 | ACCESSORIES MOULDED GASKET SEAL PROTECTION DEGREE: DESIGN OF HOUSING: CLAMP VERSION: DESIGN: APPROVALS : | 119
13387 | 1044670000 | ACCESSORIES MOULDED GASKET SEAL PROTECTION DEGREE: DESIGN OF HOUSING: CLAMP VERSION: DESIGN: APPROVALS : | 119
13388 | 1045560000 | HDC ENCLOSURES SIZE: 8 PROTECTION DEGREE: IP65 (IN PLUGGED CONDITION) CABLE ENTRY FROM TOP PLUG HOUSING SIDE-LOCKING CLAMP ON LOWER SIDE HIGH SIZE OF CABLE ENTRIES: M 40 | 6
13389 | 1052430000 | HDC ENCLOSURES SIZE: 4 PROTECTION DEGREE: IP65 (IN PLUGGED CONDITION) BULKHEAD HOUSING SIDE-LOCKING CLAMP ON UPPER SIDE SDARD | 6
13390 | 1202500000 | HDC ENCLOSURES SIZE: 3 PROTECTION DEGREE: IP65 (IN PLUGGED CONDITION) BULKHEAD HOUSING END-LOCKING CLAMP LOWER SIDE END-LOCKING CLAMP NOT REPLACEABLE SDARD WITH COVER | 6
13391 | 1205600000 | HDC ENCLOSURES SIZE: 4 PROTECTION DEGREE: IP65 (IN PLUGGED CONDITION) BULKHEAD HOUSING SIDE-LOCKING CLAMP ON UPPER SIDE SDARD WITH COVER | 6
13392 | 1206100000 | HDC ENCLOSURES SIZE: 4 PROTECTION DEGREE: IP65 (IN PLUGGED CONDITION) BULKHEAD HOUSING END-LOCKING CLAMP LOWER SIDE SDARD | 6
13393 | 1206500000 | HDC ENCLOSURES SIZE: 4 PROTECTION DEGREE: IP65 (IN PLUGGED CONDITION) BULKHEAD HOUSING END-LOCKING CLAMP LOWER SIDE SDARD WITH COVER | 6
13394 | 1209200000 | HDC ENCLOSURES SIZE: 6 PROTECTION DEGREE: IP65 (IN PLUGGED CONDITION) BULKHEAD HOUSING SIDE-LOCKING CLAMP ON UPPER SIDE SDARD WITH COVER | 6
13395 | 1209700000 | HDC ENCLOSURES SIZE: 6 PROTECTION DEGREE: IP65 (IN PLUGGED CONDITION) BULKHEAD HOUSING END-LOCKING CLAMP LOWER SIDE SDARD | 6
13396 | 1213900000 | HDC ENCLOSURES SIZE: 8 PROTECTION DEGREE: IP65 (IN PLUGGED CONDITION) BULKHEAD HOUSING END-LOCKING CLAMP LOWER SIDE SDARD | 6
13397 | 1214300000 | HDC ENCLOSURES SIZE: 8 PROTECTION DEGREE: IP65 (IN PLUGGED CONDITION) BULKHEAD HOUSING END-LOCKING CLAMP LOWER SIDE SDARD WITH COVER | 6
13398 | 1214500000 | HDC ENCLOSURES SIZE: 8 PROTECTION DEGREE: IP65 (IN PLUGGED CONDITION) BASE HOUSING END-LOCKING CLAMP LOWER SIDE SDARD WITH COVER SIZE OF CABLE ENTRIES: PG 21 | 6
13399 | 1217800000 | HDC ENCLOSURES SIZE: 10 PROTECTION DEGREE: IP65 (IN PLUGGED CONDITION) BULKHEAD HOUSING SIDE-LOCKING CLAMP ON LOWER SIDE SDARD | 6
13400 | 1218800000 | HDC ENCLOSURES SIZE: 10 PROTECTION DEGREE: IP65 (IN PLUGGED CONDITION) BULKHEAD HOUSING SIDE-LOCKING CLAMP ON UPPER SIDE SDARD WITH COVER | 6
13401 | 1219300000 | HDC ENCLOSURES SIZE: 10 PROTECTION DEGREE: IP65 (IN PLUGGED CONDITION) CABLE ENTRY FROM TOP PLUG HOUSING END-LOCKING CLAMP LOWER SIDE SDARD SIZE OF CABLE ENTRIES: PG 29 | 6
13402 | 1219500000 | HDC ENCLOSURES SIZE: 10 PROTECTION DEGREE: IP65 (IN PLUGGED CONDITION) BULKHEAD HOUSING END-LOCKING CLAMP LOWER SIDE SDARD | 6
13403 | 1219800000 | HDC ENCLOSURES SIZE: 10 PROTECTION DEGREE: IP65 (IN PLUGGED CONDITION) BULKHEAD HOUSING END-LOCKING CLAMP LOWER SIDE SDARD WITH COVER | 6
13404 | 1222900000 | HDC ENCLOSURES SIZE: 12 PROTECTION DEGREE: IP65 (IN PLUGGED CONDITION) BULKHEAD HOUSING END-LOCKING CLAMP LOWER SIDE SDARD WITH COVER | 6
13405 | 1611350000 | HDC ENCLOSURES SIZE: 8 PROTECTION DEGREE: IP65 (IN PLUGGED CONDITION) BULKHEAD HOUSING CENTRAL LOCKING AT THE TOP SDARD | 6
13406 | 1650850000 | HDC ENCLOSURES SIZE: 12 PROTECTION DEGREE: IP65 (IN PLUGGED CONDITION) CABLE ENTRY FROM SIDE PLUG HOUSING END-LOCKING CLAMP LOWER SIDE SDARD SIZE OF CABLE ENTRIES: PG 29 | 6
13407 | 1650860000 | HDC ENCLOSURES SIZE: 12 PROTECTION DEGREE: IP65 (IN PLUGGED CONDITION) CABLE ENTRY FROM SIDE PLUG HOUSING END-LOCKING CLAMP LOWER SIDE SDARD SIZE OF CABLE ENTRIES: PG 36 | 6
13408 | 1650980000 | HDC ENCLOSURES SIZE: 12 PROTECTION DEGREE: IP65 (IN PLUGGED CONDITION) CABLE ENTRY FROM TOP PLUG HOUSING END-LOCKING CLAMP LOWER SIDE SDARD SIZE OF CABLE ENTRIES: PG 29 | 6
13409 | 1651000000 | HDC ENCLOSURES SIZE: 12 PROTECTION DEGREE: IP65 (IN PLUGGED CONDITION) CABLE ENTRY FROM TOP PLUG HOUSING END-LOCKING CLAMP LOWER SIDE SDARD SIZE OF CABLE ENTRIES: PG 36 | 6
13410 | 1651100000 | HDC ENCLOSURES SIZE: 12 PROTECTION DEGREE: IP65 (IN PLUGGED CONDITION) BASE HOUSING END-LOCKING CLAMP LOWER SIDE SDARD SIZE OF CABLE ENTRIES: PG 29 | 6
13411 | 1652520000 | HDC ENCLOSURES SIZE: 3 PROTECTION DEGREE: IP65 (IN PLUGGED CONDITION) CABLE ENTRY FROM SIDE PLUG HOUSING END-LOCKING CLAMP LOWER SIDE SDARD SIZE OF CABLE ENTRIES: PG 16 | 6
13412 | 1652560000 | HDC ENCLOSURES SIZE: 3 PROTECTION DEGREE: IP65 (IN PLUGGED CONDITION) CABLE ENTRY FROM SIDE PLUG HOUSING END-LOCKING CLAMP LOWER SIDE HIGH SIZE OF CABLE ENTRIES: PG 21 | 6
13413 | 1652580000 | HDC ENCLOSURES SIZE: 3 PROTECTION DEGREE: IP65 (IN PLUGGED CONDITION) CABLE ENTRY FROM SIDE PLUG HOUSING END-LOCKING CLAMP LOWER SIDE HIGH SIZE OF CABLE ENTRIES: PG 29 | 6
13414 | 1652640000 | HDC ENCLOSURES SIZE: 3 PROTECTION DEGREE: IP65 (IN PLUGGED CONDITION) CABLE ENTRY FROM TOP PLUG HOUSING END-LOCKING CLAMP LOWER SIDE SDARD SIZE OF CABLE ENTRIES: PG 16 | 6
13415 | 1652680000 | HDC ENCLOSURES SIZE: 3 PROTECTION DEGREE: IP65 (IN PLUGGED CONDITION) CABLE ENTRY FROM TOP PLUG HOUSING END-LOCKING CLAMP LOWER SIDE HIGH SIZE OF CABLE ENTRIES: PG 21 | 6
13416 | 1652700000 | HDC ENCLOSURES SIZE: 3 PROTECTION DEGREE: IP65 (IN PLUGGED CONDITION) CABLE ENTRY FROM TOP PLUG HOUSING END-LOCKING CLAMP LOWER SIDE HIGH SIZE OF CABLE ENTRIES: PG 29 | 6
13417 | 1652750000 | HDC ENCLOSURES SIZE: 3 PROTECTION DEGREE: IP65 (IN PLUGGED CONDITION) BASE HOUSING END-LOCKING CLAMP LOWER SIDE SDARD SIZE OF CABLE ENTRIES: PG 16 | 6
13418 | 1652760000 | HDC ENCLOSURES SIZE: 3 PROTECTION DEGREE: IP65 (IN PLUGGED CONDITION) BASE HOUSING END-LOCKING CLAMP LOWER SIDE SDARD SIZE OF CABLE ENTRIES: PG 16 | 6
13419 | 1652840000 | HDC ENCLOSURES SIZE: 3 PROTECTION DEGREE: IP65 (IN PLUGGED CONDITION) BASE HOUSING END-LOCKING CLAMP LOWER SIDE HIGH SIZE OF CABLE ENTRIES: PG 21 | 6
13420 | 1652980000 | HDC ENCLOSURES SIZE: 3 PROTECTION DEGREE: IP65 (IN PLUGGED CONDITION) BASE HOUSING END-LOCKING CLAMP LOWER SIDE SDARD WITH COVER SIZE OF CABLE ENTRIES: PG 16 | 6
13421 | 1652990000 | HDC ENCLOSURES SIZE: 3 PROTECTION DEGREE: IP65 (IN PLUGGED CONDITION) BASE HOUSING END-LOCKING CLAMP LOWER SIDE SDARD WITH COVER SIZE OF CABLE ENTRIES: PG 16 | 6
13422 | 1653200000 | HDC ENCLOSURES SIZE: 3 PROTECTION DEGREE: IP65 (IN PLUGGED CONDITION) COUPLING HOUSING END-LOCKING CLAMP LOWER SIDE SDARD SIZE OF CABLE ENTRIES: PG 16 | 6
13423 | 1653230000 | HDC ENCLOSURES SIZE: 3 PROTECTION DEGREE: IP65 (IN PLUGGED CONDITION) COUPLING HOUSING END-LOCKING CLAMP LOWER SIDE HIGH SIZE OF CABLE ENTRIES: PG 21 | 6
13424 | 1654070000 | HDC ENCLOSURES SIZE: 4 PROTECTION DEGREE: IP65 (IN PLUGGED CONDITION) CABLE ENTRY FROM SIDE PLUG HOUSING SIDE-LOCKING CLAMP ON LOWER SIDE SDARD SIZE OF CABLE ENTRIES: PG 16 | 6
13425 | 1654090000 | HDC ENCLOSURES SIZE: 4 PROTECTION DEGREE: IP65 (IN PLUGGED CONDITION) CABLE ENTRY FROM SIDE PLUG HOUSING SIDE-LOCKING CLAMP ON LOWER SIDE SDARD SIZE OF CABLE ENTRIES: PG 21 | 6
13426 | 1654150000 | HDC ENCLOSURES SIZE: 4 PROTECTION DEGREE: IP65 (IN PLUGGED CONDITION) CABLE ENTRY FROM SIDE PLUG HOUSING SIDE-LOCKING CLAMP ON LOWER SIDE HIGH SIZE OF CABLE ENTRIES: PG 21 | 6
13427 | 1654170000 | HDC ENCLOSURES SIZE: 4 PROTECTION DEGREE: IP65 (IN PLUGGED CONDITION) CABLE ENTRY FROM SIDE PLUG HOUSING SIDE-LOCKING CLAMP ON LOWER SIDE HIGH SIZE OF CABLE ENTRIES: PG 29 | 6
13428 | 1654220000 | HDC ENCLOSURES SIZE: 4 PROTECTION DEGREE: IP65 (IN PLUGGED CONDITION) CABLE ENTRY FROM TOP PLUG HOUSING SIDE-LOCKING CLAMP ON LOWER SIDE SDARD SIZE OF CABLE ENTRIES: PG 16 | 6
13429 | 1654240000 | HDC ENCLOSURES SIZE: 4 PROTECTION DEGREE: IP65 (IN PLUGGED CONDITION) CABLE ENTRY FROM TOP PLUG HOUSING SIDE-LOCKING CLAMP ON LOWER SIDE SDARD SIZE OF CABLE ENTRIES: PG 21 | 6
13430 | 1654320000 | HDC ENCLOSURES SIZE: 4 PROTECTION DEGREE: IP65 (IN PLUGGED CONDITION) CABLE ENTRY FROM TOP PLUG HOUSING SIDE-LOCKING CLAMP ON LOWER SIDE HIGH SIZE OF CABLE ENTRIES: PG 29 | 6
13431 | 1654370000 | HDC ENCLOSURES SIZE: 4 PROTECTION DEGREE: IP65 (IN PLUGGED CONDITION) BASE HOUSING SIDE-LOCKING CLAMP ON LOWER SIDE SDARD SIZE OF CABLE ENTRIES: PG 16 | 6
13432 | 1654380000 | HDC ENCLOSURES SIZE: 4 PROTECTION DEGREE: IP65 (IN PLUGGED CONDITION) BASE HOUSING SIDE-LOCKING CLAMP ON LOWER SIDE SDARD SIZE OF CABLE ENTRIES: PG 16 | 6
13433 | 1654450000 | HDC ENCLOSURES SIZE: 4 PROTECTION DEGREE: IP65 (IN PLUGGED CONDITION) BASE HOUSING SIDE-LOCKING CLAMP ON LOWER SIDE HIGH SIZE OF CABLE ENTRIES: PG 21 | 6
13434 | 1654470000 | HDC ENCLOSURES SIZE: 4 PROTECTION DEGREE: IP65 (IN PLUGGED CONDITION) BASE HOUSING SIDE-LOCKING CLAMP ON LOWER SIDE HIGH SIZE OF CABLE ENTRIES: PG 29 | 6
13435 | 1654580000 | HDC ENCLOSURES SIZE: 4 PROTECTION DEGREE: IP65 (IN PLUGGED CONDITION) COUPLING HOUSING SIDE-LOCKING CLAMP ON LOWER SIDE SDARD SIZE OF CABLE ENTRIES: PG 16 | 6
13436 | 1654750000 | HDC ENCLOSURES SIZE: 4 PROTECTION DEGREE: IP65 (IN PLUGGED CONDITION) CABLE ENTRY FROM SIDE PLUG HOUSING SIDE-LOCKING CLAMP ON UPPER SIDE SDARD SIZE OF CABLE ENTRIES: PG 16 | 6
13437 | 1654790000 | HDC ENCLOSURES SIZE: 4 PROTECTION DEGREE: IP65 (IN PLUGGED CONDITION) CABLE ENTRY FROM SIDE PLUG HOUSING SIDE-LOCKING CLAMP ON UPPER SIDE HIGH SIZE OF CABLE ENTRIES: PG 21 | 6
13438 | 1654810000 | HDC ENCLOSURES SIZE: 4 PROTECTION DEGREE: IP65 (IN PLUGGED CONDITION) CABLE ENTRY FROM SIDE PLUG HOUSING SIDE-LOCKING CLAMP ON UPPER SIDE HIGH SIZE OF CABLE ENTRIES: PG 16 | 6
13439 | 1654860000 | HDC ENCLOSURES SIZE: 4 PROTECTION DEGREE: IP65 (IN PLUGGED CONDITION) CABLE ENTRY FROM TOP PLUG HOUSING SIDE-LOCKING CLAMP ON UPPER SIDE SDARD SIZE OF CABLE ENTRIES: PG 16 | 6
13440 | 1654920000 | HDC ENCLOSURES SIZE: 4 PROTECTION DEGREE: IP65 (IN PLUGGED CONDITION) CABLE ENTRY FROM TOP PLUG HOUSING SIDE-LOCKING CLAMP ON UPPER SIDE HIGH SIZE OF CABLE ENTRIES: PG 29 | 6
13441 | 1655000000 | HDC ENCLOSURES SIZE: 4 PROTECTION DEGREE: IP65 (IN PLUGGED CONDITION) BASE HOUSING SIDE-LOCKING CLAMP ON UPPER SIDE SDARD WITH COVER SIZE OF CABLE ENTRIES: PG 16 | 6
13442 | 1655210000 | HDC ENCLOSURES SIZE: 4 PROTECTION DEGREE: IP65 (IN PLUGGED CONDITION) CABLE ENTRY FROM SIDE PLUG HOUSING END-LOCKING CLAMP LOWER SIDE SDARD SIZE OF CABLE ENTRIES: PG 16 | 6
13443 | 1655250000 | HDC ENCLOSURES SIZE: 4 PROTECTION DEGREE: IP65 (IN PLUGGED CONDITION) CABLE ENTRY FROM SIDE PLUG HOUSING END-LOCKING CLAMP LOWER SIDE HIGH SIZE OF CABLE ENTRIES: PG 21 | 6
13444 | 1655270000 | HDC ENCLOSURES SIZE: 4 PROTECTION DEGREE: IP65 (IN PLUGGED CONDITION) CABLE ENTRY FROM SIDE PLUG HOUSING END-LOCKING CLAMP LOWER SIDE HIGH SIZE OF CABLE ENTRIES: PG 29 | 6
13445 | 1655320000 | HDC ENCLOSURES SIZE: 4 PROTECTION DEGREE: IP65 (IN PLUGGED CONDITION) CABLE ENTRY FROM TOP PLUG HOUSING END-LOCKING CLAMP LOWER SIDE SDARD SIZE OF CABLE ENTRIES: PG 16 | 6
13446 | 1655360000 | HDC ENCLOSURES SIZE: 4 PROTECTION DEGREE: IP65 (IN PLUGGED CONDITION) CABLE ENTRY FROM TOP PLUG HOUSING END-LOCKING CLAMP LOWER SIDE HIGH SIZE OF CABLE ENTRIES: PG 21 | 6
13447 | 1655380000 | HDC ENCLOSURES SIZE: 4 PROTECTION DEGREE: IP65 (IN PLUGGED CONDITION) CABLE ENTRY FROM TOP PLUG HOUSING END-LOCKING CLAMP LOWER SIDE HIGH SIZE OF CABLE ENTRIES: PG 29 | 6
13448 | 1655470000 | HDC ENCLOSURES SIZE: 4 PROTECTION DEGREE: IP65 (IN PLUGGED CONDITION) BASE HOUSING END-LOCKING CLAMP LOWER SIDE SDARD SIZE OF CABLE ENTRIES: PG 16 | 6
13449 | 1655680000 | HDC ENCLOSURES SIZE: 4 PROTECTION DEGREE: IP65 (IN PLUGGED CONDITION) BASE HOUSING END-LOCKING CLAMP LOWER SIDE SDARD WITH COVER SIZE OF CABLE ENTRIES: PG 16 | 6
13450 | 1655890000 | HDC ENCLOSURES SIZE: 4 PROTECTION DEGREE: IP65 (IN PLUGGED CONDITION) COUPLING HOUSING END-LOCKING CLAMP LOWER SIDE SDARD SIZE OF CABLE ENTRIES: PG 16 | 6
13451 | 1656480000 | HDC ENCLOSURES SIZE: 6 PROTECTION DEGREE: IP65 (IN PLUGGED CONDITION) CABLE ENTRY FROM SIDE PLUG HOUSING SIDE-LOCKING CLAMP ON LOWER SIDE SDARD SIZE OF CABLE ENTRIES: PG 21 | 6
13452 | 1656520000 | HDC ENCLOSURES SIZE: 6 PROTECTION DEGREE: IP65 (IN PLUGGED CONDITION) CABLE ENTRY FROM SIDE PLUG HOUSING SIDE-LOCKING CLAMP ON LOWER SIDE HIGH SIZE OF CABLE ENTRIES: PG 21 | 6
13453 | 1656540000 | HDC ENCLOSURES SIZE: 6 PROTECTION DEGREE: IP65 (IN PLUGGED CONDITION) CABLE ENTRY FROM SIDE PLUG HOUSING SIDE-LOCKING CLAMP ON LOWER SIDE HIGH SIZE OF CABLE ENTRIES: PG 29 | 6
13454 | 1656590000 | HDC ENCLOSURES SIZE: 6 PROTECTION DEGREE: IP65 (IN PLUGGED CONDITION) CABLE ENTRY FROM TOP PLUG HOUSING SIDE-LOCKING CLAMP ON LOWER SIDE SDARD SIZE OF CABLE ENTRIES: PG 21 | 6
13455 | 1656630000 | HDC ENCLOSURES SIZE: 6 PROTECTION DEGREE: IP65 (IN PLUGGED CONDITION) CABLE ENTRY FROM TOP PLUG HOUSING SIDE-LOCKING CLAMP ON LOWER SIDE HIGH SIZE OF CABLE ENTRIES: PG 21 | 6
13456 | 1656650000 | HDC ENCLOSURES SIZE: 6 PROTECTION DEGREE: IP65 (IN PLUGGED CONDITION) CABLE ENTRY FROM TOP PLUG HOUSING SIDE-LOCKING CLAMP ON LOWER SIDE HIGH SIZE OF CABLE ENTRIES: PG 29 | 6
13457 | 1656720000 | HDC ENCLOSURES SIZE: 6 PROTECTION DEGREE: IP65 (IN PLUGGED CONDITION) BASE HOUSING SIDE-LOCKING CLAMP ON LOWER SIDE SDARD SIZE OF CABLE ENTRIES: PG 21 | 6
13458 | 1656730000 | HDC ENCLOSURES SIZE: 6 PROTECTION DEGREE: IP65 (IN PLUGGED CONDITION) BASE HOUSING SIDE-LOCKING CLAMP ON LOWER SIDE SDARD SIZE OF CABLE ENTRIES: PG 21 | 6
13459 | 1656810000 | HDC ENCLOSURES SIZE: 6 PROTECTION DEGREE: IP65 (IN PLUGGED CONDITION) BASE HOUSING SIDE-LOCKING CLAMP ON LOWER SIDE HIGH SIZE OF CABLE ENTRIES: PG 21 | 6
13460 | 1656830000 | HDC ENCLOSURES SIZE: 6 PROTECTION DEGREE: IP65 (IN PLUGGED CONDITION) BASE HOUSING SIDE-LOCKING CLAMP ON LOWER SIDE HIGH SIZE OF CABLE ENTRIES: PG 29 | 6
13461 | 1656840000 | HDC ENCLOSURES SIZE: 6 PROTECTION DEGREE: IP65 (IN PLUGGED CONDITION) BASE HOUSING SIDE-LOCKING CLAMP ON LOWER SIDE HIGH SIZE OF CABLE ENTRIES: PG 29 | 6
13462 | 1657270000 | HDC ENCLOSURES SIZE: 6 PROTECTION DEGREE: IP65 (IN PLUGGED CONDITION) COUPLING HOUSING SIDE-LOCKING CLAMP ON LOWER SIDE SDARD SIZE OF CABLE ENTRIES: PG 21 | 6
13463 | 1657310000 | HDC ENCLOSURES SIZE: 6 PROTECTION DEGREE: IP65 (IN PLUGGED CONDITION) COUPLING HOUSING SIDE-LOCKING CLAMP ON LOWER SIDE HIGH SIZE OF CABLE ENTRIES: PG 21 | 6
13464 | 1657380000 | HDC ENCLOSURES SIZE: 6 PROTECTION DEGREE: IP65 (IN PLUGGED CONDITION) CABLE ENTRY FROM SIDE PLUG HOUSING SIDE-LOCKING CLAMP ON UPPER SIDE SDARD SIZE OF CABLE ENTRIES: PG 21 | 6
13465 | 1657420000 | HDC ENCLOSURES SIZE: 6 PROTECTION DEGREE: IP65 (IN PLUGGED CONDITION) CABLE ENTRY FROM SIDE PLUG HOUSING SIDE-LOCKING CLAMP ON UPPER SIDE HIGH SIZE OF CABLE ENTRIES: PG 21 | 6
13466 | 1657490000 | HDC ENCLOSURES SIZE: 6 PROTECTION DEGREE: IP65 (IN PLUGGED CONDITION) CABLE ENTRY FROM TOP PLUG HOUSING SIDE-LOCKING CLAMP ON UPPER SIDE SDARD SIZE OF CABLE ENTRIES: PG 21 | 6
13467 | 1657550000 | HDC ENCLOSURES SIZE: 6 PROTECTION DEGREE: IP65 (IN PLUGGED CONDITION) CABLE ENTRY FROM TOP PLUG HOUSING SIDE-LOCKING CLAMP ON UPPER SIDE HIGH SIZE OF CABLE ENTRIES: PG 29 | 6
13468 | 1657640000 | HDC ENCLOSURES SIZE: 6 PROTECTION DEGREE: IP65 (IN PLUGGED CONDITION) BASE HOUSING SIDE-LOCKING CLAMP ON UPPER SIDE SDARD WITH COVER SIZE OF CABLE ENTRIES: PG 21 | 6
13469 | 1657850000 | HDC ENCLOSURES SIZE: 6 PROTECTION DEGREE: IP65 (IN PLUGGED CONDITION) CABLE ENTRY FROM SIDE PLUG HOUSING END-LOCKING CLAMP LOWER SIDE SDARD SIZE OF CABLE ENTRIES: PG 21 | 6
13470 | 1657890000 | HDC ENCLOSURES SIZE: 6 PROTECTION DEGREE: IP65 (IN PLUGGED CONDITION) CABLE ENTRY FROM SIDE PLUG HOUSING END-LOCKING CLAMP LOWER SIDE HIGH SIZE OF CABLE ENTRIES: PG 21 | 6
13471 | 1657910000 | HDC ENCLOSURES SIZE: 6 PROTECTION DEGREE: IP65 (IN PLUGGED CONDITION) CABLE ENTRY FROM SIDE PLUG HOUSING END-LOCKING CLAMP LOWER SIDE HIGH SIZE OF CABLE ENTRIES: PG 29 | 6
13472 | 1657960000 | HDC ENCLOSURES SIZE: 6 PROTECTION DEGREE: IP65 (IN PLUGGED CONDITION) CABLE ENTRY FROM TOP PLUG HOUSING END-LOCKING CLAMP LOWER SIDE SDARD SIZE OF CABLE ENTRIES: PG 21 | 6
13473 | 1658020000 | HDC ENCLOSURES SIZE: 6 PROTECTION DEGREE: IP65 (IN PLUGGED CONDITION) CABLE ENTRY FROM TOP PLUG HOUSING END-LOCKING CLAMP LOWER SIDE HIGH SIZE OF CABLE ENTRIES: PG 29 | 6
13474 | 1658110000 | HDC ENCLOSURES SIZE: 6 PROTECTION DEGREE: IP65 (IN PLUGGED CONDITION) BASE HOUSING END-LOCKING CLAMP LOWER SIDE SDARD SIZE OF CABLE ENTRIES: PG 21 | 6
13475 | 1658120000 | HDC ENCLOSURES SIZE: 6 PROTECTION DEGREE: IP65 (IN PLUGGED CONDITION) BASE HOUSING END-LOCKING CLAMP LOWER SIDE SDARD SIZE OF CABLE ENTRIES: PG 21 | 6
13476 | 1658320000 | HDC ENCLOSURES SIZE: 6 PROTECTION DEGREE: IP65 (IN PLUGGED CONDITION) BASE HOUSING END-LOCKING CLAMP LOWER SIDE SDARD WITH COVER SIZE OF CABLE ENTRIES: PG 21 | 6
13477 | 1658330000 | HDC ENCLOSURES SIZE: 6 PROTECTION DEGREE: IP65 (IN PLUGGED CONDITION) BASE HOUSING END-LOCKING CLAMP LOWER SIDE SDARD WITH COVER SIZE OF CABLE ENTRIES: PG 21 | 6
13478 | 1658410000 | HDC ENCLOSURES SIZE: 6 PROTECTION DEGREE: IP65 (IN PLUGGED CONDITION) BASE HOUSING END-LOCKING CLAMP LOWER SIDE HIGH WITH COVER SIZE OF CABLE ENTRIES: PG 29 | 6
13479 | 1661230000 | HDC ENCLOSURES SIZE: 8 PROTECTION DEGREE: IP65 (IN PLUGGED CONDITION) CABLE ENTRY FROM SIDE PLUG HOUSING SIDE-LOCKING CLAMP ON LOWER SIDE SDARD SIZE OF CABLE ENTRIES: PG 21 | 6
13480 | 1661240000 | HDC ENCLOSURES SIZE: 8 PROTECTION DEGREE: IP65 (IN PLUGGED CONDITION) CABLE ENTRY FROM SIDE PLUG HOUSING SIDE-LOCKING CLAMP ON LOWER SIDE SDARD SIZE OF CABLE ENTRIES: PG 29 | 6
13481 | 1661300000 | HDC ENCLOSURES SIZE: 8 PROTECTION DEGREE: IP65 (IN PLUGGED CONDITION) CABLE ENTRY FROM SIDE PLUG HOUSING SIDE-LOCKING CLAMP ON LOWER SIDE HIGH SIZE OF CABLE ENTRIES: PG 21 | 6
13482 | 1661320000 | HDC ENCLOSURES SIZE: 8 PROTECTION DEGREE: IP65 (IN PLUGGED CONDITION) CABLE ENTRY FROM SIDE PLUG HOUSING SIDE-LOCKING CLAMP ON LOWER SIDE HIGH SIZE OF CABLE ENTRIES: PG 29 | 6
13483 | 1661370000 | HDC ENCLOSURES SIZE: 8 PROTECTION DEGREE: IP65 (IN PLUGGED CONDITION) CABLE ENTRY FROM TOP PLUG HOUSING SIDE-LOCKING CLAMP ON LOWER SIDE SDARD SIZE OF CABLE ENTRIES: PG 21 | 6
13484 | 1661380000 | HDC ENCLOSURES SIZE: 8 PROTECTION DEGREE: IP65 (IN PLUGGED CONDITION) CABLE ENTRY FROM TOP PLUG HOUSING SIDE-LOCKING CLAMP ON LOWER SIDE SDARD SIZE OF CABLE ENTRIES: PG 29 | 6
13485 | 1661440000 | HDC ENCLOSURES SIZE: 8 PROTECTION DEGREE: IP65 (IN PLUGGED CONDITION) CABLE ENTRY FROM TOP PLUG HOUSING SIDE-LOCKING CLAMP ON LOWER SIDE HIGH SIZE OF CABLE ENTRIES: PG 21 | 6
13486 | 1661460000 | HDC ENCLOSURES SIZE: 8 PROTECTION DEGREE: IP65 (IN PLUGGED CONDITION) CABLE ENTRY FROM TOP PLUG HOUSING SIDE-LOCKING CLAMP ON LOWER SIDE HIGH SIZE OF CABLE ENTRIES: PG 29 | 6
13487 | 1661510000 | HDC ENCLOSURES SIZE: 8 PROTECTION DEGREE: IP65 (IN PLUGGED CONDITION) BASE HOUSING SIDE-LOCKING CLAMP ON LOWER SIDE SDARD SIZE OF CABLE ENTRIES: PG 21 | 6
13488 | 1661520000 | HDC ENCLOSURES SIZE: 8 PROTECTION DEGREE: IP65 (IN PLUGGED CONDITION) BASE HOUSING SIDE-LOCKING CLAMP ON LOWER SIDE SDARD SIZE OF CABLE ENTRIES: PG 21 | 6
13489 | 1661590000 | HDC ENCLOSURES SIZE: 8 PROTECTION DEGREE: IP65 (IN PLUGGED CONDITION) BASE HOUSING SIDE-LOCKING CLAMP ON LOWER SIDE HIGH SIZE OF CABLE ENTRIES: PG 21 | 6
13490 | 1661630000 | HDC ENCLOSURES SIZE: 8 PROTECTION DEGREE: IP65 (IN PLUGGED CONDITION) BASE HOUSING SIDE-LOCKING CLAMP ON LOWER SIDE HIGH SIZE OF CABLE ENTRIES: PG 29 | 6
13491 | 1661720000 | HDC ENCLOSURES SIZE: 8 PROTECTION DEGREE: IP65 (IN PLUGGED CONDITION) COUPLING HOUSING SIDE-LOCKING CLAMP ON LOWER SIDE SDARD SIZE OF CABLE ENTRIES: PG 21 | 6
13492 | 1661730000 | HDC ENCLOSURES SIZE: 8 PROTECTION DEGREE: IP65 (IN PLUGGED CONDITION) COUPLING HOUSING SIDE-LOCKING CLAMP ON LOWER SIDE SDARD SIZE OF CABLE ENTRIES: PG 29 | 6
13493 | 1661810000 | HDC ENCLOSURES SIZE: 8 PROTECTION DEGREE: IP65 (IN PLUGGED CONDITION) COUPLING HOUSING SIDE-LOCKING CLAMP ON LOWER SIDE HIGH SIZE OF CABLE ENTRIES: PG 29 | 6
13494 | 1661860000 | HDC ENCLOSURES SIZE: 8 PROTECTION DEGREE: IP65 (IN PLUGGED CONDITION) CABLE ENTRY FROM SIDE PLUG HOUSING SIDE-LOCKING CLAMP ON UPPER SIDE SDARD SIZE OF CABLE ENTRIES: PG 21 | 6
13495 | 1661880000 | HDC ENCLOSURES SIZE: 8 PROTECTION DEGREE: IP65 (IN PLUGGED CONDITION) CABLE ENTRY FROM SIDE PLUG HOUSING SIDE-LOCKING CLAMP ON UPPER SIDE SDARD SIZE OF CABLE ENTRIES: PG 29 | 6
13496 | 1661940000 | HDC ENCLOSURES SIZE: 8 PROTECTION DEGREE: IP65 (IN PLUGGED CONDITION) CABLE ENTRY FROM SIDE PLUG HOUSING SIDE-LOCKING CLAMP ON UPPER SIDE HIGH SIZE OF CABLE ENTRIES: PG 21 | 6
13497 | 1661960000 | HDC ENCLOSURES SIZE: 8 PROTECTION DEGREE: IP65 (IN PLUGGED CONDITION) CABLE ENTRY FROM SIDE PLUG HOUSING SIDE-LOCKING CLAMP ON UPPER SIDE HIGH SIZE OF CABLE ENTRIES: PG 29 | 6
13498 | 1662020000 | HDC ENCLOSURES SIZE: 8 PROTECTION DEGREE: IP65 (IN PLUGGED CONDITION) CABLE ENTRY FROM TOP PLUG HOUSING SIDE-LOCKING CLAMP ON UPPER SIDE SDARD SIZE OF CABLE ENTRIES: PG 29 | 6
13499 | 1662080000 | HDC ENCLOSURES SIZE: 8 PROTECTION DEGREE: IP65 (IN PLUGGED CONDITION) CABLE ENTRY FROM TOP PLUG HOUSING SIDE-LOCKING CLAMP ON UPPER SIDE HIGH SIZE OF CABLE ENTRIES: PG 21 | 6
13500 | 1662100000 | HDC ENCLOSURES SIZE: 8 PROTECTION DEGREE: IP65 (IN PLUGGED CONDITION) CABLE ENTRY FROM TOP PLUG HOUSING SIDE-LOCKING CLAMP ON UPPER SIDE HIGH SIZE OF CABLE ENTRIES: PG 29 | 6
13501 | 1662180000 | HDC ENCLOSURES SIZE: 8 PROTECTION DEGREE: IP65 (IN PLUGGED CONDITION) BASE HOUSING SIDE-LOCKING CLAMP ON UPPER SIDE SDARD WITH COVER SIZE OF CABLE ENTRIES: PG 21 | 6
13502 | 1662280000 | HDC ENCLOSURES SIZE: 8 PROTECTION DEGREE: IP65 (IN PLUGGED CONDITION) BASE HOUSING SIDE-LOCKING CLAMP ON UPPER SIDE HIGH WITH COVER SIZE OF CABLE ENTRIES: PG 29 | 6
13503 | 1662390000 | HDC ENCLOSURES SIZE: 8 PROTECTION DEGREE: IP65 (IN PLUGGED CONDITION) CABLE ENTRY FROM SIDE PLUG HOUSING END-LOCKING CLAMP LOWER SIDE SDARD SIZE OF CABLE ENTRIES: PG 21 | 6
13504 | 1662410000 | HDC ENCLOSURES SIZE: 8 PROTECTION DEGREE: IP65 (IN PLUGGED CONDITION) CABLE ENTRY FROM SIDE PLUG HOUSING END-LOCKING CLAMP LOWER SIDE SDARD SIZE OF CABLE ENTRIES: PG 29 | 6
13505 | 1662470000 | HDC ENCLOSURES SIZE: 8 PROTECTION DEGREE: IP65 (IN PLUGGED CONDITION) CABLE ENTRY FROM SIDE PLUG HOUSING END-LOCKING CLAMP LOWER SIDE HIGH SIZE OF CABLE ENTRIES: PG 21 | 6
13506 | 1662490000 | HDC ENCLOSURES SIZE: 8 PROTECTION DEGREE: IP65 (IN PLUGGED CONDITION) CABLE ENTRY FROM SIDE PLUG HOUSING END-LOCKING CLAMP LOWER SIDE HIGH SIZE OF CABLE ENTRIES: PG 29 | 6
13507 | 1662540000 | HDC ENCLOSURES SIZE: 8 PROTECTION DEGREE: IP65 (IN PLUGGED CONDITION) CABLE ENTRY FROM TOP PLUG HOUSING END-LOCKING CLAMP LOWER SIDE SDARD SIZE OF CABLE ENTRIES: PG 21 | 6
13508 | 1662550000 | HDC ENCLOSURES SIZE: 8 PROTECTION DEGREE: IP65 (IN PLUGGED CONDITION) CABLE ENTRY FROM TOP PLUG HOUSING END-LOCKING CLAMP LOWER SIDE SDARD SIZE OF CABLE ENTRIES: PG 29 | 6
13509 | 1662610000 | HDC ENCLOSURES SIZE: 8 PROTECTION DEGREE: IP65 (IN PLUGGED CONDITION) CABLE ENTRY FROM TOP PLUG HOUSING END-LOCKING CLAMP LOWER SIDE HIGH SIZE OF CABLE ENTRIES: PG 21 | 6
13510 | 1662630000 | HDC ENCLOSURES SIZE: 8 PROTECTION DEGREE: IP65 (IN PLUGGED CONDITION) CABLE ENTRY FROM TOP PLUG HOUSING END-LOCKING CLAMP LOWER SIDE HIGH SIZE OF CABLE ENTRIES: PG 29 | 6
13511 | 1662720000 | HDC ENCLOSURES SIZE: 8 PROTECTION DEGREE: IP65 (IN PLUGGED CONDITION) BASE HOUSING END-LOCKING CLAMP LOWER SIDE SDARD SIZE OF CABLE ENTRIES: PG 21 | 6
13512 | 1663040000 | HDC ENCLOSURES SIZE: 8 PROTECTION DEGREE: IP65 (IN PLUGGED CONDITION) BASE HOUSING END-LOCKING CLAMP LOWER SIDE HIGH WITH COVER SIZE OF CABLE ENTRIES: PG 29 | 6
13513 | 1663370000 | HDC ENCLOSURES SIZE: 8 PROTECTION DEGREE: IP65 (IN PLUGGED CONDITION) CABLE ENTRY FROM SIDE PLUG HOUSING CENTRAL LOCKING AT THE TOP HIGH SIZE OF CABLE ENTRIES: PG 21 | 6
13514 | 1663390000 | HDC ENCLOSURES SIZE: 8 PROTECTION DEGREE: IP65 (IN PLUGGED CONDITION) CABLE ENTRY FROM SIDE PLUG HOUSING CENTRAL LOCKING AT THE TOP HIGH SIZE OF CABLE ENTRIES: PG 29 | 6
13515 | 1666840000 | HDC ENCLOSURES SIZE: 10 PROTECTION DEGREE: IP65 (IN PLUGGED CONDITION) CABLE ENTRY FROM SIDE PLUG HOUSING SIDE-LOCKING CLAMP ON LOWER SIDE SDARD SIZE OF CABLE ENTRIES: PG 29 | 6
13516 | 1666870000 | HDC ENCLOSURES SIZE: 10 PROTECTION DEGREE: IP65 (IN PLUGGED CONDITION) CABLE ENTRY FROM TOP PLUG HOUSING SIDE-LOCKING CLAMP ON LOWER SIDE SDARD SIZE OF CABLE ENTRIES: PG 29 | 6
13517 | 1666920000 | HDC ENCLOSURES SIZE: 10 PROTECTION DEGREE: IP65 (IN PLUGGED CONDITION) BASE HOUSING SIDE-LOCKING CLAMP ON LOWER SIDE SDARD SIZE OF CABLE ENTRIES: PG 29 | 6
13518 | 1667120000 | HDC ENCLOSURES SIZE: 10 PROTECTION DEGREE: IP65 (IN PLUGGED CONDITION) CABLE ENTRY FROM SIDE PLUG HOUSING END-LOCKING CLAMP LOWER SIDE SDARD SIZE OF CABLE ENTRIES: PG 29 | 6
13519 | 1667560000 | HDC ENCLOSURES SIZE: 12 PROTECTION DEGREE: IP65 (IN PLUGGED CONDITION) BASE HOUSING END-LOCKING CLAMP LOWER SIDE SDARD WITH COVER SIZE OF CABLE ENTRIES: PG 29 | 6
13520 | 1670470000 | HDC ENCLOSURES SIZE: 12 PROTECTION DEGREE: IP65 (IN PLUGGED CONDITION) CABLE ENTRY FROM SIDE PLUG HOUSING END-LOCKING CLAMP LOWER SIDE SDARD SIZE OF CABLE ENTRIES: PG 42 | 6
13521 | 1670500000 | HDC ENCLOSURES SIZE: 3 PROTECTION DEGREE: IP65 (IN PLUGGED CONDITION) CABLE ENTRY FROM TOP PLUG HOUSING END-LOCKING CLAMP LOWER SIDE SDARD SIZE OF CABLE ENTRIES: PG 13.5 | 6
13522 | 1670530000 | HDC ENCLOSURES SIZE: 3 PROTECTION DEGREE: IP65 (IN PLUGGED CONDITION) CABLE ENTRY FROM SIDE PLUG HOUSING END-LOCKING CLAMP LOWER SIDE SDARD SIZE OF CABLE ENTRIES: PG 13.5 | 6
13523 | 1752970000 | HEAVY-DUTY CONNECTORS MODUFLEX C MODULFLEX C FRAME | 591
13524 | 1786780000 | HDC ENCLOSURES SIZE: 8 PROTECTION DEGREE: IP65 (IN PLUGGED CONDITION) CABLE ENTRY FROM SIDE PLUG HOUSING SIDE-LOCKING CLAMP ON LOWER SIDE HIGH SIZE OF CABLE ENTRIES: M 25 | 6
13525 | 1786790000 | HDC ENCLOSURES SIZE: 8 PROTECTION DEGREE: IP65 (IN PLUGGED CONDITION) CABLE ENTRY FROM SIDE PLUG HOUSING SIDE-LOCKING CLAMP ON UPPER SIDE HIGH SIZE OF CABLE ENTRIES: M 32 | 6
13526 | 1786800000 | HDC ENCLOSURES SIZE: 8 PROTECTION DEGREE: IP65 (IN PLUGGED CONDITION) CABLE ENTRY FROM SIDE PLUG HOUSING SIDE-LOCKING CLAMP ON UPPER SIDE HIGH SIZE OF CABLE ENTRIES: M 25 | 6
13527 | 1786810000 | HDC ENCLOSURES SIZE: 8 PROTECTION DEGREE: IP65 (IN PLUGGED CONDITION) CABLE ENTRY FROM SIDE PLUG HOUSING END-LOCKING CLAMP LOWER SIDE HIGH SIZE OF CABLE ENTRIES: M 32 | 6
13528 | 1786830000 | HDC ENCLOSURES SIZE: 8 PROTECTION DEGREE: IP65 (IN PLUGGED CONDITION) CABLE ENTRY FROM TOP PLUG HOUSING SIDE-LOCKING CLAMP ON LOWER SIDE HIGH SIZE OF CABLE ENTRIES: M 32 | 6
13529 | 1786860000 | HDC ENCLOSURES SIZE: 8 PROTECTION DEGREE: IP65 (IN PLUGGED CONDITION) CABLE ENTRY FROM TOP PLUG HOUSING END-LOCKING CLAMP LOWER SIDE HIGH SIZE OF CABLE ENTRIES: M 32 | 6
13530 | 1786870000 | HDC ENCLOSURES SIZE: 8 PROTECTION DEGREE: IP65 (IN PLUGGED CONDITION) CABLE ENTRY FROM TOP PLUG HOUSING END-LOCKING CLAMP LOWER SIDE HIGH SIZE OF CABLE ENTRIES: M 25 | 6
13531 | 1786880000 | HDC ENCLOSURES SIZE: 8 PROTECTION DEGREE: IP65 (IN PLUGGED CONDITION) BASE HOUSING SIDE-LOCKING CLAMP ON LOWER SIDE HIGH SIZE OF CABLE ENTRIES: M 32 | 6
13532 | 1786890000 | HDC ENCLOSURES SIZE: 8 PROTECTION DEGREE: IP65 (IN PLUGGED CONDITION) BASE HOUSING SIDE-LOCKING CLAMP ON LOWER SIDE HIGH SIZE OF CABLE ENTRIES: M 25 | 6
13533 | 1786900000 | HDC ENCLOSURES SIZE: 8 PROTECTION DEGREE: IP65 (IN PLUGGED CONDITION) BASE HOUSING END-LOCKING CLAMP LOWER SIDE HIGH SIZE OF CABLE ENTRIES: M 32 | 6
13534 | 1786910000 | HDC ENCLOSURES SIZE: 8 PROTECTION DEGREE: IP65 (IN PLUGGED CONDITION) BASE HOUSING END-LOCKING CLAMP LOWER SIDE HIGH SIZE OF CABLE ENTRIES: M 25 | 6
13535 | 1786920000 | HDC ENCLOSURES SIZE: 8 PROTECTION DEGREE: IP65 (IN PLUGGED CONDITION) BASE HOUSING SIDE-LOCKING CLAMP ON UPPER SIDE HIGH WITH COVER SIZE OF CABLE ENTRIES: M 32 | 6
13536 | 1786940000 | HDC ENCLOSURES SIZE: 8 PROTECTION DEGREE: IP65 (IN PLUGGED CONDITION) BASE HOUSING END-LOCKING CLAMP LOWER SIDE HIGH WITH COVER SIZE OF CABLE ENTRIES: M 32 | 6
13537 | 1786950000 | HDC ENCLOSURES SIZE: 8 PROTECTION DEGREE: IP65 (IN PLUGGED CONDITION) BASE HOUSING END-LOCKING CLAMP LOWER SIDE HIGH WITH COVER SIZE OF CABLE ENTRIES: M 25 | 6
13538 | 1786960000 | HDC ENCLOSURES SIZE: 8 PROTECTION DEGREE: IP65 (IN PLUGGED CONDITION) COUPLING HOUSING SIDE-LOCKING CLAMP ON LOWER SIDE HIGH SIZE OF CABLE ENTRIES: M 32 | 6
13539 | 1787010000 | HDC ENCLOSURES SIZE: 6 PROTECTION DEGREE: IP65 (IN PLUGGED CONDITION) CABLE ENTRY FROM SIDE PLUG HOUSING SIDE-LOCKING CLAMP ON LOWER SIDE HIGH SIZE OF CABLE ENTRIES: M 25 | 6
13540 | 1787020000 | HDC ENCLOSURES SIZE: 6 PROTECTION DEGREE: IP65 (IN PLUGGED CONDITION) CABLE ENTRY FROM SIDE PLUG HOUSING SIDE-LOCKING CLAMP ON UPPER SIDE HIGH SIZE OF CABLE ENTRIES: M 32 | 6
13541 | 1787030000 | HDC ENCLOSURES SIZE: 6 PROTECTION DEGREE: IP65 (IN PLUGGED CONDITION) CABLE ENTRY FROM SIDE PLUG HOUSING SIDE-LOCKING CLAMP ON UPPER SIDE HIGH SIZE OF CABLE ENTRIES: M 25 | 6
13542 | 1787050000 | HDC ENCLOSURES SIZE: 6 PROTECTION DEGREE: IP65 (IN PLUGGED CONDITION) CABLE ENTRY FROM SIDE PLUG HOUSING END-LOCKING CLAMP LOWER SIDE HIGH SIZE OF CABLE ENTRIES: M 25 | 6
13543 | 1787060000 | HDC ENCLOSURES SIZE: 6 PROTECTION DEGREE: IP65 (IN PLUGGED CONDITION) CABLE ENTRY FROM TOP PLUG HOUSING SIDE-LOCKING CLAMP ON LOWER SIDE HIGH SIZE OF CABLE ENTRIES: M 32 | 6
13544 | 1787070000 | HDC ENCLOSURES SIZE: 6 PROTECTION DEGREE: IP65 (IN PLUGGED CONDITION) CABLE ENTRY FROM TOP PLUG HOUSING SIDE-LOCKING CLAMP ON LOWER SIDE HIGH SIZE OF CABLE ENTRIES: M 25 | 6
13545 | 1787100000 | HDC ENCLOSURES SIZE: 6 PROTECTION DEGREE: IP65 (IN PLUGGED CONDITION) CABLE ENTRY FROM TOP PLUG HOUSING END-LOCKING CLAMP LOWER SIDE HIGH SIZE OF CABLE ENTRIES: M 32 | 6
13546 | 1787110000 | HDC ENCLOSURES SIZE: 6 PROTECTION DEGREE: IP65 (IN PLUGGED CONDITION) BASE HOUSING SIDE-LOCKING CLAMP ON LOWER SIDE HIGH SIZE OF CABLE ENTRIES: M 32 | 6
13547 | 1787120000 | HDC ENCLOSURES SIZE: 6 PROTECTION DEGREE: IP65 (IN PLUGGED CONDITION) BASE HOUSING SIDE-LOCKING CLAMP ON LOWER SIDE HIGH SIZE OF CABLE ENTRIES: M 25 | 6
13548 | 1787170000 | HDC ENCLOSURES SIZE: 6 PROTECTION DEGREE: IP65 (IN PLUGGED CONDITION) BASE HOUSING END-LOCKING CLAMP LOWER SIDE HIGH WITH COVER SIZE OF CABLE ENTRIES: M 32 | 6
13549 | 1787180000 | HDC ENCLOSURES SIZE: 6 PROTECTION DEGREE: IP65 (IN PLUGGED CONDITION) BASE HOUSING END-LOCKING CLAMP LOWER SIDE HIGH WITH COVER SIZE OF CABLE ENTRIES: M 25 | 6
13550 | 1787190000 | HDC ENCLOSURES SIZE: 6 PROTECTION DEGREE: IP65 (IN PLUGGED CONDITION) COUPLING HOUSING SIDE-LOCKING CLAMP ON LOWER SIDE HIGH SIZE OF CABLE ENTRIES: M 32 | 6
13551 | 1787200000 | HDC ENCLOSURES SIZE: 6 PROTECTION DEGREE: IP65 (IN PLUGGED CONDITION) COUPLING HOUSING SIDE-LOCKING CLAMP ON LOWER SIDE HIGH SIZE OF CABLE ENTRIES: M 25 | 6
13552 | 1787220000 | HDC ENCLOSURES SIZE: 6 PROTECTION DEGREE: IP65 (IN PLUGGED CONDITION) COUPLING HOUSING END-LOCKING CLAMP LOWER SIDE HIGH SIZE OF CABLE ENTRIES: M 25 | 6
13553 | 1787230000 | HDC ENCLOSURES SIZE: 4 PROTECTION DEGREE: IP65 (IN PLUGGED CONDITION) CABLE ENTRY FROM SIDE PLUG HOUSING SIDE-LOCKING CLAMP ON LOWER SIDE HIGH SIZE OF CABLE ENTRIES: M 32 | 6
13554 | 1787240000 | HDC ENCLOSURES SIZE: 4 PROTECTION DEGREE: IP65 (IN PLUGGED CONDITION) CABLE ENTRY FROM SIDE PLUG HOUSING SIDE-LOCKING CLAMP ON LOWER SIDE HIGH SIZE OF CABLE ENTRIES: M 25 | 6
13555 | 1787250000 | HDC ENCLOSURES SIZE: 4 PROTECTION DEGREE: IP65 (IN PLUGGED CONDITION) CABLE ENTRY FROM SIDE PLUG HOUSING SIDE-LOCKING CLAMP ON UPPER SIDE HIGH SIZE OF CABLE ENTRIES: M 32 | 6
13556 | 1787260000 | HDC ENCLOSURES SIZE: 4 PROTECTION DEGREE: IP65 (IN PLUGGED CONDITION) CABLE ENTRY FROM SIDE PLUG HOUSING SIDE-LOCKING CLAMP ON UPPER SIDE HIGH SIZE OF CABLE ENTRIES: M 25 | 6
13557 | 1787270000 | HDC ENCLOSURES SIZE: 4 PROTECTION DEGREE: IP65 (IN PLUGGED CONDITION) CABLE ENTRY FROM SIDE PLUG HOUSING END-LOCKING CLAMP LOWER SIDE HIGH SIZE OF CABLE ENTRIES: M 32 | 6
13558 | 1787280000 | HDC ENCLOSURES SIZE: 4 PROTECTION DEGREE: IP65 (IN PLUGGED CONDITION) CABLE ENTRY FROM SIDE PLUG HOUSING END-LOCKING CLAMP LOWER SIDE HIGH SIZE OF CABLE ENTRIES: M 25 | 6
13559 | 1787290000 | HDC ENCLOSURES SIZE: 4 PROTECTION DEGREE: IP65 (IN PLUGGED CONDITION) CABLE ENTRY FROM TOP PLUG HOUSING SIDE-LOCKING CLAMP ON LOWER SIDE HIGH SIZE OF CABLE ENTRIES: M 32 | 6
13560 | 1787300000 | HDC ENCLOSURES SIZE: 4 PROTECTION DEGREE: IP65 (IN PLUGGED CONDITION) CABLE ENTRY FROM TOP PLUG HOUSING SIDE-LOCKING CLAMP ON LOWER SIDE HIGH SIZE OF CABLE ENTRIES: M 25 | 6
13561 | 1787330000 | HDC ENCLOSURES SIZE: 4 PROTECTION DEGREE: IP65 (IN PLUGGED CONDITION) CABLE ENTRY FROM TOP PLUG HOUSING END-LOCKING CLAMP LOWER SIDE HIGH SIZE OF CABLE ENTRIES: M 32 | 6
13562 | 1787340000 | HDC ENCLOSURES SIZE: 4 PROTECTION DEGREE: IP65 (IN PLUGGED CONDITION) CABLE ENTRY FROM TOP PLUG HOUSING END-LOCKING CLAMP LOWER SIDE HIGH SIZE OF CABLE ENTRIES: M 25 | 6
13563 | 1787350000 | HDC ENCLOSURES SIZE: 4 PROTECTION DEGREE: IP65 (IN PLUGGED CONDITION) BASE HOUSING SIDE-LOCKING CLAMP ON LOWER SIDE HIGH SIZE OF CABLE ENTRIES: M 25 | 6
13564 | 1787360000 | HDC ENCLOSURES SIZE: 4 PROTECTION DEGREE: IP65 (IN PLUGGED CONDITION) BASE HOUSING SIDE-LOCKING CLAMP ON LOWER SIDE HIGH SIZE OF CABLE ENTRIES: M 32 | 6
13565 | 1787370000 | HDC ENCLOSURES SIZE: 4 PROTECTION DEGREE: IP65 (IN PLUGGED CONDITION) BASE HOUSING END-LOCKING CLAMP LOWER SIDE HIGH SIZE OF CABLE ENTRIES: M 32 | 6
13566 | 1787400000 | HDC ENCLOSURES SIZE: 4 PROTECTION DEGREE: IP65 (IN PLUGGED CONDITION) BASE HOUSING SIDE-LOCKING CLAMP ON UPPER SIDE HIGH WITH COVER SIZE OF CABLE ENTRIES: M 25 | 6
13567 | 1787410000 | HDC ENCLOSURES SIZE: 4 PROTECTION DEGREE: IP65 (IN PLUGGED CONDITION) BASE HOUSING END-LOCKING CLAMP LOWER SIDE HIGH WITH COVER SIZE OF CABLE ENTRIES: M 32 | 6
13568 | 1787420000 | HDC ENCLOSURES SIZE: 4 PROTECTION DEGREE: IP65 (IN PLUGGED CONDITION) BASE HOUSING END-LOCKING CLAMP LOWER SIDE HIGH WITH COVER SIZE OF CABLE ENTRIES: M 25 | 6
13569 | 1787450000 | HDC ENCLOSURES SIZE: 4 PROTECTION DEGREE: IP65 (IN PLUGGED CONDITION) COUPLING HOUSING END-LOCKING CLAMP LOWER SIDE HIGH SIZE OF CABLE ENTRIES: M 32 | 6
13570 | 1787460000 | HDC ENCLOSURES SIZE: 4 PROTECTION DEGREE: IP65 (IN PLUGGED CONDITION) COUPLING HOUSING END-LOCKING CLAMP LOWER SIDE HIGH SIZE OF CABLE ENTRIES: M 25 | 6
13571 | 1787470000 | HDC ENCLOSURES SIZE: 3 PROTECTION DEGREE: IP65 (IN PLUGGED CONDITION) CABLE ENTRY FROM SIDE PLUG HOUSING END-LOCKING CLAMP LOWER SIDE HIGH SIZE OF CABLE ENTRIES: M 32 | 6
13572 | 1787480000 | HDC ENCLOSURES SIZE: 3 PROTECTION DEGREE: IP65 (IN PLUGGED CONDITION) CABLE ENTRY FROM SIDE PLUG HOUSING END-LOCKING CLAMP LOWER SIDE HIGH SIZE OF CABLE ENTRIES: M 25 | 6
13573 | 1787490000 | HDC ENCLOSURES SIZE: 3 PROTECTION DEGREE: IP65 (IN PLUGGED CONDITION) CABLE ENTRY FROM TOP PLUG HOUSING END-LOCKING CLAMP LOWER SIDE HIGH SIZE OF CABLE ENTRIES: M 32 | 6
13574 | 1787500000 | HDC ENCLOSURES SIZE: 3 PROTECTION DEGREE: IP65 (IN PLUGGED CONDITION) CABLE ENTRY FROM TOP PLUG HOUSING END-LOCKING CLAMP LOWER SIDE HIGH SIZE OF CABLE ENTRIES: M 25 | 6
13575 | 1787510000 | HDC ENCLOSURES SIZE: 3 PROTECTION DEGREE: IP65 (IN PLUGGED CONDITION) BASE HOUSING END-LOCKING CLAMP LOWER SIDE HIGH SIZE OF CABLE ENTRIES: M 32 | 6
13576 | 1787520000 | HDC ENCLOSURES SIZE: 3 PROTECTION DEGREE: IP65 (IN PLUGGED CONDITION) BASE HOUSING END-LOCKING CLAMP LOWER SIDE HIGH SIZE OF CABLE ENTRIES: M 25 | 6
13577 | 1787540000 | HDC ENCLOSURES SIZE: 3 PROTECTION DEGREE: IP65 (IN PLUGGED CONDITION) BASE HOUSING END-LOCKING CLAMP LOWER SIDE HIGH WITH COVER SIZE OF CABLE ENTRIES: M 25 | 6
13578 | 1787560000 | HDC ENCLOSURES SIZE: 4 PROTECTION DEGREE: IP65 (IN PLUGGED CONDITION) CABLE ENTRY FROM SIDE PLUG HOUSING SIDE-LOCKING CLAMP ON LOWER SIDE SDARD SIZE OF CABLE ENTRIES: M 20 | 6
13579 | 1787570000 | HDC ENCLOSURES SIZE: 4 PROTECTION DEGREE: IP65 (IN PLUGGED CONDITION) CABLE ENTRY FROM SIDE PLUG HOUSING SIDE-LOCKING CLAMP ON UPPER SIDE SDARD SIZE OF CABLE ENTRIES: M 25 | 6
13580 | 1787580000 | HDC ENCLOSURES SIZE: 4 PROTECTION DEGREE: IP65 (IN PLUGGED CONDITION) CABLE ENTRY FROM SIDE PLUG HOUSING END-LOCKING CLAMP LOWER SIDE SDARD SIZE OF CABLE ENTRIES: M 25 | 6
13581 | 1787600000 | HDC ENCLOSURES SIZE: 4 PROTECTION DEGREE: IP65 (IN PLUGGED CONDITION) CABLE ENTRY FROM TOP PLUG HOUSING SIDE-LOCKING CLAMP ON LOWER SIDE SDARD SIZE OF CABLE ENTRIES: M 20 | 6
13582 | 1787610000 | HDC ENCLOSURES SIZE: 4 PROTECTION DEGREE: IP65 (IN PLUGGED CONDITION) CABLE ENTRY FROM TOP PLUG HOUSING SIDE-LOCKING CLAMP ON UPPER SIDE SDARD SIZE OF CABLE ENTRIES: M 25 | 6
13583 | 1787620000 | HDC ENCLOSURES SIZE: 4 PROTECTION DEGREE: IP65 (IN PLUGGED CONDITION) CABLE ENTRY FROM TOP PLUG HOUSING END-LOCKING CLAMP LOWER SIDE SDARD SIZE OF CABLE ENTRIES: M 25 | 6
13584 | 1787630000 | HDC ENCLOSURES SIZE: 4 PROTECTION DEGREE: IP65 (IN PLUGGED CONDITION) BASE HOUSING SIDE-LOCKING CLAMP ON LOWER SIDE SDARD SIZE OF CABLE ENTRIES: M 25 | 6
13585 | 1787640000 | HDC ENCLOSURES SIZE: 4 PROTECTION DEGREE: IP65 (IN PLUGGED CONDITION) BASE HOUSING SIDE-LOCKING CLAMP ON LOWER SIDE SDARD SIZE OF CABLE ENTRIES: M 20 | 6
13586 | 1787650000 | HDC ENCLOSURES SIZE: 4 PROTECTION DEGREE: IP65 (IN PLUGGED CONDITION) BASE HOUSING END-LOCKING CLAMP LOWER SIDE SDARD SIZE OF CABLE ENTRIES: M 25 | 6
13587 | 1787660000 | HDC ENCLOSURES SIZE: 4 PROTECTION DEGREE: IP65 (IN PLUGGED CONDITION) BASE HOUSING END-LOCKING CLAMP LOWER SIDE SDARD SIZE OF CABLE ENTRIES: M 20 | 6
13588 | 1787670000 | HDC ENCLOSURES SIZE: 4 PROTECTION DEGREE: IP65 (IN PLUGGED CONDITION) BASE HOUSING SIDE-LOCKING CLAMP ON UPPER SIDE SDARD WITH COVER SIZE OF CABLE ENTRIES: M 25 | 6
13589 | 1787680000 | HDC ENCLOSURES SIZE: 4 PROTECTION DEGREE: IP65 (IN PLUGGED CONDITION) BASE HOUSING SIDE-LOCKING CLAMP ON UPPER SIDE SDARD WITH COVER SIZE OF CABLE ENTRIES: M 20 | 6
13590 | 1787700000 | HDC ENCLOSURES SIZE: 4 PROTECTION DEGREE: IP65 (IN PLUGGED CONDITION) BASE HOUSING END-LOCKING CLAMP LOWER SIDE SDARD WITH COVER SIZE OF CABLE ENTRIES: M 20 | 6
13591 | 1787720000 | HDC ENCLOSURES SIZE: 4 PROTECTION DEGREE: IP65 (IN PLUGGED CONDITION) COUPLING HOUSING SIDE-LOCKING CLAMP ON LOWER SIDE SDARD SIZE OF CABLE ENTRIES: M 20 | 6
13592 | 1787730000 | HDC ENCLOSURES SIZE: 4 PROTECTION DEGREE: IP65 (IN PLUGGED CONDITION) COUPLING HOUSING END-LOCKING CLAMP LOWER SIDE SDARD SIZE OF CABLE ENTRIES: M 25 | 6
13593 | 1787740000 | HDC ENCLOSURES SIZE: 4 PROTECTION DEGREE: IP65 (IN PLUGGED CONDITION) COUPLING HOUSING END-LOCKING CLAMP LOWER SIDE SDARD SIZE OF CABLE ENTRIES: M 20 | 6
13594 | 1787750000 | HDC ENCLOSURES SIZE: 8 PROTECTION DEGREE: IP65 (IN PLUGGED CONDITION) CABLE ENTRY FROM SIDE PLUG HOUSING SIDE-LOCKING CLAMP ON LOWER SIDE SDARD SIZE OF CABLE ENTRIES: M 32 | 6
13595 | 1787770000 | HDC ENCLOSURES SIZE: 8 PROTECTION DEGREE: IP65 (IN PLUGGED CONDITION) CABLE ENTRY FROM SIDE PLUG HOUSING SIDE-LOCKING CLAMP ON UPPER SIDE SDARD SIZE OF CABLE ENTRIES: M 32 | 6
13596 | 1787780000 | HDC ENCLOSURES SIZE: 8 PROTECTION DEGREE: IP65 (IN PLUGGED CONDITION) CABLE ENTRY FROM SIDE PLUG HOUSING SIDE-LOCKING CLAMP ON UPPER SIDE SDARD SIZE OF CABLE ENTRIES: M 25 | 6
13597 | 1787790000 | HDC ENCLOSURES SIZE: 8 PROTECTION DEGREE: IP65 (IN PLUGGED CONDITION) CABLE ENTRY FROM SIDE PLUG HOUSING END-LOCKING CLAMP LOWER SIDE SDARD SIZE OF CABLE ENTRIES: M 32 | 6
13598 | 1787800000 | HDC ENCLOSURES SIZE: 8 PROTECTION DEGREE: IP65 (IN PLUGGED CONDITION) CABLE ENTRY FROM SIDE PLUG HOUSING END-LOCKING CLAMP LOWER SIDE SDARD SIZE OF CABLE ENTRIES: M 25 | 6
13599 | 1787820000 | HDC ENCLOSURES SIZE: 8 PROTECTION DEGREE: IP65 (IN PLUGGED CONDITION) CABLE ENTRY FROM TOP PLUG HOUSING SIDE-LOCKING CLAMP ON LOWER SIDE SDARD SIZE OF CABLE ENTRIES: M 25 | 6
13600 | 1787830000 | HDC ENCLOSURES SIZE: 8 PROTECTION DEGREE: IP65 (IN PLUGGED CONDITION) CABLE ENTRY FROM TOP PLUG HOUSING SIDE-LOCKING CLAMP ON UPPER SIDE SDARD SIZE OF CABLE ENTRIES: M 32 | 6
13601 | 1787850000 | HDC ENCLOSURES SIZE: 8 PROTECTION DEGREE: IP65 (IN PLUGGED CONDITION) CABLE ENTRY FROM TOP PLUG HOUSING END-LOCKING CLAMP LOWER SIDE SDARD SIZE OF CABLE ENTRIES: M 32 | 6
13602 | 1787860000 | HDC ENCLOSURES SIZE: 8 PROTECTION DEGREE: IP65 (IN PLUGGED CONDITION) CABLE ENTRY FROM TOP PLUG HOUSING END-LOCKING CLAMP LOWER SIDE SDARD SIZE OF CABLE ENTRIES: M 25 | 6
13603 | 1787870000 | HDC ENCLOSURES SIZE: 8 PROTECTION DEGREE: IP65 (IN PLUGGED CONDITION) BASE HOUSING SIDE-LOCKING CLAMP ON LOWER SIDE SDARD SIZE OF CABLE ENTRIES: M 25 | 6
13604 | 1787880000 | HDC ENCLOSURES SIZE: 8 PROTECTION DEGREE: IP65 (IN PLUGGED CONDITION) BASE HOUSING END-LOCKING CLAMP LOWER SIDE SDARD SIZE OF CABLE ENTRIES: M 25 | 6
13605 | 1787900000 | HDC ENCLOSURES SIZE: 8 PROTECTION DEGREE: IP65 (IN PLUGGED CONDITION) BASE HOUSING END-LOCKING CLAMP LOWER SIDE SDARD WITH COVER SIZE OF CABLE ENTRIES: M 25 | 6
13606 | 1787920000 | HDC ENCLOSURES SIZE: 8 PROTECTION DEGREE: IP65 (IN PLUGGED CONDITION) COUPLING HOUSING SIDE-LOCKING CLAMP ON LOWER SIDE SDARD SIZE OF CABLE ENTRIES: M 25 | 6
13607 | 1787950000 | HDC ENCLOSURES SIZE: 7 PROTECTION DEGREE: IP65 (IN PLUGGED CONDITION) CABLE ENTRY FROM SIDE PLUG HOUSING SIDE-LOCKING CLAMP ON LOWER SIDE SDARD SIZE OF CABLE ENTRIES: M 32 | 6
13608 | 1787960000 | HDC ENCLOSURES SIZE: 7 PROTECTION DEGREE: IP65 (IN PLUGGED CONDITION) CABLE ENTRY FROM SIDE PLUG HOUSING SIDE-LOCKING CLAMP ON LOWER SIDE SDARD SIZE OF CABLE ENTRIES: M 25 | 6
13609 | 1787970000 | HDC ENCLOSURES SIZE: 7 PROTECTION DEGREE: IP65 (IN PLUGGED CONDITION) CABLE ENTRY FROM SIDE PLUG HOUSING SIDE-LOCKING CLAMP ON UPPER SIDE SDARD SIZE OF CABLE ENTRIES: M 32 | 6
13610 | 1787980000 | HDC ENCLOSURES SIZE: 7 PROTECTION DEGREE: IP65 (IN PLUGGED CONDITION) CABLE ENTRY FROM SIDE PLUG HOUSING SIDE-LOCKING CLAMP ON UPPER SIDE SDARD SIZE OF CABLE ENTRIES: M 25 | 6
13611 | 1787990000 | HDC ENCLOSURES SIZE: 7 PROTECTION DEGREE: IP65 (IN PLUGGED CONDITION) CABLE ENTRY FROM TOP PLUG HOUSING SIDE-LOCKING CLAMP ON LOWER SIDE SDARD SIZE OF CABLE ENTRIES: M 32 | 6
13612 | 1788010000 | HDC ENCLOSURES SIZE: 7 PROTECTION DEGREE: IP65 (IN PLUGGED CONDITION) CABLE ENTRY FROM TOP PLUG HOUSING SIDE-LOCKING CLAMP ON UPPER SIDE SDARD SIZE OF CABLE ENTRIES: M 32 | 6
13613 | 1788040000 | HDC ENCLOSURES SIZE: 7 PROTECTION DEGREE: IP65 (IN PLUGGED CONDITION) BASE HOUSING SIDE-LOCKING CLAMP ON LOWER SIDE SDARD SIZE OF CABLE ENTRIES: M 25 | 6
13614 | 1788050000 | HDC ENCLOSURES SIZE: 7 PROTECTION DEGREE: IP65 (IN PLUGGED CONDITION) BASE HOUSING SIDE-LOCKING CLAMP ON UPPER SIDE SDARD WITH COVER SIZE OF CABLE ENTRIES: M 32 | 6
13615 | 1788060000 | HDC ENCLOSURES SIZE: 7 PROTECTION DEGREE: IP65 (IN PLUGGED CONDITION) BASE HOUSING SIDE-LOCKING CLAMP ON UPPER SIDE SDARD WITH COVER SIZE OF CABLE ENTRIES: M 25 | 6
13616 | 1788070000 | HDC ENCLOSURES SIZE: 7 PROTECTION DEGREE: IP65 (IN PLUGGED CONDITION) COUPLING HOUSING SIDE-LOCKING CLAMP ON LOWER SIDE SDARD SIZE OF CABLE ENTRIES: M 32 | 6
13617 | 1788080000 | HDC ENCLOSURES SIZE: 7 PROTECTION DEGREE: IP65 (IN PLUGGED CONDITION) COUPLING HOUSING SIDE-LOCKING CLAMP ON LOWER SIDE SDARD SIZE OF CABLE ENTRIES: M 25 | 6
13618 | 1788090000 | HDC ENCLOSURES SIZE: 3 PROTECTION DEGREE: IP65 (IN PLUGGED CONDITION) CABLE ENTRY FROM SIDE PLUG HOUSING END-LOCKING CLAMP LOWER SIDE SDARD SIZE OF CABLE ENTRIES: M 25 | 6
13619 | 1788100000 | HDC ENCLOSURES SIZE: 3 PROTECTION DEGREE: IP65 (IN PLUGGED CONDITION) CABLE ENTRY FROM SIDE PLUG HOUSING END-LOCKING CLAMP LOWER SIDE SDARD SIZE OF CABLE ENTRIES: M 20 | 6
13620 | 1788110000 | HDC ENCLOSURES SIZE: 3 PROTECTION DEGREE: IP65 (IN PLUGGED CONDITION) CABLE ENTRY FROM TOP PLUG HOUSING END-LOCKING CLAMP LOWER SIDE SDARD SIZE OF CABLE ENTRIES: M 25 | 6
13621 | 1788120000 | HDC ENCLOSURES SIZE: 3 PROTECTION DEGREE: IP65 (IN PLUGGED CONDITION) CABLE ENTRY FROM TOP PLUG HOUSING END-LOCKING CLAMP LOWER SIDE SDARD SIZE OF CABLE ENTRIES: M 20 | 6
13622 | 1788130000 | HDC ENCLOSURES SIZE: 3 PROTECTION DEGREE: IP65 (IN PLUGGED CONDITION) BASE HOUSING END-LOCKING CLAMP LOWER SIDE SDARD SIZE OF CABLE ENTRIES: M 25 | 6
13623 | 1788140000 | HDC ENCLOSURES SIZE: 3 PROTECTION DEGREE: IP65 (IN PLUGGED CONDITION) BASE HOUSING END-LOCKING CLAMP LOWER SIDE SDARD SIZE OF CABLE ENTRIES: M 20 | 6
13624 | 1788160000 | HDC ENCLOSURES SIZE: 3 PROTECTION DEGREE: IP65 (IN PLUGGED CONDITION) BASE HOUSING END-LOCKING CLAMP LOWER SIDE SDARD WITH COVER SIZE OF CABLE ENTRIES: M 25 | 6
13625 | 1788170000 | HDC ENCLOSURES SIZE: 3 PROTECTION DEGREE: IP65 (IN PLUGGED CONDITION) BASE HOUSING END-LOCKING CLAMP LOWER SIDE SDARD WITH COVER SIZE OF CABLE ENTRIES: M 20 | 6
13626 | 1788190000 | HDC ENCLOSURES SIZE: 6 PROTECTION DEGREE: IP65 (IN PLUGGED CONDITION) CABLE ENTRY FROM SIDE PLUG HOUSING SIDE-LOCKING CLAMP ON UPPER SIDE SDARD SIZE OF CABLE ENTRIES: M 25 | 6
13627 | 1788200000 | HDC ENCLOSURES SIZE: 6 PROTECTION DEGREE: IP65 (IN PLUGGED CONDITION) CABLE ENTRY FROM SIDE PLUG HOUSING END-LOCKING CLAMP LOWER SIDE SDARD SIZE OF CABLE ENTRIES: M 25 | 6
13628 | 1788210000 | HDC ENCLOSURES SIZE: 6 PROTECTION DEGREE: IP65 (IN PLUGGED CONDITION) CABLE ENTRY FROM TOP PLUG HOUSING SIDE-LOCKING CLAMP ON LOWER SIDE SDARD SIZE OF CABLE ENTRIES: M 25 | 6
13629 | 1788220000 | HDC ENCLOSURES SIZE: 6 PROTECTION DEGREE: IP65 (IN PLUGGED CONDITION) CABLE ENTRY FROM TOP PLUG HOUSING SIDE-LOCKING CLAMP ON UPPER SIDE SDARD SIZE OF CABLE ENTRIES: M 25 | 6
13630 | 1788230000 | HDC ENCLOSURES SIZE: 6 PROTECTION DEGREE: IP65 (IN PLUGGED CONDITION) CABLE ENTRY FROM TOP PLUG HOUSING END-LOCKING CLAMP LOWER SIDE SDARD SIZE OF CABLE ENTRIES: M 25 | 6
13631 | 1788260000 | HDC ENCLOSURES SIZE: 6 PROTECTION DEGREE: IP65 (IN PLUGGED CONDITION) BASE HOUSING SIDE-LOCKING CLAMP ON UPPER SIDE SDARD WITH COVER SIZE OF CABLE ENTRIES: M 25 | 6
13632 | 1788290000 | HDC ENCLOSURES SIZE: 6 PROTECTION DEGREE: IP65 (IN PLUGGED CONDITION) COUPLING HOUSING END-LOCKING CLAMP LOWER SIDE SDARD SIZE OF CABLE ENTRIES: M 25 | 6
13633 | 1788300000 | HDC ENCLOSURES SIZE: 12 PROTECTION DEGREE: IP65 (IN PLUGGED CONDITION) CABLE ENTRY FROM SIDE PLUG HOUSING END-LOCKING CLAMP LOWER SIDE SDARD SIZE OF CABLE ENTRIES: M 50 | 6
13634 | 1788310000 | HDC ENCLOSURES SIZE: 12 PROTECTION DEGREE: IP65 (IN PLUGGED CONDITION) CABLE ENTRY FROM SIDE PLUG HOUSING END-LOCKING CLAMP LOWER SIDE SDARD SIZE OF CABLE ENTRIES: M 40 | 6
13635 | 1788320000 | HDC ENCLOSURES SIZE: 12 PROTECTION DEGREE: IP65 (IN PLUGGED CONDITION) CABLE ENTRY FROM SIDE PLUG HOUSING END-LOCKING CLAMP LOWER SIDE SDARD SIZE OF CABLE ENTRIES: M 32 | 6
13636 | 1788330000 | HDC ENCLOSURES SIZE: 12 PROTECTION DEGREE: IP65 (IN PLUGGED CONDITION) CABLE ENTRY FROM TOP PLUG HOUSING END-LOCKING CLAMP LOWER SIDE SDARD SIZE OF CABLE ENTRIES: M 50 | 6
13637 | 1788350000 | HDC ENCLOSURES SIZE: 12 PROTECTION DEGREE: IP65 (IN PLUGGED CONDITION) CABLE ENTRY FROM TOP PLUG HOUSING END-LOCKING CLAMP LOWER SIDE SDARD SIZE OF CABLE ENTRIES: M 32 | 6
13638 | 1788360000 | HDC ENCLOSURES SIZE: 12 PROTECTION DEGREE: IP65 (IN PLUGGED CONDITION) BASE HOUSING END-LOCKING CLAMP LOWER SIDE SDARD SIZE OF CABLE ENTRIES: M 40 | 6
13639 | 1788370000 | HDC ENCLOSURES SIZE: 12 PROTECTION DEGREE: IP65 (IN PLUGGED CONDITION) BASE HOUSING END-LOCKING CLAMP LOWER SIDE SDARD SIZE OF CABLE ENTRIES: M 32 | 6
13640 | 1788390000 | HDC ENCLOSURES SIZE: 12 PROTECTION DEGREE: IP65 (IN PLUGGED CONDITION) BASE HOUSING END-LOCKING CLAMP LOWER SIDE SDARD WITH COVER SIZE OF CABLE ENTRIES: M 32 | 6
13641 | 1788400000 | HDC ENCLOSURES SIZE: 10 PROTECTION DEGREE: IP65 (IN PLUGGED CONDITION) CABLE ENTRY FROM SIDE PLUG HOUSING SIDE-LOCKING CLAMP ON LOWER SIDE SDARD SIZE OF CABLE ENTRIES: M 32 | 6
13642 | 1788410000 | HDC ENCLOSURES SIZE: 10 PROTECTION DEGREE: IP65 (IN PLUGGED CONDITION) CABLE ENTRY FROM SIDE PLUG HOUSING SIDE-LOCKING CLAMP ON UPPER SIDE SDARD SIZE OF CABLE ENTRIES: M 32 | 6
13643 | 1788420000 | HDC ENCLOSURES SIZE: 10 PROTECTION DEGREE: IP65 (IN PLUGGED CONDITION) CABLE ENTRY FROM SIDE PLUG HOUSING END-LOCKING CLAMP LOWER SIDE SDARD SIZE OF CABLE ENTRIES: M 32 | 6
13644 | 1788430000 | HDC ENCLOSURES SIZE: 10 PROTECTION DEGREE: IP65 (IN PLUGGED CONDITION) CABLE ENTRY FROM TOP PLUG HOUSING SIDE-LOCKING CLAMP ON LOWER SIDE SDARD SIZE OF CABLE ENTRIES: M 32 | 6
13645 | 1788450000 | HDC ENCLOSURES SIZE: 10 PROTECTION DEGREE: IP65 (IN PLUGGED CONDITION) CABLE ENTRY FROM TOP PLUG HOUSING END-LOCKING CLAMP LOWER SIDE SDARD SIZE OF CABLE ENTRIES: M 32 | 6
13646 | 1788460000 | HDC ENCLOSURES SIZE: 10 PROTECTION DEGREE: IP65 (IN PLUGGED CONDITION) BASE HOUSING SIDE-LOCKING CLAMP ON LOWER SIDE SDARD SIZE OF CABLE ENTRIES: M 32 | 6
13647 | 1788470000 | HDC ENCLOSURES SIZE: 10 PROTECTION DEGREE: IP65 (IN PLUGGED CONDITION) BASE HOUSING END-LOCKING CLAMP LOWER SIDE SDARD SIZE OF CABLE ENTRIES: M 32 | 6
13648 | 1788490000 | HDC ENCLOSURES SIZE: 10 PROTECTION DEGREE: IP65 (IN PLUGGED CONDITION) BASE HOUSING END-LOCKING CLAMP LOWER SIDE SDARD WITH COVER SIZE OF CABLE ENTRIES: M 32 | 6
13649 | 1788500000 | HDC ENCLOSURES SIZE: 10 PROTECTION DEGREE: IP65 (IN PLUGGED CONDITION) COUPLING HOUSING END-LOCKING CLAMP LOWER SIDE SDARD SIZE OF CABLE ENTRIES: M 32 | 6
13650 | 1799810000 | HDC ENCLOSURES SIZE: 12 PROTECTION DEGREE: IP65 (IN PLUGGED CONDITION) BASE HOUSING END-LOCKING CLAMP LOWER SIDE SDARD WITH COVER SIZE OF CABLE ENTRIES: PG 29 | 6
13651 | 1804610000 | HDC ENCLOSURES SIZE: 8 PROTECTION DEGREE: IP65 (IN PLUGGED CONDITION) CABLE ENTRY FROM SIDE PLUG HOUSING END-LOCKING CLAMP LOWER SIDE HIGH SIZE OF CABLE ENTRIES: M 40 | 6
13652 | 1804630000 | HDC ENCLOSURES SIZE: 6 PROTECTION DEGREE: IP65 (IN PLUGGED CONDITION) CABLE ENTRY FROM TOP PLUG HOUSING END-LOCKING CLAMP LOWER SIDE SDARD SIZE OF CABLE ENTRIES: M 32 | 6
13653 | 1804640000 | HDC ENCLOSURES SIZE: 6 PROTECTION DEGREE: IP65 (IN PLUGGED CONDITION) CABLE ENTRY FROM SIDE PLUG HOUSING END-LOCKING CLAMP LOWER SIDE SDARD SIZE OF CABLE ENTRIES: M 32 | 6
13654 | 1804650000 | HDC ENCLOSURES SIZE: 6 PROTECTION DEGREE: IP65 (IN PLUGGED CONDITION) CABLE ENTRY FROM SIDE PLUG HOUSING END-LOCKING CLAMP LOWER SIDE HIGH SIZE OF CABLE ENTRIES: M 40 | 6
13655 | 1804660000 | HDC ENCLOSURES SIZE: 6 PROTECTION DEGREE: IP65 (IN PLUGGED CONDITION) BASE HOUSING END-LOCKING CLAMP LOWER SIDE HIGH SIZE OF CABLE ENTRIES: M 32 | 6
13656 | 1809620000 | HDC ENCLOSURES SIZE: 6 PROTECTION DEGREE: IP65 (IN PLUGGED CONDITION) CABLE ENTRY FROM SIDE PLUG HOUSING SIDE-LOCKING CLAMP ON LOWER SIDE SDARD SIZE OF CABLE ENTRIES: M 40 | 6
13657 | 1809630000 | HDC ENCLOSURES SIZE: 8 PROTECTION DEGREE: IP65 (IN PLUGGED CONDITION) CABLE ENTRY FROM SIDE PLUG HOUSING SIDE-LOCKING CLAMP ON LOWER SIDE HIGH SIZE OF CABLE ENTRIES: M 40 | 6
13658 | 1812470000 | SOCKETS PREFABRICATED TO CUSTOMER SPEC. 7/8" SOCKET ANGLED | 35
13659 | 1812480000 | SOCKETS PREFABRICATED TO CUSTOMER SPEC. 7/8" FEMALE SOCKET STRAIGHT | 35
13660 | 1826770000 | HDC INSERT MALE 500 V 16 A N OF POLES: 46 CRIMP CONNECTION SIZE: 8 | 25
13661 | 1826780000 | HDC INSERT FEMALE 500 V 16 A N OF POLES: 46 CRIMP CONNECTION SIZE: 8 | 25
13662 | 1826790000 | HDC INSERT MALE 500 V 16 A N OF POLES: 32 CRIMP CONNECTION SIZE: 6 | 25
13663 | 1826800000 | HDC INSERT FEMALE 500 V 16 A N OF POLES: 32 CRIMP CONNECTION SIZE: 6 | 25
13664 | 1826810000 | HDC INSERT MALE 500 V 16 A N OF POLES: 18 CRIMP CONNECTION SIZE: 4 | 25
13665 | 1826820000 | HDC INSERT FEMALE 500 V 16 A N OF POLES: 18 CRIMP CONNECTION SIZE: 4 | 25
13666 | 1826830000 | HDC INSERT MALE 500 V 16 A N OF POLES: 10 CRIMP CONNECTION SIZE: 3 | 25
13667 | 1826840000 | HDC INSERT FEMALE 500 V 16 A N OF POLES: 10 CRIMP CONNECTION SIZE: 3 | 25
13668 | 1827160000 | HDC ENCLOSURES SIZE: 8 PROTECTION DEGREE: IP66 (IN PLUGGED CONDITION) IP68 (IN PLUGGED CONDITION) PLUG HOUSING CLAMPING YOKE CONNECTION HIGH SIZE OF CABLE ENTRIES: M 50 | 6
13669 | 1827170000 | HDC ENCLOSURES SIZE: 8 PROTECTION DEGREE: IP66 (IN PLUGGED CONDITION) IP68 (IN PLUGGED CONDITION) PLUG HOUSING CLAMPING YOKE CONNECTION HIGH SIZE OF CABLE ENTRIES: M 50 | 6
13670 | 1827470000 | HDC ENCLOSURES SIZE: 8 PROTECTION DEGREE: IP66 (IN PLUGGED CONDITION) IP68 (IN PLUGGED CONDITION) BULKHEAD HOUSING CLAMPING YOKE CONNECTION SDARD | 6
13671 | 1848570000 | HDC INSERT FEMALE 500 V 16 A N OF POLES: 10 SCREW CONNECTION SIZE: 4 | 25
13672 | 1848580000 | HDC INSERT FEMALE 500 V 16 A N OF POLES: 16 SCREW CONNECTION SIZE: 6 | 25
13673 | 1848590000 | HDC INSERT FEMALE 500 V 16 A N OF POLES: 24 SCREW CONNECTION SIZE: 8 | 25
13674 | 1848600000 | HDC INSERT FEMALE 500 V 16 A N OF POLES: 6 SCREW CONNECTION SIZE: 3 | 25
13675 | 1848610000 | HDC INSERT FEMALE 500 V 16 A N OF POLES: 10 SCREW CONNECTION SIZE: 4 | 25
13676 | 1848620000 | HDC INSERT FEMALE 500 V 16 A N OF POLES: 16 SCREW CONNECTION SIZE: 6 | 25
13677 | 1848630000 | HDC INSERT FEMALE 500 V 16 A N OF POLES: 24 SCREW CONNECTION SIZE: 8 | 25
13678 | 1848680000 | HDC INSERT PIN 500 V 16 A N OF POLES: 10 SCREW CONNECTION SIZE: 4 | 25
13679 | 1848700000 | HDC INSERT PIN 500 V 16 A N OF POLES: 16 SCREW CONNECTION SIZE: 6 | 25
13680 | 1848730000 | HDC INSERT PIN 500 V 16 A N OF POLES: 24 SCREW CONNECTION SIZE: 8 | 25
13681 | 1848750000 | HDC INSERT PIN 500 V 16 A N OF POLES: 10 SCREW CONNECTION SIZE: 4 | 25
13682 | 1848760000 | HDC INSERT PIN 500 V 16 A N OF POLES: 16 SCREW CONNECTION SIZE: 6 | 25
13683 | 1848770000 | HDC INSERT PIN 500 V 16 A N OF POLES: 24 SCREW CONNECTION SIZE: 8 | 25
13684 | 1862060000 | HEAVY-DUTY CONNECTORS HDC INSERT CONCEPT MODULE | 63
13685 | 1862080000 | HEAVY-DUTY CONNECTORS HDC INSERT CONCEPT MODULE | 63
13686 | 1867360000 | HEAVY-DUTY CONNECTORS ACCESSORIES SHIELD CLAMP | 107
13687 | 1867370000 | HEAVY-DUTY CONNECTORS ACCESSORIES SHIELD CLAMP | 107
13688 | 1867380000 | HEAVY-DUTY CONNECTORS ACCESSORIES SHIELD CLAMP | 107
13689 | 1867390000 | HEAVY-DUTY CONNECTORS ACCESSORIES SHIELD CLAMP | 107
13690 | 1873890000 | HDC INSERT MALE 250 V 16 A N OF POLES: 16 CRIMP CONNECTION SIZE: 5 | 25
13691 | 1894710000 | HEAVY-DUTY CONNECTORS HDC INSERT CONCEPT MODULE | 63
13692 | 1894720000 | HEAVY-DUTY CONNECTORS HDC INSERT CONCEPT MODULE | 63
13693 | 1894730000 | HEAVY-DUTY CONNECTORS HDC INSERT CONCEPT MODULE | 63
13694 | 1894740000 | HEAVY-DUTY CONNECTORS HDC INSERT CONCEPT MODULE | 63
13695 | 1894750000 | HEAVY-DUTY CONNECTORS HDC INSERT CONCEPT MODULE | 63
13696 | 1894760000 | HEAVY-DUTY CONNECTORS HDC INSERT CONCEPT MODULE | 63
13697 | 1894770000 | HEAVY-DUTY CONNECTORS HDC INSERT CONCEPT MODULE | 63
13698 | 1894780000 | HEAVY-DUTY CONNECTORS HDC INSERT CONCEPT MODULE | 63
13699 | 1899980000 | HDC ENCLOSURES SIZE: 6 PROTECTION DEGREE: IP65 (IN PLUGGED CONDITION) BASE HOUSING SIDE-LOCKING CLAMP ON LOWER SIDE SDARD SIZE OF CABLE ENTRIES: M 25 | 6
13700 | 1900080000 | HDC ENCLOSURES SIZE: 6 PROTECTION DEGREE: IP65 (IN PLUGGED CONDITION) BASE HOUSING SIDE-LOCKING CLAMP ON UPPER SIDE SDARD WITH COVER SIZE OF CABLE ENTRIES: M 25 | 6
13701 | 1900170000 | HDC ENCLOSURES SIZE: 6 PROTECTION DEGREE: IP65 (IN PLUGGED CONDITION) BASE HOUSING END-LOCKING CLAMP LOWER SIDE SDARD SIZE OF CABLE ENTRIES: M 25 | 6
13702 | 1900320000 | HDC ENCLOSURES SIZE: 1 PROTECTION DEGREE: IP65 (IN PLUGGED CONDITION) SCREW MOUNTING HOUSING SIDE-LOCKING CLAMP ON LOWER SIDE SDARD SIZE OF CABLE ENTRIES: M 20 | 6
13703 | 1900330000 | HDC ENCLOSURES SIZE: 1 PROTECTION DEGREE: IP65 (IN PLUGGED CONDITION) SCREW MOUNTING HOUSING SIDE-LOCKING CLAMP ON LOWER SIDE SDARD SIZE OF CABLE ENTRIES: PG 13.5 | 6
13704 | 1900360000 | HDC ENCLOSURES SIZE: 3 PROTECTION DEGREE: IP65 (IN PLUGGED CONDITION) BASE HOUSING END-LOCKING CLAMP LOWER SIDE SDARD WITH COVER SIZE OF CABLE ENTRIES: M 20 | 6
13705 | 1900380000 | HDC ENCLOSURES SIZE: 3 PROTECTION DEGREE: IP65 (IN PLUGGED CONDITION) BASE HOUSING END-LOCKING CLAMP LOWER SIDE SDARD WITH COVER SIZE OF CABLE ENTRIES: M 25 | 6
13706 | 1900460000 | HDC ENCLOSURES SIZE: 3 PROTECTION DEGREE: IP65 (IN PLUGGED CONDITION) BASE HOUSING END-LOCKING CLAMP LOWER SIDE SDARD SIZE OF CABLE ENTRIES: M 20 | 6
13707 | 1900480000 | HDC ENCLOSURES SIZE: 3 PROTECTION DEGREE: IP65 (IN PLUGGED CONDITION) BASE HOUSING END-LOCKING CLAMP LOWER SIDE SDARD SIZE OF CABLE ENTRIES: M 25 | 6
13708 | 1900820000 | HDC ENCLOSURES SIZE: 3 PROTECTION DEGREE: IP65 (IN PLUGGED CONDITION) BASE HOUSING END-LOCKING CLAMP LOWER SIDE HIGH WITH COVER SIZE OF CABLE ENTRIES: M 25 | 6
13709 | 1900880000 | HDC ENCLOSURES SIZE: 3 PROTECTION DEGREE: IP65 (IN PLUGGED CONDITION) BASE HOUSING END-LOCKING CLAMP LOWER SIDE HIGH SIZE OF CABLE ENTRIES: M 25 | 6
13710 | 1900900000 | HDC ENCLOSURES SIZE: 3 PROTECTION DEGREE: IP65 (IN PLUGGED CONDITION) BASE HOUSING END-LOCKING CLAMP LOWER SIDE HIGH SIZE OF CABLE ENTRIES: M 32 | 6
13711 | 1900990000 | HDC ENCLOSURES SIZE: 1 PROTECTION DEGREE: IP65 (IN PLUGGED CONDITION) SCREW MOUNTING HOUSING SIDE-LOCKING CLAMP ON LOWER SIDE SDARD SIZE OF CABLE ENTRIES: PG 13.5 | 6
13712 | 1901010000 | HDC ENCLOSURES SIZE: 2 PROTECTION DEGREE: IP65 (IN PLUGGED CONDITION) BASE HOUSING END-LOCKING CLAMP LOWER SIDE SDARD WITH COVER SIZE OF CABLE ENTRIES: M 20 | 6
13713 | 1901040000 | HDC ENCLOSURES SIZE: 2 PROTECTION DEGREE: IP65 (IN PLUGGED CONDITION) BASE HOUSING END-LOCKING CLAMP LOWER SIDE SDARD WITH COVER SIZE OF CABLE ENTRIES: M 25 | 6
13714 | 1901100000 | HDC ENCLOSURES SIZE: 2 PROTECTION DEGREE: IP65 (IN PLUGGED CONDITION) BASE HOUSING END-LOCKING CLAMP LOWER SIDE SDARD SIZE OF CABLE ENTRIES: M 20 | 6
13715 | 1901150000 | HDC ENCLOSURES SIZE: 8 PROTECTION DEGREE: IP65 (IN PLUGGED CONDITION) BASE HOUSING SIDE-LOCKING CLAMP ON LOWER SIDE SDARD SIZE OF CABLE ENTRIES: M 25 | 6
13716 | 1901160000 | HDC ENCLOSURES SIZE: 2 PROTECTION DEGREE: IP65 (IN PLUGGED CONDITION) BASE HOUSING END-LOCKING CLAMP LOWER SIDE SDARD SIZE OF CABLE ENTRIES: M 25 | 6
13717 | 1901360000 | HDC ENCLOSURES SIZE: 4 PROTECTION DEGREE: IP65 (IN PLUGGED CONDITION) BASE HOUSING SIDE-LOCKING CLAMP ON LOWER SIDE SDARD SIZE OF CABLE ENTRIES: M 20 | 6
13718 | 1901370000 | HDC ENCLOSURES SIZE: 4 PROTECTION DEGREE: IP65 (IN PLUGGED CONDITION) BASE HOUSING SIDE-LOCKING CLAMP ON LOWER SIDE SDARD SIZE OF CABLE ENTRIES: M 25 | 6
13719 | 1901480000 | HDC ENCLOSURES SIZE: 8 PROTECTION DEGREE: IP65 (IN PLUGGED CONDITION) BASE HOUSING END-LOCKING CLAMP LOWER SIDE SDARD WITH COVER SIZE OF CABLE ENTRIES: M 25 | 6
13720 | 1901490000 | HDC ENCLOSURES SIZE: 4 PROTECTION DEGREE: IP65 (IN PLUGGED CONDITION) BASE HOUSING SIDE-LOCKING CLAMP ON UPPER SIDE SDARD WITH COVER SIZE OF CABLE ENTRIES: M 20 | 6
13721 | 1901510000 | HDC ENCLOSURES SIZE: 4 PROTECTION DEGREE: IP65 (IN PLUGGED CONDITION) BASE HOUSING SIDE-LOCKING CLAMP ON UPPER SIDE SDARD WITH COVER SIZE OF CABLE ENTRIES: M 25 | 6
13722 | 1901560000 | HDC ENCLOSURES SIZE: 8 PROTECTION DEGREE: IP65 (IN PLUGGED CONDITION) BASE HOUSING END-LOCKING CLAMP LOWER SIDE SDARD SIZE OF CABLE ENTRIES: M 25 | 6
13723 | 1901570000 | HDC ENCLOSURES SIZE: 4 PROTECTION DEGREE: IP65 (IN PLUGGED CONDITION) BASE HOUSING END-LOCKING CLAMP LOWER SIDE SDARD WITH COVER SIZE OF CABLE ENTRIES: M 20 | 6
13724 | 1901620000 | HDC ENCLOSURES SIZE: 4 PROTECTION DEGREE: IP65 (IN PLUGGED CONDITION) BASE HOUSING END-LOCKING CLAMP LOWER SIDE SDARD SIZE OF CABLE ENTRIES: M 20 | 6
13725 | 1901640000 | HDC ENCLOSURES SIZE: 4 PROTECTION DEGREE: IP65 (IN PLUGGED CONDITION) BASE HOUSING END-LOCKING CLAMP LOWER SIDE SDARD SIZE OF CABLE ENTRIES: M 25 | 6
13726 | 1901700000 | HDC ENCLOSURES SIZE: 4 PROTECTION DEGREE: IP65 (IN PLUGGED CONDITION) BULKHEAD HOUSING SIDE-LOCKING CLAMP ON LOWER SIDE SDARD | 6
13727 | 1902480000 | HDC ENCLOSURES SIZE: 8 PROTECTION DEGREE: IP65 (IN PLUGGED CONDITION) CABLE ENTRY FROM SIDE PLUG HOUSING SIDE-LOCKING CLAMP ON LOWER SIDE SDARD SIZE OF CABLE ENTRIES: M 40 | 6
13728 | 1902600000 | HDC ENCLOSURES SIZE: 10 PROTECTION DEGREE: IP65 (IN PLUGGED CONDITION) BASE HOUSING SIDE-LOCKING CLAMP ON LOWER SIDE SDARD SIZE OF CABLE ENTRIES: M 32 | 6
13729 | 1902610000 | HDC ENCLOSURES SIZE: 10 PROTECTION DEGREE: IP65 (IN PLUGGED CONDITION) BASE HOUSING SIDE-LOCKING CLAMP ON LOWER SIDE SDARD SIZE OF CABLE ENTRIES: PG 36 | 6
13730 | 1902640000 | HDC ENCLOSURES SIZE: 10 PROTECTION DEGREE: IP65 (IN PLUGGED CONDITION) BASE HOUSING SIDE-LOCKING CLAMP ON LOWER SIDE SDARD SIZE OF CABLE ENTRIES: PG 36 | 6
13731 | 1902650000 | HDC ENCLOSURES SIZE: 10 PROTECTION DEGREE: IP65 (IN PLUGGED CONDITION) BASE HOUSING END-LOCKING CLAMP LOWER SIDE SDARD WITH COVER SIZE OF CABLE ENTRIES: M 32 | 6
13732 | 1902670000 | HDC ENCLOSURES SIZE: 10 PROTECTION DEGREE: IP65 (IN PLUGGED CONDITION) BASE HOUSING END-LOCKING CLAMP LOWER SIDE SDARD SIZE OF CABLE ENTRIES: M 32 | 6
13733 | 1902730000 | HDC ENCLOSURES SIZE: 10 PROTECTION DEGREE: IP65 (IN PLUGGED CONDITION) COUPLING HOUSING SIDE-LOCKING CLAMP ON LOWER SIDE SDARD SIZE OF CABLE ENTRIES: M 40 | 6
13734 | 1902740000 | HDC ENCLOSURES SIZE: 10 PROTECTION DEGREE: IP65 (IN PLUGGED CONDITION) COUPLING HOUSING SIDE-LOCKING CLAMP ON LOWER SIDE SDARD SIZE OF CABLE ENTRIES: PG 29 | 6
13735 | 1902750000 | HDC ENCLOSURES SIZE: 10 PROTECTION DEGREE: IP65 (IN PLUGGED CONDITION) COUPLING HOUSING SIDE-LOCKING CLAMP ON LOWER SIDE SDARD SIZE OF CABLE ENTRIES: PG 36 | 6
13736 | 1902970000 | HDC ENCLOSURES SIZE: 6 PROTECTION DEGREE: IP65 (IN PLUGGED CONDITION) BASE HOUSING SIDE-LOCKING CLAMP ON LOWER SIDE HIGH SIZE OF CABLE ENTRIES: M 25 | 6
13737 | 1902980000 | HDC ENCLOSURES SIZE: 8 PROTECTION DEGREE: IP65 (IN PLUGGED CONDITION) CABLE ENTRY FROM TOP PLUG HOUSING SIDE-LOCKING CLAMP ON LOWER SIDE SDARD SIZE OF CABLE ENTRIES: M 40 | 6
13738 | 1902990000 | HDC ENCLOSURES SIZE: 6 PROTECTION DEGREE: IP65 (IN PLUGGED CONDITION) BASE HOUSING SIDE-LOCKING CLAMP ON LOWER SIDE HIGH SIZE OF CABLE ENTRIES: M 32 | 6
13739 | 1903070000 | HDC ENCLOSURES SIZE: 6 PROTECTION DEGREE: IP65 (IN PLUGGED CONDITION) BASE HOUSING END-LOCKING CLAMP LOWER SIDE HIGH WITH COVER SIZE OF CABLE ENTRIES: M 25 | 6
13740 | 1903080000 | HDC ENCLOSURES SIZE: 6 PROTECTION DEGREE: IP65 (IN PLUGGED CONDITION) BASE HOUSING END-LOCKING CLAMP LOWER SIDE HIGH WITH COVER SIZE OF CABLE ENTRIES: M 32 | 6
13741 | 1903110000 | HDC ENCLOSURES SIZE: 6 PROTECTION DEGREE: IP65 (IN PLUGGED CONDITION) BASE HOUSING END-LOCKING CLAMP LOWER SIDE HIGH SIZE OF CABLE ENTRIES: M 32 | 6
13742 | 1903210000 | HDC ENCLOSURES SIZE: 4 PROTECTION DEGREE: IP65 (IN PLUGGED CONDITION) BASE HOUSING SIDE-LOCKING CLAMP ON LOWER SIDE HIGH SIZE OF CABLE ENTRIES: M 25 | 6
13743 | 1903220000 | HDC ENCLOSURES SIZE: 4 PROTECTION DEGREE: IP65 (IN PLUGGED CONDITION) BASE HOUSING SIDE-LOCKING CLAMP ON LOWER SIDE HIGH SIZE OF CABLE ENTRIES: M 32 | 6
13744 | 1903370000 | HDC ENCLOSURES SIZE: 4 PROTECTION DEGREE: IP65 (IN PLUGGED CONDITION) BASE HOUSING SIDE-LOCKING CLAMP ON UPPER SIDE HIGH WITH COVER SIZE OF CABLE ENTRIES: M 25 | 6
13745 | 1903410000 | HDC ENCLOSURES SIZE: 4 PROTECTION DEGREE: IP65 (IN PLUGGED CONDITION) BASE HOUSING END-LOCKING CLAMP LOWER SIDE HIGH WITH COVER SIZE OF CABLE ENTRIES: M 25 | 6
13746 | 1903510000 | HDC ENCLOSURES SIZE: 4 PROTECTION DEGREE: IP65 (IN PLUGGED CONDITION) BASE HOUSING END-LOCKING CLAMP LOWER SIDE HIGH WITH COVER SIZE OF CABLE ENTRIES: M 32 | 6
13747 | 1903560000 | HDC ENCLOSURES SIZE: 4 PROTECTION DEGREE: IP65 (IN PLUGGED CONDITION) BASE HOUSING END-LOCKING CLAMP LOWER SIDE HIGH SIZE OF CABLE ENTRIES: M 32 | 6
13748 | 1903610000 | HDC ENCLOSURES SIZE: 4 PROTECTION DEGREE: IP65 (IN PLUGGED CONDITION) CABLE ENTRY FROM SIDE PLUG HOUSING CENTRAL LOCKING AT THE TOP HIGH SIZE OF CABLE ENTRIES: M 25 | 6
13749 | 1903870000 | HDC ENCLOSURES SIZE: 7 PROTECTION DEGREE: IP65 (IN PLUGGED CONDITION) BASE HOUSING SIDE-LOCKING CLAMP ON LOWER SIDE SDARD SIZE OF CABLE ENTRIES: M 25 | 6
13750 | 1903900000 | HDC ENCLOSURES SIZE: 7 PROTECTION DEGREE: IP65 (IN PLUGGED CONDITION) BASE HOUSING SIDE-LOCKING CLAMP ON UPPER SIDE SDARD WITH COVER SIZE OF CABLE ENTRIES: M 25 | 6
13751 | 1903910000 | HDC ENCLOSURES SIZE: 7 PROTECTION DEGREE: IP65 (IN PLUGGED CONDITION) BASE HOUSING SIDE-LOCKING CLAMP ON UPPER SIDE SDARD WITH COVER SIZE OF CABLE ENTRIES: M 32 | 6
13752 | 1904150000 | HDC ENCLOSURES SIZE: 12 PROTECTION DEGREE: IP65 (IN PLUGGED CONDITION) BASE HOUSING END-LOCKING CLAMP LOWER SIDE SDARD WITH COVER SIZE OF CABLE ENTRIES: M 32 | 6
13753 | 1904190000 | HDC ENCLOSURES SIZE: 12 PROTECTION DEGREE: IP65 (IN PLUGGED CONDITION) BASE HOUSING END-LOCKING CLAMP LOWER SIDE SDARD SIZE OF CABLE ENTRIES: M 32 | 6
13754 | 1904340000 | HDC ENCLOSURES SIZE: 8 PROTECTION DEGREE: IP65 (IN PLUGGED CONDITION) BASE HOUSING SIDE-LOCKING CLAMP ON LOWER SIDE HIGH SIZE OF CABLE ENTRIES: M 25 | 6
13755 | 1904350000 | HDC ENCLOSURES SIZE: 8 PROTECTION DEGREE: IP65 (IN PLUGGED CONDITION) BASE HOUSING SIDE-LOCKING CLAMP ON LOWER SIDE HIGH SIZE OF CABLE ENTRIES: M 32 | 6
13756 | 1904400000 | HDC ENCLOSURES SIZE: 8 PROTECTION DEGREE: IP65 (IN PLUGGED CONDITION) BASE HOUSING SIDE-LOCKING CLAMP ON UPPER SIDE HIGH WITH COVER SIZE OF CABLE ENTRIES: M 32 | 6
13757 | 1904430000 | HDC ENCLOSURES SIZE: 8 PROTECTION DEGREE: IP65 (IN PLUGGED CONDITION) BASE HOUSING END-LOCKING CLAMP LOWER SIDE HIGH WITH COVER SIZE OF CABLE ENTRIES: M 25 | 6
13758 | 1904440000 | HDC ENCLOSURES SIZE: 8 PROTECTION DEGREE: IP65 (IN PLUGGED CONDITION) BASE HOUSING END-LOCKING CLAMP LOWER SIDE HIGH WITH COVER SIZE OF CABLE ENTRIES: M 32 | 6
13759 | 1904480000 | HDC ENCLOSURES SIZE: 8 PROTECTION DEGREE: IP65 (IN PLUGGED CONDITION) BASE HOUSING END-LOCKING CLAMP LOWER SIDE HIGH SIZE OF CABLE ENTRIES: M 25 | 6
13760 | 1904490000 | HDC ENCLOSURES SIZE: 8 PROTECTION DEGREE: IP65 (IN PLUGGED CONDITION) BASE HOUSING END-LOCKING CLAMP LOWER SIDE HIGH SIZE OF CABLE ENTRIES: M 32 | 6
13761 | 1904690000 | HDC ENCLOSURES SIZE: 8 PROTECTION DEGREE: IP65 (IN PLUGGED CONDITION) CABLE ENTRY FROM SIDE PLUG HOUSING CENTRAL LOCKING AT THE TOP HIGH SIZE OF CABLE ENTRIES: M 40 | 6
13762 | 1904800000 | HDC ENCLOSURES SIZE: 6 PROTECTION DEGREE: IP65 (IN PLUGGED CONDITION) CABLE ENTRY FROM SIDE PLUG HOUSING SIDE-LOCKING CLAMP ON LOWER SIDE HIGH SIZE OF CABLE ENTRIES: M 40 | 6
13763 | 1908480000 | HEAVY-DUTY CONNECTORS HDC INSERT CONCEPT MODULE | 63
13764 | 1908490000 | HEAVY-DUTY CONNECTORS HDC INSERT CONCEPT MODULE | 63
13765 | 1908520000 | HEAVY-DUTY CONNECTORS HDC INSERT CONCEPT MODULE | 63
13766 | 1908530000 | HEAVY-DUTY CONNECTORS HDC INSERT CONCEPT MODULE | 63
13767 | 1908540000 | HEAVY-DUTY CONNECTORS HDC INSERT CONCEPT MODULE | 63
13768 | 1912290000 | HEAVY-DUTY CONNECTORS ACCESSORIES SHIELD CLAMP | 107
13769 | 1912440000 | HDC INSERT MALE 250 V 16 A N OF POLES: 5 CRIMP CONNECTION SIZE: 1 | 25
13770 | 1912460000 | HDC INSERT FEMALE 250 V 16 A N OF POLES: 5 CRIMP CONNECTION SIZE: 1 | 25
13771 | 1919970000 | HDC INSERT MALE 500 V 16 A N OF POLES: 8 CRIMP CONNECTION SIZE: HQ | 25
13772 | 1919980000 | HDC INSERT FEMALE 500 V 16 A N OF POLES: 8 CRIMP CONNECTION SIZE: HQ | 25
13773 | 1928060000 | RAIL TS 15 WIDTH: 68 MM WITHOUT SLOT STEEL GALVANIZED CHROMIUM-PLATED | 82
13774 | 1928070000 | RAIL TS 15 WIDTH: 98 MM WITHOUT SLOT STEEL GALVANIZED CHROMIUM-PLATED | 82
13775 | 1928080000 | RAIL TS 15 WIDTH: 147 MM WITHOUT SLOT STEEL GALVANIZED CHROMIUM-PLATED | 82
13776 | 1928110000 | RAIL TS 35 TS 35 X 7.5 WIDTH: 105 MM WITHOUT SLOT STEEL | 1270
13777 | 1967670000 | HDC ENCLOSURES SIZE: 6 PROTECTION DEGREE: IP65 (IN PLUGGED CONDITION) COUPLING HOUSING SIDE-LOCKING CLAMP ON LOWER SIDE HIGH SIZE OF CABLE ENTRIES: PG 29 | 6
13778 | 1967910000 | HDC ENCLOSURES SIZE: 8 PROTECTION DEGREE: IP65 (IN PLUGGED CONDITION) BULKHEAD HOUSING SIDE-LOCKING CLAMP ON UPPER SIDE SDARD | 6
13779 | 1983470000 | HDC ENCLOSURES SIZE: 8 PROTECTION DEGREE: IP65 (IN PLUGGED CONDITION) CABLE ENTRY FROM TOP PLUG HOUSING END-LOCKING CLAMP LOWER SIDE HIGH SIZE OF CABLE ENTRIES: M 40 | 6
13780 | 1983500000 | HDC ENCLOSURES SIZE: 12 PROTECTION DEGREE: IP65 (IN PLUGGED CONDITION) BASE HOUSING END-LOCKING CLAMP LOWER SIDE SDARD WITH COVER SIZE OF CABLE ENTRIES: M 40 | 6
13781 | 1983510000 | HDC ENCLOSURES SIZE: 12 PROTECTION DEGREE: IP65 (IN PLUGGED CONDITION) BASE HOUSING END-LOCKING CLAMP LOWER SIDE SDARD WITH COVER SIZE OF CABLE ENTRIES: M 50 | 6
13782 | 1983720000 | HEAVY-DUTY CONNECTORS HDC INSERT CONCEPT MODULE | 63
13783 | 1983750000 | HEAVY-DUTY CONNECTORS HDC INSERT CONCEPT MODULE | 63
13784 | 1983770000 | HEAVY-DUTY CONNECTORS HDC INSERT CONCEPT MODULE | 63
13785 | 1983790000 | HEAVY-DUTY CONNECTORS HDC INSERT CONCEPT MODULE | 63
13786 | 1983800000 | HEAVY-DUTY CONNECTORS HDC INSERT CONCEPT MODULE | 63
13787 | 1983810000 | HEAVY-DUTY CONNECTORS HDC INSERT CONCEPT MODULE | 63
13788 | 1983820000 | HEAVY-DUTY CONNECTORS HDC INSERT CONCEPT MODULE | 63
13789 | 1983830000 | HEAVY-DUTY CONNECTORS HDC INSERT CONCEPT FRAME | 63
13790 | 1983840000 | HEAVY-DUTY CONNECTORS HDC INSERT CONCEPT FRAME | 63
13791 | 1983850000 | HEAVY-DUTY CONNECTORS HDC INSERT CONCEPT FRAME | 63
13792 | 1983860000 | HEAVY-DUTY CONNECTORS HDC INSERT CONCEPT FRAME | 63
13793 | 1983870000 | HEAVY-DUTY CONNECTORS HDC INSERT CONCEPT FRAME | 63
13794 | 1983880000 | HEAVY-DUTY CONNECTORS HDC INSERT CONCEPT FRAME | 63
13795 | 1983890000 | HEAVY-DUTY CONNECTORS HDC INSERT CONCEPT FRAME | 63
13796 | 1983900000 | HEAVY-DUTY CONNECTORS HDC INSERT CONCEPT FRAME | 63
13797 | 1983910000 | HEAVY-DUTY CONNECTORS ACCESSORIES SHIELD CLAMP | 107
13798 | 1983920000 | HEAVY-DUTY CONNECTORS ACCESSORIES SHIELD CLAMP | 107
13799 | 1983930000 | HEAVY-DUTY CONNECTORS ACCESSORIES SHIELD CLAMP | 107
13800 | 1983940000 | HEAVY-DUTY CONNECTORS ACCESSORIES SHIELD CLAMP | 107
13801 | 8000003909 | RAIL TS 35 TS 35 X 7.5 WIDTH: 243 MM WITHOUT SLOT STEEL GALVANIC ZINC PLATED AND PASSIVATED | 85
13802 | 8000032382 | RAIL TS 15 WIDTH: 217 MM WITHOUT SLOT STEEL GALVANIC ZINC PLATED AND PASSIVATED | 85
13803 | 133400000 | D-SERIES DRR RELAY N OF CONTACTS: 2 CO CONTACT AGCDO RATED CONTROL VOLTAGE: 220 V DC CONTINUOUS CURRENT: 10 A PLUG-IN CONNECTION TEST BUTTON AVAILABLE: NO | 3
13804 | 134000000 | SAK SERIES CROSS-CONNECTOR FOR CROSS-CONNECTION LINK N OF POLES: 25 | 31
13805 | 180400000 | ACCESSORIES TEST PLUG | 443
13806 | 191400000 | SAK SERIES CROSS-CONNECTOR FOR CROSS-CONNECTION LINK N OF POLES: 2 | 31
13807 | 191500000 | SAK SERIES CROSS-CONNECTOR FOR CROSS-CONNECTION LINK N OF POLES: 3 | 31
13808 | 191600000 | SAK SERIES CROSS-CONNECTOR FOR CROSS-CONNECTION LINK N OF POLES: 4 | 31
13809 | 249600000 | ACCESSORIES ADAPTER PLUG | 699
13810 | 267200000 | SAK SERIES SOCKET | 128
13811 | 267600000 | SAK SERIES CROSS-CONNECTOR FOR CROSS-CONNECTION LINK N OF POLES: 4 | 31
13812 | 271200000 | SAK SERIES SOCKET | 128
13813 | 271400000 | SAK SERIES SOCKET | 128
13814 | 271500000 | SAK SERIES SOCKET | 128
13815 | 299600000 | ACCESSORIES TEST PLUG | 443
13816 | 300800000 | SAK SERIES CONNECTING SLEEVE FOR CROSS-CONNECTION LINK N OF POLES: | 144
13817 | 307300000 | SAK SERIES CROSS-CONNECTOR CROSS-CONNECTOR N OF POLES: 2 | 31
13818 | 307400000 | SAK SERIES CROSS-CONNECTOR CROSS-CONNECTOR N OF POLES: 4 | 31
13819 | 329300000 | SAK SERIES CROSS-CONNECTOR CROSS-CONNECTOR N OF POLES: 3 | 31
13820 | 335200000 | SAK SERIES SET OF FIXINGS | 363
13821 | 335300000 | SAK SERIES SET OF FIXINGS | 363
13822 | 335400000 | SAK SERIES SET OF FIXINGS | 363
13823 | 335500000 | SAK SERIES SET OF FIXINGS | 363
13824 | 335600000 | SAK SERIES SET OF FIXINGS | 363
13825 | 335700000 | SAK SERIES SET OF FIXINGS | 363
13826 | 335800000 | SAK SERIES SET OF FIXINGS | 363
13827 | 338600000 | SAK SERIES CROSS-CONNECTOR FOR CROSS-CONNECTION LINK N OF POLES: 10 | 31
13828 | 338800000 | SAK SERIES CROSS-CONNECTOR FOR CROSS-CONNECTION LINK N OF POLES: 10 | 31
13829 | 342000000 | KLIPPON K (ALUMINIUM EMPTY ENCLOSURE) EMPTY ENCLOSURE ALUMINIUM ENCLOSURE HEIGHT: 70 MM WIDTH: 70 MM DEPTH: 45 MM MATERIAL: ALUMINIUM ALSI12 UNTREATED | 38
13830 | 342100000 | KLIPPON K (ALUMINIUM EMPTY ENCLOSURE) EMPTY ENCLOSURE ALUMINIUM ENCLOSURE HEIGHT: 70 MM WIDTH: 100 MM DEPTH: 45 MM MATERIAL: ALUMINIUM ALSI12 UNTREATED | 38
13831 | 342200000 | KLIPPON K (ALUMINIUM EMPTY ENCLOSURE) EMPTY ENCLOSURE ALUMINIUM ENCLOSURE HEIGHT: 70 MM WIDTH: 165 MM DEPTH: 45 MM MATERIAL: ALUMINIUM ALSI12 UNTREATED | 38
13832 | 342300000 | KLIPPON K (ALUMINIUM EMPTY ENCLOSURE) EMPTY ENCLOSURE ALUMINIUM ENCLOSURE HEIGHT: 82 MM WIDTH: 130 MM DEPTH: 72 MM MATERIAL: ALUMINIUM ALSI12 UNTREATED | 38
13833 | 342400000 | KLIPPON K (ALUMINIUM EMPTY ENCLOSURE) EMPTY ENCLOSURE ALUMINIUM ENCLOSURE HEIGHT: 130 MM WIDTH: 170 MM DEPTH: 90 MM MATERIAL: ALUMINIUM ALSI12 UNTREATED | 38
13834 | 342500000 | KLIPPON K (ALUMINIUM EMPTY ENCLOSURE) EMPTY ENCLOSURE ALUMINIUM ENCLOSURE HEIGHT: 160 MM WIDTH: 200 MM DEPTH: 100 MM MATERIAL: ALUMINIUM ALSI12 UNTREATED | 38
13835 | 342600000 | KLIPPON K (ALUMINIUM EMPTY ENCLOSURE) EMPTY ENCLOSURE ALUMINIUM ENCLOSURE HEIGHT: 160 MM WIDTH: 350 MM DEPTH: 100 MM MATERIAL: ALUMINIUM ALSI12 UNTREATED | 38
13836 | 343300000 | SAK SERIES SOCKET | 128
13837 | 343400000 | SAK SERIES SOCKET | 128
13838 | 358460000 | SAK SERIES CROSS-CONNECTOR CROSS-CONNECTOR N OF POLES: 2 | 31
13839 | 360800000 | TBF (POLYESTER EMPTY ENCLOSURE) MOUNTING FOOT FIXING LUGS MATERIAL: POLYAMIDE DEEP | 1229
13840 | 446200000 | PCB PLUG-IN CONNECTOR FEMALE HEADER CLOSED SIDE THT SOLDER CONNECTION 5.00 MM N OF POLES: 36 180° SOLDER PIN LENGTH (L): 3.2 MM GOLD-PLATED PEBBLE GREY BOX | 0
13841 | 457000000 | SAK SERIES CROSS-CONNECTOR FOR CROSS-CONNECTION LINK N OF POLES: 10 | 31
13842 | 457100000 | SAK SERIES CROSS-CONNECTOR FOR CROSS-CONNECTION LINK N OF POLES: 2 | 31
13843 | 457300000 | SAK SERIES CROSS-CONNECTOR FOR CROSS-CONNECTION LINK N OF POLES: 4 | 31
13844 | 526400000 | SAK SERIES CROSS-CONNECTOR FOR CROSS-CONNECTION LINK N OF POLES: 75 | 31
13845 | 535200000 | SAK SERIES CROSS-CONNECTOR FOR CROSS-CONNECTION LINK N OF POLES: 75 | 31
13846 | 545300000 | SAK SERIES CROSS-CONNECTOR FOR CROSS-CONNECTION LINK N OF POLES: 58 | 31
13847 | 545400000 | SAK SERIES CROSS-CONNECTOR FOR CROSS-CONNECTION LINK N OF POLES: 58 | 31
13848 | 565200000 | SAK SERIES CROSS-CONNECTOR FOR CROSS-CONNECTION LINK N OF POLES: 10 | 31
13849 | 573200000 | KLIPPON K (ALUMINIUM EMPTY ENCLOSURE) EMPTY ENCLOSURE ALUMINIUM ENCLOSURE HEIGHT: 45 MM WIDTH: 50 MM DEPTH: 30 MM MATERIAL: ALUMINIUM ALSI12 UNTREATED | 38
13850 | 573300000 | KLIPPON K (ALUMINIUM EMPTY ENCLOSURE) EMPTY ENCLOSURE ALUMINIUM ENCLOSURE HEIGHT: 80 MM WIDTH: 75 MM DEPTH: 57 MM MATERIAL: ALUMINIUM ALSI12 UNTREATED | 38
13851 | 573400000 | KLIPPON K (ALUMINIUM EMPTY ENCLOSURE) EMPTY ENCLOSURE ALUMINIUM ENCLOSURE HEIGHT: 80 MM WIDTH: 125 MM DEPTH: 57 MM MATERIAL: ALUMINIUM ALSI12 UNTREATED | 38
13852 | 573500000 | KLIPPON K (ALUMINIUM EMPTY ENCLOSURE) EMPTY ENCLOSURE ALUMINIUM ENCLOSURE HEIGHT: 80 MM WIDTH: 175 MM DEPTH: 57 MM MATERIAL: ALUMINIUM ALSI12 UNTREATED | 38
13853 | 573600000 | KLIPPON K (ALUMINIUM EMPTY ENCLOSURE) EMPTY ENCLOSURE ALUMINIUM ENCLOSURE HEIGHT: 160 MM WIDTH: 260 MM DEPTH: 91 MM MATERIAL: ALUMINIUM ALSI12 UNTREATED | 38
13854 | 573700000 | KLIPPON K (ALUMINIUM EMPTY ENCLOSURE) EMPTY ENCLOSURE ALUMINIUM ENCLOSURE HEIGHT: 230 MM WIDTH: 280 MM DEPTH: 111 MM MATERIAL: ALUMINIUM ALSI12 UNTREATED | 38
13855 | 1009990000 | FIELDPOWER® FIELD POWER® PLUG-IN CONNECTOR PUSH IN 0.5 MM² - 4 MM² | 426
13856 | 1016870000 | BOLT-TYPE SCREW TERMINALS CROSS-CONNECTOR N OF POLES: 5 | 23
13857 | 1021450000 | HDC ENCLOSURES SIZE: 2 PROTECTION DEGREE: IP65 (IN PLUGGED CONDITION) BULKHEAD HOUSING END-LOCKING CLAMP LOWER SIDE SDARD | 6
13858 | 1027640000 | ROCKSTAR® HDC KITS-HEAVY-DUTY CONNECTORS KIT HE SIZE: 6 POLES: 16 PUSH IN 500 V 16 A DIECAST ALUMINIUM PG 21 | 76
13859 | 1027650000 | ROCKSTAR® HDC KITS-HEAVY-DUTY CONNECTORS KIT HE SIZE: 3 POLES: 6 PUSH IN 500 V 24 A DIECAST ALUMINIUM M 20 | 76
13860 | 1027660000 | ROCKSTAR® HDC KITS-HEAVY-DUTY CONNECTORS KIT HE SIZE: 3 POLES: 6 PUSH IN 500 V 24 A DIECAST ALUMINIUM PG 16 | 76
13861 | 1027670000 | ROCKSTAR® HDC KITS-HEAVY-DUTY CONNECTORS KIT HE SIZE: 4 POLES: 10 PUSH IN 500 V 16 A DIECAST ALUMINIUM M 25 | 76
13862 | 1027680000 | ROCKSTAR® HDC KITS-HEAVY-DUTY CONNECTORS KIT HE SIZE: 4 POLES: 10 PUSH IN 500 V 16 A DIECAST ALUMINIUM PG 16 | 76
13863 | 1027690000 | ROCKSTAR® HDC KITS-HEAVY-DUTY CONNECTORS KIT HE SIZE: 6 POLES: 16 PUSH IN 500 V 16 A DIECAST ALUMINIUM M 25 | 76
13864 | 1027840000 | BOLT-TYPE SCREW TERMINALS CROSS-CONNECTOR N OF POLES: 4 | 23
13865 | 1056500000 | W-SERIES CONNECTING SLEEVE | 979
13866 | 1058460000 | W-SERIES COMPONENT PLUG RATED CROSS-SECTION: PLUG-IN CONNECTION DARK | 18
13867 | 1058560000 | W-SERIES COMPONENT PLUG RATED CROSS-SECTION: PLUG-IN CONNECTION DARK | 18
13868 | 1058760000 | W-SERIES COMPONENT PLUG RATED CROSS-SECTION: PLUG-IN CONNECTION DARK | 18
13869 | 1061700000 | ROCKSTAR® HDC KITS-HEAVY-DUTY CONNECTORS KIT HE SIZE: 8 POLES: 24 PUSH IN 500 V 16 A DIECAST ALUMINIUM M 32 | 76
13870 | 1061710000 | ROCKSTAR® HDC KITS-HEAVY-DUTY CONNECTORS KIT HE SIZE: 3 POLES: 6 PUSH IN 500 V 24 A DIECAST ALUMINIUM PG 16 | 76
13871 | 1061720000 | ROCKSTAR® HDC KITS-HEAVY-DUTY CONNECTORS KIT HE SIZE: 3 POLES: 6 PUSH IN 500 V 24 A DIECAST ALUMINIUM M 20 | 76
13872 | 1061730000 | ROCKSTAR® HDC KITS-HEAVY-DUTY CONNECTORS KIT HE SIZE: 4 POLES: 10 PUSH IN 500 V 16 A DIECAST ALUMINIUM PG 16 | 76
13873 | 1061740000 | ROCKSTAR® HDC KITS-HEAVY-DUTY CONNECTORS KIT HE SIZE: 4 POLES: 10 PUSH IN 500 V 16 A DIECAST ALUMINIUM M 25 | 76
13874 | 1061750000 | ROCKSTAR® HDC KITS-HEAVY-DUTY CONNECTORS KIT HE SIZE: 6 POLES: 16 PUSH IN 500 V 16 A DIECAST ALUMINIUM PG 21 | 76
13875 | 1061770000 | ROCKSTAR® HDC KITS-HEAVY-DUTY CONNECTORS KIT HE SIZE: 6 POLES: 16 PUSH IN 500 V 16 A DIECAST ALUMINIUM M 25 | 76
13876 | 1061780000 | ROCKSTAR® HDC KITS-HEAVY-DUTY CONNECTORS KIT HE SIZE: 8 POLES: 24 PUSH IN 500 V 16 A DIECAST ALUMINIUM PG 21 | 76
13877 | 1061790000 | ROCKSTAR® HDC KITS-HEAVY-DUTY CONNECTORS KIT HE SIZE: 8 POLES: 24 PUSH IN 500 V 16 A DIECAST ALUMINIUM M 32 | 76
13878 | 1061800000 | ROCKSTAR® HDC KITS-HEAVY-DUTY CONNECTORS KIT HE SIZE: 8 POLES: 24 PUSH IN 500 V 16 A DIECAST ALUMINIUM PG 21 | 76
13879 | 1064900000 | BOLT-TYPE SCREW TERMINALS CROSS-CONNECTOR N OF POLES: 2 | 23
13880 | 1065000000 | BOLT-TYPE SCREW TERMINALS CROSS-CONNECTOR N OF POLES: 2 | 23
13881 | 1065100000 | BOLT-TYPE SCREW TERMINALS CROSS-CONNECTOR N OF POLES: 2 | 23
13882 | 1065200000 | BOLT-TYPE SCREW TERMINALS CROSS-CONNECTOR N OF POLES: 2 | 23
13883 | 1065300000 | BOLT-TYPE SCREW TERMINALS CROSS-CONNECTOR N OF POLES: 2 | 23
13884 | 1065400000 | BOLT-TYPE SCREW TERMINALS CROSS-CONNECTOR N OF POLES: 3 | 23
13885 | 1065500000 | BOLT-TYPE SCREW TERMINALS CROSS-CONNECTOR N OF POLES: 3 | 23
13886 | 1065600000 | BOLT-TYPE SCREW TERMINALS CROSS-CONNECTOR N OF POLES: 3 | 23
13887 | 1065700000 | BOLT-TYPE SCREW TERMINALS CROSS-CONNECTOR N OF POLES: 3 | 23
13888 | 1065800000 | BOLT-TYPE SCREW TERMINALS CROSS-CONNECTOR N OF POLES: 3 | 23
13889 | 1066100000 | W-SERIES ADDITIONAL CONNECTION | 272
13890 | 1066200000 | W-SERIES ADDITIONAL CONNECTION | 272
13891 | 1066400000 | W-SERIES ADDITIONAL CONNECTION | 272
13892 | 1066500000 | W-SERIES ADDITIONAL CONNECTION | 272
13893 | 1070500000 | W-SERIES ADDITIONAL CONNECTION | 272
13894 | 1073100000 | W-SERIES CROSS-CONNECTOR FOR THE TERMINALS N OF POLES: 2 | 23
13895 | 1276300000 | ACCESSORIES ADAPTER PLUG | 699
13896 | 1497600000 | HDC ENCLOSURES SIZE: 1 PROTECTION DEGREE: IP65 (IN PLUGGED CONDITION) BULKHEAD HOUSING SIDE-LOCKING CLAMP ON LOWER SIDE SDARD | 6
13897 | 1497700000 | HDC ENCLOSURES SIZE: 1 PROTECTION DEGREE: IP65 (IN PLUGGED CONDITION) BULKHEAD HOUSING SIDE-LOCKING CLAMP ON LOWER SIDE SDARD | 6
13898 | 1565240000 | KLIPPON K (ALUMINIUM EMPTY ENCLOSURE) EMPTY ENCLOSURE ALUMINIUM ENCLOSURE HEIGHT: 64 MM WIDTH: 58 MM DEPTH: 34 MM MATERIAL: ALUMINIUM ALSI12 UNTREATED | 38
13899 | 1565250000 | KLIPPON K (ALUMINIUM EMPTY ENCLOSURE) EMPTY ENCLOSURE ALUMINIUM ENCLOSURE HEIGHT: 64 MM WIDTH: 98 MM DEPTH: 34 MM MATERIAL: ALUMINIUM ALSI12 UNTREATED | 38
13900 | 1565260000 | KLIPPON K (ALUMINIUM EMPTY ENCLOSURE) EMPTY ENCLOSURE ALUMINIUM ENCLOSURE HEIGHT: 80 MM WIDTH: 250 MM DEPTH: 55 MM MATERIAL: ALUMINIUM ALSI12 UNTREATED | 38
13901 | 1565270000 | KLIPPON K (ALUMINIUM EMPTY ENCLOSURE) EMPTY ENCLOSURE ALUMINIUM ENCLOSURE HEIGHT: 120 MM WIDTH: 122 MM DEPTH: 81 MM MATERIAL: ALUMINIUM ALSI12 UNTREATED | 38
13902 | 1565280000 | KLIPPON K (ALUMINIUM EMPTY ENCLOSURE) EMPTY ENCLOSURE ALUMINIUM ENCLOSURE HEIGHT: 120 MM WIDTH: 220 MM DEPTH: 81 MM MATERIAL: ALUMINIUM ALSI12 UNTREATED | 38
13903 | 1565290000 | KLIPPON K (ALUMINIUM EMPTY ENCLOSURE) EMPTY ENCLOSURE ALUMINIUM ENCLOSURE HEIGHT: 160 MM WIDTH: 160 MM DEPTH: 91 MM MATERIAL: ALUMINIUM ALSI12 UNTREATED | 38
13904 | 1578950000 | W-SERIES CROSS-CONNECTOR FOR THE TERMINALS N OF POLES: 2 | 23
13905 | 1578960000 | W-SERIES CROSS-CONNECTOR FOR THE TERMINALS N OF POLES: 3 | 23
13906 | 1578970000 | W-SERIES CROSS-CONNECTOR FOR THE TERMINALS N OF POLES: 4 | 23
13907 | 1578990000 | W-SERIES CROSS-CONNECTOR FOR THE TERMINALS N OF POLES: 10 | 23
13908 | 1579000000 | W-SERIES CROSS-CONNECTOR FOR THE TERMINALS N OF POLES: 24 | 23
13909 | 1579020000 | W-SERIES CROSS-CONNECTOR FOR THE TERMINALS N OF POLES: 3 | 23
13910 | 1579030000 | W-SERIES CROSS-CONNECTOR FOR THE TERMINALS N OF POLES: 4 | 23
13911 | 1579040000 | W-SERIES CROSS-CONNECTOR FOR THE TERMINALS N OF POLES: 6 | 23
13912 | 1579050000 | W-SERIES CROSS-CONNECTOR FOR THE TERMINALS N OF POLES: 10 | 23
13913 | 1633280000 | SAK SERIES CROSS-CONNECTOR BRIDGE FOR CROSS-CONNECTION LINK N OF POLES: 50 | 31
13914 | 1633290000 | SAK SERIES CROSS-CONNECTOR BRIDGE FOR CROSS-CONNECTION LINK N OF POLES: 50 | 31
13915 | 1652380000 | HDC ENCLOSURES SIZE: 1 PROTECTION DEGREE: IP65 (IN PLUGGED CONDITION) CABLE ENTRY FROM TOP PLUG HOUSING SIDE-LOCKING CLAMP ON LOWER SIDE SDARD SIZE OF CABLE ENTRIES: PG 11 | 6
13916 | 1652400000 | HDC ENCLOSURES SIZE: 1 PROTECTION DEGREE: IP65 (IN PLUGGED CONDITION) CABLE ENTRY FROM SIDE PLUG HOUSING SIDE-LOCKING CLAMP ON LOWER SIDE SDARD SIZE OF CABLE ENTRIES: PG 11 | 6
13917 | 1652410000 | HDC ENCLOSURES SIZE: 1 PROTECTION DEGREE: IP65 (IN PLUGGED CONDITION) BULKHEAD HOUSING SIDE-LOCKING CLAMP ON LOWER SIDE SDARD | 6
13918 | 1652420000 | HDC ENCLOSURES SIZE: 1 PROTECTION DEGREE: IP65 (IN PLUGGED CONDITION) BULKHEAD HOUSING SIDE-LOCKING CLAMP ON LOWER SIDE SDARD | 6
13919 | 1652440000 | HDC ENCLOSURES SIZE: 1 PROTECTION DEGREE: IP65 (IN PLUGGED CONDITION) BASE HOUSING SIDE-LOCKING CLAMP ON LOWER SIDE SDARD SIZE OF CABLE ENTRIES: PG 11 | 6
13920 | 1652460000 | HDC ENCLOSURES SIZE: 1 PROTECTION DEGREE: IP65 (IN PLUGGED CONDITION) COUPLING HOUSING SIDE-LOCKING CLAMP ON LOWER SIDE SDARD SIZE OF CABLE ENTRIES: PG 11 | 6
13921 | 1652470000 | HDC ENCLOSURES SIZE: 1 PROTECTION DEGREE: IP65 (IN PLUGGED CONDITION) CABLE ENTRY FROM TOP PLUG HOUSING SIDE-LOCKING CLAMP ON LOWER SIDE SDARD SIZE OF CABLE ENTRIES: PG 11 | 6
13922 | 1652480000 | HDC ENCLOSURES SIZE: 1 PROTECTION DEGREE: IP65 (IN PLUGGED CONDITION) CABLE ENTRY FROM SIDE PLUG HOUSING SIDE-LOCKING CLAMP ON LOWER SIDE SDARD SIZE OF CABLE ENTRIES: PG 11 | 6
13923 | 1652490000 | HDC ENCLOSURES SIZE: 1 PROTECTION DEGREE: IP65 (IN PLUGGED CONDITION) BASE HOUSING SIDE-LOCKING CLAMP ON LOWER SIDE SDARD SIZE OF CABLE ENTRIES: PG 11 | 6
13924 | 1652500000 | HDC ENCLOSURES SIZE: 1 PROTECTION DEGREE: IP65 (IN PLUGGED CONDITION) COUPLING HOUSING SIDE-LOCKING CLAMP ON LOWER SIDE SDARD SIZE OF CABLE ENTRIES: PG 11 | 6
13925 | 1663810000 | HDC ENCLOSURES SIZE: 2 PROTECTION DEGREE: IP65 (IN PLUGGED CONDITION) CABLE ENTRY FROM SIDE PLUG HOUSING END-LOCKING CLAMP LOWER SIDE SDARD SIZE OF CABLE ENTRIES: PG 16 | 6
13926 | 1663850000 | HDC ENCLOSURES SIZE: 2 PROTECTION DEGREE: IP65 (IN PLUGGED CONDITION) CABLE ENTRY FROM SIDE PLUG HOUSING END-LOCKING CLAMP LOWER SIDE HIGH SIZE OF CABLE ENTRIES: PG 16 | 6
13927 | 1663870000 | HDC ENCLOSURES SIZE: 2 PROTECTION DEGREE: IP65 (IN PLUGGED CONDITION) CABLE ENTRY FROM SIDE PLUG HOUSING END-LOCKING CLAMP LOWER SIDE HIGH SIZE OF CABLE ENTRIES: PG 21 | 6
13928 | 1663930000 | HDC ENCLOSURES SIZE: 2 PROTECTION DEGREE: IP65 (IN PLUGGED CONDITION) CABLE ENTRY FROM TOP PLUG HOUSING END-LOCKING CLAMP LOWER SIDE SDARD SIZE OF CABLE ENTRIES: PG 16 | 6
13929 | 1663990000 | HDC ENCLOSURES SIZE: 2 PROTECTION DEGREE: IP65 (IN PLUGGED CONDITION) CABLE ENTRY FROM TOP PLUG HOUSING END-LOCKING CLAMP LOWER SIDE HIGH SIZE OF CABLE ENTRIES: PG 21 | 6
13930 | 1664040000 | HDC ENCLOSURES SIZE: 2 PROTECTION DEGREE: IP65 (IN PLUGGED CONDITION) BULKHEAD HOUSING END-LOCKING CLAMP LOWER SIDE SDARD | 6
13931 | 1664060000 | HDC ENCLOSURES SIZE: 2 PROTECTION DEGREE: IP65 (IN PLUGGED CONDITION) BULKHEAD HOUSING END-LOCKING CLAMP LOWER SIDE SDARD WITH COVER | 6
13932 | 1664170000 | HDC ENCLOSURES SIZE: 2 PROTECTION DEGREE: IP65 (IN PLUGGED CONDITION) BASE HOUSING END-LOCKING CLAMP LOWER SIDE SDARD SIZE OF CABLE ENTRIES: PG 16 | 6
13933 | 1664190000 | HDC ENCLOSURES SIZE: 2 PROTECTION DEGREE: IP65 (IN PLUGGED CONDITION) BASE HOUSING END-LOCKING CLAMP LOWER SIDE SDARD SIZE OF CABLE ENTRIES: PG 16 | 6
13934 | 1664210000 | HDC ENCLOSURES SIZE: 2 PROTECTION DEGREE: IP65 (IN PLUGGED CONDITION) BASE HOUSING END-LOCKING CLAMP LOWER SIDE SDARD SIZE OF CABLE ENTRIES: PG 21 | 6
13935 | 1664410000 | HDC ENCLOSURES SIZE: 2 PROTECTION DEGREE: IP65 (IN PLUGGED CONDITION) BASE HOUSING END-LOCKING CLAMP LOWER SIDE SDARD WITH COVER SIZE OF CABLE ENTRIES: PG 16 | 6
13936 | 1664420000 | HDC ENCLOSURES SIZE: 2 PROTECTION DEGREE: IP65 (IN PLUGGED CONDITION) BASE HOUSING END-LOCKING CLAMP LOWER SIDE SDARD WITH COVER SIZE OF CABLE ENTRIES: PG 16 | 6
13937 | 1664560000 | HDC ENCLOSURES SIZE: 2 PROTECTION DEGREE: IP65 (IN PLUGGED CONDITION) COUPLING HOUSING END-LOCKING CLAMP LOWER SIDE SDARD SIZE OF CABLE ENTRIES: PG 16 | 6
13938 | 1664630000 | HDC ENCLOSURES SIZE: 2 PROTECTION DEGREE: IP65 (IN PLUGGED CONDITION) COUPLING HOUSING END-LOCKING CLAMP LOWER SIDE HIGH SIZE OF CABLE ENTRIES: PG 21 | 6
13939 | 1664690000 | HDC ENCLOSURES SIZE: 5 PROTECTION DEGREE: IP65 (IN PLUGGED CONDITION) CABLE ENTRY FROM SIDE PLUG HOUSING END-LOCKING CLAMP LOWER SIDE SDARD SIZE OF CABLE ENTRIES: PG 16 | 6
13940 | 1664730000 | HDC ENCLOSURES SIZE: 5 PROTECTION DEGREE: IP65 (IN PLUGGED CONDITION) CABLE ENTRY FROM SIDE PLUG HOUSING END-LOCKING CLAMP LOWER SIDE HIGH SIZE OF CABLE ENTRIES: PG 16 | 6
13941 | 1664750000 | HDC ENCLOSURES SIZE: 5 PROTECTION DEGREE: IP65 (IN PLUGGED CONDITION) CABLE ENTRY FROM SIDE PLUG HOUSING END-LOCKING CLAMP LOWER SIDE HIGH SIZE OF CABLE ENTRIES: PG 21 | 6
13942 | 1664810000 | HDC ENCLOSURES SIZE: 5 PROTECTION DEGREE: IP65 (IN PLUGGED CONDITION) CABLE ENTRY FROM TOP PLUG HOUSING END-LOCKING CLAMP LOWER SIDE SDARD SIZE OF CABLE ENTRIES: PG 16 | 6
13943 | 1664870000 | HDC ENCLOSURES SIZE: 5 PROTECTION DEGREE: IP65 (IN PLUGGED CONDITION) CABLE ENTRY FROM TOP PLUG HOUSING END-LOCKING CLAMP LOWER SIDE HIGH SIZE OF CABLE ENTRIES: PG 21 | 6
13944 | 1664920000 | HDC ENCLOSURES SIZE: 5 PROTECTION DEGREE: IP65 (IN PLUGGED CONDITION) BULKHEAD HOUSING END-LOCKING CLAMP LOWER SIDE SDARD | 6
13945 | 1664940000 | HDC ENCLOSURES SIZE: 5 PROTECTION DEGREE: IP65 (IN PLUGGED CONDITION) BULKHEAD HOUSING END-LOCKING CLAMP LOWER SIDE SDARD WITH COVER | 6
13946 | 1665070000 | HDC ENCLOSURES SIZE: 5 PROTECTION DEGREE: IP65 (IN PLUGGED CONDITION) BASE HOUSING END-LOCKING CLAMP LOWER SIDE SDARD SIZE OF CABLE ENTRIES: PG 16 | 6
13947 | 1665090000 | HDC ENCLOSURES SIZE: 5 PROTECTION DEGREE: IP65 (IN PLUGGED CONDITION) BASE HOUSING END-LOCKING CLAMP LOWER SIDE SDARD SIZE OF CABLE ENTRIES: PG 21 | 6
13948 | 1665300000 | HDC ENCLOSURES SIZE: 5 PROTECTION DEGREE: IP65 (IN PLUGGED CONDITION) BASE HOUSING END-LOCKING CLAMP LOWER SIDE SDARD WITH COVER SIZE OF CABLE ENTRIES: PG 16 | 6
13949 | 1665450000 | HDC ENCLOSURES SIZE: 5 PROTECTION DEGREE: IP65 (IN PLUGGED CONDITION) COUPLING HOUSING END-LOCKING CLAMP LOWER SIDE SDARD SIZE OF CABLE ENTRIES: PG 16 | 6
13950 | 1665670000 | HDC ENCLOSURES SIZE: 7 PROTECTION DEGREE: IP65 (IN PLUGGED CONDITION) CABLE ENTRY FROM SIDE PLUG HOUSING SIDE-LOCKING CLAMP ON LOWER SIDE SDARD SIZE OF CABLE ENTRIES: PG 21 | 6
13951 | 1665690000 | HDC ENCLOSURES SIZE: 7 PROTECTION DEGREE: IP65 (IN PLUGGED CONDITION) CABLE ENTRY FROM SIDE PLUG HOUSING SIDE-LOCKING CLAMP ON LOWER SIDE SDARD SIZE OF CABLE ENTRIES: PG 29 | 6
13952 | 1665790000 | HDC ENCLOSURES SIZE: 7 PROTECTION DEGREE: IP65 (IN PLUGGED CONDITION) CABLE ENTRY FROM TOP PLUG HOUSING SIDE-LOCKING CLAMP ON LOWER SIDE SDARD SIZE OF CABLE ENTRIES: PG 21 | 6
13953 | 1665810000 | HDC ENCLOSURES SIZE: 7 PROTECTION DEGREE: IP65 (IN PLUGGED CONDITION) CABLE ENTRY FROM TOP PLUG HOUSING SIDE-LOCKING CLAMP ON LOWER SIDE SDARD SIZE OF CABLE ENTRIES: PG 29 | 6
13954 | 1665860000 | HDC ENCLOSURES SIZE: 7 PROTECTION DEGREE: IP65 (IN PLUGGED CONDITION) BULKHEAD HOUSING SIDE-LOCKING CLAMP ON LOWER SIDE SDARD | 6
13955 | 1665980000 | HDC ENCLOSURES SIZE: 7 PROTECTION DEGREE: IP65 (IN PLUGGED CONDITION) BASE HOUSING SIDE-LOCKING CLAMP ON LOWER SIDE SDARD SIZE OF CABLE ENTRIES: PG 21 | 6
13956 | 1666010000 | HDC ENCLOSURES SIZE: 7 PROTECTION DEGREE: IP65 (IN PLUGGED CONDITION) BASE HOUSING SIDE-LOCKING CLAMP ON LOWER SIDE SDARD SIZE OF CABLE ENTRIES: PG 29 | 6
13957 | 1666270000 | HDC ENCLOSURES SIZE: 7 PROTECTION DEGREE: IP65 (IN PLUGGED CONDITION) CABLE ENTRY FROM SIDE PLUG HOUSING SIDE-LOCKING CLAMP ON UPPER SIDE SDARD SIZE OF CABLE ENTRIES: PG 29 | 6
13958 | 1666440000 | HDC ENCLOSURES SIZE: 7 PROTECTION DEGREE: IP65 (IN PLUGGED CONDITION) BULKHEAD HOUSING SIDE-LOCKING CLAMP ON UPPER SIDE SDARD WITH COVER | 6
13959 | 1666550000 | HDC ENCLOSURES SIZE: 7 PROTECTION DEGREE: IP65 (IN PLUGGED CONDITION) BASE HOUSING SIDE-LOCKING CLAMP ON UPPER SIDE SDARD WITH COVER SIZE OF CABLE ENTRIES: PG 21 | 6
13960 | 1666590000 | HDC ENCLOSURES SIZE: 7 PROTECTION DEGREE: IP65 (IN PLUGGED CONDITION) BASE HOUSING SIDE-LOCKING CLAMP ON UPPER SIDE SDARD WITH COVER SIZE OF CABLE ENTRIES: PG 29 | 6
13961 | 1666710000 | HDC ENCLOSURES SIZE: 9 PROTECTION DEGREE: IP65 (IN PLUGGED CONDITION) CABLE ENTRY FROM SIDE PLUG HOUSING END-LOCKING CLAMP LOWER SIDE SDARD SIZE OF CABLE ENTRIES: PG 29 | 6
13962 | 1666730000 | HDC ENCLOSURES SIZE: 9 PROTECTION DEGREE: IP65 (IN PLUGGED CONDITION) CABLE ENTRY FROM TOP PLUG HOUSING END-LOCKING CLAMP LOWER SIDE SDARD SIZE OF CABLE ENTRIES: PG 29 | 6
13963 | 1666740000 | HDC ENCLOSURES SIZE: 9 PROTECTION DEGREE: IP65 (IN PLUGGED CONDITION) BULKHEAD HOUSING END-LOCKING CLAMP LOWER SIDE SDARD | 6
13964 | 1666750000 | HDC ENCLOSURES SIZE: 9 PROTECTION DEGREE: IP65 (IN PLUGGED CONDITION) BULKHEAD HOUSING END-LOCKING CLAMP LOWER SIDE SDARD WITH COVER | 6
13965 | 1666770000 | HDC ENCLOSURES SIZE: 9 PROTECTION DEGREE: IP65 (IN PLUGGED CONDITION) BASE HOUSING END-LOCKING CLAMP LOWER SIDE SDARD SIZE OF CABLE ENTRIES: PG 29 | 6
13966 | 1666810000 | HDC ENCLOSURES SIZE: 9 PROTECTION DEGREE: IP65 (IN PLUGGED CONDITION) BASE HOUSING END-LOCKING CLAMP LOWER SIDE SDARD WITH COVER SIZE OF CABLE ENTRIES: PG 29 | 6
13967 | 1712460000 | ROCKSTAR® HDC KITS-HEAVY-DUTY CONNECTORS KIT HE SIZE: 3 POLES: 6 SCREW CONNECTION 500 V 24 A DIECAST ALUMINIUM PG 16 | 76
13968 | 1712510000 | ROCKSTAR® HDC KITS-HEAVY-DUTY CONNECTORS KIT HE SIZE: 4 POLES: 10 SCREW CONNECTION 500 V 16 A DIECAST ALUMINIUM PG 16 | 76
13969 | 1712520000 | ROCKSTAR® HDC KITS-HEAVY-DUTY CONNECTORS KIT HE SIZE: 6 POLES: 16 SCREW CONNECTION 500 V 16 A DIECAST ALUMINIUM PG 21 | 76
13970 | 1712530000 | ROCKSTAR® HDC KITS-HEAVY-DUTY CONNECTORS KIT HE SIZE: 8 POLES: 24 SCREW CONNECTION 500 V 16 A DIECAST ALUMINIUM PG 21 | 76
13971 | 1712540000 | ROCKSTAR® HDC KITS-HEAVY-DUTY CONNECTORS KIT HE SIZE: 10 POLES: 32 SCREW CONNECTION 500 V 16 A DIECAST ALUMINIUM PG 29 | 76
13972 | 1712550000 | ROCKSTAR® HDC KITS-HEAVY-DUTY CONNECTORS KIT HE SIZE: 12 POLES: 48 SCREW CONNECTION 500 V 16 A DIECAST ALUMINIUM PG | 76
13973 | 1712560000 | ROCKSTAR® HDC KITS-HEAVY-DUTY CONNECTORS KIT HA SIZE: 1 POLES: 3 SCREW CONNECTION 400 V 16 A PG 11 | 76
13974 | 1712570000 | ROCKSTAR® HDC KITS-HEAVY-DUTY CONNECTORS KIT HA SIZE: 1 POLES: 3 SCREW CONNECTION 400 V 16 A PG 11 | 76
13975 | 1712580000 | ROCKSTAR® HDC KITS-HEAVY-DUTY CONNECTORS KIT HA SIZE: 1 POLES: 3 SCREW CONNECTION 400 V 16 A PG 11 | 76
13976 | 1712590000 | ROCKSTAR® HDC KITS-HEAVY-DUTY CONNECTORS KIT HA SIZE: 1 POLES: 4 SCREW CONNECTION 400 V 16 A PG 11 | 76
13977 | 1712600000 | ROCKSTAR® HDC KITS-HEAVY-DUTY CONNECTORS KIT HA SIZE: 1 POLES: 4 SCREW CONNECTION 400 V 16 A PG 11 | 76
13978 | 1712610000 | ROCKSTAR® HDC KITS-HEAVY-DUTY CONNECTORS KIT HA SIZE: 1 POLES: 4 SCREW CONNECTION 400 V 16 A PG 11 | 76
13979 | 1712630000 | ROCKSTAR® HDC KITS-HEAVY-DUTY CONNECTORS KIT HA SIZE: 1 POLES: 3 SCREW CONNECTION 400 V 16 A PG 11 | 76
13980 | 1712650000 | ROCKSTAR® HDC KITS-HEAVY-DUTY CONNECTORS KIT HA SIZE: 1 POLES: 4 SCREW CONNECTION 400 V 16 A PG 11 | 76
13981 | 1712660000 | ROCKSTAR® HDC KITS-HEAVY-DUTY CONNECTORS KIT HE SIZE: 3 POLES: 6 SCREW CONNECTION 500 V 24 A DIECAST ALUMINIUM PG 16 | 76
13982 | 1712670000 | ROCKSTAR® HDC KITS-HEAVY-DUTY CONNECTORS KIT HE SIZE: 4 POLES: 10 SCREW CONNECTION 500 V 16 A DIECAST ALUMINIUM PG 16 | 76
13983 | 1712680000 | ROCKSTAR® HDC KITS-HEAVY-DUTY CONNECTORS KIT HE SIZE: 6 POLES: 16 SCREW CONNECTION 500 V 16 A DIECAST ALUMINIUM PG 21 | 76
13984 | 1712690000 | ROCKSTAR® HDC KITS-HEAVY-DUTY CONNECTORS KIT HE SIZE: 8 POLES: 24 SCREW CONNECTION 500 V 16 A DIECAST ALUMINIUM PG 21 | 76
13985 | 1724000000 | ROCKSTAR® HDC KITS-HEAVY-DUTY CONNECTORS KIT HSB SIZE: 6 POLES: 6 SCREW CONNECTION 400 V 35 A PG 21 | 76
13986 | 1746170000 | HDC ENCLOSURES SIZE: 2 PROTECTION DEGREE: IP65 (IN PLUGGED CONDITION) CABLE ENTRY FROM TOP PLUG HOUSING END-LOCKING CLAMP LOWER SIDE SDARD SIZE OF CABLE ENTRIES: PG 11 | 6
13987 | 1780980000 | BOLT-TYPE SCREW TERMINALS CROSS-CONNECTOR N OF POLES: 3 | 23
13988 | 1780990000 | BOLT-TYPE SCREW TERMINALS CROSS-CONNECTOR N OF POLES: 2 | 23
13989 | 1781010000 | BOLT-TYPE SCREW TERMINALS CROSS-CONNECTOR N OF POLES: 2 | 23
13990 | 1781040000 | BOLT-TYPE SCREW TERMINALS CROSS-CONNECTOR N OF POLES: 3 | 23
13991 | 1783250000 | HDC ENCLOSURES SIZE: 2 PROTECTION DEGREE: IP65 (IN PLUGGED CONDITION) COUPLING HOUSING END-LOCKING CLAMP LOWER SIDE SDARD SIZE OF CABLE ENTRIES: PG 9 | 6
13992 | 1788510000 | HDC ENCLOSURES SIZE: 1 PROTECTION DEGREE: IP65 (IN PLUGGED CONDITION) CABLE ENTRY FROM SIDE PLUG HOUSING SIDE-LOCKING CLAMP ON LOWER SIDE SDARD SIZE OF CABLE ENTRIES: M 20 | 6
13993 | 1788520000 | HDC ENCLOSURES SIZE: 1 PROTECTION DEGREE: IP65 (IN PLUGGED CONDITION) CABLE ENTRY FROM TOP PLUG HOUSING SIDE-LOCKING CLAMP ON LOWER SIDE SDARD SIZE OF CABLE ENTRIES: M 20 | 6
13994 | 1788530000 | HDC ENCLOSURES SIZE: 1 PROTECTION DEGREE: IP65 (IN PLUGGED CONDITION) BASE HOUSING SIDE-LOCKING CLAMP ON LOWER SIDE SDARD SIZE OF CABLE ENTRIES: M 20 | 6
13995 | 1788540000 | HDC ENCLOSURES SIZE: 1 PROTECTION DEGREE: IP65 (IN PLUGGED CONDITION) COUPLING HOUSING SIDE-LOCKING CLAMP ON LOWER SIDE SDARD SIZE OF CABLE ENTRIES: M 20 | 6
13996 | 1788550000 | HDC ENCLOSURES SIZE: 9 PROTECTION DEGREE: IP65 (IN PLUGGED CONDITION) CABLE ENTRY FROM SIDE PLUG HOUSING END-LOCKING CLAMP LOWER SIDE SDARD SIZE OF CABLE ENTRIES: M 32 | 6
13997 | 1788560000 | HDC ENCLOSURES SIZE: 9 PROTECTION DEGREE: IP65 (IN PLUGGED CONDITION) CABLE ENTRY FROM TOP PLUG HOUSING END-LOCKING CLAMP LOWER SIDE SDARD SIZE OF CABLE ENTRIES: M 32 | 6
13998 | 1788570000 | HDC ENCLOSURES SIZE: 9 PROTECTION DEGREE: IP65 (IN PLUGGED CONDITION) BASE HOUSING END-LOCKING CLAMP LOWER SIDE SDARD SIZE OF CABLE ENTRIES: M 32 | 6
13999 | 1788610000 | HDC ENCLOSURES SIZE: 2 PROTECTION DEGREE: IP65 (IN PLUGGED CONDITION) CABLE ENTRY FROM TOP PLUG HOUSING END-LOCKING CLAMP LOWER SIDE SDARD SIZE OF CABLE ENTRIES: M 25 | 6
14000 | 1788620000 | HDC ENCLOSURES SIZE: 2 PROTECTION DEGREE: IP65 (IN PLUGGED CONDITION) CABLE ENTRY FROM TOP PLUG HOUSING END-LOCKING CLAMP LOWER SIDE SDARD SIZE OF CABLE ENTRIES: M 20 | 6
14001 | 1788630000 | HDC ENCLOSURES SIZE: 2 PROTECTION DEGREE: IP65 (IN PLUGGED CONDITION) BASE HOUSING END-LOCKING CLAMP LOWER SIDE SDARD SIZE OF CABLE ENTRIES: M 25 | 6
14002 | 1788640000 | HDC ENCLOSURES SIZE: 2 PROTECTION DEGREE: IP65 (IN PLUGGED CONDITION) BASE HOUSING END-LOCKING CLAMP LOWER SIDE SDARD SIZE OF CABLE ENTRIES: M 20 | 6
14003 | 1788650000 | HDC ENCLOSURES SIZE: 2 PROTECTION DEGREE: IP65 (IN PLUGGED CONDITION) BASE HOUSING END-LOCKING CLAMP LOWER SIDE SDARD WITH COVER SIZE OF CABLE ENTRIES: M 25 | 6
14004 | 1788660000 | HDC ENCLOSURES SIZE: 2 PROTECTION DEGREE: IP65 (IN PLUGGED CONDITION) BASE HOUSING END-LOCKING CLAMP LOWER SIDE SDARD WITH COVER SIZE OF CABLE ENTRIES: M 20 | 6
14005 | 1788670000 | HDC ENCLOSURES SIZE: 2 PROTECTION DEGREE: IP65 (IN PLUGGED CONDITION) COUPLING HOUSING END-LOCKING CLAMP LOWER SIDE SDARD SIZE OF CABLE ENTRIES: M 25 | 6
14006 | 1788680000 | HDC ENCLOSURES SIZE: 5 PROTECTION DEGREE: IP65 (IN PLUGGED CONDITION) CABLE ENTRY FROM SIDE PLUG HOUSING END-LOCKING CLAMP LOWER SIDE HIGH SIZE OF CABLE ENTRIES: M 20 | 6
14007 | 1788690000 | HDC ENCLOSURES SIZE: 5 PROTECTION DEGREE: IP65 (IN PLUGGED CONDITION) CABLE ENTRY FROM SIDE PLUG HOUSING END-LOCKING CLAMP LOWER SIDE HIGH SIZE OF CABLE ENTRIES: M 25 | 6
14008 | 1788700000 | HDC ENCLOSURES SIZE: 5 PROTECTION DEGREE: IP65 (IN PLUGGED CONDITION) CABLE ENTRY FROM TOP PLUG HOUSING END-LOCKING CLAMP LOWER SIDE HIGH SIZE OF CABLE ENTRIES: M 25 | 6
14009 | 1788710000 | HDC ENCLOSURES SIZE: 5 PROTECTION DEGREE: IP65 (IN PLUGGED CONDITION) CABLE ENTRY FROM TOP PLUG HOUSING END-LOCKING CLAMP LOWER SIDE HIGH SIZE OF CABLE ENTRIES: M 20 | 6
14010 | 1788740000 | HDC ENCLOSURES SIZE: 5 PROTECTION DEGREE: IP65 (IN PLUGGED CONDITION) CABLE ENTRY FROM SIDE PLUG HOUSING END-LOCKING CLAMP LOWER SIDE SDARD SIZE OF CABLE ENTRIES: M 25 | 6
14011 | 1788750000 | HDC ENCLOSURES SIZE: 5 PROTECTION DEGREE: IP65 (IN PLUGGED CONDITION) CABLE ENTRY FROM TOP PLUG HOUSING END-LOCKING CLAMP LOWER SIDE SDARD SIZE OF CABLE ENTRIES: M 25 | 6
14012 | 1788760000 | HDC ENCLOSURES SIZE: 5 PROTECTION DEGREE: IP65 (IN PLUGGED CONDITION) BASE HOUSING END-LOCKING CLAMP LOWER SIDE SDARD SIZE OF CABLE ENTRIES: M 25 | 6
14013 | 1788770000 | HDC ENCLOSURES SIZE: 5 PROTECTION DEGREE: IP65 (IN PLUGGED CONDITION) BASE HOUSING END-LOCKING CLAMP LOWER SIDE SDARD SIZE OF CABLE ENTRIES: M 20 | 6
14014 | 1788780000 | HDC ENCLOSURES SIZE: 5 PROTECTION DEGREE: IP65 (IN PLUGGED CONDITION) BASE HOUSING END-LOCKING CLAMP LOWER SIDE SDARD WITH COVER SIZE OF CABLE ENTRIES: M 25 | 6
14015 | 1788790000 | HDC ENCLOSURES SIZE: 5 PROTECTION DEGREE: IP65 (IN PLUGGED CONDITION) BASE HOUSING END-LOCKING CLAMP LOWER SIDE SDARD WITH COVER SIZE OF CABLE ENTRIES: M 20 | 6
14016 | 1788800000 | HDC ENCLOSURES SIZE: 5 PROTECTION DEGREE: IP65 (IN PLUGGED CONDITION) COUPLING HOUSING END-LOCKING CLAMP LOWER SIDE SDARD SIZE OF CABLE ENTRIES: M 25 | 6
14017 | 1788810000 | HDC ENCLOSURES SIZE: 1 PROTECTION DEGREE: IP65 (IN PLUGGED CONDITION) CABLE ENTRY FROM SIDE PLUG HOUSING SIDE-LOCKING CLAMP ON LOWER SIDE SDARD SIZE OF CABLE ENTRIES: M 20 | 6
14018 | 1788820000 | HDC ENCLOSURES SIZE: 1 PROTECTION DEGREE: IP65 (IN PLUGGED CONDITION) CABLE ENTRY FROM TOP PLUG HOUSING SIDE-LOCKING CLAMP ON LOWER SIDE SDARD SIZE OF CABLE ENTRIES: M 20 | 6
14019 | 1788830000 | HDC ENCLOSURES SIZE: 1 PROTECTION DEGREE: IP65 (IN PLUGGED CONDITION) BASE HOUSING SIDE-LOCKING CLAMP ON LOWER SIDE SDARD SIZE OF CABLE ENTRIES: M 20 | 6
14020 | 1788840000 | HDC ENCLOSURES SIZE: 1 PROTECTION DEGREE: IP65 (IN PLUGGED CONDITION) COUPLING HOUSING SIDE-LOCKING CLAMP ON LOWER SIDE SDARD SIZE OF CABLE ENTRIES: M 20 | 6
14021 | 1788850000 | HDC ENCLOSURES SIZE: 2 PROTECTION DEGREE: IP65 (IN PLUGGED CONDITION) CABLE ENTRY FROM SIDE PLUG HOUSING END-LOCKING CLAMP LOWER SIDE HIGH SIZE OF CABLE ENTRIES: M 25 | 6
14022 | 1788860000 | HDC ENCLOSURES SIZE: 2 PROTECTION DEGREE: IP65 (IN PLUGGED CONDITION) CABLE ENTRY FROM SIDE PLUG HOUSING END-LOCKING CLAMP LOWER SIDE HIGH SIZE OF CABLE ENTRIES: M 20 | 6
14023 | 1802360000 | ROCKSTAR® HDC KITS-HEAVY-DUTY CONNECTORS KIT HE SIZE: 12 POLES: 48 SCREW CONNECTION 500 V 16 A DIECAST ALUMINIUM M 40 | 76
14024 | 1802370000 | ROCKSTAR® HDC KITS-HEAVY-DUTY CONNECTORS KIT HE SIZE: 10 POLES: 32 SCREW CONNECTION 500 V 16 A DIECAST ALUMINIUM M 32 | 76
14025 | 1802380000 | ROCKSTAR® HDC KITS-HEAVY-DUTY CONNECTORS KIT HE SIZE: 8 POLES: 24 SCREW CONNECTION 500 V 16 A DIECAST ALUMINIUM M 32 | 76
14026 | 1802390000 | ROCKSTAR® HDC KITS-HEAVY-DUTY CONNECTORS KIT HE SIZE: 6 POLES: 16 SCREW CONNECTION 500 V 16 A DIECAST ALUMINIUM M 25 | 76
14027 | 1802400000 | ROCKSTAR® HDC KITS-HEAVY-DUTY CONNECTORS KIT HE SIZE: 6 POLES: 16 SCREW CONNECTION 500 V 16 A DIECAST ALUMINIUM M 25 | 76
14028 | 1802410000 | ROCKSTAR® HDC KITS-HEAVY-DUTY CONNECTORS KIT HE SIZE: 4 POLES: 10 SCREW CONNECTION 500 V 16 A DIECAST ALUMINIUM M 25 | 76
14029 | 1802420000 | ROCKSTAR® HDC KITS-HEAVY-DUTY CONNECTORS KIT HE SIZE: 4 POLES: 10 SCREW CONNECTION 500 V 16 A DIECAST ALUMINIUM M 25 | 76
14030 | 1802430000 | ROCKSTAR® HDC KITS-HEAVY-DUTY CONNECTORS KIT HA SIZE: 1 POLES: 4 SCREW CONNECTION 400 V 16 A M 20 | 76
14031 | 1802440000 | ROCKSTAR® HDC KITS-HEAVY-DUTY CONNECTORS KIT HA SIZE: 1 POLES: 4 SCREW CONNECTION 400 V 16 A M 20 | 76
14032 | 1802450000 | ROCKSTAR® HDC KITS-HEAVY-DUTY CONNECTORS KIT HA SIZE: 1 POLES: 3 SCREW CONNECTION 400 V 16 A M 20 | 76
14033 | 1802460000 | ROCKSTAR® HDC KITS-HEAVY-DUTY CONNECTORS KIT HA SIZE: 1 POLES: 3 SCREW CONNECTION 400 V 16 A M 20 | 76
14034 | 1802470000 | ROCKSTAR® HDC KITS-HEAVY-DUTY CONNECTORS KIT HA SIZE: 1 POLES: 3 SCREW CONNECTION 400 V 16 A M 20 | 76
14035 | 1802480000 | ROCKSTAR® HDC KITS-HEAVY-DUTY CONNECTORS KIT HE SIZE: 8 POLES: 24 SCREW CONNECTION 500 V 16 A DIECAST ALUMINIUM M 32 | 76
14036 | 1802700000 | ROCKSTAR® HDC KITS-HEAVY-DUTY CONNECTORS KIT HA SIZE: 1 POLES: 4 SCREW CONNECTION 400 V 16 A M 20 | 76
14037 | 1802720000 | ROCKSTAR® HDC KITS-HEAVY-DUTY CONNECTORS KIT HA SIZE: 1 POLES: 4 SCREW CONNECTION 400 V 16 A M 20 | 76
14038 | 1802730000 | ROCKSTAR® HDC KITS-HEAVY-DUTY CONNECTORS KIT HE SIZE: 3 POLES: 6 SCREW CONNECTION 500 V 24 A DIECAST ALUMINIUM M 20 | 76
14039 | 1802740000 | ROCKSTAR® HDC KITS-HEAVY-DUTY CONNECTORS KIT HE SIZE: 3 POLES: 6 SCREW CONNECTION 500 V 24 A DIECAST ALUMINIUM M 20 | 76
14040 | 1806640000 | BOLT-TYPE SCREW TERMINALS CROSS-CONNECTOR N OF POLES: 3 | 23
14041 | 1808980000 | BOLT-TYPE SCREW TERMINALS CROSS-CONNECTOR N OF POLES: 2 | 23
14042 | 1812710000 | BOLT-TYPE SCREW TERMINALS CROSS-CONNECTOR N OF POLES: 2 | 23
14043 | 1812740000 | BOLT-TYPE SCREW TERMINALS CROSS-CONNECTOR N OF POLES: 3 | 23
14044 | 1847740000 | ACCESSORIES SOCKET | 127
14045 | 1847760000 | ACCESSORIES SOCKET | 127
14046 | 1847770000 | ACCESSORIES SOCKET | 127
14047 | 1847780000 | ACCESSORIES SOCKET | 127
14048 | 1847790000 | ACCESSORIES SOCKET | 127
14049 | 1859600000 | W-SERIES CROSS-CONNECTOR FOR THE TERMINALS N OF POLES: 2 | 23
14050 | 1859610000 | CROSS-CONNECTOR N OF POLES: 2 | 919
14051 | 1859620000 | W-SERIES CROSS-CONNECTOR FOR THE TERMINALS N OF POLES: 2 | 23
14052 | 1868560000 | DAE (VENTILATION ELEMENT) COMPENSATING ELEMENT M 12 6 MM IP66 IP68 IP69K POLYAMIDE 6 | 646
14053 | 1868570000 | DAE (VENTILATION ELEMENT) COMPENSATING ELEMENT M 12 10 MM IP66 IP68 IP69K POLYAMIDE 6 | 646
14054 | 1884300000 | ROCKSTAR® HDC KITS-HEAVY-DUTY CONNECTORS KIT HA SIZE: 5 POLES: 16 SCREW CONNECTION 250 V 16 A DIECAST ALUMINIUM PG 16 | 76
14055 | 1884310000 | ROCKSTAR® HDC KITS-HEAVY-DUTY CONNECTORS KIT HA SIZE: 2 POLES: 10 SCREW CONNECTION 250 V 16 A PG 16 | 76
14056 | 1898210000 | KLIPPON K (ALUMINIUM EMPTY ENCLOSURE) MOUNTING PLATE MOUNTING PLATE HEIGHT: 44 MM WIDTH: 156 MM DEPTH: 3 MM MATERIAL: SHEET STEEL GALVANIZED GALVANIZED | 38
14057 | 1899630000 | KLIPPON K (ALUMINIUM EMPTY ENCLOSURE) MOUNTING PLATE MOUNTING PLATE HEIGHT: 44 MM WIDTH: 156 MM DEPTH: 3 MM MATERIAL: SHEET STEEL GALVANIZED GALVANIZED | 38
14058 | 1904960000 | BOLT-TYPE SCREW TERMINALS CROSS-CONNECTOR FOR THE TERMINALS N OF POLES: 4 | 23
14059 | 1905270000 | KLIPPON K (ALUMINIUM EMPTY ENCLOSURE) MOUNTING PLATE MOUNTING PLATE HEIGHT: 52 MM WIDTH: 91 MM DEPTH: 3 MM MATERIAL: SHEET STEEL GALVANIZED GALVANIZED | 38
14060 | 1905280000 | KLIPPON K (ALUMINIUM EMPTY ENCLOSURE) MOUNTING PLATE MOUNTING PLATE HEIGHT: 52 MM WIDTH: 61 MM DEPTH: 3 MM MATERIAL: SHEET STEEL GALVANIZED GALVANIZED | 38
14061 | 1936240000 | ACCESSORIES SOCKET | 127
14062 | 1936250000 | ACCESSORIES SOCKET | 127
14063 | 1936260000 | ACCESSORIES SOCKET | 127
14064 | 1936270000 | ACCESSORIES SOCKET | 127
14065 | 1936280000 | ACCESSORIES SOCKET | 127
14066 | 1936290000 | ACCESSORIES SOCKET | 127
14067 | 1936300000 | ACCESSORIES SOCKET | 127
14068 | 1937630000 | KLIPPON K (ALUMINIUM EMPTY ENCLOSURE) EMPTY ENCLOSURE ALUMINIUM ENCLOSURE HEIGHT: 70 MM WIDTH: 70 MM DEPTH: 45 MM MATERIAL: ALUMINIUM ALSI12 POWDER-COATED TEXTU GREY | 38
14069 | 1937720000 | KLIPPON K (ALUMINIUM EMPTY ENCLOSURE) EMPTY ENCLOSURE ALUMINIUM ENCLOSURE HEIGHT: 230 MM WIDTH: 280 MM DEPTH: 111 MM MATERIAL: ALUMINIUM ALSI12 POWDER-COATED TEXTU GREY | 38
14070 | 1937730000 | KLIPPON K (ALUMINIUM EMPTY ENCLOSURE) EMPTY ENCLOSURE ALUMINIUM ENCLOSURE HEIGHT: 160 MM WIDTH: 260 MM DEPTH: 91 MM MATERIAL: ALUMINIUM ALSI12 POWDER-COATED TEXTU GREY | 38
14071 | 1937740000 | KLIPPON K (ALUMINIUM EMPTY ENCLOSURE) EMPTY ENCLOSURE ALUMINIUM ENCLOSURE HEIGHT: 160 MM WIDTH: 160 MM DEPTH: 91 MM MATERIAL: ALUMINIUM ALSI12 POWDER-COATED TEXTU GREY | 38
14072 | 1937750000 | KLIPPON K (ALUMINIUM EMPTY ENCLOSURE) EMPTY ENCLOSURE ALUMINIUM ENCLOSURE HEIGHT: 120 MM WIDTH: 220 MM DEPTH: 81 MM MATERIAL: ALUMINIUM ALSI12 POWDER-COATED TEXTU GREY | 38
14073 | 1937800000 | KLIPPON K (ALUMINIUM EMPTY ENCLOSURE) EMPTY ENCLOSURE ALUMINIUM ENCLOSURE HEIGHT: 120 MM WIDTH: 122 MM DEPTH: 81 MM MATERIAL: ALUMINIUM ALSI12 POWDER-COATED TEXTU GREY | 38
14074 | 1937820000 | KLIPPON K (ALUMINIUM EMPTY ENCLOSURE) EMPTY ENCLOSURE ALUMINIUM ENCLOSURE HEIGHT: 80 MM WIDTH: 175 MM DEPTH: 57 MM MATERIAL: ALUMINIUM ALSI12 POWDER-COATED TEXTU GREY | 38
14075 | 1937830000 | KLIPPON K (ALUMINIUM EMPTY ENCLOSURE) EMPTY ENCLOSURE ALUMINIUM ENCLOSURE HEIGHT: 80 MM WIDTH: 125 MM DEPTH: 57 MM MATERIAL: ALUMINIUM ALSI12 POWDER-COATED TEXTU GREY | 38
14076 | 1937850000 | KLIPPON K (ALUMINIUM EMPTY ENCLOSURE) EMPTY ENCLOSURE ALUMINIUM ENCLOSURE HEIGHT: 64 MM WIDTH: 58 MM DEPTH: 34 MM MATERIAL: ALUMINIUM ALSI12 POWDER-COATED TEXTU GREY | 38
14077 | 1937860000 | KLIPPON K (ALUMINIUM EMPTY ENCLOSURE) EMPTY ENCLOSURE ALUMINIUM ENCLOSURE HEIGHT: 130 MM WIDTH: 170 MM DEPTH: 90 MM MATERIAL: ALUMINIUM ALSI12 POWDER-COATED TEXTU GREY | 38
14078 | 1937870000 | KLIPPON K (ALUMINIUM EMPTY ENCLOSURE) EMPTY ENCLOSURE ALUMINIUM ENCLOSURE HEIGHT: 160 MM WIDTH: 200 MM DEPTH: 100 MM MATERIAL: ALUMINIUM ALSI12 POWDER-COATED TEXTU GREY | 38
14079 | 1937880000 | KLIPPON K (ALUMINIUM EMPTY ENCLOSURE) EMPTY ENCLOSURE ALUMINIUM ENCLOSURE HEIGHT: 160 MM WIDTH: 350 MM DEPTH: 100 MM MATERIAL: ALUMINIUM ALSI12 POWDER-COATED TEXTU GREY | 38
14080 | 1937890000 | KLIPPON K (ALUMINIUM EMPTY ENCLOSURE) EMPTY ENCLOSURE ALUMINIUM ENCLOSURE HEIGHT: 82 MM WIDTH: 130 MM DEPTH: 72 MM MATERIAL: ALUMINIUM ALSI12 POWDER-COATED TEXTU GREY | 38
14081 | 1937900000 | KLIPPON K (ALUMINIUM EMPTY ENCLOSURE) EMPTY ENCLOSURE ALUMINIUM ENCLOSURE HEIGHT: 70 MM WIDTH: 165 MM DEPTH: 45 MM MATERIAL: ALUMINIUM ALSI12 POWDER-COATED TEXTU GREY | 38
14082 | 1937910000 | KLIPPON K (ALUMINIUM EMPTY ENCLOSURE) EMPTY ENCLOSURE ALUMINIUM ENCLOSURE HEIGHT: 80 MM WIDTH: 75 MM DEPTH: 57 MM MATERIAL: ALUMINIUM ALSI12 POWDER-COATED TEXTU GREY | 38
14083 | 1937920000 | KLIPPON K (ALUMINIUM EMPTY ENCLOSURE) EMPTY ENCLOSURE ALUMINIUM ENCLOSURE HEIGHT: 45 MM WIDTH: 50 MM DEPTH: 30 MM MATERIAL: ALUMINIUM ALSI12 POWDER-COATED TEXTU GREY | 38
14084 | 1937930000 | KLIPPON K (ALUMINIUM EMPTY ENCLOSURE) EMPTY ENCLOSURE ALUMINIUM ENCLOSURE HEIGHT: 70 MM WIDTH: 100 MM DEPTH: 45 MM MATERIAL: ALUMINIUM ALSI12 POWDER-COATED TEXTU GREY | 38
14085 | 1938790000 | ACCESSORIES SOCKET | 127
14086 | 1939540000 | KLIPPON K (ALUMINIUM EMPTY ENCLOSURE) EMPTY ENCLOSURE ALUMINIUM ENCLOSURE HEIGHT: 64 MM WIDTH: 58 MM DEPTH: 34 MM MATERIAL: ALUMINIUM ALSI12 UNTREATED | 38
14087 | 1939560000 | KLIPPON K (ALUMINIUM EMPTY ENCLOSURE) EMPTY ENCLOSURE ALUMINIUM ENCLOSURE HEIGHT: 70 MM WIDTH: 70 MM DEPTH: 45 MM MATERIAL: ALUMINIUM ALSI12 UNTREATED | 38
14088 | 1939570000 | KLIPPON K (ALUMINIUM EMPTY ENCLOSURE) EMPTY ENCLOSURE ALUMINIUM ENCLOSURE HEIGHT: 80 MM WIDTH: 75 MM DEPTH: 57 MM MATERIAL: ALUMINIUM ALSI12 UNTREATED | 38
14089 | 1939580000 | KLIPPON K (ALUMINIUM EMPTY ENCLOSURE) EMPTY ENCLOSURE ALUMINIUM ENCLOSURE HEIGHT: 70 MM WIDTH: 100 MM DEPTH: 45 MM MATERIAL: ALUMINIUM ALSI12 UNTREATED | 38
14090 | 1939590000 | KLIPPON K (ALUMINIUM EMPTY ENCLOSURE) EMPTY ENCLOSURE ALUMINIUM ENCLOSURE HEIGHT: 80 MM WIDTH: 125 MM DEPTH: 57 MM MATERIAL: ALUMINIUM ALSI12 UNTREATED | 38
14091 | 1939610000 | KLIPPON K (ALUMINIUM EMPTY ENCLOSURE) EMPTY ENCLOSURE ALUMINIUM ENCLOSURE HEIGHT: 80 MM WIDTH: 175 MM DEPTH: 57 MM MATERIAL: ALUMINIUM ALSI12 UNTREATED | 38
14092 | 1939620000 | KLIPPON K (ALUMINIUM EMPTY ENCLOSURE) EMPTY ENCLOSURE ALUMINIUM ENCLOSURE HEIGHT: 80 MM WIDTH: 250 MM DEPTH: 55 MM MATERIAL: ALUMINIUM ALSI12 UNTREATED | 38
14093 | 1939630000 | KLIPPON K (ALUMINIUM EMPTY ENCLOSURE) EMPTY ENCLOSURE ALUMINIUM ENCLOSURE HEIGHT: 82 MM WIDTH: 130 MM DEPTH: 72 MM MATERIAL: ALUMINIUM ALSI12 UNTREATED | 38
14094 | 1939640000 | KLIPPON K (ALUMINIUM EMPTY ENCLOSURE) EMPTY ENCLOSURE ALUMINIUM ENCLOSURE HEIGHT: 120 MM WIDTH: 122 MM DEPTH: 81 MM MATERIAL: ALUMINIUM ALSI12 UNTREATED | 38
14095 | 1939650000 | KLIPPON K (ALUMINIUM EMPTY ENCLOSURE) EMPTY ENCLOSURE ALUMINIUM ENCLOSURE HEIGHT: 130 MM WIDTH: 170 MM DEPTH: 90 MM MATERIAL: ALUMINIUM ALSI12 UNTREATED | 38
14096 | 1939660000 | KLIPPON K (ALUMINIUM EMPTY ENCLOSURE) EMPTY ENCLOSURE ALUMINIUM ENCLOSURE HEIGHT: 120 MM WIDTH: 220 MM DEPTH: 81 MM MATERIAL: ALUMINIUM ALSI12 UNTREATED | 38
14097 | 1939670000 | KLIPPON K (ALUMINIUM EMPTY ENCLOSURE) EMPTY ENCLOSURE ALUMINIUM ENCLOSURE HEIGHT: 160 MM WIDTH: 160 MM DEPTH: 91 MM MATERIAL: ALUMINIUM ALSI12 UNTREATED | 38
14098 | 1939700000 | KLIPPON K (ALUMINIUM EMPTY ENCLOSURE) EMPTY ENCLOSURE ALUMINIUM ENCLOSURE HEIGHT: 160 MM WIDTH: 260 MM DEPTH: 91 MM MATERIAL: ALUMINIUM ALSI12 UNTREATED | 38
14099 | 1939710000 | KLIPPON K (ALUMINIUM EMPTY ENCLOSURE) EMPTY ENCLOSURE ALUMINIUM ENCLOSURE HEIGHT: 160 MM WIDTH: 350 MM DEPTH: 100 MM MATERIAL: ALUMINIUM ALSI12 UNTREATED | 38
14100 | 1939730000 | KLIPPON K (ALUMINIUM EMPTY ENCLOSURE) EMPTY ENCLOSURE ALUMINIUM ENCLOSURE HEIGHT: 230 MM WIDTH: 280 MM DEPTH: 100 MM MATERIAL: ALUMINIUM ALSI12 UNTREATED | 38
14101 | 1952120000 | FIELDPOWER® FIELD POWER® PLUG-IN CONNECTOR PUSH IN 0.5 MM² - 4 MM² | 426
14102 | 1952130000 | FIELDPOWER® FIELD POWER® PLUG-IN CONNECTOR PUSH IN 0.5 MM² - 4 MM² | 426
14103 | 1961770000 | FIELDPOWER® FIELD POWER® PLUG-IN CONNECTOR PUSH IN 0.5 MM² - 4 MM² | 426
14104 | 1967660000 | HDC ENCLOSURES SIZE: 2 PROTECTION DEGREE: IP65 (IN PLUGGED CONDITION) CABLE ENTRY FROM SIDE PLUG HOUSING END-LOCKING CLAMP LOWER SIDE SDARD SIZE OF CABLE ENTRIES: M 20 | 6
14105 | 2091130000 | W-SERIES CROSS-CONNECTOR FOR THE TERMINALS N OF POLES: 5 | 23
14106 | 3018950000 | TBF (POLYESTER EMPTY ENCLOSURE) MOUNTING PLATE MOUNTING PLATE HEIGHT: 249 MM WIDTH: 134 MM DEPTH: 2 MM MATERIAL: SHEET STEEL GALVANIZED | 4
14107 | 3073000000 | KLIPPON K (ALUMINIUM EMPTY ENCLOSURE) MOUNTING PLATE MOUNTING PLATE HEIGHT: 67 MM WIDTH: 64 MM DEPTH: 2 MM MATERIAL: SHEET STEEL GALVANIZED GALVANIZED | 38
14108 | 3073020000 | KLIPPON K (ALUMINIUM EMPTY ENCLOSURE) MOUNTING PLATE MOUNTING PLATE HEIGHT: 67 MM WIDTH: 114 MM DEPTH: 2 MM MATERIAL: SHEET STEEL GALVANIZED GALVANIZED | 38
14109 | 3073040000 | KLIPPON K (ALUMINIUM EMPTY ENCLOSURE) MOUNTING PLATE MOUNTING PLATE HEIGHT: 67 MM WIDTH: 164 MM DEPTH: 2 MM MATERIAL: SHEET STEEL GALVANIZED GALVANIZED | 38
14110 | 3073050000 | KLIPPON K (ALUMINIUM EMPTY ENCLOSURE) MOUNTING PLATE MOUNTING PLATE HEIGHT: 67 MM WIDTH: 239 MM DEPTH: 2 MM MATERIAL: SHEET STEEL GALVANIZED GALVANIZED | 38
14111 | 3073060000 | KLIPPON K (ALUMINIUM EMPTY ENCLOSURE) MOUNTING PLATE MOUNTING PLATE HEIGHT: 68 MM WIDTH: 116 MM DEPTH: 2 MM MATERIAL: SHEET STEEL GALVANIZED GALVANIZED | 38
14112 | 3073140000 | KLIPPON K (ALUMINIUM EMPTY ENCLOSURE) MOUNTING PLATE MOUNTING PLATE HEIGHT: 213 MM WIDTH: 264 MM DEPTH: 2 MM MATERIAL: SHEET STEEL GALVANIZED GALVANIZED | 38
14113 | 7940010163 | SIGNAL CONVERTER/INSULATOR | 769
14114 | 7940010185 | SIGNAL CONVERTER/INSULATOR 4...20 MA | 1190
14115 | 7940010202 | OMNIMATE SIGNAL - SERIES PM CALIBRATION DEVICE | 765
14116 | 7940010218 | DISPLAY 0(4)...20 MA/ 0...10 MA 4...20 MA | 1329
14117 | 7940010236 | SIGNAL CONVERTER/INSULATOR | 769
14118 | 7940010243 | SIGNAL CONVERTER/INSULATOR -24...+24 MA / -11...+11 V RO/ VERSION WITH 1 ANALOGUE OUTPUT AND 2 ALARM OUTPUTS | 811
14119 | 7940010525 | DISPLAY -22...+22 MA (PRESET TO 4...20 MA) -22...+22 MA / -11...+11 V | 851
14120 | 7940011133 | SIGNAL CONVERTER/INSULATOR 0...10 HZ RO/ VERSION WITH 1 ANALOGUE OUTPUT AND 2 ALARM OUTPUTS | 647
14121 | 7940011323 | DISPLAY -22...+22 MA (PRESET TO 4...20 MA) -22...+22 MA / -11...+11 V | 851
14122 | 7940011570 | SIGNAL CONVERTER/INSULATOR 0...10 V | 1184
14123 | 7940011979 | SIGNAL CONVERTER/INSULATOR 0...10 KHZ RO/ VERSION WITH 1 ANALOGUE OUTPUT AND ALARM OUTPUTS | 647
14124 | 7940012323 | SIGNAL CONVERTER/INSULATOR 0...10 HZ RO/ VERSION WITH 1 ANALOGUE OUTPUT AND 2 ALARM OUTPUTS | 647
14125 | 7940014374 | SIGNAL CONVERTER/INSULATOR -24...+24 MA / -11...+11 V RO/ VERSION WITH 1 ANALOGUE OUTPUT AND 2 ALARM OUTPUTS | 811
14126 | 7940015595 | DISPLAY 0...10 KHZ | 1327
14127 | 7940018956 | DISPLAY -22...+22 MA / -11...+11 V | 1328
14128 | 7940018957 | DISPLAY -22...+22 MA / -11...+11 V ADJUSTABLE OUTPUT FOR CURRENT OR VOLTAGE | 1227
14129 | 8432130000 | RTD TRANSFORMER PT100 2-/3-WIRE CONNECTION TECHNOLOGY CONFIGURABLE INPUT : TEMPERATURE PT100 (3- WIRE) OUTPUT : 0-10 V | 292
14130 | 8432150000 | RTD TRANSFORMER PT100 2-/3-WIRE CONNECTION TECHNOLOGY CONFIGURABLE OUTPUT : 0(4)-20 MA | 292
14131 | 8432160000 | RTD TRANSFORMER PT100 2-/3-WIRE CONNECTION TECHNOLOGY CONFIGURABLE INPUT : TEMPERATURE PT100 (3- WIRE) OUTPUT : 0(4)-20 MA | 292
14132 | 8432190000 | RTD TRANSFORMER PT100 2-CONDUCTOR CONNECTION CONFIGURABLE INPUT : TEMPERATURE PT100 (2- WIRE) OUTPUT : 0-10 V | 292
14133 | 8432220000 | RTD TRANSFORMER PT100 2-CONDUCTOR CONNECTION CONFIGURABLE INPUT : TEMPERATURE PT100 (2- WIRE) OUTPUT : 0(4)-20 MA | 292
14134 | 8432250000 | RTD TRANSFORMER PT100 2-/3-/4-WIRE CONNECTION TECHNOLOGY CONFIGURABLE INPUT : TEMPERATURE PT100 (4- WIRE) OUTPUT : 0-10 V | 292
14135 | 8432270000 | RTD TRANSFORMER PT100 2-/3-/4-WIRE CONNECTION TECHNOLOGY CONFIGURABLE OUTPUT : 0(4)-20 MA | 292
14136 | 8432280000 | RTD TRANSFORMER PT100 2-/3-/4-WIRE CONNECTION TECHNOLOGY CONFIGURABLE INPUT : TEMPERATURE PT100 (4- WIRE) OUTPUT : 0(4)-20 MA | 292
14137 | 8445010000 | SIGNAL CONVERTER/INSULATOR INPUT : 4-20 MA OUTPUT : 0-20 MA | 180
14138 | 8445050000 | SIGNAL CONVERTER/INSULATOR INPUT : 4-20 MA OUTPUT : 0-10 V | 180
14139 | 8447130000 | SIGNAL CONVERTER/INSULATOR INPUT : 0-10 V OUTPUT : 0-10 V | 180
14140 | 8447140000 | SIGNAL CONVERTER/INSULATOR INPUT : 0-10 V OUTPUT : 0-10 V | 180
14141 | 8560700000 | RTD ISOLATING TRANSFORMER 2-/3-/4- WIRE RTD CONFIGURABLE INPUT : TEMPERATURE PT100 OUTPUT : 0(4)-20 MA 0-10 V | 292
14142 | 8638950000 | RTD ISOLATING TRANSFORMER 2-/3-/4- WIRE RTD CONFIGURABLE INPUT : TEMPERATURE CU OUTPUT : 0(4)-20 MA 0-10 V | 292
14143 | 8705630000 | WAVESERIES VOLTAGE MONITORING 1 X THREE-PHASE (R S T N) 250 V SCREW CONNECTION | 1150
14144 | 8924200000 | SURGE PROTECTION FOR INSTRUMENTATION AND CONTROL WITHOUT WARNING FUNCTION / FUNCTION INDICATOR UP(L/N-PE) < 200 V | 58
14145 | 8924210000 | SURGE PROTECTION FOR INSTRUMENTATION AND CONTROL WITHOUT WARNING FUNCTION / FUNCTION INDICATOR UP(L/N-PE) < 200 V | 58
14146 | 8924220000 | SURGE PROTECTION FOR INSTRUMENTATION AND CONTROL WITHOUT WARNING FUNCTION / FUNCTION INDICATOR UP(L/N-PE) < 200 V | 58
14147 | 8924230000 | SURGE PROTECTION FOR INSTRUMENTATION AND CONTROL WITHOUT WARNING FUNCTION / FUNCTION INDICATOR UP(L/N-PE) < 200 V | 58
14148 | 8924260000 | SURGE PROTECTION FLANGE-MOUNTED HOUSING FLANGE-MOUNTED HOUSING | 131
14149 | 8924270000 | SURGE PROTECTION FLANGE-MOUNTED HOUSING FLANGE-MOUNTED HOUSING | 131
14150 | 8924280000 | SURGE PROTECTION FLANGE-MOUNTED HOUSING FLANGE-MOUNTED HOUSING | 131
14151 | 8924290000 | SURGE PROTECTION FLANGE-MOUNTED HOUSING FLANGE-MOUNTED HOUSING | 131
14152 | 8924300000 | SURGE PROTECTION FLANGE-MOUNTED HOUSING FLANGE-MOUNTED HOUSING | 131
14153 | 8924320000 | SURGE PROTECTION FOR INSTRUMENTATION AND CONTROL WITHOUT WARNING FUNCTION / FUNCTION INDICATOR UP(L/N-PE) 250 V | 58
14154 | 8924330000 | SURGE PROTECTION FOR INSTRUMENTATION AND CONTROL WITHOUT WARNING FUNCTION / FUNCTION INDICATOR UP(L/N-PE) 250 V | 58
14155 | 8924340000 | SURGE PROTECTION FOR INSTRUMENTATION AND CONTROL WITHOUT WARNING FUNCTION / FUNCTION INDICATOR UP(L/N-PE) 250 V | 58
14156 | 8924350000 | SURGE PROTECTION FOR INSTRUMENTATION AND CONTROL WITHOUT WARNING FUNCTION / FUNCTION INDICATOR UP(L/N-PE) 250 V | 58
14157 | 8924360000 | SURGE PROTECTION FOR INSTRUMENTATION AND CONTROL WITHOUT WARNING FUNCTION / FUNCTION INDICATOR UP(L/N-PE) ? 300 V | 58
14158 | 8924370000 | SURGE PROTECTION FOR INSTRUMENTATION AND CONTROL WITHOUT WARNING FUNCTION / FUNCTION INDICATOR UP(L/N-PE) ? 300 V | 58
14159 | 8924380000 | SURGE PROTECTION FOR INSTRUMENTATION AND CONTROL WITHOUT WARNING FUNCTION / FUNCTION INDICATOR UP(L/N-PE) 350 V | 58
14160 | 8924400000 | SURGE PROTECTION FOR INSTRUMENTATION AND CONTROL WITHOUT WARNING FUNCTION / FUNCTION INDICATOR UP(L/N-PE) < 800 V | 58
14161 | 8924420000 | SURGE PROTECTION FOR INSTRUMENTATION AND CONTROL WITHOUT WARNING FUNCTION / FUNCTION INDICATOR UP(L/N-PE) < 800 V | 58
14162 | 8924430000 | SURGE PROTECTION FOR INSTRUMENTATION AND CONTROL WITHOUT WARNING FUNCTION / FUNCTION INDICATOR UP(L/N-PE) < 800 V | 58
14163 | 8924440000 | SURGE PROTECTION FOR INSTRUMENTATION AND CONTROL WITHOUT WARNING FUNCTION / FUNCTION INDICATOR UP(L/N-PE) < 800 V | 58
14164 | 8924450000 | SURGE PROTECTION FOR INSTRUMENTATION AND CONTROL WITHOUT WARNING FUNCTION / FUNCTION INDICATOR UP(L/N-PE) < 800 V | 58
14165 | 8924460000 | SURGE PROTECTION FOR INSTRUMENTATION AND CONTROL WITHOUT WARNING FUNCTION / FUNCTION INDICATOR UP(L/N-PE) < 800 V | 58
14166 | 8924470000 | SURGE PROTECTION FOR INSTRUMENTATION AND CONTROL WITHOUT WARNING FUNCTION / FUNCTION INDICATOR UP(L/N-PE) < 800 V | 58
14167 | 8924480000 | SURGE PROTECTION FOR INSTRUMENTATION AND CONTROL WITHOUT WARNING FUNCTION / FUNCTION INDICATOR UP(L/N-PE) < 800 V | 58
14168 | 8924490000 | SURGE PROTECTION FOR INSTRUMENTATION AND CONTROL WITHOUT WARNING FUNCTION / FUNCTION INDICATOR UP(L/N-PE) < 800 V | 58
14169 | 8924500000 | SURGE PROTECTION FOR INSTRUMENTATION AND CONTROL WITHOUT WARNING FUNCTION / FUNCTION INDICATOR UP(L/N-PE) < 800 V | 58
14170 | 8924510000 | SURGE PROTECTION FOR INSTRUMENTATION AND CONTROL WITHOUT WARNING FUNCTION / FUNCTION INDICATOR UP(L/N-PE) < 800 V | 58
14171 | 8924520000 | SURGE PROTECTION FOR INSTRUMENTATION AND CONTROL WITHOUT WARNING FUNCTION / FUNCTION INDICATOR UP(L/N-PE) < 800 V | 58
14172 | 8924530000 | SURGE PROTECTION FOR INSTRUMENTATION AND CONTROL WITHOUT WARNING FUNCTION / FUNCTION INDICATOR UP(L/N-PE) < 800 V | 58
14173 | 8924540000 | SURGE PROTECTION FOR INSTRUMENTATION AND CONTROL WITHOUT WARNING FUNCTION / FUNCTION INDICATOR UP(L/N-PE) < 800 V | 58
14174 | 8924550000 | SURGE PROTECTION FOR INSTRUMENTATION AND CONTROL WITHOUT WARNING FUNCTION / FUNCTION INDICATOR UP(L/N-PE) < 800 V | 58
14175 | 8924570000 | SURGE PROTECTION FOR INSTRUMENTATION AND CONTROL WITHOUT WARNING FUNCTION / FUNCTION INDICATOR UP(L/N-PE) < 1000 V | 58
14176 | 8924590000 | SURGE PROTECTION FOR INSTRUMENTATION AND CONTROL WITHOUT WARNING FUNCTION / FUNCTION INDICATOR UP(L/N-PE) < 1000 V | 58
14177 | 8924600000 | SURGE PROTECTION FOR INSTRUMENTATION AND CONTROL WITHOUT WARNING FUNCTION / FUNCTION INDICATOR | 58
14178 | 8924610000 | SURGE PROTECTION FOR INSTRUMENTATION AND CONTROL WITHOUT WARNING FUNCTION / FUNCTION INDICATOR | 58
14179 | 8924650000 | SURGE PROTECTION FOR INSTRUMENTATION AND CONTROL WITHOUT WARNING FUNCTION / FUNCTION INDICATOR UP(L/N-PE) 65 V | 58
14180 | 8924660000 | SURGE PROTECTION FOR INSTRUMENTATION AND CONTROL WITHOUT WARNING FUNCTION / FUNCTION INDICATOR UP(L/N-PE) < 800 V | 58
14181 | 8924670000 | SURGE PROTECTION FOR INSTRUMENTATION AND CONTROL WITHOUT WARNING FUNCTION / FUNCTION INDICATOR UP(L/N-PE) 250 V | 58
14182 | 8924680000 | ADAPTER WITHOUT WARNING FUNCTION / FUNCTION INDICATOR | 1053
14183 | 8924700000 | SURGE PROTECTION FLANGE-MOUNTED HOUSING FLANGE-MOUNTED HOUSING | 131
14184 | 8924710000 | SURGE PROTECTION FLANGE-MOUNTED HOUSING FLANGE-MOUNTED HOUSING | 131
14185 | 8924720000 | SURGE PROTECTION FLANGE-MOUNTED HOUSING FLANGE-MOUNTED HOUSING | 131
14186 | 8924730000 | SURGE PROTECTION FLANGE-MOUNTED HOUSING FLANGE-MOUNTED HOUSING | 131
14187 | 8924740000 | SURGE PROTECTION FLANGE-MOUNTED HOUSING FLANGE-MOUNTED HOUSING | 131
14188 | 8939670000 | INPUT : UNIVERSAL U I R? OUTPUT : I/U UNIVERSAL 2 X RELAYS | 552
14189 | 8939680000 | INPUT : UNIVERSAL U I R? OUTPUT : I/U UNIVERSAL 2 X RELAYS | 552
14190 | 8951460000 | SURGE PROTECTION FOR INSTRUMENTATION AND CONTROL WITH WARNING FUNCTION / FUNCTION INDICATOR UP(L/N-PE) < 800 V | 58
14191 | 8951470000 | SURGE PROTECTION FOR INSTRUMENTATION AND CONTROL WITH WARNING FUNCTION / FUNCTION INDICATOR UP(L/N-PE) < 800 V | 58
14192 | 8951480000 | SURGE PROTECTION FOR INSTRUMENTATION AND CONTROL WITH WARNING FUNCTION / FUNCTION INDICATOR UP(L/N-PE) < 800 V | 58
14193 | 8951490000 | SURGE PROTECTION FOR INSTRUMENTATION AND CONTROL WITHOUT WARNING FUNCTION / FUNCTION INDICATOR UP(L/N-PE) < 800 V | 58
14194 | 8951510000 | SURGE PROTECTION FOR INSTRUMENTATION AND CONTROL WITHOUT WARNING FUNCTION / FUNCTION INDICATOR UP(L/N-PE) ? 0.8 KV | 58
14195 | 8951530000 | SURGE PROTECTION FOR INSTRUMENTATION AND CONTROL WITH WARNING FUNCTION / FUNCTION INDICATOR UP(L/N-PE) < 800 V | 58
14196 | 8951540000 | SURGE PROTECTION FOR INSTRUMENTATION AND CONTROL WITH WARNING FUNCTION / FUNCTION INDICATOR UP(L/N-PE) < 800 V | 58
14197 | 8951550000 | SURGE PROTECTION FOR INSTRUMENTATION AND CONTROL WITH WARNING FUNCTION / FUNCTION INDICATOR UP(L/N-PE) < 800 V | 58
14198 | 8951560000 | SURGE PROTECTION FOR INSTRUMENTATION AND CONTROL WITH WARNING FUNCTION / FUNCTION INDICATOR UP(L/N-PE) < 800 V | 58
14199 | 8951570000 | SURGE PROTECTION FOR INSTRUMENTATION AND CONTROL WITH WARNING FUNCTION / FUNCTION INDICATOR UP(L/N-PE) < 200 V | 58
14200 | 8951580000 | SURGE PROTECTION FOR INSTRUMENTATION AND CONTROL WITH WARNING FUNCTION / FUNCTION INDICATOR UP(L/N-PE) < 200 V | 58
14201 | 8951590000 | SURGE PROTECTION FOR INSTRUMENTATION AND CONTROL WITH WARNING FUNCTION / FUNCTION INDICATOR UP(L/N-PE) < 200 V | 58
14202 | 8951600000 | SURGE PROTECTION FOR INSTRUMENTATION AND CONTROL WITH WARNING FUNCTION / FUNCTION INDICATOR UP(L/N-PE) 250 V | 58
14203 | 8951610000 | SURGE PROTECTION FOR INSTRUMENTATION AND CONTROL WITH WARNING FUNCTION / FUNCTION INDICATOR UP(L/N-PE) < 200 V | 58
14204 | 8951620000 | SURGE PROTECTION FOR INSTRUMENTATION AND CONTROL WITH WARNING FUNCTION / FUNCTION INDICATOR UP(L/N-PE) < 200 V | 58
14205 | 8951630000 | SURGE PROTECTION FOR INSTRUMENTATION AND CONTROL WITH WARNING FUNCTION / FUNCTION INDICATOR UP(L/N-PE) < 200 V | 58
14206 | 8951640000 | SURGE PROTECTION FOR INSTRUMENTATION AND CONTROL WITH WARNING FUNCTION / FUNCTION INDICATOR UP(L/N-PE) 250 V | 58
14207 | 8951650000 | SURGE PROTECTION FOR INSTRUMENTATION AND CONTROL WITH WARNING FUNCTION / FUNCTION INDICATOR | 58
14208 | 8951660000 | SURGE PROTECTION FOR INSTRUMENTATION AND CONTROL WITH WARNING FUNCTION / FUNCTION INDICATOR | 58
14209 | 8951670000 | SURGE PROTECTION FOR INSTRUMENTATION AND CONTROL WITH WARNING FUNCTION / FUNCTION INDICATOR UP(L/N-PE) 250 V | 58
14210 | 8951680000 | SURGE PROTECTION FOR INSTRUMENTATION AND CONTROL WITH WARNING FUNCTION / FUNCTION INDICATOR UP(L/N-PE) < 800 V | 58
14211 | 8951690000 | SURGE PROTECTION FOR INSTRUMENTATION AND CONTROL WITH WARNING FUNCTION / FUNCTION INDICATOR UP(L/N-PE) < 800 V | 58
14212 | 8951700000 | SURGE PROTECTION FOR INSTRUMENTATION AND CONTROL WITH WARNING FUNCTION / FUNCTION INDICATOR UP(L/N-PE) < 800 V | 58
14213 | 8951710000 | SURGE PROTECTION FLANGE-MOUNTED HOUSING FLANGE-MOUNTED HOUSING | 131
14214 | 8951720000 | SURGE PROTECTION FLANGE-MOUNTED HOUSING FLANGE-MOUNTED HOUSING | 131
14215 | 8951730000 | SURGE PROTECTION FLANGE-MOUNTED HOUSING FLANGE-MOUNTED HOUSING | 131
14216 | 8951740000 | SURGE PROTECTION FLANGE-MOUNTED HOUSING FLANGE-MOUNTED HOUSING | 131
14217 | 8951750000 | SURGE PROTECTION FLANGE-MOUNTED HOUSING FLANGE-MOUNTED HOUSING | 131
14218 | 8951760000 | SURGE PROTECTION FLANGE-MOUNTED HOUSING FLANGE-MOUNTED HOUSING | 131
14219 | 8951770000 | SURGE PROTECTION FLANGE-MOUNTED HOUSING FLANGE-MOUNTED HOUSING | 131
14220 | 8951780000 | SURGE PROTECTION FLANGE-MOUNTED HOUSING FLANGE-MOUNTED HOUSING | 131
14221 | 8951790000 | SURGE PROTECTION FLANGE-MOUNTED HOUSING FLANGE-MOUNTED HOUSING | 131
14222 | 8951800000 | SURGE PROTECTION FLANGE-MOUNTED HOUSING FLANGE-MOUNTED HOUSING | 131
14223 | 8951810000 | SURGE PROTECTION FLANGE-MOUNTED HOUSING FLANGE-MOUNTED HOUSING | 131
14224 | 8951820000 | SURGE PROTECTION FLANGE-MOUNTED HOUSING FLANGE-MOUNTED HOUSING | 131
14225 | 8951830000 | SURGE PROTECTION FLANGE-MOUNTED HOUSING FLANGE-MOUNTED HOUSING | 131
14226 | 8951840000 | SURGE PROTECTION FLANGE-MOUNTED HOUSING FLANGE-MOUNTED HOUSING | 131
14227 | 8951850000 | SURGE PROTECTION FLANGE-MOUNTED HOUSING FLANGE-MOUNTED HOUSING | 131
14228 | 8953590000 | SURGE PROTECTION FOR INSTRUMENTATION AND CONTROL WITHOUT WARNING FUNCTION / FUNCTION INDICATOR UP(L/N-PE) < 800 V | 58
14229 | 8953600000 | SURGE PROTECTION FOR INSTRUMENTATION AND CONTROL WITHOUT WARNING FUNCTION / FUNCTION INDICATOR UP(L/N-PE) < 800 V | 58
14230 | 8953610000 | SURGE PROTECTION FOR INSTRUMENTATION AND CONTROL WITHOUT WARNING FUNCTION / FUNCTION INDICATOR UP(L/N-PE) ? 0.9 KV | 58
14231 | 8953620000 | SURGE PROTECTION FOR INSTRUMENTATION AND CONTROL WITHOUT WARNING FUNCTION / FUNCTION INDICATOR UP(L/N-PE) < 200 V | 58
14232 | 8953630000 | SURGE PROTECTION FOR INSTRUMENTATION AND CONTROL WITHOUT WARNING FUNCTION / FUNCTION INDICATOR UP(L/N-PE) 250 V | 58
14233 | 8953640000 | SURGE PROTECTION FOR INSTRUMENTATION AND CONTROL WITHOUT WARNING FUNCTION / FUNCTION INDICATOR UP(L/N-PE) ? 300 V | 58
14234 | 8953650000 | SURGE PROTECTION FOR INSTRUMENTATION AND CONTROL WITHOUT WARNING FUNCTION / FUNCTION INDICATOR UP(L/N-PE) < 800 V | 58
14235 | 8953660000 | SURGE PROTECTION FOR INSTRUMENTATION AND CONTROL WITHOUT WARNING FUNCTION / FUNCTION INDICATOR UP(L/N-PE) < 800 V | 58
14236 | 8953670000 | SURGE PROTECTION FOR INSTRUMENTATION AND CONTROL WITHOUT WARNING FUNCTION / FUNCTION INDICATOR UP(L/N-PE) 250 V | 58
14237 | 8953720000 | SURGE PROTECTION FOR INSTRUMENTATION AND CONTROL WITHOUT WARNING FUNCTION / FUNCTION INDICATOR UP(L/N-PE) < 800 V | 58
14238 | 8964310000 | INPUT : EX UNIVERSAL U I R? OUTPUT : I/U UNIVERSAL 2 X RELAYS | 552
14239 | 8964320000 | INPUT : EX UNIVERSAL U I R? OUTPUT : I/U UNIVERSAL 2 X RELAYS | 552
14240 | 8965340000 | EX SIGNAL ISOLATING CONVERTER EX-INPUT: NAMUR SENSOR/SWITCH SAFE-OUTPUT: RELAY NO CONTACT 1-CHANNEL | 259
14241 | 8965350000 | EX SIGNAL ISOLATING CONVERTER EX-INPUT: NAMUR SENSOR/SWITCH SAFE-OUTPUT: RELAY NC CONTACT 1-CHANNEL | 259
14242 | 8965400000 | EX SIGNAL ISOLATING CONVERTER SAFE-INPUT: RELAY EX-OUTPUT: OPTO MODULE 1-CHANNEL OUTPUT CURRENT : MAX. 35 MA | 165
14243 | 8965410000 | EX SIGNAL ISOLATING CONVERTER SAFE-INPUT: RELAY EX-OUTPUT: OPTO MODULE 1-CHANNEL OUTPUT CURRENT : MAX. 60 MA | 165
14244 | 8965420000 | EX SIGNAL ISOLATING CONVERTER SAFE-INPUT: RELAY EX-OUTPUT: OPTO MODULE 2-CHANNEL OUTPUT CURRENT : MAX. 35 MA | 165
14245 | 8965450000 | EX SIGNAL ISOLATING CONVERTER SAFE-INPUT: 4-20MA EX OUTPUT: 4 - 20 MA 1-CHANNEL | 165
14246 | 8965460000 | EX SIGNAL ISOLATING CONVERTER SAFE-INPUT: 4-20MA EX OUTPUT: 4 - 20 MA 2-CHANNEL | 165
14247 | 8965480000 | EX SIGNAL ISOLATING CONVERTER EX-INPUT: I? SAFE-OUTPUT: 4-20MA 2-CHANNEL | 165
14248 | 8965500000 | SUPPLY MODULE DISTRIBUTES SUPPLY VOLTAGE TO RAIL BUS OPTIONAL CONNECTION OF BACKUP SUPPLY | 779
14249 | 8972270000 | SURGE PROTECTION FOR INSTRUMENTATION AND CONTROL WITH WARNING FUNCTION / FUNCTION INDICATOR | 58
14250 | 9201610000 | W-SERIES CROSS-CONNECTOR FOR THE TERMINALS N OF POLES: 2 | 23
14251 | 9201630000 | W-SERIES CROSS-CONNECTOR FOR THE TERMINALS N OF POLES: 2 | 23
14252 | 9441500000 | INTERFACE RS 1-WIRE SCREW CONNECTION | 84
14253 | 9441510000 | INTERFACE RS 1-WIRE SCREW CONNECTION | 84
14254 | 9441560000 | INTERFACE RS FUSE 2-WIRE SCREW CONNECTION | 84
14255 | 9441570000 | INTERFACE RS FUSE 2-WIRE SCREW CONNECTION | 84
14256 | 9441700000 | INTERFACE RS 2-WIRE SCREW CONNECTION | 84
14257 | 9441710000 | INTERFACE RS 2-WIRE SCREW CONNECTION | 84
14258 | 9441860000 | INTERFACE RS SPACER 1-WIRE SCREW CONNECTION | 84
14259 | 9441870000 | INTERFACE RS SPACER 1-WIRE SCREW CONNECTION | 84
14260 | 9444660000 | INTERFACE RSM 16 RCL TENSION-CLAMP CONNECTION | 268
14261 | 9445000000 | INTERFACE RSM 8 COMPACT RCL SCREW CONNECTION | 310
14262 | 9445060000 | INTERFACE RSM 12 COMPACT RCL SCREW CONNECTION | 310
14263 | 9445120000 | INTERFACE RSM 16 WITH FUSE RCL SCREW CONNECTION | 368
14264 | 9445140000 | INTERFACE RSM 16 WITH SWITCH RCL SCREW CONNECTION | 368
14265 | 9445160000 | INTERFACE RSM 16 2CO RCL SCREW CONNECTION | 310
14266 | 9445180000 | INTERFACE RSM 16 WITH FUSE RCL SCREW CONNECTION | 368
14267 | 9445200000 | INTERFACE RSM 32 COMPACT RCL SCREW CONNECTION | 310
14268 | 9445220000 | INTERFACE RSM 32 WITH FUSE RCL SCREW CONNECTION | 368
14269 | 9445530000 | INTERFACE RS LED 2-WIRE SCREW CONNECTION | 84
14270 | 9445630000 | INTERFACE RS LED 2-WIRE SCREW CONNECTION | 84
14271 | 9445700000 | INTERFACE RS 1-WIRE SCREW CONNECTION | 84
14272 | 9445710000 | INTERFACE RS LED 1-WIRE SCREW CONNECTION | 84
14273 | 9445730000 | INTERFACE RS LED 2-WIRE SCREW CONNECTION | 84
14274 | 9445750000 | INTERFACE RS SPACER LED 2-WIRE SCREW CONNECTION | 84
14275 | 9445760000 | INTERFACE RS 3-WIRE SCREW CONNECTION | 84
14276 | 9445770000 | INTERFACE RS LED 3-WIRE SCREW CONNECTION | 84
14277 | 9445810000 | INTERFACE RS SPACER LED 1-WIRE SCREW CONNECTION | 84
14278 | 9445820000 | INTERFACE RS FUSE 2-WIRE SCREW CONNECTION | 84
14279 | 9445870000 | INTERFACE RS SPACER LED 1-WIRE SCREW CONNECTION | 84
14280 | 9445900000 | INTERFACE RS 1-WIRE SCREW CONNECTION | 84
14281 | 9445930000 | INTERFACE RS LED 2-WIRE SCREW CONNECTION | 84
14282 | 9445950000 | INTERFACE RS SPACER LED 2-WIRE SCREW CONNECTION | 84
14283 | 9445960000 | INTERFACE RS 3-WIRE SCREW CONNECTION | 84
14284 | 9445970000 | INTERFACE RS LED 3-WIRE SCREW CONNECTION | 84
14285 | 9445980000 | INTERFACE RS FUSE 2-WIRE SCREW CONNECTION | 84
14286 | 9447000000 | INTERFACE RSM 8 COMPACT RCL TENSION-CLAMP CONNECTION | 268
14287 | 9447100000 | INTERFACE RSM 16 COMPACT RCL TENSION-CLAMP CONNECTION | 268
14288 | 9447120000 | INTERFACE RSM 16 WITH FUSE RCL TENSION-CLAMP CONNECTION | 268
14289 | 9447160000 | INTERFACE RSM 16 2CO RCL TENSION-CLAMP CONNECTION | 268
14290 | 9447200000 | INTERFACE RSM 32 COMPACT RCL TENSION-CLAMP CONNECTION | 268
14291 | 9447770000 | INTERFACE RS LED 3-WIRE TENSION-CLAMP CONNECTION | 110
14292 | 9447910000 | INTERFACE RS LED 1-WIRE TENSION-CLAMP CONNECTION | 110
14293 | 9447930000 | INTERFACE RS LED 2-WIRE TENSION-CLAMP CONNECTION | 110
14294 | 9447970000 | INTERFACE RS LED 3-WIRE TENSION-CLAMP CONNECTION | 110
14295 | 9448000000 | INTERFACE RS 2-WIRE SCREW CONNECTION | 84
14296 | 9448010000 | INTERFACE RS 2-WIRE SCREW CONNECTION | 84
14297 | 9448020000 | INTERFACE RS 2-WIRE SCREW CONNECTION | 84
14298 | 9448030000 | INTERFACE RS 2-WIRE SCREW CONNECTION | 84
14299 | 9448040000 | INTERFACE RS 1-WIRE SCREW CONNECTION | 84
14300 | 9448110000 | INTERFACE RS SPACER 2-WIRE SCREW CONNECTION | 84
14301 | 9448120000 | INTERFACE RS SPACER 2-WIRE SCREW CONNECTION | 84
14302 | 9449110000 | INTERFACE RS SPACER 2-WIRE TENSION-CLAMP CONNECTION | 110
14303 | 9502660000 | SAK SERIES CROSS-CONNECTOR FOR CROSS-CONNECTION LINK N OF POLES: 3 | 31
14304 | 9502720000 | TBF (POLYESTER EMPTY ENCLOSURE) MOUNTING PLATE MOUNTING PLATE HEIGHT: 134 MM WIDTH: 99 MM DEPTH: 2 MM MATERIAL: SHEET STEEL GALVANIZED | 4
14305 | 9502730000 | TBF (POLYESTER EMPTY ENCLOSURE) MOUNTING PLATE MOUNTING PLATE HEIGHT: 249 MM WIDTH: 249 MM DEPTH: 2 MM MATERIAL: SHEET STEEL GALVANIZED | 4
14306 | 9502920000 | TBF (POLYESTER EMPTY ENCLOSURE) MOUNTING PLATE MOUNTING PLATE HEIGHT: 550 MM WIDTH: 555 MM DEPTH: 2 MM MATERIAL: SHEET STEEL GALVANIZED | 4
14307 | 9510570000 | KLIPPON POK (POLYESTER EMPTY ENCLOSURE) MOUNTING PLATE HEIGHT: 64 MM WIDTH: 69 MM DEPTH: 1.5 MM MATERIAL: SHEET STEEL GALVANIZED GALVANIZED | 4
14308 | 9510580000 | KLIPPON POK (POLYESTER EMPTY ENCLOSURE) MOUNTING PLATE HEIGHT: 64 MM WIDTH: 99 MM DEPTH: 1.5 MM MATERIAL: SHEET STEEL GALVANIZED MISCELLANEOUS | 4
14309 | 9510590000 | KLIPPON POK (POLYESTER EMPTY ENCLOSURE) MOUNTING PLATE HEIGHT: 107 MM WIDTH: 109 MM DEPTH: 1.5 MM MATERIAL: SHEET STEEL GALVANIZED MISCELLANEOUS | 4
14310 | 9510600000 | KLIPPON POK (POLYESTER EMPTY ENCLOSURE) MOUNTING PLATE HEIGHT: 107 MM WIDTH: 207 MM DEPTH: 1.5 MM MATERIAL: SHEET STEEL GALVANIZED MISCELLANEOUS | 4
14311 | 9510610000 | KLIPPON POK (POLYESTER EMPTY ENCLOSURE) MOUNTING PLATE HEIGHT: 143 MM WIDTH: 145 MM DEPTH: 1.5 MM MATERIAL: SHEET STEEL GALVANIZED MISCELLANEOUS | 4
14312 | 9510620000 | KLIPPON POK (POLYESTER EMPTY ENCLOSURE) MOUNTING PLATE HEIGHT: 143 MM WIDTH: 245 MM DEPTH: 1.5 MM MATERIAL: SHEET STEEL GALVANIZED MISCELLANEOUS | 4
14313 | 9510630000 | KLIPPON POK (POLYESTER EMPTY ENCLOSURE) MOUNTING PLATE HEIGHT: 143 MM WIDTH: 345 MM DEPTH: 1.5 MM MATERIAL: SHEET STEEL GALVANIZED MISCELLANEOUS | 4
14314 | 9510640000 | KLIPPON POK (POLYESTER EMPTY ENCLOSURE) MOUNTING PLATE HEIGHT: 233 MM WIDTH: 238 MM DEPTH: 1.5 MM MATERIAL: SHEET STEEL GALVANIZED MISCELLANEOUS | 4
14315 | 9510650000 | KLIPPON POK (POLYESTER EMPTY ENCLOSURE) MOUNTING PLATE HEIGHT: 234 MM WIDTH: 384 MM DEPTH: 1.5 MM MATERIAL: SHEET STEEL GALVANIZED MISCELLANEOUS | 4
14316 | 9510660000 | KLIPPON POK (POLYESTER EMPTY ENCLOSURE) MOUNTING PLATE HEIGHT: 233 MM WIDTH: 583 MM DEPTH: 1.5 MM MATERIAL: SHEET STEEL GALVANIZED MISCELLANEOUS | 4
14317 | 9510670000 | KLIPPON POK (POLYESTER EMPTY ENCLOSURE) MOUNTING PLATE HEIGHT: 389 MM WIDTH: 383 MM DEPTH: 1.5 MM MATERIAL: SHEET STEEL GALVANIZED MISCELLANEOUS | 4
14318 | 9510680000 | KLIPPON POK (POLYESTER EMPTY ENCLOSURE) MOUNTING PLATE HEIGHT: 64 MM WIDTH: 148.5 MM DEPTH: 1.5 MM MATERIAL: SHEET STEEL GALVANIZED MISCELLANEOUS | 4
14319 | 9510690000 | KLIPPON POK (POLYESTER EMPTY ENCLOSURE) MOUNTING PLATE HEIGHT: 64 MM WIDTH: 179 MM DEPTH: 1.5 MM MATERIAL: SHEET STEEL GALVANIZED MISCELLANEOUS | 4
14320 | 9510710000 | KLIPPON POK (POLYESTER EMPTY ENCLOSURE) MOUNTING PLATE HEIGHT: 143 MM WIDTH: 545 MM DEPTH: 1.5 MM MATERIAL: SHEET STEEL GALVANIZED MISCELLANEOUS | 4
14321 | 9512240000 | W-SERIES CROSS-CONNECTOR FOR THE TERMINALS N OF POLES: 2 | 23
14322 | 9512250000 | W-SERIES CROSS-CONNECTOR FOR THE TERMINALS N OF POLES: 3 | 23
14323 | 9525840000 | W-SERIES CROSS-CONNECTOR FOR THE TERMINALS N OF POLES: 2 | 23
14324 | 9526840000 | KLIPPON K (ALUMINIUM EMPTY ENCLOSURE) EMPTY ENCLOSURE ALUMINIUM ENCLOSURE HEIGHT: 70 MM WIDTH: 70 MM DEPTH: 45 MM MATERIAL: ALUMINIUM ALSI12 UNTREATED | 38
14325 | 9526850000 | KLIPPON K (ALUMINIUM EMPTY ENCLOSURE) EMPTY ENCLOSURE ALUMINIUM ENCLOSURE HEIGHT: 80 MM WIDTH: 75 MM DEPTH: 57 MM MATERIAL: ALUMINIUM ALSI12 UNTREATED | 38
14326 | 9526860000 | KLIPPON K (ALUMINIUM EMPTY ENCLOSURE) EMPTY ENCLOSURE ALUMINIUM ENCLOSURE HEIGHT: 70 MM WIDTH: 100 MM DEPTH: 45 MM MATERIAL: ALUMINIUM ALSI12 UNTREATED | 38
14327 | 9526870000 | KLIPPON K (ALUMINIUM EMPTY ENCLOSURE) EMPTY ENCLOSURE ALUMINIUM ENCLOSURE HEIGHT: 80 MM WIDTH: 125 MM DEPTH: 57 MM MATERIAL: ALUMINIUM ALSI12 UNTREATED | 38
14328 | 9526880000 | KLIPPON K (ALUMINIUM EMPTY ENCLOSURE) EMPTY ENCLOSURE ALUMINIUM ENCLOSURE HEIGHT: 70 MM WIDTH: 165 MM DEPTH: 45 MM MATERIAL: ALUMINIUM ALSI12 UNTREATED | 38
14329 | 9526890000 | KLIPPON K (ALUMINIUM EMPTY ENCLOSURE) EMPTY ENCLOSURE ALUMINIUM ENCLOSURE HEIGHT: 80 MM WIDTH: 175 MM DEPTH: 57 MM MATERIAL: ALUMINIUM ALSI12 UNTREATED | 38
14330 | 9526900000 | KLIPPON K (ALUMINIUM EMPTY ENCLOSURE) EMPTY ENCLOSURE ALUMINIUM ENCLOSURE HEIGHT: 80 MM WIDTH: 250 MM DEPTH: 55 MM MATERIAL: ALUMINIUM ALSI12 UNTREATED | 38
14331 | 9526910000 | KLIPPON K (ALUMINIUM EMPTY ENCLOSURE) EMPTY ENCLOSURE ALUMINIUM ENCLOSURE HEIGHT: 82 MM WIDTH: 130 MM DEPTH: 72 MM MATERIAL: ALUMINIUM ALSI12 UNTREATED | 38
14332 | 9526920000 | KLIPPON K (ALUMINIUM EMPTY ENCLOSURE) EMPTY ENCLOSURE ALUMINIUM ENCLOSURE HEIGHT: 120 MM WIDTH: 122 MM DEPTH: 81 MM MATERIAL: ALUMINIUM ALSI12 UNTREATED | 38
14333 | 9526930000 | KLIPPON K (ALUMINIUM EMPTY ENCLOSURE) EMPTY ENCLOSURE ALUMINIUM ENCLOSURE HEIGHT: 130 MM WIDTH: 170 MM DEPTH: 90 MM MATERIAL: ALUMINIUM ALSI12 UNTREATED | 38
14334 | 9526940000 | KLIPPON K (ALUMINIUM EMPTY ENCLOSURE) EMPTY ENCLOSURE ALUMINIUM ENCLOSURE HEIGHT: 120 MM WIDTH: 220 MM DEPTH: 81 MM MATERIAL: ALUMINIUM ALSI12 UNTREATED | 38
14335 | 9526950000 | KLIPPON K (ALUMINIUM EMPTY ENCLOSURE) EMPTY ENCLOSURE ALUMINIUM ENCLOSURE HEIGHT: 160 MM WIDTH: 160 MM DEPTH: 91 MM MATERIAL: ALUMINIUM ALSI12 UNTREATED | 38
14336 | 9526960000 | KLIPPON K (ALUMINIUM EMPTY ENCLOSURE) EMPTY ENCLOSURE ALUMINIUM ENCLOSURE HEIGHT: 160 MM WIDTH: 200 MM DEPTH: 100 MM MATERIAL: ALUMINIUM ALSI12 UNTREATED | 38
14337 | 9526970000 | KLIPPON K (ALUMINIUM EMPTY ENCLOSURE) EMPTY ENCLOSURE ALUMINIUM ENCLOSURE HEIGHT: 160 MM WIDTH: 260 MM DEPTH: 91 MM MATERIAL: ALUMINIUM ALSI12 UNTREATED | 38
14338 | 9526980000 | KLIPPON K (ALUMINIUM EMPTY ENCLOSURE) EMPTY ENCLOSURE ALUMINIUM ENCLOSURE HEIGHT: 160 MM WIDTH: 350 MM DEPTH: 91 MM MATERIAL: ALUMINIUM ALSI12 UNTREATED | 38
14339 | 9526990000 | KLIPPON K (ALUMINIUM EMPTY ENCLOSURE) EMPTY ENCLOSURE ALUMINIUM ENCLOSURE HEIGHT: 230 MM WIDTH: 280 MM DEPTH: 111 MM MATERIAL: ALUMINIUM ALSI12 UNTREATED | 38
14340 | 9529090000 | KLIPPON K (ALUMINIUM EMPTY ENCLOSURE) EMPTY ENCLOSURE ALUMINIUM ENCLOSURE HEIGHT: 45 MM WIDTH: 50 MM DEPTH: 30 MM MATERIAL: ALUMINIUM ALSI12 POWDER-COATED TEXTU GREY | 38
14341 | 9529100000 | KLIPPON K (ALUMINIUM EMPTY ENCLOSURE) EMPTY ENCLOSURE ALUMINIUM ENCLOSURE HEIGHT: 64 MM WIDTH: 58 MM DEPTH: 34 MM MATERIAL: ALUMINIUM ALSI12 POWDER-COATED TEXTU GREY | 38
14342 | 9529110000 | KLIPPON K (ALUMINIUM EMPTY ENCLOSURE) EMPTY ENCLOSURE ALUMINIUM ENCLOSURE HEIGHT: 64 MM WIDTH: 98 MM DEPTH: 34 MM MATERIAL: ALUMINIUM ALSI12 POWDER-COATED TEXTU GREY | 38
14343 | 9529120000 | KLIPPON K (ALUMINIUM EMPTY ENCLOSURE) EMPTY ENCLOSURE ALUMINIUM ENCLOSURE HEIGHT: 70 MM WIDTH: 70 MM DEPTH: 45 MM MATERIAL: ALUMINIUM ALSI12 POWDER-COATED TEXTU GREY | 38
14344 | 9529130000 | KLIPPON K (ALUMINIUM EMPTY ENCLOSURE) EMPTY ENCLOSURE ALUMINIUM ENCLOSURE HEIGHT: 80 MM WIDTH: 75 MM DEPTH: 57 MM MATERIAL: ALUMINIUM ALSI12 POWDER-COATED TEXTU GREY | 38
14345 | 9529140000 | KLIPPON K (ALUMINIUM EMPTY ENCLOSURE) EMPTY ENCLOSURE ALUMINIUM ENCLOSURE HEIGHT: 70 MM WIDTH: 100 MM DEPTH: 45 MM MATERIAL: ALUMINIUM ALSI12 POWDER-COATED TEXTU GREY | 38
14346 | 9529150000 | KLIPPON K (ALUMINIUM EMPTY ENCLOSURE) EMPTY ENCLOSURE ALUMINIUM ENCLOSURE HEIGHT: 80 MM WIDTH: 125 MM DEPTH: 57 MM MATERIAL: ALUMINIUM ALSI12 POWDER-COATED TEXTU GREY | 38
14347 | 9529160000 | KLIPPON K (ALUMINIUM EMPTY ENCLOSURE) EMPTY ENCLOSURE ALUMINIUM ENCLOSURE HEIGHT: 70 MM WIDTH: 165 MM DEPTH: 45 MM MATERIAL: ALUMINIUM ALSI12 POWDER-COATED TEXTU GREY | 38
14348 | 9529170000 | KLIPPON K (ALUMINIUM EMPTY ENCLOSURE) EMPTY ENCLOSURE ALUMINIUM ENCLOSURE HEIGHT: 80 MM WIDTH: 175 MM DEPTH: 57 MM MATERIAL: ALUMINIUM ALSI12 POWDER-COATED TEXTU GREY | 38
14349 | 9529180000 | KLIPPON K (ALUMINIUM EMPTY ENCLOSURE) EMPTY ENCLOSURE ALUMINIUM ENCLOSURE HEIGHT: 80 MM WIDTH: 250 MM DEPTH: 55 MM MATERIAL: ALUMINIUM ALSI12 POWDER-COATED TEXTU GREY | 38
14350 | 9529190000 | KLIPPON K (ALUMINIUM EMPTY ENCLOSURE) EMPTY ENCLOSURE ALUMINIUM ENCLOSURE HEIGHT: 82 MM WIDTH: 130 MM DEPTH: 72 MM MATERIAL: ALUMINIUM ALSI12 POWDER-COATED TEXTU GREY | 38
14351 | 9529200000 | KLIPPON K (ALUMINIUM EMPTY ENCLOSURE) EMPTY ENCLOSURE ALUMINIUM ENCLOSURE HEIGHT: 120 MM WIDTH: 122 MM DEPTH: 81 MM MATERIAL: ALUMINIUM ALSI12 POWDER-COATED TEXTU GREY | 38
14352 | 9529210000 | KLIPPON K (ALUMINIUM EMPTY ENCLOSURE) EMPTY ENCLOSURE ALUMINIUM ENCLOSURE HEIGHT: 130 MM WIDTH: 170 MM DEPTH: 90 MM MATERIAL: ALUMINIUM ALSI12 POWDER-COATED TEXTU GREY | 38
14353 | 9529220000 | KLIPPON K (ALUMINIUM EMPTY ENCLOSURE) EMPTY ENCLOSURE ALUMINIUM ENCLOSURE HEIGHT: 120 MM WIDTH: 220 MM DEPTH: 81 MM MATERIAL: ALUMINIUM ALSI12 POWDER-COATED TEXTU GREY | 38
14354 | 9529230000 | KLIPPON K (ALUMINIUM EMPTY ENCLOSURE) EMPTY ENCLOSURE ALUMINIUM ENCLOSURE HEIGHT: 160 MM WIDTH: 160 MM DEPTH: 91 MM MATERIAL: ALUMINIUM ALSI12 POWDER-COATED TEXTU GREY | 38
14355 | 9529240000 | KLIPPON K (ALUMINIUM EMPTY ENCLOSURE) EMPTY ENCLOSURE ALUMINIUM ENCLOSURE HEIGHT: 160 MM WIDTH: 200 MM DEPTH: 100 MM MATERIAL: ALUMINIUM ALSI12 POWDER-COATED TEXTU GREY | 38
14356 | 9529250000 | KLIPPON K (ALUMINIUM EMPTY ENCLOSURE) EMPTY ENCLOSURE ALUMINIUM ENCLOSURE HEIGHT: 160 MM WIDTH: 260 MM DEPTH: 91 MM MATERIAL: ALUMINIUM ALSI12 POWDER-COATED TEXTU GREY | 38
14357 | 9529260000 | KLIPPON K (ALUMINIUM EMPTY ENCLOSURE) EMPTY ENCLOSURE ALUMINIUM ENCLOSURE HEIGHT: 160 MM WIDTH: 350 MM DEPTH: 100 MM MATERIAL: ALUMINIUM ALSI12 POWDER-COATED TEXTU GREY | 38
14358 | 9529270000 | KLIPPON K (ALUMINIUM EMPTY ENCLOSURE) EMPTY ENCLOSURE ALUMINIUM ENCLOSURE HEIGHT: 230 MM WIDTH: 280 MM DEPTH: 111 MM MATERIAL: ALUMINIUM ALSI12 POWDER-COATED TEXTU GREY | 38
14359 | 9531290000 | W-SERIES CROSS-CONNECTOR FOR THE TERMINALS N OF POLES: 4 | 23
14360 | 8965370000 | EX SIGNAL ISOLATING CONVERTER EX-INPUT: NAMUR SENSOR/SWITCH SAFE-OUTPUT: RELAY NO CONTACT 2-CHANNEL | 259
14361 | 8965360000 | EX SIGNAL ISOLATING CONVERTER EX-INPUT: NAMUR SENSOR/SWITCH SAFE-OUTPUT: OPTOCOUPLER 1-CHANNEL | 259
14362 | 8965390000 | EX SIGNAL ISOLATING CONVERTER EX-INPUT: NAMUR SENSOR/SWITCH SAFE-OUTPUT: OPTOCOUPLER 2-CHANNEL | 259
14363 | 8965490000 | EX SIGNAL ISOLATING CONVERTER EX-OUTPUT: U I R? SAFE-OUTPUT: 4-20MA/ RELAY 1-CHANNEL | 165
14364 | 8965430000 | EX SIGNAL ISOLATING CONVERTER EX-INPUT: 4 - 20 MA SAFE-OUTPUT: 4-20MA 1-CHANNEL | 165
14365 | 8965440000 | EX SIGNAL ISOLATING CONVERTER EX-INPUT: 4 - 20 MA SAFE-OUTPUT: 4-20MA 2-CHANNEL | 165
14366 | 8965470000 | EX SIGNAL ISOLATING CONVERTER EX-INPUT: I? SAFE-OUTPUT: 4-20MA 1-CHANNEL | 165
14367 | 8965380000 | EX SIGNAL ISOLATING CONVERTER EX-INPUT: NAMUR SENSOR/SWITCH SAFE-OUTPUT: RELAY NC CONTACT 2-CHANNEL | 259
14368 | 178600000 | SAK SERIES COVER PLATE 25 MM | 216
14369 | 178700000 | SAK SERIES COVER PLATE 71.6 MM | 216
14370 | 179900000 | SAK SERIES PARTITION PLATE 2 MM | 304
14371 | 180600000 | SAK SERIES END PLATE 2 MM | 435
14372 | 180700000 | SAK SERIES END PLATE 2 MM | 435
14373 | 180800000 | SAK SERIES END PLATE 2 MM | 435
14374 | 199360000 | ACCESSORIES END BRACKET | 234
14375 | 205200000 | SAK SERIES END PLATE 2 MM | 435
14376 | 205400000 | SAK SERIES END PLATE 2 MM | 435
14377 | 211360000 | SAK SERIES END PLATE 1.5 MM DIRECT MOUNTING | 74
14378 | 211380000 | SAK SERIES END PLATE 1.5 MM DIRECT MOUNTING | 74
14379 | 240600000 | ACCESSORIES STRAIN RELIEF | 962
14380 | 244060000 | OMNIMATE POWER - SERIES WGK FEED-THROUGH TERMINAL RATED CROSS-SECTION: 16 MM² WEMID (PA) | 29
14381 | 258660000 | ACCESSORIES END BRACKET | 234
14382 | 270460000 | SAK SERIES END PLATE 3 MM DIRECT MOUNTING | 74
14383 | 273400000 | SAK SERIES COVER PLATE 48 MM | 216
14384 | 285300000 | SAK SERIES COVER PLATE 25.6 MM | 216
14385 | 294460000 | SAK SERIES END PLATE 1.5 MM DIRECT MOUNTING | 74
14386 | 303400000 | SAK SERIES COVER PLATE 20 MM | 216
14387 | 318560000 | SAK SERIES PARTITION PLATE 1.5 MM DIRECT MOUNTING | 280
14388 | 348260000 | SAK SERIES PARTITION PLATE 0.6 MM DARK USED BETWEEN TERMINALS | 839
14389 | 428910000 | SUPPLY TERMINAL PUSH IN 10 MM² 250 V 57 A DARK | 148
14390 | 447260000 | SAK SERIES END PLATE 1.5 MM DIRECT MOUNTING | 74
14391 | 477660000 | SAK SERIES PARTITION PLATE 1.5 MM DIRECT MOUNTING | 280
14392 | 569660000 | ACCESSORIES CLAMPING YOKE FOR BUSBAR RATED CROSS-SECTION: CLAMPING YOKE PA GREEN/ FEED-THROUGH (BUSHING) | 139
14393 | 697360000 | SAK SERIES END PLATE 2.5 MM DIRECT MOUNTING | 74
14394 | 1002690000 | KLIPPON STB (SMALL TERMINAL BOX) EMPTY ENCLOSURE STAINLESS STEEL ENCLOSURE HEIGHT: 120 MM WIDTH: 120 MM DEPTH: 80 MM MATERIAL: STAINLESS STEEL 1.4404 (316L) MIRROR POLISHED | 4
14395 | 1002700000 | KLIPPON STB (SMALL TERMINAL BOX) EMPTY ENCLOSURE STAINLESS STEEL ENCLOSURE HEIGHT: 160 MM WIDTH: 380 MM DEPTH: 120 MM MATERIAL: STAINLESS STEEL 1.4404 (316L) MIRROR POLISHED | 4
14396 | 1002710000 | KLIPPON STB (SMALL TERMINAL BOX) EMPTY ENCLOSURE STAINLESS STEEL ENCLOSURE HEIGHT: 250 MM WIDTH: 250 MM DEPTH: 120 MM MATERIAL: STAINLESS STEEL 1.4404 (316L) MIRROR POLISHED | 4
14397 | 1002720000 | KLIPPON STB (SMALL TERMINAL BOX) EMPTY ENCLOSURE STAINLESS STEEL ENCLOSURE HEIGHT: 190 MM WIDTH: 190 MM DEPTH: 100 MM MATERIAL: STAINLESS STEEL 1.4404 (316L) MIRROR POLISHED | 4
14398 | 1002730000 | KLIPPON STB (SMALL TERMINAL BOX) EMPTY ENCLOSURE STAINLESS STEEL ENCLOSURE HEIGHT: 190 MM WIDTH: 150 MM DEPTH: 90 MM MATERIAL: STAINLESS STEEL 1.4404 (316L) MIRROR POLISHED | 4
14399 | 1002740000 | KLIPPON STB (SMALL TERMINAL BOX) EMPTY ENCLOSURE STAINLESS STEEL ENCLOSURE HEIGHT: 150 MM WIDTH: 150 MM DEPTH: 90 MM MATERIAL: STAINLESS STEEL 1.4404 (316L) MIRROR POLISHED | 4
14400 | 1002750000 | KLIPPON STB (SMALL TERMINAL BOX) EMPTY ENCLOSURE STAINLESS STEEL ENCLOSURE HEIGHT: 150 MM WIDTH: 120 MM DEPTH: 80 MM MATERIAL: STAINLESS STEEL 1.4404 (316L) MIRROR POLISHED | 4
14401 | 1002760000 | KLIPPON STB (SMALL TERMINAL BOX) EMPTY ENCLOSURE STAINLESS STEEL ENCLOSURE HEIGHT: 250 MM WIDTH: 400 MM DEPTH: 130 MM MATERIAL: STAINLESS STEEL 1.4404 (316L) MIRROR POLISHED | 4
14402 | 1009090000 | HDC ENCLOSURES SIZE: 6 PROTECTION DEGREE: IP65 (IN PLUGGED CONDITION) COVER FOR LOWER PART OF HOUSING SIDE-LOCKING CLAMP ON UPPER SIDE SDARD | 6
14403 | 1009100000 | HDC ENCLOSURES SIZE: 8 PROTECTION DEGREE: IP65 (IN PLUGGED CONDITION) COVER FOR LOWER PART OF HOUSING SIDE-LOCKING CLAMP ON UPPER SIDE SDARD | 6
14404 | 1009740000 | VG S (SDARD STAINLESS STEEL CABLE GLAND) CABLE GLANDS PG 7 6 MM OD MIN. 3 - OD MAX. 6.5 MM STAINLESS STEEL 1.4305 (303) | 220
14405 | 1009750000 | VG S (SDARD STAINLESS STEEL CABLE GLAND) CABLE GLANDS PG 9 6 MM OD MIN. 4 - OD MAX. 8 MM STAINLESS STEEL 1.4305 (303) | 220
14406 | 1009760000 | VG S (SDARD STAINLESS STEEL CABLE GLAND) CABLE GLANDS PG 11 6 MM OD MIN. 5 - OD MAX. 10 MM STAINLESS STEEL 1.4305 (303) | 220
14407 | 1009780000 | VG S (SDARD STAINLESS STEEL CABLE GLAND) CABLE GLANDS PG 16 6.5 MM OD MIN. 10 - OD MAX. 14 MM STAINLESS STEEL 1.4305 (303) | 220
14408 | 1009790000 | VG S (SDARD STAINLESS STEEL CABLE GLAND) CABLE GLANDS PG 21 7.2 MM OD MIN. 13 - OD MAX. 18 MM STAINLESS STEEL 1.4305 (303) | 220
14409 | 1009800000 | VG S (SDARD STAINLESS STEEL CABLE GLAND) CABLE GLANDS PG 29 8 MM OD MIN. 18 - OD MAX. 25 MM STAINLESS STEEL 1.4305 (303) | 220
14410 | 1009810000 | VG S (SDARD STAINLESS STEEL CABLE GLAND) CABLE GLANDS PG 36 9 MM OD MIN. 22 - OD MAX. 32 MM STAINLESS STEEL 1.4305 (303) | 220
14411 | 1009840000 | VG S (SDARD STAINLESS STEEL CABLE GLAND) CABLE GLANDS M 12 6 MM OD MIN. 3 - OD MAX. 6.5 MM STAINLESS STEEL 1.4305 (303) | 220
14412 | 1009850000 | VG S (SDARD STAINLESS STEEL CABLE GLAND) CABLE GLANDS M 16 7 MM OD MIN. 4 - OD MAX. 8 MM STAINLESS STEEL 1.4305 (303) | 220
14413 | 1009860000 | VG S (SDARD STAINLESS STEEL CABLE GLAND) CABLE GLANDS M 20 8 MM OD MIN. 6 - OD MAX. 12 MM STAINLESS STEEL 1.4305 (303) | 220
14414 | 1009870000 | VG S (SDARD STAINLESS STEEL CABLE GLAND) CABLE GLANDS M 25 8 MM OD MIN. 10 - OD MAX. 14 MM STAINLESS STEEL 1.4305 (303) | 220
14415 | 1009880000 | VG S (SDARD STAINLESS STEEL CABLE GLAND) CABLE GLANDS M 32 9 MM OD MIN. 13 - OD MAX. 18 MM STAINLESS STEEL 1.4305 (303) | 220
14416 | 1009890000 | VG S (SDARD STAINLESS STEEL CABLE GLAND) CABLE GLANDS M 40 9 MM OD MIN. 18 - OD MAX. 25 MM STAINLESS STEEL 1.4305 (303) | 220
14417 | 1009900000 | VG S (SDARD STAINLESS STEEL CABLE GLAND) CABLE GLANDS M 50 9 MM OD MIN. 22 - OD MAX. 32 MM STAINLESS STEEL 1.4305 (303) | 220
14418 | 1009910000 | VG S (SDARD STAINLESS STEEL CABLE GLAND) CABLE GLANDS M 63 14 MM OD MIN. 34 - OD MAX. 44 MM STAINLESS STEEL 1.4305 (303) | 220
14419 | 1023040000 | HDC INSERT PIN 250 V 10 A N OF POLES: 25 CRIMP CONNECTION SIZE: 5 7 | 25
14420 | 1023050000 | HDC INSERT FEMALE 250 V 10 A N OF POLES: 25 CRIMP CONNECTION SIZE: 5 7 | 25
14421 | 1023210000 | HDC INSERT FEMALE 830 V 80 A N OF POLES: 4 SCREW CONNECTION SIZE: 6 | 25
14422 | 1023220000 | HDC INSERT MALE 830 V 80 A N OF POLES: 4 SCREW CONNECTION SIZE: 6 | 25
14423 | 1023230000 | HDC INSERT FEMALE 830 V 80 A N OF POLES: 6 SCREW CONNECTION SIZE: 6 | 25
14424 | 1023240000 | HDC INSERT MALE 830 V 80 A N OF POLES: 6 SCREW CONNECTION SIZE: 6 | 25
14425 | 1023250000 | HDC INSERT FEMALE 400 V 80 A N OF POLES: 12 SCREW CONNECTION SIZE: 8 | 25
14426 | 1023260000 | HDC INSERT MALE 400 V 80 A N OF POLES: 12 SCREW CONNECTION SIZE: 8 | 25
14427 | 1023270000 | HDC INSERT FEMALE 400 V 16 A N OF POLES: 32 CRIMP CONNECTION SIZE: 4 | 25
14428 | 1023290000 | HDC INSERT PIN 400 V 16 A N OF POLES: 32 CRIMP CONNECTION SIZE: 4 | 25
14429 | 1023310000 | HDC INSERT FEMALE 690 V 40 A N OF POLES: 42 CRIMP CONNECTION SIZE: 6 | 25
14430 | 1023320000 | HDC INSERT PIN 690 V 40 A N OF POLES: 42 CRIMP CONNECTION SIZE: 6 | 25
14431 | 1023330000 | HDC INSERT FEMALE 690 V 40 A N OF POLES: 14 CRIMP CONNECTION SIZE: 6 | 25
14432 | 1023340000 | HDC INSERT PIN 690 V 40 A N OF POLES: 14 CRIMP CONNECTION SIZE: 6 | 25
14433 | 1023350000 | HDC INSERT FEMALE 690 V 110 A N OF POLES: 8 AXIAL SCREW CONNECTION SIZE: 8 | 25
14434 | 1023360000 | HDC INSERT MALE 690 V 110 A N OF POLES: 8 AXIAL SCREW CONNECTION SIZE: 8 | 25
14435 | 1024970000 | KLIPPON STB (SMALL TERMINAL BOX) EMPTY ENCLOSURE SHEET STEEL ENCLOSURE HEIGHT: 120 MM WIDTH: 120 MM DEPTH: 80 MM MATERIAL: SHEET STEEL POWDER-COATED PEBBLE GREY | 4
14436 | 1024980000 | KLIPPON STB (SMALL TERMINAL BOX) EMPTY ENCLOSURE SHEET STEEL ENCLOSURE HEIGHT: 150 MM WIDTH: 120 MM DEPTH: 80 MM MATERIAL: SHEET STEEL POWDER-COATED PEBBLE GREY | 4
14437 | 1024990000 | KLIPPON STB (SMALL TERMINAL BOX) EMPTY ENCLOSURE SHEET STEEL ENCLOSURE HEIGHT: 150 MM WIDTH: 150 MM DEPTH: 90 MM MATERIAL: SHEET STEEL POWDER-COATED PEBBLE GREY | 4
14438 | 1025010000 | KLIPPON STB (SMALL TERMINAL BOX) EMPTY ENCLOSURE SHEET STEEL ENCLOSURE HEIGHT: 190 MM WIDTH: 150 MM DEPTH: 90 MM MATERIAL: SHEET STEEL POWDER-COATED PEBBLE GREY | 4
14439 | 1025020000 | KLIPPON STB (SMALL TERMINAL BOX) EMPTY ENCLOSURE SHEET STEEL ENCLOSURE HEIGHT: 190 MM WIDTH: 190 MM DEPTH: 100 MM MATERIAL: SHEET STEEL POWDER-COATED PEBBLE GREY | 4
14440 | 1025030000 | KLIPPON STB (SMALL TERMINAL BOX) EMPTY ENCLOSURE SHEET STEEL ENCLOSURE HEIGHT: 250 MM WIDTH: 250 MM DEPTH: 120 MM MATERIAL: SHEET STEEL POWDER-COATED PEBBLE GREY | 4
14441 | 1025040000 | KLIPPON STB (SMALL TERMINAL BOX) EMPTY ENCLOSURE SHEET STEEL ENCLOSURE HEIGHT: 160 MM WIDTH: 380 MM DEPTH: 120 MM MATERIAL: SHEET STEEL POWDER-COATED PEBBLE GREY | 4
14442 | 1025050000 | KLIPPON STB (SMALL TERMINAL BOX) EMPTY ENCLOSURE SHEET STEEL ENCLOSURE HEIGHT: 250 MM WIDTH: 400 MM DEPTH: 130 MM MATERIAL: SHEET STEEL POWDER-COATED PEBBLE GREY | 4
14443 | 1027160000 | SAK SERIES PARTITION PLATE 0.6 MM GREEN DIRECT MOUNTING | 280
14444 | 1044080000 | ACCESSORIES ACCESSORIES | 308
14445 | 1044090000 | ACCESSORIES ACCESSORIES | 308
14446 | 1044100000 | ACCESSORIES ACCESSORIES | 308
14447 | 1049200000 | P-SERIES END PLATE 2.5 MM | 393
14448 | 1049210000 | P-SERIES END PLATE 2.5 MM | 393
14449 | 1052290000 | P-SERIES END PLATE 2.5 MM | 393
14450 | 1052300000 | P-SERIES END PLATE 2.5 MM | 393
14451 | 1058810000 | KLIPPON STB (SMALL TERMINAL BOX) EMPTY ENCLOSURE STAINLESS STEEL ENCLOSURE HEIGHT: 120 MM WIDTH: 120 MM DEPTH: 80 MM MATERIAL: STAINLESS STEEL 1.4404 (316L) ELECTROPOLISHED | 4
14452 | 1058820000 | KLIPPON STB (SMALL TERMINAL BOX) EMPTY ENCLOSURE STAINLESS STEEL ENCLOSURE HEIGHT: 150 MM WIDTH: 120 MM DEPTH: 80 MM MATERIAL: STAINLESS STEEL 1.4404 (316L) ELECTROPOLISHED | 4
14453 | 1058830000 | KLIPPON STB (SMALL TERMINAL BOX) EMPTY ENCLOSURE STAINLESS STEEL ENCLOSURE HEIGHT: 150 MM WIDTH: 150 MM DEPTH: 90 MM MATERIAL: STAINLESS STEEL 1.4404 (316L) ELECTROPOLISHED | 4
14454 | 1058840000 | KLIPPON STB (SMALL TERMINAL BOX) EMPTY ENCLOSURE STAINLESS STEEL ENCLOSURE HEIGHT: 190 MM WIDTH: 150 MM DEPTH: 90 MM MATERIAL: STAINLESS STEEL 1.4404 (316L) ELECTROPOLISHED | 4
14455 | 1058850000 | KLIPPON STB (SMALL TERMINAL BOX) EMPTY ENCLOSURE STAINLESS STEEL ENCLOSURE HEIGHT: 190 MM WIDTH: 190 MM DEPTH: 100 MM MATERIAL: STAINLESS STEEL 1.4404 (316L) ELECTROPOLISHED | 4
14456 | 1058860000 | KLIPPON STB (SMALL TERMINAL BOX) EMPTY ENCLOSURE STAINLESS STEEL ENCLOSURE HEIGHT: 250 MM WIDTH: 250 MM DEPTH: 120 MM MATERIAL: STAINLESS STEEL 1.4404 (316L) ELECTROPOLISHED | 4
14457 | 1058870000 | KLIPPON STB (SMALL TERMINAL BOX) EMPTY ENCLOSURE STAINLESS STEEL ENCLOSURE HEIGHT: 250 MM WIDTH: 400 MM DEPTH: 130 MM MATERIAL: STAINLESS STEEL 1.4404 (316L) ELECTROPOLISHED | 4
14458 | 1058880000 | KLIPPON STB (SMALL TERMINAL BOX) EMPTY ENCLOSURE STAINLESS STEEL ENCLOSURE HEIGHT: 160 MM WIDTH: 380 MM DEPTH: 120 MM MATERIAL: STAINLESS STEEL 1.4404 (316L) ELECTROPOLISHED | 4
14459 | 1059110000 | Z-SERIES STRAIN RELIEF | 1307
14460 | 1059170000 | FIELDPOWER® CABLE N OF WIRES: 4 ÖLFLEX CLASSIC 110 4G2.5 OR SIMILAR CROSS-SECTION: 2.5 MM² 3 M 3 M | 129
14461 | 1059190000 | FIELDPOWER® CABLE N OF WIRES: 4 ÖLFLEX CLASSIC 110 4G2.5 OR SIMILAR CROSS-SECTION: 2.5 MM² 3 M | 129
14462 | 1067100000 | BOLT-TYPE SCREW TERMINALS PARTITION PLATE GREY 2 MM | 263
14463 | 1067200000 | BOLT-TYPE SCREW TERMINALS PARTITION PLATE GREY 2 MM | 263
14464 | 1067300000 | BOLT-TYPE SCREW TERMINALS PARTITION PLATE GREY 2 MM | 263
14465 | 1067400000 | BOLT-TYPE SCREW TERMINALS PARTITION PLATE GREY 2 MM | 263
14466 | 1068160000 | W-SERIES FIXING BRACKET ORANGE 5 MM | 538
14467 | 1071900000 | ACCESSORIES END BRACKET | 234
14468 | 1072660000 | W-SERIES FIXING BRACKET ORANGE 5 MM | 538
14469 | 1073000000 | BOLT-TYPE SCREW TERMINALS COVER PLATE DARK 2 MM | 523
14470 | 1074600000 | W-SERIES END PLATE | 78
14471 | 1079900000 | ACCESSORIES RAIL SUPPORT METAL | 606
14472 | 1083100000 | ACCESSORIES RAIL SUPPORT METAL | 606
14473 | 1083200000 | ACCESSORIES RAIL SUPPORT METAL | 606
14474 | 1084080000 | W-SERIES END PLATE | 78
14475 | 1107761001 | RSM-SERIES RELAY MODULE N OF CONTACTS: 8 CO CONTACT AGNI 90/10 RATED CONTROL VOLTAGE: 24 V DC CONTINUOUS CURRENT: 6 A SCREW CONNECTION TEST BUTTON AVAILABLE: NO | 3
14476 | 1107861001 | RSM-SERIES RELAY MODULE N OF CONTACTS: 16 CO CONTACT AGNI 90/10 RATED CONTROL VOLTAGE: 24 V DC CONTINUOUS CURRENT: 6 A SCREW CONNECTION TEST BUTTON AVAILABLE: NO | 3
14477 | 1112361001 | RSM-SERIES RELAY MODULE N OF CONTACTS: 4 CO CONTACT AGNI 90/10 RATED CONTROL VOLTAGE: 24 V DC CONTINUOUS CURRENT: 6 A SCREW CONNECTION TEST BUTTON AVAILABLE: NO | 3
14478 | 1113361001 | RSM-SERIES RELAY MODULE N OF CONTACTS: 4 CO CONTACT AGNI 90/10 RATED CONTROL VOLTAGE: 24 V DC CONTINUOUS CURRENT: 6 A SCREW CONNECTION TEST BUTTON AVAILABLE: NO | 3
14479 | 1113461001 | RSM-SERIES RELAY MODULE N OF CONTACTS: 4 CO CONTACT AGNI 90/10 RATED CONTROL VOLTAGE: 24 V DC CONTINUOUS CURRENT: 6 A SCREW CONNECTION TEST BUTTON AVAILABLE: NO | 3
14480 | 1113561001 | RSM-SERIES RELAY MODULE N OF CONTACTS: 8 CO CONTACT AGNI 90/10 RATED CONTROL VOLTAGE: 24 V DC CONTINUOUS CURRENT: 6 A SCREW CONNECTION TEST BUTTON AVAILABLE: NO | 3
14481 | 1113661001 | RSM-SERIES RELAY MODULE N OF CONTACTS: 8 CO CONTACT AGNI 90/10 RATED CONTROL VOLTAGE: 24 V DC CONTINUOUS CURRENT: 6 A SCREW CONNECTION TEST BUTTON AVAILABLE: NO | 3
14482 | 1113761001 | RSM-SERIES RELAY MODULE N OF CONTACTS: 16 CO CONTACT AGNI 90/10 RATED CONTROL VOLTAGE: 24 V DC CONTINUOUS CURRENT: 6 A SCREW CONNECTION TEST BUTTON AVAILABLE: NO | 3
14483 | 1113861001 | RSM-SERIES RELAY MODULE N OF CONTACTS: 16 CO CONTACT AGNI 90/10 RATED CONTROL VOLTAGE: 24 V DC CONTINUOUS CURRENT: 6 A SCREW CONNECTION TEST BUTTON AVAILABLE: NO | 3
14484 | 1114561001 | RSM-SERIES RELAY MODULE N OF CONTACTS: 4 CO CONTACT AGNI 90/10 RATED CONTROL VOLTAGE: 115 V AC / DC CONTINUOUS CURRENT: 6 A SCREW CONNECTION TEST BUTTON AVAILABLE: NO | 3
14485 | 1114661001 | RSM-SERIES RELAY MODULE N OF CONTACTS: 8 CO CONTACT AGNI 90/10 RATED CONTROL VOLTAGE: 115 V AC / DC CONTINUOUS CURRENT: 6 A SCREW CONNECTION TEST BUTTON AVAILABLE: NO | 3
14486 | 1114761001 | RSM-SERIES RELAY MODULE N OF CONTACTS: 16 CO CONTACT AGNI 90/10 RATED CONTROL VOLTAGE: 115 V AC / DC CONTINUOUS CURRENT: 6 A SCREW CONNECTION TEST BUTTON AVAILABLE: NO | 3
14487 | 1114861001 | RSM-SERIES RELAY MODULE N OF CONTACTS: 4 CO CONTACT AGNI 90/10 RATED CONTROL VOLTAGE: 230 V AC CONTINUOUS CURRENT: 3 A SCREW CONNECTION TEST BUTTON AVAILABLE: NO | 3
14488 | 1114961001 | RSM-SERIES RELAY MODULE N OF CONTACTS: 8 CO CONTACT AGNI 90/10 RATED CONTROL VOLTAGE: 230 V AC CONTINUOUS CURRENT: 3 A SCREW CONNECTION TEST BUTTON AVAILABLE: NO | 3
14489 | 1115061001 | RSM-SERIES RELAY MODULE N OF CONTACTS: 16 CO CONTACT AGNI 90/10 RATED CONTROL VOLTAGE: 230 V AC CONTINUOUS CURRENT: 3 A SCREW CONNECTION TEST BUTTON AVAILABLE: NO | 3
14490 | 1173461001 | RSM-SERIES RELAY MODULE N OF CONTACTS: 4 CO CONTACT AGNI 90/10 RATED CONTROL VOLTAGE: 24 V AC / DC CONTINUOUS CURRENT: 6 A SCREW CONNECTION TEST BUTTON AVAILABLE: NO | 3
14491 | 1173561001 | RSM-SERIES RELAY MODULE N OF CONTACTS: 8 CO CONTACT AGNI 90/10 RATED CONTROL VOLTAGE: 24 V AC / DC CONTINUOUS CURRENT: 6 A SCREW CONNECTION TEST BUTTON AVAILABLE: NO | 3
14492 | 1200000000 | HDC INSERT MALE 500 V 24 A N OF POLES: 6 SCREW CONNECTION SIZE: 3 | 25
14493 | 1200200000 | HDC INSERT FEMALE 500 V 24 A N OF POLES: 6 SCREW CONNECTION SIZE: 3 | 25
14494 | 1200400000 | HDC INSERT MALE 500 V 24 A N OF POLES: 6 CRIMP CONNECTION SIZE: 3 | 25
14495 | 1201000000 | HDC INSERT FEMALE 500 V 24 A N OF POLES: 6 CRIMP CONNECTION SIZE: 3 | 25
14496 | 1203900000 | HDC INSERT MALE 500 V 16 A N OF POLES: 10 SCREW CONNECTION SIZE: 4 | 25
14497 | 1204100000 | HDC INSERT FEMALE 500 V 16 A N OF POLES: 10 SCREW CONNECTION SIZE: 4 | 25
14498 | 1204300000 | HDC INSERT MALE 500 V 16 A N OF POLES: 10 CRIMP CONNECTION SIZE: 4 | 25
14499 | 1204400000 | HDC INSERT FEMALE 500 V 16 A N OF POLES: 10 CRIMP CONNECTION SIZE: 4 | 25
14500 | 1207500000 | HDC INSERT MALE 500 V 16 A N OF POLES: 16 SCREW CONNECTION SIZE: 6 | 25
14501 | 1207700000 | HDC INSERT FEMALE 500 V 16 A N OF POLES: 16 SCREW CONNECTION SIZE: 6 | 25
14502 | 1207900000 | HDC INSERT MALE 500 V 16 A N OF POLES: 16 CRIMP CONNECTION SIZE: 6 | 25
14503 | 1208000000 | HDC INSERT FEMALE 500 V 16 A N OF POLES: 16 CRIMP CONNECTION SIZE: 6 | 25
14504 | 1211100000 | HDC INSERT MALE 500 V 16 A N OF POLES: 24 SCREW CONNECTION SIZE: 8 | 25
14505 | 1211300000 | HDC INSERT FEMALE 500 V 16 A N OF POLES: 24 SCREW CONNECTION SIZE: 8 | 25
14506 | 1211500000 | HDC INSERT MALE 500 V 16 A N OF POLES: 24 CRIMP CONNECTION SIZE: 8 | 25
14507 | 1211600000 | HDC INSERT FEMALE 500 V 16 A N OF POLES: 24 CRIMP CONNECTION SIZE: 8 | 25
14508 | 1215700000 | HDC INSERT MALE 500 V 16 A N OF POLES: 16 SCREW CONNECTION SIZE: 6 | 25
14509 | 1216100000 | HDC INSERT FEMALE 500 V 16 A N OF POLES: 16 SCREW CONNECTION SIZE: 6 | 25
14510 | 1216500000 | HDC INSERT MALE 500 V 16 A N OF POLES: 16 CRIMP CONNECTION SIZE: 6 | 25
14511 | 1216700000 | HDC INSERT FEMALE 500 V 16 A N OF POLES: 16 CRIMP CONNECTION SIZE: 6 | 25
14512 | 1220800000 | HDC INSERT MALE 500 V 16 A N OF POLES: 24 SCREW CONNECTION SIZE: 8 | 25
14513 | 1221200000 | HDC INSERT FEMALE 500 V 16 A N OF POLES: 24 SCREW CONNECTION SIZE: 8 | 25
14514 | 1226400000 | HDC INSERT MALE 500 V 16 A N OF POLES: 24 CRIMP CONNECTION SIZE: 8 | 25
14515 | 1226600000 | HDC INSERT FEMALE 500 V 16 A N OF POLES: 24 CRIMP CONNECTION SIZE: 8 | 25
14516 | 1378160000 | SAK SERIES COVER PROFILE TRANSPARENT 300 MM | 473
14517 | 1430800000 | HEAVY-DUTY CONNECTORS ACCESSORIES CODING SYSTEM | 211
14518 | 1430900000 | HEAVY-DUTY CONNECTORS ACCESSORIES CODING SYSTEM | 211
14519 | 1431000000 | HEAVY-DUTY CONNECTORS ACCESSORIES CODING SYSTEM | 211
14520 | 1498700000 | HDC INSERT MALE 400 V 35 A N OF POLES: 6 SCREW CONNECTION SIZE: 6 | 25
14521 | 1498800000 | HDC INSERT PIN 400 V 35 A N OF POLES: 6 SCREW CONNECTION SIZE: 6 | 25
14522 | 1498900000 | HDC INSERT FEMALE 400 V 35 A N OF POLES: 6 SCREW CONNECTION SIZE: 6 | 25
14523 | 1499000000 | HDC INSERT FEMALE 400 V 35 A N OF POLES: 6 SCREW CONNECTION SIZE: 6 | 25
14524 | 1595220000 | HEAVY-DUTY CONNECTORS ACCESSORIES TERMINAL RAIL MOUNTING SYSTEM | 240
14525 | 1601710000 | HDC INSERT MALE 250 V 10 A N OF POLES: 40 CRIMP CONNECTION SIZE: 6 | 25
14526 | 1601720000 | HDC INSERT MALE 250 V 10 A N OF POLES: 64 CRIMP CONNECTION SIZE: 8 | 25
14527 | 1601730000 | HDC INSERT FEMALE 250 V 10 A N OF POLES: 40 CRIMP CONNECTION SIZE: 6 | 25
14528 | 1601740000 | HDC INSERT FEMALE 250 V 10 A N OF POLES: 64 CRIMP CONNECTION SIZE: 8 | 25
14529 | 1615280000 | SAK SERIES END PLATE 1.5 MM | 482
14530 | 1650570000 | HDC INSERT MALE 250 V 10 A N OF POLES: 7 CRIMP CONNECTION SIZE: 1 | 25
14531 | 1650580000 | HDC INSERT FEMALE 250 V 10 A N OF POLES: 7 CRIMP CONNECTION SIZE: 1 | 25
14532 | 1650590000 | HDC INSERT MALE 50 V 10 A N OF POLES: 8 CRIMP CONNECTION SIZE: 1 | 25
14533 | 1650600000 | HDC INSERT FEMALE 50 V 10 A N OF POLES: 8 CRIMP CONNECTION SIZE: 1 | 25
14534 | 1650650000 | HDC INSERT MALE 250 V 10 A N OF POLES: 15 CRIMP CONNECTION SIZE: 2 | 25
14535 | 1650660000 | HDC INSERT FEMALE 250 V 10 A N OF POLES: 15 CRIMP CONNECTION SIZE: 2 | 25
14536 | 1650710000 | HDC INSERT PIN 250 V 10 A N OF POLES: 16 CRIMP CONNECTION SIZE: 3 | 25
14537 | 1650720000 | HDC INSERT FEMALE 250 V 10 A N OF POLES: 16 CRIMP CONNECTION SIZE: 3 | 25
14538 | 1650810000 | HDC INSERT MALE 250 V 10 A N OF POLES: 25 CRIMP CONNECTION SIZE: 5 | 25
14539 | 1650820000 | HDC INSERT FEMALE 250 V 10 A N OF POLES: 25 CRIMP CONNECTION SIZE: 5 | 25
14540 | 1650870000 | HDC INSERT PIN 250 V 10 A N OF POLES: 24 CRIMP CONNECTION SIZE: 4 | 25
14541 | 1650890000 | HDC INSERT FEMALE 250 V 10 A N OF POLES: 24 CRIMP CONNECTION SIZE: 4 | 25
14542 | 1651150000 | HDC INSERT MALE 250 V 10 A N OF POLES: 24 CRIMP CONNECTION SIZE: 3 | 25
14543 | 1651160000 | HDC INSERT FEMALE 250 V 10 A N OF POLES: 24 CRIMP CONNECTION SIZE: 3 | 25
14544 | 1651170000 | HDC INSERT MALE 250 V 10 A N OF POLES: 42 CRIMP CONNECTION SIZE: 4 | 25
14545 | 1651180000 | HDC INSERT FEMALE 250 V 10 A N OF POLES: 42 CRIMP CONNECTION SIZE: 4 | 25
14546 | 1651190000 | HDC INSERT MALE 250 V 10 A N OF POLES: 72 CRIMP CONNECTION SIZE: 6 | 25
14547 | 1651200000 | HDC INSERT FEMALE 250 V 10 A N OF POLES: 72 CRIMP CONNECTION SIZE: 6 | 25
14548 | 1651210000 | HDC INSERT MALE 250 V 10 A N OF POLES: 108 CRIMP CONNECTION SIZE: 8 | 25
14549 | 1651220000 | HDC INSERT FEMALE 250 V 10 A N OF POLES: 108 CRIMP CONNECTION SIZE: 8 | 25
14550 | 1651240000 | HDC INSERT MALE 250 V 10 A N OF POLES: 72 CRIMP CONNECTION SIZE: 6 | 25
14551 | 1651260000 | HDC INSERT FEMALE 250 V 10 A N OF POLES: 72 CRIMP CONNECTION SIZE: 6 | 25
14552 | 1651280000 | HDC INSERT MALE 250 V 10 A N OF POLES: 108 CRIMP CONNECTION SIZE: 8 | 25
14553 | 1651300000 | HDC INSERT FEMALE 250 V 10 A N OF POLES: 108 CRIMP CONNECTION SIZE: 8 | 25
14554 | 1651310000 | HDC INSERT PIN 830 V 20 A N OF POLES: 5 SCREW CONNECTION SIZE: 4 | 25
14555 | 1651320000 | HDC INSERT FEMALE 830 V 20 A N OF POLES: 5 SCREW CONNECTION SIZE: 4 | 25
14556 | 1651330000 | HDC INSERT MALE 830 V 20 A N OF POLES: 8 SCREW CONNECTION SIZE: 6 | 25
14557 | 1651340000 | HDC INSERT FEMALE 830 V 20 A N OF POLES: 8 SCREW CONNECTION SIZE: 6 | 25
14558 | 1651350000 | HDC INSERT MALE 830 V 20 A N OF POLES: 12 SCREW CONNECTION SIZE: 8 | 25
14559 | 1651360000 | HDC INSERT FEMALE 830 V 20 A N OF POLES: 12 SCREW CONNECTION SIZE: 8 | 25
14560 | 1664330000 | HEAVY-DUTY CONNECTORS ACCESSORIES COVER PLATE SIZE: 2 PLASTIC GREY | 112
14561 | 1664350000 | HEAVY-DUTY CONNECTORS ACCESSORIES COVER PLATE SIZE: 3 PLASTIC GREY | 112
14562 | 1664360000 | HEAVY-DUTY CONNECTORS ACCESSORIES COVER PLATE SIZE: 4 PLASTIC GREY | 112
14563 | 1664370000 | HEAVY-DUTY CONNECTORS ACCESSORIES COVER PLATE SIZE: 5 PLASTIC GREY | 112
14564 | 1664390000 | HEAVY-DUTY CONNECTORS ACCESSORIES COVER PLATE SIZE: 6 PLASTIC GREY | 112
14565 | 1664960000 | HEAVY-DUTY CONNECTORS ACCESSORIES COVER PLATE SIZE: 8 PLASTIC ORANGE | 112
14566 | 1664970000 | HEAVY-DUTY CONNECTORS ACCESSORIES COVER PLATE SIZE: 8 PLASTIC GREY | 112
14567 | 1664990000 | HEAVY-DUTY CONNECTORS ACCESSORIES ADAPTER PLATE SIZE: 8 PLASTIC GREY 3 | 112
14568 | 1665010000 | HEAVY-DUTY CONNECTORS ACCESSORIES ADAPTER PLATE SIZE: 8 PLASTIC GREY 4 | 112
14569 | 1665030000 | HEAVY-DUTY CONNECTORS ACCESSORIES ADAPTER PLATE SIZE: 8 PLASTIC GREY 6 | 112
14570 | 1665200000 | HDC ENCLOSURES SIZE: 3 PROTECTION DEGREE: IP65 (IN PLUGGED CONDITION) COVER FOR LOWER PART OF HOUSING END-LOCKING CLAMP LOWER SIDE SDARD | 6
14571 | 1665210000 | HDC ENCLOSURES SIZE: 3 PROTECTION DEGREE: IP65 (IN PLUGGED CONDITION) COVER FOR UPPER PART OF HOUSING END-LOCKING CLAMP LOWER SIDE SDARD | 6
14572 | 1665230000 | HDC ENCLOSURES SIZE: 4 PROTECTION DEGREE: IP65 (IN PLUGGED CONDITION) COVER FOR LOWER PART OF HOUSING SIDE-LOCKING CLAMP ON LOWER SIDE SDARD | 6
14573 | 1665240000 | HDC ENCLOSURES SIZE: 4 PROTECTION DEGREE: IP65 (IN PLUGGED CONDITION) COVER FOR UPPER PART OF HOUSING SIDE-LOCKING CLAMP ON LOWER SIDE SDARD | 6
14574 | 1665250000 | HDC ENCLOSURES SIZE: 4 PROTECTION DEGREE: IP65 (IN PLUGGED CONDITION) COVER FOR UPPER PART OF HOUSING SIDE-LOCKING CLAMP ON UPPER SIDE SDARD | 6
14575 | 1665260000 | HDC ENCLOSURES SIZE: 6 PROTECTION DEGREE: IP65 (IN PLUGGED CONDITION) COVER FOR LOWER PART OF HOUSING SIDE-LOCKING CLAMP ON LOWER SIDE SDARD | 6
14576 | 1665270000 | HDC ENCLOSURES SIZE: 6 PROTECTION DEGREE: IP65 (IN PLUGGED CONDITION) COVER FOR UPPER PART OF HOUSING SIDE-LOCKING CLAMP ON LOWER SIDE SDARD | 6
14577 | 1665620000 | HDC ENCLOSURES SIZE: 6 PROTECTION DEGREE: IP65 (IN PLUGGED CONDITION) COVER FOR UPPER PART OF HOUSING SIDE-LOCKING CLAMP ON UPPER SIDE SDARD | 6
14578 | 1665630000 | HDC ENCLOSURES SIZE: 8 PROTECTION DEGREE: IP65 (IN PLUGGED CONDITION) COVER FOR LOWER PART OF HOUSING SIDE-LOCKING CLAMP ON LOWER SIDE SDARD | 6
14579 | 1665640000 | HDC ENCLOSURES SIZE: 8 PROTECTION DEGREE: IP65 (IN PLUGGED CONDITION) COVER FOR UPPER PART OF HOUSING SIDE-LOCKING CLAMP ON LOWER SIDE SDARD | 6
14580 | 1665650000 | HDC ENCLOSURES SIZE: 8 PROTECTION DEGREE: IP65 (IN PLUGGED CONDITION) COVER FOR UPPER PART OF HOUSING SIDE-LOCKING CLAMP ON UPPER SIDE SDARD | 6
14581 | 1665740000 | HDC ENCLOSURES SIZE: 1 PROTECTION DEGREE: IP65 (IN PLUGGED CONDITION) COVER FOR LOWER PART OF HOUSING SIDE-LOCKING CLAMP ON LOWER SIDE SDARD | 6
14582 | 1665750000 | HDC ENCLOSURES SIZE: 1 PROTECTION DEGREE: IP65 (IN PLUGGED CONDITION) COVER FOR LOWER PART OF HOUSING SIDE-LOCKING CLAMP ON LOWER SIDE SDARD | 6
14583 | 1665760000 | HDC ENCLOSURES SIZE: 1 PROTECTION DEGREE: IP65 (IN PLUGGED CONDITION) COVER FOR LOWER PART OF HOUSING SIDE-LOCKING CLAMP ON LOWER SIDE SDARD | 6
14584 | 1665770000 | HDC ENCLOSURES SIZE: 1 PROTECTION DEGREE: IP65 (IN PLUGGED CONDITION) COVER FOR LOWER PART OF HOUSING SIDE-LOCKING CLAMP ON LOWER SIDE SDARD | 6
14585 | 1665880000 | HDC ENCLOSURES SIZE: 2 PROTECTION DEGREE: IP65 (IN PLUGGED CONDITION) COVER FOR LOWER PART OF HOUSING END-LOCKING CLAMP LOWER SIDE SDARD | 6
14586 | 1665890000 | HDC ENCLOSURES SIZE: 2 PROTECTION DEGREE: IP65 (IN PLUGGED CONDITION) COVER FOR UPPER PART OF HOUSING END-LOCKING CLAMP LOWER SIDE SDARD | 6
14587 | 1665900000 | HDC ENCLOSURES SIZE: 5 PROTECTION DEGREE: IP65 (IN PLUGGED CONDITION) COVER FOR LOWER PART OF HOUSING END-LOCKING CLAMP LOWER SIDE SDARD | 6
14588 | 1665910000 | HDC ENCLOSURES SIZE: 5 PROTECTION DEGREE: IP65 (IN PLUGGED CONDITION) COVER FOR UPPER PART OF HOUSING END-LOCKING CLAMP LOWER SIDE SDARD | 6
14589 | 1665920000 | HDC ENCLOSURES SIZE: 7 PROTECTION DEGREE: IP65 (IN PLUGGED CONDITION) COVER FOR LOWER PART OF HOUSING SIDE-LOCKING CLAMP ON LOWER SIDE SDARD | 6
14590 | 1665930000 | HDC ENCLOSURES SIZE: 7 PROTECTION DEGREE: IP65 (IN PLUGGED CONDITION) COVER FOR UPPER PART OF HOUSING SIDE-LOCKING CLAMP ON LOWER SIDE SDARD | 6
14591 | 1678680000 | Z-SERIES ACCESSORIES HOLDER | 985
14592 | 1688200000 | TOOL MISCELLANEOUS CONTACT REMOVAL TOOL | 975
14593 | 1718130000 | Z-SERIES CROSS-CONNECTOR FOR THE TERMINALS N OF POLES: 7 | 23
14594 | 1739690000 | ACCESSORIES CROSS-CONNECTOR 76 A | 47
14595 | 1739700000 | ACCESSORIES CROSS-CONNECTOR 125 A | 47
14596 | 1746060000 | HEAVY-DUTY CONNECTORS MODUFLEX C MODULFLEX C FRAME | 591
14597 | 1758360000 | HEAVY-DUTY CONNECTORS HDC INSERT CONCEPT MODULE | 63
14598 | 1758370000 | HEAVY-DUTY CONNECTORS HDC INSERT CONCEPT MODULE | 63
14599 | 1758380000 | HEAVY-DUTY CONNECTORS HDC INSERT CONCEPT MODULE | 63
14600 | 1758390000 | HEAVY-DUTY CONNECTORS HDC INSERT CONCEPT MODULE | 63
14601 | 1758400000 | HEAVY-DUTY CONNECTORS HDC INSERT CONCEPT MODULE | 63
14602 | 1758410000 | HEAVY-DUTY CONNECTORS HDC INSERT CONCEPT MODULE | 63
14603 | 1772970000 | Z-SERIES END PLATE | 115
14604 | 1776040000 | Z-SERIES END PLATE PARTITION PLATE | 46
14605 | 1776050000 | Z-SERIES END PLATE PARTITION PLATE | 46
14606 | 1776070000 | Z-SERIES END PLATE PARTITION PLATE | 46
14607 | 1776080000 | Z-SERIES END PLATE PARTITION PLATE | 46
14608 | 1776100000 | Z-SERIES END PLATE PARTITION PLATE | 46
14609 | 1776110000 | Z-SERIES END PLATE PARTITION PLATE | 46
14610 | 1780890000 | BOLT-TYPE SCREW TERMINALS PARTITION PLATE DARK 3 MM | 263
14611 | 1780900000 | BOLT-TYPE SCREW TERMINALS PARTITION PLATE DARK 3 MM | 263
14612 | 1781050000 | BOLT-TYPE SCREW TERMINALS COVER PROFILE DARK 2.2 MM | 523
14613 | 1781220000 | BOLT-TYPE SCREW TERMINALS PARTITION PLATE DARK 3 MM | 263
14614 | 1782340000 | Z-SERIES END PLATE PARTITION PLATE | 46
14615 | 1782350000 | Z-SERIES END PLATE PARTITION PLATE | 46
14616 | 1782360000 | Z-SERIES END PLATE INTERMEDIATE PLATE | 664
14617 | 1783410000 | Y CONNECTOR M12 / M12 | 585
14618 | 1783420000 | Y-PLUG M12 / M8 | 1247
14619 | 1783430000 | Y-PLUG M12 / M12 | 823
14620 | 1784740000 | PLUGS PREFABRICATED TO CUSTOMER SPEC. M12 PIN STRAIGHT | 57
14621 | 1784740002 | SOCKETS PREFABRICATED TO CUSTOMER SPEC. M12 FEMALE SOCKET STRAIGHT | 35
14622 | 1784750000 | SOCKETS PREFABRICATED TO CUSTOMER SPEC. M12 FEMALE SOCKET STRAIGHT | 35
14623 | 1784760000 | PROTECTED COMPONENT ASSEMBLIES SAI ACTIVE ACCESSORIES SENSOR/ACTUATOR PLUG-IN CONNECTOR | 444
14624 | 1784770000 | PROTECTED COMPONENT ASSEMBLIES SAI ACTIVE ACCESSORIES SENSOR/ACTUATOR PLUG-IN CONNECTOR | 444
14625 | 1784780000 | SOCKETS PREFABRICATED TO CUSTOMER SPEC. M12 FEMALE SOCKET STRAIGHT | 35
14626 | 1784790000 | PLUGS PREFABRICATED TO CUSTOMER SPEC. M12 PIN STRAIGHT | 57
14627 | 1785100100 | BUS LINE CONNECTING LINE M12 / M12 N OF POLES: 2 1 M PIN STRAIGHT - SOCKET STRAIGHT SHIELDED: YES LED: NO SHEATH MATERIAL: PVC HALOGEN: YES | 0
14628 | 1785100150 | BUS LINE CONNECTING LINE M12 / M12 N OF POLES: 2 1.5 M PIN STRAIGHT - SOCKET STRAIGHT SHIELDED: YES LED: NO SHEATH MATERIAL: PVC HALOGEN: YES | 0
14629 | 1785100200 | BUS LINE CONNECTING LINE M12 / M12 N OF POLES: 2 2 M PIN STRAIGHT - SOCKET STRAIGHT SHIELDED: YES LED: NO SHEATH MATERIAL: PVC HALOGEN: YES | 0
14630 | 1785100500 | BUS LINE CONNECTING LINE M12 / M12 N OF POLES: 2 5 M PIN STRAIGHT - SOCKET STRAIGHT SHIELDED: YES LED: NO SHEATH MATERIAL: PVC HALOGEN: YES | 529
14631 | 1785101000 | BUS LINE CONNECTING LINE M12 / M12 N OF POLES: 2 10 M PIN STRAIGHT - SOCKET STRAIGHT SHIELDED: YES LED: NO SHEATH MATERIAL: PVC HALOGEN: YES | 0
14632 | 1785110100 | BUS LINE ONE END WITHOUT CONNECTOR M12 N OF POLES: 2 1 M FEMALE SOCKET STRAIGHT SHIELDED: YES LED: NO SHEATH MATERIAL: PVC HALOGEN: YES | 0
14633 | 1785110200 | BUS LINE ONE END WITHOUT CONNECTOR M12 N OF POLES: 2 2 M FEMALE SOCKET STRAIGHT SHIELDED: YES LED: NO SHEATH MATERIAL: PVC HALOGEN: YES | 0
14634 | 1785110300 | BUS LINE ONE END WITHOUT CONNECTOR M12 N OF POLES: 2 3 M FEMALE SOCKET STRAIGHT SHIELDED: YES LED: NO SHEATH MATERIAL: PVC HALOGEN: YES | 0
14635 | 1785110400 | BUS LINE ONE END WITHOUT CONNECTOR M12 N OF POLES: 2 4 M FEMALE SOCKET STRAIGHT SHIELDED: YES LED: NO SHEATH MATERIAL: PVC HALOGEN: YES | 0
14636 | 1785110500 | BUS LINE ONE END WITHOUT CONNECTOR M12 N OF POLES: 2 5 M FEMALE SOCKET STRAIGHT SHIELDED: YES LED: NO SHEATH MATERIAL: PVC HALOGEN: YES | 0
14637 | 1785111000 | BUS LINE ONE END WITHOUT CONNECTOR M12 N OF POLES: 2 10 M FEMALE SOCKET STRAIGHT SHIELDED: YES LED: NO SHEATH MATERIAL: PVC HALOGEN: YES | 0
14638 | 1785111500 | BUS LINE ONE END WITHOUT CONNECTOR M12 N OF POLES: 2 15 M FEMALE SOCKET STRAIGHT SHIELDED: YES LED: NO SHEATH MATERIAL: PVC HALOGEN: YES | 0
14639 | 1785112000 | BUS LINE ONE END WITHOUT CONNECTOR M12 N OF POLES: 2 20 M FEMALE SOCKET STRAIGHT SHIELDED: YES LED: NO SHEATH MATERIAL: PVC HALOGEN: YES | 0
14640 | 1785112500 | BUS LINE ONE END WITHOUT CONNECTOR M12 N OF POLES: 2 25 M FEMALE SOCKET STRAIGHT SHIELDED: YES LED: NO SHEATH MATERIAL: PVC HALOGEN: YES | 0
14641 | 1785120100 | BUS LINE ONE END WITHOUT CONNECTOR M12 N OF POLES: 2 1 M PIN STRAIGHT SHIELDED: YES LED: NO SHEATH MATERIAL: PVC HALOGEN: YES | 0
14642 | 1785120200 | BUS LINE ONE END WITHOUT CONNECTOR M12 N OF POLES: 2 2 M PIN STRAIGHT SHIELDED: YES LED: NO SHEATH MATERIAL: PVC HALOGEN: YES | 0
14643 | 1785120500 | BUS LINE ONE END WITHOUT CONNECTOR M12 N OF POLES: 2 5 M PIN STRAIGHT SHIELDED: YES LED: NO SHEATH MATERIAL: PVC HALOGEN: YES | 0
14644 | 1785121000 | BUS LINE ONE END WITHOUT CONNECTOR M12 N OF POLES: 2 10 M PIN STRAIGHT SHIELDED: YES LED: NO SHEATH MATERIAL: PVC HALOGEN: YES | 0
14645 | 1785130100 | BUS LINE CONNECTING LINE M12 / M12 N OF POLES: 2 1 M PIN STRAIGHT - SOCKET STRAIGHT SHIELDED: YES LED: NO SHEATH MATERIAL: PVC HALOGEN: YES | 0
14646 | 1785130150 | BUS LINE CONNECTING LINE M12 / M12 N OF POLES: 2 1.5 M PIN STRAIGHT - SOCKET STRAIGHT SHIELDED: YES LED: NO SHEATH MATERIAL: PVC HALOGEN: YES | 0
14647 | 1785130200 | BUS LINE CONNECTING LINE M12 / M12 N OF POLES: 2 2 M PIN STRAIGHT - SOCKET STRAIGHT SHIELDED: YES LED: NO SHEATH MATERIAL: PVC HALOGEN: YES | 0
14648 | 1785130500 | BUS LINE CONNECTING LINE M12 / M12 N OF POLES: 2 5 M PIN STRAIGHT - SOCKET STRAIGHT SHIELDED: YES LED: NO SHEATH MATERIAL: PVC HALOGEN: YES | 529
14649 | 1785131000 | BUS LINE CONNECTING LINE M12 / M12 N OF POLES: 2 10 M PIN STRAIGHT - SOCKET STRAIGHT SHIELDED: YES LED: NO SHEATH MATERIAL: PVC HALOGEN: YES | 0
14650 | 1785140100 | BUS LINE ONE END WITHOUT CONNECTOR M12 N OF POLES: 2 1 M FEMALE SOCKET STRAIGHT SHIELDED: YES LED: NO SHEATH MATERIAL: PVC HALOGEN: YES | 0
14651 | 1785140200 | BUS LINE ONE END WITHOUT CONNECTOR M12 N OF POLES: 2 2 M FEMALE SOCKET STRAIGHT SHIELDED: YES LED: NO SHEATH MATERIAL: PVC HALOGEN: YES | 0
14652 | 1785140500 | BUS LINE ONE END WITHOUT CONNECTOR M12 N OF POLES: 2 5 M FEMALE SOCKET STRAIGHT SHIELDED: YES LED: NO SHEATH MATERIAL: PVC HALOGEN: YES | 0
14653 | 1785141000 | BUS LINE ONE END WITHOUT CONNECTOR M12 N OF POLES: 2 10 M FEMALE SOCKET STRAIGHT SHIELDED: YES LED: NO SHEATH MATERIAL: PVC HALOGEN: YES | 0
14654 | 1785141500 | BUS LINE ONE END WITHOUT CONNECTOR M12 N OF POLES: 2 15 M FEMALE SOCKET STRAIGHT SHIELDED: YES LED: NO SHEATH MATERIAL: PVC HALOGEN: YES | 0
14655 | 1785142000 | BUS LINE ONE END WITHOUT CONNECTOR M12 N OF POLES: 2 20 M FEMALE SOCKET STRAIGHT SHIELDED: YES LED: NO SHEATH MATERIAL: PVC HALOGEN: YES | 0
14656 | 1785142500 | BUS LINE ONE END WITHOUT CONNECTOR M12 N OF POLES: 2 25 M FEMALE SOCKET STRAIGHT SHIELDED: YES LED: NO SHEATH MATERIAL: PVC HALOGEN: YES | 0
14657 | 1785150100 | BUS LINE ONE END WITHOUT CONNECTOR M12 N OF POLES: 2 1 M PIN STRAIGHT SHIELDED: YES LED: NO SHEATH MATERIAL: PVC HALOGEN: YES | 0
14658 | 1785150200 | BUS LINE ONE END WITHOUT CONNECTOR M12 N OF POLES: 2 2 M PIN STRAIGHT SHIELDED: YES LED: NO SHEATH MATERIAL: PVC HALOGEN: YES | 0
14659 | 1785150500 | BUS LINE ONE END WITHOUT CONNECTOR M12 N OF POLES: 2 5 M PIN STRAIGHT SHIELDED: YES LED: NO SHEATH MATERIAL: PVC HALOGEN: YES | 0
14660 | 1785151000 | BUS LINE ONE END WITHOUT CONNECTOR M12 N OF POLES: 2 10 M PIN STRAIGHT SHIELDED: YES LED: NO SHEATH MATERIAL: PVC HALOGEN: YES | 0
14661 | 1789750000 | ACCESSORIES | 308
14662 | 1789980000 | HDC INSERT FEMALE 1000 V 40 A N OF POLES: 4 AXIAL SCREW CONNECTION SIZE: 3 | 25
14663 | 1789990000 | HDC INSERT MALE 1000 V 40 A N OF POLES: 4 AXIAL SCREW CONNECTION SIZE: 3 | 25
14664 | 1790000000 | HDC INSERT MALE 690 V 48 A N OF POLES: 18 AXIAL SCREW CONNECTION SIZE: 6 | 25
14665 | 1790010000 | HDC INSERT FEMALE 630 V 48 A N OF POLES: 18 AXIAL SCREW CONNECTION SIZE: 6 | 25
14666 | 1790020000 | HDC INSERT FEMALE 690 V 100 A N OF POLES: 12 AXIAL SCREW CONNECTION SIZE: 8 | 25
14667 | 1790030000 | HDC INSERT PIN 690 V 100 A N OF POLES: 12 AXIAL SCREW CONNECTION SIZE: 8 | 25
14668 | 1791050000 | Z-SERIES END PLATE PARTITION PLATE | 46
14669 | 1791060000 | Z-SERIES END PLATE PARTITION PLATE | 46
14670 | 1791070000 | Z-SERIES END PLATE PARTITION PLATE | 46
14671 | 1791160000 | Z-SERIES END PLATE PARTITION PLATE | 46
14672 | 1795020000 | BOLTING TOOL | 232
14673 | 1797500000 | HEAVY-DUTY CONNECTORS ACCESSORIES TERMINAL RAIL MOUNTING SYSTEM | 240
14674 | 1797510000 | HEAVY-DUTY CONNECTORS ACCESSORIES TERMINAL RAIL MOUNTING SYSTEM | 240
14675 | 1797520000 | HEAVY-DUTY CONNECTORS ACCESSORIES TERMINAL RAIL MOUNTING SYSTEM | 240
14676 | 1797530000 | HEAVY-DUTY CONNECTORS ACCESSORIES TERMINAL RAIL MOUNTING SYSTEM | 240
14677 | 1797540000 | HEAVY-DUTY CONNECTORS ACCESSORIES TERMINAL RAIL MOUNTING SYSTEM | 240
14678 | 1797550000 | HEAVY-DUTY CONNECTORS ACCESSORIES TERMINAL RAIL MOUNTING SYSTEM | 240
14679 | 1797560000 | HEAVY-DUTY CONNECTORS ACCESSORIES TERMINAL RAIL MOUNTING SYSTEM | 240
14680 | 1797570000 | HEAVY-DUTY CONNECTORS ACCESSORIES TERMINAL RAIL MOUNTING SYSTEM | 240
14681 | 1798260000 | HEAVY-DUTY CONNECTORS ACCESSORIES TERMINAL RAIL MOUNTING SYSTEM | 240
14682 | 1798340000 | Z-SERIES END PLATE | 115
14683 | 1803890000 | Z-SERIES FIXING PLATE | 567
14684 | 1803910000 | SOCKETS PREFABRICATED TO CUSTOMER SPEC. M12 SOCKET ANGLED | 35
14685 | 1803920000 | SOCKETS PREFABRICATED TO CUSTOMER SPEC. M12 SOCKET ANGLED | 35
14686 | 1803930000 | PLUGS PREFABRICATED TO CUSTOMER SPEC. M12 PIN 90° | 88
14687 | 1803940000 | PLUGS PREFABRICATED TO CUSTOMER SPEC. M12 PIN 90° | 88
14688 | 1805610000 | ACCESSORIES END BRACKET | 234
14689 | 1805960000 | Z-SERIES END PLATE PARTITION PLATE | 46
14690 | 1806030000 | HEAVY-DUTY CONNECTORS HDC INSERT CONCEPT MODULE | 63
14691 | 1806050000 | HEAVY-DUTY CONNECTORS HDC INSERT CONCEPT MODULE | 63
14692 | 1806060000 | HEAVY-DUTY CONNECTORS HDC INSERT CONCEPT MODULE | 63
14693 | 1807010000 | Z-SERIES END PLATE | 115
14694 | 1807020000 | Z-SERIES END PLATE | 115
14695 | 1808170000 | Z-SERIES END PLATE PARTITION PLATE | 46
14696 | 1808830000 | PLUGS PREFABRICATED TO CUSTOMER SPEC. 7/8" PIN 90° | 88
14697 | 1808840000 | PLUGS PREFABRICATED TO CUSTOMER SPEC. 7/8" PIN STRAIGHT | 57
14698 | 1814300000 | HEAVY-DUTY CONNECTORS HDC INSERT CONCEPT MODULE | 63
14699 | 1814310000 | HEAVY-DUTY CONNECTORS HDC INSERT CONCEPT MODULE | 63
14700 | 1816080000 | Z-SERIES END PLATE PARTITION PLATE | 46
14701 | 1828380000 | HEAVY-DUTY CONNECTORS HDC INSERT CONCEPT MODULE | 63
14702 | 1828390000 | HEAVY-DUTY CONNECTORS HDC INSERT CONCEPT MODULE | 63
14703 | 1828400000 | HEAVY-DUTY CONNECTORS HDC INSERT CONCEPT MODULE | 63
14704 | 1828410000 | HEAVY-DUTY CONNECTORS HDC INSERT CONCEPT MODULE | 63
14705 | 1837070000 | P-SERIES END PLATE DARK 1.5 MM | 209
14706 | 1837080000 | P-SERIES END PLATE FIXING PLATE 3 MM | 306
14707 | 1837090000 | P-SERIES END PLATE FIXING PLATE 3 MM | 306
14708 | 1855310000 | PROTECTED COMPONENT ASSEMBLIES PROTECTIVE CAP | 156
14709 | 1856860000 | Z-SERIES CODING ELEMENT DIRECT MOUNTING | 1079
14710 | 1859570000 | I-SERIES ACCESSORIES END PLATE INTERMEDIATE PLATE DARK 4 MM | 1166
14711 | 1866220000 | Z-SERIES STRAIN RELIEF 19.9 MM | 850
14712 | 1866230000 | Z-SERIES STRAIN RELIEF 30.1 MM | 1315
14713 | 1866710000 | TOOLS CONTACT REMOVAL TOOL | 446
14714 | 1866720000 | TOOLS CONTACT REMOVAL TOOL | 446
14715 | 1866730000 | TOOLS CONTACT REMOVAL TOOL | 446
14716 | 1866740000 | TOOLS CONTACT REMOVAL TOOL | 446
14717 | 1866750000 | TOOLS CONTACT REMOVAL TOOL | 446
14718 | 1871500000 | W-SERIES END PLATE | 78
14719 | 1883210000 | P-SERIES END PLATE DARK 1.5 MM | 209
14720 | 1896100000 | P-SERIES END PLATE FIXING PLATE 3 MM | 306
14721 | 1896290000 | P-SERIES END PLATE DARK 2.7 MM | 209
14722 | 1896330000 | P-SERIES END PLATE DARK 2.5 MM | 209
14723 | 1896340000 | P-SERIES END PLATE DARK 2.5 MM | 209
14724 | 1896380000 | P-SERIES END PLATE FIXING PLATE 3 MM | 306
14725 | 1896390000 | P-SERIES END PLATE FIXING PLATE 3 MM | 306
14726 | 1905070000 | W-SERIES END PLATE | 78
14727 | 1905150000 | W-SERIES END PLATE | 78
14728 | 1906980000 | Z-SERIES END PLATE 5.1 MM DARK DARK DIRECT MOUNTING | 74
14729 | 1916150000 | P-SERIES COVER 5.1 MM | 1116
14730 | 1916160000 | P-SERIES COVER 5.3 MM | 1117
14731 | 1916170000 | P-SERIES COVER 7.3 MM | 1118
14732 | 1916400000 | P-SERIES UCING SLEEVE | 756
14733 | 1916410000 | P-SERIES UCING SLEEVE | 756
14734 | 1916790000 | P-SERIES END PLATE FIXING PLATE 3 MM | 306
14735 | 1919690000 | P-SERIES END PLATE FIXING PLATE 3 MM | 306
14736 | 1919710000 | P-SERIES END PLATE FIXING PLATE 3 MM | 306
14737 | 1919720000 | P-SERIES END PLATE DARK 2.5 MM | 209
14738 | 1925040000 | W-SERIES END BRACKET | 288
14739 | 1925870000 | SOCKETS PREFABRICATED TO CUSTOMER SPEC. M12 SOCKET ANGLED | 35
14740 | 1934160000 | Z-SERIES COVER | 314
14741 | 1934680000 | P-SERIES END PLATE DARK 2.5 MM | 209
14742 | 1934690000 | P-SERIES END PLATE DARK 2.5 MM | 209
14743 | 1934700000 | P-SERIES END PLATE DARK 2.5 MM | 209
14744 | 1934890000 | PLUGS PREFABRICATED TO CUSTOMER SPEC. M12 | 88
14745 | 1939170000 | BOLTING TOOL | 232
14746 | 1939180000 | BOLTING TOOL | 232
14747 | 1950280000 | HEAVY-DUTY CONNECTORS HDC INSERT CONCEPT MODULE | 63
14748 | 1950290000 | HEAVY-DUTY CONNECTORS HDC INSERT CONCEPT MODULE | 63
14749 | 1955340000 | PROTECTED COMPONENT ASSEMBLIES SAI ACTIVE ACCESSORIES SENSOR/ACTUATOR PLUG-IN CONNECTOR | 444
14750 | 1957710000 | W-SERIES END PLATE | 78
14751 | 1963690000 | HDC ENCLOSURES SIZE: 1 PROTECTION DEGREE: IP65 (IN PLUGGED CONDITION) COVER FOR UPPER PART OF HOUSING SIDE-LOCKING CLAMP ON LOWER SIDE SDARD | 6
14752 | 1968920000 | FLANGE-MOUNTED HOUSING PROTECTIVE CAP | 375
14753 | 1968930000 | FLANGE-MOUNTED HOUSING PROTECTIVE CAP | 375
14754 | 3073070000 | KLIPPON K (ALUMINIUM EMPTY ENCLOSURE) MOUNTING PLATE MOUNTING PLATE HEIGHT: 104 MM WIDTH: 109 MM DEPTH: 2 MM MATERIAL: SHEET STEEL GALVANIZED GALVANIZED | 38
14755 | 3073080000 | KLIPPON K (ALUMINIUM EMPTY ENCLOSURE) MOUNTING PLATE MOUNTING PLATE HEIGHT: 110 MM WIDTH: 150 MM DEPTH: 2 MM MATERIAL: SHEET STEEL GALVANIZED GALVANIZED | 38
14756 | 3073090000 | KLIPPON K (ALUMINIUM EMPTY ENCLOSURE) MOUNTING PLATE MOUNTING PLATE HEIGHT: 106 MM WIDTH: 207 MM DEPTH: 2 MM MATERIAL: SHEET STEEL GALVANIZED GALVANIZED | 38
14757 | 3073100000 | KLIPPON K (ALUMINIUM EMPTY ENCLOSURE) MOUNTING PLATE MOUNTING PLATE HEIGHT: 146 MM WIDTH: 145 MM DEPTH: 2 MM MATERIAL: SHEET STEEL GALVANIZED GALVANIZED | 38
14758 | 3073110000 | KLIPPON K (ALUMINIUM EMPTY ENCLOSURE) MOUNTING PLATE MOUNTING PLATE HEIGHT: 145 MM WIDTH: 183 MM DEPTH: 2 MM MATERIAL: SHEET STEEL GALVANIZED GALVANIZED | 38
14759 | 3073120000 | KLIPPON K (ALUMINIUM EMPTY ENCLOSURE) MOUNTING PLATE MOUNTING PLATE HEIGHT: 145 MM WIDTH: 245 MM DEPTH: 2 MM MATERIAL: SHEET STEEL GALVANIZED GALVANIZED | 38
14760 | 3073130000 | KLIPPON K (ALUMINIUM EMPTY ENCLOSURE) MOUNTING PLATE MOUNTING PLATE HEIGHT: 144 MM WIDTH: 334 MM DEPTH: 2 MM MATERIAL: SHEET STEEL GALVANIZED GALVANIZED | 38
14761 | 7904100000 | Z-SERIES END PLATE PARTITION PLATE | 46
14762 | 7904110000 | Z-SERIES END PLATE PARTITION PLATE | 46
14763 | 7904120000 | Z-SERIES END PLATE PARTITION PLATE | 46
14764 | 7904210000 | Z-SERIES END PLATE PARTITION PLATE | 46
14765 | 7904220000 | Z-SERIES END PLATE PARTITION PLATE | 46
14766 | 7904230000 | Z-SERIES END PLATE PARTITION PLATE | 46
14767 | 7907380000 | Z-SERIES END PLATE PARTITION PLATE | 46
14768 | 7907390000 | Z-SERIES END PLATE PARTITION PLATE | 46
14769 | 7917000000 | SAK SERIES END PLATE 1.5 MM DARK DIRECT MOUNTING | 74
14770 | 7920080000 | ACCESSORIES CROSS-CONNECTOR 76 A | 47
14771 | 7920100000 | ACCESSORIES CROSS-CONNECTOR 125 A | 47
14772 | 8425910000 | LOCATING PLUG-IN CONNECTOR M12 PIN STRAIGHT N OF POLES: 4 | 518
14773 | 8425930000 | LOCATING PLUG-IN CONNECTOR M12 PIN STRAIGHT N OF POLES: 4 | 518
14774 | 8425940000 | LOCATING PLUG-IN CONNECTOR M12 PIN STRAIGHT N OF POLES: 4 | 518
14775 | 8425960000 | PROTECTED COMPONENT ASSEMBLIES PROTECTIVE CAP | 156
14776 | 8426220000 | SOCKETS PREFABRICATED TO CUSTOMER SPEC. M12 FEMALE SOCKET STRAIGHT | 35
14777 | 8433290100 | PRE-ASSEMBLED CABLE SIM SIEMENS S7-300 40 P | 638
14778 | 8433290300 | PRE-ASSEMBLED CABLE SIM SIEMENS S7-300 40 P | 638
14779 | 8433310200 | PRE-ASSEMBLED CABLE SIM SIEMENS S7-300 40 P | 638
14780 | 8691070000 | RIDERSERIES RCL RETAINING CLIP | 239
14781 | 8691090000 | RIDERSERIES RCL RETAINING CLIP | 239
14782 | 8691120000 | RIDERSERIES RRD RETAINING CLIP | 780
14783 | 8692620000 | RIDERSERIES RCI RETAINING CLIP | 239
14784 | 8869850000 | RIDERSERIES RCI RELAY N OF CONTACTS: 1 CO CONTACT AGNI RATED CONTROL VOLTAGE: 115 V AC CONTINUOUS CURRENT: 16 A PLUG-IN CONNECTION TEST BUTTON AVAILABLE: NO | 3
14785 | 8869930000 | RIDERSERIES RCI RELAY N OF CONTACTS: 2 CO CONTACT AGNI RATED CONTROL VOLTAGE: 115 V AC CONTINUOUS CURRENT: 8 A PLUG-IN CONNECTION TEST BUTTON AVAILABLE: NO | 3
14786 | 9003140000 | PRESSING TOOL REPLACEMENT PART | 179
14787 | 9003640000 | ACCESSORIES SET OF CUTTERS | 174
14788 | 9003760000 | ACCESSORIES SPARE CUTTING BLADE | 338
14789 | 9004530000 | TOOL MISCELLANEOUS RELEASE TOOL | 1169
14790 | 9005720000 | ACCESSORIES | 308
14791 | 9005730000 | ACCESSORIES SET OF CUTTERS | 174
14792 | 9005740000 | ACCESSORIES CUTTER HOLDER | 367
14793 | 9005800000 | ACCESSORIES ADJUSTMENT BLOCK | 914
14794 | 9007180000 | PRESSING TOOL REPLACEMENT PART | 179
14795 | 9008320000 | SCREWDRIVER SCREWDRIVER | 151
14796 | 9008350000 | SCREWDRIVER SCREWDRIVER | 151
14797 | 9008380000 | SCREWDRIVER SCREWDRIVER | 151
14798 | 9008400000 | SCREWDRIVER SCREWDRIVER | 151
14799 | 9008410000 | SCREWDRIVER SCREWDRIVER | 151
14800 | 9008430000 | SCREWDRIVER SCREWDRIVER | 151
14801 | 9008450000 | SCREWDRIVER BLADE WIDTH (B): 3.5 MM BLADE LENGTH: 100 MM BLADE THICKNESS (A): 0.6 MM | 106
14802 | 9008460000 | SCREWDRIVER BLADE WIDTH (B): 4 MM BLADE LENGTH: 100 MM BLADE THICKNESS (A): 0.8 MM | 106
14803 | 9008500000 | SCREWDRIVER SCREWDRIVER | 151
14804 | 9008540000 | SCREWDRIVER SCREWDRIVER | 151
14805 | 9008580000 | SCREWDRIVER SCREWDRIVER | 151
14806 | 9008590000 | SCREWDRIVER SCREWDRIVER | 151
14807 | 9008850000 | MOUNTING TOOL | 204
14808 | 9008860000 | MOUNTING TOOL | 204
14809 | 9008870000 | SOCKET WRENCHES | 674
14810 | 9008880000 | SOCKET WRENCHES | 674
14811 | 9009030000 | SCREWDRIVER SCREWDRIVER | 151
14812 | 9009170000 | SCREWDRIVER SCREWDRIVER | 151
14813 | 9010110000 | SCREWDRIVER SCREWDRIVER | 151
14814 | 9011110000 | PRESSING TOOL REPLACEMENT PART | 179
14815 | 9011130000 | PRESSING TOOL REPLACEMENT PART | 179
14816 | 9032000000 | ACCESSORIES CUTTER CASSETTE | 309
14817 | 9032010000 | ACCESSORIES CUTTER CASSETTE | 309
14818 | 9032020000 | ACCESSORIES CUTTER CASSETTE | 309
14819 | 9032030000 | ACCESSORIES CUTTER CASSETTE | 309
14820 | 9032040000 | ACCESSORIES CUTTER CASSETTE | 309
14821 | 9032050000 | ACCESSORIES CUTTER CASSETTE | 309
14822 | 9032060000 | ACCESSORIES | 308
14823 | 9032200000 | ACCESSORIES CUTTER CASSETTE | 309
14824 | 9032210000 | ACCESSORIES CUTTER CASSETTE | 309
14825 | 9032220000 | ACCESSORIES CUTTER CASSETTE | 309
14826 | 9050570000 | PRESSING TOOL REPLACEMENT PART | 179
14827 | 9053990000 | PRESSING TOOL REPLACEMENT PART | 179
14828 | 9054030000 | ACCESSORIES CUTTER HOLDER | 367
14829 | 9054080000 | ACCESSORIES CUTTER HOLDER | 367
14830 | 9054550000 | PRESSING TOOL REPLACEMENT PART | 179
14831 | 9202260000 | INSERT | 302
14832 | 9202270000 | INSERT | 302
14833 | 9202280000 | INSERT | 302
14834 | 9202300000 | INSERT | 302
14835 | 9202680000 | CUTTER HOLDER | 972
14836 | 9202810000 | PRESSING TOOL REPLACEMENT PART | 179
14837 | 9203070000 | SPARE CUTTING BLADE | 613
14838 | 9203100000 | SPARE STOP SET | 1281
14839 | 9203730000 | INSERT | 302
14840 | 9204260000 | ACCESSORIES SPARE CUTTING BLADE | 338
14841 | 9204340000 | ACCESSORIES SHEATHING STRIPPER ACCESSORIES | 931
14842 | 9204550000 | INSERT | 302
14843 | 9204570000 | INSERT | 302
14844 | 9205770000 | INSERT | 302
14845 | 9444610000 | INTERFACE RSM 16 RCL SCREW CONNECTION | 310
14846 | 9445100000 | INTERFACE RSM 16 COMPACT RCL SCREW CONNECTION | 310
14847 | 9455640000 | PLUGS PREFABRICATED TO CUSTOMER SPEC. M12 PIN STRAIGHT | 57
14848 | 9455650000 | LOCATING PLUG-IN CONNECTOR M12 PIN STRAIGHT N OF POLES: 4 | 518
14849 | 9503330000 | SAK SERIES END PLATE 1.5 MM DIRECT MOUNTING | 74
14850 | 9509630000 | SAK SERIES END PLATE 1.5 MM DIRECT MOUNTING | 74
14851 | 9535170000 | MPC (POLYCARBONATE EMPTY ENCLOSURE) EMPTY ENCLOSURE HEIGHT: 75 MM WIDTH: 125 MM DEPTH: 75 MM MATERIAL: POLYCARBONATE LIGHT GREY | 4
14852 | 9535180000 | MPC (POLYCARBONATE EMPTY ENCLOSURE) EMPTY ENCLOSURE HEIGHT: 75 MM WIDTH: 125 MM DEPTH: 75 MM MATERIAL: POLYCARBONATE LIGHT GREY TRANSPARENT | 4
14853 | 9535190000 | MPC (POLYCARBONATE EMPTY ENCLOSURE) EMPTY ENCLOSURE HEIGHT: 75 MM WIDTH: 125 MM DEPTH: 100 MM MATERIAL: POLYCARBONATE LIGHT GREY | 4
14854 | 9535200000 | MPC (POLYCARBONATE EMPTY ENCLOSURE) EMPTY ENCLOSURE HEIGHT: 75 MM WIDTH: 125 MM DEPTH: 100 MM MATERIAL: POLYCARBONATE LIGHT GREY TRANSPARENT | 4
14855 | 9535210000 | MPC (POLYCARBONATE EMPTY ENCLOSURE) EMPTY ENCLOSURE HEIGHT: 75 MM WIDTH: 125 MM DEPTH: 125 MM MATERIAL: POLYCARBONATE LIGHT GREY | 4
14856 | 9535220000 | MPC (POLYCARBONATE EMPTY ENCLOSURE) EMPTY ENCLOSURE HEIGHT: 75 MM WIDTH: 125 MM DEPTH: 125 MM MATERIAL: POLYCARBONATE LIGHT GREY TRANSPARENT | 4
14857 | 9535230000 | MPC (POLYCARBONATE EMPTY ENCLOSURE) EMPTY ENCLOSURE HEIGHT: 125 MM WIDTH: 125 MM DEPTH: 75 MM MATERIAL: POLYCARBONATE LIGHT GREY | 4
14858 | 9535240000 | MPC (POLYCARBONATE EMPTY ENCLOSURE) EMPTY ENCLOSURE HEIGHT: 125 MM WIDTH: 125 MM DEPTH: 75 MM MATERIAL: POLYCARBONATE LIGHT GREY TRANSPARENT | 4
14859 | 9535250000 | MPC (POLYCARBONATE EMPTY ENCLOSURE) EMPTY ENCLOSURE HEIGHT: 125 MM WIDTH: 125 MM DEPTH: 100 MM MATERIAL: POLYCARBONATE LIGHT GREY | 4
14860 | 9535260000 | MPC (POLYCARBONATE EMPTY ENCLOSURE) EMPTY ENCLOSURE HEIGHT: 125 MM WIDTH: 125 MM DEPTH: 100 MM MATERIAL: POLYCARBONATE LIGHT GREY TRANSPARENT | 4
14861 | 9535270000 | MPC (POLYCARBONATE EMPTY ENCLOSURE) EMPTY ENCLOSURE HEIGHT: 125 MM WIDTH: 125 MM DEPTH: 125 MM MATERIAL: POLYCARBONATE LIGHT GREY | 4
14862 | 9535280000 | MPC (POLYCARBONATE EMPTY ENCLOSURE) EMPTY ENCLOSURE HEIGHT: 125 MM WIDTH: 125 MM DEPTH: 125 MM MATERIAL: POLYCARBONATE LIGHT GREY TRANSPARENT | 4
14863 | 9535290000 | MPC (POLYCARBONATE EMPTY ENCLOSURE) EMPTY ENCLOSURE HEIGHT: 125 MM WIDTH: 175 MM DEPTH: 75 MM MATERIAL: POLYCARBONATE LIGHT GREY | 4
14864 | 9535300000 | MPC (POLYCARBONATE EMPTY ENCLOSURE) EMPTY ENCLOSURE HEIGHT: 125 MM WIDTH: 175 MM DEPTH: 75 MM MATERIAL: POLYCARBONATE LIGHT GREY TRANSPARENT | 4
14865 | 9535310000 | MPC (POLYCARBONATE EMPTY ENCLOSURE) EMPTY ENCLOSURE HEIGHT: 125 MM WIDTH: 175 MM DEPTH: 100 MM MATERIAL: POLYCARBONATE LIGHT GREY | 4
14866 | 9535320000 | MPC (POLYCARBONATE EMPTY ENCLOSURE) EMPTY ENCLOSURE HEIGHT: 125 MM WIDTH: 175 MM DEPTH: 100 MM MATERIAL: POLYCARBONATE LIGHT GREY TRANSPARENT | 4
14867 | 9535330000 | MPC (POLYCARBONATE EMPTY ENCLOSURE) EMPTY ENCLOSURE HEIGHT: 125 MM WIDTH: 175 MM DEPTH: 125 MM MATERIAL: POLYCARBONATE LIGHT GREY | 4
14868 | 9535340000 | MPC (POLYCARBONATE EMPTY ENCLOSURE) EMPTY ENCLOSURE HEIGHT: 125 MM WIDTH: 175 MM DEPTH: 125 MM MATERIAL: POLYCARBONATE LIGHT GREY TRANSPARENT | 4
14869 | 9535350000 | MPC (POLYCARBONATE EMPTY ENCLOSURE) EMPTY ENCLOSURE HEIGHT: 125 MM WIDTH: 175 MM DEPTH: 150 MM MATERIAL: POLYCARBONATE LIGHT GREY | 4
14870 | 9535360000 | MPC (POLYCARBONATE EMPTY ENCLOSURE) EMPTY ENCLOSURE HEIGHT: 125 MM WIDTH: 175 MM DEPTH: 150 MM MATERIAL: POLYCARBONATE LIGHT GREY TRANSPARENT | 4
14871 | 9535370000 | MPC (POLYCARBONATE EMPTY ENCLOSURE) EMPTY ENCLOSURE HEIGHT: 175 MM WIDTH: 175 MM DEPTH: 75 MM MATERIAL: POLYCARBONATE LIGHT GREY | 4
14872 | 9535380000 | MPC (POLYCARBONATE EMPTY ENCLOSURE) EMPTY ENCLOSURE HEIGHT: 175 MM WIDTH: 175 MM DEPTH: 75 MM MATERIAL: POLYCARBONATE LIGHT GREY TRANSPARENT | 4
14873 | 9535390000 | MPC (POLYCARBONATE EMPTY ENCLOSURE) EMPTY ENCLOSURE HEIGHT: 175 MM WIDTH: 175 MM DEPTH: 100 MM MATERIAL: POLYCARBONATE LIGHT GREY | 4
14874 | 9535400000 | MPC (POLYCARBONATE EMPTY ENCLOSURE) EMPTY ENCLOSURE HEIGHT: 175 MM WIDTH: 175 MM DEPTH: 100 MM MATERIAL: POLYCARBONATE LIGHT GREY TRANSPARENT | 4
14875 | 9535430000 | MPC (POLYCARBONATE EMPTY ENCLOSURE) EMPTY ENCLOSURE HEIGHT: 175 MM WIDTH: 175 MM DEPTH: 150 MM MATERIAL: POLYCARBONATE LIGHT GREY | 4
14876 | 9535440000 | MPC (POLYCARBONATE EMPTY ENCLOSURE) EMPTY ENCLOSURE HEIGHT: 175 MM WIDTH: 175 MM DEPTH: 150 MM MATERIAL: POLYCARBONATE LIGHT GREY TRANSPARENT | 4
14877 | 9535470000 | MPC (POLYCARBONATE EMPTY ENCLOSURE) EMPTY ENCLOSURE HEIGHT: 175 MM WIDTH: 250 MM DEPTH: 100 MM MATERIAL: POLYCARBONATE LIGHT GREY | 4
14878 | 9535480000 | MPC (POLYCARBONATE EMPTY ENCLOSURE) EMPTY ENCLOSURE HEIGHT: 175 MM WIDTH: 250 MM DEPTH: 100 MM MATERIAL: POLYCARBONATE LIGHT GREY TRANSPARENT | 4
14879 | 9535490000 | MPC (POLYCARBONATE EMPTY ENCLOSURE) EMPTY ENCLOSURE HEIGHT: 175 MM WIDTH: 250 MM DEPTH: 150 MM MATERIAL: POLYCARBONATE LIGHT GREY | 4
14880 | 9535500000 | MPC (POLYCARBONATE EMPTY ENCLOSURE) EMPTY ENCLOSURE HEIGHT: 175 MM WIDTH: 250 MM DEPTH: 150 MM MATERIAL: POLYCARBONATE LIGHT GREY TRANSPARENT | 4
14881 | 9535540000 | MPC (POLYCARBONATE EMPTY ENCLOSURE) MOUNTING PLATE MOUNTING PLATE MATERIAL: SHEET STEEL GALVANIZED | 424
14882 | 9535550000 | MPC (POLYCARBONATE EMPTY ENCLOSURE) MOUNTING PLATE MOUNTING PLATE MATERIAL: SHEET STEEL GALVANIZED | 424
14883 | 9535560000 | MPC (POLYCARBONATE EMPTY ENCLOSURE) MOUNTING PLATE MOUNTING PLATE MATERIAL: SHEET STEEL GALVANIZED | 424
14884 | 9535570000 | MPC (POLYCARBONATE EMPTY ENCLOSURE) MOUNTING PLATE MOUNTING PLATE MATERIAL: SHEET STEEL GALVANIZED | 424
14885 | 9535580000 | MPC (POLYCARBONATE EMPTY ENCLOSURE) MOUNTING PLATE MOUNTING PLATE MATERIAL: SHEET STEEL GALVANIZED | 424
14886 | 9535590000 | MPC (POLYCARBONATE EMPTY ENCLOSURE) EXTERNAL JOINT HINGE MATERIAL: PLASTIC | 424
14887 | 9535600000 | MPC (POLYCARBONATE EMPTY ENCLOSURE) MOUNTING FOOT FIXING LUGS MATERIAL: PLASTIC | 1083
14888 | 9535640000 | MPC (POLYCARBONATE EMPTY ENCLOSURE) MOUNTING SCREW SCREWS MATERIAL: STEEL GALVANISED | 1049
14889 | 9535680000 | FPC (POLYCARBONATE EMPTY ENCLOSURE) EMPTY ENCLOSURE HEIGHT: 200 MM WIDTH: 200 MM DEPTH: 132 MM MATERIAL: POLYCARBONATE LIGHT GREY TRANSPARENT | 4
14890 | 9535690000 | FPC (POLYCARBONATE EMPTY ENCLOSURE) EMPTY ENCLOSURE HEIGHT: 200 MM WIDTH: 200 MM DEPTH: 132 MM MATERIAL: POLYCARBONATE LIGHT GREY | 4
14891 | 9535700000 | FPC (POLYCARBONATE EMPTY ENCLOSURE) EMPTY ENCLOSURE HEIGHT: 200 MM WIDTH: 300 MM DEPTH: 132 MM MATERIAL: POLYCARBONATE LIGHT GREY TRANSPARENT | 4
14892 | 9535710000 | FPC (POLYCARBONATE EMPTY ENCLOSURE) EMPTY ENCLOSURE HEIGHT: 200 MM WIDTH: 300 MM DEPTH: 132 MM MATERIAL: POLYCARBONATE LIGHT GREY | 4
14893 | 9535720000 | FPC (POLYCARBONATE EMPTY ENCLOSURE) EMPTY ENCLOSURE HEIGHT: 200 MM WIDTH: 400 MM DEPTH: 132 MM MATERIAL: POLYCARBONATE LIGHT GREY TRANSPARENT | 4
14894 | 9535730000 | FPC (POLYCARBONATE EMPTY ENCLOSURE) EMPTY ENCLOSURE HEIGHT: 200 MM WIDTH: 400 MM DEPTH: 132 MM MATERIAL: POLYCARBONATE LIGHT GREY | 4
14895 | 9535740000 | FPC (POLYCARBONATE EMPTY ENCLOSURE) EMPTY ENCLOSURE HEIGHT: 300 MM WIDTH: 300 MM DEPTH: 132 MM MATERIAL: POLYCARBONATE LIGHT GREY TRANSPARENT | 4
14896 | 9535750000 | FPC (POLYCARBONATE EMPTY ENCLOSURE) EMPTY ENCLOSURE HEIGHT: 300 MM WIDTH: 300 MM DEPTH: 132 MM MATERIAL: POLYCARBONATE LIGHT GREY | 4
14897 | 9535760000 | FPC (POLYCARBONATE EMPTY ENCLOSURE) EMPTY ENCLOSURE HEIGHT: 300 MM WIDTH: 400 MM DEPTH: 132 MM MATERIAL: POLYCARBONATE LIGHT GREY TRANSPARENT | 4
14898 | 9535770000 | FPC (POLYCARBONATE EMPTY ENCLOSURE) EMPTY ENCLOSURE HEIGHT: 300 MM WIDTH: 400 MM DEPTH: 132 MM MATERIAL: POLYCARBONATE LIGHT GREY | 4
14899 | 9535810000 | FPC (POLYCARBONATE EMPTY ENCLOSURE) EMPTY ENCLOSURE HEIGHT: 400 MM WIDTH: 600 MM DEPTH: 132 MM MATERIAL: POLYCARBONATE LIGHT GREY | 4
14900 | 9535820000 | FPC (POLYCARBONATE EMPTY ENCLOSURE) EMPTY ENCLOSURE HEIGHT: 400 MM WIDTH: 600 MM DEPTH: 132 MM MATERIAL: POLYCARBONATE LIGHT GREY TRANSPARENT | 4
14901 | 9535920000 | FPC (POLYCARBONATE EMPTY ENCLOSURE) MOUNTING PLATE MOUNTING PLATE HEIGHT: 150 MM WIDTH: 185 MM DEPTH: 2 MM MATERIAL: SHEET STEEL GALVANIZED | 4
14902 | 9535930000 | FPC (POLYCARBONATE EMPTY ENCLOSURE) MOUNTING PLATE MOUNTING PLATE HEIGHT: 200 MM WIDTH: 300 MM DEPTH: 1.5 MM MATERIAL: SHEET STEEL GALVANIZED | 4
14903 | 9535940000 | FPC (POLYCARBONATE EMPTY ENCLOSURE) MOUNTING PLATE MOUNTING PLATE HEIGHT: 160 MM WIDTH: 360 MM DEPTH: 1.5 MM MATERIAL: SHEET STEEL GALVANIZED | 4
14904 | 9535950000 | FPC (POLYCARBONATE EMPTY ENCLOSURE) MOUNTING PLATE MOUNTING PLATE HEIGHT: 260 MM WIDTH: 260 MM DEPTH: 1.5 MM MATERIAL: SHEET STEEL GALVANIZED | 4
14905 | 9535960000 | FPC (POLYCARBONATE EMPTY ENCLOSURE) MOUNTING PLATE MOUNTING PLATE HEIGHT: 260 MM WIDTH: 360 MM DEPTH: 1.5 MM MATERIAL: SHEET STEEL GALVANIZED | 4
14906 | 9535980000 | FPC (POLYCARBONATE EMPTY ENCLOSURE) MOUNTING PLATE MOUNTING PLATE HEIGHT: 360 MM WIDTH: 560 MM DEPTH: 1.5 MM MATERIAL: SHEET STEEL GALVANIZED | 4
14907 | 9535990000 | FPC (POLYCARBONATE EMPTY ENCLOSURE) EXTERNAL JOINT HINGE HEIGHT: 40 MM WIDTH: 50 MM DEPTH: 16.5 MM MATERIAL: PLASTIC LIGHT GREY | 4
14908 | 9536000000 | FPC (POLYCARBONATE EMPTY ENCLOSURE) COVER SCREW SCREWS MATERIAL: PLASTIC LIGHT GREY | 948
14909 | 9536040000 | FPC (POLYCARBONATE EMPTY ENCLOSURE) MOUNTING FOOT FIXING LUGS HEIGHT: 40 MM WIDTH: 19 MM DEPTH: 35.5 MM MATERIAL: POLYAMIDE LIGHT GREY | 4
14910 | 9536070000 | FPC (POLYCARBONATE EMPTY ENCLOSURE) COMPENSATING ELEMENT BLEED VALVE HEIGHT: 69 MM WIDTH: 30.5 MM DEPTH: 17 MM MATERIAL: POLYAMIDE LIGHT GREY | 531
14911 | 9537680000 | ACCESSORIES FUSE HOLDER RATED CROSS-SECTION: | 941
14912 | 9537910000 | SAK SERIES END PLATE 1.5 MM DARK DIRECT MOUNTING | 74
14913 | 9800510000 | INTERFACE RS ELCO ELCO TYPE 8016 LP2N 5.08MM | 1014
14914 | 1934480000 | PRINTED CIRCUIT BOARD TERMINALS 5.08 MM N OF POLES: 3 90° SOLDER PIN LENGTH (L): 4.5 MM TINNED CLAMPING YOKE CONNECTION CLAMPING RANGE MAX. : 6 MM² BOX | 1
14915 | 1977300000 | PRINTED CIRCUIT BOARD TERMINALS 5.00 MM N OF POLES: 14 90° SOLDER PIN LENGTH (L): 3.2 MM TINNED ORANGE CLAMPING YOKE CONNECTION CLAMPING RANGE MAX. : 6 MM² BOX | 1
14916 | 1977670000 | PRINTED CIRCUIT BOARD TERMINALS 5.08 MM N OF POLES: 46 90° SOLDER PIN LENGTH (L): 3.2 MM TINNED ORANGE CLAMPING YOKE CONNECTION CLAMPING RANGE MAX. : 6 MM² BOX | 1
14917 | 1934350000 | PRINTED CIRCUIT BOARD TERMINALS 5.08 MM N OF POLES: 9 90° SOLDER PIN LENGTH (L): 3.2 MM TINNED ORANGE CLAMPING YOKE CONNECTION CLAMPING RANGE MAX. : 6 MM² BOX | 1
14918 | 1979170000 | PRINTED CIRCUIT BOARD TERMINALS 5.08 MM N OF POLES: 45 90° SOLDER PIN LENGTH (L): 3.2 MM TINNED ORANGE CLAMPING YOKE CONNECTION CLAMPING RANGE MAX. : 6 MM² BOX | 1
14919 | 1979130000 | PRINTED CIRCUIT BOARD TERMINALS 5.08 MM N OF POLES: 33 90° SOLDER PIN LENGTH (L): 3.2 MM TINNED ORANGE CLAMPING YOKE CONNECTION CLAMPING RANGE MAX. : 6 MM² BOX | 1
14920 | 1979210000 | PRINTED CIRCUIT BOARD TERMINALS 5.08 MM N OF POLES: 57 90° SOLDER PIN LENGTH (L): 3.2 MM TINNED ORANGE CLAMPING YOKE CONNECTION CLAMPING RANGE MAX. : 6 MM² BOX | 1
14921 | 1979070000 | PRINTED CIRCUIT BOARD TERMINALS 5.08 MM N OF POLES: 15 90° SOLDER PIN LENGTH (L): 3.2 MM TINNED ORANGE CLAMPING YOKE CONNECTION CLAMPING RANGE MAX. : 6 MM² BOX | 1
14922 | 1979250000 | PRINTED CIRCUIT BOARD TERMINALS 5.08 MM N OF POLES: 69 90° SOLDER PIN LENGTH (L): 3.2 MM TINNED ORANGE CLAMPING YOKE CONNECTION CLAMPING RANGE MAX. : 6 MM² BOX | 1
14923 | 1977490000 | PRINTED CIRCUIT BOARD TERMINALS 5.08 MM N OF POLES: 10 90° SOLDER PIN LENGTH (L): 3.2 MM TINNED ORANGE CLAMPING YOKE CONNECTION CLAMPING RANGE MAX. : 6 MM² BOX | 1
14924 | 1977460000 | PRINTED CIRCUIT BOARD TERMINALS 5.00 MM N OF POLES: 46 90° SOLDER PIN LENGTH (L): 3.2 MM TINNED ORANGE CLAMPING YOKE CONNECTION CLAMPING RANGE MAX. : 6 MM² BOX | 1
14925 | 1977510000 | PRINTED CIRCUIT BOARD TERMINALS 5.08 MM N OF POLES: 14 90° SOLDER PIN LENGTH (L): 3.2 MM TINNED ORANGE CLAMPING YOKE CONNECTION CLAMPING RANGE MAX. : 6 MM² BOX | 1
14926 | 1977590000 | PRINTED CIRCUIT BOARD TERMINALS 5.08 MM N OF POLES: 30 90° SOLDER PIN LENGTH (L): 3.2 MM TINNED ORANGE CLAMPING YOKE CONNECTION CLAMPING RANGE MAX. : 6 MM² BOX | 1
14927 | 1977420000 | PRINTED CIRCUIT BOARD TERMINALS 5.00 MM N OF POLES: 38 90° SOLDER PIN LENGTH (L): 3.2 MM TINNED ORANGE CLAMPING YOKE CONNECTION CLAMPING RANGE MAX. : 6 MM² BOX | 1
14928 | 1977650000 | PRINTED CIRCUIT BOARD TERMINALS 5.08 MM N OF POLES: 42 90° SOLDER PIN LENGTH (L): 3.2 MM TINNED ORANGE CLAMPING YOKE CONNECTION CLAMPING RANGE MAX. : 6 MM² BOX | 1
14929 | 1934300000 | PRINTED CIRCUIT BOARD TERMINALS 5.08 MM N OF POLES: 6 90° TINNED CLAMPING YOKE CONNECTION CLAMPING RANGE MAX. : 6 MM² BOX | 1
14930 | 1977340000 | PRINTED CIRCUIT BOARD TERMINALS 5.00 MM N OF POLES: 22 90° SOLDER PIN LENGTH (L): 3.2 MM TINNED ORANGE CLAMPING YOKE CONNECTION CLAMPING RANGE MAX. : 6 MM² BOX | 1
14931 | 1977400000 | PRINTED CIRCUIT BOARD TERMINALS 5.00 MM N OF POLES: 34 90° SOLDER PIN LENGTH (L): 3.2 MM TINNED ORANGE CLAMPING YOKE CONNECTION CLAMPING RANGE MAX. : 6 MM² BOX | 1
14932 | 1977320000 | PRINTED CIRCUIT BOARD TERMINALS 5.00 MM N OF POLES: 18 90° SOLDER PIN LENGTH (L): 3.2 MM TINNED ORANGE CLAMPING YOKE CONNECTION CLAMPING RANGE MAX. : 6 MM² BOX | 1
14933 | 1977270000 | PRINTED CIRCUIT BOARD TERMINALS 5.00 MM N OF POLES: 10 90° SOLDER PIN LENGTH (L): 3.2 MM TINNED ORANGE CLAMPING YOKE CONNECTION CLAMPING RANGE MAX. : 6 MM² BOX | 1
14934 | 1977360000 | PRINTED CIRCUIT BOARD TERMINALS 5.00 MM N OF POLES: 26 90° SOLDER PIN LENGTH (L): 3.2 MM TINNED ORANGE CLAMPING YOKE CONNECTION CLAMPING RANGE MAX. : 6 MM² BOX | 1
14935 | 1979230000 | PRINTED CIRCUIT BOARD TERMINALS 5.08 MM N OF POLES: 63 90° SOLDER PIN LENGTH (L): 3.2 MM TINNED ORANGE CLAMPING YOKE CONNECTION CLAMPING RANGE MAX. : 6 MM² BOX | 1
14936 | 1979090000 | PRINTED CIRCUIT BOARD TERMINALS 5.08 MM N OF POLES: 21 90° SOLDER PIN LENGTH (L): 3.2 MM TINNED ORANGE CLAMPING YOKE CONNECTION CLAMPING RANGE MAX. : 6 MM² BOX | 1
14937 | 1977570000 | PRINTED CIRCUIT BOARD TERMINALS 5.08 MM N OF POLES: 26 90° SOLDER PIN LENGTH (L): 3.2 MM TINNED ORANGE CLAMPING YOKE CONNECTION CLAMPING RANGE MAX. : 6 MM² BOX | 1
14938 | 1977530000 | PRINTED CIRCUIT BOARD TERMINALS 5.08 MM N OF POLES: 18 90° SOLDER PIN LENGTH (L): 3.2 MM TINNED ORANGE CLAMPING YOKE CONNECTION CLAMPING RANGE MAX. : 6 MM² BOX | 1
14939 | 1977630000 | PRINTED CIRCUIT BOARD TERMINALS 5.08 MM N OF POLES: 38 90° SOLDER PIN LENGTH (L): 3.2 MM TINNED ORANGE CLAMPING YOKE CONNECTION CLAMPING RANGE MAX. : 6 MM² BOX | 1
14940 | 1977380000 | PRINTED CIRCUIT BOARD TERMINALS 5.00 MM N OF POLES: 30 90° SOLDER PIN LENGTH (L): 3.2 MM TINNED ORANGE CLAMPING YOKE CONNECTION CLAMPING RANGE MAX. : 6 MM² BOX | 1
14941 | 1977550000 | PRINTED CIRCUIT BOARD TERMINALS 5.08 MM N OF POLES: 22 90° SOLDER PIN LENGTH (L): 3.2 MM TINNED ORANGE CLAMPING YOKE CONNECTION CLAMPING RANGE MAX. : 6 MM² BOX | 1
14942 | 1977440000 | PRINTED CIRCUIT BOARD TERMINALS 5.00 MM N OF POLES: 42 90° SOLDER PIN LENGTH (L): 3.2 MM TINNED ORANGE CLAMPING YOKE CONNECTION CLAMPING RANGE MAX. : 6 MM² BOX | 1
14943 | 1977610000 | PRINTED CIRCUIT BOARD TERMINALS 5.08 MM N OF POLES: 34 90° SOLDER PIN LENGTH (L): 3.2 MM TINNED ORANGE CLAMPING YOKE CONNECTION CLAMPING RANGE MAX. : 6 MM² BOX | 1
14944 | 1934320000 | PRINTED CIRCUIT BOARD TERMINALS 5.00 MM N OF POLES: 6 90° TINNED CLAMPING YOKE CONNECTION CLAMPING RANGE MAX. : 6 MM² BOX | 1
14945 | 1979190000 | PRINTED CIRCUIT BOARD TERMINALS 5.08 MM N OF POLES: 51 90° SOLDER PIN LENGTH (L): 3.2 MM TINNED ORANGE CLAMPING YOKE CONNECTION CLAMPING RANGE MAX. : 6 MM² BOX | 1
14946 | 1979110000 | PRINTED CIRCUIT BOARD TERMINALS 5.08 MM N OF POLES: 27 90° SOLDER PIN LENGTH (L): 3.2 MM TINNED ORANGE CLAMPING YOKE CONNECTION CLAMPING RANGE MAX. : 6 MM² BOX | 1
14947 | 1979150000 | PRINTED CIRCUIT BOARD TERMINALS 5.08 MM N OF POLES: 39 90° SOLDER PIN LENGTH (L): 3.2 MM TINNED ORANGE CLAMPING YOKE CONNECTION CLAMPING RANGE MAX. : 6 MM² BOX | 1
14948 | 178960000 | INTERFACE PLUG-IN CONNECTOR ACC. TO DIN 41612 FEMALE 64C | 187
14949 | 180961001 | INTERFACE RSD COMMON ANODE SCREW CONNECTION | 334
14950 | 181061001 | INTERFACE RSD COMMON CATHODE SCREW CONNECTION | 334
14951 | 181461001 | INTERFACE RSD FREE DIODE SCREW CONNECTION | 584
14952 | 224261001 | INTERFACE RSF PLUG-IN CONNECTOR IN ACC. WITH IEC60603-13 / DIN41651 20-POLE SCREW CONNECTION | 89
14953 | 224361001 | INTERFACE RSF PLUG-IN CONNECTOR IN ACC. WITH IEC60603-13 / DIN41651 34-POLE SCREW CONNECTION | 89
14954 | 224461001 | INTERFACE RSF PLUG-IN CONNECTOR IN ACC. WITH IEC60603-13 / DIN41651 40-POLE SCREW CONNECTION | 89
14955 | 224561001 | INTERFACE RSF PLUG-IN CONNECTOR IN ACC. WITH IEC60603-13 / DIN41651 50-POLE SCREW CONNECTION | 89
14956 | 224661001 | INTERFACE RSF PLUG-IN CONNECTOR IN ACC. WITH IEC60603-13 / DIN41651 60-POLE SCREW CONNECTION | 89
14957 | 224761001 | INTERFACE RSF PLUG-IN CONNECTOR IN ACC. WITH IEC60603-13 / DIN41651 64-POLE SCREW CONNECTION | 89
14958 | 224861001 | INTERFACE RSF PLUG-IN CONNECTOR IN ACC. WITH IEC60603-13 / DIN41651 26-POLE SCREW CONNECTION | 89
14959 | 224961001 | INTERFACE RSF PLUG-IN CONNECTOR IN ACC. WITH IEC60603-13 / DIN41651 10-POLE SCREW CONNECTION | 89
14960 | 225061001 | INTERFACE RSF PLUG-IN CONNECTOR IN ACC. WITH IEC60603-13 / DIN41651 14-POLE SCREW CONNECTION | 89
14961 | 225161001 | INTERFACE RSF PLUG-IN CONNECTOR IN ACC. WITH IEC60603-13 / DIN41651 16-POLE SCREW CONNECTION | 89
14962 | 360100000 | TBF (POLYESTER EMPTY ENCLOSURE) EMPTY ENCLOSURE HEIGHT: 186 MM WIDTH: 151 MM DEPTH: 140 MM MATERIAL: GLASS FIBRE-REINFORCED POLYESTER LIGHT GREY | 1210
14963 | 360200000 | TBF (POLYESTER EMPTY ENCLOSURE) EMPTY ENCLOSURE HEIGHT: 302 MM WIDTH: 186 MM DEPTH: 175 MM MATERIAL: GLASS FIBRE-REINFORCED POLYESTER LIGHT GREY | 1210
14964 | 360300000 | TBF (POLYESTER EMPTY ENCLOSURE) EMPTY ENCLOSURE HEIGHT: 302 MM WIDTH: 302 MM DEPTH: 175 MM MATERIAL: GLASS FIBRE-REINFORCED POLYESTER LIGHT GREY | 1210
14965 | 360400000 | TBF (POLYESTER EMPTY ENCLOSURE) EMPTY ENCLOSURE HEIGHT: 372 MM WIDTH: 302 MM DEPTH: 175 MM MATERIAL: GLASS FIBRE-REINFORCED POLYESTER LIGHT GREY | 1210
14966 | 360500000 | TBF (POLYESTER EMPTY ENCLOSURE) EMPTY ENCLOSURE HEIGHT: 603 MM WIDTH: 302 MM DEPTH: 175 MM MATERIAL: GLASS FIBRE-REINFORCED POLYESTER LIGHT GREY | 1210
14967 | 471460000 | DOUBLE-TIER TERMINAL PUSH IN 1.5 MM² 500 V 16 A ORANGE | 245
14968 | 500500000 | TBF (POLYESTER EMPTY ENCLOSURE) EMPTY ENCLOSURE HEIGHT: 186 MM WIDTH: 151 MM DEPTH: 140 MM MATERIAL: GLASS FIBRE-REINFORCED POLYESTER LIGHT GREY TRANSPARENT | 1210
14969 | 500600000 | TBF (POLYESTER EMPTY ENCLOSURE) EMPTY ENCLOSURE HEIGHT: 302 MM WIDTH: 186 MM DEPTH: 175 MM MATERIAL: GLASS FIBRE-REINFORCED POLYESTER LIGHT GREY TRANSPARENT | 1210
14970 | 500700000 | TBF (POLYESTER EMPTY ENCLOSURE) EMPTY ENCLOSURE HEIGHT: 302 MM WIDTH: 302 MM DEPTH: 175 MM MATERIAL: GLASS FIBRE-REINFORCED POLYESTER LIGHT GREY TRANSPARENT | 1210
14971 | 500800000 | TBF (POLYESTER EMPTY ENCLOSURE) EMPTY ENCLOSURE HEIGHT: 372 MM WIDTH: 302 MM DEPTH: 175 MM MATERIAL: GLASS FIBRE-REINFORCED POLYESTER LIGHT GREY TRANSPARENT | 1210
14972 | 500900000 | TBF (POLYESTER EMPTY ENCLOSURE) EMPTY ENCLOSURE HEIGHT: 603 MM WIDTH: 302 MM DEPTH: 210 MM MATERIAL: GLASS FIBRE-REINFORCED POLYESTER LIGHT GREY TRANSPARENT | 4
14973 | 514570000 | RAIL TS 35 TS 35 X 7.5 WITH SLOT STEEL GALVANIC ZINC PLATED AND PASSIVATED | 85
14974 | 563600000 | CABLELINE MOUNTING MANDREL HOLDER | 788
14975 | 563700000 | CABLELINE MOUNTING MANDREL HOLDER | 788
14976 | 577360000 | INTERFACE PLUG-IN CONNECTOR ACC. TO DIN 41612 FEMALE B64 | 187
14977 | 586661001 | INTERFACE PLUG-IN CONNECTOR ACC. TO DIN 41617 FEMALE | 187
14978 | 586761001 | INTERFACE PLUG-IN CONNECTOR ACC. TO DIN 41612 FEMALE 32D | 187
14979 | 586861001 | INTERFACE PLUG-IN CONNECTOR ACC. TO DIN 41612 FEMALE 32F | 187
14980 | 586961001 | INTERFACE PLUG-IN CONNECTOR ACC. TO DIN 41612 FEMALE 32F | 187
14981 | 587060000 | INTERFACE PLUG-IN CONNECTOR ACC. TO DIN 41612 FEMALE 48F | 187
14982 | 646660000 | INTERFACE PLUG-IN CONNECTOR ACC. TO DIN 41612 FEMALE 64C | 187
14983 | 648661001 | INTERFACE PLUG-IN CONNECTOR ACC. TO DIN 41617 FEMALE | 187
14984 | 690660000 | INTERFACE PLUG-IN CONNECTOR ACC. TO DIN 41612 FEMALE 48E | 187
14985 | 1002900000 | FIELDPOWER® BOX IP65 AC BOX | 530
14986 | 1007860000 | Z-SERIES PLUG-IN CONNECTOR DIRECT MOUNTING | 18
14987 | 1049220000 | BOLT-TYPE SCREW TERMINALS FEED-THROUGH TERMINAL RATED CROSS-SECTION: 35 MM² THREADED STUD CONNECTION DIRECT MOUNTING TS 35 | 7
14988 | 1049230000 | BOLT-TYPE SCREW TERMINALS FEED-THROUGH TERMINAL RATED CROSS-SECTION: 70 MM² THREADED STUD CONNECTION DIRECT MOUNTING TS 35 | 7
14989 | 1049240000 | BOLT-TYPE SCREW TERMINALS FEED-THROUGH TERMINAL RATED CROSS-SECTION: 120 MM² DIRECT MOUNTING TS 35 | 29
14990 | 1049250000 | BOLT-TYPE SCREW TERMINALS FEED-THROUGH TERMINAL RATED CROSS-SECTION: 185 MM² THREADED STUD CONNECTION DIRECT MOUNTING TS 35 | 7
14991 | 1063110000 | VSSC END PLATE | 507
14992 | 1063120000 | VSSC END PLATE | 507
14993 | 1067230000 | VSSC END PLATE | 507
14994 | 1067240000 | VSSC END PLATE | 507
14995 | 1123361001 | DA CONVERTER INPUT : 8-BIT PULSE OUTPUT : -10?0?+10 V | 385
14996 | 1160361001 | AD CONVERTER INPUT : 0-10 V OUTPUT : 8-BIT PULSE | 385
14997 | 1160561001 | AD CONVERTER INPUT : 0-20 MA OUTPUT : 8-BIT PULSE | 385
14998 | 1160761001 | DA CONVERTER INPUT : 8-BIT PULSE OUTPUT : 0-10 V | 385
14999 | 1165861001 | DA CONVERTER INPUT : 8-BIT PULSE OUTPUT : 0-20 MA | 385
15000 | 1168561001 | AD CONVERTER INPUT : 4-20 MA OUTPUT : 8-BIT PULSE | 385
15001 | 1169261001 | DA CONVERTER INPUT : 8-BIT PULSE OUTPUT : 4-20 MA | 385
15002 | 1498100000 | HDC INSERT MALE 400 V 16 A N OF POLES: 3 SCREW CONNECTION SIZE: 1 | 25
15003 | 1498200000 | HDC INSERT FEMALE 400 V 16 A N OF POLES: 3 SCREW CONNECTION SIZE: 1 | 25
15004 | 1498300000 | HDC INSERT MALE 400 V 16 A N OF POLES: 4 SCREW CONNECTION SIZE: 1 | 25
15005 | 1498400000 | HDC INSERT FEMALE 400 V 16 A N OF POLES: 4 SCREW CONNECTION SIZE: 1 | 25
15006 | 1580360000 | KLIPPON POK (POLYESTER EMPTY ENCLOSURE) EXTERNAL JOINT HINGE MATERIAL: ALUMINIUM ALSI12 | 386
15007 | 1604690000 | PCB PLUG-IN CONNECTOR MALE HEADER CLOSED SIDE THT SOLDER CONNECTION 3.50 MM N OF POLES: 9 180° SOLDER PIN LENGTH (L): 4.5 MM TINNED ORANGE BOX | 0
15008 | 1642890000 | PCB PLUG-IN CONNECTOR MALE HEADER CLOSED SIDE THT SOLDER CONNECTION 3.50 MM N OF POLES: 16 90° SOLDER PIN LENGTH (L): 4.5 MM TINNED BOX | 0
15009 | 1650610000 | HDC INSERT MALE 250 V 16 A N OF POLES: 10 SCREW CONNECTION SIZE: 2 | 25
15010 | 1650620000 | HDC INSERT FEMALE 250 V 16 A N OF POLES: 10 SCREW CONNECTION SIZE: 2 | 25
15011 | 1650770000 | HDC INSERT MALE 250 V 16 A N OF POLES: 16 SCREW CONNECTION SIZE: 5 | 25
15012 | 1650780000 | HDC INSERT FEMALE 250 V 16 A N OF POLES: 16 SCREW CONNECTION SIZE: 5 | 25
15013 | 1650880000 | HDC INSERT MALE 250 V 16 A N OF POLES: 16 SCREW CONNECTION SIZE: 5 | 25
15014 | 1650900000 | HDC INSERT FEMALE 250 V 16 A N OF POLES: 16 SCREW CONNECTION SIZE: 5 | 25
15015 | 1650990000 | HDC INSERT MALE 250 V 16 A N OF POLES: 16 SCREW CONNECTION SIZE: 5 | 25
15016 | 1651020000 | HDC INSERT FEMALE 250 V 16 A N OF POLES: 16 SCREW CONNECTION SIZE: 5 | 25
15017 | 1714680000 | PLUG-IN CONNECTOR TENSION-CLAMP CONNECTION 1.5 MM² DISTRIBUTION STRIP DARK | 317
15018 | 1714690000 | PLUG-IN CONNECTOR TENSION-CLAMP CONNECTION 1.5 MM² DISTRIBUTION STRIP | 317
15019 | 1714700000 | PLUG-IN CONNECTOR TENSION-CLAMP CONNECTION 1.5 MM² DISTRIBUTION STRIP BROWN | 317
15020 | 1730120000 | HEAVY-DUTY CONNECTORS HDC INSERT CONCEPT MODULE | 63
15021 | 1730130000 | HEAVY-DUTY CONNECTORS HDC INSERT CONCEPT MODULE | 63
15022 | 1742630000 | TOOLS OPERATING TOOL | 1278
15023 | 1745760000 | HDC INSERT FEMALE 500 V 24 A N OF POLES: 6 TENSION-CLAMP CONNECTION SIZE: 3 | 25
15024 | 1745770000 | HDC INSERT FEMALE 500 V 16 A N OF POLES: 10 TENSION-CLAMP CONNECTION SIZE: 4 | 25
15025 | 1745780000 | HDC INSERT FEMALE 500 V 16 A N OF POLES: 16 TENSION-CLAMP CONNECTION SIZE: 6 | 25
15026 | 1745790000 | HDC INSERT FEMALE 500 V 16 A N OF POLES: 24 TENSION-CLAMP CONNECTION SIZE: 8 | 25
15027 | 1745800000 | HDC INSERT FEMALE 500 V 16 A N OF POLES: 16 TENSION-CLAMP CONNECTION SIZE: 6 | 25
15028 | 1745810000 | HDC INSERT FEMALE 500 V 16 A N OF POLES: 24 TENSION-CLAMP CONNECTION SIZE: 8 | 25
15029 | 1745820000 | HDC INSERT MALE 500 V 24 A N OF POLES: 6 TENSION-CLAMP CONNECTION SIZE: 3 | 25
15030 | 1745830000 | HDC INSERT MALE 500 V 16 A N OF POLES: 10 TENSION-CLAMP CONNECTION SIZE: 4 | 25
15031 | 1745840000 | HDC INSERT MALE 500 V 16 A N OF POLES: 16 TENSION-CLAMP CONNECTION SIZE: 6 | 25
15032 | 1745850000 | HDC INSERT MALE 500 V 16 A N OF POLES: 24 TENSION-CLAMP CONNECTION SIZE: 8 | 25
15033 | 1745860000 | HDC INSERT MALE 500 V 16 A N OF POLES: 16 TENSION-CLAMP CONNECTION SIZE: 6 | 25
15034 | 1745870000 | HDC INSERT MALE 500 V 16 A N OF POLES: 24 TENSION-CLAMP CONNECTION SIZE: 8 | 25
15035 | 1766810000 | SENSOR/ACTUATOR PLUG-IN CONNECTOR M12 PIN STRAIGHT | 729
15036 | 1770080000 | CONDUCTOR MARKERS MOUNTING AID - SLIMFIX | 460
15037 | 1773630000 | HEAVY-DUTY CONNECTORS CRIMP CONTACT HD HDD HQ MIXMATE PIN CONDUCTOR CROSS-SECTION MAX.: 1 TURNED ALLOY | 48
15038 | 1773640000 | HEAVY-DUTY CONNECTORS CRIMP CONTACT HD HDD HQ MIXMATE FEMALE CONDUCTOR CROSS-SECTION MAX.: 1 TURNED ALLOY | 48
15039 | 1780680000 | PCB PLUG-IN CONNECTOR MALE HEADER OPEN SIDE THT SOLDER CONNECTION 5.08 MM N OF POLES: 4 90° SOLDER PIN LENGTH (L): 3.2 MM PALE GREEN BOX | 0
15040 | 1802690000 | TERMINAL RAILS RAIL DIN EN 60715 STEEL | 1303
15041 | 1803850000 | PLUGS PREFABRICATED TO CUSTOMER SPEC. M8 PIN STRAIGHT | 57
15042 | 1803860000 | PLUGS PREFABRICATED TO CUSTOMER SPEC. M8 PIN STRAIGHT | 57
15043 | 1803870000 | SOCKETS PREFABRICATED TO CUSTOMER SPEC. M8 FEMALE SOCKET STRAIGHT | 35
15044 | 1803880000 | SOCKETS PREFABRICATED TO CUSTOMER SPEC. M8 FEMALE SOCKET STRAIGHT | 35
15045 | 1808250000 | Z-SERIES END PLATE | 115
15046 | 1808260000 | Z-SERIES END PLATE | 115
15047 | 1808280000 | Z-SERIES FIXING PLATE | 567
15048 | 1808290000 | Z-SERIES FIXING PLATE | 567
15049 | 1808380000 | Z-SERIES END PLATE | 115
15050 | 1808390000 | Z-SERIES END PLATE | 115
15051 | 1815830000 | Z-SERIES PLUG-IN CONNECTOR DARK DIRECT MOUNTING | 18
15052 | 1820590000 | Z-SERIES PLUG-IN CONNECTOR GREEN DIRECT MOUNTING | 18
15053 | 1834060000 | W-SERIES CROSS-CONNECTOR FOR THE TERMINALS N OF POLES: 2 | 23
15054 | 1834070000 | W-SERIES CROSS-CONNECTOR FOR THE TERMINALS N OF POLES: 3 | 23
15055 | 1834080000 | W-SERIES CROSS-CONNECTOR FOR THE TERMINALS N OF POLES: 4 | 23
15056 | 1848290000 | RAIL TS 35 TS 35 X 15 WITHOUT SLOT ALUMINIUM UNTREATED | 818
15057 | 1859750000 | Z-SERIES INTERMEDIATE PLATE DIRECT MOUNTING | 1205
15058 | 1861030000 | Z-SERIES COVER PLATE 4.2 MM | 1159
15059 | 1865410000 | W-SERIES LOCKING LEVER | 1115
15060 | 1866290000 | RAIL TS 35 TS 35 X 15 WITH SLOT STEEL GALVANIC ZINC PLATED AND PASSIVATED | 85
15061 | 1880450000 | W-SERIES END PLATE | 78
15062 | 1896780000 | HDC INSERT FEMALE 250 V 16 A N OF POLES: 10 TENSION-CLAMP CONNECTION SIZE: 2 | 25
15063 | 1896790000 | HDC INSERT MALE 250 V 16 A N OF POLES: 10 TENSION-CLAMP CONNECTION SIZE: 2 | 25
15064 | 1896800000 | HDC INSERT FEMALE 250 V 16 A N OF POLES: 16 TENSION-CLAMP CONNECTION SIZE: 5 | 25
15065 | 1896810000 | HDC INSERT FEMALE 250 V 16 A N OF POLES: 16 TENSION-CLAMP CONNECTION SIZE: 5 | 25
15066 | 1896820000 | HDC INSERT FEMALE 250 V 16 A N OF POLES: 16 TENSION-CLAMP CONNECTION SIZE: 5 | 25
15067 | 1896830000 | HDC INSERT MALE 250 V 16 A N OF POLES: 16 TENSION-CLAMP CONNECTION SIZE: 5 | 25
15068 | 1896840000 | HDC INSERT MALE 250 V 16 A N OF POLES: 16 TENSION-CLAMP CONNECTION SIZE: 5 | 25
15069 | 1896850000 | HDC INSERT MALE 250 V 16 A N OF POLES: 16 TENSION-CLAMP CONNECTION SIZE: 5 | 25
15070 | 1909990000 | RAIL TS 15 WIDTH: 64 MM WITHOUT SLOT STEEL GALVANIZED CHROMIUM-PLATED | 82
15071 | 1910010000 | RAIL TS 15 WIDTH: 90 MM WITHOUT SLOT STEEL GALVANIZED CHROMIUM-PLATED | 82
15072 | 1910020000 | RAIL TS 15 WIDTH: 114 MM WITH SLOT STEEL GALVANIZED CHROMIUM-PLATED | 82
15073 | 1910040000 | RAIL TS 15 WIDTH: 164 MM WITHOUT SLOT STEEL GALVANIZED CHROMIUM-PLATED | 82
15074 | 1910060000 | RAIL TS 35 TS 35 X 7.5 WIDTH: 64 MM WITHOUT SLOT STEEL GALVANIZED CHROMIUM-PLATED | 82
15075 | 1910070000 | RAIL TS 35 TS 35 X 7.5 WIDTH: 105 MM WITHOUT SLOT STEEL GALVANIZED CHROMIUM-PLATED | 82
15076 | 1910080000 | RAIL TS 35 TS 35 X 7.5 WIDTH: 148 MM WITHOUT SLOT STEEL GALVANIZED CHROMIUM-PLATED | 82
15077 | 1910090000 | RAIL TS 35 TS 35 X 7.5 WIDTH: 203 MM WITHOUT SLOT STEEL GALVANIZED CHROMIUM-PLATED | 82
15078 | 1910110000 | RAIL TS 35 TS 35 X 7.5 WIDTH: 172 MM WITHOUT SLOT STEEL GALVANIZED CHROMIUM-PLATED | 82
15079 | 1910130000 | RAIL TS 35 TS 35 X 7.5 WIDTH: 324 MM WITHOUT SLOT STEEL GALVANIZED CHROMIUM-PLATED | 82
15080 | 1910140000 | RAIL TS 35 TS 35 X 7.5 WIDTH: 260 MM WITHOUT SLOT STEEL GALVANIZED CHROMIUM-PLATED | 82
15081 | 1919680000 | SUB-D | 132
15082 | 1950820000 | CONDUCTOR MARKERS MOUNTING AID - SLIMFIX | 460
15083 | 1957580000 | FIELDPOWER® BOX IP65 AC BOX | 530
15084 | 1957590000 | FIELDPOWER® BOX IP65 AC BOX | 530
15085 | 1963570000 | FIELDPOWER® BOX IP30 WITH LIGHT-GREY HOOD AC BOX | 1212
15086 | 1967090000 | W-SERIES SPACER SLEEVE | 623
15087 | 1967100000 | W-SERIES SPACER SLEEVE | 623
15088 | 1967110000 | W-SERIES SPACER SLEEVE | 623
15089 | 1967210000 | HDC INSERT MALE 830 V 20 A N OF POLES: 12 TENSION-CLAMP CONNECTION SIZE: 8 | 25
15090 | 1967220000 | HDC INSERT FEMALE 830 V 20 A N OF POLES: 5 TENSION-CLAMP CONNECTION SIZE: 4 | 25
15091 | 1967230000 | HDC INSERT MALE 830 V 20 A N OF POLES: 5 TENSION-CLAMP CONNECTION SIZE: 4 | 25
15092 | 1967240000 | HDC INSERT FEMALE 830 V 20 A N OF POLES: 8 TENSION-CLAMP CONNECTION SIZE: 6 | 25
15093 | 1967250000 | HDC INSERT MALE 830 V 20 A N OF POLES: 8 TENSION-CLAMP CONNECTION SIZE: 6 | 25
15094 | 1967260000 | HDC INSERT FEMALE 830 V 20 A N OF POLES: 12 TENSION-CLAMP CONNECTION SIZE: 8 | 25
15095 | 1968340000 | HDC ENCLOSURES SIZE: 8 PROTECTION DEGREE: IP65 (IN PLUGGED CONDITION) COUPLING HOUSING END-LOCKING CLAMP LOWER SIDE SDARD SIZE OF CABLE ENTRIES: M 25 | 6
15096 | 1968350000 | HDC ENCLOSURES SIZE: 4 PROTECTION DEGREE: IP65 (IN PLUGGED CONDITION) BASE HOUSING CENTRAL LOCKING AT THE TOP HIGH SIZE OF CABLE ENTRIES: PG 21 | 6
15097 | 1968360000 | HDC ENCLOSURES SIZE: 4 PROTECTION DEGREE: IP65 (IN PLUGGED CONDITION) CABLE ENTRY FROM SIDE PLUG HOUSING CENTRAL LOCKING AT THE TOP HIGH SIZE OF CABLE ENTRIES: PG 21 | 6
15098 | 1968370000 | HDC ENCLOSURES SIZE: 8 PROTECTION DEGREE: IP65 (IN PLUGGED CONDITION) BASE HOUSING CENTRAL LOCKING AT THE TOP HIGH SIZE OF CABLE ENTRIES: PG 29 | 6
15099 | 3835360000 | SAK SERIES MOUNTING RAIL SUPPORT ANTHRACITE 10 MM | 1213
15100 | 7907490000 | RAIL TS 35 TS 35 X 15 WITH SLOT STEEL GALVANIC ZINC PLATED AND PASSIVATED | 85
15101 | 8174800000 | INTERFACE PLUG-IN CONNECTOR ACC. TO DIN 41617 FEMALE | 187
15102 | 8174830000 | INTERFACE PLUG-IN CONNECTOR ACC. TO DIN 41612 FEMALE 32D | 187
15103 | 8174850000 | INTERFACE PLUG-IN CONNECTOR ACC. TO DIN 41612 FEMALE 32F | 187
15104 | 8174860000 | INTERFACE PLUG-IN CONNECTOR ACC. TO DIN 41612 FEMALE 32F | 187
15105 | 8216360000 | PRE-ASSEMBLED CABLE FBK FLAT CABLE PLANO HE10 40P | 628
15106 | 8216370000 | PRE-ASSEMBLED CABLE FBK FLAT CABLE PLANO HE10 40P | 628
15107 | 8216390000 | PRE-ASSEMBLED CABLE FBK FLAT CABLE PLANO HE10 40P | 628
15108 | 8235360000 | PRE-ASSEMBLED CABLE FBK FLAT CABLE CONECTOR HE10 10P | 448
15109 | 8235380000 | PRE-ASSEMBLED CABLE FBK FLAT CABLE CONECTOR HE10 10P | 448
15110 | 8235410000 | PRE-ASSEMBLED CABLE FBK FLAT CABLE CONECTOR HE10 10P | 448
15111 | 8235420000 | PRE-ASSEMBLED CABLE FBK FLAT CABLE CONECTOR HE10 10P | 448
15112 | 8235440000 | PRE-ASSEMBLED CABLE FBK FLAT CABLE CONECTOR HE10 10P | 448
15113 | 8395500000 | SUB-D | 132
15114 | 8444950000 | PASSIVE ISOLATOR INPUT : 0(4)-20 MA (LOOP POWE) OUTPUT : 0(4)-20 MA | 556
15115 | 8444960000 | PASSIVE ISOLATOR INPUT : 0(4)-20 MA (LOOP POWE) OUTPUT : 0(4)-20 MA | 556
15116 | 8460860000 | SUB-D | 132
15117 | 8463580000 | PASSIVE ISOLATOR INPUT : 0(4)-20 MA (LOOP POWE) OUTPUT : 0(4)-20 MA | 556
15118 | 8528650000 | CURRENT MONITORING INPUT CURRENT: 0...1 A AC/ 0...5 A AC/ 0...10 A AC OUTPUT : 4-20 MA (LOOP POWE) | 618
15119 | 8528660000 | CURRENT MONITORING INPUT CURRENT: 0...1 A AC/ 0...5 A AC/ 0...10 A AC OUTPUT : 4-20 MA (LOOP POWE) | 618
15120 | 8540300000 | SIGNAL CONVERTER/INSULATOR INPUT : 0-10 V OUTPUT : 4-20 MA | 180
15121 | 8540340000 | SIGNAL CONVERTER/INSULATOR INPUT : 0-10 V OUTPUT : 0-10 V | 180
15122 | 8543820000 | LIMIT VALUE MONITORING INPUT : 0-20 MA 0-10 V OUTPUT : 2 X RELAYS | 824
15123 | 8543880000 | LIMIT VALUE MONITORING INPUT : 0-20 MA 0-10 V OUTPUT : 2 X RELAYS | 824
15124 | 8581180000 | FREQUENCY SIGNAL ISOLATING TRANSFORMER INPUT : FREQUENCY OUTPUT : I / U | 785
15125 | 8581190000 | SIGNAL CONVERTER/INSULATOR INPUT : FREQUENCY OUTPUT : I / U | 785
15126 | 8581230000 | INPUT : 0?440 V AC OUTPUT : ANALOGUE V / MA | 1203
15127 | 8594810000 | MICRIES SIGNAL CONVERTER/INSULATOR | 730
15128 | 8594840000 | MICRIES SIGNAL CONVERTER/INSULATOR | 730
15129 | 8594850000 | RTD ISOLATING TRANSFORMER PT100 2-/3-WIRE CONNECTION TECHNOLOGY CONFIGURABLE | 1075
15130 | 8594860000 | THERMOCOUPLE THERMOCOUPLE CONFIGURABLE | 964
15131 | 8615240000 | TC ISOLATING TRANSFORMER THERMOCOUPLE CONFIGURABLE | 1048
15132 | 8615690000 | INTERFACE CONVERTER RS232 TTY | 1007
15133 | 8615700000 | INTERFACE CONVERTER RS232 RS485 RS422 | 1071
15134 | 8659840000 | BT-SERIES OPERATING TOOL | 1284
15135 | 8670760000 | Z-SERIES END PLATE PARTITION PLATE | 46
15136 | 8721150000 | MICRIES SUPPLY ISOLATOR | 764
15137 | 8721170000 | MICRIES SUPPLY ISOLATOR | 764
15138 | 8771420000 | JACKPAC RELAY MODULE N OF CONTACTS: 1 CO CONTACT AGSNO RATED CONTROL VOLTAGE: 24 V DC ±20 % CONTINUOUS CURRENT: 2 A M12 PLUG/SOCKET A-CODED | 3
15139 | 8771430000 | JACKPAC RELAY MODULE N OF CONTACTS: 1 CO CONTACT AGSNO RATED CONTROL VOLTAGE: 24 V DC ±20 % CONTINUOUS CURRENT: 2 A M12 PLUG/SOCKET A-CODED | 3
15140 | 8771440000 | JACKPAC PULSE STRETCHER N OF CONTACTS: 1 NO CONTACT RATED CONTROL VOLTAGE: 18...24...30 V DC CONTINUOUS CURRENT: 0.4 A M12 PLUG/SOCKET A-CODED | 3
15141 | 8794120000 | JACKPAC RELAY MODULE RATED CONTROL VOLTAGE: 18...24...30 V DC CONTINUOUS CURRENT: 2 A M12 PLUG/SOCKET A-CODED | 159
15142 | 8836630000 | JACKPAC PULSE STRETCHER N OF CONTACTS: 1 NO CONTACT RATED CONTROL VOLTAGE: 18...24...30 V DC CONTINUOUS CURRENT: 0.4 A M12 PLUG/SOCKET A-CODED | 3
15143 | 8852350000 | JACKPAC LEVEL CONVERTER RATED CONTROL VOLTAGE: 18...24...30 V DC RATED SWITCHING VOLTAGE: 18...30 V DC CONTINUOUS CURRENT: 0.4 A M12 PLUG/SOCKET A-CODED | 1032
15144 | 8857030000 | JACKPAC LEVEL CONVERTER RATED CONTROL VOLTAGE: 18...24...30 V DC RATED SWITCHING VOLTAGE: 18...30 V DC CONTINUOUS CURRENT: 0.4 A M12 PLUG/SOCKET A-CODED | 1032
15145 | 8952130000 | POWER SOLID-STATE RELAIS SOLID STATE CONTACTOR 3 NO CONTACT (TRIAC (ZERO-CROSS SWITCH)) RATED CONTROL VOLTAGE: 8...30 V DC / 10...30 V AC RATED SWITCHING VOLTAGE: 24...520 V AC CONTINUOUS CURRENT: 20 A @ 55 °C 12 A (AC 53) SCREW CONNECTION | 3
15146 | 8952140000 | POWER SOLID-STATE RELAIS SOLID STATE CONTACTOR 3 NO CONTACT (TRIAC (ZERO-CROSS SWITCH)) RATED CONTROL VOLTAGE: 90...240 V AC / DC RATED SWITCHING VOLTAGE: 24...520 V AC CONTINUOUS CURRENT: 20 A @ 55 °C 12 A (AC 53) SCREW CONNECTION | 3
15147 | 8975590000 | CURRENT MONITORING INPUT CURRENT: 0...1 A AC/ 0...5 A AC/ 0...10 A AC OUTPUT : 4-20 MA (LOOP POWE) | 618
15148 | 9003500000 | TOOLS STRIPPING AND CUTTING TOOL | 141
15149 | 9003600000 | ACCESSORIES SET OF CUTTERS | 174
15150 | 9003610000 | ACCESSORIES SET OF CUTTERS | 174
15151 | 9003620000 | ACCESSORIES SET OF CUTTERS | 174
15152 | 9003630000 | ACCESSORIES SET OF CUTTERS | 174
15153 | 9004810000 | TESTING TOOLS BATTERY | 663
15154 | 9006970000 | ACCESSORIES SET OF CUTTERS | 174
15155 | 9007040000 | TESTING TOOLS BATTERY | 663
15156 | 9013960000 | ACCESSORIES SPARE CUTTING BLADE | 338
15157 | 9013980000 | ACCESSORIES SPARE CUTTING BLADE | 338
15158 | 9013990000 | ACCESSORIES SPARE CUTTING BLADE | 338
15159 | 9014000000 | ACCESSORIES SPARE CUTTING BLADE | 338
15160 | 9014050000 | ACCESSORIES SPARE CUTTING BLADE | 338
15161 | 9025590000 | ACCESSORIES SCREWDRIVER INSERT | 337
15162 | 9201310000 | TESTING TOOLS BATTERY | 663
15163 | 9205600000 | ACCESSORIES SCREWDRIVER INSERT | 337
15164 | 9205610000 | ACCESSORIES SCREWDRIVER INSERT | 337
15165 | 9205620000 | ACCESSORIES SCREWDRIVER INSERT | 337
15166 | 9205630000 | ACCESSORIES SCREWDRIVER INSERT | 337
15167 | 9205640000 | ACCESSORIES SCREWDRIVER INSERT | 337
15168 | 9205650000 | ACCESSORIES SCREWDRIVER INSERT | 337
15169 | 9205670000 | ACCESSORIES SCREWDRIVER INSERT | 337
15170 | 9441600000 | INTERFACE RS SPACER 3-WIRE SCREW CONNECTION | 84
15171 | 9445720000 | INTERFACE RS 2-WIRE SCREW CONNECTION | 84
15172 | 9445910000 | INTERFACE RS LED 1-WIRE SCREW CONNECTION | 84
15173 | 9456500030 | SENSOR/ACTUATOR LINE CONNECTING LINE M12 / M12 N OF POLES : 5 0.3 M PIN ANGLED - BUSH STRAIGHT SHIELDED: NO LED: NO SHEATH MATERIAL: PUR HALOGEN: NO | 0
15174 | 9457240000 | SOCKETS PREFABRICATED TO CUSTOMER SPEC. M12 FEMALE SOCKET STRAIGHT | 35
15175 | 9457250000 | SOCKETS PREFABRICATED TO CUSTOMER SPEC. M12 FEMALE SOCKET STRAIGHT | 35
15176 | 9457260000 | SOCKETS PREFABRICATED TO CUSTOMER SPEC. M12 SOCKET ANGLED | 35
15177 | 9457540000 | PLUGS PREFABRICATED TO CUSTOMER SPEC. M12 PIN STRAIGHT | 57
15178 | 9457700000 | SOCKETS PREFABRICATED TO CUSTOMER SPEC. M12 SOCKET ANGLED | 35
15179 | 9457720000 | SENSOR/ACTUATOR PLUG-IN CONNECTOR M12 PIN STRAIGHT | 729
15180 | 9500950000 | TBF (POLYESTER EMPTY ENCLOSURE) MOUNTING PLATE MOUNTING PLATE HEIGHT: 505 MM WIDTH: 249 MM DEPTH: 2 MM MATERIAL: SHEET STEEL GALVANIZED | 4
15181 | 9500960000 | TBF (POLYESTER EMPTY ENCLOSURE) MOUNTING PLATE MOUNTING PLATE HEIGHT: 435 MM WIDTH: 249 MM DEPTH: 2 MM MATERIAL: SHEET STEEL GALVANIZED | 4
15182 | 9502740000 | TBF (POLYESTER EMPTY ENCLOSURE) MOUNTING PLATE MOUNTING PLATE HEIGHT: 319 MM WIDTH: 249 MM DEPTH: 2 MM MATERIAL: SHEET STEEL GALVANIZED | 4
15183 | 9502750000 | TBF (POLYESTER EMPTY ENCLOSURE) MOUNTING PLATE MOUNTING PLATE HEIGHT: 550 MM WIDTH: 249 MM DEPTH: 2 MM MATERIAL: SHEET STEEL GALVANIZED | 4
15184 | 9502800000 | TBF (POLYESTER EMPTY ENCLOSURE) EMPTY ENCLOSURE HEIGHT: 488 MM WIDTH: 302 MM DEPTH: 175 MM MATERIAL: GLASS FIBRE-REINFORCED POLYESTER LIGHT GREY | 1210
15185 | 9502810000 | TBF (POLYESTER EMPTY ENCLOSURE) EMPTY ENCLOSURE HEIGHT: 558 MM WIDTH: 302 MM DEPTH: 175 MM MATERIAL: GLASS FIBRE-REINFORCED POLYESTER LIGHT GREY | 1210
15186 | 9502820000 | TBF (POLYESTER EMPTY ENCLOSURE) EMPTY ENCLOSURE HEIGHT: 603 MM WIDTH: 372 MM DEPTH: 175 MM MATERIAL: GLASS FIBRE-REINFORCED POLYESTER LIGHT GREY | 1210
15187 | 9502830000 | TBF (POLYESTER EMPTY ENCLOSURE) EMPTY ENCLOSURE HEIGHT: 603 MM WIDTH: 605 MM DEPTH: 175 MM MATERIAL: GLASS FIBRE-REINFORCED POLYESTER LIGHT GREY | 1210
15188 | 9502840000 | TBF (POLYESTER EMPTY ENCLOSURE) EMPTY ENCLOSURE HEIGHT: 488 MM WIDTH: 302 MM DEPTH: 210 MM MATERIAL: GLASS FIBRE-REINFORCED POLYESTER LIGHT GREY TRANSPARENT | 4
15189 | 9502850000 | TBF (POLYESTER EMPTY ENCLOSURE) EMPTY ENCLOSURE HEIGHT: 558 MM WIDTH: 302 MM DEPTH: 210 MM MATERIAL: GLASS FIBRE-REINFORCED POLYESTER LIGHT GREY TRANSPARENT | 4
15190 | 9502860000 | TBF (POLYESTER EMPTY ENCLOSURE) EMPTY ENCLOSURE HEIGHT: 603 MM WIDTH: 372 MM DEPTH: 210 MM MATERIAL: GLASS FIBRE-REINFORCED POLYESTER LIGHT GREY TRANSPARENT | 1210
15191 | 9502870000 | TBF (POLYESTER EMPTY ENCLOSURE) EMPTY ENCLOSURE HEIGHT: 603 MM WIDTH: 605 MM DEPTH: 210 MM MATERIAL: GLASS FIBRE-REINFORCED POLYESTER LIGHT GREY TRANSPARENT | 4
15192 | 9502910000 | TBF (POLYESTER EMPTY ENCLOSURE) MOUNTING PLATE MOUNTING PLATE HEIGHT: 550 MM WIDTH: 319 MM DEPTH: 2 MM MATERIAL: SHEET STEEL GALVANIZED | 4
15193 | 9503340000 | SAK SERIES END PLATE 1.5 MM DIRECT MOUNTING | 74
15194 | 9510900000 | KLIPPON POK (POLYESTER EMPTY ENCLOSURE) MOUNTING FOOT FIXING LUGS MATERIAL: STAINLESS STEEL 1.4301 MISCELLANEOUS | 386
15195 | 9510910000 | KLIPPON POK (POLYESTER EMPTY ENCLOSURE) MOUNTING FOOT FIXING LUGS MATERIAL: STAINLESS STEEL 1.4301 MISCELLANEOUS | 386
15196 | 9527590000 | KLIPPON K (ALUMINIUM EMPTY ENCLOSURE) MOUNTING FOOT FIXING LUGS MATERIAL: STAINLESS STEEL 1.4301 | 386
15197 | 9529080000 | KLIPPON K (ALUMINIUM EMPTY ENCLOSURE) MOUNTING FOOT FIXING LUGS MATERIAL: STAINLESS STEEL 1.4301 | 386
15198 | 9532470000 | SAK SERIES END PLATE 1.5 MM DARK DIRECT MOUNTING | 74
15199 | 1051920000 | Z-SERIES PLUG-IN CONNECTOR DIRECT MOUNTING | 18
15200 | 1615580000 | PCB PLUG-IN CONNECTOR MALE HEADER FLANGE THT SOLDER CONNECTION 3.50 MM N OF POLES: 7 90° SOLDER PIN LENGTH (L): 4.5 MM TINNED BOX | 0
15201 | 1567660000 | RAIL TS 35 TS 35 X 7.5 WIDTH: 150 MM WITHOUT SLOT STEEL GALVANIC ZINC PLATED AND PASSIVATED | 85
15202 | 1315180000 | REMOTE I/O MODULE IP20 DIGITAL SIGNALS INPUT 8-CHANNEL 2-CONDUCTOR CONNECTION | 415
15203 | 1187170000 | A2L (KLIPPON UNARMO EX E/D CABLE GLAND) CABLE GLANDS 2 1/2" NPT 28.9 MM OD MIN. 43.5 - OD MAX. 50.1 MM NICKEL-PLATED | 17
15204 | 1205490000 | A2LC (KLIPPON UNARMO WITH CONDUIT CONNECTION THREAD EX E/D CABLE GLAND) CABLE GLANDS 2" NPT 19.2 MM OD MIN. 31.5 - OD MAX. 38.2 MM NICKEL-PLATED | 17
15205 | 1206360000 | A2LC (KLIPPON UNARMO WITH CONDUIT CONNECTION THREAD EX E/D CABLE GLAND) CABLE GLANDS 1 1/4" NPT 18 MM OD MIN. 25.5 - OD MAX. 32.2 MM NICKEL-PLATED | 17
15206 | 2771460000 | MODULAR HOUSING OMNIMATE HOUSING - SERIES CH20M PEBBLE GREY HOUSING BASE PART WIDTH: 6.1 MM | 26
15207 | 1185200000 | E1XZ (KLIPPON DOUBLE SEAL SWB/STA ARMO EX E/D CABLE GLAND) CABLE GLANDS 3/4" NPT 13.9 MM BRAIDED ARMOURING METAL FOIL ARMOURING 0.9 - 1.25 MM OD MIN. 12.5 - OD MAX. 16 MM ID MIN. 8.00 - ID MAX. 11.70 MM NICKEL-PLATED | 8
15208 | 1185690000 | SKMU SS (STAINLESS STEEL LOCKNUT) LOCKNUT STAINLESS STEEL 1.4404 | 381
15209 | 1185070000 | E1XZ (KLIPPON DOUBLE SEAL SWB/STA ARMO EX E/D CABLE GLAND) CABLE GLANDS M 63 X 1.5 19 MM BRAIDED ARMOURING METAL FOIL ARMOURING 2.5 - 2.5 MM OD MIN. 58 - OD MAX. 66 MM ID MIN. 49.50 - ID MAX. 56.00 MM NICKEL-PLATED | 8
15210 | 1206380000 | A2LC (KLIPPON UNARMO WITH CONDUIT CONNECTION THREAD EX E/D CABLE GLAND) CABLE GLANDS 1 1/2" NPT 18.4 MM OD MIN. 31.5 - OD MAX. 38.2 MM NICKEL-PLATED | 17
15211 | 1205390000 | A2LC (KLIPPON UNARMO WITH CONDUIT CONNECTION THREAD EX E/D CABLE GLAND) CABLE GLANDS 2" NPT 19.2 MM OD MIN. 43.5 - OD MAX. 50.1 MM NICKEL-PLATED | 17
15212 | 1184910000 | E1W (KLIPPON DOUBLE SEAL SWA ARMO EX E/D CABLE GLAND) CABLE GLANDS 1" NPT 17.3 MM SINGLE-WIRE ARMOURING 1.25 - 1.6 MM OD MIN. 20 - OD MAX. 27.5 MM ID MIN. 13.50 - ID MAX. 20.00 MM NICKEL-PLATED | 8
15213 | 1205190000 | A2LC (KLIPPON UNARMO WITH CONDUIT CONNECTION THREAD EX E/D CABLE GLAND) CABLE GLANDS M 16 X 1.5 16 MM OD MIN. 4.5 - OD MAX. 8.7 MM NICKEL-PLATED | 17
15214 | 1205250000 | A2LC (KLIPPON UNARMO WITH CONDUIT CONNECTION THREAD EX E/D CABLE GLAND) CABLE GLANDS M 50 X 1.5 16 MM OD MIN. 37.5 - OD MAX. 44.1 MM NICKEL-PLATED | 17
15215 | 1186990000 | A2L (KLIPPON UNARMO EX E/D CABLE GLAND) CABLE GLANDS 1/2" NPT 13.6 MM OD MIN. 4.5 - OD MAX. 8.7 MM NICKEL-PLATED | 17
15216 | 1184940000 | E1W (KLIPPON DOUBLE SEAL SWA ARMO EX E/D CABLE GLAND) CABLE GLANDS 2" NPT 19.2 MM SINGLE-WIRE ARMOURING 2 - 2.5 MM OD MIN. 38.5 - OD MAX. 46.5 MM ID MIN. 31.50 - ID MAX. 38.20 MM NICKEL-PLATED | 8
15217 | 1205110000 | A2LC (KLIPPON UNARMO WITH CONDUIT CONNECTION THREAD EX E/D CABLE GLAND) CABLE GLANDS M 20 X 1.5 16 MM OD MIN. 10 - OD MAX. 14 MM NICKEL-PLATED | 17
15218 | 1205180000 | A2LC (KLIPPON UNARMO WITH CONDUIT CONNECTION THREAD EX E/D CABLE GLAND) CABLE GLANDS M 63 X 1.5 19 MM OD MIN. 49.5 - OD MAX. 56 MM NICKEL-PLATED | 17
15219 | 1205080000 | A2LC (KLIPPON UNARMO WITH CONDUIT CONNECTION THREAD EX E/D CABLE GLAND) CABLE GLANDS M 16 X 1.5 16 MM OD MIN. 4.5 - OD MAX. 8.7 MM NICKEL-PLATED | 17
15220 | 1205320000 | A2LC (KLIPPON UNARMO WITH CONDUIT CONNECTION THREAD EX E/D CABLE GLAND) CABLE GLANDS M 50 X 1.5 16 MM OD MIN. 31.5 - OD MAX. 38.2 MM NICKEL-PLATED | 17
15221 | 1184840000 | E1W (KLIPPON DOUBLE SEAL SWA ARMO EX E/D CABLE GLAND) CABLE GLANDS 2" NPT 19.2 MM SINGLE-WIRE ARMOURING 2 - 2.5 MM OD MIN. 45.5 - OD MAX. 53 MM ID MIN. 37.50 - ID MAX. 44.10 MM NICKEL-PLATED | 8
15222 | 8000005228 | FIELDPOWER® CABLE PLASTIC HOUSING N OF WIRES: 4 ÖLFLEX CLASSIC 110 4G2.5 OR SIMILAR CROSS-SECTION: 2.5 MM² 2 M | 129
15223 | 8000005229 | FIELDPOWER® CABLE PLASTIC HOUSING N OF WIRES: 4 ÖLFLEX CLASSIC 110 4G2.5 OR SIMILAR CROSS-SECTION: 2.5 MM² 5 M | 129
15224 | 8000005294 | FIELDPOWER® CABLE METAL HOUSING N OF WIRES: 4 ÖLFLEX CLASSIC 110 4G2.5 OR SIMILAR CROSS-SECTION: 2.5 MM² 2 M | 129
15225 | 8000005295 | FIELDPOWER® CABLE METAL HOUSING N OF WIRES: 4 ÖLFLEX CLASSIC 110 4G2.5 OR SIMILAR CROSS-SECTION: 2.5 MM² 5 M | 129
15226 | 8000005296 | FIELDPOWER® CABLE METAL HOUSING N OF WIRES: 4 ÖLFLEX CLASSIC 110 4G2.5 OR SIMILAR CROSS-SECTION: 2.5 MM² 2 M 2 M | 129
15227 | 8000005297 | FIELDPOWER® CABLE METAL HOUSING N OF WIRES: 4 ÖLFLEX CLASSIC 110 4G2.5 OR SIMILAR CROSS-SECTION: 2.5 MM² 2 M 5 M | 129
15228 | 8000005300 | FIELDPOWER® CABLE METAL HOUSING N OF WIRES: 4 ÖLFLEX CLASSIC 110 4G2.5 OR SIMILAR CROSS-SECTION: 2.5 MM² 2 M 15 M | 129
15229 | 8000005243 | FIELDPOWER® CABLE METAL HOUSING N OF WIRES: 4 ÖLFLEX SERVO 709 CY 4G1.5 + 2X(2X0.75) CROSS-SECTION: 1.5 MM² 5 M | 129
15230 | 8000028399 | KLIPPON TB (TERMINAL BOX) TERMINAL BOX STAINLESS STEEL ENCLOSURE HEIGHT: 260 MM WIDTH: 260 MM DEPTH: 150 MM GLAND PLATES: BOTTOM MATERIAL: STAINLESS STEEL 1.4404 (316L) ELECTROPOLISHED | 4
15231 | 8000003591 | TERMINAL BOX ATEX LL 2GD T85°C EX E LL T6 KLIPPON K41 EX KL SET 12W4 S DRILL HOLES SIDE A: 3 X M20X1.5 DRILL HOLES SIDE B: 3 X M20X1.5 | 137
15232 | 8000004160 | HOUSING WITH THREADED HOLE 75 X 80 X 56.5 GLASS FIBRE-REINFORCED POLYESTER DRILL HOLES SIDE A: 2 X M16X1.5 DRILL HOLES SIDE B: 2 X M16X1.5 | 550
15233 | 8000004161 | HOUSING WITH THREADED HOLE 75 X 110 X 56.5 GLASS FIBRE-REINFORCED POLYESTER DRILL HOLES SIDE A: 2 X M20X1.5 DRILL HOLES SIDE B: 2 X M20X1.5 | 550
15234 | 8000004162 | HOUSING WITH THREADED HOLE 75 X 160 X 56.5 GLASS FIBRE-REINFORCED POLYESTER DRILL HOLES SIDE A: 4 X M20X1.5 DRILL HOLES SIDE B: 4 X M20X1.5 | 550
15235 | 8000004164 | HOUSING WITH THREADED HOLE 160 X 160 X 91 GLASS FIBRE-REINFORCED POLYESTER DRILL HOLES SIDE A: 4 X M20X1.5 DRILL HOLES SIDE B: 4 X M20X1.5 | 550
15236 | 8000004202 | TERMINAL BOX ATEX II 2G EX E IIC T6 KLIPPON K1 EX MOPL SET BK4 S DRILL HOLES SIDE A: 1 X M16X1.5 DRILL HOLES SIDE B: 2 X M16X1.5 | 137
15237 | 8000004203 | TERMINAL BOX ATEX II 2G EX E IIC T6 KLIPPON K1 EX MOPL SET BK4 S DRILL HOLES SIDE A: 1 X M20X1.5 DRILL HOLES SIDE B: 1 X M20X1.5 | 137
15238 | 8000004207 | TERMINAL BOX ATEX LL 2GD T85°C EX E LL T6 KLIPPON K11 EX KL SET 5A4 S DRILL HOLES SIDE A: 2 X M16X1.5 DRILL HOLES SIDE B: 2 X M16X1.5 | 137
15239 | 8000004208 | TERMINAL BOX ATEX LL 2GD T85°C EX E LL T6 KLIPPON K11 EX KL SET 5Z2.5 S DRILL HOLES SIDE A: 2 X M20X1.5 DRILL HOLES SIDE B: 2 X M20X1.5 | 137
15240 | 8000004209 | TERMINAL BOX ATEX LL 2GD T85°C EX E LL T6 KLIPPON K11 EX KL SET 5A4 S DRILL HOLES SIDE A: 2 X M20X1.5 DRILL HOLES SIDE B: 2 X M20X1.5 | 137
15241 | 8000004210 | TERMINAL BOX ATEX LL 2GD T85°C EX E LL T6 KLIPPON K2 EX MOPL SET BK6 S DRILL HOLES SIDE A: 2 X M20X1.5 DRILL HOLES SIDE B: 2 X M20X1.5 | 137
15242 | 8000004211 | TERMINAL BOX ATEX LL 2GD T85°C EX E LL T6 KLIPPON K21 EX KL SET 14Z2.5 S DRILL HOLES SIDE A: 3 X M16X1.5 DRILL HOLES SIDE B: 3 X M16X1.5 | 137
15243 | 8000004214 | TERMINAL BOX ATEX LL 2GD T85°C EX E LL T6 KLIPPON K31 EX KL SET 24Z2.5 S DRILL HOLES SIDE A: 4 X M20X1.5 DRILL HOLES SIDE B: 4 X M20X1.5 | 137
15244 | 8000004215 | TERMINAL BOX ATEX LL 2GD T85°C EX E LL T6 KLIPPON K31 EX KL SET 21A4 S DRILL HOLES SIDE A: 4 X M20X1.5 DRILL HOLES SIDE B: 4 X M20X1.5 | 137
15245 | 8000004217 | TERMINAL BOX ATEX LL 2GD T85°C EX E LL T6 KLIPPON K4 EX KL SET 4Z4 S DRILL HOLES SIDE A: 2 X M20X1.5 DRILL HOLES SIDE B: 2 X M20X1.5 | 137
15246 | 8000004220 | TERMINAL BOX ATEX LL 2GD T85°C EX E LL T6 KLIPPON K52 EX KL SET 32W4 S DRILL HOLES SIDE A: 4 X M20X1.5 DRILL HOLES SIDE B: 4 X M20X1.5 | 137
15247 | 8000004221 | TERMINAL BOX ATEX LL 2GD T85°C EX E LL T6 KLIPPON K52 EX KL SET 38Z2.5 S DRILL HOLES SIDE A: 4 X M20X1.5 DRILL HOLES SIDE B: 4 X M20X1.5 | 137
15248 | 8000004224 | TERMINAL BOX ATEX LL 2GD T85°C EX E LL T6 KLIPPON POK 081106 EX KL SET KLIPPON POK2 BK6 DRILL HOLES SIDE A: 2 X M20X1.5 DRILL HOLES SIDE B: 2 X M20X1.5 | 137
15249 | 8000004226 | TERMINAL BOX ATEX LL 2GD T85°C EX E LL T6 KLIPPON POK 081606 EX KL SET KLIPPON POK3BK12 DRILL HOLES SIDE A: 4 X M20X1.5 DRILL HOLES SIDE B: 4 X M20X1.5 | 137
15250 | 8000004228 | TERMINAL BOX ATEX LL 2GD T85°C EX E LL T6 KLIPPON POK 081606 EX KL SET 18A4 S DRILL HOLES SIDE A: 4 X M20X1.5 DRILL HOLES SIDE B: 4 X M20X1.5 | 137
15251 | 8000004229 | TERMINAL BOX ATEX LL 2GD T85°C EX E LL T6 KLIPPON POK 161609 EX KL SET 32W4 S DRILL HOLES SIDE A: 4 X M20X1.5 DRILL HOLES SIDE B: 4 X M20X1.5 | 137
15252 | 8000004230 | TERMINAL BOX ATEX LL 2GD T85°C EX E LL T6 KLIPPON POK 161609 EX KL SET 38Z2.5 S DRILL HOLES SIDE A: 4 X M20X1.5 DRILL HOLES SIDE B: 4 X M20X1.5 | 137
15253 | 8000011742 | FIELDPOWER® CABLE PLASTIC HOUSING N OF WIRES: 4 ÖLFLEX CLASSIC 110 4G2.5 OR SIMILAR CROSS-SECTION: 2.5 MM² 3 M | 129
15254 | 8000011744 | FIELDPOWER® CABLE PLASTIC HOUSING N OF WIRES: 4 ÖLFLEX CLASSIC 110 4G2.5 OR SIMILAR CROSS-SECTION: 2.5 MM² 10 M | 129
15255 | 8000011748 | FIELDPOWER® CABLE METAL HOUSING N OF WIRES: 4 ÖLFLEX CLASSIC 110 CY 4G2.5 OR SIMILAR CROSS-SECTION: 2.5 MM² 3 M | 129
15256 | 8000011749 | FIELDPOWER® CABLE METAL HOUSING N OF WIRES: 4 ÖLFLEX CLASSIC 110 CY 4G2.5 OR SIMILAR CROSS-SECTION: 2.5 MM² 5 M | 129
15257 | 8000011750 | FIELDPOWER® CABLE METAL HOUSING N OF WIRES: 4 ÖLFLEX CLASSIC 110 CY 4G2.5 OR SIMILAR CROSS-SECTION: 2.5 MM² 10 M | 129
15258 | 8000011751 | FIELDPOWER® CABLE METAL HOUSING N OF WIRES: 7 ÖLFLEX CLASSIC 110 CY 7G2.5 OR SIMILAR CROSS-SECTION: 2.5 MM² 3 M | 129
15259 | 8000011753 | FIELDPOWER® CABLE METAL HOUSING N OF WIRES: 7 ÖLFLEX CLASSIC 110 CY 7G2.5 OR SIMILAR CROSS-SECTION: 2.5 MM² 10 M | 129
15260 | 8000005298 | FIELDPOWER® CABLE METAL HOUSING N OF WIRES: 4 ÖLFLEX CLASSIC 110 4G2.5 OR SIMILAR CROSS-SECTION: 2.5 MM² 2 M 7.5 M | 129
15261 | 8000004138 | TERMINAL STRIP RAIL: TS 35 FIT TO HOUSING SIZE: K4 KLIPPON K4 | 248
15262 | 8000004142 | TERMINAL STRIP RAIL: TS 35 FIT TO HOUSING SIZE: K52 KLIPPON K52 KLIPPON POK 51 POK 51 | 840
15263 | 8000003903 | RAIL TS 35 TS 35 X 7.5 WIDTH: 172 MM WITHOUT SLOT STEEL GALVANIZED CHROMIUM-PLATED | 82
15264 | 8000003899 | RAIL TS 35 TS 35 X 7.5 WIDTH: 64 MM WITHOUT SLOT STEEL GALVANIC ZINC PLATED AND PASSIVATED | 85
15265 | 8000003890 | RAIL TS 15 WIDTH: 15 MM WITHOUT SLOT STEEL GALVANIC ZINC PLATED AND PASSIVATED | 85
15266 | 8000006720 | RAIL TS 35 TS 35 X 7.5 WIDTH: 91 MM WITHOUT SLOT STEEL GALVANIZED CHROMIUM-PLATED | 82
15267 | 8000003908 | RAIL TS 35 TS 35 X 7.5 WIDTH: 140 MM WITHOUT SLOT STEEL GALVANIC ZINC PLATED AND PASSIVATED | 85
15268 | 8000003897 | RAIL TS 35 TS 35 X 7.5 WIDTH: 114 MM WITHOUT SLOT STEEL GALVANIC ZINC PLATED AND PASSIVATED | 85
15269 | 8000003891 | RAIL TS 15 WIDTH: 147 MM WITHOUT SLOT STEEL GALVANIC ZINC PLATED AND PASSIVATED | 85
15270 | 8000003902 | RAIL TS 35 TS 35 X 7.5 WIDTH: 148 MM WITHOUT SLOT STEEL GALVANIC ZINC PLATED AND PASSIVATED | 85
15271 | 8000003898 | RAIL TS 35 TS 35 X 7.5 WIDTH: 164 MM WITHOUT SLOT STEEL GALVANIC ZINC PLATED AND PASSIVATED | 85
15272 | 8000006721 | RAIL TS 35 TS 35 X 7.5 WIDTH: 199 MM WITHOUT SLOT STEEL GALVANIZED CHROMIUM-PLATED | 82
15273 | 8000006708 | RAIL TS 35 TS 35 X 7.5 WIDTH: 174 MM WITHOUT SLOT STEEL GALVANIZED CHROMIUM-PLATED | 82
15274 | 8000003892 | RAIL TS 15 WIDTH: 177 MM WITHOUT SLOT STEEL GALVANIC ZINC PLATED AND PASSIVATED | 85
15275 | 8000006723 | RAIL TS 35 TS 35 X 7.5 WIDTH: 239 MM WITHOUT SLOT STEEL GALVANIZED CHROMIUM-PLATED | 82
15276 | 8000003912 | RAIL TS 35 TS 35 X 7.5 WIDTH: 239 MM WITHOUT SLOT STEEL GALVANIC ZINC PLATED AND PASSIVATED | 85
15277 | 8000006709 | RAIL TS 35 TS 35 X 7.5 WIDTH: 205 MM WITHOUT SLOT STEEL GALVANIC ZINC PLATED AND PASSIVATED | 85
15278 | 8000003907 | RAIL TS 35 TS 35 X 7.5 WIDTH: 203 MM WITHOUT SLOT STEEL GALVANIC ZINC PLATED AND PASSIVATED | 85
15279 | 8000006722 | RAIL TS 35 TS 35 X 7.5 WIDTH: 245 MM WITHOUT SLOT STEEL GALVANIZED CHROMIUM-PLATED | 82
15280 | 8000006710 | RAIL TS 35 TS 35 X 7.5 WIDTH: 251 MM WITHOUT SLOT STEEL GALVANIZED CHROMIUM-PLATED | 82
15281 | 8000006726 | RAIL TS 35 TS 35 X 7.5 WIDTH: 289 MM WITHOUT SLOT STEEL GALVANIZED CHROMIUM-PLATED | 82
15282 | 8000006711 | RAIL TS 35 TS 35 X 7.5 WIDTH: 295 MM WITHOUT SLOT STEEL GALVANIZED CHROMIUM-PLATED | 82
15283 | 8000006712 | RAIL TS 35 TS 35 X 7.5 WIDTH: 345 MM WITHOUT SLOT STEEL GALVANIZED CHROMIUM-PLATED | 82
15284 | 8000003910 | RAIL TS 35 TS 35 X 7.5 WIDTH: 342 MM WITHOUT SLOT STEEL GALVANIC ZINC PLATED AND PASSIVATED | 85
15285 | 8000006724 | RAIL TS 35 TS 35 X 7.5 WIDTH: 321 MM WITHOUT SLOT STEEL GALVANIZED CHROMIUM-PLATED | 82
15286 | 8000006727 | RAIL TS 35 TS 35 X 7.5 WIDTH: 375 MM WITHOUT SLOT STEEL GALVANIZED CHROMIUM-PLATED | 82
15287 | 8000006713 | RAIL TS 35 TS 35 X 7.5 WIDTH: 403 MM WITHOUT SLOT STEEL GALVANIC ZINC PLATED AND PASSIVATED | 85
15288 | 8000006729 | RAIL TS 35 TS 35 X 7.5 WIDTH: 535 MM WITHOUT SLOT STEEL GALVANIZED CHROMIUM-PLATED | 82
15289 | 8000006714 | RAIL TS 35 TS 35 X 7.5 WIDTH: 425 MM WITHOUT SLOT STEEL GALVANIZED CHROMIUM-PLATED | 82
15290 | 8000006728 | RAIL TS 35 TS 35 X 7.5 WIDTH: 447 MM WITHOUT SLOT STEEL GALVANIC ZINC PLATED AND PASSIVATED | 85
15291 | 8000006715 | RAIL TS 35 TS 35 X 7.5 WIDTH: 495 MM WITHOUT SLOT STEEL GALVANIZED CHROMIUM-PLATED | 82
15292 | 8000006717 | RAIL TS 35 TS 35 X 7.5 WIDTH: 693 MM WITHOUT SLOT STEEL GALVANIZED CHROMIUM-PLATED | 82
15293 | 8000006716 | RAIL TS 35 TS 35 X 7.5 WIDTH: 551 MM WITHOUT SLOT STEEL GALVANIZED CHROMIUM-PLATED | 82
15294 | 8000006730 | RAIL TS 35 TS 35 X 7.5 WIDTH: 666 MM WITHOUT SLOT STEEL GALVANIZED CHROMIUM-PLATED | 82
15295 | 8000003911 | RAIL TS 35 TS 35 X 7.5 WIDTH: 543 MM WITH SLOT STEEL GALVANIC ZINC PLATED AND PASSIVATED | 85
15296 | 8000003914 | RAIL TS 35 TS 35 X 7.5 WIDTH: 583 MM WITH SLOT STEEL GALVANIC ZINC PLATED AND PASSIVATED | 85
15297 | 8000006718 | RAIL TS 35 TS 35 X 7.5 WIDTH: 845 MM WITHOUT SLOT STEEL GALVANIZED CHROMIUM-PLATED | 82
15298 | 8000006719 | RAIL TS 35 TS 35 X 7.5 WIDTH: 912 MM WITHOUT SLOT STEEL GALVANIZED CHROMIUM-PLATED | 82
15299 | 8000004131 | TERMINAL STRIP RAIL: TS 15 FIT TO HOUSING SIZE: K 11 KLIPPON K11 | 248
15300 | 8000004135 | TERMINAL STRIP RAIL: MOUNTING PLATE FIT TO HOUSING SIZE: K3 KLIPPON K3 | 248
15301 | 8000004141 | TERMINAL STRIP RAIL: TS 35 FIT TO HOUSING SIZE: K5 KLIPPON K5 | 248
15302 | 8000004130 | TERMINAL STRIP RAIL: TS 15 FIT TO HOUSING SIZE: K 11 KLIPPON K11 | 248
15303 | 8000004133 | TERMINAL STRIP RAIL: TS 15 FIT TO HOUSING SIZE: K21 KLIPPON K21 | 248
15304 | 8000004134 | TERMINAL STRIP RAIL: TS 15 FIT TO HOUSING SIZE: KLIPPON K21 K21 | 248
15305 | 8000004143 | RAIL RAIL: TS 35 FIT TO HOUSING SIZE: K52 POK 51 KLIPPON K52 KLIPPON POK 51 | 840
15306 | 8000004144 | TERMINAL STRIP RAIL: TS 15 FIT TO HOUSING SIZE: POK 1 KLIPPON POK 1 | 248
15307 | 8000004146 | TERMINAL STRIP RAIL: TS 15 FIT TO HOUSING SIZE: POK 3 KLIPPON POK 3 | 248
15308 | 8000004365 | TERMINAL STRIP FIT TO HOUSING SIZE: KLIPPON POK 1 POK 1 | 248
15309 | 8000004366 | TERMINAL STRIP FIT TO HOUSING SIZE: KLIPPON POK 2 POK 2 | 248
15310 | 8000004136 | TERMINAL STRIP RAIL: TS 15 FIT TO HOUSING SIZE: K31 KLIPPON K31 | 248
15311 | 8000004139 | TERMINAL STRIP RAIL: TS 35 FIT TO HOUSING SIZE: K4 KLIPPON K4 | 248
15312 | 8000003889 | RAIL TS 15 WIDTH: 68 MM WITHOUT SLOT STEEL GALVANIC ZINC PLATED AND PASSIVATED | 85
15313 | 8000003905 | RAIL TS 35 TS 35 X 7.5 WIDTH: 324 MM WITHOUT SLOT STEEL GALVANIZED CHROMIUM-PLATED | 82
15314 | 8000006725 | RAIL TS 35 TS 35 X 7.5 WIDTH: 419 MM WITHOUT SLOT STEEL GALVANIZED CHROMIUM-PLATED | 82
15315 | 8000003439 | RAIL TS 35 TS 35 X 7.5 WIDTH: 105 MM WITHOUT SLOT STEEL GALVANIC ZINC PLATED AND PASSIVATED | 85
15316 | 8000003913 | RAIL TS 35 TS 35 X 7.5 WIDTH: 384 MM WITHOUT SLOT STEEL GALVANIC ZINC PLATED AND PASSIVATED | 85
15317 | 8000004129 | TERMINAL STRIP RAIL: MOUNTING PLATE FIT TO HOUSING SIZE: K 1 KLIPPON K1 | 248
15318 | 8000004132 | TERMINAL STRIP RAIL: MOUNTING PLATE FIT TO HOUSING SIZE: K2 KLIPPON K2 | 248
15319 | 8000015137 | MOUNTING TOOL | 204
15320 | 8000003589 | TERMINAL BOX ATEX LL 2GD T85°C EX E LL T6 KLIPPON K41 EX KL SET 12W4 S DRILL HOLES SIDE A: 2 X M25X1.5 DRILL HOLES SIDE B: 2 X M25X1.5 | 137
15321 | 8000004204 | TERMINAL BOX ATEX LL 2GD T85°C EX E LL T6 KLIPPON K11 EX KL SET 5Z2.5 S DRILL HOLES SIDE A: 2 X M16X1.5 DRILL HOLES SIDE B: 2 X M16X1.5 | 137
15322 | 8000004212 | TERMINAL BOX ATEX LL 2GD T85°C EX E LL T6 KLIPPON K21 EX KL SET 13A4 S DRILL HOLES SIDE A: 3 X M16X1.5 DRILL HOLES SIDE B: 3 X M16X1.5 | 137
15323 | 8000004218 | TERMINAL BOX ATEX LL 2GD T85°C EX E LL T6 KLIPPON K5 EX KL SET 18W4 S DRILL HOLES SIDE A: 4 X M20X1.5 DRILL HOLES SIDE B: 4 X M20X1.5 | 137
15324 | 8000004219 | TERMINAL BOX ATEX LL 2GD T85°C EX E LL T6 KLIPPON K5 EX KL SET 15Z4 S DRILL HOLES SIDE A: 4 X M20X1.5 DRILL HOLES SIDE B: 4 X M20X1.5 | 137
15325 | 8000004222 | TERMINAL BOX ATEX LL 2GD T85°C EX E LL T6 KLIPPON POK 080806 EX KL SET 6A4 S DRILL HOLES SIDE A: 2 X M16X1.5 DRILL HOLES SIDE B: 2 X M16X1.5 | 137
15326 | 8000004223 | TERMINAL BOX ATEX LL 2GD T85°C EX E LL T6 KLIPPON POK 080806 EX KL SET 6A4 S DRILL HOLES SIDE A: 2 X M16X1.5 DRILL HOLES SIDE B: 2 X M16X1.5 | 137
15327 | 8000004225 | TERMINAL BOX ATEX LL 2GD T85°C EX E LL T6 KLIPPON POK 081106 EX KL SET 10A4 S DRILL HOLES SIDE A: 2 X M20X1.5 DRILL HOLES SIDE B: 2 X M20X1.5 | 137
15328 | 8000005211 | FIELDPOWER® ENCLOSURES IP65 WITH CORRESPONDING HOUSING POLYCARBONATE GF 10 | 350
15329 | 8000005242 | FIELDPOWER® CABLE METAL HOUSING N OF WIRES: 4 ÖLFLEX SERVO 709 CY 4G1.5 + 2X(2X0.75) CROSS-SECTION: 1.5 MM² 2 M | 129
15330 | 8000011743 | FIELDPOWER® CABLE PLASTIC HOUSING N OF WIRES: 4 ÖLFLEX CLASSIC 110 4G2.5 OR SIMILAR CROSS-SECTION: 2.5 MM² 5 M | 129
15331 | 8003881001 | INTERFACE RSSD D-SUB CONNECTORS ACC. TO IEC 60807 / DIN 41652 37-POLE PLUG SCREW CONNECTION | 100
15332 | 8003891001 | INTERFACE RSSD D-SUB CONNECTORS ACC. TO IEC 60807 / DIN 41652 37-POLE FEMALE SCREW CONNECTION | 100
15333 | 8003901001 | INTERFACE RSSD D-SUB CONNECTORS ACC. TO IEC 60807 / DIN 41652 9-POLE PLUG SCREW CONNECTION | 100
15334 | 8003911001 | INTERFACE RSSD D-SUB CONNECTORS ACC. TO IEC 60807 / DIN 41652 9-POLE FEMALE SCREW CONNECTION | 100
15335 | 8005161001 | INTERFACE RSSD D-SUB CONNECTORS ACC. TO IEC 60807 / DIN 41652 50-POLE PLUG SCREW CONNECTION | 100
15336 | 8005171001 | INTERFACE RSSD D-SUB CONNECTORS ACC. TO IEC 60807 / DIN 41652 50-POLE FEMALE SCREW CONNECTION | 100
15337 | 8005181001 | INTERFACE RSSD D-SUB CONNECTORS ACC. TO IEC 60807 / DIN 41652 25-POLE PLUG SCREW CONNECTION | 100
15338 | 8005191001 | INTERFACE RSSD D-SUB CONNECTORS ACC. TO IEC 60807 / DIN 41652 25-POLE FEMALE SCREW CONNECTION | 100
15339 | 8005201001 | INTERFACE RSSD D-SUB CONNECTORS ACC. TO IEC 60807 / DIN 41652 15-POLE PLUG SCREW CONNECTION | 100
15340 | 8005211001 | INTERFACE RSSD D-SUB CONNECTORS ACC. TO IEC 60807 / DIN 41652 15-POLE FEMALE SCREW CONNECTION | 100
15341 | 8012850000 | INTERFACE RSF PLUG-IN CONNECTOR IN ACC. WITH IEC60603-13 / DIN41651 10-POLE SCREW CONNECTION | 89
15342 | 8012860000 | INTERFACE RSF PLUG-IN CONNECTOR IN ACC. WITH IEC60603-13 / DIN41651 14-POLE SCREW CONNECTION | 89
15343 | 8012870000 | INTERFACE RSF PLUG-IN CONNECTOR IN ACC. WITH IEC60603-13 / DIN41651 16-POLE SCREW CONNECTION | 89
15344 | 8012910000 | INTERFACE RSF PLUG-IN CONNECTOR IN ACC. WITH IEC60603-13 / DIN41651 20-POLE SCREW CONNECTION | 89
15345 | 8012920000 | INTERFACE RSF PLUG-IN CONNECTOR IN ACC. WITH IEC60603-13 / DIN41651 26-POLE SCREW CONNECTION | 89
15346 | 8012930000 | INTERFACE RSF PLUG-IN CONNECTOR IN ACC. WITH IEC60603-13 / DIN41651 34-POLE SCREW CONNECTION | 89
15347 | 8012940000 | INTERFACE RSF PLUG-IN CONNECTOR IN ACC. WITH IEC60603-13 / DIN41651 40-POLE SCREW CONNECTION | 89
15348 | 8012950000 | INTERFACE RSF PLUG-IN CONNECTOR IN ACC. WITH IEC60603-13 / DIN41651 50-POLE SCREW CONNECTION | 89
15349 | 8012960000 | INTERFACE RSF PLUG-IN CONNECTOR IN ACC. WITH IEC60603-13 / DIN41651 60-POLE SCREW CONNECTION | 89
15350 | 8012970000 | INTERFACE RSF PLUG-IN CONNECTOR IN ACC. WITH IEC60603-13 / DIN41651 64-POLE SCREW CONNECTION | 89
15351 | 8013120000 | INTERFACE PLUG-IN CONNECTOR ACC. TO DIN 41612 FEMALE 64C | 187
15352 | 8019880000 | INTERFACE RSSD D-SUB CONNECTORS ACC. TO IEC 60807 / DIN 41652 9-POLE FEMALE SCREW CONNECTION | 100
15353 | 8019890000 | INTERFACE RSSD D-SUB CONNECTORS ACC. TO IEC 60807 / DIN 41652 15-POLE FEMALE SCREW CONNECTION | 100
15354 | 8019900000 | INTERFACE RSSD D-SUB CONNECTORS ACC. TO IEC 60807 / DIN 41652 25-POLE FEMALE SCREW CONNECTION | 100
15355 | 8019910000 | INTERFACE RSSD D-SUB CONNECTORS ACC. TO IEC 60807 / DIN 41652 37-POLE FEMALE SCREW CONNECTION | 100
15356 | 8019920000 | INTERFACE RSSD D-SUB CONNECTORS ACC. TO IEC 60807 / DIN 41652 50-POLE FEMALE SCREW CONNECTION | 100
15357 | 8019930000 | INTERFACE RSSD D-SUB CONNECTORS ACC. TO IEC 60807 / DIN 41652 9-POLE PLUG SCREW CONNECTION | 100
15358 | 8019940000 | INTERFACE RSSD D-SUB CONNECTORS ACC. TO IEC 60807 / DIN 41652 15-POLE PLUG SCREW CONNECTION | 100
15359 | 8019950000 | INTERFACE RSSD D-SUB CONNECTORS ACC. TO IEC 60807 / DIN 41652 25-POLE PLUG SCREW CONNECTION | 100
15360 | 8019960000 | INTERFACE RSSD D-SUB CONNECTORS ACC. TO IEC 60807 / DIN 41652 37-POLE PLUG SCREW CONNECTION | 100
15361 | 8019970000 | INTERFACE RSSD D-SUB CONNECTORS ACC. TO IEC 60807 / DIN 41652 50-POLE PLUG SCREW CONNECTION | 100
15362 | 8022901001 | INTERFACE RSD FREE DIODE SCREW CONNECTION | 584
15363 | 8022911001 | INTERFACE RSD FREE DIODE SCREW CONNECTION | 584
15364 | 8022921001 | INTERFACE RSD PLC DIGITAL I/O MODULE SCREW CONNECTION | 933
15365 | 8050981001 | INTERFACE PLUG-IN CONNECTOR ACC. TO DIN 41612 FEMALE 32D | 187
15366 | 8051300000 | INTERFACE PLUG-IN CONNECTOR ACC. TO DIN 41612 FEMALE 15H | 187
15367 | 8155550000 | INTERFACE RSF PLUG-IN CONNECTOR IN ACC. WITH IEC60603-13 / DIN41651 64-POLE SCREW CONNECTION | 89
15368 | 8155570000 | INTERFACE RSF PLUG-IN CONNECTOR IN ACC. WITH IEC60603-13 / DIN41651 50-POLE SCREW CONNECTION | 89
15369 | 8155580000 | INTERFACE RSF PLUG-IN CONNECTOR IN ACC. WITH IEC60603-13 / DIN41651 40-POLE SCREW CONNECTION | 89
15370 | 8155590000 | INTERFACE RSF PLUG-IN CONNECTOR IN ACC. WITH IEC60603-13 / DIN41651 34-POLE SCREW CONNECTION | 89
15371 | 8155600000 | INTERFACE RSF PLUG-IN CONNECTOR IN ACC. WITH IEC60603-13 / DIN41651 20-POLE SCREW CONNECTION | 89
15372 | 8155610000 | INTERFACE RSF PLUG-IN CONNECTOR IN ACC. WITH IEC60603-13 / DIN41651 10-POLE SCREW CONNECTION | 89
15373 | 8155620000 | INTERFACE RSSD D-SUB CONNECTORS ACC. TO IEC 60807 / DIN 41652 25-POLE FEMALE SCREW CONNECTION | 100
15374 | 8155630000 | INTERFACE RSSD D-SUB CONNECTORS ACC. TO IEC 60807 / DIN 41652 37-POLE FEMALE SCREW CONNECTION | 100
15375 | 8155640000 | INTERFACE RSSD PLC DIGITAL I/O MODULE D-SUB CONNECTORS ACC. TO IEC 60807 / DIN 41652 50-POLE PLUG SCREW CONNECTION | 100
15376 | 8155650000 | INTERFACE RSSD D-SUB CONNECTORS ACC. TO IEC 60807 / DIN 41652 25-POLE PLUG SCREW CONNECTION | 100
15377 | 8155660000 | INTERFACE RSSD D-SUB CONNECTORS ACC. TO IEC 60807 / DIN 41652 37-POLE PLUG SCREW CONNECTION | 100
15378 | 8155670000 | INTERFACE RSSD D-SUB CONNECTORS ACC. TO IEC 60807 / DIN 41652 50-POLE FEMALE SCREW CONNECTION | 100
15379 | 8209730000 | INTERFACE RSSD D-SUB CONNECTORS ACC. TO IEC 60807 / DIN 41652 15-POLE FEMALE SCREW CONNECTION | 100
15380 | 8213470000 | INTERFACE RSF PLUG-IN CONNECTOR IN ACC. WITH IEC60603-13 / DIN41651 26-POLE SCREW CONNECTION | 89
15381 | 8216480000 | INTERFACE RSSD D-SUB CONNECTORS ACC. TO IEC 60807 / DIN 41652 9-POLE FEMALE SCREW CONNECTION | 100
15382 | 8224181001 | RCL314024 SCREW CONNECTION | 668
15383 | 8224191001 | RCL314024 SCREW CONNECTION | 668
15384 | 8224260000 | INTERFACE RSF 1-WIRE SCREW CONNECTION | 84
15385 | 8233350000 | INTERFACE RSSD D-SUB CONNECTORS ACC. TO IEC 60807 / DIN 41652 15-POLE PLUG SCREW CONNECTION | 100
15386 | 8234620000 | INTERFACE RS VERT 2 P SCREW CONNECTION | 488
15387 | 8252010000 | INTERFACE RS VERT 2 P SCREW CONNECTION | 488
15388 | 8258980000 | INTERFACE RSF PLUG-IN CONNECTOR IN ACC. WITH IEC60603-13 / DIN41651 14-POLE SCREW CONNECTION | 89
15389 | 8259000000 | INTERFACE RSF PLUG-IN CONNECTOR IN ACC. WITH IEC60603-13 / DIN41651 60-POLE SCREW CONNECTION | 89
15390 | 8259010000 | INTERFACE RSSD D-SUB CONNECTORS ACC. TO IEC 60807 / DIN 41652 9-POLE PLUG SCREW CONNECTION | 100
15391 | 8265540000 | INTERFACE RSF PLUG-IN CONNECTOR IN ACC. WITH IEC60603-13 / DIN41651 16-POLE SCREW CONNECTION | 89
15392 | 8428870000 | INTERFACE RSF 1-WIRE TENSION-CLAMP CONNECTION | 110
15393 | 8428880000 | INTERFACE RSF 1-WIRE TENSION-CLAMP CONNECTION | 110
15394 | 8428890000 | INTERFACE RSF 3-WIRE TENSION-CLAMP CONNECTION | 110
15395 | 8428900000 | INTERFACE RSF 3-WIRE TENSION-CLAMP CONNECTION | 110
15396 | 8430980000 | INTERFACE RSF 2-WIRE TENSION-CLAMP CONNECTION | 110
15397 | 8430990000 | FUJITSU NYP-24WK TENSION-CLAMP CONNECTION | 711
15398 | 8431000000 | FUJITSU NYP-24WK TENSION-CLAMP CONNECTION | 711
15399 | 8537110000 | INTERFACE RSF PLUG-IN CONNECTOR IN ACC. WITH IEC60603-13 / DIN41651 20-POLE TENSION-CLAMP CONNECTION | 89
15400 | 8537130000 | INTERFACE RSF PLUG-IN CONNECTOR IN ACC. WITH IEC60603-13 / DIN41651 34-POLE TENSION-CLAMP CONNECTION | 89
15401 | 8537140000 | INTERFACE RSF PLUG-IN CONNECTOR IN ACC. WITH IEC60603-13 / DIN41651 40-POLE TENSION-CLAMP CONNECTION | 89
15402 | 8537150000 | INTERFACE RSF PLUG-IN CONNECTOR IN ACC. WITH IEC60603-13 / DIN41651 50-POLE TENSION-CLAMP CONNECTION | 89
15403 | 8537180000 | INTERFACE RSF PLUG-IN CONNECTOR IN ACC. WITH IEC60603-13 / DIN41651 26-POLE TENSION-CLAMP CONNECTION | 89
15404 | 8537190000 | INTERFACE RSF PLUG-IN CONNECTOR IN ACC. WITH IEC60603-13 / DIN41651 10-POLE TENSION-CLAMP CONNECTION | 89
15405 | 8537200000 | INTERFACE RSF PLUG-IN CONNECTOR IN ACC. WITH IEC60603-13 / DIN41651 14-POLE TENSION-CLAMP CONNECTION | 89
15406 | 8537240000 | INTERFACE RSSD D-SUB CONNECTORS ACC. TO IEC 60807 / DIN 41652 37-POLE PLUG TENSION-CLAMP CONNECTION | 100
15407 | 8537250000 | INTERFACE RSSD D-SUB CONNECTORS ACC. TO IEC 60807 / DIN 41652 37-POLE FEMALE TENSION-CLAMP CONNECTION | 100
15408 | 8537260000 | INTERFACE RSSD D-SUB CONNECTORS ACC. TO IEC 60807 / DIN 41652 9-POLE PLUG TENSION-CLAMP CONNECTION | 100
15409 | 8537320000 | INTERFACE RSSD D-SUB CONNECTORS ACC. TO IEC 60807 / DIN 41652 9-POLE FEMALE TENSION-CLAMP CONNECTION | 100
15410 | 8537350000 | INTERFACE RSSD D-SUB CONNECTORS ACC. TO IEC 60807 / DIN 41652 50-POLE PLUG TENSION-CLAMP CONNECTION | 100
15411 | 8537360000 | INTERFACE RSSD D-SUB CONNECTORS ACC. TO IEC 60807 / DIN 41652 50-POLE FEMALE TENSION-CLAMP CONNECTION | 100
15412 | 8537370000 | INTERFACE RSSD D-SUB CONNECTORS ACC. TO IEC 60807 / DIN 41652 25-POLE PLUG TENSION-CLAMP CONNECTION | 100
15413 | 8537380000 | INTERFACE RSSD D-SUB CONNECTORS ACC. TO IEC 60807 / DIN 41652 25-POLE FEMALE TENSION-CLAMP CONNECTION | 100
15414 | 8537390000 | INTERFACE RSSD D-SUB CONNECTORS ACC. TO IEC 60807 / DIN 41652 15-POLE PLUG TENSION-CLAMP CONNECTION | 100
15415 | 8537400000 | INTERFACE RSSD D-SUB CONNECTORS ACC. TO IEC 60807 / DIN 41652 15-POLE FEMALE TENSION-CLAMP CONNECTION | 100
15416 | 8555440000 | INTERFACE RS RJ45 2 X RJ45 CONNECTOR | 955
15417 | 8556460000 | SDARD DISTRIBUTOR FOR EX APPLICATIONS EEX(IA) IP66 | 281
15418 | 8564060000 | SDARD DISTRIBUTOR 1-WAY DISTRIBUTOR IP66 | 229
15419 | 8564070000 | SDARD DISTRIBUTOR 2-WAY DISTRIBUTOR IP66 | 229
15420 | 8564080000 | SDARD DISTRIBUTOR 4-WAY DISTRIBUTOR IP66 | 229
15421 | 8564090000 | SDARD DISTRIBUTOR 1-WAY DISTRIBUTOR IP66 | 229
15422 | 8564100000 | SDARD DISTRIBUTOR 2-WAY DISTRIBUTOR IP66 | 229
15423 | 8564110000 | SDARD DISTRIBUTOR 4-WAY DISTRIBUTOR IP66 | 229
15424 | 8564150000 | SDARD DISTRIBUTOR FOR EX APPLICATIONS EEX(IA) 1-WAY DISTRIBUTOR EEX IP66 | 281
15425 | 8564160000 | SDARD DISTRIBUTOR FOR EX APPLICATIONS EEX(IA) 2-WAY DISTRIBUTOR EEX IP66 | 281
15426 | 8564170000 | SDARD DISTRIBUTOR FOR EX APPLICATIONS EEX(IA) 4-WAY DISTRIBUTOR EEX IP66 | 281
15427 | 8564180000 | SDARD DISTRIBUTOR FOR EX APPLICATIONS EEX(IA) 1-WAY DISTRIBUTOR EEX IP66 | 281
15428 | 8564190000 | SDARD DISTRIBUTOR FOR EX APPLICATIONS EEX(IA) 2-WAY DISTRIBUTOR EEX IP66 | 281
15429 | 8564200000 | SDARD DISTRIBUTOR FOR EX APPLICATIONS EEX(IA) 4-WAY DISTRIBUTOR EEX IP66 | 281
15430 | 8564240000 | SDARD DISTRIBUTOR FOR EX APPLICATIONS EEX(IA) 8-WAY DISTRIBUTOR EEX IP66 | 281
15431 | 8564250000 | SDARD DISTRIBUTOR FOR EX APPLICATIONS EEX(IA) 8-WAY DISTRIBUTOR EEX IP66 | 281
15432 | 8564290000 | SDARD DISTRIBUTOR WITH BUS TERMINATION (ACTIVE) TERMINATOR IP66 | 546
15433 | 8564300000 | SDARD DISTRIBUTOR 8-WAY DISTRIBUTOR IP66 | 229
15434 | 8564310000 | SDARD DISTRIBUTOR 8-WAY DISTRIBUTOR IP66 | 229
15435 | 8564320000 | SDARD DISTRIBUTOR WITH BUS TERMINATION (ACTIVE) TERMINATOR IP66 | 546
15436 | 8564330000 | SDARD DISTRIBUTOR IP66 | 830
15437 | 8564340000 | SDARD DISTRIBUTOR IP66 | 830
15438 | 8564350000 | SDARD DISTRIBUTOR WITHOUT BUS TERMINATION 1-WAY DISTRIBUTOR IP66 | 649
15439 | 8606180000 | SDARD DISTRIBUTOR FOR EX APPLICATIONS EEX(IA) IP66 | 281
15440 | 8606190000 | BUS TERMINATOR WITHOUT EARTH TERMINAL WITHOUT CLIP-ON FOOT TERMINATOR IP66 | 1226
15441 | 8606200000 | SDARD DISTRIBUTOR FOR EX APPLICATIONS EEX(IA) IP66 | 281
15442 | 8613670000 | SDARD DISTRIBUTOR 1-WAY DISTRIBUTOR IP66 | 229
15443 | 8613680000 | SDARD DISTRIBUTOR 4-WAY DISTRIBUTOR IP66 | 229
15444 | 8614770000 | WAVESERIES SURGE PROTECTION SURGE PROTECTION ATTENUATION AT 100 MHZ: 40 DB | 634
15445 | 8614780000 | WAVESERIES SURGE PROTECTION SURGE PROTECTION ATTENUATION AT 100 MHZ: 30 DB | 634
15446 | 8614800000 | WAVESERIES SURGE PROTECTION SURGE PROTECTION ATTENUATION AT 100 MHZ: 40 DB | 634
15447 | 8630770000 | RIDERSERIES RELAY N OF CONTACTS: 1 CO CONTACT AGNI 90/10 RATED CONTROL VOLTAGE: 110 V DC CONTINUOUS CURRENT: 16 A PLUG-IN CONNECTION TEST BUTTON AVAILABLE: NO | 3
15448 | 8630780000 | RIDERSERIES RELAY N OF CONTACTS: 1 CO CONTACT AGNI 90/10 RATED CONTROL VOLTAGE: 24 V DC CONTINUOUS CURRENT: 16 A PLUG-IN CONNECTION TEST BUTTON AVAILABLE: NO | 3
15449 | 8694400000 | RIDERSERIES RCM RETAINING CLIP | 239
15450 | 8703430000 | SDARD DISTRIBUTOR 1-WAY DISTRIBUTOR IP66 | 229
15451 | 8703450000 | SDARD DISTRIBUTOR 4-WAY DISTRIBUTOR IP66 | 229
15452 | 8703470000 | SDARD DISTRIBUTOR 8-WAY DISTRIBUTOR IP66 | 229
15453 | 8714160000 | SDARD DISTRIBUTOR WITH CURRENT LIMITING 1-CHANNEL DISTRIBUTOR LIMITER IP66 | 278
15454 | 8714170000 | SDARD DISTRIBUTOR WITH CURRENT LIMITING 2-CHANNEL DISTRIBUTOR LIMITER IP66 | 278
15455 | 8714180000 | SDARD DISTRIBUTOR WITH CURRENT LIMITING 4-CHANNEL DISTRIBUTOR LIMITER IP66 | 278
15456 | 8714190000 | SDARD DISTRIBUTOR WITH CURRENT LIMITING 8-CHANNEL DISTRIBUTOR LIMITER IP66 | 278
15457 | 8714200000 | SDARD DISTRIBUTOR WITH CURRENT LIMITING 1-CHANNEL DISTRIBUTOR LIMITER IP66 | 278
15458 | 8714210000 | SDARD DISTRIBUTOR WITH CURRENT LIMITING 2-CHANNEL DISTRIBUTOR LIMITER IP66 | 278
15459 | 8714220000 | SDARD DISTRIBUTOR WITH CURRENT LIMITING 4-CHANNEL DISTRIBUTOR LIMITER IP66 | 278
15460 | 8714230000 | SDARD DISTRIBUTOR WITH CURRENT LIMITING 8-CHANNEL DISTRIBUTOR LIMITER IP66 | 278
15461 | 8714240000 | SDARD DISTRIBUTOR WITH BUS TERMINATION (ACTIVE) TERMINATOR IP66 | 546
15462 | 8714250000 | SDARD DISTRIBUTOR WITH BUS TERMINATION (ACTIVE) TERMINATOR IP66 | 546
15463 | 8714260000 | SDARD DISTRIBUTOR WITHOUT BUS TERMINATION 1-WAY DISTRIBUTOR IP66 | 649
15464 | 8714270000 | SDARD DISTRIBUTOR WITHOUT BUS TERMINATION 1-WAY DISTRIBUTOR IP66 | 649
15465 | 8715260000 | SDARD DISTRIBUTOR WITH CURRENT LIMITING 4-CHANNEL DISTRIBUTOR LIMITER IP66 | 278
15466 | 8726020000 | SDARD DISTRIBUTOR 1-WAY DISTRIBUTOR IP66 | 229
15467 | 8726110000 | SDARD DISTRIBUTOR WITH CURRENT LIMITING 1-CHANNEL DISTRIBUTOR LIMITER IP66 | 278
15468 | 8726160000 | SDARD DISTRIBUTOR WITH CURRENT LIMITING 8-CHANNEL DISTRIBUTOR LIMITER IP66 | 278
15469 | 8788580000 | SUB-D PROFIBUS-DP IP20 | 817
15470 | 8800040000 | SUB-D PROFIBUS-DP IP20 | 817
15471 | 8800220000 | ADAPTER MICRO-INTERFACE IEC 60603/DIN41612 PLUG-IN CONNECTORS SCREW CONNECTION | 687
15472 | 8800230000 | ADAPTER MICRO-INTERFACE IEC 60603/DIN41612 PLUG-IN CONNECTORS SCREW CONNECTION | 687
15473 | 8937830000 | MICROOPTO SOLID-STATE RELAY 1 NO CONTACT (POWER MOS-FET) RATED CONTROL VOLTAGE: 24 V DC ±20 % RATED SWITCHING VOLTAGE: 12...300 V DC CONTINUOUS CURRENT: 1 A SCREW CONNECTION | 3
15474 | 8937920000 | MICROOPTO SOLID-STATE RELAY 1 NO CONTACT (BIPOLAR TRANSISTOR) RATED CONTROL VOLTAGE: 5 V TTL RATED SWITCHING VOLTAGE: 24 VDC ±20% CONTINUOUS CURRENT: 100 MA SCREW CONNECTION | 3
15475 | 8937930000 | MICROOPTO SOLID-STATE RELAY 1 NO CONTACT (TTL) RATED CONTROL VOLTAGE: 12 V DC...28 V DC RATED SWITCHING VOLTAGE: 5 V TTL CONTINUOUS CURRENT: 50 MA SCREW CONNECTION | 3
15476 | 8937940000 | MICROOPTO SOLID-STATE RELAY 1 NO CONTACT (POWER MOS-FET) RATED CONTROL VOLTAGE: 24 V DC ±20 % RATED SWITCHING VOLTAGE: 5...33 V DC CONTINUOUS CURRENT: 10 A SCREW CONNECTION | 3
15477 | 8937970000 | MICROOPTO SOLID-STATE RELAY 1 NO CONTACT (INTELLIGENT POWER MOS-FET) RATED CONTROL VOLTAGE: 24 V DC ±20 % RATED SWITCHING VOLTAGE: 8...30 V DC CONTINUOUS CURRENT: 2 A SCREW CONNECTION | 3
15478 | 8937980000 | MICROOPTO SOLID-STATE RELAY 1 CO CONTACT (TRANSISTOR) RATED CONTROL VOLTAGE: 24 V DC ±20 % RATED SWITCHING VOLTAGE: 5...48 V DC CONTINUOUS CURRENT: 500 MA SCREW CONNECTION | 3
15479 | 8937990000 | MICROOPTO SOLID-STATE RELAY 1 NO CONTACT (TRANSISTOR) RATED CONTROL VOLTAGE: 12 V DC...28 V DC RATED SWITCHING VOLTAGE: 19.6?28.8 V DC CONTINUOUS CURRENT: 50 MA SCREW CONNECTION | 3
15480 | 8973450000 | MICROOPTO FEED-THROUGH TERMINAL SCREW CONNECTION | 950
15481 | 8973460000 | MICROOPTO SUPPLY MODULE SCREW CONNECTION | 920
15482 | 8000005230 | FIELDPOWER® CABLE PLASTIC HOUSING N OF WIRES: 4 ÖLFLEX CLASSIC 110 4G2.5 OR SIMILAR CROSS-SECTION: 2.5 MM² 2 M 5 M | 129
15483 | 8000005235 | FIELDPOWER® CABLE PLASTIC HOUSING N OF WIRES: 8 ÖLFLEX CLASSIC 110 8G1.5 OR SIMILAR CROSS-SECTION: 1.5 MM² 2 M | 129
15484 | 8000005237 | FIELDPOWER® CABLE PLASTIC HOUSING N OF WIRES: 8 ÖLFLEX CLASSIC 110 8G1.5 OR SIMILAR CROSS-SECTION: 1.5 MM² 5 M | 129
15485 | 8000005238 | FIELDPOWER® CABLE PLASTIC HOUSING N OF WIRES: 8 ÖLFLEX CLASSIC 110 8G1.5 OR SIMILAR CROSS-SECTION: 1.5 MM² 2 M | 129
15486 | 8000005239 | FIELDPOWER® CABLE PLASTIC HOUSING N OF WIRES: 8 ÖLFLEX CLASSIC 110 8G1.5 OR SIMILAR CROSS-SECTION: 1.5 MM² 5 M | 129
15487 | 8000005240 | FIELDPOWER® CABLE METAL HOUSING N OF WIRES: 4 ÖLFLEX SERVO 709 CY 4G1.5 + 2X(2X0.75) CROSS-SECTION: 1.5 MM² 2 M | 129
15488 | 8000005241 | FIELDPOWER® CABLE METAL HOUSING N OF WIRES: 4 ÖLFLEX SERVO 709 CY 4G1.5 + 2X(2X0.75) CROSS-SECTION: 1.5 MM² 5 M | 129
15489 | 8000005264 | FIELDPOWER® CABLE PLASTIC HOUSING N OF WIRES: 4 ÖLFLEX CLASSIC 110 4G2.5 OR SIMILAR CROSS-SECTION: 2.5 MM² 2 M 2 M | 129
15490 | 2698080000 | KLIPPON TB MH (TERMINAL BOX - MULTI HINGE) EMPTY ENCLOSURE STAINLESS STEEL ENCLOSURE HEIGHT: 500 MM WIDTH: 760 MM DEPTH: 200 MM MATERIAL: STAINLESS STEEL 1.4404 (316L) ELECTROPOLISHED | 4
15491 | 2698050000 | KLIPPON TB MH (TERMINAL BOX - MULTI HINGE) EMPTY ENCLOSURE STAINLESS STEEL ENCLOSURE HEIGHT: 350 MM WIDTH: 550 MM DEPTH: 200 MM GLAND PLATES: BOTTOM MATERIAL: STAINLESS STEEL 1.4404 (316L) ELECTROPOLISHED | 4
15492 | 2741610000 | PCB PLUG-IN CONNECTOR FEMALE PLUG PITCH IN MM (P): 5.00 MM N OF POLES: 7 180° BOX | 1
15493 | 2741620000 | PCB PLUG-IN CONNECTOR FEMALE PLUG PITCH IN MM (P): 5.00 MM N OF POLES: 8 180° BOX | 1
15494 | 2741600000 | PCB PLUG-IN CONNECTOR FEMALE PLUG PITCH IN MM (P): 5.00 MM N OF POLES: 6 180° BOX | 1
15495 | 2741590000 | PCB PLUG-IN CONNECTOR FEMALE PLUG PITCH IN MM (P): 5.00 MM N OF POLES: 5 180° BOX | 1
15496 | 2741690000 | PCB PLUG-IN CONNECTOR FEMALE PLUG PITCH IN MM (P): 5.00 MM N OF POLES: 4 180° BOX | 1
15497 | 2741660000 | PCB PLUG-IN CONNECTOR FEMALE PLUG PITCH IN MM (P): 5.00 MM N OF POLES: 12 180° BOX | 1
15498 | 2741710000 | PCB PLUG-IN CONNECTOR FEMALE PLUG PITCH IN MM (P): 5.00 MM N OF POLES: 6 180° BOX | 1
15499 | 2741670000 | PCB PLUG-IN CONNECTOR FEMALE PLUG PITCH IN MM (P): 5.00 MM N OF POLES: 2 180° BOX | 1
15500 | 2741740000 | PCB PLUG-IN CONNECTOR FEMALE PLUG PITCH IN MM (P): 5.00 MM N OF POLES: 9 180° BOX | 1
15501 | 2741650000 | PCB PLUG-IN CONNECTOR FEMALE PLUG PITCH IN MM (P): 5.00 MM N OF POLES: 11 180° BOX | 1
15502 | 2741700000 | PCB PLUG-IN CONNECTOR FEMALE PLUG PITCH IN MM (P): 5.00 MM N OF POLES: 5 180° BOX | 1
15503 | 2741730000 | PCB PLUG-IN CONNECTOR FEMALE PLUG PITCH IN MM (P): 5.00 MM N OF POLES: 8 180° BOX | 1
15504 | 2741750000 | PCB PLUG-IN CONNECTOR FEMALE PLUG PITCH IN MM (P): 5.00 MM N OF POLES: 10 180° BOX | 1
15505 | 2741640000 | PCB PLUG-IN CONNECTOR FEMALE PLUG PITCH IN MM (P): 5.00 MM N OF POLES: 10 180° BOX | 1
15506 | 2741770000 | PCB PLUG-IN CONNECTOR FEMALE PLUG PITCH IN MM (P): 5.00 MM N OF POLES: 12 180° BOX | 1
15507 | 2741760000 | PCB PLUG-IN CONNECTOR FEMALE PLUG PITCH IN MM (P): 5.00 MM N OF POLES: 11 180° BOX | 1
15508 | 2741630000 | PCB PLUG-IN CONNECTOR FEMALE PLUG PITCH IN MM (P): 5.00 MM N OF POLES: 9 180° BOX | 1
15509 | 2741680000 | PCB PLUG-IN CONNECTOR FEMALE PLUG PITCH IN MM (P): 5.00 MM N OF POLES: 3 180° BOX | 1
15510 | 2741720000 | PCB PLUG-IN CONNECTOR FEMALE PLUG PITCH IN MM (P): 5.00 MM N OF POLES: 7 180° BOX | 1
15511 | 2741480000 | PCB PLUG-IN CONNECTOR MALE HEADER THT/THR SOLDER CONNECTION PITCH IN MM (P): 5.00 MM N OF POLES: 9 90° T | 0
15512 | 2741460000 | PCB PLUG-IN CONNECTOR MALE HEADER THT/THR SOLDER CONNECTION PITCH IN MM (P): 5.00 MM N OF POLES: 7 90° T | 0
15513 | 2741420000 | PCB PLUG-IN CONNECTOR MALE HEADER THT/THR SOLDER CONNECTION PITCH IN MM (P): 5.00 MM N OF POLES: 3 90° T | 0
15514 | 2741500000 | PCB PLUG-IN CONNECTOR MALE HEADER THT/THR SOLDER CONNECTION PITCH IN MM (P): 5.00 MM N OF POLES: 11 90° T | 0
15515 | 2741400000 | PCB PLUG-IN CONNECTOR MALE HEADER THT/THR SOLDER CONNECTION PITCH IN MM (P): 5.00 MM N OF POLES: 2 90° T | 0
15516 | 2741450000 | PCB PLUG-IN CONNECTOR MALE HEADER THT/THR SOLDER CONNECTION PITCH IN MM (P): 5.00 MM N OF POLES: 6 90° T | 0
15517 | 2741490000 | PCB PLUG-IN CONNECTOR MALE HEADER THT/THR SOLDER CONNECTION PITCH IN MM (P): 5.00 MM N OF POLES: 10 90° T | 0
15518 | 2741510000 | PCB PLUG-IN CONNECTOR MALE HEADER THT/THR SOLDER CONNECTION PITCH IN MM (P): 5.00 MM N OF POLES: 12 90° T | 0
15519 | 2741430000 | PCB PLUG-IN CONNECTOR MALE HEADER THT/THR SOLDER CONNECTION PITCH IN MM (P): 5.00 MM N OF POLES: 4 90° T | 0
15520 | 2741470000 | PCB PLUG-IN CONNECTOR MALE HEADER THT/THR SOLDER CONNECTION PITCH IN MM (P): 5.00 MM N OF POLES: 8 90° T | 0
15521 | 2741440000 | PCB PLUG-IN CONNECTOR MALE HEADER THT/THR SOLDER CONNECTION PITCH IN MM (P): 5.00 MM N OF POLES: 5 90° T | 0
15522 | 2741570000 | PCB PLUG-IN CONNECTOR FEMALE PLUG PITCH IN MM (P): 5.00 MM N OF POLES: 3 180° BOX | 1
15523 | 2741560000 | PCB PLUG-IN CONNECTOR FEMALE PLUG PITCH IN MM (P): 5.00 MM N OF POLES: 2 180° BOX | 1
15524 | 2741580000 | PCB PLUG-IN CONNECTOR FEMALE PLUG PITCH IN MM (P): 5.00 MM N OF POLES: 4 180° BOX | 1
15525 | 8000068263 | PHOTOVOLTAICS ASSEMBLED ENCLOSURE COMBINER BOX WITH FUSE HOLDER SURGE PROTECTION II CABLE GLAND FOR WALL MOUNTING SWITCH DISCONNECTOR | 102
15526 | 8000068036 | PHOTOVOLTAICS ASSEMBLED ENCLOSURE COMBINER BOX WITH FUSE HOLDER SURGE PROTECTION II CABLE GLAND FOR WALL MOUNTING SWITCH DISCONNECTOR | 102
15527 | 4000002597 | PHOTOVOLTAICS | 255
15528 | 4000002609 | PHOTOVOLTAICS | 255
15529 | 4000002610 | PHOTOVOLTAICS | 255
15530 | 4000002611 | PHOTOVOLTAICS | 255
15531 | 4000002612 | PHOTOVOLTAICS | 255
15532 | 4000002613 | PHOTOVOLTAICS 1500 V 10X85 | 1149
15533 | 8000068264 | PHOTOVOLTAICS ASSEMBLED ENCLOSURE COMBINER BOX WITH FUSE HOLDER SURGE PROTECTION II CABLE GLAND FOR WALL MOUNTING SWITCH DISCONNECTOR | 102
15534 | 8000071484 | PHOTOVOLTAICS ASSEMBLED ENCLOSURE COMBINER BOX WITH FUSE HOLDER SURGE PROTECTION II CABLE GLAND FOR WALL MOUNTING SWITCH DISCONNECTOR | 102
15535 | 8000071485 | PHOTOVOLTAICS ASSEMBLED ENCLOSURE COMBINER BOX WITH FUSE HOLDER SURGE PROTECTION II CABLE GLAND FOR WALL MOUNTING SWITCH DISCONNECTOR | 102
15536 | 8000068034 | PHOTOVOLTAICS ASSEMBLED ENCLOSURE COMBINER BOX WITH FUSE HOLDER SURGE PROTECTION II CABLE GLAND FOR WALL MOUNTING SWITCH DISCONNECTOR | 102
15537 | 8000071486 | PHOTOVOLTAICS ASSEMBLED ENCLOSURE COMBINER BOX WITH FUSE HOLDER SURGE PROTECTION II CABLE GLAND FOR WALL MOUNTING SWITCH DISCONNECTOR | 102
15538 | 2716130000 | KLIPPON TB (TERMINAL BOX) MOUNTING PLATE PREPUNCHED HEIGHT: 453 MM WIDTH: 701 MM DEPTH: 1.5 MM MATERIAL: SHEET STEEL GALVANIZED | 4
15539 | 2716120000 | KLIPPON TB (TERMINAL BOX) MOUNTING PLATE HEIGHT: 453 MM WIDTH: 701 MM DEPTH: 1.5 MM MATERIAL: SHEET STEEL GALVANIZED | 4
15540 | 1206620000 | A2LC (KLIPPON UNARMO WITH CONDUIT CONNECTION THREAD EX E/D CABLE GLAND) CABLE GLANDS 1 1/4" NPT 18 MM OD MIN. 19.5 - OD MAX. 26.3 MM NICKEL-PLATED | 17
15541 | 1206570000 | A2LC (KLIPPON UNARMO WITH CONDUIT CONNECTION THREAD EX E/D CABLE GLAND) CABLE GLANDS 2 1/2" NPT 19.2 MM OD MIN. 43.5 - OD MAX. 50.1 MM NICKEL-PLATED | 17
15542 | 1186930000 | A2L (KLIPPON UNARMO EX E/D CABLE GLAND) CABLE GLANDS M 40 X 1.5 16 MM OD MIN. 25.5 - OD MAX. 32.2 MM NICKEL-PLATED | 8
15543 | 1184830000 | E1W (KLIPPON DOUBLE SEAL SWA ARMO EX E/D CABLE GLAND) CABLE GLANDS 1 1/2" NPT 18.4 MM SINGLE-WIRE ARMOURING 2 - 2.5 MM OD MIN. 38.5 - OD MAX. 46.5 MM ID MIN. 31.50 - ID MAX. 38.20 MM NICKEL-PLATED | 8
15544 | 1762630000 | ACCESSORIES CROSS-CONNECTOR 32 A | 47
15545 | 1206640000 | A2LC (KLIPPON UNARMO WITH CONDUIT CONNECTION THREAD EX E/D CABLE GLAND) CABLE GLANDS 1 1/2" NPT 18.4 MM OD MIN. 25.5 - OD MAX. 32.2 MM NICKEL-PLATED | 17
15546 | 1206590000 | A2LC (KLIPPON UNARMO WITH CONDUIT CONNECTION THREAD EX E/D CABLE GLAND) CABLE GLANDS 1 1/2" NPT 18.4 MM OD MIN. 25.5 - OD MAX. 32.2 MM NICKEL-PLATED | 17
15547 | 1205440000 | A2LC (KLIPPON UNARMO WITH CONDUIT CONNECTION THREAD EX E/D CABLE GLAND) CABLE GLANDS 3/4" NPT 13.9 MM OD MIN. 13.5 - OD MAX. 20 MM NICKEL-PLATED | 17
15548 | 1206290000 | A2LC (KLIPPON UNARMO WITH CONDUIT CONNECTION THREAD EX E/D CABLE GLAND) CABLE GLANDS 2 1/2" NPT 28.9 MM OD MIN. 49.5 - OD MAX. 56 MM NICKEL-PLATED | 17
15549 | 1206560000 | A2LC (KLIPPON UNARMO WITH CONDUIT CONNECTION THREAD EX E/D CABLE GLAND) CABLE GLANDS 3/4" NPT 13.9 MM OD MIN. 4.5 - OD MAX. 8.7 MM NICKEL-PLATED | 17
15550 | 1185740000 | SKMU SS (STAINLESS STEEL LOCKNUT) LOCKNUT STAINLESS STEEL 1.4404 | 381
15551 | 2771440000 | MODULAR HOUSING OMNIMATE HOUSING - SERIES CH20M PEBBLE GREY HOUSING BASE PART WIDTH: 6.1 MM | 26
15552 | 2771180000 | FLANGE-MOUNTED HOUSING OMNIMATE HOUSING - SERIES CH20M PEBBLE GREY HOOD WIDTH: 5.2 MM | 26
15553 | 2771170000 | FLANGE-MOUNTED HOUSING OMNIMATE HOUSING - SERIES CH20M TRAFFIC GREY (RAL) HOOD WIDTH: 5.2 MM | 26
15554 | 2771400000 | MODULAR HOUSING OMNIMATE HOUSING - SERIES CH20M TRAFFIC GREY (RAL) HOUSING BASE PART WIDTH: 6.1 MM | 26
15555 | 2771130000 | FLANGE-MOUNTED HOUSING OMNIMATE HOUSING - SERIES CH20M HOOD WIDTH: 5.2 MM | 26
15556 | 2771420000 | MODULAR HOUSING OMNIMATE HOUSING - SERIES CH20M AGATE GREY HOUSING BASE PART WIDTH: 6.1 MM | 26
15557 | 2771480000 | MODULAR HOUSING OMNIMATE HOUSING - SERIES CH20M TRAFFIC GREY (RAL) HOUSING BASE PART WIDTH: 6.1 MM | 26
15558 | 2771430000 | MODULAR HOUSING OMNIMATE HOUSING - SERIES CH20M HOUSING BASE PART WIDTH: 6.1 MM | 26
15559 | 2771140000 | FLANGE-MOUNTED HOUSING OMNIMATE HOUSING - SERIES CH20M PEBBLE GREY HOOD WIDTH: 5.2 MM | 26
15560 | 2771220000 | FLANGE-MOUNTED HOUSING OMNIMATE HOUSING - SERIES CH20M AGATE GREY HOOD WIDTH: 5.2 MM | 26
15561 | 2771200000 | FLANGE-MOUNTED HOUSING OMNIMATE HOUSING - SERIES CH20M TRAFFIC GREY (RAL) HOOD WIDTH: 5.2 MM | 26
15562 | 2771210000 | FLANGE-MOUNTED HOUSING OMNIMATE HOUSING - SERIES CH20M AGATE GREY HOOD WIDTH: 5.2 MM | 26
15563 | 2771450000 | MODULAR HOUSING OMNIMATE HOUSING - SERIES CH20M AGATE GREY HOUSING BASE PART WIDTH: 6.1 MM | 26
15564 | 2771160000 | FLANGE-MOUNTED HOUSING OMNIMATE HOUSING - SERIES CH20M HOOD WIDTH: 5.2 MM | 26
15565 | 8000052592 | KLIPPON STB (SMALL TERMINAL BOX) ENCLOSURES HEIGHT: 250 MM WIDTH: 250 MM DEPTH: 120 MM MATERIAL: SHEET STEEL POWDER-COATED PEBBLE GREY | 4
15566 | 8000052636 | KLIPPON POK (POLYESTER EMPTY ENCLOSURE) ENCLOSURES HEIGHT: 250 MM WIDTH: 255 MM DEPTH: 120 MM MATERIAL: GLASS FIBRE-REINFORCED POLYESTER UNTREATED LIGHT GREY | 4
15567 | 8000052518 | KLIPPON POK (POLYESTER EMPTY ENCLOSURE) ENCLOSURES HEIGHT: 250 MM WIDTH: 255 MM DEPTH: 120 MM MATERIAL: GLASS FIBRE-REINFORCED POLYESTER UNTREATED GREY LIGHT GREY | 4
15568 | 8000052519 | KLIPPON STB (SMALL TERMINAL BOX) ENCLOSURES HEIGHT: 250 MM WIDTH: 250 MM DEPTH: 120 MM MATERIAL: SHEET STEEL POWDER-COATED PEBBLE GREY | 4
15569 | 8000054730 | KLIPPON POK (POLYESTER EMPTY ENCLOSURE) ENCLOSURES HEIGHT: 250 MM WIDTH: 255 MM DEPTH: 120 MM MATERIAL: GLASS FIBRE-REINFORCED POLYESTER UNTREATED LIGHT GREY | 4
15570 | 8000054731 | KLIPPON POK (POLYESTER EMPTY ENCLOSURE) ENCLOSURES HEIGHT: 250 MM WIDTH: 255 MM DEPTH: 120 MM MATERIAL: GLASS FIBRE-REINFORCED POLYESTER UNTREATED GREY LIGHT GREY | 4
15571 | 8000054772 | KLIPPON STB (SMALL TERMINAL BOX) ENCLOSURES HEIGHT: 250 MM WIDTH: 250 MM DEPTH: 120 MM MATERIAL: SHEET STEEL POWDER-COATED PEBBLE GREY | 4
15572 | 8000054773 | KLIPPON STB (SMALL TERMINAL BOX) ENCLOSURES HEIGHT: 250 MM WIDTH: 250 MM DEPTH: 120 MM MATERIAL: SHEET STEEL POWDER-COATED PEBBLE GREY | 4
15573 | 8000071018 | KLIPPON EBX HS (ESSENTIAL BOX EX - HINGE SCREW) EMPTY ENCLOSURE HEIGHT: 300 MM WIDTH: 300 MM DEPTH: 150 MM GLAND PLATES: BOTTOM MATERIAL: STAINLESS STEEL 1.4404 (316L) BRUSHED | 4
15574 | 8000071019 | KLIPPON EBX HS (ESSENTIAL BOX EX - HINGE SCREW) EMPTY ENCLOSURE HEIGHT: 300 MM WIDTH: 300 MM DEPTH: 200 MM GLAND PLATES: BOTTOM MATERIAL: STAINLESS STEEL 1.4404 (316L) BRUSHED | 4
15575 | 8000071020 | KLIPPON EBX HS (ESSENTIAL BOX EX - HINGE SCREW) EMPTY ENCLOSURE HEIGHT: 400 MM WIDTH: 300 MM DEPTH: 200 MM GLAND PLATES: BOTTOM MATERIAL: STAINLESS STEEL 1.4404 (316L) BRUSHED | 4
15576 | 8000071021 | KLIPPON EBX HS (ESSENTIAL BOX EX - HINGE SCREW) EMPTY ENCLOSURE HEIGHT: 400 MM WIDTH: 400 MM DEPTH: 200 MM GLAND PLATES: BOTTOM MATERIAL: STAINLESS STEEL 1.4404 (316L) BRUSHED | 4
15577 | 8000071022 | KLIPPON EBX HS (ESSENTIAL BOX EX - HINGE SCREW) EMPTY ENCLOSURE HEIGHT: 400 MM WIDTH: 600 MM DEPTH: 200 MM GLAND PLATES: BOTTOM MATERIAL: STAINLESS STEEL 1.4404 (316L) BRUSHED | 4
15578 | 8000071023 | KLIPPON EBX HS (ESSENTIAL BOX EX - HINGE SCREW) EMPTY ENCLOSURE HEIGHT: 500 MM WIDTH: 400 MM DEPTH: 200 MM GLAND PLATES: BOTTOM MATERIAL: STAINLESS STEEL 1.4404 (316L) BRUSHED | 4
15579 | 8000071024 | KLIPPON EBX HS (ESSENTIAL BOX EX - HINGE SCREW) EMPTY ENCLOSURE HEIGHT: 500 MM WIDTH: 500 MM DEPTH: 200 MM GLAND PLATES: BOTTOM MATERIAL: STAINLESS STEEL 1.4404 (316L) BRUSHED | 4
15580 | 8000071026 | KLIPPON EBX HS (ESSENTIAL BOX EX - HINGE SCREW) EMPTY ENCLOSURE HEIGHT: 500 MM WIDTH: 600 MM DEPTH: 200 MM GLAND PLATES: BOTTOM MATERIAL: STAINLESS STEEL 1.4404 (316L) BRUSHED | 4
15581 | 8000071029 | KLIPPON EBX HS (ESSENTIAL BOX EX - HINGE SCREW) EMPTY ENCLOSURE HEIGHT: 600 MM WIDTH: 400 MM DEPTH: 200 MM GLAND PLATES: BOTTOM MATERIAL: STAINLESS STEEL 1.4404 (316L) BRUSHED | 4
15582 | 8000071030 | KLIPPON EBX HS (ESSENTIAL BOX EX - HINGE SCREW) EMPTY ENCLOSURE HEIGHT: 800 MM WIDTH: 600 MM DEPTH: 200 MM GLAND PLATES: BOTTOM MATERIAL: STAINLESS STEEL 1.4404 (316L) BRUSHED | 4
15583 | 1424760000 | PRINTED CIRCUIT BOARD TERMINALS 5.00 MM N OF POLES: 2 90° SOLDER PIN LENGTH (L): 3.5 MM TINNED PUSH IN WITH ACTUATOR CLAMPING RANGE MAX. : 2.5 MM² BOX | 51
15584 | 1424770000 | PRINTED CIRCUIT BOARD TERMINALS 5.00 MM N OF POLES: 3 90° SOLDER PIN LENGTH (L): 3.5 MM TINNED PUSH IN WITH ACTUATOR CLAMPING RANGE MAX. : 2.5 MM² BOX | 51
15585 | 1424780000 | PRINTED CIRCUIT BOARD TERMINALS 5.00 MM N OF POLES: 4 90° SOLDER PIN LENGTH (L): 3.5 MM TINNED PUSH IN WITH ACTUATOR CLAMPING RANGE MAX. : 2.5 MM² BOX | 51
15586 | 1424810000 | PRINTED CIRCUIT BOARD TERMINALS 5.00 MM N OF POLES: 6 90° SOLDER PIN LENGTH (L): 3.5 MM TINNED PUSH IN WITH ACTUATOR CLAMPING RANGE MAX. : 2.5 MM² BOX | 51
15587 | 1424820000 | PRINTED CIRCUIT BOARD TERMINALS 5.00 MM N OF POLES: 7 90° SOLDER PIN LENGTH (L): 3.5 MM TINNED PUSH IN WITH ACTUATOR CLAMPING RANGE MAX. : 2.5 MM² BOX | 51
15588 | 1424830000 | PRINTED CIRCUIT BOARD TERMINALS 5.00 MM N OF POLES: 8 90° SOLDER PIN LENGTH (L): 3.5 MM TINNED PUSH IN WITH ACTUATOR CLAMPING RANGE MAX. : 2.5 MM² BOX | 51
15589 | 1424840000 | PRINTED CIRCUIT BOARD TERMINALS 5.00 MM N OF POLES: 9 90° SOLDER PIN LENGTH (L): 3.5 MM TINNED PUSH IN WITH ACTUATOR CLAMPING RANGE MAX. : 2.5 MM² BOX | 51
15590 | 1424860000 | PRINTED CIRCUIT BOARD TERMINALS 5.00 MM N OF POLES: 10 90° SOLDER PIN LENGTH (L): 3.5 MM TINNED PUSH IN WITH ACTUATOR CLAMPING RANGE MAX. : 2.5 MM² BOX | 51
15591 | 1424870000 | PRINTED CIRCUIT BOARD TERMINALS 5.00 MM N OF POLES: 11 90° SOLDER PIN LENGTH (L): 3.5 MM TINNED PUSH IN WITH ACTUATOR CLAMPING RANGE MAX. : 2.5 MM² BOX | 51
15592 | 1424880000 | PRINTED CIRCUIT BOARD TERMINALS 5.00 MM N OF POLES: 12 90° SOLDER PIN LENGTH (L): 3.5 MM TINNED PUSH IN WITH ACTUATOR CLAMPING RANGE MAX. : 2.5 MM² BOX | 51
15593 | 1424890000 | PRINTED CIRCUIT BOARD TERMINALS 5.00 MM N OF POLES: 13 90° SOLDER PIN LENGTH (L): 3.5 MM TINNED PUSH IN WITH ACTUATOR CLAMPING RANGE MAX. : 2.5 MM² BOX | 51
15594 | 1424910000 | PRINTED CIRCUIT BOARD TERMINALS 5.00 MM N OF POLES: 14 90° SOLDER PIN LENGTH (L): 3.5 MM TINNED PUSH IN WITH ACTUATOR CLAMPING RANGE MAX. : 2.5 MM² BOX | 51
15595 | 1424920000 | PRINTED CIRCUIT BOARD TERMINALS 5.00 MM N OF POLES: 15 90° SOLDER PIN LENGTH (L): 3.5 MM TINNED PUSH IN WITH ACTUATOR CLAMPING RANGE MAX. : 2.5 MM² BOX | 51
15596 | 1424930000 | PRINTED CIRCUIT BOARD TERMINALS 5.00 MM N OF POLES: 16 90° SOLDER PIN LENGTH (L): 3.5 MM TINNED PUSH IN WITH ACTUATOR CLAMPING RANGE MAX. : 2.5 MM² BOX | 51
15597 | 1424940000 | PRINTED CIRCUIT BOARD TERMINALS 5.00 MM N OF POLES: 17 90° SOLDER PIN LENGTH (L): 3.5 MM TINNED PUSH IN WITH ACTUATOR CLAMPING RANGE MAX. : 2.5 MM² BOX | 51
15598 | 1424950000 | PRINTED CIRCUIT BOARD TERMINALS 5.00 MM N OF POLES: 18 90° SOLDER PIN LENGTH (L): 3.5 MM TINNED PUSH IN WITH ACTUATOR CLAMPING RANGE MAX. : 2.5 MM² BOX | 51
15599 | 1424960000 | PRINTED CIRCUIT BOARD TERMINALS 5.00 MM N OF POLES: 19 90° SOLDER PIN LENGTH (L): 3.5 MM TINNED PUSH IN WITH ACTUATOR CLAMPING RANGE MAX. : 2.5 MM² BOX | 51
15600 | 1424970000 | PRINTED CIRCUIT BOARD TERMINALS 5.00 MM N OF POLES: 20 90° SOLDER PIN LENGTH (L): 3.5 MM TINNED PUSH IN WITH ACTUATOR CLAMPING RANGE MAX. : 2.5 MM² BOX | 51
15601 | 1424980000 | PRINTED CIRCUIT BOARD TERMINALS 5.00 MM N OF POLES: 21 90° SOLDER PIN LENGTH (L): 3.5 MM TINNED PUSH IN WITH ACTUATOR CLAMPING RANGE MAX. : 2.5 MM² BOX | 51
15602 | 1424990000 | PRINTED CIRCUIT BOARD TERMINALS 5.00 MM N OF POLES: 22 90° SOLDER PIN LENGTH (L): 3.5 MM TINNED PUSH IN WITH ACTUATOR CLAMPING RANGE MAX. : 2.5 MM² BOX | 51
15603 | 1425010000 | PRINTED CIRCUIT BOARD TERMINALS 5.00 MM N OF POLES: 23 90° SOLDER PIN LENGTH (L): 3.5 MM TINNED PUSH IN WITH ACTUATOR CLAMPING RANGE MAX. : 2.5 MM² BOX | 51
15604 | 1425020000 | PRINTED CIRCUIT BOARD TERMINALS 5.00 MM N OF POLES: 24 90° SOLDER PIN LENGTH (L): 3.5 MM TINNED PUSH IN WITH ACTUATOR CLAMPING RANGE MAX. : 2.5 MM² BOX | 51
15605 | 1425280000 | PRINTED CIRCUIT BOARD TERMINALS 5.00 MM N OF POLES: 2 90° SOLDER PIN LENGTH (L): 3.5 MM TINNED PUSH IN WITHOUT ACTUATOR CLAMPING RANGE MAX. : 2.5 MM² BOX | 51
15606 | 1425310000 | PRINTED CIRCUIT BOARD TERMINALS 5.00 MM N OF POLES: 4 90° SOLDER PIN LENGTH (L): 3.5 MM TINNED PUSH IN WITHOUT ACTUATOR CLAMPING RANGE MAX. : 2.5 MM² BOX | 51
15607 | 1425320000 | PRINTED CIRCUIT BOARD TERMINALS 5.00 MM N OF POLES: 5 90° SOLDER PIN LENGTH (L): 3.5 MM TINNED PUSH IN WITHOUT ACTUATOR CLAMPING RANGE MAX. : 2.5 MM² BOX | 51
15608 | 1425330000 | PRINTED CIRCUIT BOARD TERMINALS 5.00 MM N OF POLES: 6 90° SOLDER PIN LENGTH (L): 3.5 MM TINNED PUSH IN WITHOUT ACTUATOR CLAMPING RANGE MAX. : 2.5 MM² BOX | 51
15609 | 1425340000 | PRINTED CIRCUIT BOARD TERMINALS 5.00 MM N OF POLES: 7 90° SOLDER PIN LENGTH (L): 3.5 MM TINNED PUSH IN WITHOUT ACTUATOR CLAMPING RANGE MAX. : 2.5 MM² BOX | 51
15610 | 1425350000 | PRINTED CIRCUIT BOARD TERMINALS 5.00 MM N OF POLES: 8 90° SOLDER PIN LENGTH (L): 3.5 MM TINNED PUSH IN WITHOUT ACTUATOR CLAMPING RANGE MAX. : 2.5 MM² BOX | 51
15611 | 1425360000 | PRINTED CIRCUIT BOARD TERMINALS 5.00 MM N OF POLES: 9 90° SOLDER PIN LENGTH (L): 3.5 MM TINNED PUSH IN WITHOUT ACTUATOR CLAMPING RANGE MAX. : 2.5 MM² BOX | 51
15612 | 1425370000 | PRINTED CIRCUIT BOARD TERMINALS 5.00 MM N OF POLES: 10 90° SOLDER PIN LENGTH (L): 3.5 MM TINNED PUSH IN WITHOUT ACTUATOR CLAMPING RANGE MAX. : 2.5 MM² BOX | 51
15613 | 1425380000 | PRINTED CIRCUIT BOARD TERMINALS 5.00 MM N OF POLES: 11 90° SOLDER PIN LENGTH (L): 3.5 MM TINNED PUSH IN WITHOUT ACTUATOR CLAMPING RANGE MAX. : 2.5 MM² BOX | 51
15614 | 1425390000 | PRINTED CIRCUIT BOARD TERMINALS 5.00 MM N OF POLES: 12 90° SOLDER PIN LENGTH (L): 3.5 MM TINNED PUSH IN WITHOUT ACTUATOR CLAMPING RANGE MAX. : 2.5 MM² BOX | 51
15615 | 1425410000 | PRINTED CIRCUIT BOARD TERMINALS 5.00 MM N OF POLES: 13 90° SOLDER PIN LENGTH (L): 3.5 MM TINNED PUSH IN WITHOUT ACTUATOR CLAMPING RANGE MAX. : 2.5 MM² BOX | 51
15616 | 1425420000 | PRINTED CIRCUIT BOARD TERMINALS 5.00 MM N OF POLES: 14 90° SOLDER PIN LENGTH (L): 3.5 MM TINNED PUSH IN WITHOUT ACTUATOR CLAMPING RANGE MAX. : 2.5 MM² BOX | 51
15617 | 1425430000 | PRINTED CIRCUIT BOARD TERMINALS 5.00 MM N OF POLES: 15 90° SOLDER PIN LENGTH (L): 3.5 MM TINNED PUSH IN WITHOUT ACTUATOR CLAMPING RANGE MAX. : 2.5 MM² BOX | 51
15618 | 1425440000 | PRINTED CIRCUIT BOARD TERMINALS 5.00 MM N OF POLES: 16 90° SOLDER PIN LENGTH (L): 3.5 MM TINNED PUSH IN WITHOUT ACTUATOR CLAMPING RANGE MAX. : 2.5 MM² BOX | 51
15619 | 1425450000 | PRINTED CIRCUIT BOARD TERMINALS 5.00 MM N OF POLES: 17 90° SOLDER PIN LENGTH (L): 3.5 MM TINNED PUSH IN WITHOUT ACTUATOR CLAMPING RANGE MAX. : 2.5 MM² BOX | 51
15620 | 1425460000 | PRINTED CIRCUIT BOARD TERMINALS 5.00 MM N OF POLES: 18 90° SOLDER PIN LENGTH (L): 3.5 MM TINNED PUSH IN WITHOUT ACTUATOR CLAMPING RANGE MAX. : 2.5 MM² BOX | 51
15621 | 1425470000 | PRINTED CIRCUIT BOARD TERMINALS 5.00 MM N OF POLES: 19 90° SOLDER PIN LENGTH (L): 3.5 MM TINNED PUSH IN WITHOUT ACTUATOR CLAMPING RANGE MAX. : 2.5 MM² BOX | 51
15622 | 1425480000 | PRINTED CIRCUIT BOARD TERMINALS 5.00 MM N OF POLES: 20 90° SOLDER PIN LENGTH (L): 3.5 MM TINNED PUSH IN WITHOUT ACTUATOR CLAMPING RANGE MAX. : 2.5 MM² BOX | 51
15623 | 1425490000 | PRINTED CIRCUIT BOARD TERMINALS 5.00 MM N OF POLES: 21 90° SOLDER PIN LENGTH (L): 3.5 MM TINNED PUSH IN WITHOUT ACTUATOR CLAMPING RANGE MAX. : 2.5 MM² BOX | 51
15624 | 1425510000 | PRINTED CIRCUIT BOARD TERMINALS 5.00 MM N OF POLES: 22 90° SOLDER PIN LENGTH (L): 3.5 MM TINNED PUSH IN WITHOUT ACTUATOR CLAMPING RANGE MAX. : 2.5 MM² BOX | 51
15625 | 1425520000 | PRINTED CIRCUIT BOARD TERMINALS 5.00 MM N OF POLES: 23 90° SOLDER PIN LENGTH (L): 3.5 MM TINNED PUSH IN WITHOUT ACTUATOR CLAMPING RANGE MAX. : 2.5 MM² BOX | 51
15626 | 1425530000 | PRINTED CIRCUIT BOARD TERMINALS 5.00 MM N OF POLES: 24 90° SOLDER PIN LENGTH (L): 3.5 MM TINNED PUSH IN WITHOUT ACTUATOR CLAMPING RANGE MAX. : 2.5 MM² BOX | 51
15627 | 1425810000 | PRINTED CIRCUIT BOARD TERMINALS 5.08 MM N OF POLES: 2 90° SOLDER PIN LENGTH (L): 3.5 MM TINNED PUSH IN WITH ACTUATOR CLAMPING RANGE MAX. : 2.5 MM² BOX | 1
15628 | 1425820000 | PRINTED CIRCUIT BOARD TERMINALS 5.08 MM N OF POLES: 3 90° SOLDER PIN LENGTH (L): 3.5 MM TINNED PUSH IN WITH ACTUATOR CLAMPING RANGE MAX. : 2.5 MM² BOX | 1
15629 | 1425830000 | PRINTED CIRCUIT BOARD TERMINALS 5.08 MM N OF POLES: 4 90° SOLDER PIN LENGTH (L): 3.5 MM TINNED PUSH IN WITH ACTUATOR CLAMPING RANGE MAX. : 2.5 MM² BOX | 51
15630 | 1425840000 | PRINTED CIRCUIT BOARD TERMINALS 5.08 MM N OF POLES: 5 90° SOLDER PIN LENGTH (L): 3.5 MM TINNED PUSH IN WITH ACTUATOR CLAMPING RANGE MAX. : 2.5 MM² BOX | 1
15631 | 1425850000 | PRINTED CIRCUIT BOARD TERMINALS 5.08 MM N OF POLES: 6 90° SOLDER PIN LENGTH (L): 3.5 MM TINNED PUSH IN WITH ACTUATOR CLAMPING RANGE MAX. : 2.5 MM² BOX | 1
15632 | 1425860000 | PRINTED CIRCUIT BOARD TERMINALS 5.08 MM N OF POLES: 7 90° SOLDER PIN LENGTH (L): 3.5 MM TINNED PUSH IN WITH ACTUATOR CLAMPING RANGE MAX. : 2.5 MM² BOX | 51
15633 | 1425870000 | PRINTED CIRCUIT BOARD TERMINALS 5.08 MM N OF POLES: 8 90° SOLDER PIN LENGTH (L): 3.5 MM TINNED PUSH IN WITH ACTUATOR CLAMPING RANGE MAX. : 2.5 MM² BOX | 1
15634 | 1425880000 | PRINTED CIRCUIT BOARD TERMINALS 5.08 MM N OF POLES: 9 90° SOLDER PIN LENGTH (L): 3.5 MM TINNED PUSH IN WITH ACTUATOR CLAMPING RANGE MAX. : 2.5 MM² BOX | 51
15635 | 1425890000 | PRINTED CIRCUIT BOARD TERMINALS 5.08 MM N OF POLES: 10 90° SOLDER PIN LENGTH (L): 3.5 MM TINNED PUSH IN WITH ACTUATOR CLAMPING RANGE MAX. : 2.5 MM² BOX | 51
15636 | 1425910000 | PRINTED CIRCUIT BOARD TERMINALS 5.08 MM N OF POLES: 11 90° SOLDER PIN LENGTH (L): 3.5 MM TINNED PUSH IN WITH ACTUATOR CLAMPING RANGE MAX. : 2.5 MM² BOX | 1
15637 | 1425920000 | PRINTED CIRCUIT BOARD TERMINALS 5.08 MM N OF POLES: 12 90° SOLDER PIN LENGTH (L): 3.5 MM TINNED PUSH IN WITH ACTUATOR CLAMPING RANGE MAX. : 2.5 MM² BOX | 1
15638 | 1425930000 | PRINTED CIRCUIT BOARD TERMINALS 5.08 MM N OF POLES: 13 90° SOLDER PIN LENGTH (L): 3.5 MM TINNED PUSH IN WITH ACTUATOR CLAMPING RANGE MAX. : 2.5 MM² BOX | 1
15639 | 1425940000 | PRINTED CIRCUIT BOARD TERMINALS 5.08 MM N OF POLES: 14 90° SOLDER PIN LENGTH (L): 3.5 MM TINNED PUSH IN WITH ACTUATOR CLAMPING RANGE MAX. : 2.5 MM² BOX | 1
15640 | 1425950000 | PRINTED CIRCUIT BOARD TERMINALS 5.08 MM N OF POLES: 15 90° SOLDER PIN LENGTH (L): 3.5 MM TINNED PUSH IN WITH ACTUATOR CLAMPING RANGE MAX. : 2.5 MM² BOX | 1
15641 | 1425960000 | PRINTED CIRCUIT BOARD TERMINALS 5.08 MM N OF POLES: 16 90° SOLDER PIN LENGTH (L): 3.5 MM TINNED PUSH IN WITH ACTUATOR CLAMPING RANGE MAX. : 2.5 MM² BOX | 1
15642 | 1425970000 | PRINTED CIRCUIT BOARD TERMINALS 5.08 MM N OF POLES: 17 90° SOLDER PIN LENGTH (L): 3.5 MM TINNED PUSH IN WITH ACTUATOR CLAMPING RANGE MAX. : 2.5 MM² BOX | 1
15643 | 1425980000 | PRINTED CIRCUIT BOARD TERMINALS 5.08 MM N OF POLES: 18 90° SOLDER PIN LENGTH (L): 3.5 MM TINNED PUSH IN WITH ACTUATOR CLAMPING RANGE MAX. : 2.5 MM² BOX | 1
15644 | 1425990000 | PRINTED CIRCUIT BOARD TERMINALS 5.08 MM N OF POLES: 19 90° SOLDER PIN LENGTH (L): 3.5 MM TINNED PUSH IN WITH ACTUATOR CLAMPING RANGE MAX. : 2.5 MM² BOX | 1
15645 | 1426010000 | PRINTED CIRCUIT BOARD TERMINALS 5.08 MM N OF POLES: 20 90° SOLDER PIN LENGTH (L): 3.5 MM TINNED PUSH IN WITH ACTUATOR CLAMPING RANGE MAX. : 2.5 MM² BOX | 51
15646 | 1426020000 | PRINTED CIRCUIT BOARD TERMINALS 5.08 MM N OF POLES: 21 90° SOLDER PIN LENGTH (L): 3.5 MM TINNED PUSH IN WITH ACTUATOR CLAMPING RANGE MAX. : 2.5 MM² BOX | 1
15647 | 1426030000 | PRINTED CIRCUIT BOARD TERMINALS 5.08 MM N OF POLES: 22 90° SOLDER PIN LENGTH (L): 3.5 MM TINNED PUSH IN WITH ACTUATOR CLAMPING RANGE MAX. : 2.5 MM² BOX | 1
15648 | 1426040000 | PRINTED CIRCUIT BOARD TERMINALS 5.08 MM N OF POLES: 23 90° SOLDER PIN LENGTH (L): 3.5 MM TINNED PUSH IN WITH ACTUATOR CLAMPING RANGE MAX. : 2.5 MM² BOX | 1
15649 | 1426050000 | PRINTED CIRCUIT BOARD TERMINALS 5.08 MM N OF POLES: 24 90° SOLDER PIN LENGTH (L): 3.5 MM TINNED PUSH IN WITH ACTUATOR CLAMPING RANGE MAX. : 2.5 MM² BOX | 51
15650 | 1426320000 | PRINTED CIRCUIT BOARD TERMINALS 5.08 MM N OF POLES: 2 90° SOLDER PIN LENGTH (L): 3.5 MM TINNED PUSH IN WITHOUT ACTUATOR CLAMPING RANGE MAX. : 2.5 MM² BOX | 51
15651 | 1426330000 | PRINTED CIRCUIT BOARD TERMINALS 5.08 MM N OF POLES: 3 90° SOLDER PIN LENGTH (L): 3.5 MM TINNED PUSH IN WITHOUT ACTUATOR CLAMPING RANGE MAX. : 2.5 MM² BOX | 51
15652 | 1426340000 | PRINTED CIRCUIT BOARD TERMINALS 5.08 MM N OF POLES: 4 90° SOLDER PIN LENGTH (L): 3.5 MM TINNED PUSH IN WITHOUT ACTUATOR CLAMPING RANGE MAX. : 2.5 MM² BOX | 51
15653 | 1426350000 | PRINTED CIRCUIT BOARD TERMINALS 5.08 MM N OF POLES: 5 90° SOLDER PIN LENGTH (L): 3.5 MM TINNED PUSH IN WITHOUT ACTUATOR CLAMPING RANGE MAX. : 2.5 MM² BOX | 51
15654 | 1426360000 | PRINTED CIRCUIT BOARD TERMINALS 5.08 MM N OF POLES: 6 90° SOLDER PIN LENGTH (L): 3.5 MM TINNED PUSH IN WITHOUT ACTUATOR CLAMPING RANGE MAX. : 2.5 MM² BOX | 51
15655 | 1426370000 | PRINTED CIRCUIT BOARD TERMINALS 5.08 MM N OF POLES: 7 90° SOLDER PIN LENGTH (L): 3.5 MM TINNED PUSH IN WITHOUT ACTUATOR CLAMPING RANGE MAX. : 2.5 MM² BOX | 51
15656 | 1426380000 | PRINTED CIRCUIT BOARD TERMINALS 5.08 MM N OF POLES: 8 90° SOLDER PIN LENGTH (L): 3.5 MM TINNED PUSH IN WITHOUT ACTUATOR CLAMPING RANGE MAX. : 2.5 MM² BOX | 51
15657 | 1426390000 | PRINTED CIRCUIT BOARD TERMINALS 5.08 MM N OF POLES: 9 90° SOLDER PIN LENGTH (L): 3.5 MM TINNED PUSH IN WITHOUT ACTUATOR CLAMPING RANGE MAX. : 2.5 MM² BOX | 51
15658 | 1426410000 | PRINTED CIRCUIT BOARD TERMINALS 5.08 MM N OF POLES: 10 90° SOLDER PIN LENGTH (L): 3.5 MM TINNED PUSH IN WITHOUT ACTUATOR CLAMPING RANGE MAX. : 2.5 MM² BOX | 51
15659 | 1426420000 | PRINTED CIRCUIT BOARD TERMINALS 5.08 MM N OF POLES: 11 90° SOLDER PIN LENGTH (L): 3.5 MM TINNED PUSH IN WITHOUT ACTUATOR CLAMPING RANGE MAX. : 2.5 MM² BOX | 51
15660 | 1426430000 | PRINTED CIRCUIT BOARD TERMINALS 5.08 MM N OF POLES: 12 90° SOLDER PIN LENGTH (L): 3.5 MM TINNED PUSH IN WITHOUT ACTUATOR CLAMPING RANGE MAX. : 2.5 MM² BOX | 51
15661 | 1426440000 | PRINTED CIRCUIT BOARD TERMINALS 5.08 MM N OF POLES: 13 90° SOLDER PIN LENGTH (L): 3.5 MM TINNED PUSH IN WITHOUT ACTUATOR CLAMPING RANGE MAX. : 2.5 MM² BOX | 51
15662 | 1426450000 | PRINTED CIRCUIT BOARD TERMINALS 5.08 MM N OF POLES: 14 90° SOLDER PIN LENGTH (L): 3.5 MM TINNED PUSH IN WITHOUT ACTUATOR CLAMPING RANGE MAX. : 2.5 MM² BOX | 51
15663 | 1426460000 | PRINTED CIRCUIT BOARD TERMINALS 5.08 MM N OF POLES: 15 90° SOLDER PIN LENGTH (L): 3.5 MM TINNED PUSH IN WITHOUT ACTUATOR CLAMPING RANGE MAX. : 2.5 MM² BOX | 51
15664 | 1426470000 | PRINTED CIRCUIT BOARD TERMINALS 5.08 MM N OF POLES: 16 90° SOLDER PIN LENGTH (L): 3.5 MM TINNED PUSH IN WITHOUT ACTUATOR CLAMPING RANGE MAX. : 2.5 MM² BOX | 51
15665 | 1426480000 | PRINTED CIRCUIT BOARD TERMINALS 5.08 MM N OF POLES: 17 90° SOLDER PIN LENGTH (L): 3.5 MM TINNED PUSH IN WITHOUT ACTUATOR CLAMPING RANGE MAX. : 2.5 MM² BOX | 51
15666 | 1426490000 | PRINTED CIRCUIT BOARD TERMINALS 5.08 MM N OF POLES: 18 90° SOLDER PIN LENGTH (L): 3.5 MM TINNED PUSH IN WITHOUT ACTUATOR CLAMPING RANGE MAX. : 2.5 MM² BOX | 51
15667 | 1426510000 | PRINTED CIRCUIT BOARD TERMINALS 5.08 MM N OF POLES: 19 90° SOLDER PIN LENGTH (L): 3.5 MM TINNED PUSH IN WITHOUT ACTUATOR CLAMPING RANGE MAX. : 2.5 MM² BOX | 51
15668 | 1426520000 | PRINTED CIRCUIT BOARD TERMINALS 5.08 MM N OF POLES: 20 90° SOLDER PIN LENGTH (L): 3.5 MM TINNED PUSH IN WITHOUT ACTUATOR CLAMPING RANGE MAX. : 2.5 MM² BOX | 51
15669 | 1426530000 | PRINTED CIRCUIT BOARD TERMINALS 5.08 MM N OF POLES: 21 90° SOLDER PIN LENGTH (L): 3.5 MM TINNED PUSH IN WITHOUT ACTUATOR CLAMPING RANGE MAX. : 2.5 MM² BOX | 51
15670 | 1426540000 | PRINTED CIRCUIT BOARD TERMINALS 5.08 MM N OF POLES: 22 90° SOLDER PIN LENGTH (L): 3.5 MM TINNED PUSH IN WITHOUT ACTUATOR CLAMPING RANGE MAX. : 2.5 MM² BOX | 51
15671 | 1426550000 | PRINTED CIRCUIT BOARD TERMINALS 5.08 MM N OF POLES: 23 90° SOLDER PIN LENGTH (L): 3.5 MM TINNED PUSH IN WITHOUT ACTUATOR CLAMPING RANGE MAX. : 2.5 MM² BOX | 51
15672 | 1525280000 | PRINTED CIRCUIT BOARD TERMINALS 5.08 MM N OF POLES: 6 90° SOLDER PIN LENGTH (L): 3.5 MM TINNED PRESSURE CLAMP CONNECTION CLAMPING RANGE MAX. : 2.5 MM² BOX | 1
15673 | 1531090000 | PCB PLUG-IN CONNECTOR FEMALE PLUG 3.50 MM N OF POLES: 11 180° CLAMPING YOKE CONNECTION CLAMPING RANGE MAX. : 1.5 MM² BOX | 1
15674 | 2047460000 | MULTIFIT TERMINAL MARKER 12 X 5 MM PITCH IN MM (P): 5.00 ABB SNK SERIES TO CUSTOMER SPECIFICATION | 49
15675 | 2047510000 | MULTIFIT TERMINAL MARKER 12 X 6 MM PITCH IN MM (P): 6.00 ABB SNK SERIES TO CUSTOMER SPECIFICATION | 49
15676 | 2047520000 | MULTIFIT TERMINAL MARKER 12 X 8 MM PITCH IN MM (P): 8.00 ABB SNK SERIES TO CUSTOMER SPECIFICATION | 49
15677 | 2428200000 | PRINTED CIRCUIT BOARD TERMINALS 3.50 MM N OF POLES: 15 90° SOLDER PIN LENGTH (L): 3.5 MM TINNED ORANGE PRESSURE CLAMP CONNECTION CLAMPING RANGE MAX. : 1.5 MM² BOX | 1
15678 | 1454790000 | AUTOMATIC MACHINES REPLACEMENT PART | 188
15679 | 1972940000 | PCB PLUG-IN CONNECTOR MALE HEADER CLOSED SIDE THT SOLDER CONNECTION 3.81 MM N OF POLES: 4 90° SOLDER PIN LENGTH (L): 3.2 MM TINNED PALE GREEN BOX | 0
15680 | 2283750000 | PRINTED CIRCUIT BOARD TERMINALS 15.00 MM N OF POLES: 9 90° SOLDER PIN LENGTH (L): 4.5 MM TINNED CLAMPING YOKE CONNECTION CLAMPING RANGE MAX. : 25 MM² BOX | 1
15681 | 2440220000 | PRINTED CIRCUIT BOARD TERMINALS 3.50 MM 90° SOLDER PIN LENGTH (L): 3.5 MM TINNED ORANGE PRESSURE CLAMP CONNECTION CLAMPING RANGE MAX. : 1.5 MM² BOX | 1
15682 | 2472110000 | PRINTED CIRCUIT BOARD TERMINALS 7.50 MM N OF POLES: 5 90° SOLDER PIN LENGTH (L): 5 MM TINNED PUSH IN WITH ACTUATOR CLAMPING RANGE MAX. : 6 MM² BOX | 51
15683 | 2472130000 | PRINTED CIRCUIT BOARD TERMINALS 7.50 MM N OF POLES: 7 90° SOLDER PIN LENGTH (L): 5 MM TINNED PUSH IN WITH ACTUATOR CLAMPING RANGE MAX. : 6 MM² BOX | 51
15684 | 2472140000 | PRINTED CIRCUIT BOARD TERMINALS 7.50 MM N OF POLES: 8 90° SOLDER PIN LENGTH (L): 5 MM TINNED PUSH IN WITH ACTUATOR CLAMPING RANGE MAX. : 6 MM² BOX | 51
15685 | 2472150000 | PRINTED CIRCUIT BOARD TERMINALS 7.50 MM N OF POLES: 9 90° SOLDER PIN LENGTH (L): 5 MM TINNED PUSH IN WITH ACTUATOR CLAMPING RANGE MAX. : 6 MM² BOX | 51
15686 | 2472160000 | PRINTED CIRCUIT BOARD TERMINALS 7.50 MM N OF POLES: 10 90° SOLDER PIN LENGTH (L): 5 MM TINNED PUSH IN WITH ACTUATOR CLAMPING RANGE MAX. : 6 MM² BOX | 51
15687 | 2472170000 | PRINTED CIRCUIT BOARD TERMINALS 7.50 MM N OF POLES: 11 90° SOLDER PIN LENGTH (L): 5 MM TINNED PUSH IN WITH ACTUATOR CLAMPING RANGE MAX. : 6 MM² BOX | 51
15688 | 2472180000 | PRINTED CIRCUIT BOARD TERMINALS 7.50 MM N OF POLES: 12 90° SOLDER PIN LENGTH (L): 5 MM TINNED PUSH IN WITH ACTUATOR CLAMPING RANGE MAX. : 6 MM² BOX | 51
15689 | 2567120000 | PRINTED CIRCUIT BOARD TERMINALS 5.08 MM N OF POLES: 4 90° SOLDER PIN LENGTH (L): 3.2 MM TINNED CLAMPING YOKE CONNECTION CLAMPING RANGE MAX. : 6 MM² BOX | 1
15690 | 2568230000 | PCB PLUG-IN CONNECTOR MALE HEADER CLIP-ON FLANGE THT SOLDER CONNECTION 10.16 MM N OF POLES: 4 180° SOLDER PIN LENGTH (L): 4 MM BOX | 0
15691 | 1799180000 | PCB PLUG-IN CONNECTOR FEMALE PLUG 3.81 MM N OF POLES: 3 270° CLAMPING YOKE CONNECTION CLAMPING RANGE MAX. : 1.5 MM² BOX | 1
15692 | 2224040000 | SMALL HOUSING OMNIMATE HOUSING - TERMINALBOX TRANSPARENT TILT COVER WIDTH: 5.9 MM | 301
15693 | 2312290000 | SMALL HOUSING OMNIMATE HOUSING - TERMINALBOX GREY- FLANGE-MOUNTED HOUSING WIDTH: 6 MM | 301
15694 | 4058560000 | TERMSERIES RELAY N OF CONTACTS: 2 CO CONTACT AGNI RATED CONTROL VOLTAGE: 12 V DC CONTINUOUS CURRENT: 8 A PLUG-IN CONNECTION TEST BUTTON AVAILABLE: NO | 3
15695 | 2224240000 | SMALL HOUSING OMNIMATE HOUSING - TERMINALBOX GREY- EXTENSION FRAME | 1264
15696 | 1132810000 | D-SERIES DRR RELAY SOCKET N OF CONTACTS: 2 CO CONTACT CONTINUOUS CURRENT: 12 A SCREW CONNECTION | 927
15697 | 1133360000 | D-SERIES DRR RELAY N OF CONTACTS: 2 CO CONTACT AGCDO RATED CONTROL VOLTAGE: 12 V DC CONTINUOUS CURRENT: 10 A PLUG-IN CONNECTION TEST BUTTON AVAILABLE: NO | 3
15698 | 1133370000 | D-SERIES DRR RELAY N OF CONTACTS: 2 CO CONTACT AGCDO RATED CONTROL VOLTAGE: 24 V DC CONTINUOUS CURRENT: 10 A PLUG-IN CONNECTION TEST BUTTON AVAILABLE: NO | 3
15699 | 1133380000 | D-SERIES DRR RELAY N OF CONTACTS: 2 CO CONTACT AGCDO RATED CONTROL VOLTAGE: 48 V DC CONTINUOUS CURRENT: 10 A PLUG-IN CONNECTION TEST BUTTON AVAILABLE: NO | 3
15700 | 1133390000 | D-SERIES DRR RELAY N OF CONTACTS: 2 CO CONTACT AGCDO RATED CONTROL VOLTAGE: 110 V DC CONTINUOUS CURRENT: 10 A PLUG-IN CONNECTION TEST BUTTON AVAILABLE: NO | 3
15701 | 1133430000 | D-SERIES DRR RELAY N OF CONTACTS: 3 CO CONTACT AGCDO RATED CONTROL VOLTAGE: 48 V DC CONTINUOUS CURRENT: 10 A PLUG-IN CONNECTION TEST BUTTON AVAILABLE: NO | 3
15702 | 1133440000 | D-SERIES DRR RELAY N OF CONTACTS: 3 CO CONTACT AGCDO RATED CONTROL VOLTAGE: 110 V DC CONTINUOUS CURRENT: 10 A PLUG-IN CONNECTION TEST BUTTON AVAILABLE: NO | 3
15703 | 1133470000 | D-SERIES DRL RELAY N OF CONTACTS: 1 CO CONTACT AGCDO RATED CONTROL VOLTAGE: 48 V DC CONTINUOUS CURRENT: 16 A FLAT BLADE CONNECTIONS (4.8 MM X 0.5 MM) TEST BUTTON AVAILABLE: NO | 3
15704 | 1133490000 | D-SERIES DRL RELAY N OF CONTACTS: 1 CO CONTACT AGCDO RATED CONTROL VOLTAGE: 220 V DC CONTINUOUS CURRENT: 16 A FLAT BLADE CONNECTIONS (4.8 MM X 0.5 MM) TEST BUTTON AVAILABLE: NO | 3
15705 | 1133510000 | D-SERIES DRL RELAY N OF CONTACTS: 2 CO CONTACT AGCDO RATED CONTROL VOLTAGE: 12 V DC CONTINUOUS CURRENT: 10 A FLAT BLADE CONNECTIONS (4.8 MM X 0.5 MM) TEST BUTTON AVAILABLE: NO | 3
15706 | 1133530000 | D-SERIES DRL RELAY N OF CONTACTS: 2 CO CONTACT AGCDO RATED CONTROL VOLTAGE: 48 V DC CONTINUOUS CURRENT: 10 A FLAT BLADE CONNECTIONS (4.8 MM X 0.5 MM) TEST BUTTON AVAILABLE: NO | 3
15707 | 1133540000 | D-SERIES DRL RELAY N OF CONTACTS: 2 CO CONTACT AGCDO RATED CONTROL VOLTAGE: 110 V DC CONTINUOUS CURRENT: 10 A FLAT BLADE CONNECTIONS (4.8 MM X 0.5 MM) TEST BUTTON AVAILABLE: NO | 3
15708 | 1133550000 | D-SERIES DRL RELAY N OF CONTACTS: 2 CO CONTACT AGCDO RATED CONTROL VOLTAGE: 220 V DC CONTINUOUS CURRENT: 10 A FLAT BLADE CONNECTIONS (4.8 MM X 0.5 MM) TEST BUTTON AVAILABLE: NO | 3
15709 | 1133560000 | D-SERIES DRR RELAY N OF CONTACTS: 3 CO CONTACT AGCDO RATED CONTROL VOLTAGE: 220 V DC CONTINUOUS CURRENT: 10 A PLUG-IN CONNECTION TEST BUTTON AVAILABLE: NO | 3
15710 | 1133570000 | D-SERIES DRL RELAY N OF CONTACTS: 3 CO CONTACT AGCDO RATED CONTROL VOLTAGE: 12 V DC CONTINUOUS CURRENT: 10 A FLAT BLADE CONNECTIONS (4.8 MM X 0.5 MM) TEST BUTTON AVAILABLE: NO | 3
15711 | 1133580000 | D-SERIES DRL RELAY N OF CONTACTS: 3 CO CONTACT AGCDO RATED CONTROL VOLTAGE: 24 V DC CONTINUOUS CURRENT: 10 A FLAT BLADE CONNECTIONS (4.8 MM X 0.5 MM) TEST BUTTON AVAILABLE: NO | 3
15712 | 1133590000 | D-SERIES DRL RELAY N OF CONTACTS: 3 CO CONTACT AGCDO RATED CONTROL VOLTAGE: 48 V DC CONTINUOUS CURRENT: 10 A FLAT BLADE CONNECTIONS (4.8 MM X 0.5 MM) TEST BUTTON AVAILABLE: NO | 3
15713 | 1133600000 | D-SERIES DRL RELAY N OF CONTACTS: 3 CO CONTACT AGCDO RATED CONTROL VOLTAGE: 110 V DC CONTINUOUS CURRENT: 10 A FLAT BLADE CONNECTIONS (4.8 MM X 0.5 MM) TEST BUTTON AVAILABLE: NO | 3
15714 | 1133610000 | D-SERIES DRL RELAY N OF CONTACTS: 3 CO CONTACT AGCDO RATED CONTROL VOLTAGE: 220 V DC CONTINUOUS CURRENT: 10 A FLAT BLADE CONNECTIONS (4.8 MM X 0.5 MM) TEST BUTTON AVAILABLE: NO | 3
15715 | 1133620000 | D-SERIES DRL RELAY N OF CONTACTS: 4 CO CONTACT AGCDO RATED CONTROL VOLTAGE: 12 V DC CONTINUOUS CURRENT: 10 A FLAT BLADE CONNECTIONS (4.8 MM X 0.5 MM) TEST BUTTON AVAILABLE: NO | 3
15716 | 1133630000 | D-SERIES DRL RELAY N OF CONTACTS: 4 CO CONTACT AGCDO RATED CONTROL VOLTAGE: 24 V DC CONTINUOUS CURRENT: 10 A FLAT BLADE CONNECTIONS (4.8 MM X 0.5 MM) TEST BUTTON AVAILABLE: NO | 3
15717 | 1133640000 | D-SERIES DRL RELAY N OF CONTACTS: 4 CO CONTACT AGCDO RATED CONTROL VOLTAGE: 48 V DC CONTINUOUS CURRENT: 10 A FLAT BLADE CONNECTIONS (4.8 MM X 0.5 MM) TEST BUTTON AVAILABLE: NO | 3
15718 | 1133650000 | D-SERIES DRL RELAY N OF CONTACTS: 4 CO CONTACT AGCDO RATED CONTROL VOLTAGE: 110 V DC CONTINUOUS CURRENT: 10 A FLAT BLADE CONNECTIONS (4.8 MM X 0.5 MM) TEST BUTTON AVAILABLE: NO | 3
15719 | 1133660000 | D-SERIES DRL RELAY N OF CONTACTS: 4 CO CONTACT AGCDO RATED CONTROL VOLTAGE: 220 V DC CONTINUOUS CURRENT: 10 A FLAT BLADE CONNECTIONS (4.8 MM X 0.5 MM) TEST BUTTON AVAILABLE: NO | 3
15720 | 1133760000 | D-SERIES DRR RELAY N OF CONTACTS: 2 CO CONTACT AGCDO RATED CONTROL VOLTAGE: 24 V AC CONTINUOUS CURRENT: 10 A PLUG-IN CONNECTION TEST BUTTON AVAILABLE: NO | 3
15721 | 1133780000 | D-SERIES DRR RELAY N OF CONTACTS: 2 CO CONTACT AGCDO RATED CONTROL VOLTAGE: 115 V AC CONTINUOUS CURRENT: 10 A PLUG-IN CONNECTION TEST BUTTON AVAILABLE: NO | 3
15722 | 1133800000 | D-SERIES DRR RELAY N OF CONTACTS: 2 CO CONTACT AGCDO RATED CONTROL VOLTAGE: 230 V AC CONTINUOUS CURRENT: 10 A PLUG-IN CONNECTION TEST BUTTON AVAILABLE: NO | 3
15723 | 1133820000 | D-SERIES DRR RELAY N OF CONTACTS: 3 CO CONTACT AGCDO RATED CONTROL VOLTAGE: 115 V AC CONTINUOUS CURRENT: 10 A PLUG-IN CONNECTION TEST BUTTON AVAILABLE: NO | 3
15724 | 1133870000 | D-SERIES DRL RELAY N OF CONTACTS: 2 CO CONTACT AGCDO RATED CONTROL VOLTAGE: 24 V AC CONTINUOUS CURRENT: 10 A FLAT BLADE CONNECTIONS (4.8 MM X 0.5 MM) TEST BUTTON AVAILABLE: NO | 3
15725 | 1133880000 | D-SERIES DRL RELAY N OF CONTACTS: 2 CO CONTACT AGCDO RATED CONTROL VOLTAGE: 115 V AC CONTINUOUS CURRENT: 10 A FLAT BLADE CONNECTIONS (4.8 MM X 0.5 MM) TEST BUTTON AVAILABLE: NO | 3
15726 | 1133890000 | D-SERIES DRL RELAY N OF CONTACTS: 2 CO CONTACT AGCDO RATED CONTROL VOLTAGE: 230 V AC CONTINUOUS CURRENT: 10 A FLAT BLADE CONNECTIONS (4.8 MM X 0.5 MM) TEST BUTTON AVAILABLE: NO | 3
15727 | 1133910000 | D-SERIES DRL RELAY N OF CONTACTS: 3 CO CONTACT AGCDO RATED CONTROL VOLTAGE: 24 V AC CONTINUOUS CURRENT: 10 A FLAT BLADE CONNECTIONS (4.8 MM X 0.5 MM) TEST BUTTON AVAILABLE: NO | 3
15728 | 1133920000 | D-SERIES DRL RELAY N OF CONTACTS: 3 CO CONTACT AGCDO RATED CONTROL VOLTAGE: 115 V AC CONTINUOUS CURRENT: 10 A FLAT BLADE CONNECTIONS (4.8 MM X 0.5 MM) TEST BUTTON AVAILABLE: NO | 3
15729 | 1133930000 | D-SERIES DRL RELAY N OF CONTACTS: 3 CO CONTACT AGCDO RATED CONTROL VOLTAGE: 230 V AC CONTINUOUS CURRENT: 10 A FLAT BLADE CONNECTIONS (4.8 MM X 0.5 MM) TEST BUTTON AVAILABLE: NO | 3
15730 | 1133940000 | D-SERIES DRL RELAY N OF CONTACTS: 4 CO CONTACT AGCDO RATED CONTROL VOLTAGE: 24 V AC CONTINUOUS CURRENT: 10 A FLAT BLADE CONNECTIONS (4.8 MM X 0.5 MM) TEST BUTTON AVAILABLE: NO | 3
15731 | 1174670000 | D-SERIES RC FILTER RATED CONTROL VOLTAGE: 6?230 V AC PLUG-IN CONNECTION | 95
15732 | 1219360000 | D-SERIES DRW / DRH RELAY N OF CONTACTS: 2 CO CONTACT AGCDO RATED CONTROL VOLTAGE: 48 V AC CONTINUOUS CURRENT: 16 A FLAT BLADE CONNECTIONS (4.8 MM X 0.5 MM) TEST BUTTON AVAILABLE: YES | 3
15733 | 1219420000 | D-SERIES DRW / DRH RELAY N OF CONTACTS: 3 CO CONTACT AGCDO RATED CONTROL VOLTAGE: 48 V AC CONTINUOUS CURRENT: 16 A FLAT BLADE CONNECTIONS (4.8 MM X 0.5 MM) TEST BUTTON AVAILABLE: YES | 3
15734 | 1219430000 | D-SERIES DRW / DRH RELAY N OF CONTACTS: 3 CO CONTACT AGCDO RATED CONTROL VOLTAGE: 115 V AC CONTINUOUS CURRENT: 16 A FLAT BLADE CONNECTIONS (4.8 MM X 0.5 MM) TEST BUTTON AVAILABLE: YES | 3
15735 | 1219570000 | D-SERIES PWR RELAY MODULE N OF CONTACTS: 2 NO CONTACT AGSNO RATED CONTROL VOLTAGE: 110 V DC CONTINUOUS CURRENT: 25 A TEST BUTTON AVAILABLE: NO | 3
15736 | 1219750000 | D-SERIES DRW / DRH RELAY N OF CONTACTS: 2 CO CONTACT AGCDO RATED CONTROL VOLTAGE: 48 V DC CONTINUOUS CURRENT: 16 A FLAT BLADE CONNECTIONS (4.8 MM X 0.5 MM) TEST BUTTON AVAILABLE: YES | 3
15737 | 1219840000 | D-SERIES DRW / DRH RELAY N OF CONTACTS: 1 NO CONTACT WITH BLOW-OUT MAGNET AGSNO RATED CONTROL VOLTAGE: 12 V DC CONTINUOUS CURRENT: 16 A FLAT BLADE CONNECTIONS (4.8 MM X 0.5 MM) TEST BUTTON AVAILABLE: YES | 3
15738 | 1219880000 | D-SERIES DRW / DRH RELAY N OF CONTACTS: 1 NO CONTACT WITH BLOW-OUT MAGNET AGSNO RATED CONTROL VOLTAGE: 220 V DC CONTINUOUS CURRENT: 16 A FLAT BLADE CONNECTIONS (4.8 MM X 0.5 MM) TEST BUTTON AVAILABLE: YES | 3
15739 | 1219890000 | D-SERIES DRW / DRH RELAY N OF CONTACTS: 1 NO CONTACT WITH BLOW-OUT MAGNET AGSNO RATED CONTROL VOLTAGE: 24 V AC CONTINUOUS CURRENT: 16 A FLAT BLADE CONNECTIONS (4.8 MM X 0.5 MM) TEST BUTTON AVAILABLE: YES | 3
15740 | 1219910000 | D-SERIES DRW / DRH RELAY N OF CONTACTS: 1 NO CONTACT WITH BLOW-OUT MAGNET AGSNO RATED CONTROL VOLTAGE: 48 V AC CONTINUOUS CURRENT: 16 A FLAT BLADE CONNECTIONS (4.8 MM X 0.5 MM) TEST BUTTON AVAILABLE: YES | 3
15741 | 1219920000 | D-SERIES DRW / DRH RELAY N OF CONTACTS: 1 NO CONTACT WITH BLOW-OUT MAGNET AGSNO RATED CONTROL VOLTAGE: 115 V AC CONTINUOUS CURRENT: 16 A FLAT BLADE CONNECTIONS (4.8 MM X 0.5 MM) TEST BUTTON AVAILABLE: YES | 3
15742 | 1219930000 | D-SERIES DRW / DRH RELAY N OF CONTACTS: 1 NO CONTACT WITH BLOW-OUT MAGNET AGSNO RATED CONTROL VOLTAGE: 230 V AC CONTINUOUS CURRENT: 16 A FLAT BLADE CONNECTIONS (4.8 MM X 0.5 MM) TEST BUTTON AVAILABLE: YES | 3
15743 | 1219940000 | D-SERIES DRW / DRH RELAY N OF CONTACTS: 1 NC CONTACT WITH BLOW-OUT MAGNET AGSNO RATED CONTROL VOLTAGE: 12 V DC CONTINUOUS CURRENT: 16 A FLAT BLADE CONNECTIONS (4.8 MM X 0.5 MM) TEST BUTTON AVAILABLE: YES | 3
15744 | 1219950000 | D-SERIES DRW / DRH RELAY N OF CONTACTS: 1 NC CONTACT WITH BLOW-OUT MAGNET AGSNO RATED CONTROL VOLTAGE: 24 V DC CONTINUOUS CURRENT: 16 A FLAT BLADE CONNECTIONS (4.8 MM X 0.5 MM) TEST BUTTON AVAILABLE: YES | 3
15745 | 1219960000 | D-SERIES DRW / DRH RELAY N OF CONTACTS: 1 NC CONTACT WITH BLOW-OUT MAGNET AGSNO RATED CONTROL VOLTAGE: 48 V DC CONTINUOUS CURRENT: 16 A FLAT BLADE CONNECTIONS (4.8 MM X 0.5 MM) TEST BUTTON AVAILABLE: YES | 3
15746 | 1219970000 | D-SERIES DRW / DRH RELAY N OF CONTACTS: 1 NC CONTACT WITH BLOW-OUT MAGNET AGSNO RATED CONTROL VOLTAGE: 110 V DC CONTINUOUS CURRENT: 16 A FLAT BLADE CONNECTIONS (4.8 MM X 0.5 MM) TEST BUTTON AVAILABLE: YES | 3
15747 | 1219980000 | D-SERIES DRW / DRH RELAY N OF CONTACTS: 1 NC CONTACT WITH BLOW-OUT MAGNET AGSNO RATED CONTROL VOLTAGE: 220 V DC CONTINUOUS CURRENT: 16 A FLAT BLADE CONNECTIONS (4.8 MM X 0.5 MM) TEST BUTTON AVAILABLE: YES | 3
15748 | 1219990000 | D-SERIES DRW / DRH RELAY N OF CONTACTS: 1 NC CONTACT WITH BLOW-OUT MAGNET AGSNO RATED CONTROL VOLTAGE: 24 V AC CONTINUOUS CURRENT: 16 A FLAT BLADE CONNECTIONS (4.8 MM X 0.5 MM) TEST BUTTON AVAILABLE: YES | 3
15749 | 1220010000 | D-SERIES DRW / DRH RELAY N OF CONTACTS: 1 NC CONTACT WITH BLOW-OUT MAGNET AGSNO RATED CONTROL VOLTAGE: 48 V AC CONTINUOUS CURRENT: 16 A FLAT BLADE CONNECTIONS (4.8 MM X 0.5 MM) TEST BUTTON AVAILABLE: YES | 3
15750 | 1220020000 | D-SERIES DRW / DRH RELAY N OF CONTACTS: 1 NC CONTACT WITH BLOW-OUT MAGNET AGSNO RATED CONTROL VOLTAGE: 115 V AC CONTINUOUS CURRENT: 16 A FLAT BLADE CONNECTIONS (4.8 MM X 0.5 MM) TEST BUTTON AVAILABLE: YES | 3
15751 | 1220030000 | D-SERIES DRW / DRH RELAY N OF CONTACTS: 1 NC CONTACT WITH BLOW-OUT MAGNET AGSNO RATED CONTROL VOLTAGE: 230 V AC CONTINUOUS CURRENT: 16 A FLAT BLADE CONNECTIONS (4.8 MM X 0.5 MM) TEST BUTTON AVAILABLE: YES | 3
15752 | 1220040000 | D-SERIES DRW / DRH RELAY 1 NO CONTACT AND 1 NC CONTACT WITH BLOW-OUT MAGNET AGSNO RATED CONTROL VOLTAGE: 12 V DC CONTINUOUS CURRENT: 16 A FLAT BLADE CONNECTIONS (4.8 MM X 0.5 MM) TEST BUTTON AVAILABLE: YES | 3
15753 | 1220060000 | D-SERIES DRW / DRH RELAY 1 NO CONTACT AND 1 NC CONTACT WITH BLOW-OUT MAGNET AGSNO RATED CONTROL VOLTAGE: 48 V DC CONTINUOUS CURRENT: 16 A FLAT BLADE CONNECTIONS (4.8 MM X 0.5 MM) TEST BUTTON AVAILABLE: YES | 3
15754 | 1220070000 | D-SERIES DRW / DRH RELAY 1 NO CONTACT AND 1 NC CONTACT WITH BLOW-OUT MAGNET AGSNO RATED CONTROL VOLTAGE: 110 V DC CONTINUOUS CURRENT: 16 A FLAT BLADE CONNECTIONS (4.8 MM X 0.5 MM) TEST BUTTON AVAILABLE: YES | 3
15755 | 1220080000 | D-SERIES DRW / DRH RELAY 1 NO CONTACT AND 1 NC CONTACT WITH BLOW-OUT MAGNET AGSNO RATED CONTROL VOLTAGE: 220 V DC CONTINUOUS CURRENT: 16 A FLAT BLADE CONNECTIONS (4.8 MM X 0.5 MM) TEST BUTTON AVAILABLE: YES | 3
15756 | 1220090000 | D-SERIES DRW / DRH RELAY 1 NO CONTACT AND 1 NC CONTACT WITH BLOW-OUT MAGNET AGSNO RATED CONTROL VOLTAGE: 24 V AC CONTINUOUS CURRENT: 16 A FLAT BLADE CONNECTIONS (4.8 MM X 0.5 MM) TEST BUTTON AVAILABLE: YES | 3
15757 | 1220110000 | D-SERIES DRW / DRH RELAY 1 NO CONTACT AND 1 NC CONTACT WITH BLOW-OUT MAGNET AGSNO RATED CONTROL VOLTAGE: 48 V AC CONTINUOUS CURRENT: 16 A FLAT BLADE CONNECTIONS (4.8 MM X 0.5 MM) TEST BUTTON AVAILABLE: YES | 3
15758 | 1220200000 | D-SERIES DRW / DRH RELAY N OF CONTACTS: 2 NO CONTACT WITH BLOW-OUT MAGNET AGSNO RATED CONTROL VOLTAGE: 24 V AC CONTINUOUS CURRENT: 16 A FLAT BLADE CONNECTIONS (4.8 MM X 0.5 MM) TEST BUTTON AVAILABLE: YES | 3
15759 | 1220210000 | D-SERIES DRW / DRH RELAY N OF CONTACTS: 2 NO CONTACT WITH BLOW-OUT MAGNET AGSNO RATED CONTROL VOLTAGE: 48 V AC CONTINUOUS CURRENT: 16 A FLAT BLADE CONNECTIONS (4.8 MM X 0.5 MM) TEST BUTTON AVAILABLE: YES | 3
15760 | 1220220000 | D-SERIES DRW / DRH RELAY N OF CONTACTS: 2 NO CONTACT WITH BLOW-OUT MAGNET AGSNO RATED CONTROL VOLTAGE: 115 V AC CONTINUOUS CURRENT: 16 A FLAT BLADE CONNECTIONS (4.8 MM X 0.5 MM) TEST BUTTON AVAILABLE: YES | 3
15761 | 1238330000 | DEKAFIX TERMINAL MARKER 5 X 6 MM PITCH IN MM (P): 6.00 WEIDMUELLER GREY | 13
15762 | 1319040000 | BOLT-TYPE SCREW TERMINALS FEED-THROUGH TERMINAL RATED CROSS-SECTION: 16 MM² THREADED STUD CONNECTION | 7
15763 | 1319080000 | BOLT-TYPE SCREW TERMINALS FEED-THROUGH TERMINAL RATED CROSS-SECTION: 120 MM² THREADED STUD CONNECTION | 7
15764 | 1406250000 | POWER SOLID-STATE RELAIS SOLID STATE CONTACTOR 1 NO CONTACT (THYRISTOR (ZERO-CROSS SWITCH)) RATED CONTROL VOLTAGE: 3.5?32 V DC RATED SWITCHING VOLTAGE: 24?600 V AC CONTINUOUS CURRENT: 62 A (AC51) AT 40 °C MOUNTED ON HEATSINK WITH 0.75 K/W SCREW CONNECTION | 3
15765 | 1412960000 | FEED-THROUGH TERMINAL SCREW CONNECTION 4 MM² 1000 V 32 A DARK | 10
15766 | 1412970000 | FEED-THROUGH TERMINAL SCREW CONNECTION 6 MM² 1000 V 41 A DARK | 10
15767 | 1415510000 | FEED-THROUGH TERMINAL DOUBLE-TIER TERMINAL SCREW CONNECTION 10 MM² 800 V 57 A DARK | 10
15768 | 1417650000 | TEST-DISCONNECT TERMINAL PUSH IN 4 MM² 500 V 23 A PIVOTING ORANGE | 93
15769 | 1418330000 | WIRE-END FERRULE SDARD 21 MM 18 MM | 16
15770 | 1418340000 | WIRE-END FERRULE SDARD 21 MM 18 MM | 16
15771 | 1429440000 | THM CONDUCTOR AND CABLE MARKERS 9.6 - 12.7 MM 15 X 70 MM | 21
15772 | 1429450000 | THM CONDUCTOR AND CABLE MARKERS 22.3 - 22.3 MM 15 X 140 MM | 21
15773 | 1449830000 | THM DEVICE MARKERS 85 X 27 MM | 533
15774 | 1454900000 | DEKAFIX TERMINAL MARKER 5 X 6 MM PITCH IN MM (P): 6.00 WEIDMUELLER BROWN | 13
15775 | 1466270000 | THM DEVICE MARKERS 74 X 101 MM | 327
15776 | 1476280000 | WIRE-END FERRULE SDARD 10 MM 8 MM | 16
15777 | 1477340000 | THM DEVICE MARKERS 27 X 27 MM | 533
15778 | 1501380000 | 70MM² INDENT CRIMP | 741
15779 | 1501800000 | 185MM² INDENT CRIMP | 1076
15780 | 1501820000 | 240MM² INDENT CRIMP | 1077
15781 | 1502050000 | 50MM² TRAPEZOIDAL CRIMP | 419
15782 | 1502070000 | 70MM² TRAPEZOIDAL CRIMP | 419
15783 | 1502080000 | 95MM² TRAPEZOIDAL CRIMP | 1126
15784 | 1502470000 | 16MM² WM CRIMP | 993
15785 | 1502480000 | 25MM² WM CRIMP | 995
15786 | 1502500000 | 50MM² WM CRIMP | 996
15787 | 1502530000 | 95MM² WM CRIMP | 998
15788 | 1502540000 | 120MM² WM CRIMP | 1026
15789 | 1502600000 | HEXAGONAL CRIMP | 157
15790 | 1502620000 | HEXAGONAL CRIMP | 157
15791 | 1502640000 | HEXAGONAL CRIMP | 157
15792 | 1502650000 | HEXAGONAL CRIMP | 157
15793 | 1502670000 | HEXAGONAL CRIMP | 157
15794 | 1502680000 | HEXAGONAL CRIMP | 157
15795 | 1502690000 | HEXAGONAL CRIMP | 157
15796 | 1502700000 | HEXAGONAL CRIMP | 157
15797 | 1502720000 | HEXAGONAL CRIMP | 157
15798 | 1502730000 | HEXAGONAL CRIMP | 157
15799 | 1502740000 | HEXAGONAL CRIMP | 157
15800 | 1502750000 | HEXAGONAL CRIMP | 157
15801 | 1502780000 | HEXAGONAL CRIMP | 157
15802 | 1502790000 | 120MM² INDENT CRIMP | 458
15803 | 1502800000 | 150MM² INDENT CRIMP | 458
15804 | 1502820000 | 6MM² INDENT CRIMP | 513
15805 | 1502830000 | 10MM² INDENT CRIMP | 458
15806 | 1502840000 | 16MM² INDENT CRIMP | 513
15807 | 1516990000 | THM DEVICE MARKERS 5.1 X 16.5 MM | 293
15808 | 1517180000 | THM DEVICE MARKERS 30 X | 86
15809 | 1517190000 | THM DEVICE MARKERS 30 X | 86
15810 | 1517230000 | THM DEVICE MARKERS 30 X | 86
15811 | 1517240000 | THM DEVICE MARKERS 50 X | 86
15812 | 1517270000 | THM DEVICE MARKERS 100 X | 274
15813 | 1518300000 | W-SERIES FUSE TERMINAL RATED CROSS-SECTION: 4 MM² SCREW CONNECTION | 7
15814 | 1521730000 | FEED-THROUGH TERMINAL PUSH IN 2.5 MM² 800 V 24 A | 15
15815 | 1521770000 | FEED-THROUGH TERMINAL PUSH IN 2.5 MM² 800 V 24 A GREEN | 15
15816 | 1521890000 | FEED-THROUGH TERMINAL PUSH IN 2.5 MM² 800 V 24 A | 15
15817 | 1521900000 | FEED-THROUGH TERMINAL PUSH IN 2.5 MM² 800 24 A | 15
15818 | 1521930000 | FEED-THROUGH TERMINAL PUSH IN 2.5 MM² 800 24 A ORANGE | 15
15819 | 1521940000 | FEED-THROUGH TERMINAL PUSH IN 2.5 MM² 800 24 A | 15
15820 | 1529600000 | TEST-DISCONNECT TERMINAL PUSH IN 4 MM² 500 V 24 A PIVOTING | 93
15821 | 1529890000 | FEED-THROUGH TERMINAL PUSH IN 4 MM² 800 V 32 A | 15
15822 | 1529900000 | FEED-THROUGH TERMINAL PUSH IN 4 MM² 800 V 32 A | 15
15823 | 1537880000 | W-SERIES TEST-DISCONNECT TERMINAL RATED CROSS-SECTION: 2.5 MM² SCREW CONNECTION | 7
15824 | 1538740000 | THM DEVICE MARKERS 35 X 64 MM | 77
15825 | 1544810000 | W-SERIES PLUG-IN CONNECTOR FEED-THROUGH TERMINAL RATED CROSS-SECTION: 2.5 MM² SCREW CONNECTION | 7
15826 | 1552720000 | FEED-THROUGH TERMINAL PUSH IN 1.5 MM² 500 V 17.5 A ORANGE | 62
15827 | 1561980000 | W-SERIES CROSS-CONNECTOR N OF POLES: 2 | 371
15828 | 1562780000 | CONDUCTOR AND CABLE MARKERS 3.2 - 6.4 MM | 43
15829 | 1562790000 | CONDUCTOR AND CABLE MARKERS 4.8 - 9.5 MM | 43
15830 | 1562800000 | CONDUCTOR AND CABLE MARKERS 6.4 - 12.7 MM | 43
15831 | 1562820000 | CONDUCTOR AND CABLE MARKERS 9.5 - 19.1 MM | 43
15832 | 1562830000 | CONDUCTOR AND CABLE MARKERS 12.7 - 25.4 MM | 43
15833 | 1562840000 | CONDUCTOR AND CABLE MARKERS 1.2 - 2.4 MM | 43
15834 | 1562850000 | CONDUCTOR AND CABLE MARKERS 1.6 - 3.2 MM | 43
15835 | 1562870000 | CONDUCTOR AND CABLE MARKERS 2.4 - 4.8 MM | 43
15836 | 1562880000 | CONDUCTOR AND CABLE MARKERS 3.2 - 6.4 MM | 43
15837 | 1562890000 | CONDUCTOR AND CABLE MARKERS 4.8 - 9.5 MM | 43
15838 | 1562900000 | CONDUCTOR AND CABLE MARKERS 6.4 - 12.7 MM | 43
15839 | 1562920000 | CONDUCTOR AND CABLE MARKERS 9.5 - 19.1 MM | 43
15840 | 1562940000 | CONDUCTOR AND CABLE MARKERS 1.2 - 2.4 MM GREEN | 43
15841 | 1563780000 | W-SERIES TEST-DISCONNECT TERMINAL RATED CROSS-SECTION: 2.5 MM² SCREW CONNECTION | 7
15842 | 1984020000 | TERMSERIES RELAY N OF CONTACTS: 1 CO CONTACT AGNI RATED CONTROL VOLTAGE: 5 V DC CONTINUOUS CURRENT: 16 A PLUG-IN CONNECTION TEST BUTTON AVAILABLE: NO | 3
15843 | 1984030000 | TERMSERIES RELAY N OF CONTACTS: 1 CO CONTACT AGNI RATED CONTROL VOLTAGE: 12 V DC CONTINUOUS CURRENT: 16 A PLUG-IN CONNECTION TEST BUTTON AVAILABLE: NO | 3
15844 | 1984040000 | TERMSERIES RELAY N OF CONTACTS: 1 CO CONTACT AGNI RATED CONTROL VOLTAGE: 24 V DC CONTINUOUS CURRENT: 16 A PLUG-IN CONNECTION TEST BUTTON AVAILABLE: NO | 3
15845 | 1984050000 | TERMSERIES RELAY N OF CONTACTS: 1 CO CONTACT AGNI RATED CONTROL VOLTAGE: 48 V DC CONTINUOUS CURRENT: 16 A PLUG-IN CONNECTION TEST BUTTON AVAILABLE: NO | 3
15846 | 1984060000 | TERMSERIES RELAY N OF CONTACTS: 1 CO CONTACT AGNI RATED CONTROL VOLTAGE: 60 V DC CONTINUOUS CURRENT: 16 A PLUG-IN CONNECTION TEST BUTTON AVAILABLE: NO | 3
15847 | 1984080000 | TERMSERIES RELAY N OF CONTACTS: 1 NO CONTACT AGSNO RATED CONTROL VOLTAGE: 24 V DC CONTINUOUS CURRENT: 16 A PLUG-IN CONNECTION TEST BUTTON AVAILABLE: NO | 3
15848 | 2051310000 | FEED-THROUGH TERMINAL PUSH IN 4 MM² 800 V 32 A | 15
15849 | 2051330000 | FEED-THROUGH TERMINAL PUSH IN 4 MM² 800 V 32 A LIGHT GREY | 15
15850 | 2051500000 | FEED-THROUGH TERMINAL PUSH IN 4 MM² 800 V 32 A DARK | 15
15851 | 2051520000 | FEED-THROUGH TERMINAL PUSH IN 4 MM² 800 V 32 A | 15
15852 | 2051530000 | FEED-THROUGH TERMINAL PUSH IN 4 MM² 800 V 32 A | 15
15853 | 2051540000 | FEED-THROUGH TERMINAL PUSH IN 4 MM² 800 V 32 A ORANGE | 15
15854 | 2051550000 | FEED-THROUGH TERMINAL PUSH IN 4 MM² 800 V 32 A | 15
15855 | 2051580000 | FEED-THROUGH TERMINAL PUSH IN 4 MM² 800 V 32 A GREEN | 15
15856 | 2051610000 | FEED-THROUGH TERMINAL PUSH IN 4 MM² 800 V 32 A | 15
15857 | 2051660000 | FEED-THROUGH TERMINAL PUSH IN 4 MM² 800 V 32 A | 15
15858 | 2051670000 | FEED-THROUGH TERMINAL PUSH IN 4 MM² 800 V 32 A LIGHT GREY | 15
15859 | 2052450000 | RIDERSERIES RCI RELAY MODULE N OF CONTACTS: 2 CO CONTACT WITH TEST BUTTON AGNI RATED CONTROL VOLTAGE: 24 V DC CONTINUOUS CURRENT: 8 A SCREW CONNECTION TEST BUTTON AVAILABLE: YES | 3
15860 | 2052470000 | RIDERSERIES RCI RELAY MODULE N OF CONTACTS: 2 CO CONTACT WITH TEST BUTTON AGNI RATED CONTROL VOLTAGE: 230 V AC CONTINUOUS CURRENT: 8 A SCREW CONNECTION TEST BUTTON AVAILABLE: YES | 3
15861 | 2052480000 | RELAY MODULE N OF CONTACTS: 4 CO CONTACT WITH TEST BUTTON AGNI RATED CONTROL VOLTAGE: 24 V DC CONTINUOUS CURRENT: 6 A SCREW CONNECTION TEST BUTTON AVAILABLE: YES | 3
15862 | 2052510000 | RELAY MODULE N OF CONTACTS: 4 CO CONTACT WITH TEST BUTTON AGNI RATED CONTROL VOLTAGE: 230 V AC CONTINUOUS CURRENT: 6 A SCREW CONNECTION TEST BUTTON AVAILABLE: YES | 3
15863 | 2112290000 | W-SERIES FUSE TERMINAL RATED CROSS-SECTION: 2.5 MM² SCREW CONNECTION | 7
15864 | 2112300000 | W-SERIES FUSE TERMINAL PE TERMINAL RATED CROSS-SECTION: 2.5 MM² SCREW CONNECTION | 7
15865 | 2152970000 | TERMSERIES RELAY MODULE N OF CONTACTS: 1 CO CONTACT AGSNO RATED CONTROL VOLTAGE: 24 V UC ±10 % CONTINUOUS CURRENT: 6 A TENSION-CLAMP CONNECTION TEST BUTTON AVAILABLE: NO | 3
15866 | 2153080000 | TERMSERIES RELAY MODULE N OF CONTACTS: 1 CO CONTACT AGSNO RATED CONTROL VOLTAGE: 48 V UC ±10 % CONTINUOUS CURRENT: 6 A TENSION-CLAMP CONNECTION TEST BUTTON AVAILABLE: NO | 3
15867 | 2153550000 | TERMSERIES RELAY MODULE N OF CONTACTS: 1 CO CONTACT AGSNO RATED CONTROL VOLTAGE: 60 V UC ±10 % CONTINUOUS CURRENT: 6 A SCREW CONNECTION TEST BUTTON AVAILABLE: NO | 3
15868 | 2420210000 | SWITCHMARK DEVICE MARKERS 18 X 27 MM GREEN | 44
15869 | 2436360000 | TEST-DISCONNECT TERMINAL SCREW CONNECTION 4 MM² 500 V 27 A WITHOUT DARK | 36
15870 | 2436390000 | TEST-DISCONNECT TERMINAL SCREW CONNECTION 4 MM² 500 V 32 A WITHOUT DARK | 36
15871 | 2436410000 | TEST-DISCONNECT TERMINAL SCREW CONNECTION 4 MM² 500 V 27 A WITHOUT DARK | 36
15872 | 7760056299 | D-SERIES DRI RELAY N OF CONTACTS: 1 CO CONTACT AGSNO RATED CONTROL VOLTAGE: 110 V DC CONTINUOUS CURRENT: 10 A FLAT BLADE CONNECTIONS (4.7 MM X 0.5 MM) TEST BUTTON AVAILABLE: NO | 3
15873 | 7760056330 | D-SERIES DRI RELAY N OF CONTACTS: 2 CO CONTACT AGSNO RATED CONTROL VOLTAGE: 48 V DC CONTINUOUS CURRENT: 5 A FLAT BLADE CONNECTIONS (2.5 MM X 0.5 MM) TEST BUTTON AVAILABLE: NO | 3
15874 | 9023090000 | ASSORTMENT OF WIRE END FERRULES BOX COLOUR CODE: MISCELLANEOUS | 378
15875 | 9802720001 | W-SERIES FUSE TERMINAL RATED CROSS-SECTION: 4 MM² SCREW CONNECTION | 7
15876 | 1905490000 | SOFTWARE FOR MARKINGS SOFTWARE WINDOWS 7 WINDOWS 8 WINDOWS 8.1 WINDOWS 10 PRINTER SOFTWARE | 1308
15877 | 1068020000 | FEED-THROUGH TERMINAL DOUBLE-TIER TERMINAL SCREW CONNECTION 2.5 MM² 400 V 24 A | 10
15878 | 1095680000 | PCB PLUG-IN CONNECTOR FEMALE PLUG 7.62 MM N OF POLES: 2 CLAMPING YOKE CONNECTION CLAMPING RANGE MAX. : 4 MM² BOX | 1
15879 | 1095690000 | PCB PLUG-IN CONNECTOR FEMALE PLUG 7.62 MM N OF POLES: 3 CLAMPING YOKE CONNECTION CLAMPING RANGE MAX. : 4 MM² BOX | 1
15880 | 1095700000 | PCB PLUG-IN CONNECTOR FEMALE PLUG 7.62 MM N OF POLES: 4 CLAMPING YOKE CONNECTION CLAMPING RANGE MAX. : 4 MM² BOX | 1
15881 | 1095710000 | PCB PLUG-IN CONNECTOR FEMALE PLUG 7.62 MM N OF POLES: 5 CLAMPING YOKE CONNECTION CLAMPING RANGE MAX. : 4 MM² BOX | 1
15882 | 1095720000 | PCB PLUG-IN CONNECTOR FEMALE PLUG 7.62 MM N OF POLES: 6 CLAMPING YOKE CONNECTION CLAMPING RANGE MAX. : 4 MM² BOX | 1
15883 | 1095730000 | PCB PLUG-IN CONNECTOR FEMALE PLUG 7.62 MM N OF POLES: 7 CLAMPING YOKE CONNECTION CLAMPING RANGE MAX. : 4 MM² BOX | 1
15884 | 1095740000 | PCB PLUG-IN CONNECTOR FEMALE PLUG 7.62 MM N OF POLES: 8 CLAMPING YOKE CONNECTION CLAMPING RANGE MAX. : 4 MM² BOX | 1
15885 | 1095750000 | PCB PLUG-IN CONNECTOR FEMALE PLUG 7.62 MM N OF POLES: 9 CLAMPING YOKE CONNECTION CLAMPING RANGE MAX. : 4 MM² BOX | 1
15886 | 1095760000 | PCB PLUG-IN CONNECTOR FEMALE PLUG 7.62 MM N OF POLES: 10 CLAMPING YOKE CONNECTION CLAMPING RANGE MAX. : 4 MM² BOX | 1
15887 | 1095770000 | PCB PLUG-IN CONNECTOR FEMALE PLUG 7.62 MM N OF POLES: 11 CLAMPING YOKE CONNECTION CLAMPING RANGE MAX. : 4 MM² BOX | 1
15888 | 1095780000 | PCB PLUG-IN CONNECTOR FEMALE PLUG 7.62 MM N OF POLES: 12 CLAMPING YOKE CONNECTION CLAMPING RANGE MAX. : 4 MM² BOX | 1
15889 | 1095790000 | PCB PLUG-IN CONNECTOR FEMALE PLUG 7.62 MM N OF POLES: 2 CLAMPING YOKE CONNECTION CLAMPING RANGE MAX. : 4 MM² BOX | 1
15890 | 1095800000 | PCB PLUG-IN CONNECTOR FEMALE PLUG 7.62 MM N OF POLES: 3 CLAMPING YOKE CONNECTION CLAMPING RANGE MAX. : 4 MM² BOX | 1
15891 | 1095870000 | PCB PLUG-IN CONNECTOR FEMALE PLUG 7.62 MM N OF POLES: 10 CLAMPING YOKE CONNECTION CLAMPING RANGE MAX. : 4 MM² BOX | 1
15892 | 1112930000 | GROUP MARKERS COVER 33.3 X 5 MM PITCH IN MM (P): 5.00 TO CUSTOMER SPECIFICATION | 722
15893 | 1118040000 | PRESSING TOOLS | 846
15894 | 1119580000 | PRESSING TOOL CRIMPING TOOL FOR CONTACTS 0.08MM² 1MM² FODERBCRIMP | 134
15895 | 1120900000 | ACCESSORIES REPLACEMENT PART | 252
15896 | 1120910000 | ACCESSORIES SET OF CUTTERS | 174
15897 | 1120920000 | ACCESSORIES SET OF CUTTERS | 174
15898 | 1121950000 | FIELDPOWER® ENCLOSURES IP65 WITH CORRESPONDING HOUSING | 350
15899 | 1122200000 | FIELDPOWER® ENCLOSURES IP65 WITH CORRESPONDING HOUSING | 350
15900 | 1132820000 | D-SERIES DRR RELAY SOCKET N OF CONTACTS: 3 CO CONTACT CONTINUOUS CURRENT: 12 A SCREW CONNECTION | 927
15901 | 1133400000 | D-SERIES DRR RELAY N OF CONTACTS: 2 CO CONTACT AGCDO RATED CONTROL VOLTAGE: 220 V DC CONTINUOUS CURRENT: 10 A PLUG-IN CONNECTION TEST BUTTON AVAILABLE: NO | 3
15902 | 1133410000 | D-SERIES DRR RELAY N OF CONTACTS: 3 CO CONTACT AGCDO RATED CONTROL VOLTAGE: 12 V DC CONTINUOUS CURRENT: 10 A PLUG-IN CONNECTION TEST BUTTON AVAILABLE: NO | 3
15903 | 1133420000 | D-SERIES DRR RELAY N OF CONTACTS: 3 CO CONTACT AGCDO RATED CONTROL VOLTAGE: 24 V DC CONTINUOUS CURRENT: 10 A PLUG-IN CONNECTION TEST BUTTON AVAILABLE: NO | 3
15904 | 1133450000 | D-SERIES DRL RELAY N OF CONTACTS: 1 CO CONTACT AGCDO RATED CONTROL VOLTAGE: 12 V DC CONTINUOUS CURRENT: 16 A FLAT BLADE CONNECTIONS (4.8 MM X 0.5 MM) TEST BUTTON AVAILABLE: NO | 3
15905 | 1133460000 | D-SERIES DRL RELAY N OF CONTACTS: 1 CO CONTACT AGCDO RATED CONTROL VOLTAGE: 24 V DC CONTINUOUS CURRENT: 16 A FLAT BLADE CONNECTIONS (4.8 MM X 0.5 MM) TEST BUTTON AVAILABLE: NO | 3
15906 | 1133480000 | D-SERIES DRL RELAY N OF CONTACTS: 1 CO CONTACT AGCDO RATED CONTROL VOLTAGE: 110 V DC CONTINUOUS CURRENT: 16 A FLAT BLADE CONNECTIONS (4.8 MM X 0.5 MM) TEST BUTTON AVAILABLE: NO | 3
15907 | 1133520000 | D-SERIES DRL RELAY N OF CONTACTS: 2 CO CONTACT AGCDO RATED CONTROL VOLTAGE: 24 V DC CONTINUOUS CURRENT: 10 A FLAT BLADE CONNECTIONS (4.8 MM X 0.5 MM) TEST BUTTON AVAILABLE: NO | 3
15908 | 1133810000 | D-SERIES DRR RELAY N OF CONTACTS: 3 CO CONTACT AGCDO RATED CONTROL VOLTAGE: 24 V AC CONTINUOUS CURRENT: 10 A PLUG-IN CONNECTION TEST BUTTON AVAILABLE: NO | 3
15909 | 1133830000 | D-SERIES DRR RELAY N OF CONTACTS: 3 CO CONTACT AGCDO RATED CONTROL VOLTAGE: 230 V AC CONTINUOUS CURRENT: 10 A PLUG-IN CONNECTION TEST BUTTON AVAILABLE: NO | 3
15910 | 1133840000 | D-SERIES DRL RELAY N OF CONTACTS: 1 CO CONTACT AGCDO RATED CONTROL VOLTAGE: 24 V AC CONTINUOUS CURRENT: 16 A FLAT BLADE CONNECTIONS (4.8 MM X 0.5 MM) TEST BUTTON AVAILABLE: NO | 3
15911 | 1133850000 | D-SERIES DRL RELAY N OF CONTACTS: 1 CO CONTACT AGCDO RATED CONTROL VOLTAGE: 115 V AC CONTINUOUS CURRENT: 16 A FLAT BLADE CONNECTIONS (4.8 MM X 0.5 MM) TEST BUTTON AVAILABLE: NO | 3
15912 | 1133860000 | D-SERIES DRL RELAY N OF CONTACTS: 1 CO CONTACT AGCDO RATED CONTROL VOLTAGE: 230 V AC CONTINUOUS CURRENT: 16 A FLAT BLADE CONNECTIONS (4.8 MM X 0.5 MM) TEST BUTTON AVAILABLE: NO | 3
15913 | 1133950000 | D-SERIES DRL RELAY N OF CONTACTS: 4 CO CONTACT AGCDO RATED CONTROL VOLTAGE: 115 V AC CONTINUOUS CURRENT: 10 A FLAT BLADE CONNECTIONS (4.8 MM X 0.5 MM) TEST BUTTON AVAILABLE: NO | 3
15914 | 1133960000 | D-SERIES DRL RELAY N OF CONTACTS: 4 CO CONTACT AGCDO RATED CONTROL VOLTAGE: 230 V AC CONTINUOUS CURRENT: 10 A FLAT BLADE CONNECTIONS (4.8 MM X 0.5 MM) TEST BUTTON AVAILABLE: NO | 3
15915 | 1134160000 | D-SERIES DRR RETAINING CLIP | 324
15916 | 1139880000 | HOLDER | 570
15917 | 1140490000 | MARKING SYSTEMS THERMOTRANSFER PRINTER THERMAL TRANSFER 300 DPI SHRINK-FIT SLEEVES | 662
15918 | 1163000000 | W-SERIES FUSE TERMINAL RATED CROSS-SECTION: 2.5 MM² SCREW CONNECTION | 7
15919 | 1167340000 | W-SERIES TEST-DISCONNECT TERMINAL PE TERMINAL RATED CROSS-SECTION: 2.5 MM² SCREW CONNECTION | 7
15920 | 1171090000 | ELECTRONICS HOUSING SAMPLE OMNIMATE HOUSING - SERIES CH20M WIDTH: 0.8 MM | 522
15921 | 1174650000 | D-SERIES FREE-WHEELING DIODE RATED CONTROL VOLTAGE: 6?230 V DC PLUG-IN CONNECTION | 95
15922 | 1219090000 | D-SERIES PWR RELAY MODULE N OF CONTACTS: 1 NO CONTACT AGSNO RATED CONTROL VOLTAGE: 24 V AC CONTINUOUS CURRENT: 30 A TEST BUTTON AVAILABLE: NO | 3
15923 | 1219120000 | D-SERIES PWR RELAY MODULE N OF CONTACTS: 1 NO CONTACT AGSNO RATED CONTROL VOLTAGE: 48 V AC CONTINUOUS CURRENT: 30 A TEST BUTTON AVAILABLE: NO | 3
15924 | 1219130000 | D-SERIES PWR RELAY MODULE N OF CONTACTS: 1 NO CONTACT AGSNO RATED CONTROL VOLTAGE: 115 V AC CONTINUOUS CURRENT: 30 A TEST BUTTON AVAILABLE: NO | 3
15925 | 1219140000 | D-SERIES PWR RELAY MODULE N OF CONTACTS: 1 NO CONTACT AGSNO RATED CONTROL VOLTAGE: 230 V AC CONTINUOUS CURRENT: 30 A TEST BUTTON AVAILABLE: NO | 3
15926 | 1219150000 | D-SERIES PWR RELAY MODULE N OF CONTACTS: 1 NO CONTACT AGSNO RATED CONTROL VOLTAGE: 380 V AC CONTINUOUS CURRENT: 30 A TEST BUTTON AVAILABLE: NO | 3
15927 | 1219160000 | D-SERIES PWR RELAY MODULE N OF CONTACTS: 2 NO CONTACT AGSNO RATED CONTROL VOLTAGE: 24 V AC CONTINUOUS CURRENT: 25 A TEST BUTTON AVAILABLE: NO | 3
15928 | 1219170000 | D-SERIES PWR RELAY MODULE N OF CONTACTS: 2 NO CONTACT AGSNO RATED CONTROL VOLTAGE: 48 V AC CONTINUOUS CURRENT: 25 A TEST BUTTON AVAILABLE: NO | 3
15929 | 1219180000 | D-SERIES PWR RELAY MODULE N OF CONTACTS: 2 NO CONTACT AGSNO RATED CONTROL VOLTAGE: 115 V AC CONTINUOUS CURRENT: 25 A TEST BUTTON AVAILABLE: NO | 3
15930 | 1219190000 | D-SERIES PWR RELAY MODULE N OF CONTACTS: 2 NO CONTACT AGSNO RATED CONTROL VOLTAGE: 230 V AC CONTINUOUS CURRENT: 25 A TEST BUTTON AVAILABLE: NO | 3
15931 | 1219220000 | D-SERIES PWR RELAY MODULE N OF CONTACTS: 2 NO CONTACT AGSNO RATED CONTROL VOLTAGE: 380 V AC CONTINUOUS CURRENT: 25 A TEST BUTTON AVAILABLE: NO | 3
15932 | 1219350000 | D-SERIES DRW / DRH RELAY N OF CONTACTS: 2 CO CONTACT AGCDO RATED CONTROL VOLTAGE: 24 V AC CONTINUOUS CURRENT: 16 A FLAT BLADE CONNECTIONS (4.8 MM X 0.5 MM) TEST BUTTON AVAILABLE: YES | 3
15933 | 1219370000 | D-SERIES DRW / DRH RELAY N OF CONTACTS: 2 CO CONTACT AGCDO RATED CONTROL VOLTAGE: 115 V AC CONTINUOUS CURRENT: 16 A FLAT BLADE CONNECTIONS (4.8 MM X 0.5 MM) TEST BUTTON AVAILABLE: YES | 3
15934 | 1219380000 | D-SERIES DRW / DRH RELAY N OF CONTACTS: 2 CO CONTACT AGCDO RATED CONTROL VOLTAGE: 230 V AC CONTINUOUS CURRENT: 16 A FLAT BLADE CONNECTIONS (4.8 MM X 0.5 MM) TEST BUTTON AVAILABLE: YES | 3
15935 | 1219390000 | D-SERIES DRW / DRH RELAY N OF CONTACTS: 2 CO CONTACT AGCDO RATED CONTROL VOLTAGE: 400 V AC CONTINUOUS CURRENT: 16 A FLAT BLADE CONNECTIONS (4.8 MM X 0.5 MM) TEST BUTTON AVAILABLE: YES | 3
15936 | 1219410000 | D-SERIES DRW / DRH RELAY N OF CONTACTS: 3 CO CONTACT AGCDO RATED CONTROL VOLTAGE: 24 V AC CONTINUOUS CURRENT: 16 A FLAT BLADE CONNECTIONS (4.8 MM X 0.5 MM) TEST BUTTON AVAILABLE: YES | 3
15937 | 1219440000 | D-SERIES DRW / DRH RELAY N OF CONTACTS: 3 CO CONTACT AGCDO RATED CONTROL VOLTAGE: 230 V AC CONTINUOUS CURRENT: 16 A FLAT BLADE CONNECTIONS (4.8 MM X 0.5 MM) TEST BUTTON AVAILABLE: YES | 3
15938 | 1219450000 | D-SERIES DRW / DRH RELAY N OF CONTACTS: 3 CO CONTACT AGCDO RATED CONTROL VOLTAGE: 400 V AC CONTINUOUS CURRENT: 16 A FLAT BLADE CONNECTIONS (4.8 MM X 0.5 MM) TEST BUTTON AVAILABLE: YES | 3
15939 | 1219460000 | D-SERIES PWR RELAY MODULE N OF CONTACTS: 1 NO CONTACT AGSNO RATED CONTROL VOLTAGE: 6 V DC CONTINUOUS CURRENT: 30 A TEST BUTTON AVAILABLE: NO | 3
15940 | 1219470000 | D-SERIES PWR RELAY MODULE N OF CONTACTS: 1 NO CONTACT AGSNO RATED CONTROL VOLTAGE: 12 V DC CONTINUOUS CURRENT: 30 A TEST BUTTON AVAILABLE: NO | 3
15941 | 1219480000 | D-SERIES PWR RELAY MODULE N OF CONTACTS: 1 NO CONTACT AGSNO RATED CONTROL VOLTAGE: 24 V DC CONTINUOUS CURRENT: 30 A TEST BUTTON AVAILABLE: NO | 3
15942 | 1219490000 | D-SERIES PWR RELAY MODULE N OF CONTACTS: 1 NO CONTACT AGSNO RATED CONTROL VOLTAGE: 48 V DC CONTINUOUS CURRENT: 30 A TEST BUTTON AVAILABLE: NO | 3
15943 | 1219510000 | D-SERIES PWR RELAY MODULE N OF CONTACTS: 1 NO CONTACT AGSNO RATED CONTROL VOLTAGE: 110 V DC CONTINUOUS CURRENT: 30 A TEST BUTTON AVAILABLE: NO | 3
15944 | 1219520000 | D-SERIES PWR RELAY MODULE N OF CONTACTS: 1 NO CONTACT AGSNO RATED CONTROL VOLTAGE: 220 V DC CONTINUOUS CURRENT: 30 A TEST BUTTON AVAILABLE: NO | 3
15945 | 1219530000 | D-SERIES PWR RELAY MODULE N OF CONTACTS: 2 NO CONTACT AGSNO RATED CONTROL VOLTAGE: 6 V DC CONTINUOUS CURRENT: 25 A TEST BUTTON AVAILABLE: NO | 3
15946 | 1219540000 | D-SERIES PWR RELAY MODULE N OF CONTACTS: 2 NO CONTACT AGSNO RATED CONTROL VOLTAGE: 12 V DC CONTINUOUS CURRENT: 25 A TEST BUTTON AVAILABLE: NO | 3
15947 | 1219550000 | D-SERIES PWR RELAY MODULE N OF CONTACTS: 2 NO CONTACT AGSNO RATED CONTROL VOLTAGE: 24 V DC CONTINUOUS CURRENT: 25 A TEST BUTTON AVAILABLE: NO | 3
15948 | 1219560000 | D-SERIES PWR RELAY MODULE N OF CONTACTS: 2 NO CONTACT AGSNO RATED CONTROL VOLTAGE: 48 V DC CONTINUOUS CURRENT: 25 A TEST BUTTON AVAILABLE: NO | 3
15949 | 1219580000 | D-SERIES PWR RELAY MODULE N OF CONTACTS: 2 NO CONTACT AGSNO RATED CONTROL VOLTAGE: 220 V DC CONTINUOUS CURRENT: 25 A TEST BUTTON AVAILABLE: NO | 3
15950 | 1219730000 | D-SERIES DRW / DRH RELAY N OF CONTACTS: 2 CO CONTACT AGCDO RATED CONTROL VOLTAGE: 12 V DC CONTINUOUS CURRENT: 16 A FLAT BLADE CONNECTIONS (4.8 MM X 0.5 MM) TEST BUTTON AVAILABLE: YES | 3
15951 | 1219740000 | D-SERIES DRW / DRH RELAY N OF CONTACTS: 2 CO CONTACT AGCDO RATED CONTROL VOLTAGE: 24 V DC CONTINUOUS CURRENT: 16 A FLAT BLADE CONNECTIONS (4.8 MM X 0.5 MM) TEST BUTTON AVAILABLE: YES | 3
15952 | 1219760000 | D-SERIES DRW / DRH RELAY N OF CONTACTS: 2 CO CONTACT AGCDO RATED CONTROL VOLTAGE: 110 V DC CONTINUOUS CURRENT: 16 A FLAT BLADE CONNECTIONS (4.8 MM X 0.5 MM) TEST BUTTON AVAILABLE: YES | 3
15953 | 1219770000 | D-SERIES DRW / DRH RELAY N OF CONTACTS: 2 CO CONTACT AGCDO RATED CONTROL VOLTAGE: 220 V DC CONTINUOUS CURRENT: 16 A FLAT BLADE CONNECTIONS (4.8 MM X 0.5 MM) TEST BUTTON AVAILABLE: YES | 3
15954 | 1219780000 | D-SERIES DRW / DRH RELAY N OF CONTACTS: 3 CO CONTACT AGCDO RATED CONTROL VOLTAGE: 12 V DC CONTINUOUS CURRENT: 16 A FLAT BLADE CONNECTIONS (4.8 MM X 0.5 MM) TEST BUTTON AVAILABLE: YES | 3
15955 | 1219790000 | D-SERIES DRW / DRH RELAY N OF CONTACTS: 3 CO CONTACT AGCDO RATED CONTROL VOLTAGE: 24 V DC CONTINUOUS CURRENT: 16 A FLAT BLADE CONNECTIONS (4.8 MM X 0.5 MM) TEST BUTTON AVAILABLE: YES | 3
15956 | 1219810000 | D-SERIES DRW / DRH RELAY N OF CONTACTS: 3 CO CONTACT AGCDO RATED CONTROL VOLTAGE: 48 V DC CONTINUOUS CURRENT: 16 A FLAT BLADE CONNECTIONS (4.8 MM X 0.5 MM) TEST BUTTON AVAILABLE: YES | 3
15957 | 1219820000 | D-SERIES DRW / DRH RELAY N OF CONTACTS: 3 CO CONTACT AGCDO RATED CONTROL VOLTAGE: 110 V DC CONTINUOUS CURRENT: 16 A FLAT BLADE CONNECTIONS (4.8 MM X 0.5 MM) TEST BUTTON AVAILABLE: YES | 3
15958 | 1219830000 | D-SERIES DRW / DRH RELAY N OF CONTACTS: 3 CO CONTACT AGCDO RATED CONTROL VOLTAGE: 220 V DC CONTINUOUS CURRENT: 16 A FLAT BLADE CONNECTIONS (4.8 MM X 0.5 MM) TEST BUTTON AVAILABLE: YES | 3
15959 | 1219850000 | D-SERIES DRW / DRH RELAY N OF CONTACTS: 1 NO CONTACT WITH BLOW-OUT MAGNET AGSNO RATED CONTROL VOLTAGE: 24 V DC CONTINUOUS CURRENT: 16 A FLAT BLADE CONNECTIONS (4.8 MM X 0.5 MM) TEST BUTTON AVAILABLE: YES | 3
15960 | 1219860000 | D-SERIES DRW / DRH RELAY N OF CONTACTS: 1 NO CONTACT WITH BLOW-OUT MAGNET AGSNO RATED CONTROL VOLTAGE: 48 V DC CONTINUOUS CURRENT: 16 A FLAT BLADE CONNECTIONS (4.8 MM X 0.5 MM) TEST BUTTON AVAILABLE: YES | 3
15961 | 1219870000 | D-SERIES DRW / DRH RELAY N OF CONTACTS: 1 NO CONTACT WITH BLOW-OUT MAGNET AGSNO RATED CONTROL VOLTAGE: 110 V DC CONTINUOUS CURRENT: 16 A FLAT BLADE CONNECTIONS (4.8 MM X 0.5 MM) TEST BUTTON AVAILABLE: YES | 3
15962 | 1220050000 | D-SERIES DRW / DRH RELAY 1 NO CONTACT AND 1 NC CONTACT WITH BLOW-OUT MAGNET AGSNO RATED CONTROL VOLTAGE: 24 V DC CONTINUOUS CURRENT: 16 A FLAT BLADE CONNECTIONS (4.8 MM X 0.5 MM) TEST BUTTON AVAILABLE: YES | 3
15963 | 1220120000 | D-SERIES DRW / DRH RELAY 1 NO CONTACT AND 1 NC CONTACT WITH BLOW-OUT MAGNET AGSNO RATED CONTROL VOLTAGE: 115 V AC CONTINUOUS CURRENT: 16 A FLAT BLADE CONNECTIONS (4.8 MM X 0.5 MM) TEST BUTTON AVAILABLE: YES | 3
15964 | 1220130000 | D-SERIES DRW / DRH RELAY 1 NO CONTACT AND 1 NC CONTACT WITH BLOW-OUT MAGNET AGSNO RATED CONTROL VOLTAGE: 230 V AC CONTINUOUS CURRENT: 16 A FLAT BLADE CONNECTIONS (4.8 MM X 0.5 MM) TEST BUTTON AVAILABLE: YES | 3
15965 | 1220140000 | D-SERIES DRW / DRH RELAY N OF CONTACTS: 2 NO CONTACT WITH BLOW-OUT MAGNET AGSNO RATED CONTROL VOLTAGE: 12 V DC CONTINUOUS CURRENT: 16 A FLAT BLADE CONNECTIONS (4.8 MM X 0.5 MM) TEST BUTTON AVAILABLE: YES | 3
15966 | 1220150000 | D-SERIES DRW / DRH RELAY N OF CONTACTS: 2 NO CONTACT WITH BLOW-OUT MAGNET AGSNO RATED CONTROL VOLTAGE: 24 V DC CONTINUOUS CURRENT: 16 A FLAT BLADE CONNECTIONS (4.8 MM X 0.5 MM) TEST BUTTON AVAILABLE: YES | 3
15967 | 1220170000 | D-SERIES DRW / DRH RELAY N OF CONTACTS: 2 NO CONTACT WITH BLOW-OUT MAGNET AGSNO RATED CONTROL VOLTAGE: 48 V DC CONTINUOUS CURRENT: 16 A FLAT BLADE CONNECTIONS (4.8 MM X 0.5 MM) TEST BUTTON AVAILABLE: YES | 3
15968 | 1220180000 | D-SERIES DRW / DRH RELAY N OF CONTACTS: 2 NO CONTACT WITH BLOW-OUT MAGNET AGSNO RATED CONTROL VOLTAGE: 110 V DC CONTINUOUS CURRENT: 16 A FLAT BLADE CONNECTIONS (4.8 MM X 0.5 MM) TEST BUTTON AVAILABLE: YES | 3
15969 | 1220190000 | D-SERIES DRW / DRH RELAY N OF CONTACTS: 2 NO CONTACT WITH BLOW-OUT MAGNET AGSNO RATED CONTROL VOLTAGE: 220 V DC CONTINUOUS CURRENT: 16 A FLAT BLADE CONNECTIONS (4.8 MM X 0.5 MM) TEST BUTTON AVAILABLE: YES | 3
15970 | 1220230000 | D-SERIES DRW / DRH RELAY N OF CONTACTS: 2 NO CONTACT WITH BLOW-OUT MAGNET AGSNO RATED CONTROL VOLTAGE: 230 V AC CONTINUOUS CURRENT: 16 A FLAT BLADE CONNECTIONS (4.8 MM X 0.5 MM) TEST BUTTON AVAILABLE: YES | 3
15971 | 1220250000 | D-SERIES DRW / DRH RELAY SOCKET N OF CONTACTS: 3 CO CONTACT CONTINUOUS CURRENT: 16 A SCREW CONNECTION | 927
15972 | 1220260000 | D-SERIES DRW / DRH RETAINING CLIP | 1178
15973 | 1232650000 | BUS LINE N OF POLES: 4 SHIELDED: YES LED: NO SHEATH MATERIAL: PVC HALOGEN: YES | 54
15974 | 1233330000 | CABLE LUG TERMINAL ENDINSULATED CABLE CONNECTOR1.5 MM² - 2.5 MM² | 19
15975 | 1238290000 | DEKAFIX TERMINAL MARKER 5 X 6 MM PITCH IN MM (P): 6.00 WEIDMUELLER | 13
15976 | 1238310000 | DEKAFIX TERMINAL MARKER 5 X 6 MM PITCH IN MM (P): 6.00 WEIDMUELLER GREEN | 13
15977 | 1248460000 | CLIPCARD DEVICE MARKERS 54 X 85 MM WITH HOLE TO CUSTOMER SPECIFICATION | 117
15978 | 1251270000 | SPARE CUTTING BLADE | 613
15979 | 1255010000 | W-SERIES THREADED BUSHING | 1257
15980 | 1266150000 | CLIPCARD DEVICE MARKERS 30 X 30 MM WITH HOLE TO CUSTOMER SPECIFICATION | 117
15981 | 1266370000 | AUTOMATIC STRIPPER AND CRIMPER | 318
15982 | 1270310000 | MOUNTING RAIL CUTTER | 619
15983 | 1270320000 | PRESSING TOOL CRIMPING TOOL FOR CONTACTS 4MM² 10MM² W CRIMP | 134
15984 | 1276220000 | FIELDPOWER® ENCLOSURES IP65 WITH CORRESPONDING HOUSING POLYCARBONATE GF 10 | 350
15985 | 1312470000 | CABLE LUG TERMINAL ENDINSULATED CABLE CONNECTOR4 MM² - 6 MM² | 19
15986 | 1331600000 | CUTTING KIT | 586
15987 | 1338800000 | CUTTING TOOL FOR ONE-HAND OPERATION | 275
15988 | 1362930000 | W-SERIES TEST-DISCONNECT TERMINAL RATED CROSS-SECTION: 2.5 MM² SCREW CONNECTION | 7
15989 | 1393350000 | FEED-THROUGH TERMINAL SCREW CONNECTION 6 MM² 800 V 41 A DARK | 10
15990 | 1393380000 | FEED-THROUGH TERMINAL SCREW CONNECTION 10 MM² 1000 V 57 A DARK | 10
15991 | 1393390000 | FEED-THROUGH TERMINAL SCREW CONNECTION 16 MM² 1000 V 76 A DARK | 10
15992 | 1393400000 | FEED-THROUGH TERMINAL SCREW CONNECTION 35 MM² 1000 V 125 A DARK | 10
15993 | 1398090000 | RIDERSERIES RELAY MODULE N OF CONTACTS: 4 CO CONTACT WITH TEST BUTTON AGNI GOLD-PLATED RATED CONTROL VOLTAGE: 24 V DC CONTINUOUS CURRENT: 6 A PUSH IN TEST BUTTON AVAILABLE: YES | 3
15994 | 1398110000 | RIDERSERIES RELAY MODULE N OF CONTACTS: 4 CO CONTACT WITH TEST BUTTON AGNI GOLD-PLATED RATED CONTROL VOLTAGE: 230 V AC CONTINUOUS CURRENT: 6 A PUSH IN TEST BUTTON AVAILABLE: YES | 3
15995 | 1399770000 | P-SERIES PARTITION PLATE GREY 2 MM PRINTED | 297
15996 | 1402570000 | VPU SERIES ACCESSORIES | 938
15997 | 1402830000 | CLAMPING YOKE CLAMPING YOKE PA 66 GF 30 | 411
15998 | 1403050000 | CLAMPING YOKE CLAMPING YOKE PA 66 GF 30 | 411
15999 | 1403060000 | CLAMPING YOKE CLAMPING YOKE PA 66 GF 30 | 411
16000 | 1403070000 | CLAMPING YOKE CLAMPING YOKE PA 66 GF 30 | 411
16001 | 1403080000 | CLAMPING YOKE CLAMPING YOKE PA 66 GF 30 | 411
16002 | 1411500000 | MODULAR HOUSING OMNIMATE HOUSING - SERIES CH20M GRAPHITE GREY WIDTH: 22.5 MM | 26
16003 | 1412950000 | FEED-THROUGH TERMINAL SCREW CONNECTION 2.5 MM² 1000 V 24 A DARK | 10
16004 | 1413820000 | MODULAR HOUSING OMNIMATE HOUSING - SERIES CH20M GRAPHITE GREY WIDTH: 67.5 MM | 26
16005 | 1415480000 | FEED-THROUGH TERMINAL DOUBLE-TIER TERMINAL SCREW CONNECTION 10 MM² 800 V 57 A DARK GREEN/ | 10
16006 | 1415650000 | THM DEVICE MARKERS 50.8 X 76.2 MM | 293
16007 | 1417510000 | SAK SERIES PARTITION PLATE 2 MM | 304
16008 | 1417670000 | FEED-THROUGH TERMINAL DOUBLE-TIER TERMINAL PUSH IN 4 MM² 800 V 24 A ORANGE | 831
16009 | 1418020000 | WIRE-END FERRULE SDARD 19 MM 16 MM | 16
16010 | 1418030000 | WIRE-END FERRULE SDARD 19 MM 16 MM | 16
16011 | 1419980000 | THM DEVICE MARKERS 100 X | 274
16012 | 1420010000 | THM DEVICE MARKERS 100 X | 274
16013 | 1420020000 | THM CONDUCTOR AND CABLE MARKERS 12.7 MM 25.4 X 95.3 MM / | 21
16014 | 1421150000 | TM-I INSERT MARKERS 30 X 4 MM GREEN | 305
16015 | 1421160000 | TM-I INSERT MARKERS 30 X 4 MM | 70
16016 | 1421170000 | TM-I INSERT MARKERS 30 X 4 MM | 70
16017 | 1421440000 | SURGE PROTECTION FOR INSTRUMENTATION AND CONTROL SURGE PROTECTION FOR MEASUREMENT AND CONTROL UP(L/N-PE) ? 1870 V | 37
16018 | 1422430000 | PE TERMINAL SCREW CONNECTION 50 MM² 6000 A (50 MM²) GREEN/ | 616
16019 | 1422440000 | FEED-THROUGH TERMINAL SCREW CONNECTION 50 MM² 1000 V 150 A | 10
16020 | 1423220000 | CONDUCTOR AND CABLE MARKERS 1.2 - 2.4 MM | 43
16021 | 1423230000 | CONDUCTOR AND CABLE MARKERS 1.6 - 3.2 MM | 43
16022 | 1423240000 | CONDUCTOR AND CABLE MARKERS 2.4 - 4.8 MM | 43
16023 | 1423250000 | CONDUCTOR AND CABLE MARKERS 3.2 - 6.4 MM | 43
16024 | 1423260000 | CONDUCTOR AND CABLE MARKERS 4.8 - 9.5 MM | 43
16025 | 1423270000 | CONDUCTOR AND CABLE MARKERS 6.4 - 12.7 MM | 43
16026 | 1423280000 | CONDUCTOR AND CABLE MARKERS 9.5 - 19.1 MM | 43
16027 | 1423290000 | CONDUCTOR AND CABLE MARKERS 12.7 - 25.4 MM | 43
16028 | 1423310000 | CONDUCTOR AND CABLE MARKERS 19.1 - 38.1 MM | 43
16029 | 1423320000 | CONDUCTOR AND CABLE MARKERS 25.4 - 50.8 MM | 43
16030 | 1423330000 | CONDUCTOR AND CABLE MARKERS 1.2 - 2.4 MM | 43
16031 | 1423340000 | CONDUCTOR AND CABLE MARKERS 1.6 - 3.2 MM | 43
16032 | 1423350000 | CONDUCTOR AND CABLE MARKERS 2.4 - 4.8 MM | 43
16033 | 1423360000 | CONDUCTOR AND CABLE MARKERS 3.2 - 6.4 MM | 43
16034 | 1423370000 | CONDUCTOR AND CABLE MARKERS 4.8 - 9.5 MM | 43
16035 | 1423380000 | CONDUCTOR AND CABLE MARKERS 6.4 - 12.7 MM | 43
16036 | 1423390000 | CONDUCTOR AND CABLE MARKERS 9.5 - 19.1 MM | 43
16037 | 1423410000 | CONDUCTOR AND CABLE MARKERS 12.7 - 25.4 MM | 43
16038 | 1423420000 | CONDUCTOR AND CABLE MARKERS 19.1 - 38.1 MM | 43
16039 | 1423430000 | CONDUCTOR AND CABLE MARKERS 25.4 - 50.8 MM | 43
16040 | 1426210000 | INK RIBBON | 394
16041 | 1429420000 | THM INSERT MARKERS 90 X 8 MM | 847
16042 | 1429430000 | TERMINAL MARKERS INSERT MARKERS 90 X 8 MM | 167
16043 | 1429910000 | THM INSERT MARKERS 90 X 8 MM | 847
16044 | 1434760000 | TM-I INSERT MARKERS 12 X 4 MM | 70
16045 | 1440540000 | AUTOMATIC MACHINES REPLACEMENT PART | 188
16046 | 1440550000 | AUTOMATIC MACHINES REPLACEMENT PART | 188
16047 | 1444310000 | SLIMFIX CONDUCTOR AND CABLE MARKERS 3 - 3.7 MM 12 X 4.6 MM GREEN | 12
16048 | 1444330000 | MODULAR HOUSING OMNIMATE HOUSING - SERIES CH20M LIGHT GREY WIDTH: 45 MM | 26
16049 | 1445070000 | CRIMPING TOOL FOR WIRE-END FERRULES 0.25MM² 10MM² HEXAGONAL CRIMP | 164
16050 | 1445080000 | CRIMPING TOOL FOR WIRE-END FERRULES 0.14MM² 10MM² SQUARE CRIMP | 164
16051 | 1454770000 | AUTOMATIC MACHINES REPLACEMENT PART | 188
16052 | 1455770000 | MODULAR HOUSING OMNIMATE HOUSING - SERIES CH20M GRAPHITE GREY WIDTH: 67.5 MM | 26
16053 | 1463830000 | THM DEVICE MARKERS 100 X | 274
16054 | 1463880000 | METALLICARD DEVICE MARKERS 26.8 X 18 MM | 65
16055 | 1469110000 | W-SERIES FUSE TERMINAL RATED CROSS-SECTION: 25 MM² SCREW CONNECTION | 7
16056 | 1469160000 | ACCESSORIES FUSE HOLDER RATED CROSS-SECTION: DIRECT MOUNTING | 189
16057 | 1473300000 | P-SERIES END PLATE FIXING PLATE 3 MM | 306
16058 | 1474620000 | TEST-DISCONNECT TERMINAL SCREW CONNECTION 4 MM² 500 V 32 A PIVOTING GREY | 36
16059 | 1474640000 | THM DEVICE MARKERS 45 X | 86
16060 | 1476120000 | WIRE-END FERRULE SDARD 12 MM 10 MM GREY | 16
16061 | 1476240000 | WIRE-END FERRULE SDARD 10 MM 8 MM | 16
16062 | 1476250000 | WIRE-END FERRULE SDARD 10 MM 8 MM | 16
16063 | 1476270000 | WIRE-END FERRULE SDARD 10 MM 8 MM | 16
16064 | 1476300000 | WIRE-END FERRULE SDARD 10 MM 8 MM | 16
16065 | 1476310000 | WIRE-END FERRULE SDARD 10 MM 8 MM GREY | 16
16066 | 1476330000 | WIRE-END FERRULE SDARD 10 MM 8 MM | 16
16067 | 1477040000 | AUTOMATIC MACHINES REPLACEMENT PART | 188
16068 | 1480270000 | DOUBLE-TIER TERMINAL TENSION-CLAMP CONNECTION 2.5 MM² 800 V 22 A | 10
16069 | 1483920000 | W-SERIES FEED-THROUGH TERMINAL RATED CROSS-SECTION: 6 MM² SCREW CONNECTION | 7
16070 | 1487680000 | THM DEVICE MARKERS 31 X 12.8 MM SIEMENS | 226
16071 | 1487690000 | THM DEVICE MARKERS 31 X 12.8 MM SIEMENS | 226
16072 | 1488370000 | CLIPCARD DEVICE MARKERS 30 X 60 MM HOLDER CC-H 30/60 GREEN | 445
16073 | 1489530000 | CONDUCTOR AND CABLE MARKERS 0.8 - 2.4 MM | 43
16074 | 1489540000 | CONDUCTOR AND CABLE MARKERS 1 - 3.2 MM | 43
16075 | 1489550000 | CONDUCTOR AND CABLE MARKERS 1.6 - 4.8 MM | 43
16076 | 1489560000 | CONDUCTOR AND CABLE MARKERS 2.1 - 6.4 MM | 43
16077 | 1489570000 | CONDUCTOR AND CABLE MARKERS 3.2 - 9.5 MM | 43
16078 | 1489580000 | CONDUCTOR AND CABLE MARKERS 4.2 - 12.7 MM | 43
16079 | 1489590000 | CONDUCTOR AND CABLE MARKERS 6.4 - 19.1 MM | 43
16080 | 1489610000 | CONDUCTOR AND CABLE MARKERS 8.5 - 25.4 MM | 43
16081 | 1489620000 | CONDUCTOR AND CABLE MARKERS 0.8 - 2.4 MM | 43
16082 | 1489630000 | CONDUCTOR AND CABLE MARKERS 1 - 3.2 MM | 43
16083 | 1489640000 | CONDUCTOR AND CABLE MARKERS 1.6 - 4.8 MM | 43
16084 | 1489650000 | CONDUCTOR AND CABLE MARKERS 2.1 - 6.4 MM | 43
16085 | 1489660000 | CONDUCTOR AND CABLE MARKERS 3.2 - 9.5 MM | 43
16086 | 1489670000 | CONDUCTOR AND CABLE MARKERS 4.2 - 12.7 MM | 43
16087 | 1489680000 | CONDUCTOR AND CABLE MARKERS 6.4 - 19.1 MM | 43
16088 | 1489690000 | CONDUCTOR AND CABLE MARKERS 8.5 - 25.4 MM | 43
16089 | 1491260000 | CABLE LUG TERMINAL ENDINSULATED CABLE CONNECTOR1.5 MM²1.5 MM² - 2.5 MM² | 19
16090 | 1491270000 | CABLE LUG TERMINAL ENDINSULATED CABLE CONNECTOR6 MM²4 MM² - 6 MM² | 19
16091 | 1491280000 | CABLE LUG TERMINAL ENDINSULATED CABLE CONNECTOR6 MM²4 MM² - 6 MM² | 19
16092 | 1491290000 | CABLE LUG TERMINAL ENDINSULATED CABLE CONNECTOR4 MM²4 MM² - 6 MM² | 19
16093 | 1491310000 | CABLE LUG TERMINAL ENDINSULATED CABLE CONNECTOR6 MM²4 MM² - 6 MM² | 19
16094 | 1491320000 | CABLE LUG TERMINAL ENDINSULATED CABLE CONNECTOR6 MM²4 MM² - 6 MM² | 19
16095 | 1491330000 | CABLE LUG TERMINAL ENDINSULATED CABLE CONNECTOR10 MM²10 MM² - 10 MM² | 19
16096 | 1491340000 | CABLE LUG TERMINAL ENDINSULATED CABLE CONNECTOR10 MM²10 MM² - 10 MM² | 19
16097 | 1491350000 | CABLE LUG TERMINAL ENDINSULATED CABLE CONNECTOR16 MM²16 MM² - 16 MM² | 19
16098 | 1491360000 | CABLE LUG TERMINAL ENDINSULATED CABLE CONNECTOR16 MM²16 MM² - 16 MM² | 19
16099 | 1491370000 | CABLE LUG TERMINAL ENDINSULATED CABLE CONNECTOR0.5 MM²0.1 MM² - 0.5 MM² | 19
16100 | 1491380000 | CABLE LUG TERMINAL ENDINSULATED CABLE CONNECTOR1 MM²0.5 MM² - 1 MM² | 19
16101 | 1491390000 | CABLE LUG TERMINAL ENDINSULATED CABLE CONNECTOR2.5 MM²1.5 MM² - 2.5 MM² | 19
16102 | 1491410000 | CABLE LUG TERMINAL ENDINSULATED CABLE CONNECTOR2.5 MM²1.5 MM² - 2.5 MM² | 19
16103 | 1491420000 | CABLE LUG TERMINAL ENDINSULATED CABLE CONNECTOR6 MM²4 MM² - 6 MM² | 19
16104 | 1491430000 | CABLE LUG TERMINAL ENDINSULATED CABLE CONNECTOR10 MM²10 MM² | 19
16105 | 1491450000 | CABLE LUG TERMINAL ENDINSULATED CABLE CONNECTOR0.5 MM²0.1 MM² - 0.5 MM² | 19
16106 | 1491460000 | CABLE LUG TERMINAL ENDINSULATED CABLE CONNECTOR1 MM²0.5 MM² - 1 MM² | 19
16107 | 1491470000 | CABLE LUG TERMINAL ENDINSULATED CABLE CONNECTOR2.5 MM²1.5 MM² - 2.5 MM² | 19
16108 | 1491480000 | CABLE LUG TERMINAL ENDINSULATED CABLE CONNECTOR6 MM²4 MM² - 6 MM² | 19
16109 | 1491540000 | CABLE LUG TERMINAL ENDINSULATED CABLE CONNECTOR0.5 MM²0.1 MM² - 0.5 MM² | 19
16110 | 1491580000 | CABLE LUG TERMINAL ENDINSULATED CABLE CONNECTOR1.5 MM² - 2.5 MM² | 19
16111 | 1491610000 | CABLE LUG TERMINAL ENDINSULATED CABLE CONNECTOR10 MM²10 MM² | 19
16112 | 1491620000 | CABLE LUG TERMINAL ENDINSULATED CABLE CONNECTOR0.5 MM²0.1 MM² - 0.5 MM² | 19
16113 | 1491630000 | CABLE LUG TERMINAL ENDINSULATED CABLE CONNECTOR0.5 MM²0.1 MM² - 0.5 MM² | 19
16114 | 1491640000 | CABLE LUG TERMINAL ENDINSULATED CABLE CONNECTOR1 MM²0.5 MM² - 1 MM² | 19
16115 | 1491650000 | CABLE LUG TERMINAL ENDINSULATED CABLE CONNECTOR1 MM²0.5 MM² - 1 MM² | 19
16116 | 1491660000 | CABLE LUG TERMINAL ENDINSULATED CABLE CONNECTOR1 MM²0.5 MM² - 1 MM² | 19
16117 | 1491670000 | CABLE LUG TERMINAL ENDINSULATED CABLE CONNECTOR1 MM²0.5 MM² - 1 MM² | 19
16118 | 1491680000 | CABLE LUG TERMINAL ENDINSULATED CABLE CONNECTOR1 MM²0.5 MM² - 1 MM² | 19
16119 | 1491690000 | CABLE LUG TERMINAL ENDINSULATED CABLE CONNECTOR2.5 MM²1.5 MM² - 2.5 MM² | 19
16120 | 1491710000 | CABLE LUG TERMINAL ENDINSULATED CABLE CONNECTOR2.5 MM²1.5 MM² - 2.5 MM² | 19
16121 | 1491720000 | CABLE LUG TERMINAL ENDINSULATED CABLE CONNECTOR2.5 MM²1.5 MM² - 2.5 MM² | 19
16122 | 1491730000 | CABLE LUG TERMINAL ENDINSULATED CABLE CONNECTOR2.5 MM²1.5 MM² - 2.5 MM² | 19
16123 | 1491750000 | CABLE LUG TERMINAL ENDINSULATED CABLE CONNECTOR6 MM²4 MM² - 6 MM² | 19
16124 | 1491760000 | CABLE LUG TERMINAL ENDINSULATED CABLE CONNECTOR6 MM²4 MM² - 6 MM² | 19
16125 | 1491770000 | CABLE LUG TERMINAL ENDINSULATED CABLE CONNECTOR1 MM²0.5 MM² - 1 MM² | 19
16126 | 1491780000 | CABLE LUG TERMINAL ENDINSULATED CABLE CONNECTOR2.5 MM²1.5 MM² - 2.5 MM² | 19
16127 | 1491790000 | CABLE LUG TERMINAL ENDINSULATED CABLE CONNECTOR0.5 MM²0.5 MM² - 1 MM² | 19
16128 | 1491810000 | CABLE LUG TERMINAL ENDINSULATED CABLE CONNECTOR0.5 MM²0.5 MM² - 1 MM² | 19
16129 | 1491820000 | CABLE LUG TERMINAL ENDINSULATED CABLE CONNECTOR0.5 MM²0.5 MM² - 1 MM² | 19
16130 | 1491830000 | CABLE LUG TERMINAL ENDINSULATED CABLE CONNECTOR2.5 MM²1.5 MM² - 2.5 MM² | 19
16131 | 1491840000 | CABLE LUG TERMINAL ENDINSULATED CABLE CONNECTOR6 MM²4 MM² - 6 MM² | 19
16132 | 1491870000 | CABLE LUG TERMINAL ENDINSULATED CABLE CONNECTOR1 MM²0.5 MM² - 1 MM² | 19
16133 | 1491880000 | CABLE LUG TERMINAL ENDINSULATED CABLE CONNECTOR1 MM²0.5 MM² - 1 MM² | 19
16134 | 1491890000 | CABLE LUG TERMINAL ENDINSULATED CABLE CONNECTOR1 MM²0.5 MM² - 1 MM² | 19
16135 | 1491920000 | CABLE LUG TERMINAL ENDINSULATED CABLE CONNECTOR2.5 MM²1.5 MM² - 2.5 MM² | 19
16136 | 1491950000 | CABLE LUG TERMINAL ENDINSULATED CABLE CONNECTOR6 MM²4 MM² - 6 MM² | 19
16137 | 1491980000 | CABLE LUG TERMINAL ENDINSULATED CABLE CONNECTOR1 MM²0.5 MM² - 1 MM² | 19
16138 | 1491990000 | CABLE LUG TERMINAL ENDINSULATED CABLE CONNECTOR2.5 MM²1.5 MM² - 2.5 MM² | 19
16139 | 1492010000 | CABLE LUG TERMINAL ENDINSULATED CABLE CONNECTOR6 MM²4 MM² - 6 MM² | 19
16140 | 1492020000 | CABLE LUG TERMINAL ENDINSULATED CABLE CONNECTOR1 MM²0.5 MM² - 1 MM² | 19
16141 | 1492030000 | CABLE LUG TERMINAL ENDINSULATED CABLE CONNECTOR2.5 MM²1.5 MM² - 2.5 MM² | 19
16142 | 1492040000 | CABLE LUG TERMINAL ENDINSULATED CABLE CONNECTOR1 MM²0.5 MM² - 1 MM² | 19
16143 | 1492050000 | CABLE LUG TERMINAL ENDINSULATED CABLE CONNECTOR2.5 MM²1.5 MM² - 2.5 MM² | 19
16144 | 1492060000 | CABLE LUG TERMINAL ENDINSULATED CABLE CONNECTOR6 MM²4 MM² - 6 MM² | 19
16145 | 1492070000 | CABLE LUG TERMINAL ENDINSULATED CABLE CONNECTOR1 MM²0.5 MM² - 1 MM² | 19
16146 | 1492080000 | CABLE LUG TERMINAL ENDINSULATED CABLE CONNECTOR2.5 MM²1.5 MM² - 2.5 MM² | 19
16147 | 1492090000 | CABLE LUG TERMINAL ENDINSULATED CABLE CONNECTOR0.5 MM²0.1 MM² - 0.5 MM² | 19
16148 | 1492100000 | CABLE LUG TERMINAL ENDINSULATED CABLE CONNECTOR0.5 MM²0.1 MM² - 0.5 MM² | 19
16149 | 1492110000 | CABLE LUG TERMINAL ENDINSULATED CABLE CONNECTOR0.5 MM²0.1 MM² - 0.5 MM² | 19
16150 | 1492120000 | CABLE LUG TERMINAL ENDINSULATED CABLE CONNECTOR0.5 MM²0.1 MM² - 0.5 MM² | 19
16151 | 1492130000 | CABLE LUG TERMINAL ENDINSULATED CABLE CONNECTOR1 MM²0.5 MM² - 1 MM² | 19
16152 | 1492140000 | CABLE LUG TERMINAL ENDINSULATED CABLE CONNECTOR1 MM²0.5 MM² - 1 MM² | 19
16153 | 1492150000 | CABLE LUG TERMINAL ENDINSULATED CABLE CONNECTOR1 MM²0.5 MM² - 1 MM² | 19
16154 | 1492170000 | CABLE LUG TERMINAL ENDINSULATED CABLE CONNECTOR1 MM²0.5 MM² - 1 MM² | 19
16155 | 1492180000 | CABLE LUG TERMINAL ENDINSULATED CABLE CONNECTOR1 MM²0.5 MM² - 1 MM² | 19
16156 | 1492190000 | CABLE LUG TERMINAL ENDINSULATED CABLE CONNECTOR1 MM²0.5 MM² - 1 MM² | 19
16157 | 1492200000 | CABLE LUG TERMINAL ENDINSULATED CABLE CONNECTOR1 MM²0.5 MM² - 1 MM² | 19
16158 | 1492220000 | CABLE LUG TERMINAL ENDINSULATED CABLE CONNECTOR1 MM²0.5 MM² - 1 MM² | 19
16159 | 1492250000 | CABLE LUG TERMINAL ENDINSULATED CABLE CONNECTOR2.5 MM²1.5 MM² - 2.5 MM² | 19
16160 | 1492270000 | CABLE LUG TERMINAL ENDINSULATED CABLE CONNECTOR2.5 MM²1.5 MM² - 2.5 MM² | 19
16161 | 1492280000 | CABLE LUG TERMINAL ENDINSULATED CABLE CONNECTOR2.5 MM²1.5 MM² - 2.5 MM² | 19
16162 | 1492290000 | CABLE LUG TERMINAL ENDINSULATED CABLE CONNECTOR2.5 MM²1.5 MM² - 2.5 MM² | 19
16163 | 1492300000 | CABLE LUG TERMINAL ENDINSULATED CABLE CONNECTOR2.5 MM²1.5 MM² - 2.5 MM² | 19
16164 | 1492310000 | CABLE LUG TERMINAL ENDINSULATED CABLE CONNECTOR2.5 MM²1.5 MM² - 2.5 MM² | 19
16165 | 1492340000 | CABLE LUG TERMINAL ENDINSULATED CABLE CONNECTOR2.5 MM²1.5 MM² - 2.5 MM² | 19
16166 | 1492350000 | CABLE LUG TERMINAL ENDINSULATED CABLE CONNECTOR2.5 MM²1.5 MM² - 2.5 MM² | 19
16167 | 1492370000 | CABLE LUG TERMINAL ENDINSULATED CABLE CONNECTOR6 MM²4 MM² - 6 MM² | 19
16168 | 1492380000 | CABLE LUG TERMINAL ENDINSULATED CABLE CONNECTOR6 MM²4 MM² - 6 MM² | 19
16169 | 1492410000 | CABLE LUG TERMINAL ENDINSULATED CABLE CONNECTOR6 MM²4 MM² - 6 MM² | 19
16170 | 1492420000 | CABLE LUG TERMINAL ENDINSULATED CABLE CONNECTOR6 MM²4 MM² - 6 MM² | 19
16171 | 1492430000 | CABLE LUG TERMINAL ENDINSULATED CABLE CONNECTOR10 MM²10 MM² - 10 MM² | 19
16172 | 1492440000 | CABLE LUG TERMINAL ENDINSULATED CABLE CONNECTOR10 MM²10 MM² - 10 MM² | 19
16173 | 1492450000 | CABLE LUG TERMINAL ENDINSULATED CABLE CONNECTOR10 MM²10 MM² - 10 MM² | 19
16174 | 1492470000 | CABLE LUG TERMINAL ENDINSULATED CABLE CONNECTOR10 MM²10 MM² - 10 MM² | 19
16175 | 1492480000 | CABLE LUG TERMINAL ENDINSULATED CABLE CONNECTOR16 MM²16 MM² - 16 MM² | 19
16176 | 1492490000 | CABLE LUG TERMINAL ENDINSULATED CABLE CONNECTOR16 MM²16 MM² - 16 MM² | 19
16177 | 1492500000 | CABLE LUG TERMINAL ENDINSULATED CABLE CONNECTOR16 MM²16 MM² - 16 MM² | 19
16178 | 1492510000 | CABLE LUG TERMINAL ENDINSULATED CABLE CONNECTOR16 MM²16 MM² - 16 MM² | 19
16179 | 1492520000 | CABLE LUG TERMINAL ENDINSULATED CABLE CONNECTOR1 MM²0.5 MM² - 1 MM² | 19
16180 | 1492530000 | CABLE LUG TERMINAL ENDINSULATED CABLE CONNECTOR1 MM²0.5 MM² - 1 MM² | 19
16181 | 1492540000 | CABLE LUG TERMINAL ENDINSULATED CABLE CONNECTOR1 MM²0.5 MM² - 1 MM² | 19
16182 | 1492550000 | CABLE LUG TERMINAL ENDINSULATED CABLE CONNECTOR1 MM²0.5 MM² - 1 MM² | 19
16183 | 1492580000 | CABLE LUG TERMINAL ENDINSULATED CABLE CONNECTOR1 MM²0.5 MM² - 1 MM² | 19
16184 | 1492590000 | CABLE LUG TERMINAL ENDINSULATED CABLE CONNECTOR1 MM²0.5 MM² - 1 MM² | 19
16185 | 1492600000 | CABLE LUG TERMINAL ENDINSULATED CABLE CONNECTOR2.5 MM²1.5 MM² - 2.5 MM² | 19
16186 | 1492610000 | CABLE LUG TERMINAL ENDINSULATED CABLE CONNECTOR2.5 MM²1.5 MM² - 2.5 MM² | 19
16187 | 1492620000 | CABLE LUG TERMINAL ENDINSULATED CABLE CONNECTOR2.5 MM²1.5 MM² - 2.5 MM² | 19
16188 | 1492630000 | CABLE LUG TERMINAL ENDINSULATED CABLE CONNECTOR2.5 MM²1.5 MM² - 2.5 MM² | 19
16189 | 1492640000 | CABLE LUG TERMINAL ENDINSULATED CABLE CONNECTOR2.5 MM²1.5 MM² - 2.5 MM² | 19
16190 | 1492650000 | CABLE LUG TERMINAL END4 MM²6 MM² | 199
16191 | 1492660000 | CABLE LUG TERMINAL END4 MM²6 MM² | 199
16192 | 1492670000 | CABLE LUG TERMINAL END4 MM²6 MM² | 199
16193 | 1492680000 | CABLE LUG TERMINAL END10 MM²10 MM² | 200
16194 | 1492690000 | CABLE LUG TERMINAL END10 MM²10 MM² | 200
16195 | 1492700000 | CABLE LUG TERMINAL END16 MM²16 MM² | 382
16196 | 1492710000 | CABLE LUG TERMINAL END16 MM²16 MM² | 382
16197 | 1492720000 | CABLE LUG TERMINAL END0.1 MM² - 0.5 MM² | 67
16198 | 1492730000 | CABLE LUG TERMINAL END0.5 MM² - 1 MM² | 67
16199 | 1492740000 | CABLE LUG TERMINAL END1.5 MM² - 2.5 MM² | 67
16200 | 1492750000 | CABLE LUG TERMINAL END1.5 MM² - 2.5 MM² | 67
16201 | 1492770000 | CABLE LUG TERMINAL END4 MM² - 6 MM² | 199
16202 | 1492780000 | CABLE LUG TERMINAL END10 MM²10 MM² | 200
16203 | 1492790000 | CABLE LUG TERMINAL END16 MM²16 MM² | 382
16204 | 1492800000 | CABLE LUG TERMINAL END25 MM²25 MM² | 427
16205 | 1492810000 | CABLE LUG TERMINAL END35 MM²35 MM² | 468
16206 | 1492830000 | CABLE LUG TERMINAL END70 MM²70 MM² | 470
16207 | 1492840000 | CABLE LUG TERMINAL END95 MM²95 MM² | 469
16208 | 1492850000 | CABLE LUG TERMINAL END0.1 MM² - 0.5 MM² | 67
16209 | 1492860000 | CABLE LUG TERMINAL END0.5 MM² - 1 MM² | 67
16210 | 1492870000 | CABLE LUG TERMINAL END1.5 MM² - 2.5 MM² | 67
16211 | 1492880000 | CABLE LUG TERMINAL END4 MM² - 6 MM² | 199
16212 | 1492900000 | CABLE LUG TERMINAL END16 MM²16 MM² | 382
16213 | 1492910000 | CABLE LUG TERMINAL END25 MM²25 MM² | 427
16214 | 1492920000 | CABLE LUG TERMINAL END35 MM²35 MM² | 468
16215 | 1492930000 | CABLE LUG TERMINAL END50 MM²50 MM² | 200
16216 | 1492940000 | CABLE LUG TERMINAL END70 MM²70 MM² | 470
16217 | 1492960000 | CABLE LUG TERMINAL END120 MM²120 MM² | 200
16218 | 1492970000 | CABLE LUG TERMINAL END150 MM²150 MM² | 200
16219 | 1493120000 | CABLE LUG TERMINAL END150 MM²150 MM² | 200
16220 | 1493130000 | CABLE LUG TERMINAL END35 MM² | 9
16221 | 1493150000 | CABLE LUG TERMINAL END50 MM² | 9
16222 | 1493170000 | CABLE LUG TERMINAL END50 MM² | 9
16223 | 1493190000 | CABLE LUG TERMINAL END70 MM² | 9
16224 | 1493210000 | CABLE LUG TERMINAL END70 MM² | 9
16225 | 1493220000 | CABLE LUG TERMINAL END70 MM² | 9
16226 | 1493230000 | CABLE LUG TERMINAL END70 MM² | 9
16227 | 1493240000 | CABLE LUG TERMINAL END70 MM² | 9
16228 | 1493250000 | CABLE LUG TERMINAL END70 MM² | 9
16229 | 1493270000 | CABLE LUG TERMINAL END95 MM² | 9
16230 | 1493280000 | CABLE LUG TERMINAL END95 MM² | 9
16231 | 1493290000 | CABLE LUG TERMINAL END95 MM² | 9
16232 | 1493310000 | CABLE LUG TERMINAL END95 MM² | 9
16233 | 1493320000 | CABLE LUG TERMINAL END120 MM² | 9
16234 | 1493330000 | CABLE LUG TERMINAL END120 MM² | 9
16235 | 1493340000 | CABLE LUG TERMINAL END120 MM² | 9
16236 | 1493350000 | CABLE LUG TERMINAL END120 MM² | 9
16237 | 1493360000 | CABLE LUG TERMINAL END120 MM² | 9
16238 | 1493370000 | CABLE LUG TERMINAL END150 MM² | 9
16239 | 1493450000 | CABLE LUG TERMINAL END185 MM² | 9
16240 | 1493460000 | CABLE LUG TERMINAL END240 MM² | 9
16241 | 1493530000 | CABLE LUG TERMINAL END50 MM² | 9
16242 | 1494480000 | CABLE LUG TERMINAL END120 MM² | 9
16243 | 1494550000 | CABLE LUG TERMINAL END185 MM² | 9
16244 | 1494570000 | CABLE LUG TERMINAL END185 MM² | 9
16245 | 1494580000 | CABLE LUG TERMINAL END185 MM² | 9
16246 | 1494590000 | CABLE LUG TERMINAL END240 MM² | 9
16247 | 1494610000 | CABLE LUG TERMINAL END240 MM² | 9
16248 | 1494620000 | CABLE LUG TERMINAL END240 MM² | 9
16249 | 1494630000 | CABLE LUG TERMINAL END240 MM² | 9
16250 | 1494640000 | CABLE LUG TERMINAL END35 MM² | 9
16251 | 1494650000 | CABLE LUG TERMINAL END50 MM² | 9
16252 | 1494660000 | CABLE LUG TERMINAL END70 MM² | 9
16253 | 1494670000 | CABLE LUG TERMINAL END95 MM² | 9
16254 | 1495380000 | CABLE LUG TERMINAL END185 MM² | 9
16255 | 1495420000 | CABLE LUG TERMINAL END240 MM² | 9
16256 | 1495890000 | CABLE LUG TERMINAL END25 MM² | 9
16257 | 1495900000 | CABLE LUG TERMINAL END25 MM² | 9
16258 | 1496000000 | CABLE LUG TERMINAL END50 MM² | 9
16259 | 1496070000 | CABLE LUG TERMINAL END70 MM² | 9
16260 | 1496170000 | CABLE LUG TERMINAL END6 MM² | 9
16261 | 1496210000 | CABLE LUG TERMINAL END25 MM² | 9
16262 | 1496420000 | CABLE LUG TERMINAL END120 MM² | 9
16263 | 1496700000 | CABLE LUG TERMINAL END185 MM² | 9
16264 | 1496720000 | CABLE LUG TERMINAL END185 MM² | 9
16265 | 1496740000 | CABLE LUG TERMINAL END240 MM² | 9
16266 | 1496750000 | CABLE LUG TERMINAL END240 MM² | 9
16267 | 1496780000 | CABLE LUG TERMINAL END300 MM² | 9
16268 | 1496790000 | CABLE LUG TERMINAL END300 MM² | 9
16269 | 1496800000 | CABLE LUG TERMINAL END185 MM² | 9
16270 | 1496850000 | CABLE LUG TERMINAL END16 MM² | 9
16271 | 1496890000 | CABLE LUG TERMINAL END16 MM² | 9
16272 | 1496900000 | CABLE LUG TERMINAL END10 MM² | 9
16273 | 1496910000 | CABLE LUG TERMINAL END10 MM² | 9
16274 | 1496970000 | CABLE LUG TERMINAL END16 MM² | 9
16275 | 1497020000 | CABLE LUG TERMINAL END10 MM² | 9
16276 | 1497030000 | CABLE LUG TERMINAL END10 MM² | 9
16277 | 1497040000 | CABLE LUG TERMINAL END10 MM² | 9
16278 | 1497070000 | CABLE LUG TERMINAL END10 MM² | 9
16279 | 1497080000 | CABLE LUG TERMINAL END16 MM² | 9
16280 | 1497090000 | CABLE LUG TERMINAL END16 MM² | 9
16281 | 1497120000 | CABLE LUG TERMINAL END16 MM² | 9
16282 | 1497150000 | CABLE LUG TERMINAL END6 MM² | 9
16283 | 1497170000 | CABLE LUG TERMINAL END6 MM² | 9
16284 | 1497210000 | CABLE LUG TERMINAL END6 MM² | 9
16285 | 1497220000 | CABLE LUG TERMINAL END6 MM² | 9
16286 | 1497240000 | CABLE LUG TERMINAL END300 MM² | 9
16287 | 1497250000 | CABLE LUG TERMINAL END185 MM² | 9
16288 | 1497270000 | CABLE LUG TERMINAL END240 MM² | 9
16289 | 1497280000 | CABLE LUG TERMINAL END300 MM² | 9
16290 | 1497290000 | CABLE LUG TERMINAL END185 MM² | 9
16291 | 1497300000 | CABLE LUG TERMINAL END300 MM² | 9
16292 | 1497310000 | CABLE LUG TERMINAL END300 MM² | 9
16293 | 1497320000 | CABLE LUG TERMINAL END300 MM² | 9
16294 | 1497330000 | CABLE LUG TERMINAL END0.5 MM² - 0.75 MM² | 67
16295 | 1497340000 | CABLE LUG TERMINAL END1 MM² - 1.5 MM² | 67
16296 | 1497420000 | CABLE LUG TERMINAL END10 MM² | 9
16297 | 1497430000 | CABLE LUG TERMINAL END10 MM² | 9
16298 | 1497440000 | CABLE LUG TERMINAL END16 MM² | 9
16299 | 1497450000 | CABLE LUG TERMINAL END16 MM² | 9
16300 | 1497480000 | CABLE LUG TERMINAL END16 MM² | 9
16301 | 1497540000 | CABLE LUG TERMINAL END35 MM² | 9
16302 | 1497580000 | CABLE LUG TERMINAL END35 MM² | 9
16303 | 1497630000 | CABLE LUG TERMINAL END50 MM² | 9
16304 | 1497680000 | CABLE LUG TERMINAL END70 MM² | 9
16305 | 1497710000 | CABLE LUG TERMINAL END95 MM² | 9
16306 | 1497720000 | CABLE LUG TERMINAL END95 MM² | 9
16307 | 1497730000 | CABLE LUG TERMINAL END95 MM² | 9
16308 | 1497750000 | CABLE LUG TERMINAL END120 MM² | 9
16309 | 1497760000 | CABLE LUG TERMINAL END120 MM² | 9
16310 | 1497770000 | CABLE LUG TERMINAL END120 MM² | 9
16311 | 1497780000 | CABLE LUG TERMINAL END120 MM² | 9
16312 | 1497790000 | CABLE LUG TERMINAL END150 MM² | 9
16313 | 1497810000 | CABLE LUG TERMINAL END150 MM² | 9
16314 | 1497820000 | CABLE LUG TERMINAL END150 MM² | 9
16315 | 1497830000 | CABLE LUG TERMINAL END150 MM² | 9
16316 | 1498380000 | CABLE LUG TERMINAL END185 MM² | 9
16317 | 1498790000 | THM DEVICE MARKERS 25 X 76 MM | 533
16318 | 1500340000 | METALLICARD ADHESIVE STRIP 43 X 70 MM TRANSPARENT | 430
16319 | 1500840000 | BATTERY | 360
16320 | 1501070000 | 25MM² TRAPEZOIDAL CRIMP | 419
16321 | 1502090000 | 120MM² TRAPEZOIDAL CRIMP | 419
16322 | 1502100000 | 150MM² TRAPEZOIDAL CRIMP | 419
16323 | 1502140000 | BATTERY | 360
16324 | 1502390000 | 6MM² 400MM² | 1353
16325 | 1502430000 | 6MM² WM CRIMP | 980
16326 | 1502440000 | 10MM² WM CRIMP | 994
16327 | 1502550000 | 150MM² WM CRIMP | 1027
16328 | 1502570000 | 185MM² WM CRIMP | 1025
16329 | 1502590000 | 300MM² WM CRIMP | 1030
16330 | 1502630000 | HEXAGONAL CRIMP | 157
16331 | 1502850000 | 25MM² INDENT CRIMP | 739
16332 | 1502870000 | 35MM² INDENT CRIMP | 740
16333 | 1502880000 | 50MM² INDENT CRIMP | 458
16334 | 1502890000 | 70MM² INDENT CRIMP | 741
16335 | 1502900000 | 95MM² INDENT CRIMP | 1061
16336 | 1505760000 | CONDUCTOR AND CABLE MARKERS 0.8 - 2.4 MM | 43
16337 | 1505780000 | CONDUCTOR AND CABLE MARKERS 1.6 - 4.8 MM | 43
16338 | 1505810000 | CONDUCTOR AND CABLE MARKERS 4.2 - 12.7 MM | 43
16339 | 1505830000 | CONDUCTOR AND CABLE MARKERS 8.5 - 25.4 MM | 43
16340 | 1505860000 | CONDUCTOR AND CABLE MARKERS 1.6 - 4.8 MM | 43
16341 | 1505870000 | CONDUCTOR AND CABLE MARKERS 2.1 - 6.4 MM | 43
16342 | 1505880000 | CONDUCTOR AND CABLE MARKERS 3.2 - 9.5 MM | 43
16343 | 1505890000 | CONDUCTOR AND CABLE MARKERS 4.2 - 12.7 MM | 43
16344 | 1505900000 | CONDUCTOR AND CABLE MARKERS 6.4 - 19.1 MM | 43
16345 | 1505910000 | CONDUCTOR AND CABLE MARKERS 8.5 - 25.4 MM | 43
16346 | 1507080000 | TM SOCKET X 6 MM PVC COLOUR: TRANSPARENT CONDUCTOR O.D.: 4 - 6 MM | 71
16347 | 1507090000 | TM SOCKET X 9 MM PVC COLOUR: TRANSPARENT CONDUCTOR O.D.: 6 - 10 MM | 71
16348 | 1507110000 | TM SOCKET X 18 MM PVC COLOUR: TRANSPARENT CONDUCTOR O.D.: 14 - 22 MM | 71
16349 | 1513290000 | CONDUCTOR AND CABLE MARKERS 4.8 - 9.5 MM | 43
16350 | 1513320000 | CONDUCTOR AND CABLE MARKERS 9.5 - 19.1 MM | 43
16351 | 1513330000 | CONDUCTOR AND CABLE MARKERS 12.7 - 25.4 MM | 43
16352 | 1513970000 | FEED-THROUGH TERMINAL PUSH IN 2.5 MM² 800 V 24 A DARK | 15
16353 | 1513990000 | FEED-THROUGH TERMINAL PUSH IN 2.5 MM² 800 V 24 A | 15
16354 | 1517200000 | THM DEVICE MARKERS 30 X | 86
16355 | 1517220000 | THM DEVICE MARKERS 50 X | 86
16356 | 1518330000 | W-SERIES FUSE TERMINAL RATED CROSS-SECTION: 4 MM² SCREW CONNECTION | 7
16357 | 1518340000 | W-SERIES FUSE TERMINAL RATED CROSS-SECTION: 4 MM² SCREW CONNECTION | 7
16358 | 1518370000 | W-SERIES FUSE TERMINAL RATED CROSS-SECTION: 4 MM² SCREW CONNECTION | 7
16359 | 1520970000 | CLIPCARD DEVICE MARKERS 27 X 85 MM GREY | 64
16360 | 1520990000 | ESG DEVICE MARKERS X 26 MM PA 66 COLOUR: | 177
16361 | 1521000000 | ESG DEVICE MARKERS X 26 MM PA 66 COLOUR: GREY | 177
16362 | 1521790000 | FEED-THROUGH TERMINAL PUSH IN 2.5 MM² 800 V 24 A | 15
16363 | 1521800000 | FEED-THROUGH TERMINAL PUSH IN 2.5 MM² 800 V 24 A | 15
16364 | 1521820000 | FEED-THROUGH TERMINAL PUSH IN 2.5 MM² 800 V 24 A | 15
16365 | 1521840000 | FEED-THROUGH TERMINAL PUSH IN 2.5 MM² 800 V 24 A | 15
16366 | 1525800000 | ESG DEVICE MARKERS X 26 MM PA 66 COLOUR: TO CUSTOMER SPECIFICATION | 92
16367 | 1525830000 | MULTIFIT TERMINAL MARKER 9 X 3.5 MM PITCH IN MM (P): 3.50 WAGO TO CUSTOMER SPECIFICATION | 49
16368 | 1525840000 | MULTIFIT TERMINAL MARKER 5 X 3.5 MM PITCH IN MM (P): 3.50 PHOENIX TO CUSTOMER SPECIFICATION | 49
16369 | 1526120000 | CLIPCARD DEVICE MARKERS 27 X 85 MM | 64
16370 | 1526130000 | CLIPCARD DEVICE MARKERS 27 X 85 MM GREY | 64
16371 | 1527230000 | PRESSING TOOL CRIMPING TOOL FOR WIRE-END FERRULES 0.14MM² 6MM² TRAPEZOIDAL CRIMP | 164
16372 | 1529430000 | FEED-THROUGH TERMINAL PUSH IN 4 MM² 800 V 32 A GREEN | 15
16373 | 1529440000 | FEED-THROUGH TERMINAL PUSH IN 4 MM² 800 V 32 A | 15
16374 | 1529520000 | MODULAR HOUSING OMNIMATE HOUSING - SERIES CH20M LIGHT GREY WIDTH: 17.5 MM | 26
16375 | 1529530000 | MODULAR HOUSING OMNIMATE HOUSING - SERIES CH20M LIGHT GREY WIDTH: 17.5 MM | 26
16376 | 1530040000 | SUPPLY TERMINAL TENSION-CLAMP CONNECTION 6 MM² 500 V 41 A | 413
16377 | 1534740000 | TOOLS AUTOMATIC STRIPPER | 461
16378 | 1537890000 | W-SERIES TEST-DISCONNECT TERMINAL PE TERMINAL RATED CROSS-SECTION: 2.5 MM² SCREW CONNECTION | 7
16379 | 1540770000 | CUTTING KIT | 586
16380 | 1542250000 | ASSORTMENT CRIMPING TOOL CRIMPING TOOL: PZ 10 HEX STRIPPING TOOL: STRIPAX CRIMPING RANGE MIN.: 0.14 COLOUR CODE: WEIDMÜLLER | 160
16381 | 1542260000 | ASSORTMENT CRIMPING TOOL CRIMPING TOOL: PZ 10 HEX STRIPPING TOOL: STRIPAX CRIMPING RANGE MIN.: 0.14 COLOUR CODE: DIN | 160
16382 | 1542270000 | ASSORTMENT CRIMPING TOOL CRIMPING TOOL: PZ 10 HEX STRIPPING TOOL: STRIPAX CRIMPING RANGE MIN.: 0.14 COLOUR CODE: MISCELLANEOUS | 160
16383 | 1542280000 | ASSORTMENT CRIMPING TOOL CRIMPING TOOL: PZ 10 SQR STRIPPING TOOL: STRIPAX CRIMPING RANGE MIN.: 0.14 COLOUR CODE: WEIDMÜLLER | 160
16384 | 1542290000 | ASSORTMENT CRIMPING TOOL CRIMPING TOOL: PZ 10 SQR STRIPPING TOOL: STRIPAX CRIMPING RANGE MIN.: 0.14 COLOUR CODE: DIN | 160
16385 | 1542310000 | ASSORTMENT CRIMPING TOOL CRIMPING TOOL: PZ 10 SQR STRIPPING TOOL: STRIPAX CRIMPING RANGE MIN.: 0.14 COLOUR CODE: MISCELLANEOUS | 160
16386 | 1542360000 | D-SERIES DRM RELAY MODULE N OF CONTACTS: 2 CO CONTACT AGNI FLASH GOLD-PLATED RATED CONTROL VOLTAGE: 24 V DC CONTINUOUS CURRENT: 10 A SCREW CONNECTION TEST BUTTON AVAILABLE: NO | 3
16387 | 1542370000 | D-SERIES DRM RELAY MODULE N OF CONTACTS: 2 CO CONTACT AGNI FLASH GOLD-PLATED RATED CONTROL VOLTAGE: 220 V DC CONTINUOUS CURRENT: 10 A SCREW CONNECTION TEST BUTTON AVAILABLE: NO | 3
16388 | 1542380000 | D-SERIES DRM RELAY MODULE N OF CONTACTS: 2 CO CONTACT AGNI FLASH GOLD-PLATED RATED CONTROL VOLTAGE: 24 V AC CONTINUOUS CURRENT: 10 A SCREW CONNECTION TEST BUTTON AVAILABLE: NO | 3
16389 | 1542390000 | D-SERIES DRM RELAY MODULE N OF CONTACTS: 2 CO CONTACT AGNI FLASH GOLD-PLATED RATED CONTROL VOLTAGE: 230 V AC CONTINUOUS CURRENT: 10 A SCREW CONNECTION TEST BUTTON AVAILABLE: NO | 3
16390 | 1542410000 | D-SERIES DRM RELAY MODULE N OF CONTACTS: 4 CO CONTACT AGNI FLASH GOLD-PLATED RATED CONTROL VOLTAGE: 24 V DC CONTINUOUS CURRENT: 5 A SCREW CONNECTION TEST BUTTON AVAILABLE: NO | 3
16391 | 1542420000 | D-SERIES DRM RELAY MODULE N OF CONTACTS: 4 CO CONTACT AGNI FLASH GOLD-PLATED RATED CONTROL VOLTAGE: 220 V DC CONTINUOUS CURRENT: 5 A SCREW CONNECTION TEST BUTTON AVAILABLE: NO | 3
16392 | 1542430000 | D-SERIES DRM RELAY MODULE N OF CONTACTS: 4 CO CONTACT AGNI FLASH GOLD-PLATED RATED CONTROL VOLTAGE: 24 V AC CONTINUOUS CURRENT: 5 A SCREW CONNECTION TEST BUTTON AVAILABLE: NO | 3
16393 | 1542450000 | D-SERIES DRM RELAY MODULE N OF CONTACTS: 4 CO CONTACT AGNI FLASH GOLD-PLATED RATED CONTROL VOLTAGE: 230 V AC CONTINUOUS CURRENT: 5 A SCREW CONNECTION TEST BUTTON AVAILABLE: NO | 3
16394 | 1542460000 | D-SERIES DRM RELAY MODULE N OF CONTACTS: 2 CO CONTACT AGNI FLASH GOLD-PLATED RATED CONTROL VOLTAGE: 24 V DC CONTINUOUS CURRENT: 10 A SCREW CONNECTION TEST BUTTON AVAILABLE: YES | 3
16395 | 1542470000 | D-SERIES DRM RELAY MODULE N OF CONTACTS: 2 CO CONTACT AGNI FLASH GOLD-PLATED RATED CONTROL VOLTAGE: 220 V DC CONTINUOUS CURRENT: 10 A SCREW CONNECTION TEST BUTTON AVAILABLE: YES | 3
16396 | 1542480000 | D-SERIES DRM RELAY MODULE N OF CONTACTS: 2 CO CONTACT AGNI FLASH GOLD-PLATED RATED CONTROL VOLTAGE: 24 V AC CONTINUOUS CURRENT: 10 A SCREW CONNECTION TEST BUTTON AVAILABLE: YES | 3
16397 | 1542490000 | D-SERIES DRM RELAY MODULE N OF CONTACTS: 2 CO CONTACT AGNI FLASH GOLD-PLATED RATED CONTROL VOLTAGE: 230 V AC CONTINUOUS CURRENT: 10 A SCREW CONNECTION TEST BUTTON AVAILABLE: YES | 3
16398 | 1542510000 | D-SERIES DRM RELAY MODULE N OF CONTACTS: 4 CO CONTACT AGNI FLASH GOLD-PLATED RATED CONTROL VOLTAGE: 24 V DC CONTINUOUS CURRENT: 5 A SCREW CONNECTION TEST BUTTON AVAILABLE: YES | 3
16399 | 1542520000 | D-SERIES DRM RELAY MODULE N OF CONTACTS: 4 CO CONTACT AGNI FLASH GOLD-PLATED RATED CONTROL VOLTAGE: 220 V DC CONTINUOUS CURRENT: 5 A SCREW CONNECTION TEST BUTTON AVAILABLE: YES | 3
16400 | 1542530000 | D-SERIES DRM RELAY MODULE N OF CONTACTS: 4 CO CONTACT AGNI FLASH GOLD-PLATED RATED CONTROL VOLTAGE: 24 V AC CONTINUOUS CURRENT: 5 A SCREW CONNECTION TEST BUTTON AVAILABLE: YES | 3
16401 | 1542540000 | D-SERIES DRM RELAY MODULE N OF CONTACTS: 4 CO CONTACT AGNI FLASH GOLD-PLATED RATED CONTROL VOLTAGE: 230 V AC CONTINUOUS CURRENT: 5 A SCREW CONNECTION TEST BUTTON AVAILABLE: YES | 3
16402 | 1545130000 | MODULAR HOUSING OMNIMATE HOUSING - SERIES CH20M AGATE GREY WIDTH: 22.5 MM | 26
16403 | 1546020000 | W-SERIES FEED-THROUGH TERMINAL PE TERMINAL RATED CROSS-SECTION: 2.5 MM² SCREW CONNECTION | 7
16404 | 1547490000 | WPAK POTENTIAL COLLECTOR BLOCK RATED CROSS-SECTION: SCREW CONNECTION DIRECT MOUNTING | 495
16405 | 1547500000 | WPAK POTENTIAL EQUALISATION BLOCK RATED CROSS-SECTION: SCREW CONNECTION DIRECT MOUNTING | 495
16406 | 1547610000 | FEED-THROUGH TERMINAL PUSH IN 2.5 MM² 800 V 24 A DARK | 15
16407 | 1547620000 | FEED-THROUGH TERMINAL PUSH IN 2.5 MM² 800 V 24 A | 15
16408 | 1547630000 | FEED-THROUGH TERMINAL PUSH IN 2.5 MM² 800 V 24 A ORANGE | 15
16409 | 1547650000 | FEED-THROUGH TERMINAL PUSH IN 2.5 MM² 800 V 24 A DARK | 15
16410 | 1547660000 | FEED-THROUGH TERMINAL PUSH IN 2.5 MM² 800 V 24 A | 15
16411 | 1547670000 | FEED-THROUGH TERMINAL PUSH IN 2.5 MM² 800 V 24 A ORANGE | 15
16412 | 1548060000 | FEED-THROUGH TERMINAL PUSH IN 2.5 MM² 800 V 24 A DARK | 15
16413 | 1548070000 | FEED-THROUGH TERMINAL PUSH IN 2.5 MM² 800 V 24 A | 15
16414 | 1548130000 | FEED-THROUGH TERMINAL PUSH IN 2.5 MM² 800 V 24 A DARK | 15
16415 | 1548140000 | FEED-THROUGH TERMINAL PUSH IN 2.5 MM² 800 V 24 A DARK | 15
16416 | 1548150000 | FEED-THROUGH TERMINAL PUSH IN 2.5 MM² 800 V 24 A | 15
16417 | 1548380000 | SHEET HOLES | 114
16418 | 1548390000 | SHEET HOLES | 114
16419 | 1548400000 | SHEET HOLES | 114
16420 | 1548410000 | SHEET HOLES | 114
16421 | 1549770000 | RIDERSERIES RCM RELAY N OF CONTACTS: 4 CO CONTACT WITH TEST BUTTON AGNI RATED CONTROL VOLTAGE: 60 V AC CONTINUOUS CURRENT: 6 A PLUG-IN CONNECTION TEST BUTTON AVAILABLE: YES | 3
16422 | 1550250000 | AUTOMATIC MACHINES REPLACEMENT PART | 188
16423 | 1550340000 | AUTOMATIC MACHINES REPLACEMENT PART | 188
16424 | 1550350000 | AUTOMATIC MACHINES REPLACEMENT PART | 188
16425 | 1550370000 | AUTOMATIC MACHINES REPLACEMENT PART | 188
16426 | 1552690000 | FEED-THROUGH TERMINAL PUSH IN 1.5 MM² 500 V 17.5 A DARK | 62
16427 | 1552700000 | FEED-THROUGH TERMINAL PUSH IN 1.5 MM² 500 V 17.5 A | 62
16428 | 1552790000 | FEED-THROUGH TERMINAL PUSH IN 1.5 MM² 500 V 17.5 A DARK | 62
16429 | 1552820000 | FEED-THROUGH TERMINAL PUSH IN 1.5 MM² 500 V 17.5 A | 62
16430 | 1552830000 | FEED-THROUGH TERMINAL PUSH IN 1.5 MM² 500 V 17.5 A ORANGE | 62
16431 | 1553270000 | ACCESSORIES BUSBAR STEEL | 497
16432 | 1561960000 | W-SERIES CROSS-CONNECTOR N OF POLES: 2 | 371
16433 | 1561970000 | W-SERIES CROSS-CONNECTOR N OF POLES: 3 | 371
16434 | 1561990000 | W-SERIES CROSS-CONNECTOR N OF POLES: 3 | 371
16435 | 1562640000 | CONDUCTOR AND CABLE MARKERS 1.2 - 2.4 MM | 43
16436 | 1562650000 | CONDUCTOR AND CABLE MARKERS 1.6 - 3.2 MM | 43
16437 | 1562670000 | CONDUCTOR AND CABLE MARKERS 2.4 - 4.8 MM | 43
16438 | 1562680000 | CONDUCTOR AND CABLE MARKERS 3.2 - 6.4 MM | 43
16439 | 1562690000 | CONDUCTOR AND CABLE MARKERS 4.8 - 9.5 MM | 43
16440 | 1562700000 | CONDUCTOR AND CABLE MARKERS 6.4 - 12.7 MM | 43
16441 | 1562720000 | CONDUCTOR AND CABLE MARKERS 9.5 - 19.1 MM | 43
16442 | 1562730000 | CONDUCTOR AND CABLE MARKERS 12.7 - 25.4 MM | 43
16443 | 1562740000 | CONDUCTOR AND CABLE MARKERS 1.2 - 2.4 MM | 43
16444 | 1562750000 | CONDUCTOR AND CABLE MARKERS 1.6 - 3.2 MM | 43
16445 | 1562770000 | CONDUCTOR AND CABLE MARKERS 2.4 - 4.8 MM | 43
16446 | 1562930000 | CONDUCTOR AND CABLE MARKERS 12.7 - 25.4 MM | 43
16447 | 1562950000 | CONDUCTOR AND CABLE MARKERS 1.6 - 3.2 MM GREEN | 43
16448 | 1562970000 | CONDUCTOR AND CABLE MARKERS 2.4 - 4.8 MM GREEN | 43
16449 | 1562980000 | CONDUCTOR AND CABLE MARKERS 3.2 - 6.4 MM GREEN | 43
16450 | 1562990000 | CONDUCTOR AND CABLE MARKERS 4.8 - 9.5 MM GREEN | 43
16451 | 1563020000 | CONDUCTOR AND CABLE MARKERS 6.4 - 12.7 MM GREEN | 43
16452 | 1563030000 | CONDUCTOR AND CABLE MARKERS 9.5 - 19.1 MM GREEN | 43
16453 | 1563040000 | CONDUCTOR AND CABLE MARKERS 12.7 - 25.4 MM GREEN | 43
16454 | 1563050000 | CONDUCTOR AND CABLE MARKERS 1.6 - 4.8 MM | 43
16455 | 1984540000 | TERMSERIES RELAY MODULE N OF CONTACTS: 1 CO CONTACT AGSNO RATED CONTROL VOLTAGE: 24 V DC ±20 % CONTINUOUS CURRENT: 6 A SCREW CONNECTION TEST BUTTON AVAILABLE: NO | 3
16456 | 1984550000 | TERMSERIES RELAY MODULE N OF CONTACTS: 1 CO CONTACT AGSNO RATED CONTROL VOLTAGE: 24 V DC ±20 % CONTINUOUS CURRENT: 6 A TENSION-CLAMP CONNECTION TEST BUTTON AVAILABLE: NO | 3
16457 | 1984560000 | TERMSERIES RELAY MODULE N OF CONTACTS: 1 CO CONTACT AGNI RATED CONTROL VOLTAGE: 12 V DC ±20 % CONTINUOUS CURRENT: 6 A SCREW CONNECTION TEST BUTTON AVAILABLE: NO | 3
16458 | 1984570000 | TERMSERIES RELAY MODULE N OF CONTACTS: 1 CO CONTACT AGNI RATED CONTROL VOLTAGE: 24 V DC ±20 % CONTINUOUS CURRENT: 6 A SCREW CONNECTION TEST BUTTON AVAILABLE: NO | 3
16459 | 1984580000 | TERMSERIES RELAY MODULE N OF CONTACTS: 1 CO CONTACT AGNI RATED CONTROL VOLTAGE: 24 V UC ±10 % CONTINUOUS CURRENT: 6 A SCREW CONNECTION TEST BUTTON AVAILABLE: NO | 3
16460 | 1984590000 | TERMSERIES RELAY MODULE N OF CONTACTS: 1 CO CONTACT AGNI RATED CONTROL VOLTAGE: 120 V AC ±10 % CONTINUOUS CURRENT: 6 A SCREW CONNECTION TEST BUTTON AVAILABLE: NO | 3
16461 | 1984600000 | TERMSERIES RELAY MODULE N OF CONTACTS: 1 CO CONTACT AGNI RATED CONTROL VOLTAGE: 230 V AC ±10 % CONTINUOUS CURRENT: 6 A SCREW CONNECTION TEST BUTTON AVAILABLE: NO | 3
16462 | 1984610000 | TERMSERIES RELAY MODULE N OF CONTACTS: 1 CO CONTACT AGNI RATED CONTROL VOLTAGE: 24?230 V UC ±10 % CONTINUOUS CURRENT: 6 A SCREW CONNECTION TEST BUTTON AVAILABLE: NO | 3
16463 | 1984620000 | TERMSERIES RELAY MODULE N OF CONTACTS: 1 CO CONTACT AGNI GOLD-PLATED RATED CONTROL VOLTAGE: 12 V DC ±20 % CONTINUOUS CURRENT: 6 A SCREW CONNECTION TEST BUTTON AVAILABLE: NO | 3
16464 | 1984630000 | TERMSERIES RELAY MODULE N OF CONTACTS: 1 CO CONTACT AGNI GOLD-PLATED RATED CONTROL VOLTAGE: 24 V DC ±20 % CONTINUOUS CURRENT: 6 A SCREW CONNECTION TEST BUTTON AVAILABLE: NO | 3
16465 | 1984640000 | TERMSERIES RELAY MODULE N OF CONTACTS: 1 CO CONTACT AGNI GOLD-PLATED RATED CONTROL VOLTAGE: 120 V AC ±10 % CONTINUOUS CURRENT: 6 A SCREW CONNECTION TEST BUTTON AVAILABLE: NO | 3
16466 | 1984650000 | TERMSERIES RELAY MODULE N OF CONTACTS: 1 CO CONTACT AGNI GOLD-PLATED RATED CONTROL VOLTAGE: 24?230 V UC ±10 % CONTINUOUS CURRENT: 6 A SCREW CONNECTION TEST BUTTON AVAILABLE: NO | 3
16467 | 1988780000 | WIRE-END FERRULE SDARD 25 MM 25 MM NO | 264
16468 | 1991800000 | FEED-THROUGH TERMINAL PUSH IN 6 MM² 800 V 41 A ORANGE | 15
16469 | 1991840000 | FEED-THROUGH TERMINAL PUSH IN 6 MM² 800 V 41 A ORANGE | 15
16470 | 1994540000 | HEXAGONAL CRIMP | 157
16471 | 2000040000 | FEED-THROUGH TERMINAL SCREW CONNECTION 16 MM² 1000 V 76 A | 10
16472 | 2000060000 | FEED-THROUGH TERMINAL SCREW CONNECTION 35 MM² 1000 V 125 A | 10
16473 | 2000110000 | FEED-THROUGH TERMINAL SCREW CONNECTION 120 MM² 1000 V 269 A | 10
16474 | 2003130000 | FEED-THROUGH TERMINAL PUSH IN 2.5 MM² 800 V 24 A LIGHT GREY | 15
16475 | 2007350000 | ACCESSORIES SET OF CUTTERS | 174
16476 | 2007360000 | ACCESSORIES SET OF CUTTERS | 174
16477 | 2009890000 | SLIMFIX X CONDUCTOR AND CABLE MARKERS 7 - 40 MM 60 X 13.62 MM | 12
16478 | 2009900000 | SLIMFIX X CONDUCTOR AND CABLE MARKERS 7 - 40 MM 60 X 13.62 MM | 12
16479 | 2009910000 | SLIMFIX X CONDUCTOR AND CABLE MARKERS 7 - 40 MM 40 X 13.62 MM | 12
16480 | 2009920000 | SLIMFIX X CONDUCTOR AND CABLE MARKERS 7 - 40 MM 40 X 13.62 MM | 12
16481 | 2009930000 | SLIMFIX X CONDUCTOR AND CABLE MARKERS 7 - 40 MM 24 X 13.62 MM | 12
16482 | 2009940000 | SLIMFIX X CONDUCTOR AND CABLE MARKERS 7 - 40 MM 24 X 13.62 MM | 12
16483 | 2051180000 | FEED-THROUGH TERMINAL PUSH IN 4 MM² 800 V 32 A DARK | 15
16484 | 2051210000 | FEED-THROUGH TERMINAL PUSH IN 4 MM² 800 V 32 A | 15
16485 | 2051220000 | FEED-THROUGH TERMINAL PUSH IN 4 MM² 800 V 32 A | 15
16486 | 2051230000 | FEED-THROUGH TERMINAL PUSH IN 4 MM² 800 V 32 A ORANGE | 15
16487 | 2051250000 | FEED-THROUGH TERMINAL PUSH IN 4 MM² 800 V 32 A | 15
16488 | 2051260000 | FEED-THROUGH TERMINAL PUSH IN 4 MM² 800 V 32 A GREEN | 15
16489 | 2051290000 | FEED-THROUGH TERMINAL PUSH IN 4 MM² 800 V 32 A | 15
16490 | 2062900000 | FEED-THROUGH TERMINAL PUSH IN 16 MM² 800 V 76 A | 15
16491 | 2063180000 | RIDERSERIES RCI RELAY MODULE N OF CONTACTS: 2 CO CONTACT AGNI RATED CONTROL VOLTAGE: 230 V AC CONTINUOUS CURRENT: 8 A SCREW CONNECTION TEST BUTTON AVAILABLE: NO | 3
16492 | 2065120000 | SUPPLY TERMINAL PUSH IN 6 MM² 800 V 41 A | 148
16493 | 2152600000 | W-SERIES END PLATE | 78
16494 | 2152860000 | TERMSERIES RELAY MODULE N OF CONTACTS: 1 CO CONTACT AGSNO RATED CONTROL VOLTAGE: 5 V DC ±20 % CONTINUOUS CURRENT: 6 A SCREW CONNECTION TEST BUTTON AVAILABLE: NO | 3
16495 | 2152870000 | TERMSERIES RELAY MODULE N OF CONTACTS: 1 CO CONTACT AGSNO RATED CONTROL VOLTAGE: 5 V DC ±20 % CONTINUOUS CURRENT: 6 A TENSION-CLAMP CONNECTION TEST BUTTON AVAILABLE: NO | 3
16496 | 2152880000 | TERMSERIES RELAY MODULE N OF CONTACTS: 1 CO CONTACT AGSNO RATED CONTROL VOLTAGE: 12 V DC ±20 % CONTINUOUS CURRENT: 6 A SCREW CONNECTION TEST BUTTON AVAILABLE: NO | 3
16497 | 2152890000 | TERMSERIES RELAY MODULE N OF CONTACTS: 1 CO CONTACT AGSNO RATED CONTROL VOLTAGE: 12 V DC ±20 % CONTINUOUS CURRENT: 6 A TENSION-CLAMP CONNECTION TEST BUTTON AVAILABLE: NO | 3
16498 | 2152900000 | TERMSERIES RELAY MODULE N OF CONTACTS: 1 CO CONTACT AGSNO RATED CONTROL VOLTAGE: 120 V AC ±10 % CONTINUOUS CURRENT: 6 A SCREW CONNECTION TEST BUTTON AVAILABLE: NO | 3
16499 | 2152910000 | TERMSERIES RELAY MODULE N OF CONTACTS: 1 CO CONTACT AGSNO RATED CONTROL VOLTAGE: 120 V AC ±10 % CONTINUOUS CURRENT: 6 A TENSION-CLAMP CONNECTION TEST BUTTON AVAILABLE: NO | 3
16500 | 2152920000 | TERMSERIES RELAY MODULE N OF CONTACTS: 1 CO CONTACT AGSNO RATED CONTROL VOLTAGE: 230 V AC ±10 % CONTINUOUS CURRENT: 6 A SCREW CONNECTION TEST BUTTON AVAILABLE: NO | 3
16501 | 2152930000 | TERMSERIES RELAY MODULE N OF CONTACTS: 1 CO CONTACT AGSNO RATED CONTROL VOLTAGE: 230 V AC ±10 % CONTINUOUS CURRENT: 6 A TENSION-CLAMP CONNECTION TEST BUTTON AVAILABLE: NO | 3
16502 | 2152940000 | TERMSERIES RELAY MODULE N OF CONTACTS: 1 CO CONTACT AGSNO RATED CONTROL VOLTAGE: 24 V UC ±10 % CONTINUOUS CURRENT: 6 A SCREW CONNECTION TEST BUTTON AVAILABLE: NO | 3
16503 | 2153060000 | TERMSERIES RELAY MODULE N OF CONTACTS: 1 CO CONTACT AGSNO RATED CONTROL VOLTAGE: 48 V UC ±10 % CONTINUOUS CURRENT: 6 A SCREW CONNECTION TEST BUTTON AVAILABLE: NO | 3
16504 | 2153560000 | TERMSERIES RELAY MODULE N OF CONTACTS: 1 CO CONTACT AGSNO RATED CONTROL VOLTAGE: 60 V UC ±10 % CONTINUOUS CURRENT: 6 A TENSION-CLAMP CONNECTION TEST BUTTON AVAILABLE: NO | 3
16505 | 2153570000 | TERMSERIES RELAY MODULE N OF CONTACTS: 1 CO CONTACT AGSNO RATED CONTROL VOLTAGE: 120 V UC ±10 % CONTINUOUS CURRENT: 6 A SCREW CONNECTION TEST BUTTON AVAILABLE: NO | 3
16506 | 2153580000 | TERMSERIES RELAY MODULE N OF CONTACTS: 1 CO CONTACT AGSNO RATED CONTROL VOLTAGE: 120 V UC ±10 % CONTINUOUS CURRENT: 6 A TENSION-CLAMP CONNECTION TEST BUTTON AVAILABLE: NO | 3
16507 | 2153590000 | TERMSERIES RELAY MODULE N OF CONTACTS: 1 CO CONTACT AGSNO RATED CONTROL VOLTAGE: 230 V UC ±10% CONTINUOUS CURRENT: 6 A SCREW CONNECTION TEST BUTTON AVAILABLE: NO | 3
16508 | 2153690000 | TERMSERIES RELAY MODULE N OF CONTACTS: 1 CO CONTACT AGSNO RATED CONTROL VOLTAGE: 230 V UC ±10% CONTINUOUS CURRENT: 6 A TENSION-CLAMP CONNECTION TEST BUTTON AVAILABLE: NO | 3
16509 | 2154970000 | TERMSERIES RELAY MODULE N OF CONTACTS: 1 CO CONTACT AGSNO RATED CONTROL VOLTAGE: 24?230 V UC ±10 % CONTINUOUS CURRENT: 6 A SCREW CONNECTION TEST BUTTON AVAILABLE: NO | 3
16510 | 2154980000 | TERMSERIES RELAY MODULE N OF CONTACTS: 1 CO CONTACT AGSNO RATED CONTROL VOLTAGE: 24?230 V UC ±10 % CONTINUOUS CURRENT: 6 A TENSION-CLAMP CONNECTION TEST BUTTON AVAILABLE: NO | 3
16511 | 2430040000 | PUSH IN 2.5 MM² 500 V 20 A | 1259
16512 | 2436400000 | TEST-DISCONNECT TERMINAL SCREW CONNECTION 4 MM² 500 V 27 A WITHOUT DARK | 36
16513 | 2436420000 | TEST-DISCONNECT TERMINAL SCREW CONNECTION 4 MM² 500 V 27 A WITHOUT DARK | 36
16514 | 2450460000 | RIDERSERIES RCM RELAY N OF CONTACTS: 3 CO CONTACT WITHOUT TEST BUTTON AGNI GOLD-PLATED RATED CONTROL VOLTAGE: 230 V AC CONTINUOUS CURRENT: 10 A PLUG-IN CONNECTION TEST BUTTON AVAILABLE: YES | 3
16515 | 2450470000 | RIDERSERIES RCM RELAY N OF CONTACTS: 3 CO CONTACT WITHOUT TEST BUTTON AGNI GOLD-PLATED RATED CONTROL VOLTAGE: 24 V DC CONTINUOUS CURRENT: 10 A PLUG-IN CONNECTION TEST BUTTON AVAILABLE: YES | 3
16516 | 7760056225 | D-SERIES DRL RELAY SOCKET N OF CONTACTS: 2 CO CONTACT CONTINUOUS CURRENT: 10 A SCREW CONNECTION | 927
16517 | 7760056226 | D-SERIES DRL RELAY SOCKET N OF CONTACTS: 3 CO CONTACT CONTINUOUS CURRENT: 10 A SCREW CONNECTION | 927
16518 | 7760056227 | D-SERIES DRL RELAY SOCKET N OF CONTACTS: 4 CO CONTACT CONTINUOUS CURRENT: 10 A SCREW CONNECTION | 927
16519 | 7760056234 | D-SERIES RETAINING CLIP | 324
16520 | 7760056235 | D-SERIES RETAINING CLIP | 324
16521 | 7760056249 | D-SERIES DRW / DRH TEST BUTTON COVER | 1189
16522 | 7760056287 | D-SERIES DRM RELAY N OF CONTACTS: 4 CO CONTACT AGNI GOLD-PLATED RATED CONTROL VOLTAGE: 220 V DC CONTINUOUS CURRENT: 5 A PLUG-IN CONNECTION TEST BUTTON AVAILABLE: YES | 3
16523 | 7760056296 | D-SERIES DRI RELAY N OF CONTACTS: 1 CO CONTACT AGSNO RATED CONTROL VOLTAGE: 12 V DC CONTINUOUS CURRENT: 10 A FLAT BLADE CONNECTIONS (4.7 MM X 0.5 MM) TEST BUTTON AVAILABLE: NO | 3
16524 | 7760056297 | D-SERIES DRI RELAY N OF CONTACTS: 1 CO CONTACT AGSNO RATED CONTROL VOLTAGE: 24 V DC CONTINUOUS CURRENT: 10 A FLAT BLADE CONNECTIONS (4.7 MM X 0.5 MM) TEST BUTTON AVAILABLE: NO | 3
16525 | 7760056298 | D-SERIES DRI RELAY N OF CONTACTS: 1 CO CONTACT AGSNO RATED CONTROL VOLTAGE: 48 V DC CONTINUOUS CURRENT: 10 A FLAT BLADE CONNECTIONS (4.7 MM X 0.5 MM) TEST BUTTON AVAILABLE: NO | 3
16526 | 7760056300 | D-SERIES DRI RELAY N OF CONTACTS: 1 CO CONTACT AGSNO RATED CONTROL VOLTAGE: 24 V AC CONTINUOUS CURRENT: 10 A FLAT BLADE CONNECTIONS (4.7 MM X 0.5 MM) TEST BUTTON AVAILABLE: NO | 3
16527 | 7760056301 | D-SERIES DRI RELAY N OF CONTACTS: 1 CO CONTACT AGSNO RATED CONTROL VOLTAGE: 115 V AC CONTINUOUS CURRENT: 10 A FLAT BLADE CONNECTIONS (4.7 MM X 0.5 MM) TEST BUTTON AVAILABLE: NO | 3
16528 | 7760056302 | D-SERIES DRI RELAY N OF CONTACTS: 1 CO CONTACT AGSNO RATED CONTROL VOLTAGE: 230 V AC CONTINUOUS CURRENT: 10 A FLAT BLADE CONNECTIONS (4.7 MM X 0.5 MM) TEST BUTTON AVAILABLE: NO | 3
16529 | 7760056303 | D-SERIES DRI RELAY N OF CONTACTS: 1 CO CONTACT AGSNO RATED CONTROL VOLTAGE: 12 V DC CONTINUOUS CURRENT: 10 A FLAT BLADE CONNECTIONS (4.7 MM X 0.5 MM) TEST BUTTON AVAILABLE: NO | 3
16530 | 7760056304 | D-SERIES DRI RELAY N OF CONTACTS: 1 CO CONTACT AGSNO RATED CONTROL VOLTAGE: 24 V DC CONTINUOUS CURRENT: 10 A FLAT BLADE CONNECTIONS (4.7 MM X 0.5 MM) TEST BUTTON AVAILABLE: NO | 3
16531 | 7760056305 | D-SERIES DRI RELAY N OF CONTACTS: 1 CO CONTACT AGSNO RATED CONTROL VOLTAGE: 48 V DC CONTINUOUS CURRENT: 10 A FLAT BLADE CONNECTIONS (4.7 MM X 0.5 MM) TEST BUTTON AVAILABLE: NO | 3
16532 | 7760056306 | D-SERIES DRI RELAY N OF CONTACTS: 1 CO CONTACT AGSNO RATED CONTROL VOLTAGE: 110 V DC CONTINUOUS CURRENT: 10 A FLAT BLADE CONNECTIONS (4.7 MM X 0.5 MM) TEST BUTTON AVAILABLE: NO | 3
16533 | 7760056307 | D-SERIES DRI RELAY N OF CONTACTS: 1 CO CONTACT AGSNO RATED CONTROL VOLTAGE: 24 V AC CONTINUOUS CURRENT: 10 A FLAT BLADE CONNECTIONS (4.7 MM X 0.5 MM) TEST BUTTON AVAILABLE: NO | 3
16534 | 7760056308 | D-SERIES DRI RELAY N OF CONTACTS: 1 CO CONTACT AGSNO RATED CONTROL VOLTAGE: 115 V AC CONTINUOUS CURRENT: 10 A FLAT BLADE CONNECTIONS (4.7 MM X 0.5 MM) TEST BUTTON AVAILABLE: NO | 3
16535 | 7760056309 | D-SERIES DRI RELAY N OF CONTACTS: 1 CO CONTACT AGSNO RATED CONTROL VOLTAGE: 230 V AC CONTINUOUS CURRENT: 10 A FLAT BLADE CONNECTIONS (4.7 MM X 0.5 MM) TEST BUTTON AVAILABLE: NO | 3
16536 | 7760056310 | D-SERIES DRI RELAY N OF CONTACTS: 1 CO CONTACT AGSNO RATED CONTROL VOLTAGE: 12 V DC CONTINUOUS CURRENT: 10 A FLAT BLADE CONNECTIONS (4.7 MM X 0.5 MM) TEST BUTTON AVAILABLE: NO | 3
16537 | 7760056311 | D-SERIES DRI RELAY N OF CONTACTS: 1 CO CONTACT AGSNO RATED CONTROL VOLTAGE: 24 V DC CONTINUOUS CURRENT: 10 A FLAT BLADE CONNECTIONS (4.7 MM X 0.5 MM) TEST BUTTON AVAILABLE: NO | 3
16538 | 7760056312 | D-SERIES DRI RELAY N OF CONTACTS: 1 CO CONTACT AGSNO RATED CONTROL VOLTAGE: 48 V DC CONTINUOUS CURRENT: 10 A FLAT BLADE CONNECTIONS (4.7 MM X 0.5 MM) TEST BUTTON AVAILABLE: NO | 3
16539 | 7760056313 | D-SERIES DRI RELAY N OF CONTACTS: 1 CO CONTACT AGSNO RATED CONTROL VOLTAGE: 110 V DC CONTINUOUS CURRENT: 10 A FLAT BLADE CONNECTIONS (4.7 MM X 0.5 MM) TEST BUTTON AVAILABLE: NO | 3
16540 | 7760056314 | D-SERIES DRI RELAY N OF CONTACTS: 1 CO CONTACT AGSNO RATED CONTROL VOLTAGE: 12 V DC CONTINUOUS CURRENT: 10 A FLAT BLADE CONNECTIONS (4.7 MM X 0.5 MM) TEST BUTTON AVAILABLE: YES | 3
16541 | 7760056315 | D-SERIES DRI RELAY N OF CONTACTS: 1 CO CONTACT AGSNO RATED CONTROL VOLTAGE: 24 V DC CONTINUOUS CURRENT: 10 A FLAT BLADE CONNECTIONS (4.7 MM X 0.5 MM) TEST BUTTON AVAILABLE: YES | 3
16542 | 7760056316 | D-SERIES DRI RELAY N OF CONTACTS: 1 CO CONTACT AGSNO RATED CONTROL VOLTAGE: 48 V DC CONTINUOUS CURRENT: 10 A FLAT BLADE CONNECTIONS (4.7 MM X 0.5 MM) TEST BUTTON AVAILABLE: YES | 3
16543 | 7760056317 | D-SERIES DRI RELAY N OF CONTACTS: 1 CO CONTACT AGSNO RATED CONTROL VOLTAGE: 110 V DC CONTINUOUS CURRENT: 10 A FLAT BLADE CONNECTIONS (4.7 MM X 0.5 MM) TEST BUTTON AVAILABLE: YES | 3
16544 | 7760056318 | D-SERIES DRI RELAY N OF CONTACTS: 1 CO CONTACT AGSNO RATED CONTROL VOLTAGE: 24 V AC CONTINUOUS CURRENT: 10 A FLAT BLADE CONNECTIONS (4.7 MM X 0.5 MM) TEST BUTTON AVAILABLE: YES | 3
16545 | 7760056319 | D-SERIES DRI RELAY N OF CONTACTS: 1 CO CONTACT AGSNO RATED CONTROL VOLTAGE: 115 V AC CONTINUOUS CURRENT: 10 A FLAT BLADE CONNECTIONS (4.7 MM X 0.5 MM) TEST BUTTON AVAILABLE: YES | 3
16546 | 7760056320 | D-SERIES DRI RELAY N OF CONTACTS: 1 CO CONTACT AGSNO RATED CONTROL VOLTAGE: 230 V AC CONTINUOUS CURRENT: 10 A FLAT BLADE CONNECTIONS (4.7 MM X 0.5 MM) TEST BUTTON AVAILABLE: YES | 3
16547 | 7760056321 | D-SERIES DRI RELAY N OF CONTACTS: 2 CO CONTACT AGSNO RATED CONTROL VOLTAGE: 12 V DC CONTINUOUS CURRENT: 5 A FLAT BLADE CONNECTIONS (2.5 MM X 0.5 MM) TEST BUTTON AVAILABLE: NO | 3
16548 | 7760056322 | D-SERIES DRI RELAY N OF CONTACTS: 2 CO CONTACT AGSNO RATED CONTROL VOLTAGE: 24 V DC CONTINUOUS CURRENT: 5 A FLAT BLADE CONNECTIONS (2.5 MM X 0.5 MM) TEST BUTTON AVAILABLE: NO | 3
16549 | 7760056323 | D-SERIES DRI RELAY N OF CONTACTS: 2 CO CONTACT AGSNO RATED CONTROL VOLTAGE: 48 V DC CONTINUOUS CURRENT: 5 A FLAT BLADE CONNECTIONS (2.5 MM X 0.5 MM) TEST BUTTON AVAILABLE: NO | 3
16550 | 7760056324 | D-SERIES DRI RELAY N OF CONTACTS: 2 CO CONTACT AGSNO RATED CONTROL VOLTAGE: 110 V DC CONTINUOUS CURRENT: 5 A FLAT BLADE CONNECTIONS (2.5 MM X 0.5 MM) TEST BUTTON AVAILABLE: NO | 3
16551 | 7760056325 | D-SERIES DRI RELAY N OF CONTACTS: 2 CO CONTACT AGSNO RATED CONTROL VOLTAGE: 24 V AC CONTINUOUS CURRENT: 5 A FLAT BLADE CONNECTIONS (2.5 MM X 0.5 MM) TEST BUTTON AVAILABLE: NO | 3
16552 | 7760056326 | D-SERIES DRI RELAY N OF CONTACTS: 2 CO CONTACT AGSNO RATED CONTROL VOLTAGE: 115 V AC CONTINUOUS CURRENT: 5 A FLAT BLADE CONNECTIONS (2.5 MM X 0.5 MM) TEST BUTTON AVAILABLE: NO | 3
16553 | 7760056327 | D-SERIES DRI RELAY N OF CONTACTS: 2 CO CONTACT AGSNO RATED CONTROL VOLTAGE: 230 V AC CONTINUOUS CURRENT: 5 A FLAT BLADE CONNECTIONS (2.5 MM X 0.5 MM) TEST BUTTON AVAILABLE: NO | 3
16554 | 7760056328 | D-SERIES DRI RELAY N OF CONTACTS: 2 CO CONTACT AGSNO RATED CONTROL VOLTAGE: 12 V DC CONTINUOUS CURRENT: 5 A FLAT BLADE CONNECTIONS (2.5 MM X 0.5 MM) TEST BUTTON AVAILABLE: NO | 3
16555 | 7760056329 | D-SERIES DRI RELAY N OF CONTACTS: 2 CO CONTACT AGSNO RATED CONTROL VOLTAGE: 24 V DC CONTINUOUS CURRENT: 5 A FLAT BLADE CONNECTIONS (2.5 MM X 0.5 MM) TEST BUTTON AVAILABLE: NO | 3
16556 | 7760056331 | D-SERIES DRI RELAY N OF CONTACTS: 2 CO CONTACT AGSNO RATED CONTROL VOLTAGE: 110 V DC CONTINUOUS CURRENT: 5 A FLAT BLADE CONNECTIONS (2.5 MM X 0.5 MM) TEST BUTTON AVAILABLE: NO | 3
16557 | 7760056332 | D-SERIES DRI RELAY N OF CONTACTS: 2 CO CONTACT AGSNO RATED CONTROL VOLTAGE: 24 V AC CONTINUOUS CURRENT: 5 A FLAT BLADE CONNECTIONS (2.5 MM X 0.5 MM) TEST BUTTON AVAILABLE: NO | 3
16558 | 7760056333 | D-SERIES DRI RELAY N OF CONTACTS: 2 CO CONTACT AGSNO RATED CONTROL VOLTAGE: 115 V AC CONTINUOUS CURRENT: 5 A FLAT BLADE CONNECTIONS (2.5 MM X 0.5 MM) TEST BUTTON AVAILABLE: NO | 3
16559 | 7760056334 | D-SERIES DRI RELAY N OF CONTACTS: 2 CO CONTACT AGSNO RATED CONTROL VOLTAGE: 230 V AC CONTINUOUS CURRENT: 5 A FLAT BLADE CONNECTIONS (2.5 MM X 0.5 MM) TEST BUTTON AVAILABLE: NO | 3
16560 | 7760056335 | D-SERIES DRI RELAY N OF CONTACTS: 2 CO CONTACT AGSNO RATED CONTROL VOLTAGE: 12 V DC CONTINUOUS CURRENT: 5 A FLAT BLADE CONNECTIONS (2.5 MM X 0.5 MM) TEST BUTTON AVAILABLE: NO | 3
16561 | 7760056336 | D-SERIES DRI RELAY N OF CONTACTS: 2 CO CONTACT AGSNO RATED CONTROL VOLTAGE: 24 V DC CONTINUOUS CURRENT: 5 A FLAT BLADE CONNECTIONS (2.5 MM X 0.5 MM) TEST BUTTON AVAILABLE: NO | 3
16562 | 7760056337 | D-SERIES DRI RELAY N OF CONTACTS: 2 CO CONTACT AGSNO RATED CONTROL VOLTAGE: 48 V DC CONTINUOUS CURRENT: 5 A FLAT BLADE CONNECTIONS (2.5 MM X 0.5 MM) TEST BUTTON AVAILABLE: NO | 3
16563 | 7760056338 | D-SERIES DRI RELAY N OF CONTACTS: 2 CO CONTACT AGSNO RATED CONTROL VOLTAGE: 110 V DC CONTINUOUS CURRENT: 5 A FLAT BLADE CONNECTIONS (2.5 MM X 0.5 MM) TEST BUTTON AVAILABLE: NO | 3
16564 | 7760056339 | D-SERIES DRI RELAY N OF CONTACTS: 2 CO CONTACT AGSNO RATED CONTROL VOLTAGE: 12 V DC CONTINUOUS CURRENT: 5 A FLAT BLADE CONNECTIONS (2.5 MM X 0.5 MM) TEST BUTTON AVAILABLE: YES | 3
16565 | 7760056340 | D-SERIES DRI RELAY N OF CONTACTS: 2 CO CONTACT AGSNO RATED CONTROL VOLTAGE: 24 V DC CONTINUOUS CURRENT: 5 A FLAT BLADE CONNECTIONS (2.5 MM X 0.5 MM) TEST BUTTON AVAILABLE: YES | 3
16566 | 7760056341 | D-SERIES DRI RELAY N OF CONTACTS: 2 CO CONTACT AGSNO RATED CONTROL VOLTAGE: 48 V DC CONTINUOUS CURRENT: 5 A FLAT BLADE CONNECTIONS (2.5 MM X 0.5 MM) TEST BUTTON AVAILABLE: YES | 3
16567 | 7760056342 | D-SERIES DRI RELAY N OF CONTACTS: 2 CO CONTACT AGSNO RATED CONTROL VOLTAGE: 110 V DC CONTINUOUS CURRENT: 5 A FLAT BLADE CONNECTIONS (2.5 MM X 0.5 MM) TEST BUTTON AVAILABLE: YES | 3
16568 | 7760056343 | D-SERIES DRI RELAY N OF CONTACTS: 2 CO CONTACT AGSNO RATED CONTROL VOLTAGE: 24 V AC CONTINUOUS CURRENT: 5 A FLAT BLADE CONNECTIONS (2.5 MM X 0.5 MM) TEST BUTTON AVAILABLE: YES | 3
16569 | 7760056344 | D-SERIES DRI RELAY N OF CONTACTS: 2 CO CONTACT AGSNO RATED CONTROL VOLTAGE: 115 V AC CONTINUOUS CURRENT: 5 A FLAT BLADE CONNECTIONS (2.5 MM X 0.5 MM) TEST BUTTON AVAILABLE: YES | 3
16570 | 7760056346 | D-SERIES DRI RELAY SOCKET N OF CONTACTS: 1 CO CONTACT CONTINUOUS CURRENT: 12 A SCREW CONNECTION | 927
16571 | 7760056347 | D-SERIES DRI RELAY SOCKET N OF CONTACTS: 2 CO CONTACT CONTINUOUS CURRENT: 8 A SCREW CONNECTION | 927
16572 | 7760056348 | D-SERIES DRI RELAY SOCKET N OF CONTACTS: 1 CO CONTACT CONTINUOUS CURRENT: 12 A SCREW CONNECTION | 927
16573 | 7760056349 | D-SERIES DRI RELAY SOCKET N OF CONTACTS: 2 CO CONTACT CONTINUOUS CURRENT: 8 A SCREW CONNECTION | 927
16574 | 7760056350 | D-SERIES DRI RELAY SOCKET N OF CONTACTS: 1 CO CONTACT CONTINUOUS CURRENT: 12 A SCREW CONNECTION | 927
16575 | 7760056351 | D-SERIES DRI RELAY SOCKET N OF CONTACTS: 2 CO CONTACT CONTINUOUS CURRENT: 8 A SCREW CONNECTION | 927
16576 | 7760056352 | D-SERIES DRI RETAINING CLIP | 324
16577 | 9908510001 | W-SERIES FUSE TERMINAL RATED CROSS-SECTION: 4 MM² SCREW CONNECTION | 7
16578 | 9915820001 | W-SERIES FUSE TERMINAL RATED CROSS-SECTION: 4 MM² SCREW CONNECTION | 7
16579 | 1544520000 | MODULAR HOUSING OMNIMATE HOUSING - SERIES CH20M WIDTH: 17.5 MM | 26
16580 | 2000090000 | FEED-THROUGH TERMINAL SCREW CONNECTION 35 MM² 500 V 125 A | 10
16581 | 7760056345 | D-SERIES DRI RELAY N OF CONTACTS: 2 CO CONTACT AGSNO RATED CONTROL VOLTAGE: 230 V AC CONTINUOUS CURRENT: 5 A FLAT BLADE CONNECTIONS (2.5 MM X 0.5 MM) TEST BUTTON AVAILABLE: YES | 3
16582 | 1193450000 | TEST-DISCONNECT TERMINAL SCREW CONNECTION 4 MM² 500 V 27 A PIVOTING | 36
16583 | 1208870000 | PRESSING TOOL | 171
16584 | 1208880000 | TOOLS STRIPPING AND CUTTING TOOL | 141
16585 | 1208910000 | ELECTRICIAN'S SCISSORS | 575
16586 | 1208920000 | MULTI-TIER MODULAR TERMINAL TENSION-CLAMP CONNECTION 2.5 MM² 250 V 20 A DARK | 721
16587 | 1208930000 | CRIMPING TOOL: HTX-IE-POF STRIPPING TOOL: MULTI-STRIPAX IE-POF | 1223
16588 | 1209010000 | THM DEVICE MARKERS 18 X 36 MM | 77
16589 | 1210410000 | Z-SERIES END PLATE | 115
16590 | 1211450000 | P-SERIES END PLATE GREY 3 MM | 848
16591 | 1211460000 | P-SERIES END PLATE GREY 3 MM | 848
16592 | 1216790000 | PCB PLUG-IN CONNECTOR MALE HEADER DOVETAILS FOR FIXING BLOCKS THT SOLDER CONNECTION 7.62 MM N OF POLES: 3 180° SOLDER PIN LENGTH (L): 3.2 MM BOX | 0
16593 | 1218380000 | RIDERSERIES FG RELAY WITH POSITIVELY DRIVEN CONTACTS N OF CONTACTS: 2 CO CONTACTS FORCIBILY GUIDED (EN 61810-3 TYPE B) AGCUNI RATED CONTROL VOLTAGE: 24 V DC CONTINUOUS CURRENT: 6 A TEST BUTTON AVAILABLE: NO | 3
16594 | 1218390000 | RIDERSERIES FG RELAY MODULE WITH POSITIVELY DRIVEN CONTACTS N OF CONTACTS: 2 CO CONTACTS FORCIBILY GUIDED (EN 61810-3 TYPE B) AGCUNI RATED CONTROL VOLTAGE: 24 V DC ±10 % CONTINUOUS CURRENT: 6 A TENSION-CLAMP CONNECTION TEST BUTTON AVAILABLE: NO | 3
16595 | 1218410000 | RIDERSERIES FG RELAY MODULE WITH POSITIVELY DRIVEN CONTACTS N OF CONTACTS: 2 CO CONTACTS FORCIBILY GUIDED (EN 61810-3 TYPE B) AGCUNI RATED CONTROL VOLTAGE: 24 V DC ±10 % CONTINUOUS CURRENT: 6 A SCREW CONNECTION TEST BUTTON AVAILABLE: NO | 3
16596 | 1221340000 | P-SERIES MOTOR-CONNECTION TERMINAL RATED CROSS-SECTION: 4 MM² PUSH IN DIRECT MOUNTING | 18
16597 | 1221350000 | P-SERIES MOTOR-CONNECTION TERMINAL RATED CROSS-SECTION: 4 MM² PUSH IN DIRECT MOUNTING | 18
16598 | 1283470000 | ACCESSORIES COVER CAP END PLATE POLYPROPYLENE | 694
16599 | 1292870000 | PRESSING TOOL CRIMPING TOOL FOR CONTACTS 10MM² 25MM² HEXAGONAL CRIMP | 134
16600 | 1292880000 | PRESSING TOOL TOOL FOR INSULATED CABLE CONNECTORS 0.5MM² 6MM² OVAL CRIMPING PARALLEL CRIMP | 738
16601 | 1295550000 | Z-SERIES FEED-THROUGH TERMINAL RATED CROSS-SECTION: 2.5 MM² TENSION-CLAMP CONNECTION | 7
16602 | 1307670000 | THM DEVICE MARKERS 15 X | 86
16603 | 1309580000 | TOOLS EMPTY BOX / CASE | 376
16604 | 1314510000 | ACCESSORIES REPLACEMENT PART | 252
16605 | 1314520000 | ACCESSORIES REPLACEMENT PART | 252
16606 | 1314530000 | ACCESSORIES REPLACEMENT PART | 252
16607 | 1315850000 | Z-SERIES FUSE TERMINAL RATED CROSS-SECTION: 2.5 MM² TENSION-CLAMP CONNECTION DIRECT MOUNTING | 7
16608 | 1315870000 | Z-SERIES FUSE TERMINAL RATED CROSS-SECTION: 2.5 MM² TENSION-CLAMP CONNECTION DIRECT MOUNTING | 7
16609 | 1315890000 | Z-SERIES FUSE TERMINAL RATED CROSS-SECTION: 2.5 MM² TENSION-CLAMP CONNECTION DIRECT MOUNTING | 7
16610 | 1318510000 | MOUNTING RAIL CUTTER | 619
16611 | 1335140000 | OMNIMATE HOUSING - SERIES CH20M LENGTH: 250 MM WIDTH: 25.1 MM | 202
16612 | 1338650000 | MARKING SYSTEMS INK K | 568
16613 | 1338670000 | MARKING SYSTEMS INK K | 568
16614 | 1338680000 | MARKING SYSTEMS INK K | 568
16615 | 1338690000 | MARKING SYSTEMS INK K | 568
16616 | 1338720000 | MARKING SYSTEMS INK K | 1310
16617 | 1345310000 | TOOL CASE WITH CONTENTS | 254
16618 | 1345320000 | TOOL CASE WITH CONTENTS | 254
16619 | 1345330000 | ASSORTMENT BOX | 843
16620 | 1346330000 | ESG DEVICE MARKERS X 11 MM PA 66 COLOUR: TO CUSTOMER SPECIFICATION | 92
16621 | 1348970000 | Z-SERIES DOUBLE-TIER TERMINAL RATED CROSS-SECTION: 2.5 MM² TENSION-CLAMP CONNECTION | 7
16622 | 1349140000 | W-SERIES END PLATE | 78
16623 | 1350230000 | MODULAR HOUSING OMNIMATE HOUSING - SERIES CH20M TRAFFIC WIDTH: 22.5 MM | 26
16624 | 1350340000 | DEKAFIX TERMINAL MARKER 5 X 30 MM WEIDMUELLER | 231
16625 | 1354790000 | SURGE PROTECTION FOR INSTRUMENTATION AND CONTROL SURGE PROTECTION FOR MEASUREMENT AND CONTROL UP(L/N-PE) 150 V | 37
16626 | 1354800000 | SURGE PROTECTION FOR INSTRUMENTATION AND CONTROL SURGE PROTECTION FOR MEASUREMENT AND CONTROL UP(L/N-PE) 150 V | 37
16627 | 1356490000 | THM DEVICE MARKERS 9 X 32 MM | 77
16628 | 1356500000 | THM DEVICE MARKERS 9 X 17 MM | 77
16629 | 1356520000 | THM DEVICE MARKERS 24 X | 86
16630 | 1356790000 | Z-SERIES PLUG-IN CONNECTOR DIRECT MOUNTING | 18
16631 | 1357440000 | W-SERIES TEST-DISCONNECT TERMINAL PE TERMINAL RATED CROSS-SECTION: 2.5 MM² SCREW CONNECTION | 7
16632 | 1361900000 | TEST-DISCONNECT TERMINAL SCREW CONNECTION 4 MM² 500 V 27 A PIVOTING | 36
16633 | 1361910000 | TEST-DISCONNECT TERMINAL SCREW CONNECTION 4 MM² 500 V 27 A PIVOTING GREEN | 36
16634 | 1362940000 | W-SERIES TEST-DISCONNECT TERMINAL RATED CROSS-SECTION: 2.5 MM² SCREW CONNECTION | 7
16635 | 1364720000 | TEST-DISCONNECT TERMINAL SCREW CONNECTION 4 MM² 500 V 27 A PIVOTING GREY | 36
16636 | 1365630000 | THM DEVICE MARKERS 9 X 15 MM | 77
16637 | 1367400000 | SAK SERIES FUSE TERMINAL RATED CROSS-SECTION: 4 MM² SCREW CONNECTION DIRECT MOUNTING | 7
16638 | 1367460000 | SAK SERIES FUSE TERMINAL RATED CROSS-SECTION: 4 MM² SCREW CONNECTION | 7
16639 | 1368060000 | PRESSING TOOL CUTTING KIT | 1138
16640 | 1368740000 | THM DEVICE MARKERS 23 X 45 MM | 77
16641 | 1374880000 | PCB PLUG-IN CONNECTOR MALE HEADER FLANGE THT/THR SOLDER CONNECTION 3.81 MM N OF POLES: 24 90° SOLDER PIN LENGTH (L): 3.2 MM TINNED TAPE | 0
16642 | 1378090000 | THM DEVICE MARKERS 160 X 101 MM | 632
16643 | 1378110000 | THM DEVICE MARKERS 50.8 X 63.5 MM | 293
16644 | 1378120000 | THM DEVICE MARKERS 50.8 X 25.4 MM | 293
16645 | 1378130000 | THM DEVICE MARKERS 50.8 X 76.5 MM | 293
16646 | 1380770000 | MULTIPIN TERMINAL STRIP SINGLE- AND MULTI-POLE TERMINAL STRIP RATED CROSS-SECTION: 2.5 MM² SCREW CONNECTION DIRECT MOUNTING | 18
16647 | 1381900000 | TERMSERIES RELAY MODULE N OF CONTACTS: 1 NO CONTACT AGNI RATED CONTROL VOLTAGE: 24 V DC ±20 % CONTINUOUS CURRENT: 6 A SCREW CONNECTION TEST BUTTON AVAILABLE: NO | 3
16648 | 1382930000 | THM CONDUCTOR AND CABLE MARKERS 4.4 - 6.7 MM 17.8 X 34 MM | 21
16649 | 1382940000 | THM CONDUCTOR AND CABLE MARKERS 2.9 - 2.9 MM 12 X 18 MM | 21
16650 | 1389210000 | P-SERIES PARTITION PLATE GREY 2 MM CUSTOMER-SPECIFIC PRINTING | 620
16651 | 1389230000 | P-SERIES PARTITION PLATE GREY 2 MM CUSTOMER-SPECIFIC PRINTING | 620
16652 | 1389250000 | P-SERIES PARTITION PLATE GREY 2 MM CUSTOMER-SPECIFIC PRINTING | 620
16653 | 1390350000 | TERMSERIES CROSS-CONNECTOR | 143
16654 | 1390400000 | METALLICARD DEVICE MARKERS 18 X 52 MM | 65
16655 | 1391380000 | THM DEVICE MARKERS 12 X 20 MM | 77
16656 | 1391390000 | THM DEVICE MARKERS 6 X 12 MM | 77
16657 | 1391400000 | THM DEVICE MARKERS 60 X | 86
16658 | 1391410000 | THM CONDUCTOR AND CABLE MARKERS 5.1 - 13.7 MM 24.5 X 62 MM | 21
16659 | 1391430000 | THM CONDUCTOR AND CABLE MARKERS 8 - 23 MM 24.5 X 100 MM | 21
16660 | 1391600000 | TERMSERIES CROSS-CONNECTOR | 143
16661 | 1391610000 | TERMSERIES CROSS-CONNECTOR | 143
16662 | 1391620000 | TERMSERIES CROSS-CONNECTOR | 143
16663 | 1391670000 | TERMSERIES RELAY MODULE N OF CONTACTS: 1 NO CONTACT AGNI RATED CONTROL VOLTAGE: 24 V DC ±20 % CONTINUOUS CURRENT: 6 A TENSION-CLAMP CONNECTION TEST BUTTON AVAILABLE: NO | 3
16664 | 1391680000 | TERMSERIES SOLID-STATE RELAY 1 NO CONTACT (MOS-FET) RATED CONTROL VOLTAGE: 24 V DC ±20 % RATED SWITCHING VOLTAGE: 3...33 V DC CONTINUOUS CURRENT: 2 A SCREW CONNECTION | 3
16665 | 1391690000 | TERMSERIES SOLID-STATE RELAY 1 NO CONTACT (MOS-FET) RATED CONTROL VOLTAGE: 24 V DC ±20 % RATED SWITCHING VOLTAGE: 3...33 V DC CONTINUOUS CURRENT: 2 A TENSION-CLAMP CONNECTION | 3
16666 | 1393410000 | FEED-THROUGH TERMINAL SCREW CONNECTION 35 MM² 500 V 125 A DARK | 10
16667 | 1394040000 | DOUBLE-TIER TERMINAL TENSION-CLAMP CONNECTION 2.5 MM² 800 V 22 A | 10
16668 | 1394810000 | PCB PLUG-IN CONNECTOR MALE HEADER DOVETAILS FOR FIXING BLOCKS THT SOLDER CONNECTION 7.50 MM N OF POLES: 2 180° SOLDER PIN LENGTH (L): 3.2 MM BOX | 0
16669 | 1403090000 | CLAMPING YOKE CLAMPING YOKE PA 66 GF 30 | 411
16670 | 1406240000 | POWER SOLID-STATE RELAIS SOLID STATE CONTACTOR 1 NO CONTACT (THYRISTOR (ZERO-CROSS SWITCH)) RATED CONTROL VOLTAGE: 3.5?32 V DC RATED SWITCHING VOLTAGE: 24?600 V AC CONTINUOUS CURRENT: 52 A (AC51) AT 40 °C MOUNTED ON HEATSINK WITH 0.75 K/W SCREW CONNECTION | 3
16671 | 1411310000 | INSTALLATION MULTI-TIER TERMINAL PUSH IN 6 MM² 400 41 A DARK | 182
16672 | 1411320000 | INSTALLATION MULTI-TIER TERMINAL PUSH IN 6 MM² 400 39 A DARK | 182
16673 | 1411340000 | INSTALLATION MULTI-TIER TERMINAL PUSH IN 6 MM² 400 41 A DARK | 182
16674 | 1415070000 | W-SERIES END PLATE | 78
16675 | 1415470000 | PE TERMINAL SCREW CONNECTION 10 MM² 800 1200 A (10 MM²) GREEN/ | 414
16676 | 1415520000 | FEED-THROUGH TERMINAL DOUBLE-TIER TERMINAL SCREW CONNECTION 10 MM² 800 V 57 A DARK | 10
16677 | 1415530000 | FEED-THROUGH TERMINAL DOUBLE-TIER TERMINAL SCREW CONNECTION 10 MM² 800 V 57 A DARK | 10
16678 | 1415540000 | FEED-THROUGH TERMINAL DOUBLE-TIER TERMINAL SCREW CONNECTION 10 MM² 800 V 57 A DARK | 10
16679 | 1416330000 | CUTTING KIT | 586
16680 | 1420750000 | PCB PLUG-IN CONNECTOR FEMALE PLUG PITCH IN MM (P): 7.50 MM N OF POLES: 6 BOX | 1
16681 | 1420760000 | PCB PLUG-IN CONNECTOR FEMALE PLUG PITCH IN MM (P): 7.50 MM N OF POLES: 7 BOX | 1
16682 | 1420770000 | PCB PLUG-IN CONNECTOR FEMALE PLUG PITCH IN MM (P): 7.50 MM N OF POLES: 8 BOX | 1
16683 | 1420780000 | PCB PLUG-IN CONNECTOR FEMALE PLUG PITCH IN MM (P): 7.50 MM N OF POLES: 9 BOX | 1
16684 | 1420790000 | PCB PLUG-IN CONNECTOR FEMALE PLUG PITCH IN MM (P): 7.50 MM N OF POLES: 10 BOX | 1
16685 | 1420810000 | PCB PLUG-IN CONNECTOR FEMALE PLUG PITCH IN MM (P): 7.50 MM N OF POLES: 6 BOX | 1
16686 | 1420830000 | PCB PLUG-IN CONNECTOR FEMALE PLUG PITCH IN MM (P): 7.50 MM N OF POLES: 8 BOX | 1
16687 | 1420840000 | PCB PLUG-IN CONNECTOR FEMALE PLUG PITCH IN MM (P): 7.50 MM N OF POLES: 9 BOX | 1
16688 | 1420850000 | PCB PLUG-IN CONNECTOR FEMALE PLUG PITCH IN MM (P): 7.50 MM N OF POLES: 10 BOX | 1
16689 | 1425590000 | PRINTED CIRCUIT BOARD TERMINALS 5.00 MM N OF POLES: 7 180° SOLDER PIN LENGTH (L): 3.5 MM TINNED PUSH IN WITHOUT ACTUATOR CLAMPING RANGE MAX. : 2.5 MM² BOX | 51
16690 | 1425610000 | PRINTED CIRCUIT BOARD TERMINALS 5.00 MM N OF POLES: 8 180° SOLDER PIN LENGTH (L): 3.5 MM TINNED PUSH IN WITHOUT ACTUATOR CLAMPING RANGE MAX. : 2.5 MM² BOX | 51
16691 | 1425620000 | PRINTED CIRCUIT BOARD TERMINALS 5.00 MM N OF POLES: 9 180° SOLDER PIN LENGTH (L): 3.5 MM TINNED PUSH IN WITHOUT ACTUATOR CLAMPING RANGE MAX. : 2.5 MM² BOX | 51
16692 | 1425630000 | PRINTED CIRCUIT BOARD TERMINALS 5.00 MM N OF POLES: 10 180° SOLDER PIN LENGTH (L): 3.5 MM TINNED PUSH IN WITHOUT ACTUATOR CLAMPING RANGE MAX. : 2.5 MM² BOX | 51
16693 | 1425640000 | PRINTED CIRCUIT BOARD TERMINALS 5.00 MM N OF POLES: 11 180° SOLDER PIN LENGTH (L): 3.5 MM TINNED PUSH IN WITHOUT ACTUATOR CLAMPING RANGE MAX. : 2.5 MM² BOX | 51
16694 | 1425650000 | PRINTED CIRCUIT BOARD TERMINALS 5.00 MM N OF POLES: 12 180° SOLDER PIN LENGTH (L): 3.5 MM TINNED PUSH IN WITHOUT ACTUATOR CLAMPING RANGE MAX. : 2.5 MM² BOX | 51
16695 | 1425660000 | PRINTED CIRCUIT BOARD TERMINALS 5.00 MM N OF POLES: 13 180° SOLDER PIN LENGTH (L): 3.5 MM TINNED PUSH IN WITHOUT ACTUATOR CLAMPING RANGE MAX. : 2.5 MM² BOX | 51
16696 | 1425670000 | PRINTED CIRCUIT BOARD TERMINALS 5.00 MM N OF POLES: 14 180° SOLDER PIN LENGTH (L): 3.5 MM TINNED PUSH IN WITHOUT ACTUATOR CLAMPING RANGE MAX. : 2.5 MM² BOX | 51
16697 | 1425680000 | PRINTED CIRCUIT BOARD TERMINALS 5.00 MM N OF POLES: 15 180° SOLDER PIN LENGTH (L): 3.5 MM TINNED PUSH IN WITHOUT ACTUATOR CLAMPING RANGE MAX. : 2.5 MM² BOX | 51
16698 | 1425690000 | PRINTED CIRCUIT BOARD TERMINALS 5.00 MM N OF POLES: 16 180° SOLDER PIN LENGTH (L): 3.5 MM TINNED PUSH IN WITHOUT ACTUATOR CLAMPING RANGE MAX. : 2.5 MM² BOX | 51
16699 | 1425710000 | PRINTED CIRCUIT BOARD TERMINALS 5.00 MM N OF POLES: 17 180° SOLDER PIN LENGTH (L): 3.5 MM TINNED PUSH IN WITHOUT ACTUATOR CLAMPING RANGE MAX. : 2.5 MM² BOX | 51
16700 | 1425720000 | PRINTED CIRCUIT BOARD TERMINALS 5.00 MM N OF POLES: 18 180° SOLDER PIN LENGTH (L): 3.5 MM TINNED PUSH IN WITHOUT ACTUATOR CLAMPING RANGE MAX. : 2.5 MM² BOX | 51
16701 | 1425730000 | PRINTED CIRCUIT BOARD TERMINALS 5.00 MM N OF POLES: 19 180° SOLDER PIN LENGTH (L): 3.5 MM TINNED PUSH IN WITHOUT ACTUATOR CLAMPING RANGE MAX. : 2.5 MM² BOX | 51
16702 | 1425740000 | PRINTED CIRCUIT BOARD TERMINALS 5.00 MM N OF POLES: 20 180° SOLDER PIN LENGTH (L): 3.5 MM TINNED PUSH IN WITHOUT ACTUATOR CLAMPING RANGE MAX. : 2.5 MM² BOX | 51
16703 | 1425750000 | PRINTED CIRCUIT BOARD TERMINALS 5.00 MM N OF POLES: 21 180° SOLDER PIN LENGTH (L): 3.5 MM TINNED PUSH IN WITHOUT ACTUATOR CLAMPING RANGE MAX. : 2.5 MM² BOX | 51
16704 | 1425760000 | PRINTED CIRCUIT BOARD TERMINALS 5.00 MM N OF POLES: 22 180° SOLDER PIN LENGTH (L): 3.5 MM TINNED PUSH IN WITHOUT ACTUATOR CLAMPING RANGE MAX. : 2.5 MM² BOX | 51
16705 | 1425770000 | PRINTED CIRCUIT BOARD TERMINALS 5.00 MM N OF POLES: 23 180° SOLDER PIN LENGTH (L): 3.5 MM TINNED PUSH IN WITHOUT ACTUATOR CLAMPING RANGE MAX. : 2.5 MM² BOX | 51
16706 | 1425780000 | PRINTED CIRCUIT BOARD TERMINALS 5.00 MM N OF POLES: 24 180° SOLDER PIN LENGTH (L): 3.5 MM TINNED PUSH IN WITHOUT ACTUATOR CLAMPING RANGE MAX. : 2.5 MM² BOX | 51
16707 | 1426060000 | PRINTED CIRCUIT BOARD TERMINALS 5.08 MM N OF POLES: 2 180° SOLDER PIN LENGTH (L): 3.5 MM TINNED PUSH IN WITH ACTUATOR CLAMPING RANGE MAX. : 2.5 MM² BOX | 1
16708 | 1426070000 | PRINTED CIRCUIT BOARD TERMINALS 5.08 MM N OF POLES: 3 180° SOLDER PIN LENGTH (L): 3.5 MM TINNED PUSH IN WITH ACTUATOR CLAMPING RANGE MAX. : 2.5 MM² BOX | 1
16709 | 1426080000 | PRINTED CIRCUIT BOARD TERMINALS 5.08 MM N OF POLES: 4 180° SOLDER PIN LENGTH (L): 3.5 MM TINNED PUSH IN WITH ACTUATOR CLAMPING RANGE MAX. : 2.5 MM² BOX | 1
16710 | 1426090000 | PRINTED CIRCUIT BOARD TERMINALS 5.08 MM N OF POLES: 5 180° SOLDER PIN LENGTH (L): 3.5 MM TINNED PUSH IN WITH ACTUATOR CLAMPING RANGE MAX. : 2.5 MM² BOX | 1
16711 | 1426110000 | PRINTED CIRCUIT BOARD TERMINALS 5.08 MM N OF POLES: 6 180° SOLDER PIN LENGTH (L): 3.5 MM TINNED PUSH IN WITH ACTUATOR CLAMPING RANGE MAX. : 2.5 MM² BOX | 1
16712 | 1426120000 | PRINTED CIRCUIT BOARD TERMINALS 5.08 MM N OF POLES: 7 180° SOLDER PIN LENGTH (L): 3.5 MM TINNED PUSH IN WITH ACTUATOR CLAMPING RANGE MAX. : 2.5 MM² BOX | 1
16713 | 1426130000 | PRINTED CIRCUIT BOARD TERMINALS 5.08 MM N OF POLES: 8 180° SOLDER PIN LENGTH (L): 3.5 MM TINNED PUSH IN WITH ACTUATOR CLAMPING RANGE MAX. : 2.5 MM² BOX | 1
16714 | 1426140000 | PRINTED CIRCUIT BOARD TERMINALS 5.08 MM N OF POLES: 9 180° SOLDER PIN LENGTH (L): 3.5 MM TINNED PUSH IN WITH ACTUATOR CLAMPING RANGE MAX. : 2.5 MM² BOX | 1
16715 | 1426150000 | PRINTED CIRCUIT BOARD TERMINALS 5.08 MM N OF POLES: 10 180° SOLDER PIN LENGTH (L): 3.5 MM TINNED PUSH IN WITH ACTUATOR CLAMPING RANGE MAX. : 2.5 MM² BOX | 1
16716 | 1426160000 | PRINTED CIRCUIT BOARD TERMINALS 5.08 MM N OF POLES: 11 180° SOLDER PIN LENGTH (L): 3.5 MM TINNED PUSH IN WITH ACTUATOR CLAMPING RANGE MAX. : 2.5 MM² BOX | 1
16717 | 1426170000 | PRINTED CIRCUIT BOARD TERMINALS 5.08 MM N OF POLES: 12 180° SOLDER PIN LENGTH (L): 3.5 MM TINNED PUSH IN WITH ACTUATOR CLAMPING RANGE MAX. : 2.5 MM² BOX | 1
16718 | 1426180000 | PRINTED CIRCUIT BOARD TERMINALS 5.08 MM N OF POLES: 13 180° SOLDER PIN LENGTH (L): 3.5 MM TINNED PUSH IN WITH ACTUATOR CLAMPING RANGE MAX. : 2.5 MM² BOX | 1
16719 | 1426190000 | PRINTED CIRCUIT BOARD TERMINALS 5.08 MM N OF POLES: 14 180° SOLDER PIN LENGTH (L): 3.5 MM TINNED PUSH IN WITH ACTUATOR CLAMPING RANGE MAX. : 2.5 MM² BOX | 1
16720 | 1426200000 | PRINTED CIRCUIT BOARD TERMINALS 5.08 MM N OF POLES: 15 180° SOLDER PIN LENGTH (L): 3.5 MM TINNED PUSH IN WITH ACTUATOR CLAMPING RANGE MAX. : 2.5 MM² BOX | 1
16721 | 1426220000 | PRINTED CIRCUIT BOARD TERMINALS 5.08 MM N OF POLES: 16 180° SOLDER PIN LENGTH (L): 3.5 MM TINNED PUSH IN WITH ACTUATOR CLAMPING RANGE MAX. : 2.5 MM² BOX | 1
16722 | 1426230000 | PRINTED CIRCUIT BOARD TERMINALS 5.08 MM N OF POLES: 17 180° SOLDER PIN LENGTH (L): 3.5 MM TINNED PUSH IN WITH ACTUATOR CLAMPING RANGE MAX. : 2.5 MM² BOX | 1
16723 | 1426240000 | PRINTED CIRCUIT BOARD TERMINALS 5.08 MM N OF POLES: 18 180° SOLDER PIN LENGTH (L): 3.5 MM TINNED PUSH IN WITH ACTUATOR CLAMPING RANGE MAX. : 2.5 MM² BOX | 1
16724 | 1426250000 | PRINTED CIRCUIT BOARD TERMINALS 5.08 MM N OF POLES: 19 180° SOLDER PIN LENGTH (L): 3.5 MM TINNED PUSH IN WITH ACTUATOR CLAMPING RANGE MAX. : 2.5 MM² BOX | 1
16725 | 1426260000 | PRINTED CIRCUIT BOARD TERMINALS 5.08 MM N OF POLES: 20 180° SOLDER PIN LENGTH (L): 3.5 MM TINNED PUSH IN WITH ACTUATOR CLAMPING RANGE MAX. : 2.5 MM² BOX | 1
16726 | 1426270000 | PRINTED CIRCUIT BOARD TERMINALS 5.08 MM N OF POLES: 21 180° SOLDER PIN LENGTH (L): 3.5 MM TINNED PUSH IN WITH ACTUATOR CLAMPING RANGE MAX. : 2.5 MM² BOX | 1
16727 | 1426280000 | PRINTED CIRCUIT BOARD TERMINALS 5.08 MM N OF POLES: 22 180° SOLDER PIN LENGTH (L): 3.5 MM TINNED PUSH IN WITH ACTUATOR CLAMPING RANGE MAX. : 2.5 MM² BOX | 1
16728 | 1426290000 | PRINTED CIRCUIT BOARD TERMINALS 5.08 MM N OF POLES: 23 180° SOLDER PIN LENGTH (L): 3.5 MM TINNED PUSH IN WITH ACTUATOR CLAMPING RANGE MAX. : 2.5 MM² BOX | 1
16729 | 1426310000 | PRINTED CIRCUIT BOARD TERMINALS 5.08 MM N OF POLES: 24 180° SOLDER PIN LENGTH (L): 3.5 MM TINNED PUSH IN WITH ACTUATOR CLAMPING RANGE MAX. : 2.5 MM² BOX | 1
16730 | 1426560000 | PRINTED CIRCUIT BOARD TERMINALS 5.08 MM N OF POLES: 24 90° SOLDER PIN LENGTH (L): 3.5 MM TINNED PUSH IN WITHOUT ACTUATOR CLAMPING RANGE MAX. : 2.5 MM² BOX | 51
16731 | 1426570000 | PRINTED CIRCUIT BOARD TERMINALS 5.08 MM N OF POLES: 2 180° SOLDER PIN LENGTH (L): 3.5 MM TINNED PUSH IN WITHOUT ACTUATOR CLAMPING RANGE MAX. : 2.5 MM² BOX | 51
16732 | 1426580000 | PRINTED CIRCUIT BOARD TERMINALS 5.08 MM N OF POLES: 3 180° SOLDER PIN LENGTH (L): 3.5 MM TINNED PUSH IN WITHOUT ACTUATOR CLAMPING RANGE MAX. : 2.5 MM² BOX | 51
16733 | 1426590000 | PRINTED CIRCUIT BOARD TERMINALS 5.08 MM N OF POLES: 4 180° SOLDER PIN LENGTH (L): 3.5 MM TINNED PUSH IN WITHOUT ACTUATOR CLAMPING RANGE MAX. : 2.5 MM² BOX | 51
16734 | 1426610000 | PRINTED CIRCUIT BOARD TERMINALS 5.08 MM N OF POLES: 5 180° SOLDER PIN LENGTH (L): 3.5 MM TINNED PUSH IN WITHOUT ACTUATOR CLAMPING RANGE MAX. : 2.5 MM² BOX | 51
16735 | 1426620000 | PRINTED CIRCUIT BOARD TERMINALS 5.08 MM N OF POLES: 6 180° SOLDER PIN LENGTH (L): 3.5 MM TINNED PUSH IN WITHOUT ACTUATOR CLAMPING RANGE MAX. : 2.5 MM² BOX | 51
16736 | 1426630000 | PRINTED CIRCUIT BOARD TERMINALS 5.08 MM N OF POLES: 7 180° SOLDER PIN LENGTH (L): 3.5 MM TINNED PUSH IN WITHOUT ACTUATOR CLAMPING RANGE MAX. : 2.5 MM² BOX | 51
16737 | 1426640000 | PRINTED CIRCUIT BOARD TERMINALS 5.08 MM N OF POLES: 8 180° SOLDER PIN LENGTH (L): 3.5 MM TINNED PUSH IN WITHOUT ACTUATOR CLAMPING RANGE MAX. : 2.5 MM² BOX | 51
16738 | 1426650000 | PRINTED CIRCUIT BOARD TERMINALS 5.08 MM N OF POLES: 9 180° SOLDER PIN LENGTH (L): 3.5 MM TINNED PUSH IN WITHOUT ACTUATOR CLAMPING RANGE MAX. : 2.5 MM² BOX | 51
16739 | 1426660000 | PRINTED CIRCUIT BOARD TERMINALS 5.08 MM N OF POLES: 10 180° SOLDER PIN LENGTH (L): 3.5 MM TINNED PUSH IN WITHOUT ACTUATOR CLAMPING RANGE MAX. : 2.5 MM² BOX | 51
16740 | 1426670000 | PRINTED CIRCUIT BOARD TERMINALS 5.08 MM N OF POLES: 11 180° SOLDER PIN LENGTH (L): 3.5 MM TINNED PUSH IN WITHOUT ACTUATOR CLAMPING RANGE MAX. : 2.5 MM² BOX | 1
16741 | 1426680000 | PRINTED CIRCUIT BOARD TERMINALS 5.08 MM N OF POLES: 12 180° SOLDER PIN LENGTH (L): 3.5 MM TINNED PUSH IN WITHOUT ACTUATOR CLAMPING RANGE MAX. : 2.5 MM² BOX | 1
16742 | 1426690000 | PRINTED CIRCUIT BOARD TERMINALS 5.08 MM N OF POLES: 13 180° SOLDER PIN LENGTH (L): 3.5 MM TINNED PUSH IN WITHOUT ACTUATOR CLAMPING RANGE MAX. : 2.5 MM² BOX | 1
16743 | 1426710000 | PRINTED CIRCUIT BOARD TERMINALS 5.08 MM N OF POLES: 14 180° SOLDER PIN LENGTH (L): 3.5 MM TINNED PUSH IN WITHOUT ACTUATOR CLAMPING RANGE MAX. : 2.5 MM² BOX | 51
16744 | 1426720000 | PRINTED CIRCUIT BOARD TERMINALS 5.08 MM N OF POLES: 15 180° SOLDER PIN LENGTH (L): 3.5 MM TINNED PUSH IN WITHOUT ACTUATOR CLAMPING RANGE MAX. : 2.5 MM² BOX | 1
16745 | 1426730000 | PRINTED CIRCUIT BOARD TERMINALS 5.08 MM N OF POLES: 16 180° SOLDER PIN LENGTH (L): 3.5 MM TINNED PUSH IN WITHOUT ACTUATOR CLAMPING RANGE MAX. : 2.5 MM² BOX | 1
16746 | 1426740000 | PRINTED CIRCUIT BOARD TERMINALS 5.08 MM N OF POLES: 17 180° SOLDER PIN LENGTH (L): 3.5 MM TINNED PUSH IN WITHOUT ACTUATOR CLAMPING RANGE MAX. : 2.5 MM² BOX | 1
16747 | 1426750000 | PRINTED CIRCUIT BOARD TERMINALS 5.08 MM N OF POLES: 18 180° SOLDER PIN LENGTH (L): 3.5 MM TINNED PUSH IN WITHOUT ACTUATOR CLAMPING RANGE MAX. : 2.5 MM² BOX | 1
16748 | 1426760000 | PRINTED CIRCUIT BOARD TERMINALS 5.08 MM N OF POLES: 19 180° SOLDER PIN LENGTH (L): 3.5 MM TINNED PUSH IN WITHOUT ACTUATOR CLAMPING RANGE MAX. : 2.5 MM² BOX | 1
16749 | 1426770000 | PRINTED CIRCUIT BOARD TERMINALS 5.08 MM N OF POLES: 20 180° SOLDER PIN LENGTH (L): 3.5 MM TINNED PUSH IN WITHOUT ACTUATOR CLAMPING RANGE MAX. : 2.5 MM² BOX | 51
16750 | 1426780000 | PRINTED CIRCUIT BOARD TERMINALS 5.08 MM N OF POLES: 21 180° SOLDER PIN LENGTH (L): 3.5 MM TINNED PUSH IN WITHOUT ACTUATOR CLAMPING RANGE MAX. : 2.5 MM² BOX | 1
16751 | 1426790000 | PRINTED CIRCUIT BOARD TERMINALS 5.08 MM N OF POLES: 22 180° SOLDER PIN LENGTH (L): 3.5 MM TINNED PUSH IN WITHOUT ACTUATOR CLAMPING RANGE MAX. : 2.5 MM² BOX | 1
16752 | 1426810000 | PRINTED CIRCUIT BOARD TERMINALS 5.08 MM N OF POLES: 23 180° SOLDER PIN LENGTH (L): 3.5 MM TINNED PUSH IN WITHOUT ACTUATOR CLAMPING RANGE MAX. : 2.5 MM² BOX | 1
16753 | 1426820000 | PRINTED CIRCUIT BOARD TERMINALS 5.08 MM N OF POLES: 24 180° SOLDER PIN LENGTH (L): 3.5 MM TINNED PUSH IN WITHOUT ACTUATOR CLAMPING RANGE MAX. : 2.5 MM² BOX | 51
16754 | 1427310000 | PRINTED CIRCUIT BOARD TERMINALS 5.00 MM N OF POLES: 4 180° SOLDER PIN LENGTH (L): 3.5 MM TINNED PUSH IN WITH ACTUATOR CLAMPING RANGE MAX. : 2.5 MM² BOX | 51
16755 | 1427320000 | PRINTED CIRCUIT BOARD TERMINALS 5.00 MM N OF POLES: 8 180° SOLDER PIN LENGTH (L): 3.5 MM TINNED PUSH IN WITH ACTUATOR CLAMPING RANGE MAX. : 2.5 MM² BOX | 51
16756 | 1427330000 | PRINTED CIRCUIT BOARD TERMINALS 5.00 MM N OF POLES: 11 180° SOLDER PIN LENGTH (L): 3.5 MM TINNED PUSH IN WITH ACTUATOR CLAMPING RANGE MAX. : 2.5 MM² BOX | 1
16757 | 1427350000 | PCB PLUG-IN CONNECTOR MALE HEADER CLIP-ON FLANGE THT/THR SOLDER CONNECTION 3.50 MM N OF POLES: 2 90° SOLDER PIN LENGTH (L): 3.2 MM TINNED BOX | 0
16758 | 1451120000 | MODULAR HOUSING OMNIMATE HOUSING - SERIES CH20M GRAPHITE GREY WIDTH: 22.5 MM | 26
16759 | 1454740000 | AUTOMATIC MACHINES REPLACEMENT PART | 188
16760 | 1454750000 | AUTOMATIC MACHINES REPLACEMENT PART | 188
16761 | 1454780000 | AUTOMATIC MACHINES REPLACEMENT PART | 188
16762 | 1454800000 | AUTOMATIC MACHINES REPLACEMENT PART | 188
16763 | 1463800000 | THM DEVICE MARKERS 12 X | 86
16764 | 1463810000 | THM DEVICE MARKERS 25 X | 86
16765 | 1463820000 | THM DEVICE MARKERS 50 X | 86
16766 | 1463870000 | METALLICARD DEVICE MARKERS 26.8 X 18 MM | 65
16767 | 1468880000 | TOOLS STRIPPING AND CUTTING TOOL | 141
16768 | 1475640000 | WIRE-END FERRULE SDARD 5 MM 5 MM NO | 264
16769 | 1476010000 | WIRE-END FERRULE SDARD 12 MM 10 MM ORANGE | 16
16770 | 1476030000 | WIRE-END FERRULE SDARD 12 MM 10 MM | 16
16771 | 1476040000 | WIRE-END FERRULE SDARD 12 MM 10 MM | 16
16772 | 1476050000 | WIRE-END FERRULE SDARD 12 MM 10 MM | 16
16773 | 1476060000 | WIRE-END FERRULE SDARD 12 MM 10 MM | 16
16774 | 1476080000 | WIRE-END FERRULE SDARD 12 MM 10 MM GREY | 16
16775 | 1476230000 | WIRE-END FERRULE SDARD 10 MM 8 MM ORANGE | 16
16776 | 1476290000 | WIRE-END FERRULE SDARD 12 MM 10 MM GREY | 16
16777 | 1476320000 | WIRE-END FERRULE SDARD 10 MM 8 MM | 16
16778 | 1476850000 | ACCESSORIES REPLACEMENT PART | 252
16779 | 1476870000 | ACCESSORIES REPLACEMENT PART | 252
16780 | 1476880000 | ACCESSORIES REPLACEMENT PART | 252
16781 | 1476890000 | ACCESSORIES REPLACEMENT PART | 252
16782 | 1476900000 | ACCESSORIES REPLACEMENT PART | 252
16783 | 1479090000 | MOUNTING TOOL | 204
16784 | 1479110000 | MOUNTING TOOL | 204
16785 | 1479120000 | MOUNTING TOOL | 204
16786 | 1479650000 | TERMSERIES RELAY MODULE N OF CONTACTS: 1 CO CONTACT AGNI RATED CONTROL VOLTAGE: 5 V DC ±20 % CONTINUOUS CURRENT: 16 A SCREW CONNECTION TEST BUTTON AVAILABLE: NO | 3
16787 | 1479670000 | TERMSERIES RELAY MODULE N OF CONTACTS: 1 CO CONTACT AGNI RATED CONTROL VOLTAGE: 12 V DC ±20 % CONTINUOUS CURRENT: 16 A SCREW CONNECTION TEST BUTTON AVAILABLE: NO | 3
16788 | 1479680000 | TERMSERIES RELAY MODULE N OF CONTACTS: 1 CO CONTACT AGNI RATED CONTROL VOLTAGE: 24 V DC ±20 % CONTINUOUS CURRENT: 16 A SCREW CONNECTION TEST BUTTON AVAILABLE: NO | 3
16789 | 1479690000 | TERMSERIES RELAY MODULE N OF CONTACTS: 1 CO CONTACT AGNI RATED CONTROL VOLTAGE: 24 V UC ±10 % CONTINUOUS CURRENT: 16 A SCREW CONNECTION TEST BUTTON AVAILABLE: NO | 3
16790 | 1479700000 | TERMSERIES RELAY MODULE N OF CONTACTS: 1 CO CONTACT AGNI RATED CONTROL VOLTAGE: 48 V UC ±10 % CONTINUOUS CURRENT: 16 A SCREW CONNECTION TEST BUTTON AVAILABLE: NO | 3
16791 | 1479710000 | TERMSERIES RELAY MODULE N OF CONTACTS: 1 CO CONTACT AGNI RATED CONTROL VOLTAGE: 60 V UC ±10 % CONTINUOUS CURRENT: 16 A SCREW CONNECTION TEST BUTTON AVAILABLE: NO | 3
16792 | 1479730000 | TERMSERIES RELAY MODULE N OF CONTACTS: 1 CO CONTACT AGNI RATED CONTROL VOLTAGE: 120 V UC ±10 % CONTINUOUS CURRENT: 16 A SCREW CONNECTION TEST BUTTON AVAILABLE: NO | 3
16793 | 1479740000 | TERMSERIES RELAY MODULE N OF CONTACTS: 1 CO CONTACT AGNI RATED CONTROL VOLTAGE: 230 V UC ±5 % CONTINUOUS CURRENT: 16 A SCREW CONNECTION TEST BUTTON AVAILABLE: NO | 3
16794 | 1479750000 | TERMSERIES RELAY MODULE N OF CONTACTS: 1 CO CONTACT AGNI RATED CONTROL VOLTAGE: 120 V AC ±10 % CONTINUOUS CURRENT: 16 A SCREW CONNECTION TEST BUTTON AVAILABLE: NO | 3
16795 | 1479760000 | TERMSERIES RELAY MODULE N OF CONTACTS: 1 CO CONTACT AGNI RATED CONTROL VOLTAGE: 230 V AC ±5 % CONTINUOUS CURRENT: 16 A SCREW CONNECTION TEST BUTTON AVAILABLE: NO | 3
16796 | 1479770000 | TERMSERIES RELAY MODULE N OF CONTACTS: 1 CO CONTACT AGNI RATED CONTROL VOLTAGE: 24?230 V UC ±10 % CONTINUOUS CURRENT: 16 A SCREW CONNECTION TEST BUTTON AVAILABLE: NO | 3
16797 | 1479780000 | TERMSERIES RELAY MODULE N OF CONTACTS: 1 NO CONTACT AGSNO RATED CONTROL VOLTAGE: 24 V DC ±20 % CONTINUOUS CURRENT: 16 A SCREW CONNECTION TEST BUTTON AVAILABLE: NO | 3
16798 | 1479790000 | TERMSERIES RELAY MODULE N OF CONTACTS: 1 NO CONTACT AGSNO RATED CONTROL VOLTAGE: 24?230 V UC ±10 % CONTINUOUS CURRENT: 16 A SCREW CONNECTION TEST BUTTON AVAILABLE: NO | 3
16799 | 1479800000 | TERMSERIES RELAY MODULE N OF CONTACTS: 1 CO CONTACT AGNI RATED CONTROL VOLTAGE: 5 V DC ±20 % CONTINUOUS CURRENT: 16 A TENSION-CLAMP CONNECTION TEST BUTTON AVAILABLE: NO | 3
16800 | 1479810000 | TERMSERIES RELAY MODULE N OF CONTACTS: 1 NO CONTACT AGSNO + W RATED CONTROL VOLTAGE: 24 V DC ±20 % CONTINUOUS CURRENT: 16 A SCREW CONNECTION TEST BUTTON AVAILABLE: NO | 3
16801 | 1479820000 | TERMSERIES RELAY MODULE N OF CONTACTS: 1 CO CONTACT AGNI RATED CONTROL VOLTAGE: 12 V DC ±20 % CONTINUOUS CURRENT: 16 A TENSION-CLAMP CONNECTION TEST BUTTON AVAILABLE: NO | 3
16802 | 1479830000 | TERMSERIES RELAY MODULE N OF CONTACTS: 1 NO CONTACT AGSNO + W RATED CONTROL VOLTAGE: 24?230 V UC ±10 % CONTINUOUS CURRENT: 16 A SCREW CONNECTION TEST BUTTON AVAILABLE: NO | 3
16803 | 1479840000 | TERMSERIES RELAY MODULE N OF CONTACTS: 1 CO CONTACT AGNI RATED CONTROL VOLTAGE: 24 V DC ±20 % CONTINUOUS CURRENT: 16 A TENSION-CLAMP CONNECTION TEST BUTTON AVAILABLE: NO | 3
16804 | 1479850000 | TERMSERIES RELAY MODULE N OF CONTACTS: 1 CO CONTACT AGNI RATED CONTROL VOLTAGE: 24 V UC ±10 % CONTINUOUS CURRENT: 16 A TENSION-CLAMP CONNECTION TEST BUTTON AVAILABLE: NO | 3
16805 | 1479870000 | TERMSERIES RELAY MODULE N OF CONTACTS: 1 CO CONTACT AGNI RATED CONTROL VOLTAGE: 48 V UC ±10 % CONTINUOUS CURRENT: 16 A TENSION-CLAMP CONNECTION TEST BUTTON AVAILABLE: NO | 3
16806 | 1479880000 | TERMSERIES RELAY MODULE N OF CONTACTS: 1 CO CONTACT AGNI RATED CONTROL VOLTAGE: 60 V UC ±10 % CONTINUOUS CURRENT: 16 A TENSION-CLAMP CONNECTION TEST BUTTON AVAILABLE: NO | 3
16807 | 1479890000 | TERMSERIES RELAY MODULE N OF CONTACTS: 1 CO CONTACT AGNI RATED CONTROL VOLTAGE: 120 V UC ±10 % CONTINUOUS CURRENT: 16 A TENSION-CLAMP CONNECTION TEST BUTTON AVAILABLE: NO | 3
16808 | 1479900000 | TERMSERIES RELAY MODULE N OF CONTACTS: 1 CO CONTACT AGNI RATED CONTROL VOLTAGE: 230 V UC ±5 % CONTINUOUS CURRENT: 16 A TENSION-CLAMP CONNECTION TEST BUTTON AVAILABLE: NO | 3
16809 | 1479910000 | TERMSERIES RELAY MODULE N OF CONTACTS: 1 CO CONTACT AGNI RATED CONTROL VOLTAGE: 120 V AC ±10 % CONTINUOUS CURRENT: 16 A TENSION-CLAMP CONNECTION TEST BUTTON AVAILABLE: NO | 3
16810 | 1479920000 | TERMSERIES RELAY MODULE N OF CONTACTS: 1 CO CONTACT AGNI RATED CONTROL VOLTAGE: 230 V AC ±5 % CONTINUOUS CURRENT: 16 A TENSION-CLAMP CONNECTION TEST BUTTON AVAILABLE: NO | 3
16811 | 1479930000 | TERMSERIES RELAY MODULE N OF CONTACTS: 1 CO CONTACT AGNI RATED CONTROL VOLTAGE: 24?230 V UC ±10 % CONTINUOUS CURRENT: 16 A TENSION-CLAMP CONNECTION TEST BUTTON AVAILABLE: NO | 3
16812 | 1479940000 | TERMSERIES RELAY MODULE N OF CONTACTS: 1 NO CONTACT AGSNO RATED CONTROL VOLTAGE: 24 V DC ±20 % CONTINUOUS CURRENT: 16 A TENSION-CLAMP CONNECTION TEST BUTTON AVAILABLE: NO | 3
16813 | 1479950000 | TERMSERIES RELAY MODULE N OF CONTACTS: 1 NO CONTACT AGSNO RATED CONTROL VOLTAGE: 24?230 V UC ±10 % CONTINUOUS CURRENT: 16 A TENSION-CLAMP CONNECTION TEST BUTTON AVAILABLE: NO | 3
16814 | 1479970000 | TERMSERIES RELAY MODULE N OF CONTACTS: 1 NO CONTACT AGSNO + W RATED CONTROL VOLTAGE: 24 V DC ±20 % CONTINUOUS CURRENT: 16 A TENSION-CLAMP CONNECTION TEST BUTTON AVAILABLE: NO | 3
16815 | 1479980000 | TERMSERIES RELAY MODULE N OF CONTACTS: 1 NO CONTACT AGSNO + W RATED CONTROL VOLTAGE: 24?230 V UC ±10 % CONTINUOUS CURRENT: 16 A TENSION-CLAMP CONNECTION TEST BUTTON AVAILABLE: NO | 3
16816 | 1480180000 | UNIVERAL KEY | 474
16817 | 1480190000 | UNIVERAL KEY | 474
16818 | 1483780000 | METALLICARD DEVICE MARKERS 10 X 30 MM | 65
16819 | 1484880000 | AUTOMATIC MACHINES REPLACEMENT PART | 188
16820 | 1492950000 | CABLE LUG TERMINAL END95 MM²95 MM² | 469
16821 | 1492980000 | CABLE LUG TERMINAL END0.1 MM² - 0.5 MM² | 67
16822 | 1492990000 | CABLE LUG TERMINAL END0.5 MM² - 1 MM² | 67
16823 | 1493010000 | CABLE LUG TERMINAL END1.5 MM² - 2.5 MM² | 67
16824 | 1493020000 | CABLE LUG TERMINAL END4 MM² - 6 MM² | 199
16825 | 1493030000 | CABLE LUG TERMINAL END10 MM²10 MM² | 200
16826 | 1493040000 | CABLE LUG TERMINAL END16 MM²16 MM² | 382
16827 | 1493050000 | CABLE LUG TERMINAL END25 MM²25 MM² | 427
16828 | 1493060000 | CABLE LUG TERMINAL END35 MM²35 MM² | 468
16829 | 1493070000 | CABLE LUG TERMINAL END50 MM²50 MM² | 200
16830 | 1493080000 | CABLE LUG TERMINAL END70 MM²70 MM² | 470
16831 | 1493090000 | CABLE LUG TERMINAL END95 MM²95 MM² | 469
16832 | 1493110000 | CABLE LUG TERMINAL END120 MM²120 MM² | 200
16833 | 1493260000 | CABLE LUG TERMINAL END95 MM² | 9
16834 | 1493380000 | CABLE LUG TERMINAL END150 MM² | 9
16835 | 1493410000 | CABLE LUG TERMINAL END150 MM² | 9
16836 | 1493420000 | CABLE LUG TERMINAL END185 MM² | 9
16837 | 1493430000 | CABLE LUG TERMINAL END185 MM² | 9
16838 | 1493470000 | CABLE LUG TERMINAL END240 MM² | 9
16839 | 1493480000 | CABLE LUG TERMINAL END240 MM² | 9
16840 | 1493490000 | CABLE LUG TERMINAL END25 MM² | 9
16841 | 1493510000 | CABLE LUG TERMINAL END50 MM² | 9
16842 | 1493520000 | CABLE LUG TERMINAL END35 MM² | 9
16843 | 1493540000 | CABLE LUG TERMINAL END0.5 MM² - 1 MM² | 67
16844 | 1493550000 | CABLE LUG TERMINAL END0.5 MM² - 1 MM² | 67
16845 | 1493560000 | CABLE LUG TERMINAL END0.5 MM² - 1 MM² | 67
16846 | 1493570000 | CABLE LUG TERMINAL END0.5 MM² - 1 MM² | 67
16847 | 1493580000 | CABLE LUG TERMINAL END0.5 MM² - 1 MM² | 67
16848 | 1493590000 | CABLE LUG TERMINAL END0.5 MM² - 1 MM² | 67
16849 | 1493600000 | CABLE LUG TERMINAL END1.5 MM² - 2.5 MM² | 67
16850 | 1493610000 | CABLE LUG TERMINAL END1.5 MM² - 2.5 MM² | 67
16851 | 1493620000 | CABLE LUG TERMINAL END1.5 MM² - 2.5 MM² | 67
16852 | 1493640000 | CABLE LUG TERMINAL END1.5 MM² - 2.5 MM² | 67
16853 | 1493650000 | CABLE LUG TERMINAL END1.5 MM² - 2.5 MM² | 67
16854 | 1493670000 | CABLE LUG TERMINAL END0.1 MM² - 0.5 MM² | 67
16855 | 1493680000 | CABLE LUG TERMINAL END0.1 MM² - 0.5 MM² | 67
16856 | 1493690000 | CABLE LUG TERMINAL END0.1 MM² - 0.5 MM² | 67
16857 | 1493700000 | CABLE LUG TERMINAL END0.1 MM² - 0.5 MM² | 67
16858 | 1493710000 | CABLE LUG TERMINAL END0.5 MM² - 1 MM² | 67
16859 | 1493720000 | CABLE LUG TERMINAL END0.5 MM² - 1 MM² | 67
16860 | 1493730000 | CABLE LUG TERMINAL END0.5 MM² - 1 MM² | 67
16861 | 1493750000 | CABLE LUG TERMINAL END0.5 MM² - 1 MM² | 67
16862 | 1493760000 | CABLE LUG TERMINAL END0.5 MM² - 1 MM² | 67
16863 | 1493780000 | CABLE LUG TERMINAL END0.5 MM² - 1 MM² | 67
16864 | 1493790000 | CABLE LUG TERMINAL END0.5 MM² - 1 MM² | 67
16865 | 1493800000 | CABLE LUG TERMINAL END0.5 MM² - 1 MM² | 67
16866 | 1493810000 | CABLE LUG TERMINAL END0.5 MM² - 1 MM² | 67
16867 | 1493820000 | CABLE LUG TERMINAL END1.5 MM² - 2.5 MM² | 67
16868 | 1493830000 | CABLE LUG TERMINAL END1.5 MM² - 2.5 MM² | 67
16869 | 1493840000 | CABLE LUG TERMINAL END1.5 MM² - 2.5 MM² | 67
16870 | 1493850000 | CABLE LUG TERMINAL END1.5 MM² - 2.5 MM² | 67
16871 | 1493870000 | CABLE LUG TERMINAL END1.5 MM² - 2.5 MM² | 67
16872 | 1493890000 | CABLE LUG TERMINAL END1.5 MM² - 2.5 MM² | 67
16873 | 1493910000 | CABLE LUG TERMINAL END1.5 MM² - 2.5 MM² | 67
16874 | 1493930000 | CABLE LUG TERMINAL END1.5 MM² - 2.5 MM² | 67
16875 | 1493940000 | CABLE LUG TERMINAL END1.5 MM² - 2.5 MM² | 67
16876 | 1493960000 | CABLE LUG TERMINAL END4 MM² - 6 MM² | 199
16877 | 1493970000 | CABLE LUG TERMINAL END4 MM² - 6 MM² | 199
16878 | 1493980000 | CABLE LUG TERMINAL END4 MM² - 6 MM² | 199
16879 | 1493990000 | CABLE LUG TERMINAL END4 MM² - 6 MM² | 199
16880 | 1494000000 | CABLE LUG TERMINAL END4 MM² - 6 MM² | 199
16881 | 1494010000 | CABLE LUG TERMINAL END10 MM² | 9
16882 | 1494020000 | CABLE LUG TERMINAL END10 MM² | 9
16883 | 1494030000 | CABLE LUG TERMINAL END10 MM² | 9
16884 | 1494040000 | CABLE LUG TERMINAL END10 MM² | 9
16885 | 1494060000 | CABLE LUG TERMINAL END10 MM² | 9
16886 | 1494070000 | CABLE LUG TERMINAL END16 MM² | 9
16887 | 1494080000 | CABLE LUG TERMINAL END16 MM² | 9
16888 | 1494090000 | CABLE LUG TERMINAL END16 MM² | 9
16889 | 1494100000 | CABLE LUG TERMINAL END16 MM² | 9
16890 | 1494110000 | CABLE LUG TERMINAL END16 MM² | 9
16891 | 1494120000 | CABLE LUG TERMINAL END25 MM² | 9
16892 | 1494130000 | CABLE LUG TERMINAL END25 MM² | 9
16893 | 1494140000 | CABLE LUG TERMINAL END25 MM² | 9
16894 | 1494150000 | CABLE LUG TERMINAL END25 MM² | 9
16895 | 1494160000 | CABLE LUG TERMINAL END25 MM² | 9
16896 | 1494170000 | CABLE LUG TERMINAL END35 MM² | 9
16897 | 1494180000 | CABLE LUG TERMINAL END35 MM² | 9
16898 | 1494190000 | CABLE LUG TERMINAL END35 MM² | 9
16899 | 1494340000 | CABLE LUG TERMINAL END240 MM² | 9
16900 | 1494370000 | CABLE LUG TERMINAL END240 MM² | 9
16901 | 1494380000 | CABLE LUG TERMINAL END300 MM² | 9
16902 | 1494390000 | CABLE LUG TERMINAL END300 MM² | 9
16903 | 1494400000 | CABLE LUG TERMINAL END300 MM² | 9
16904 | 1494410000 | CABLE LUG TERMINAL END120 MM² | 9
16905 | 1494420000 | CABLE LUG TERMINAL END120 MM² | 9
16906 | 1494440000 | CABLE LUG TERMINAL END150 MM² | 9
16907 | 1494450000 | CABLE LUG TERMINAL END120 MM² | 9
16908 | 1494490000 | CABLE LUG TERMINAL END150 MM² | 9
16909 | 1494500000 | CABLE LUG TERMINAL END150 MM² | 9
16910 | 1494520000 | CABLE LUG TERMINAL END150 MM² | 9
16911 | 1494530000 | CABLE LUG TERMINAL END150 MM² | 9
16912 | 1494540000 | CABLE LUG TERMINAL END185 MM² | 9
16913 | 1494680000 | CABLE LUG TERMINAL END120 MM² | 9
16914 | 1494690000 | CABLE LUG TERMINAL END35 MM² | 9
16915 | 1494710000 | CABLE LUG TERMINAL END50 MM² | 9
16916 | 1494720000 | CABLE LUG TERMINAL END6 MM²6 MM² | 199
16917 | 1494730000 | CABLE LUG TERMINAL END25 MM²25 MM² | 427
16918 | 1494740000 | CABLE LUG TERMINAL END35 MM²35 MM² | 468
16919 | 1494760000 | CABLE LUG TERMINAL END70 MM²70 MM² | 470
16920 | 1494770000 | CABLE LUG TERMINAL END95 MM²95 MM² | 469
16921 | 1494780000 | CABLE LUG TERMINAL END120 MM²120 MM² | 200
16922 | 1494790000 | CABLE LUG TERMINAL END35 MM² | 9
16923 | 1494810000 | CABLE LUG TERMINAL END35 MM² | 9
16924 | 1494820000 | CABLE LUG TERMINAL END50 MM² | 9
16925 | 1494830000 | CABLE LUG TERMINAL END50 MM² | 9
16926 | 1494840000 | CABLE LUG TERMINAL END50 MM² | 9
16927 | 1494850000 | CABLE LUG TERMINAL END70 MM² | 9
16928 | 1494860000 | CABLE LUG TERMINAL END70 MM² | 9
16929 | 1494870000 | CABLE LUG TERMINAL END70 MM² | 9
16930 | 1494880000 | CABLE LUG TERMINAL END70 MM² | 9
16931 | 1494900000 | CABLE LUG TERMINAL END95 MM² | 9
16932 | 1494910000 | CABLE LUG TERMINAL END95 MM² | 9
16933 | 1494920000 | CABLE LUG TERMINAL END120 MM² | 9
16934 | 1494930000 | CABLE LUG TERMINAL END120 MM² | 9
16935 | 1494940000 | CABLE LUG TERMINAL END150 MM² | 9
16936 | 1494950000 | CABLE LUG TERMINAL END150 MM² | 9
16937 | 1494970000 | CABLE LUG TERMINAL END150 MM² | 9
16938 | 1494990000 | CABLE LUG TERMINAL END185 MM² | 9
16939 | 1495000000 | CABLE LUG TERMINAL END185 MM² | 9
16940 | 1495010000 | CABLE LUG TERMINAL END0.5 MM² - 0.75 MM² | 67
16941 | 1495020000 | CABLE LUG TERMINAL END0.5 MM² - 0.75 MM² | 67
16942 | 1495030000 | CABLE LUG TERMINAL END0.5 MM² - 0.75 MM² | 67
16943 | 1495040000 | CABLE LUG TERMINAL END1 MM² - 1.5 MM² | 67
16944 | 1495050000 | CABLE LUG TERMINAL END1 MM² - 1.5 MM² | 67
16945 | 1495070000 | CABLE LUG TERMINAL END1 MM² - 1.5 MM² | 67
16946 | 1495080000 | CABLE LUG TERMINAL END1 MM² - 1.5 MM² | 67
16947 | 1495090000 | CABLE LUG TERMINAL END2.5 MM² | 9
16948 | 1495110000 | CABLE LUG TERMINAL END2.5 MM² | 9
16949 | 1495120000 | CABLE LUG TERMINAL END2.5 MM² | 9
16950 | 1495130000 | CABLE LUG TERMINAL END4 MM² | 9
16951 | 1495140000 | CABLE LUG TERMINAL END4 MM² | 9
16952 | 1495170000 | CABLE LUG TERMINAL END4 MM² | 9
16953 | 1495180000 | CABLE LUG TERMINAL END0.5 MM² - 0.75 MM² | 67
16954 | 1495190000 | CABLE LUG TERMINAL END0.5 MM² - 0.75 MM² | 67
16955 | 1495200000 | CABLE LUG TERMINAL END0.5 MM² - 0.75 MM² | 67
16956 | 1495210000 | CABLE LUG TERMINAL END1 MM² - 1.5 MM² | 67
16957 | 1495220000 | CABLE LUG TERMINAL END1 MM² - 1.5 MM² | 67
16958 | 1495230000 | CABLE LUG TERMINAL END1 MM² - 1.5 MM² | 67
16959 | 1495240000 | CABLE LUG TERMINAL END1 MM² - 1.5 MM² | 67
16960 | 1495250000 | CABLE LUG TERMINAL END2.5 MM² | 9
16961 | 1495270000 | CABLE LUG TERMINAL END2.5 MM² | 9
16962 | 1495280000 | CABLE LUG TERMINAL END2.5 MM² | 9
16963 | 1495290000 | CABLE LUG TERMINAL END2.5 MM² | 9
16964 | 1495300000 | CABLE LUG TERMINAL END4 MM² | 9
16965 | 1495310000 | CABLE LUG TERMINAL END4 MM² | 9
16966 | 1495320000 | CABLE LUG TERMINAL END4 MM² | 9
16967 | 1495330000 | CABLE LUG TERMINAL END4 MM² | 9
16968 | 1495340000 | CABLE LUG TERMINAL END185 MM² | 9
16969 | 1495350000 | CABLE LUG TERMINAL END185 MM² | 9
16970 | 1495370000 | CABLE LUG TERMINAL END185 MM² | 9
16971 | 1495390000 | CABLE LUG TERMINAL END240 MM² | 9
16972 | 1495400000 | CABLE LUG TERMINAL END240 MM² | 9
16973 | 1495410000 | CABLE LUG TERMINAL END240 MM² | 9
16974 | 1495430000 | CABLE LUG TERMINAL END185 MM² | 9
16975 | 1495450000 | CABLE LUG TERMINAL END185 MM² | 9
16976 | 1495470000 | CABLE LUG TERMINAL END185 MM² | 9
16977 | 1495480000 | CABLE LUG TERMINAL END240 MM² | 9
16978 | 1495490000 | CABLE LUG TERMINAL END240 MM² | 9
16979 | 1495500000 | CABLE LUG TERMINAL END240 MM² | 9
16980 | 1495520000 | CABLE LUG TERMINAL END240 MM² | 9
16981 | 1495540000 | CABLE LUG TERMINAL END300 MM² | 9
16982 | 1495550000 | CABLE LUG TERMINAL END300 MM² | 9
16983 | 1495570000 | CABLE LUG TERMINAL END70 MM² | 9
16984 | 1495580000 | CABLE LUG TERMINAL END70 MM² | 9
16985 | 1495590000 | CABLE LUG TERMINAL END70 MM² | 9
16986 | 1495600000 | CABLE LUG TERMINAL END95 MM² | 9
16987 | 1495630000 | CABLE LUG TERMINAL END95 MM² | 9
16988 | 1495640000 | CABLE LUG TERMINAL END95 MM² | 9
16989 | 1495650000 | CABLE LUG TERMINAL END120 MM² | 9
16990 | 1495680000 | CABLE LUG TERMINAL END120 MM² | 9
16991 | 1495690000 | CABLE LUG TERMINAL END120 MM² | 9
16992 | 1495700000 | CABLE LUG TERMINAL END150 MM² | 9
16993 | 1495730000 | CABLE LUG TERMINAL END150 MM² | 9
16994 | 1495740000 | CABLE LUG TERMINAL END150 MM² | 9
16995 | 1495750000 | CABLE LUG TERMINAL END50 MM² | 9
16996 | 1495770000 | CABLE LUG TERMINAL END70 MM² | 9
16997 | 1495780000 | CABLE LUG TERMINAL END95 MM² | 9
16998 | 1495790000 | CABLE LUG TERMINAL END120 MM² | 9
16999 | 1495800000 | CABLE LUG TERMINAL END120 MM² | 9
17000 | 1495810000 | CABLE LUG TERMINAL END150 MM² | 9
17001 | 1495820000 | CABLE LUG TERMINAL END95 MM² | 9
17002 | 1495830000 | CABLE LUG TERMINAL END25 MM² | 9
17003 | 1495840000 | CABLE LUG TERMINAL END50 MM² | 9
17004 | 1495870000 | CABLE LUG TERMINAL END25 MM² | 9
17005 | 1495910000 | CABLE LUG TERMINAL END35 MM² | 9
17006 | 1495920000 | CABLE LUG TERMINAL END35 MM² | 9
17007 | 1495940000 | CABLE LUG TERMINAL END35 MM² | 9
17008 | 1495950000 | CABLE LUG TERMINAL END50 MM² | 9
17009 | 1495980000 | CABLE LUG TERMINAL END50 MM² | 9
17010 | 1495990000 | CABLE LUG TERMINAL END50 MM² | 9
17011 | 1496010000 | CABLE LUG TERMINAL END70 MM² | 9
17012 | 1496050000 | CABLE LUG TERMINAL END70 MM² | 9
17013 | 1496080000 | CABLE LUG TERMINAL END95 MM² | 9
17014 | 1496090000 | CABLE LUG TERMINAL END95 MM² | 9
17015 | 1496110000 | CABLE LUG TERMINAL END95 MM² | 9
17016 | 1496130000 | CABLE LUG TERMINAL END6 MM² | 9
17017 | 1496140000 | CABLE LUG TERMINAL END6 MM² | 9
17018 | 1496150000 | CABLE LUG TERMINAL END6 MM² | 9
17019 | 1496180000 | CABLE LUG TERMINAL END25 MM² | 9
17020 | 1496190000 | CABLE LUG TERMINAL END25 MM² | 9
17021 | 1496200000 | CABLE LUG TERMINAL END25 MM² | 9
17022 | 1496220000 | CABLE LUG TERMINAL END35 MM² | 9
17023 | 1496230000 | CABLE LUG TERMINAL END35 MM² | 9
17024 | 1496250000 | CABLE LUG TERMINAL END35 MM² | 9
17025 | 1496270000 | CABLE LUG TERMINAL END50 MM² | 9
17026 | 1496280000 | CABLE LUG TERMINAL END50 MM² | 9
17027 | 1496290000 | CABLE LUG TERMINAL END50 MM² | 9
17028 | 1496300000 | CABLE LUG TERMINAL END50 MM² | 9
17029 | 1496330000 | CABLE LUG TERMINAL END70 MM² | 9
17030 | 1496340000 | CABLE LUG TERMINAL END95 MM² | 9
17031 | 1496350000 | CABLE LUG TERMINAL END95 MM² | 9
17032 | 1496370000 | CABLE LUG TERMINAL END95 MM² | 9
17033 | 1496380000 | CABLE LUG TERMINAL END95 MM² | 9
17034 | 1496390000 | CABLE LUG TERMINAL END120 MM² | 9
17035 | 1496400000 | CABLE LUG TERMINAL END120 MM² | 9
17036 | 1496410000 | CABLE LUG TERMINAL END120 MM² | 9
17037 | 1496430000 | CABLE LUG TERMINAL END150 MM² | 9
17038 | 1496440000 | CABLE LUG TERMINAL END150 MM² | 9
17039 | 1496450000 | CABLE LUG TERMINAL END150 MM² | 9
17040 | 1496470000 | CABLE LUG TERMINAL END150 MM² | 9
17041 | 1496480000 | CABLE LUG TERMINAL END150 MM² | 9
17042 | 1496490000 | CABLE LUG TERMINAL END25 MM² | 9
17043 | 1496520000 | CABLE LUG TERMINAL END25 MM² | 9
17044 | 1496530000 | CABLE LUG TERMINAL END25 MM² | 9
17045 | 1496540000 | CABLE LUG TERMINAL END35 MM² | 9
17046 | 1496590000 | CABLE LUG TERMINAL END50 MM² | 9
17047 | 1496630000 | CABLE LUG TERMINAL END50 MM² | 9
17048 | 1496640000 | CABLE LUG TERMINAL END70 MM² | 9
17049 | 1496680000 | CABLE LUG TERMINAL END150 MM² | 9
17050 | 1496690000 | CABLE LUG TERMINAL END185 MM² | 9
17051 | 1496710000 | CABLE LUG TERMINAL END185 MM² | 9
17052 | 1496730000 | CABLE LUG TERMINAL END240 MM² | 9
17053 | 1496770000 | CABLE LUG TERMINAL END300 MM² | 9
17054 | 1496810000 | CABLE LUG TERMINAL END10 MM² | 9
17055 | 1496820000 | CABLE LUG TERMINAL END10 MM² | 9
17056 | 1496830000 | CABLE LUG TERMINAL END10 MM² | 9
17057 | 1496870000 | CABLE LUG TERMINAL END16 MM² | 9
17058 | 1496880000 | CABLE LUG TERMINAL END16 MM² | 9
17059 | 1496950000 | CABLE LUG TERMINAL END10 MM² | 9
17060 | 1497100000 | CABLE LUG TERMINAL END16 MM² | 9
17061 | 1497110000 | CABLE LUG TERMINAL END16 MM² | 9
17062 | 1497140000 | CABLE LUG TERMINAL END16 MM²16 MM² | 382
17063 | 1497350000 | CABLE LUG TERMINAL END2.5 MM²2.5 MM² | 427
17064 | 1497370000 | CABLE LUG TERMINAL END4 MM²4 MM² | 199
17065 | 1497380000 | CABLE LUG TERMINAL END150 MM²150 MM² | 200
17066 | 1497390000 | CABLE LUG TERMINAL END185 MM²185 MM² | 794
17067 | 1497400000 | CABLE LUG TERMINAL END240 MM²240 MM² | 795
17068 | 1497410000 | CABLE LUG TERMINAL END300 MM²300 MM² | 796
17069 | 1497470000 | CABLE LUG TERMINAL END16 MM² | 9
17070 | 1497490000 | CABLE LUG TERMINAL END25 MM² | 9
17071 | 1497510000 | CABLE LUG TERMINAL END25 MM² | 9
17072 | 1497520000 | CABLE LUG TERMINAL END25 MM² | 9
17073 | 1497530000 | CABLE LUG TERMINAL END25 MM² | 9
17074 | 1497550000 | CABLE LUG TERMINAL END35 MM² | 9
17075 | 1497570000 | CABLE LUG TERMINAL END35 MM² | 9
17076 | 1497590000 | CABLE LUG TERMINAL END50 MM² | 9
17077 | 1497610000 | CABLE LUG TERMINAL END50 MM² | 9
17078 | 1497620000 | CABLE LUG TERMINAL END50 MM² | 9
17079 | 1497640000 | CABLE LUG TERMINAL END70 MM² | 9
17080 | 1497650000 | CABLE LUG TERMINAL END70 MM² | 9
17081 | 1497660000 | CABLE LUG TERMINAL END70 MM² | 9
17082 | 1497690000 | CABLE LUG TERMINAL END95 MM² | 9
17083 | 1497840000 | CABLE LUG TERMINAL END6 MM² | 9
17084 | 1497850000 | CABLE LUG TERMINAL END6 MM² | 9
17085 | 1497860000 | CABLE LUG TERMINAL END6 MM² | 9
17086 | 1497890000 | CABLE LUG TERMINAL END10 MM² | 9
17087 | 1497910000 | CABLE LUG TERMINAL END10 MM² | 9
17088 | 1497920000 | CABLE LUG TERMINAL END16 MM² | 9
17089 | 1497930000 | CABLE LUG TERMINAL END16 MM² | 9
17090 | 1497940000 | CABLE LUG TERMINAL END16 MM² | 9
17091 | 1497950000 | CABLE LUG TERMINAL END16 MM² | 9
17092 | 1497960000 | CABLE LUG TERMINAL END16 MM² | 9
17093 | 1497980000 | CABLE LUG TERMINAL END25 MM² | 9
17094 | 1497990000 | CABLE LUG TERMINAL END25 MM² | 9
17095 | 1498000000 | CABLE LUG TERMINAL END25 MM² | 9
17096 | 1498010000 | CABLE LUG TERMINAL END25 MM² | 9
17097 | 1498020000 | CABLE LUG TERMINAL END35 MM² | 9
17098 | 1498030000 | CABLE LUG TERMINAL END35 MM² | 9
17099 | 1498040000 | CABLE LUG TERMINAL END35 MM² | 9
17100 | 1498050000 | CABLE LUG TERMINAL END35 MM² | 9
17101 | 1498060000 | CABLE LUG TERMINAL END35 MM² | 9
17102 | 1498070000 | CABLE LUG TERMINAL END50 MM² | 9
17103 | 1498080000 | CABLE LUG TERMINAL END50 MM² | 9
17104 | 1498090000 | CABLE LUG TERMINAL END50 MM² | 9
17105 | 1498110000 | CABLE LUG TERMINAL END50 MM² | 9
17106 | 1498120000 | CABLE LUG TERMINAL END50 MM² | 9
17107 | 1498130000 | CABLE LUG TERMINAL END70 MM² | 9
17108 | 1498140000 | CABLE LUG TERMINAL END70 MM² | 9
17109 | 1498150000 | CABLE LUG TERMINAL END70 MM² | 9
17110 | 1498160000 | CABLE LUG TERMINAL END70 MM² | 9
17111 | 1498170000 | CABLE LUG TERMINAL END70 MM² | 9
17112 | 1498180000 | CABLE LUG TERMINAL END95 MM² | 9
17113 | 1498190000 | CABLE LUG TERMINAL END95 MM² | 9
17114 | 1498210000 | CABLE LUG TERMINAL END95 MM² | 9
17115 | 1498220000 | CABLE LUG TERMINAL END95 MM² | 9
17116 | 1498230000 | CABLE LUG TERMINAL END95 MM² | 9
17117 | 1498240000 | CABLE LUG TERMINAL END120 MM² | 9
17118 | 1498250000 | CABLE LUG TERMINAL END120 MM² | 9
17119 | 1498270000 | CABLE LUG TERMINAL END120 MM² | 9
17120 | 1498280000 | CABLE LUG TERMINAL END120 MM² | 9
17121 | 1498290000 | CABLE LUG TERMINAL END150 MM² | 9
17122 | 1498310000 | CABLE LUG TERMINAL END150 MM² | 9
17123 | 1498320000 | CABLE LUG TERMINAL END150 MM² | 9
17124 | 1498330000 | CABLE LUG TERMINAL END150 MM² | 9
17125 | 1498340000 | CABLE LUG TERMINAL END150 MM² | 9
17126 | 1498350000 | CABLE LUG TERMINAL END185 MM² | 9
17127 | 1498360000 | CABLE LUG TERMINAL END185 MM² | 9
17128 | 1498370000 | CABLE LUG TERMINAL END185 MM² | 9
17129 | 1498390000 | CABLE LUG TERMINAL END240 MM² | 9
17130 | 1498410000 | CABLE LUG TERMINAL END240 MM² | 9
17131 | 1498420000 | CABLE LUG TERMINAL END240 MM² | 9
17132 | 1498430000 | CABLE LUG TERMINAL END240 MM² | 9
17133 | 1498440000 | CABLE LUG TERMINAL END300 MM² | 9
17134 | 1498450000 | CABLE LUG TERMINAL END300 MM² | 9
17135 | 1498460000 | CABLE LUG TERMINAL END300 MM² | 9
17136 | 1498470000 | CABLE LUG TERMINAL END300 MM² | 9
17137 | 1498480000 | CABLE LUG TERMINAL END120 MM² | 9
17138 | 1498490000 | CABLE LUG TERMINAL END120 MM² | 9
17139 | 1498510000 | CABLE LUG TERMINAL END50 MM² | 9
17140 | 1498520000 | CABLE LUG TERMINAL END95 MM² | 9
17141 | 1498530000 | CABLE LUG TERMINAL END240 MM² | 9
17142 | 1498540000 | CABLE LUG TERMINAL END185 MM² | 9
17143 | 1498550000 | CABLE LUG TERMINAL END300 MM² | 9
17144 | 1498560000 | CABLE LUG TERMINAL END70 MM² | 9
17145 | 1498570000 | CABLE LUG TERMINAL END50 MM² | 9
17146 | 1498580000 | CABLE LUG TERMINAL END150 MM² | 9
17147 | 1498590000 | CABLE LUG TERMINAL END185 MM² | 9
17148 | 1498620000 | CABLE LUG TERMINAL END10 MM²10 MM² | 200
17149 | 1498630000 | CABLE LUG TERMINAL END16 MM²16 MM² | 382
17150 | 1498640000 | CABLE LUG TERMINAL END25 MM²25 MM² | 427
17151 | 1498650000 | CABLE LUG TERMINAL END35 MM²35 MM² | 468
17152 | 1498660000 | CABLE LUG TERMINAL END50 MM²50 MM² | 200
17153 | 1498670000 | CABLE LUG TERMINAL END70 MM²70 MM² | 470
17154 | 1498680000 | CABLE LUG TERMINAL END95 MM²95 MM² | 469
17155 | 1498690000 | CABLE LUG TERMINAL END120 MM²120 MM² | 200
17156 | 1498710000 | CABLE LUG TERMINAL END150 MM²150 MM² | 200
17157 | 1498720000 | CABLE LUG TERMINAL END185 MM²185 MM² | 794
17158 | 1498730000 | CABLE LUG TERMINAL END240 MM²240 MM² | 795
17159 | 1498740000 | CABLE LUG TERMINAL END300 MM²300 MM² | 796
17160 | 1498780000 | THM DEVICE MARKERS 60 X 89 MM | 77
17161 | 1500190000 | METALLICARD DEVICE MARKERS 27 X 70 MM | 65
17162 | 1500200000 | METALLICARD DEVICE MARKERS 43 X 70 MM | 65
17163 | 1500220000 | METALLICARD DEVICE MARKERS 43 X 70 MM | 65
17164 | 1500230000 | METALLICARD CONDUCTOR AND CABLE MARKERS 7 - 40 MM 40 X 12 MM | 5
17165 | 1500240000 | METALLICARD CONDUCTOR AND CABLE MARKERS 7 - 40 MM 40 X 12 MM | 5
17166 | 1500250000 | METALLICARD CONDUCTOR AND CABLE MARKERS 7 - 40 MM 60 X 17 MM | 5
17167 | 1500440000 | 6MM² 70MM² | 861
17168 | 1500450000 | 10MM² 120MM² | 862
17169 | 1500470000 | 6MM² 70MM² | 861
17170 | 1500480000 | 10MM² 120MM² | 862
17171 | 1500830000 | PRESSING TOOL 6MM² 150MM² | 1312
17172 | 1500850000 | ACCESSORIES 6MM² WM CRIMP | 898
17173 | 1500870000 | WM CRIMP | 398
17174 | 1500880000 | WM CRIMP | 398
17175 | 1500890000 | WM CRIMP | 398
17176 | 1500900000 | WM CRIMP | 398
17177 | 1500920000 | WM CRIMP | 398
17178 | 1500930000 | HEXAGONAL CRIMP | 157
17179 | 1500940000 | HEXAGONAL CRIMP | 157
17180 | 1500950000 | HEXAGONAL CRIMP | 157
17181 | 1500970000 | HEXAGONAL CRIMP | 157
17182 | 1500980000 | HEXAGONAL CRIMP | 157
17183 | 1500990000 | HEXAGONAL CRIMP | 157
17184 | 1501170000 | 35MM² TRAPEZOIDAL CRIMP | 1125
17185 | 1501180000 | 50MM² TRAPEZOIDAL CRIMP | 419
17186 | 1501290000 | 6MM² INDENT CRIMP | 513
17187 | 1501320000 | 10MM² INDENT CRIMP | 458
17188 | 1501330000 | 16MM² INDENT CRIMP | 513
17189 | 1501340000 | 25MM² INDENT CRIMP | 739
17190 | 1501350000 | 35MM² INDENT CRIMP | 740
17191 | 1501370000 | 50MM² INDENT CRIMP | 458
17192 | 1501390000 | 6MM² 240MM² | 1352
17193 | 1502490000 | 35MM² WM CRIMP | 997
17194 | 1502520000 | 70MM² WM CRIMP | 999
17195 | 1502580000 | 240MM² WM CRIMP | 1028
17196 | 1504790000 | ELECTRONICS HOUSINGS RS 90 PALE GREEN END PLATE WIDTH: 5 MM | 529
17197 | 1505070000 | PCB PLUG-IN CONNECTOR FEMALE PLUG 5.08 MM N OF POLES: 8 180° CLAMPING YOKE CONNECTION CLAMPING RANGE MAX. : 4 MM² BOX | 1
17198 | 1505150000 | METALLICARD DEVICE MARKERS 10 X 30 MM | 65
17199 | 1505160000 | METALLICARD DEVICE MARKERS 27 X 70 MM | 65
17200 | 1505180000 | METALLICARD DEVICE MARKERS 43 X 70 MM | 65
17201 | 1505190000 | METALLICARD DEVICE MARKERS 43 X 70 MM | 65
17202 | 1505210000 | METALLICARD CONDUCTOR AND CABLE MARKERS 7 - 40 MM 40 X 12 MM | 5
17203 | 1505770000 | CONDUCTOR AND CABLE MARKERS 1 - 3.2 MM | 43
17204 | 1505790000 | CONDUCTOR AND CABLE MARKERS 2.1 - 6.4 MM | 43
17205 | 1505800000 | CONDUCTOR AND CABLE MARKERS 3.2 - 9.5 MM | 43
17206 | 1505820000 | CONDUCTOR AND CABLE MARKERS 6.4 - 19.1 MM | 43
17207 | 1505840000 | CONDUCTOR AND CABLE MARKERS 0.8 - 2.4 MM | 43
17208 | 1505850000 | CONDUCTOR AND CABLE MARKERS 1 - 3.2 MM | 43
17209 | 1507060000 | TM SOCKET X 5 MM PVC COLOUR: TRANSPARENT CONDUCTOR O.D.: 1.5 - 2.5 MM | 71
17210 | 1507070000 | TM SOCKET X 5 MM PVC COLOUR: TRANSPARENT CONDUCTOR O.D.: 2 - 4 MM | 71
17211 | 1512780000 | TOOLS STRIPPING AND CUTTING TOOL | 141
17212 | 1513140000 | CONDUCTOR AND CABLE MARKERS 1.2 - 2.4 MM | 43
17213 | 1513150000 | CONDUCTOR AND CABLE MARKERS 1.6 - 3.2 MM | 43
17214 | 1513170000 | CONDUCTOR AND CABLE MARKERS 2.4 - 4.8 MM | 43
17215 | 1513180000 | CONDUCTOR AND CABLE MARKERS 3.2 - 6.4 MM | 43
17216 | 1513190000 | CONDUCTOR AND CABLE MARKERS 4.8 - 9.5 MM | 43
17217 | 1513200000 | CONDUCTOR AND CABLE MARKERS 6.4 - 12.7 MM | 43
17218 | 1513220000 | CONDUCTOR AND CABLE MARKERS 9.5 - 19.1 MM | 43
17219 | 1513230000 | CONDUCTOR AND CABLE MARKERS 12.7 - 25.4 MM | 43
17220 | 1513240000 | CONDUCTOR AND CABLE MARKERS 1.2 - 2.4 MM | 43
17221 | 1513250000 | CONDUCTOR AND CABLE MARKERS 1.6 - 3.2 MM | 43
17222 | 1513270000 | CONDUCTOR AND CABLE MARKERS 2.4 - 4.8 MM | 43
17223 | 1513280000 | CONDUCTOR AND CABLE MARKERS 3.2 - 6.4 MM | 43
17224 | 1513300000 | CONDUCTOR AND CABLE MARKERS 6.4 - 12.7 MM | 43
17225 | 1520930000 | CLIPCARD DEVICE MARKERS 27 X 85 MM | 64
17226 | 1520940000 | CLIPCARD DEVICE MARKERS 27 X 85 MM | 64
17227 | 1520980000 | ESG DEVICE MARKERS X 26 MM PA 66 COLOUR: | 177
17228 | 1521010000 | MULTIFIT TERMINAL MARKER 5 X 3.5 MM PITCH IN MM (P): 3.50 PHOENIX | 101
17229 | 1521040000 | MULTIFIT TERMINAL MARKER 9 X 3.5 MM PITCH IN MM (P): 3.50 WAGO | 101
17230 | 1521690000 | FEED-THROUGH TERMINAL PUSH IN 2.5 MM² 800 V 24 A DARK | 15
17231 | 1521700000 | FEED-THROUGH TERMINAL PUSH IN 2.5 MM² 800 V 24 A | 15
17232 | 1521710000 | FEED-THROUGH TERMINAL PUSH IN 2.5 MM² 800 V 24 A | 15
17233 | 1521720000 | FEED-THROUGH TERMINAL PUSH IN 2.5 MM² 800 V 24 A ORANGE | 15
17234 | 1521740000 | FEED-THROUGH TERMINAL PUSH IN 2.5 MM² 800 V 24 A DARK | 15
17235 | 1521780000 | FEED-THROUGH TERMINAL PUSH IN 2.5 MM² 800 V 24 A | 15
17236 | 1521830000 | FEED-THROUGH TERMINAL PUSH IN 2.5 MM² 800 V 24 A ORANGE | 15
17237 | 1521870000 | FEED-THROUGH TERMINAL PUSH IN 2.5 MM² 800 V 24 A GREEN | 15
17238 | 1521880000 | FEED-THROUGH TERMINAL PUSH IN 2.5 MM² 800 24 A | 15
17239 | 1521920000 | FEED-THROUGH TERMINAL PUSH IN 2.5 MM² 800 V 24 A | 15
17240 | 1521950000 | FEED-THROUGH TERMINAL PUSH IN 2.5 MM² 800 24 A GREEN | 15
17241 | 1521970000 | FEED-THROUGH TERMINAL PUSH IN 2.5 MM² 800 24 A | 15
17242 | 1521980000 | FEED-THROUGH TERMINAL PUSH IN 2.5 MM² 800 24 A | 15
17243 | 1547060000 | PCB PLUG-IN CONNECTOR FEMALE PLUG 3.50 MM N OF POLES: 16 180° CLAMPING YOKE CONNECTION CLAMPING RANGE MAX. : 1.5 MM² BOX | 1
17244 | 1547070000 | PCB PLUG-IN CONNECTOR FEMALE PLUG 3.50 MM N OF POLES: 18 180° CLAMPING YOKE CONNECTION CLAMPING RANGE MAX. : 1.5 MM² BOX | 1
17245 | 1984070000 | TERMSERIES RELAY N OF CONTACTS: 1 CO CONTACT AGNI RATED CONTROL VOLTAGE: 110 V DC CONTINUOUS CURRENT: 16 A PLUG-IN CONNECTION TEST BUTTON AVAILABLE: NO | 3
17246 | 1988100000 | MODULAR DISTRIBUTION TERMINALS PUSH IN 2.5 MM² 800 V 24 A DARK | 87
17247 | 1988130000 | SUPPLY TERMINAL PUSH IN 6 MM² 500 V 41 A DARK | 148
17248 | 1988160000 | MODULAR DISTRIBUTION TERMINALS PUSH IN 1.5 MM² 500 V 17.5 A DARK | 87
17249 | 1988170000 | MODULAR DISTRIBUTION TERMINALS PUSH IN 1.5 MM² 500 V 17.5 A DARK | 87
17250 | 1988180000 | SUPPLY TERMINAL PUSH IN 10 MM² 800 V 57 A DARK | 148
17251 | 1988190000 | SUPPLY TERMINAL PUSH IN 10 MM² 800 V 57 A DARK | 148
17252 | 1988200000 | SUPPLY TERMINAL PUSH IN 10 MM² DARK | 650
17253 | 1988240000 | SUPPLY TERMINAL PUSH IN 10 MM² 500 V 57 A DARK | 148
17254 | 1988250000 | SUPPLY TERMINAL PUSH IN 10 MM² 500 V 57 A DARK | 148
17255 | 1988260000 | SUPPLY TERMINAL PUSH IN 6 MM² 250 V 41 A DARK | 148
17256 | 1988270000 | SUPPLY TERMINAL PUSH IN 6 MM² 250 V 41 A DARK | 148
17257 | 1988280000 | MODULAR DISTRIBUTION TERMINALS PUSH IN 1.5 MM² 250 V 16 A DARK | 87
17258 | 1988290000 | MODULAR DISTRIBUTION TERMINALS PUSH IN 2.5 MM² 800 V 24 A DARK | 87
17259 | 1989310000 | 0.14MM² 10MM² SQUARE CRIMP | 1147
17260 | 1989320000 | 0.25MM² 10MM² HEXAGONAL CRIMP | 1164
17261 | 1989780000 | SUPPLY TERMINAL PUSH IN 6 MM² 500 V 41 A DARK | 148
17262 | 1989800000 | TEST-DISCONNECT TERMINAL PUSH IN 2.5 MM² 500 V 20 A DARK | 93
17263 | 1989810000 | TEST-DISCONNECT TERMINAL PUSH IN 2.5 MM² 500 V 20 A | 93
17264 | 1989820000 | TEST-DISCONNECT TERMINAL PUSH IN 2.5 MM² 500 V 20 A ORANGE | 93
17265 | 1989830000 | TEST-DISCONNECT TERMINAL PUSH IN 2.5 MM² 500 V 20 A DARK | 93
17266 | 1989840000 | TEST-DISCONNECT TERMINAL PUSH IN 2.5 MM² 500 V 20 A | 93
17267 | 1989850000 | TEST-DISCONNECT TERMINAL PUSH IN 2.5 MM² 500 V 20 A ORANGE | 93
17268 | 1989860000 | TEST-DISCONNECT TERMINAL PUSH IN 2.5 MM² 500 V 20 A DARK | 93
17269 | 1989870000 | TEST-DISCONNECT TERMINAL PUSH IN 2.5 MM² 500 V 20 A | 93
17270 | 1989880000 | TEST-DISCONNECT TERMINAL PUSH IN 2.5 MM² 500 V 20 A ORANGE | 93
17271 | 1989890000 | PE TERMINAL PUSH IN 2.5 MM² GREEN/ | 123
17272 | 1989900000 | FEED-THROUGH TERMINAL PUSH IN 2.5 MM² 800 V 24 A DARK | 15
17273 | 1989910000 | FEED-THROUGH TERMINAL PUSH IN 2.5 MM² 800 V 24 A | 15
17274 | 1989920000 | FEED-THROUGH TERMINAL PUSH IN 2.5 MM² 800 V 24 A ORANGE | 15
17275 | 1989930000 | TEST-DISCONNECT TERMINAL PUSH IN 2.5 MM² 500 V 20 A DARK | 93
17276 | 1989940000 | TEST-DISCONNECT TERMINAL PUSH IN 2.5 MM² 500 V 20 A DARK | 93
17277 | 1989950000 | TEST-DISCONNECT TERMINAL PUSH IN 2.5 MM² 500 V 20 A DARK | 93
17278 | 1990960000 | TERMSERIES SOLID-STATE RELAY 1 NO CONTACT (MOS-FET) RATED CONTROL VOLTAGE: 24 V DC ±20 % RATED SWITCHING VOLTAGE: 3...33 V DC CONTINUOUS CURRENT: 5 A SCREW CONNECTION | 3
17279 | 1990970000 | TERMSERIES SOLID-STATE RELAY 1 NO CONTACT (MOS-FET) RATED CONTROL VOLTAGE: 24?230 V UC ±10 % RATED SWITCHING VOLTAGE: 3...33 V DC CONTINUOUS CURRENT: 5 A SCREW CONNECTION | 3
17280 | 1990980000 | TERMSERIES SOLID-STATE RELAY 1 NO CONTACT (MOS-FET) RATED CONTROL VOLTAGE: 24 V DC ±20 % RATED SWITCHING VOLTAGE: 3...33 V DC CONTINUOUS CURRENT: 5 A TENSION-CLAMP CONNECTION | 3
17281 | 1990990000 | TERMSERIES SOLID-STATE RELAY 1 NO CONTACT (MOS-FET) RATED CONTROL VOLTAGE: 24?230 V UC ±10 % RATED SWITCHING VOLTAGE: 3...33 V DC CONTINUOUS CURRENT: 5 A TENSION-CLAMP CONNECTION | 3
17282 | 1991780000 | SUPPLY TERMINAL PUSH IN 6 MM² 800 V 41 A DARK | 148
17283 | 1991790000 | FEED-THROUGH TERMINAL PUSH IN 6 MM² 800 V 41 A | 15
17284 | 1991820000 | FEED-THROUGH TERMINAL PUSH IN 6 MM² 800 V 41 A DARK | 15
17285 | 1991830000 | FEED-THROUGH TERMINAL PUSH IN 6 MM² 800 V 41 A | 15
17286 | 1991920000 | A-SERIES END BRACKET | 321
17287 | 1992110000 | FEED-THROUGH TERMINAL PUSH IN 6 MM² 800 V 41 A DARK | 15
17288 | 1992220000 | INITIATOR/ACTUATOR TERMINAL PUSH IN 1.5 MM² 250 V 13.5 A DARK | 203
17289 | 1992240000 | INITIATOR/ACTUATOR TERMINAL PUSH IN 1.5 MM² 250 V 13.5 A DARK | 203
17290 | 1992260000 | INITIATOR/ACTUATOR TERMINAL PUSH IN 1.5 MM² 250 V 13.5 A DARK | 203
17291 | 1994550000 | WM CRIMP | 398
17292 | 2000050000 | FEED-THROUGH TERMINAL SCREW CONNECTION 16 MM² 690 V 76 A | 10
17293 | 2000100000 | FEED-THROUGH TERMINAL SCREW CONNECTION 70 MM² 1000 V 192 A | 10
17294 | 2003110000 | FEED-THROUGH TERMINAL PUSH IN 2.5 MM² 800 24 A LIGHT GREY | 15
17295 | 2003120000 | FEED-THROUGH TERMINAL PUSH IN 2.5 MM² 800 V 24 A LIGHT GREY | 15
17296 | 2003770000 | WS TERMINAL MARKER 10 X 5 MM PITCH IN MM (P): 5.00 WEIDMUELLER ALLEN-BRADLEY | 13
17297 | 2007320000 | ACCESSORIES SET OF CUTTERS | 174
17298 | 2007330000 | ACCESSORIES SET OF CUTTERS | 174
17299 | 2007340000 | ACCESSORIES SET OF CUTTERS | 174
17300 | 2007370000 | ACCESSORIES SET OF CUTTERS | 174
17301 | 2007380000 | ACCESSORIES SET OF CUTTERS | 174
17302 | 2007390000 | ACCESSORIES SET OF CUTTERS | 174
17303 | 2007760000 | WS TERMINAL MARKER 10 X 3.5 MM PITCH IN MM (P): 3.50 WEIDMUELLER TO CUSTOMER SPECIFICATION | 49
17304 | 2007770000 | WS TERMINAL MARKER 10 X 5 MM PITCH IN MM (P): 5.00 WEIDMUELLER ALLEN-BRADLEY TO CUSTOMER SPECIFICATION | 49
17305 | 2007780000 | WS TERMINAL MARKER 10 X 6 MM PITCH IN MM (P): 6.00 WEIDMUELLER ALLEN-BRADLEY TO CUSTOMER SPECIFICATION | 49
17306 | 2008410000 | SHEET HOLES | 114
17307 | 2028940000 | RIDERSERIES RCI RELAY MODULE N OF CONTACTS: 2 CO CONTACT WITH TEST BUTTON AGNI RATED CONTROL VOLTAGE: 230 V AC CONTINUOUS CURRENT: 8 A SCREW CONNECTION TEST BUTTON AVAILABLE: YES | 3
17308 | 2047550000 | ESG DEVICE MARKERS X 17.7 MM PA 66 COLOUR: TO CUSTOMER SPECIFICATION | 92
17309 | 2123070000 | CLIPCARD DEVICE MARKERS 27 X 85 MM | 64
17310 | 2429520000 | FEED-THROUGH TERMINAL SCREW CONNECTION 2.5 MM² 800 V 24 A | 10
17311 | 2436380000 | TEST-DISCONNECT TERMINAL SCREW CONNECTION 4 MM² 500 V 32 A WITHOUT DARK | 36
17312 | 2525660000 | POWER CONNECTOR PIN | 336
17313 | 2000080000 | FEED-THROUGH TERMINAL SCREW CONNECTION 50 MM² 1000 V 150 A | 10
17314 | 1103830000 | FEED-THROUGH TERMINAL DOUBLE-TIER TERMINAL TENSION-CLAMP CONNECTION 2.5 MM² 500 V 20 A | 10
17315 | 1105550000 | THM DEVICE MARKERS 24 X | 86
17316 | 1105560000 | THM DEVICE MARKERS 38 X | 86
17317 | 1105580000 | ELECTRONICS HOUSING SAMPLE OMNIMATE HOUSING - SERIES CH20M PCB FOR SELF-ASSEMBLY CH20M22 WIDTH: 22.5 MM | 1094
17318 | 1107340000 | DEVICE MARKERS DEVICE MARKERS 8 X 54 MM | 169
17319 | 1107350000 | THM CONDUCTOR AND CABLE MARKERS 1 - 12 MM 54 X 8 MM | 191
17320 | 1107680000 | W-SERIES FEED-THROUGH TERMINAL RATED CONTROL VOLTAGE: | 1218
17321 | 1107780000 | W-SERIES END PLATE | 78
17322 | 1107790000 | W-SERIES PLUG-IN CONNECTOR | 596
17323 | 1107800000 | W-SERIES PLUG-IN CONNECTOR | 596
17324 | 1108490000 | W-SERIES PLUG-IN CONNECTOR | 596
17325 | 1109130000 | THM CONDUCTOR AND CABLE MARKERS 6.1 - 13.7 MM 24.5 X 62 MM | 21
17326 | 1109140000 | THM CONDUCTOR AND CABLE MARKERS 8.1 - 22.3 MM 25.4 X 95.2 MM | 21
17327 | 1109150000 | THM CONDUCTOR AND CABLE MARKERS 8.1 - 39.7 MM 50.8 X 150 MM | 21
17328 | 1109170000 | THM CONDUCTOR AND CABLE MARKERS 39.7 MM 50.8 X 150 MM | 21
17329 | 1109180000 | THM CONDUCTOR AND CABLE MARKERS 8.1 - 39.7 MM 50.8 X 150 MM | 21
17330 | 1109190000 | THM CONDUCTOR AND CABLE MARKERS 39.7 MM 50.8 X 150 MM | 21
17331 | 1112130000 | W-SERIES END PLATE INTERMEDIATE PLATE | 664
17332 | 1112950000 | GROUP MARKERS COVER 33.3 X 8 MM PITCH IN MM (P): 8.00 | 421
17333 | 1114450000 | THM DEVICE MARKERS 8 X 30 MM | 77
17334 | 1114720000 | FEED-THROUGH TERMINAL SCREW CONNECTION 4 MM² 800 V 32 A | 10
17335 | 1116530000 | HEAVY-DUTY CONNECTORS CRIMP CONTACT HE HEE HQ MIXMATE FEMALE CONDUCTOR CROSS-SECTION MAX.: 4.65 TURNED ALLOY | 48
17336 | 1116540000 | HEAVY-DUTY CONNECTORS CRIMP CONTACT HE HEE HQ MIXMATE PIN CONDUCTOR CROSS-SECTION MAX.: 4.65 TURNED ALLOY | 48
17337 | 1116710000 | ACCESSORIES TEST PLUG | 443
17338 | 1119790000 | W-SERIES FUSE TERMINAL RATED CROSS-SECTION: 6 MM² SCREW CONNECTION | 7
17339 | 1119800000 | W-SERIES FUSE TERMINAL RATED CROSS-SECTION: 6 MM² SCREW CONNECTION | 7
17340 | 1119810000 | W-SERIES FUSE TERMINAL RATED CROSS-SECTION: 6 MM² SCREW CONNECTION | 7
17341 | 1119820000 | W-SERIES FUSE TERMINAL RATED CROSS-SECTION: 6 MM² SCREW CONNECTION | 7
17342 | 1121120000 | Z-SERIES COMPONENT TERMINAL FEED-THROUGH TERMINAL RATED CROSS-SECTION: 6 MM² TENSION-CLAMP CONNECTION | 7
17343 | 1121740000 | ACCESSORIES TEST PLUG | 443
17344 | 1122740000 | TERMSERIES RELAY MODULE N OF CONTACTS: 1 CO CONTACT AGNI RATED CONTROL VOLTAGE: 5 V DC ±20 % CONTINUOUS CURRENT: 6 A SCREW CONNECTION TEST BUTTON AVAILABLE: NO | 3
17345 | 1122750000 | TERMSERIES RELAY MODULE N OF CONTACTS: 1 CO CONTACT AGNI RATED CONTROL VOLTAGE: 12 V DC ±20 % CONTINUOUS CURRENT: 6 A SCREW CONNECTION TEST BUTTON AVAILABLE: NO | 3
17346 | 1122770000 | TERMSERIES RELAY MODULE N OF CONTACTS: 1 CO CONTACT AGNI RATED CONTROL VOLTAGE: 24 V DC ±20 % CONTINUOUS CURRENT: 6 A SCREW CONNECTION TEST BUTTON AVAILABLE: NO | 3
17347 | 1122780000 | TERMSERIES RELAY MODULE N OF CONTACTS: 1 CO CONTACT AGNI RATED CONTROL VOLTAGE: 24 V UC ±10 % CONTINUOUS CURRENT: 6 A SCREW CONNECTION TEST BUTTON AVAILABLE: NO | 3
17348 | 1122790000 | TERMSERIES RELAY MODULE N OF CONTACTS: 1 CO CONTACT AGNI RATED CONTROL VOLTAGE: 48 V UC ±10 % CONTINUOUS CURRENT: 6 A SCREW CONNECTION TEST BUTTON AVAILABLE: NO | 3
17349 | 1122800000 | TERMSERIES RELAY MODULE N OF CONTACTS: 1 CO CONTACT AGNI RATED CONTROL VOLTAGE: 60 V UC ±10 % CONTINUOUS CURRENT: 6 A SCREW CONNECTION TEST BUTTON AVAILABLE: NO | 3
17350 | 1122810000 | TERMSERIES RELAY MODULE N OF CONTACTS: 1 CO CONTACT AGNI RATED CONTROL VOLTAGE: 120 V UC ±10 % CONTINUOUS CURRENT: 6 A SCREW CONNECTION TEST BUTTON AVAILABLE: NO | 3
17351 | 1122820000 | TERMSERIES RELAY MODULE N OF CONTACTS: 1 CO CONTACT AGNI RATED CONTROL VOLTAGE: 230 V UC ±10% CONTINUOUS CURRENT: 6 A SCREW CONNECTION TEST BUTTON AVAILABLE: NO | 3
17352 | 1122830000 | TERMSERIES RELAY MODULE N OF CONTACTS: 1 CO CONTACT AGNI RATED CONTROL VOLTAGE: 120 V AC ±10 % CONTINUOUS CURRENT: 6 A SCREW CONNECTION TEST BUTTON AVAILABLE: NO | 3
17353 | 1122840000 | TERMSERIES RELAY MODULE N OF CONTACTS: 1 CO CONTACT AGNI RATED CONTROL VOLTAGE: 230 V AC ±10 % CONTINUOUS CURRENT: 6 A SCREW CONNECTION TEST BUTTON AVAILABLE: NO | 3
17354 | 1122850000 | TERMSERIES RELAY MODULE N OF CONTACTS: 1 CO CONTACT AGNI RATED CONTROL VOLTAGE: 24?230 V UC ±10 % CONTINUOUS CURRENT: 6 A SCREW CONNECTION TEST BUTTON AVAILABLE: NO | 3
17355 | 1122860000 | TERMSERIES RELAY MODULE N OF CONTACTS: 1 CO CONTACT AGNI RATED CONTROL VOLTAGE: 5 V DC ±20 % CONTINUOUS CURRENT: 6 A TENSION-CLAMP CONNECTION TEST BUTTON AVAILABLE: NO | 3
17356 | 1122870000 | TERMSERIES RELAY MODULE N OF CONTACTS: 1 CO CONTACT AGNI RATED CONTROL VOLTAGE: 12 V DC ±20 % CONTINUOUS CURRENT: 6 A TENSION-CLAMP CONNECTION TEST BUTTON AVAILABLE: NO | 3
17357 | 1122890000 | TERMSERIES RELAY MODULE N OF CONTACTS: 1 CO CONTACT AGNI RATED CONTROL VOLTAGE: 24 V UC ±10 % CONTINUOUS CURRENT: 6 A TENSION-CLAMP CONNECTION TEST BUTTON AVAILABLE: NO | 3
17358 | 1122900000 | TERMSERIES RELAY MODULE N OF CONTACTS: 1 CO CONTACT AGNI RATED CONTROL VOLTAGE: 48 V UC ±10 % CONTINUOUS CURRENT: 6 A TENSION-CLAMP CONNECTION TEST BUTTON AVAILABLE: NO | 3
17359 | 1122910000 | TERMSERIES RELAY MODULE N OF CONTACTS: 1 CO CONTACT AGNI RATED CONTROL VOLTAGE: 60 V UC ±10 % CONTINUOUS CURRENT: 6 A TENSION-CLAMP CONNECTION TEST BUTTON AVAILABLE: NO | 3
17360 | 1122920000 | TERMSERIES RELAY MODULE N OF CONTACTS: 1 CO CONTACT AGNI RATED CONTROL VOLTAGE: 120 V UC ±10 % CONTINUOUS CURRENT: 6 A TENSION-CLAMP CONNECTION TEST BUTTON AVAILABLE: NO | 3
17361 | 1122930000 | TERMSERIES RELAY MODULE N OF CONTACTS: 1 CO CONTACT AGNI RATED CONTROL VOLTAGE: 230 V UC ±10% CONTINUOUS CURRENT: 6 A TENSION-CLAMP CONNECTION TEST BUTTON AVAILABLE: NO | 3
17362 | 1122940000 | TERMSERIES RELAY MODULE N OF CONTACTS: 1 CO CONTACT AGNI RATED CONTROL VOLTAGE: 120 V AC ±10 % CONTINUOUS CURRENT: 6 A TENSION-CLAMP CONNECTION TEST BUTTON AVAILABLE: NO | 3
17363 | 1122950000 | TERMSERIES RELAY MODULE N OF CONTACTS: 1 CO CONTACT AGNI RATED CONTROL VOLTAGE: 230 V AC ±10 % CONTINUOUS CURRENT: 6 A TENSION-CLAMP CONNECTION TEST BUTTON AVAILABLE: NO | 3
17364 | 1122970000 | TERMSERIES RELAY MODULE N OF CONTACTS: 1 CO CONTACT AGNI RATED CONTROL VOLTAGE: 24?230 V UC ±10 % CONTINUOUS CURRENT: 6 A TENSION-CLAMP CONNECTION TEST BUTTON AVAILABLE: NO | 3
17365 | 1122980000 | TERMSERIES RELAY MODULE N OF CONTACTS: 1 CO CONTACT AGNI GOLD-PLATED RATED CONTROL VOLTAGE: 5 V DC ±20 % CONTINUOUS CURRENT: 6 A SCREW CONNECTION TEST BUTTON AVAILABLE: NO | 3
17366 | 1122990000 | TERMSERIES RELAY MODULE N OF CONTACTS: 1 CO CONTACT AGNI GOLD-PLATED RATED CONTROL VOLTAGE: 12 V DC ±20 % CONTINUOUS CURRENT: 6 A SCREW CONNECTION TEST BUTTON AVAILABLE: NO | 3
17367 | 1123000000 | TERMSERIES RELAY MODULE N OF CONTACTS: 1 CO CONTACT AGNI GOLD-PLATED RATED CONTROL VOLTAGE: 24 V DC ±20 % CONTINUOUS CURRENT: 6 A SCREW CONNECTION TEST BUTTON AVAILABLE: NO | 3
17368 | 1123010000 | TERMSERIES RELAY MODULE N OF CONTACTS: 1 CO CONTACT AGNI GOLD-PLATED RATED CONTROL VOLTAGE: 24 V UC ±10 % CONTINUOUS CURRENT: 6 A SCREW CONNECTION TEST BUTTON AVAILABLE: NO | 3
17369 | 1123020000 | TERMSERIES RELAY MODULE N OF CONTACTS: 1 CO CONTACT AGNI GOLD-PLATED RATED CONTROL VOLTAGE: 48 V UC ±10 % CONTINUOUS CURRENT: 6 A SCREW CONNECTION TEST BUTTON AVAILABLE: NO | 3
17370 | 1123030000 | TERMSERIES RELAY MODULE N OF CONTACTS: 1 CO CONTACT AGNI GOLD-PLATED RATED CONTROL VOLTAGE: 60 V UC ±10 % CONTINUOUS CURRENT: 6 A SCREW CONNECTION TEST BUTTON AVAILABLE: NO | 3
17371 | 1123040000 | TERMSERIES RELAY MODULE N OF CONTACTS: 1 CO CONTACT AGNI GOLD-PLATED RATED CONTROL VOLTAGE: 120 V UC ±10 % CONTINUOUS CURRENT: 6 A SCREW CONNECTION TEST BUTTON AVAILABLE: NO | 3
17372 | 1123050000 | TERMSERIES RELAY MODULE N OF CONTACTS: 1 CO CONTACT AGNI GOLD-PLATED RATED CONTROL VOLTAGE: 230 V UC ±10% CONTINUOUS CURRENT: 6 A SCREW CONNECTION TEST BUTTON AVAILABLE: NO | 3
17373 | 1123070000 | TERMSERIES RELAY MODULE N OF CONTACTS: 1 CO CONTACT AGNI GOLD-PLATED RATED CONTROL VOLTAGE: 120 V AC ±10 % CONTINUOUS CURRENT: 6 A SCREW CONNECTION TEST BUTTON AVAILABLE: NO | 3
17374 | 1123080000 | TERMSERIES RELAY MODULE N OF CONTACTS: 1 CO CONTACT AGNI GOLD-PLATED RATED CONTROL VOLTAGE: 230 V AC ±10 % CONTINUOUS CURRENT: 6 A SCREW CONNECTION TEST BUTTON AVAILABLE: NO | 3
17375 | 1123090000 | TERMSERIES RELAY MODULE N OF CONTACTS: 1 CO CONTACT AGNI GOLD-PLATED RATED CONTROL VOLTAGE: 24?230 V UC ±10 % CONTINUOUS CURRENT: 6 A SCREW CONNECTION TEST BUTTON AVAILABLE: NO | 3
17376 | 1123100000 | TERMSERIES RELAY MODULE N OF CONTACTS: 1 CO CONTACT AGNI GOLD-PLATED RATED CONTROL VOLTAGE: 5 V DC ±20 % CONTINUOUS CURRENT: 6 A TENSION-CLAMP CONNECTION TEST BUTTON AVAILABLE: NO | 3
17377 | 1123110000 | TERMSERIES RELAY MODULE N OF CONTACTS: 1 CO CONTACT AGNI GOLD-PLATED RATED CONTROL VOLTAGE: 12 V DC ±20 % CONTINUOUS CURRENT: 6 A TENSION-CLAMP CONNECTION TEST BUTTON AVAILABLE: NO | 3
17378 | 1123120000 | TERMSERIES RELAY MODULE N OF CONTACTS: 1 CO CONTACT AGNI GOLD-PLATED RATED CONTROL VOLTAGE: 24 V DC ±20 % CONTINUOUS CURRENT: 6 A TENSION-CLAMP CONNECTION TEST BUTTON AVAILABLE: NO | 3
17379 | 1123130000 | TERMSERIES RELAY MODULE N OF CONTACTS: 1 CO CONTACT AGNI GOLD-PLATED RATED CONTROL VOLTAGE: 24 V UC ±10 % CONTINUOUS CURRENT: 6 A TENSION-CLAMP CONNECTION TEST BUTTON AVAILABLE: NO | 3
17380 | 1123140000 | TERMSERIES RELAY MODULE N OF CONTACTS: 1 CO CONTACT AGNI GOLD-PLATED RATED CONTROL VOLTAGE: 48 V UC ±10 % CONTINUOUS CURRENT: 6 A TENSION-CLAMP CONNECTION TEST BUTTON AVAILABLE: NO | 3
17381 | 1123150000 | TERMSERIES RELAY MODULE N OF CONTACTS: 1 CO CONTACT AGNI GOLD-PLATED RATED CONTROL VOLTAGE: 60 V UC ±10 % CONTINUOUS CURRENT: 6 A TENSION-CLAMP CONNECTION TEST BUTTON AVAILABLE: NO | 3
17382 | 1123170000 | TERMSERIES RELAY MODULE N OF CONTACTS: 1 CO CONTACT AGNI GOLD-PLATED RATED CONTROL VOLTAGE: 120 V UC ±10 % CONTINUOUS CURRENT: 6 A TENSION-CLAMP CONNECTION TEST BUTTON AVAILABLE: NO | 3
17383 | 1123180000 | TERMSERIES RELAY MODULE N OF CONTACTS: 1 CO CONTACT AGNI GOLD-PLATED RATED CONTROL VOLTAGE: 230 V UC ±10% CONTINUOUS CURRENT: 6 A TENSION-CLAMP CONNECTION TEST BUTTON AVAILABLE: NO | 3
17384 | 1123190000 | TERMSERIES RELAY MODULE N OF CONTACTS: 1 CO CONTACT AGNI GOLD-PLATED RATED CONTROL VOLTAGE: 120 V AC ±10 % CONTINUOUS CURRENT: 6 A TENSION-CLAMP CONNECTION TEST BUTTON AVAILABLE: NO | 3
17385 | 1123200000 | TERMSERIES RELAY MODULE N OF CONTACTS: 1 CO CONTACT AGNI GOLD-PLATED RATED CONTROL VOLTAGE: 230 V AC ±10 % CONTINUOUS CURRENT: 6 A TENSION-CLAMP CONNECTION TEST BUTTON AVAILABLE: NO | 3
17386 | 1123210000 | TERMSERIES RELAY MODULE N OF CONTACTS: 1 CO CONTACT AGNI GOLD-PLATED RATED CONTROL VOLTAGE: 24?230 V UC ±10 % CONTINUOUS CURRENT: 6 A TENSION-CLAMP CONNECTION TEST BUTTON AVAILABLE: NO | 3
17387 | 1123220000 | TERMSERIES RELAY SOCKET N OF CONTACTS: 1 CO CONTACT RATED CONTROL VOLTAGE: 5 V DC ±20 % CONTINUOUS CURRENT: 10 A SCREW CONNECTION | 3
17388 | 1123230000 | TERMSERIES RELAY SOCKET N OF CONTACTS: 1 CO CONTACT RATED CONTROL VOLTAGE: 12 V DC ±20 % CONTINUOUS CURRENT: 10 A SCREW CONNECTION | 3
17389 | 1123240000 | TERMSERIES RELAY SOCKET N OF CONTACTS: 1 CO CONTACT RATED CONTROL VOLTAGE: 24 V DC ±20 % CONTINUOUS CURRENT: 10 A SCREW CONNECTION | 3
17390 | 1123250000 | TERMSERIES RELAY SOCKET N OF CONTACTS: 1 CO CONTACT RATED CONTROL VOLTAGE: 24 V UC ±10 % CONTINUOUS CURRENT: 10 A SCREW CONNECTION | 3
17391 | 1123270000 | TERMSERIES RELAY SOCKET N OF CONTACTS: 1 CO CONTACT RATED CONTROL VOLTAGE: 48 V UC ±10 % CONTINUOUS CURRENT: 10 A SCREW CONNECTION | 3
17392 | 1123280000 | TERMSERIES RELAY SOCKET N OF CONTACTS: 1 CO CONTACT RATED CONTROL VOLTAGE: 60 V UC ±10 % CONTINUOUS CURRENT: 10 A SCREW CONNECTION | 3
17393 | 1123290000 | TERMSERIES RELAY SOCKET N OF CONTACTS: 1 CO CONTACT RATED CONTROL VOLTAGE: 120 V UC ±10 % CONTINUOUS CURRENT: 10 A SCREW CONNECTION | 3
17394 | 1123300000 | TERMSERIES RELAY SOCKET N OF CONTACTS: 1 CO CONTACT RATED CONTROL VOLTAGE: 230 V UC ±10% CONTINUOUS CURRENT: 10 A SCREW CONNECTION | 3
17395 | 1123310000 | TERMSERIES RELAY SOCKET N OF CONTACTS: 1 CO CONTACT RATED CONTROL VOLTAGE: 120 V AC ±10 % CONTINUOUS CURRENT: 10 A SCREW CONNECTION | 3
17396 | 1123320000 | TERMSERIES RELAY SOCKET N OF CONTACTS: 1 CO CONTACT RATED CONTROL VOLTAGE: 230 V AC ±10 % CONTINUOUS CURRENT: 10 A SCREW CONNECTION | 3
17397 | 1123330000 | TERMSERIES RELAY SOCKET N OF CONTACTS: 1 CO CONTACT RATED CONTROL VOLTAGE: 24?230 V UC ±10 % CONTINUOUS CURRENT: 10 A SCREW CONNECTION | 3
17398 | 1123340000 | TERMSERIES RELAY SOCKET N OF CONTACTS: 1 CO CONTACT RATED CONTROL VOLTAGE: 5 V DC ±20 % CONTINUOUS CURRENT: 10 A TENSION-CLAMP CONNECTION | 3
17399 | 1123350000 | TERMSERIES RELAY SOCKET N OF CONTACTS: 1 CO CONTACT RATED CONTROL VOLTAGE: 12 V DC ±20 % CONTINUOUS CURRENT: 10 A TENSION-CLAMP CONNECTION | 3
17400 | 1123370000 | TERMSERIES RELAY SOCKET N OF CONTACTS: 1 CO CONTACT RATED CONTROL VOLTAGE: 24 V DC ±20 % CONTINUOUS CURRENT: 10 A TENSION-CLAMP CONNECTION | 3
17401 | 1123380000 | TERMSERIES RELAY SOCKET N OF CONTACTS: 1 CO CONTACT RATED CONTROL VOLTAGE: 24 V UC ±10 % CONTINUOUS CURRENT: 10 A TENSION-CLAMP CONNECTION | 3
17402 | 1123390000 | TERMSERIES RELAY SOCKET N OF CONTACTS: 1 CO CONTACT RATED CONTROL VOLTAGE: 48 V UC ±10 % CONTINUOUS CURRENT: 10 A TENSION-CLAMP CONNECTION | 3
17403 | 1123400000 | TERMSERIES RELAY SOCKET N OF CONTACTS: 1 CO CONTACT RATED CONTROL VOLTAGE: 60 V UC ±10 % CONTINUOUS CURRENT: 10 A TENSION-CLAMP CONNECTION | 3
17404 | 1123410000 | TERMSERIES RELAY SOCKET N OF CONTACTS: 1 CO CONTACT RATED CONTROL VOLTAGE: 120 V UC ±10 % CONTINUOUS CURRENT: 10 A TENSION-CLAMP CONNECTION | 3
17405 | 1123420000 | TERMSERIES RELAY SOCKET N OF CONTACTS: 1 CO CONTACT RATED CONTROL VOLTAGE: 230 V UC ±10% CONTINUOUS CURRENT: 10 A TENSION-CLAMP CONNECTION | 3
17406 | 1123430000 | TERMSERIES RELAY SOCKET N OF CONTACTS: 1 CO CONTACT RATED CONTROL VOLTAGE: 120 V AC ±10 % CONTINUOUS CURRENT: 10 A TENSION-CLAMP CONNECTION | 3
17407 | 1123440000 | TERMSERIES RELAY SOCKET N OF CONTACTS: 1 CO CONTACT RATED CONTROL VOLTAGE: 230 V AC ±10 % CONTINUOUS CURRENT: 10 A TENSION-CLAMP CONNECTION | 3
17408 | 1123450000 | TERMSERIES RELAY SOCKET N OF CONTACTS: 1 CO CONTACT RATED CONTROL VOLTAGE: 24?230 V UC ±10 % CONTINUOUS CURRENT: 10 A TENSION-CLAMP CONNECTION | 3
17409 | 1123470000 | TERMSERIES RELAY MODULE N OF CONTACTS: 2 CO CONTACT AGNI RATED CONTROL VOLTAGE: 5 V DC ±20 % CONTINUOUS CURRENT: 8 A SCREW CONNECTION TEST BUTTON AVAILABLE: NO | 3
17410 | 1123480000 | TERMSERIES RELAY MODULE N OF CONTACTS: 2 CO CONTACT AGNI RATED CONTROL VOLTAGE: 12 V DC ±20 % CONTINUOUS CURRENT: 8 A SCREW CONNECTION TEST BUTTON AVAILABLE: NO | 3
17411 | 1123490000 | TERMSERIES RELAY MODULE N OF CONTACTS: 2 CO CONTACT AGNI RATED CONTROL VOLTAGE: 24 V DC ±20 % CONTINUOUS CURRENT: 8 A SCREW CONNECTION TEST BUTTON AVAILABLE: NO | 3
17412 | 1123500000 | TERMSERIES RELAY MODULE N OF CONTACTS: 2 CO CONTACT AGNI RATED CONTROL VOLTAGE: 24 V UC ±10 % CONTINUOUS CURRENT: 8 A SCREW CONNECTION TEST BUTTON AVAILABLE: NO | 3
17413 | 1123510000 | TERMSERIES RELAY MODULE N OF CONTACTS: 2 CO CONTACT AGNI RATED CONTROL VOLTAGE: 48 V UC ±10 % CONTINUOUS CURRENT: 8 A SCREW CONNECTION TEST BUTTON AVAILABLE: NO | 3
17414 | 1123520000 | TERMSERIES RELAY MODULE N OF CONTACTS: 2 CO CONTACT AGNI RATED CONTROL VOLTAGE: 60 V UC ±10 % CONTINUOUS CURRENT: 8 A SCREW CONNECTION TEST BUTTON AVAILABLE: NO | 3
17415 | 1123530000 | TERMSERIES RELAY MODULE N OF CONTACTS: 2 CO CONTACT AGNI RATED CONTROL VOLTAGE: 120 V UC ±10 % CONTINUOUS CURRENT: 8 A SCREW CONNECTION TEST BUTTON AVAILABLE: NO | 3
17416 | 1123540000 | TERMSERIES RELAY MODULE N OF CONTACTS: 2 CO CONTACT AGNI RATED CONTROL VOLTAGE: 230 V UC ±5 % CONTINUOUS CURRENT: 8 A SCREW CONNECTION TEST BUTTON AVAILABLE: NO | 3
17417 | 1123550000 | TERMSERIES RELAY MODULE N OF CONTACTS: 2 CO CONTACT AGNI RATED CONTROL VOLTAGE: 120 V AC ±10 % CONTINUOUS CURRENT: 8 A SCREW CONNECTION TEST BUTTON AVAILABLE: NO | 3
17418 | 1123570000 | TERMSERIES RELAY MODULE N OF CONTACTS: 2 CO CONTACT AGNI RATED CONTROL VOLTAGE: 230 V AC ±5 % CONTINUOUS CURRENT: 8 A SCREW CONNECTION TEST BUTTON AVAILABLE: NO | 3
17419 | 1123580000 | TERMSERIES RELAY MODULE N OF CONTACTS: 2 CO CONTACT AGNI RATED CONTROL VOLTAGE: 24?230 V UC ±10 % CONTINUOUS CURRENT: 8 A SCREW CONNECTION TEST BUTTON AVAILABLE: NO | 3
17420 | 1123590000 | TERMSERIES RELAY MODULE N OF CONTACTS: 2 CO CONTACT AGNI RATED CONTROL VOLTAGE: 5 V DC ±20 % CONTINUOUS CURRENT: 8 A TENSION-CLAMP CONNECTION TEST BUTTON AVAILABLE: NO | 3
17421 | 1123600000 | TERMSERIES RELAY MODULE N OF CONTACTS: 2 CO CONTACT AGNI RATED CONTROL VOLTAGE: 12 V DC ±20 % CONTINUOUS CURRENT: 8 A TENSION-CLAMP CONNECTION TEST BUTTON AVAILABLE: NO | 3
17422 | 1123610000 | TERMSERIES RELAY MODULE N OF CONTACTS: 2 CO CONTACT AGNI RATED CONTROL VOLTAGE: 24 V DC ±20 % CONTINUOUS CURRENT: 8 A TENSION-CLAMP CONNECTION TEST BUTTON AVAILABLE: NO | 3
17423 | 1123620000 | TERMSERIES RELAY MODULE N OF CONTACTS: 2 CO CONTACT AGNI RATED CONTROL VOLTAGE: 24 V UC ±10 % CONTINUOUS CURRENT: 8 A TENSION-CLAMP CONNECTION TEST BUTTON AVAILABLE: NO | 3
17424 | 1123630000 | TERMSERIES RELAY MODULE N OF CONTACTS: 2 CO CONTACT AGNI RATED CONTROL VOLTAGE: 48 V UC ±10 % CONTINUOUS CURRENT: 8 A TENSION-CLAMP CONNECTION TEST BUTTON AVAILABLE: NO | 3
17425 | 1123640000 | TERMSERIES RELAY MODULE N OF CONTACTS: 2 CO CONTACT AGNI RATED CONTROL VOLTAGE: 60 V UC ±10 % CONTINUOUS CURRENT: 8 A TENSION-CLAMP CONNECTION TEST BUTTON AVAILABLE: NO | 3
17426 | 1123650000 | TERMSERIES RELAY MODULE N OF CONTACTS: 2 CO CONTACT AGNI RATED CONTROL VOLTAGE: 120 V UC ±10 % CONTINUOUS CURRENT: 8 A TENSION-CLAMP CONNECTION TEST BUTTON AVAILABLE: NO | 3
17427 | 1123670000 | TERMSERIES RELAY MODULE N OF CONTACTS: 2 CO CONTACT AGNI RATED CONTROL VOLTAGE: 230 V UC ±5 % CONTINUOUS CURRENT: 8 A TENSION-CLAMP CONNECTION TEST BUTTON AVAILABLE: NO | 3
17428 | 1123680000 | TERMSERIES RELAY MODULE N OF CONTACTS: 2 CO CONTACT AGNI RATED CONTROL VOLTAGE: 120 V AC ±10 % CONTINUOUS CURRENT: 8 A TENSION-CLAMP CONNECTION TEST BUTTON AVAILABLE: NO | 3
17429 | 1123690000 | TERMSERIES RELAY MODULE N OF CONTACTS: 2 CO CONTACT AGNI RATED CONTROL VOLTAGE: 230 V AC ±5 % CONTINUOUS CURRENT: 8 A TENSION-CLAMP CONNECTION TEST BUTTON AVAILABLE: NO | 3
17430 | 1123700000 | TERMSERIES RELAY MODULE N OF CONTACTS: 2 CO CONTACT AGNI RATED CONTROL VOLTAGE: 24?230 V UC ±10 % CONTINUOUS CURRENT: 8 A TENSION-CLAMP CONNECTION TEST BUTTON AVAILABLE: NO | 3
17431 | 1123710000 | TERMSERIES RELAY MODULE N OF CONTACTS: 2 CO CONTACT AGNI GOLD-PLATED RATED CONTROL VOLTAGE: 5 V DC ±20 % CONTINUOUS CURRENT: 8 A SCREW CONNECTION TEST BUTTON AVAILABLE: NO | 3
17432 | 1123720000 | TERMSERIES RELAY MODULE N OF CONTACTS: 2 CO CONTACT AGNI GOLD-PLATED RATED CONTROL VOLTAGE: 12 V DC ±20 % CONTINUOUS CURRENT: 8 A SCREW CONNECTION TEST BUTTON AVAILABLE: NO | 3
17433 | 1123730000 | TERMSERIES RELAY MODULE N OF CONTACTS: 2 CO CONTACT AGNI GOLD-PLATED RATED CONTROL VOLTAGE: 24 V DC ±20 % CONTINUOUS CURRENT: 8 A SCREW CONNECTION TEST BUTTON AVAILABLE: NO | 3
17434 | 1123740000 | TERMSERIES RELAY MODULE N OF CONTACTS: 2 CO CONTACT AGNI GOLD-PLATED RATED CONTROL VOLTAGE: 24 V UC ±10 % CONTINUOUS CURRENT: 8 A SCREW CONNECTION TEST BUTTON AVAILABLE: NO | 3
17435 | 1123750000 | TERMSERIES RELAY MODULE N OF CONTACTS: 2 CO CONTACT AGNI GOLD-PLATED RATED CONTROL VOLTAGE: 48 V UC ±10 % CONTINUOUS CURRENT: 8 A SCREW CONNECTION TEST BUTTON AVAILABLE: NO | 3
17436 | 1123770000 | TERMSERIES RELAY MODULE N OF CONTACTS: 2 CO CONTACT AGNI GOLD-PLATED RATED CONTROL VOLTAGE: 60 V UC ±10 % CONTINUOUS CURRENT: 8 A SCREW CONNECTION TEST BUTTON AVAILABLE: NO | 3
17437 | 1123780000 | TERMSERIES RELAY MODULE N OF CONTACTS: 2 CO CONTACT AGNI GOLD-PLATED RATED CONTROL VOLTAGE: 120 V UC ±10 % CONTINUOUS CURRENT: 8 A SCREW CONNECTION TEST BUTTON AVAILABLE: NO | 3
17438 | 1123790000 | TERMSERIES RELAY MODULE N OF CONTACTS: 2 CO CONTACT AGNI GOLD-PLATED RATED CONTROL VOLTAGE: 230 V UC ±5 % CONTINUOUS CURRENT: 8 A SCREW CONNECTION TEST BUTTON AVAILABLE: NO | 3
17439 | 1123800000 | TERMSERIES RELAY MODULE N OF CONTACTS: 2 CO CONTACT AGNI GOLD-PLATED RATED CONTROL VOLTAGE: 120 V AC ±10 % CONTINUOUS CURRENT: 8 A SCREW CONNECTION TEST BUTTON AVAILABLE: NO | 3
17440 | 1123810000 | TERMSERIES RELAY MODULE N OF CONTACTS: 2 CO CONTACT AGNI GOLD-PLATED RATED CONTROL VOLTAGE: 230 V AC ±5 % CONTINUOUS CURRENT: 8 A SCREW CONNECTION TEST BUTTON AVAILABLE: NO | 3
17441 | 1123820000 | TERMSERIES RELAY MODULE N OF CONTACTS: 2 CO CONTACT AGNI GOLD-PLATED RATED CONTROL VOLTAGE: 24?230 V UC ±10 % CONTINUOUS CURRENT: 8 A SCREW CONNECTION TEST BUTTON AVAILABLE: NO | 3
17442 | 1123830000 | TERMSERIES RELAY MODULE N OF CONTACTS: 2 CO CONTACT AGNI GOLD-PLATED RATED CONTROL VOLTAGE: 5 V DC ±20 % CONTINUOUS CURRENT: 8 A TENSION-CLAMP CONNECTION TEST BUTTON AVAILABLE: NO | 3
17443 | 1123840000 | TERMSERIES RELAY MODULE N OF CONTACTS: 2 CO CONTACT AGNI GOLD-PLATED RATED CONTROL VOLTAGE: 12 V DC ±20 % CONTINUOUS CURRENT: 8 A TENSION-CLAMP CONNECTION TEST BUTTON AVAILABLE: NO | 3
17444 | 1123850000 | TERMSERIES RELAY MODULE N OF CONTACTS: 2 CO CONTACT AGNI GOLD-PLATED RATED CONTROL VOLTAGE: 24 V DC ±20 % CONTINUOUS CURRENT: 8 A TENSION-CLAMP CONNECTION TEST BUTTON AVAILABLE: NO | 3
17445 | 1123870000 | TERMSERIES RELAY MODULE N OF CONTACTS: 2 CO CONTACT AGNI GOLD-PLATED RATED CONTROL VOLTAGE: 24 V UC ±10 % CONTINUOUS CURRENT: 8 A TENSION-CLAMP CONNECTION TEST BUTTON AVAILABLE: NO | 3
17446 | 1123880000 | TERMSERIES RELAY MODULE N OF CONTACTS: 2 CO CONTACT AGNI GOLD-PLATED RATED CONTROL VOLTAGE: 48 V UC ±10 % CONTINUOUS CURRENT: 8 A TENSION-CLAMP CONNECTION TEST BUTTON AVAILABLE: NO | 3
17447 | 1123890000 | TERMSERIES RELAY MODULE N OF CONTACTS: 2 CO CONTACT AGNI GOLD-PLATED RATED CONTROL VOLTAGE: 60 V UC ±10 % CONTINUOUS CURRENT: 8 A TENSION-CLAMP CONNECTION TEST BUTTON AVAILABLE: NO | 3
17448 | 1123900000 | TERMSERIES RELAY MODULE N OF CONTACTS: 2 CO CONTACT AGNI GOLD-PLATED RATED CONTROL VOLTAGE: 120 V UC ±10 % CONTINUOUS CURRENT: 8 A TENSION-CLAMP CONNECTION TEST BUTTON AVAILABLE: NO | 3
17449 | 1123910000 | TERMSERIES RELAY MODULE N OF CONTACTS: 2 CO CONTACT AGNI GOLD-PLATED RATED CONTROL VOLTAGE: 230 V UC ±5 % CONTINUOUS CURRENT: 8 A TENSION-CLAMP CONNECTION TEST BUTTON AVAILABLE: NO | 3
17450 | 1123920000 | TERMSERIES RELAY MODULE N OF CONTACTS: 2 CO CONTACT AGNI GOLD-PLATED RATED CONTROL VOLTAGE: 120 V AC ±10 % CONTINUOUS CURRENT: 8 A TENSION-CLAMP CONNECTION TEST BUTTON AVAILABLE: NO | 3
17451 | 1123930000 | TERMSERIES RELAY MODULE N OF CONTACTS: 2 CO CONTACT AGNI GOLD-PLATED RATED CONTROL VOLTAGE: 230 V AC ±5 % CONTINUOUS CURRENT: 8 A TENSION-CLAMP CONNECTION TEST BUTTON AVAILABLE: NO | 3
17452 | 1123940000 | TERMSERIES RELAY MODULE N OF CONTACTS: 2 CO CONTACT AGNI GOLD-PLATED RATED CONTROL VOLTAGE: 24?230 V UC ±10 % CONTINUOUS CURRENT: 8 A TENSION-CLAMP CONNECTION TEST BUTTON AVAILABLE: NO | 3
17453 | 1123950000 | TERMSERIES RELAY SOCKET N OF CONTACTS: 2 CO CONTACT RATED CONTROL VOLTAGE: 5 V DC ±20 % CONTINUOUS CURRENT: 10 A SCREW CONNECTION | 3
17454 | 1123970000 | TERMSERIES RELAY SOCKET N OF CONTACTS: 2 CO CONTACT RATED CONTROL VOLTAGE: 12 V DC ±20 % CONTINUOUS CURRENT: 10 A SCREW CONNECTION | 3
17455 | 1123980000 | TERMSERIES RELAY SOCKET N OF CONTACTS: 2 CO CONTACT RATED CONTROL VOLTAGE: 24 V DC ±20 % CONTINUOUS CURRENT: 10 A SCREW CONNECTION | 3
17456 | 1123990000 | TERMSERIES RELAY SOCKET N OF CONTACTS: 2 CO CONTACT RATED CONTROL VOLTAGE: 24 V UC ±10 % CONTINUOUS CURRENT: 10 A SCREW CONNECTION | 3
17457 | 1124000000 | TERMSERIES RELAY SOCKET N OF CONTACTS: 2 CO CONTACT RATED CONTROL VOLTAGE: 48 V UC ±10 % CONTINUOUS CURRENT: 10 A SCREW CONNECTION | 3
17458 | 1124010000 | TERMSERIES RELAY SOCKET N OF CONTACTS: 2 CO CONTACT RATED CONTROL VOLTAGE: 60 V UC ±10 % CONTINUOUS CURRENT: 10 A SCREW CONNECTION | 3
17459 | 1124020000 | TERMSERIES RELAY SOCKET N OF CONTACTS: 2 CO CONTACT RATED CONTROL VOLTAGE: 120 V UC ±10 % CONTINUOUS CURRENT: 10 A SCREW CONNECTION | 3
17460 | 1124030000 | TERMSERIES RELAY SOCKET N OF CONTACTS: 2 CO CONTACT RATED CONTROL VOLTAGE: 230 V UC ±10% CONTINUOUS CURRENT: 10 A SCREW CONNECTION | 3
17461 | 1124040000 | TERMSERIES RELAY SOCKET N OF CONTACTS: 2 CO CONTACT RATED CONTROL VOLTAGE: 120 V AC ±10 % CONTINUOUS CURRENT: 10 A SCREW CONNECTION | 3
17462 | 1124050000 | TERMSERIES RELAY SOCKET N OF CONTACTS: 2 CO CONTACT RATED CONTROL VOLTAGE: 230 V AC ±10 % CONTINUOUS CURRENT: 10 A SCREW CONNECTION | 3
17463 | 1124070000 | TERMSERIES RELAY SOCKET N OF CONTACTS: 2 CO CONTACT RATED CONTROL VOLTAGE: 24?230 V UC ±10 % CONTINUOUS CURRENT: 10 A SCREW CONNECTION | 3
17464 | 1124080000 | TERMSERIES RELAY SOCKET N OF CONTACTS: 2 CO CONTACT RATED CONTROL VOLTAGE: 5 V DC ±20 % CONTINUOUS CURRENT: 10 A TENSION-CLAMP CONNECTION | 3
17465 | 1124090000 | TERMSERIES RELAY SOCKET N OF CONTACTS: 2 CO CONTACT RATED CONTROL VOLTAGE: 12 V DC ±20 % CONTINUOUS CURRENT: 10 A TENSION-CLAMP CONNECTION | 3
17466 | 1124100000 | TERMSERIES RELAY SOCKET N OF CONTACTS: 2 CO CONTACT RATED CONTROL VOLTAGE: 24 V DC ±20 % CONTINUOUS CURRENT: 10 A TENSION-CLAMP CONNECTION | 3
17467 | 1124110000 | TERMSERIES RELAY SOCKET N OF CONTACTS: 2 CO CONTACT RATED CONTROL VOLTAGE: 24 V UC ±10 % CONTINUOUS CURRENT: 10 A TENSION-CLAMP CONNECTION | 3
17468 | 1124120000 | TERMSERIES RELAY SOCKET N OF CONTACTS: 2 CO CONTACT RATED CONTROL VOLTAGE: 48 V UC ±10 % CONTINUOUS CURRENT: 10 A TENSION-CLAMP CONNECTION | 3
17469 | 1124130000 | TERMSERIES RELAY SOCKET N OF CONTACTS: 2 CO CONTACT RATED CONTROL VOLTAGE: 60 V UC ±10 % CONTINUOUS CURRENT: 10 A TENSION-CLAMP CONNECTION | 3
17470 | 1124140000 | TERMSERIES RELAY SOCKET N OF CONTACTS: 2 CO CONTACT RATED CONTROL VOLTAGE: 120 V UC ±10 % CONTINUOUS CURRENT: 10 A TENSION-CLAMP CONNECTION | 3
17471 | 1124150000 | TERMSERIES RELAY SOCKET N OF CONTACTS: 2 CO CONTACT RATED CONTROL VOLTAGE: 230 V UC ±10% CONTINUOUS CURRENT: 10 A TENSION-CLAMP CONNECTION | 3
17472 | 1124170000 | TERMSERIES RELAY SOCKET N OF CONTACTS: 2 CO CONTACT RATED CONTROL VOLTAGE: 120 V AC ±10 % CONTINUOUS CURRENT: 10 A TENSION-CLAMP CONNECTION | 3
17473 | 1124180000 | TERMSERIES RELAY SOCKET N OF CONTACTS: 2 CO CONTACT RATED CONTROL VOLTAGE: 230 V AC ±10 % CONTINUOUS CURRENT: 10 A TENSION-CLAMP CONNECTION | 3
17474 | 1124190000 | TERMSERIES RELAY SOCKET N OF CONTACTS: 2 CO CONTACT RATED CONTROL VOLTAGE: 24?230 V UC ±10 % CONTINUOUS CURRENT: 10 A TENSION-CLAMP CONNECTION | 3
17475 | 1126920000 | TERMSERIES SOLID-STATE RELAY 1 NO CONTACT (BIPOLAR TRANSISTOR) RATED CONTROL VOLTAGE: 5 V DC ±20 % RATED SWITCHING VOLTAGE: 3... 48 V DC CONTINUOUS CURRENT: 100 MA SCREW CONNECTION | 3
17476 | 1126930000 | TERMSERIES SOLID-STATE RELAY 1 NO CONTACT (BIPOLAR TRANSISTOR) RATED CONTROL VOLTAGE: 12 V DC ±20 % RATED SWITCHING VOLTAGE: 3... 48 V DC CONTINUOUS CURRENT: 100 MA SCREW CONNECTION | 3
17477 | 1126940000 | TERMSERIES SOLID-STATE RELAY 1 NO CONTACT (BIPOLAR TRANSISTOR) RATED CONTROL VOLTAGE: 24 V DC ±20 % RATED SWITCHING VOLTAGE: 3... 48 V DC CONTINUOUS CURRENT: 100 MA SCREW CONNECTION | 3
17478 | 1126950000 | TERMSERIES SOLID-STATE RELAY 1 NO CONTACT (BIPOLAR TRANSISTOR) RATED CONTROL VOLTAGE: 24 V UC ±10 % RATED SWITCHING VOLTAGE: 3... 48 V DC CONTINUOUS CURRENT: 100 MA SCREW CONNECTION | 3
17479 | 1126960000 | TERMSERIES SOLID-STATE RELAY 1 NO CONTACT (BIPOLAR TRANSISTOR) RATED CONTROL VOLTAGE: 48 V UC ±10 % RATED SWITCHING VOLTAGE: 3... 48 V DC CONTINUOUS CURRENT: 100 MA SCREW CONNECTION | 3
17480 | 1126970000 | TERMSERIES SOLID-STATE RELAY 1 NO CONTACT (BIPOLAR TRANSISTOR) RATED CONTROL VOLTAGE: 60 V UC ±10 % RATED SWITCHING VOLTAGE: 3... 48 V DC CONTINUOUS CURRENT: 100 MA SCREW CONNECTION | 3
17481 | 1126980000 | TERMSERIES SOLID-STATE RELAY 1 NO CONTACT (BIPOLAR TRANSISTOR) RATED CONTROL VOLTAGE: 120 V UC ±10 % RATED SWITCHING VOLTAGE: 3... 48 V DC CONTINUOUS CURRENT: 100 MA SCREW CONNECTION | 3
17482 | 1126990000 | TERMSERIES SOLID-STATE RELAY 1 NO CONTACT (BIPOLAR TRANSISTOR) RATED CONTROL VOLTAGE: 230 V UC ±10% RATED SWITCHING VOLTAGE: 3... 48 V DC CONTINUOUS CURRENT: 100 MA SCREW CONNECTION | 3
17483 | 1127000000 | TERMSERIES SOLID-STATE RELAY 1 NO CONTACT (BIPOLAR TRANSISTOR) RATED CONTROL VOLTAGE: 120 V AC ±10 % RATED SWITCHING VOLTAGE: 3... 48 V DC CONTINUOUS CURRENT: 100 MA SCREW CONNECTION | 3
17484 | 1127010000 | TERMSERIES SOLID-STATE RELAY 1 NO CONTACT (BIPOLAR TRANSISTOR) RATED CONTROL VOLTAGE: 230 V AC ±10 % RATED SWITCHING VOLTAGE: 3... 48 V DC CONTINUOUS CURRENT: 100 MA SCREW CONNECTION | 3
17485 | 1127020000 | TERMSERIES SOLID-STATE RELAY 1 NO CONTACT (BIPOLAR TRANSISTOR) RATED CONTROL VOLTAGE: 24?230 V UC ±10 % RATED SWITCHING VOLTAGE: 3... 48 V DC CONTINUOUS CURRENT: 100 MA SCREW CONNECTION | 3
17486 | 1127030000 | TERMSERIES SOLID-STATE RELAY 1 NO CONTACT (BIPOLAR TRANSISTOR) RATED CONTROL VOLTAGE: 5 V DC ±20 % RATED SWITCHING VOLTAGE: 3... 48 V DC CONTINUOUS CURRENT: 100 MA TENSION-CLAMP CONNECTION | 3
17487 | 1127040000 | TERMSERIES SOLID-STATE RELAY 1 NO CONTACT (BIPOLAR TRANSISTOR) RATED CONTROL VOLTAGE: 12 V DC ±20 % RATED SWITCHING VOLTAGE: 3... 48 V DC CONTINUOUS CURRENT: 100 MA TENSION-CLAMP CONNECTION | 3
17488 | 1127050000 | TERMSERIES SOLID-STATE RELAY 1 NO CONTACT (BIPOLAR TRANSISTOR) RATED CONTROL VOLTAGE: 24 V DC ±20 % RATED SWITCHING VOLTAGE: 3... 48 V DC CONTINUOUS CURRENT: 100 MA TENSION-CLAMP CONNECTION | 3
17489 | 1127060000 | TERMSERIES SOLID-STATE RELAY 1 NO CONTACT (BIPOLAR TRANSISTOR) RATED CONTROL VOLTAGE: 24 V UC ±10 % RATED SWITCHING VOLTAGE: 3... 48 V DC CONTINUOUS CURRENT: 100 MA TENSION-CLAMP CONNECTION | 3
17490 | 1127070000 | TERMSERIES SOLID-STATE RELAY 1 NO CONTACT (BIPOLAR TRANSISTOR) RATED CONTROL VOLTAGE: 48 V UC ±10 % RATED SWITCHING VOLTAGE: 3... 48 V DC CONTINUOUS CURRENT: 100 MA TENSION-CLAMP CONNECTION | 3
17491 | 1127080000 | TERMSERIES SOLID-STATE RELAY 1 NO CONTACT (BIPOLAR TRANSISTOR) RATED CONTROL VOLTAGE: 60 V UC ±10 % RATED SWITCHING VOLTAGE: 3... 48 V DC CONTINUOUS CURRENT: 100 MA TENSION-CLAMP CONNECTION | 3
17492 | 1127090000 | TERMSERIES SOLID-STATE RELAY 1 NO CONTACT (BIPOLAR TRANSISTOR) RATED CONTROL VOLTAGE: 120 V UC ±10 % RATED SWITCHING VOLTAGE: 3... 48 V DC CONTINUOUS CURRENT: 100 MA TENSION-CLAMP CONNECTION | 3
17493 | 1127100000 | TERMSERIES SOLID-STATE RELAY 1 NO CONTACT (BIPOLAR TRANSISTOR) RATED CONTROL VOLTAGE: 230 V UC ±10% RATED SWITCHING VOLTAGE: 3... 48 V DC CONTINUOUS CURRENT: 100 MA TENSION-CLAMP CONNECTION | 3
17494 | 1127110000 | TERMSERIES SOLID-STATE RELAY 1 NO CONTACT (BIPOLAR TRANSISTOR) RATED CONTROL VOLTAGE: 120 V AC ±10 % RATED SWITCHING VOLTAGE: 3... 48 V DC CONTINUOUS CURRENT: 100 MA TENSION-CLAMP CONNECTION | 3
17495 | 1127120000 | TERMSERIES SOLID-STATE RELAY 1 NO CONTACT (BIPOLAR TRANSISTOR) RATED CONTROL VOLTAGE: 230 V AC ±10 % RATED SWITCHING VOLTAGE: 3... 48 V DC CONTINUOUS CURRENT: 100 MA TENSION-CLAMP CONNECTION | 3
17496 | 1127130000 | TERMSERIES SOLID-STATE RELAY 1 NO CONTACT (BIPOLAR TRANSISTOR) RATED CONTROL VOLTAGE: 24?230 V UC ±10 % RATED SWITCHING VOLTAGE: 3... 48 V DC CONTINUOUS CURRENT: 100 MA TENSION-CLAMP CONNECTION | 3
17497 | 1127140000 | TERMSERIES SOLID-STATE RELAY 1 NO CONTACT (MOS-FET) RATED CONTROL VOLTAGE: 5 V DC ±20 % RATED SWITCHING VOLTAGE: 3...33 V DC CONTINUOUS CURRENT: 2 A SCREW CONNECTION | 3
17498 | 1127150000 | TERMSERIES SOLID-STATE RELAY 1 NO CONTACT (MOS-FET) RATED CONTROL VOLTAGE: 12 V DC ±20 % RATED SWITCHING VOLTAGE: 3...33 V DC CONTINUOUS CURRENT: 2 A SCREW CONNECTION | 3
17499 | 1127170000 | TERMSERIES SOLID-STATE RELAY 1 NO CONTACT (MOS-FET) RATED CONTROL VOLTAGE: 24 V DC ±20 % RATED SWITCHING VOLTAGE: 3...33 V DC CONTINUOUS CURRENT: 2 A SCREW CONNECTION | 3
17500 | 1127180000 | TERMSERIES SOLID-STATE RELAY 1 NO CONTACT (MOS-FET) RATED CONTROL VOLTAGE: 24 V UC ±10 % RATED SWITCHING VOLTAGE: 3...33 V DC CONTINUOUS CURRENT: 2 A SCREW CONNECTION | 3
17501 | 1127190000 | TERMSERIES SOLID-STATE RELAY 1 NO CONTACT (MOS-FET) RATED CONTROL VOLTAGE: 48 V UC ±10 % RATED SWITCHING VOLTAGE: 3...33 V DC CONTINUOUS CURRENT: 2 A SCREW CONNECTION | 3
17502 | 1127200000 | TERMSERIES SOLID-STATE RELAY 1 NO CONTACT (MOS-FET) RATED CONTROL VOLTAGE: 60 V UC ±10 % RATED SWITCHING VOLTAGE: 3...33 V DC CONTINUOUS CURRENT: 2 A SCREW CONNECTION | 3
17503 | 1127210000 | TERMSERIES SOLID-STATE RELAY 1 NO CONTACT (MOS-FET) RATED CONTROL VOLTAGE: 120 V UC ±10 % RATED SWITCHING VOLTAGE: 3...33 V DC CONTINUOUS CURRENT: 2 A SCREW CONNECTION | 3
17504 | 1127220000 | TERMSERIES SOLID-STATE RELAY 1 NO CONTACT (MOS-FET) RATED CONTROL VOLTAGE: 230 V UC ±10% RATED SWITCHING VOLTAGE: 3...33 V DC CONTINUOUS CURRENT: 2 A SCREW CONNECTION | 3
17505 | 1127230000 | TERMSERIES SOLID-STATE RELAY 1 NO CONTACT (MOS-FET) RATED CONTROL VOLTAGE: 120 V AC ±10 % RATED SWITCHING VOLTAGE: 3...33 V DC CONTINUOUS CURRENT: 2 A SCREW CONNECTION | 3
17506 | 1127240000 | TERMSERIES SOLID-STATE RELAY 1 NO CONTACT (MOS-FET) RATED CONTROL VOLTAGE: 230 V AC ±10 % RATED SWITCHING VOLTAGE: 3...33 V DC CONTINUOUS CURRENT: 2 A SCREW CONNECTION | 3
17507 | 1127250000 | TERMSERIES SOLID-STATE RELAY 1 NO CONTACT (MOS-FET) RATED CONTROL VOLTAGE: 24?230 V UC ±10 % RATED SWITCHING VOLTAGE: 3...33 V DC CONTINUOUS CURRENT: 2 A SCREW CONNECTION | 3
17508 | 1127270000 | TERMSERIES SOLID-STATE RELAY 1 NO CONTACT (MOS-FET) RATED CONTROL VOLTAGE: 5 V DC ±20 % RATED SWITCHING VOLTAGE: 3...33 V DC CONTINUOUS CURRENT: 2 A TENSION-CLAMP CONNECTION | 3
17509 | 1127280000 | TERMSERIES SOLID-STATE RELAY 1 NO CONTACT (MOS-FET) RATED CONTROL VOLTAGE: 12 V DC ±20 % RATED SWITCHING VOLTAGE: 3...33 V DC CONTINUOUS CURRENT: 2 A TENSION-CLAMP CONNECTION | 3
17510 | 1127290000 | TERMSERIES SOLID-STATE RELAY 1 NO CONTACT (MOS-FET) RATED CONTROL VOLTAGE: 24 V DC ±20 % RATED SWITCHING VOLTAGE: 3...33 V DC CONTINUOUS CURRENT: 2 A TENSION-CLAMP CONNECTION | 3
17511 | 1127300000 | TERMSERIES SOLID-STATE RELAY 1 NO CONTACT (MOS-FET) RATED CONTROL VOLTAGE: 24 V UC ±10 % RATED SWITCHING VOLTAGE: 3...33 V DC CONTINUOUS CURRENT: 2 A TENSION-CLAMP CONNECTION | 3
17512 | 1127310000 | TERMSERIES SOLID-STATE RELAY 1 NO CONTACT (MOS-FET) RATED CONTROL VOLTAGE: 48 V UC ±10 % RATED SWITCHING VOLTAGE: 3...33 V DC CONTINUOUS CURRENT: 2 A TENSION-CLAMP CONNECTION | 3
17513 | 1127320000 | TERMSERIES SOLID-STATE RELAY 1 NO CONTACT (MOS-FET) RATED CONTROL VOLTAGE: 60 V UC ±10 % RATED SWITCHING VOLTAGE: 3...33 V DC CONTINUOUS CURRENT: 2 A TENSION-CLAMP CONNECTION | 3
17514 | 1127330000 | TERMSERIES SOLID-STATE RELAY 1 NO CONTACT (MOS-FET) RATED CONTROL VOLTAGE: 120 V UC ±10 % RATED SWITCHING VOLTAGE: 3...33 V DC CONTINUOUS CURRENT: 2 A TENSION-CLAMP CONNECTION | 3
17515 | 1127340000 | TERMSERIES SOLID-STATE RELAY 1 NO CONTACT (MOS-FET) RATED CONTROL VOLTAGE: 230 V UC ±10% RATED SWITCHING VOLTAGE: 3...33 V DC CONTINUOUS CURRENT: 2 A TENSION-CLAMP CONNECTION | 3
17516 | 1127350000 | TERMSERIES SOLID-STATE RELAY 1 NO CONTACT (MOS-FET) RATED CONTROL VOLTAGE: 120 V AC ±10 % RATED SWITCHING VOLTAGE: 3...33 V DC CONTINUOUS CURRENT: 2 A TENSION-CLAMP CONNECTION | 3
17517 | 1127370000 | TERMSERIES SOLID-STATE RELAY 1 NO CONTACT (MOS-FET) RATED CONTROL VOLTAGE: 230 V AC ±10 % RATED SWITCHING VOLTAGE: 3...33 V DC CONTINUOUS CURRENT: 2 A TENSION-CLAMP CONNECTION | 3
17518 | 1127380000 | TERMSERIES SOLID-STATE RELAY 1 NO CONTACT (MOS-FET) RATED CONTROL VOLTAGE: 24?230 V UC ±10 % RATED SWITCHING VOLTAGE: 3...33 V DC CONTINUOUS CURRENT: 2 A TENSION-CLAMP CONNECTION | 3
17519 | 1127390000 | TERMSERIES SOLID-STATE RELAY 1 NO CONTACT (TRIAC (ZERO-CROSS SWITCH)) RATED CONTROL VOLTAGE: 5 V DC ±20 % RATED SWITCHING VOLTAGE: 24...240 V AC CONTINUOUS CURRENT: 1 A SCREW CONNECTION | 3
17520 | 1127400000 | TERMSERIES SOLID-STATE RELAY 1 NO CONTACT (TRIAC (ZERO-CROSS SWITCH)) RATED CONTROL VOLTAGE: 12 V DC ±20 % RATED SWITCHING VOLTAGE: 24...240 V AC CONTINUOUS CURRENT: 1 A SCREW CONNECTION | 3
17521 | 1127410000 | TERMSERIES SOLID-STATE RELAY 1 NO CONTACT (TRIAC (ZERO-CROSS SWITCH)) RATED CONTROL VOLTAGE: 24 V DC ±20 % RATED SWITCHING VOLTAGE: 24...240 V AC CONTINUOUS CURRENT: 1 A SCREW CONNECTION | 3
17522 | 1127420000 | TERMSERIES SOLID-STATE RELAY 1 NO CONTACT (TRIAC (ZERO-CROSS SWITCH)) RATED CONTROL VOLTAGE: 24 V UC ±10 % RATED SWITCHING VOLTAGE: 24...240 V AC CONTINUOUS CURRENT: 1 A SCREW CONNECTION | 3
17523 | 1127430000 | TERMSERIES SOLID-STATE RELAY 1 NO CONTACT (TRIAC (ZERO-CROSS SWITCH)) RATED CONTROL VOLTAGE: 48 V UC ±10 % RATED SWITCHING VOLTAGE: 24...240 V AC CONTINUOUS CURRENT: 1 A SCREW CONNECTION | 3
17524 | 1127440000 | TERMSERIES SOLID-STATE RELAY 1 NO CONTACT (TRIAC (ZERO-CROSS SWITCH)) RATED CONTROL VOLTAGE: 60 V UC ±10 % RATED SWITCHING VOLTAGE: 24...240 V AC CONTINUOUS CURRENT: 1 A SCREW CONNECTION | 3
17525 | 1127450000 | TERMSERIES SOLID-STATE RELAY 1 NO CONTACT (TRIAC (ZERO-CROSS SWITCH)) RATED CONTROL VOLTAGE: 120 V UC ±10 % RATED SWITCHING VOLTAGE: 24...240 V AC CONTINUOUS CURRENT: 1 A SCREW CONNECTION | 3
17526 | 1127470000 | TERMSERIES SOLID-STATE RELAY 1 NO CONTACT (TRIAC (ZERO-CROSS SWITCH)) RATED CONTROL VOLTAGE: 230 V UC +5 %/ -10 % RATED SWITCHING VOLTAGE: 24...240 V AC CONTINUOUS CURRENT: 1 A SCREW CONNECTION | 3
17527 | 1127480000 | TERMSERIES SOLID-STATE RELAY 1 NO CONTACT (TRIAC (ZERO-CROSS SWITCH)) RATED CONTROL VOLTAGE: 120 V AC ±10 % RATED SWITCHING VOLTAGE: 24...240 V AC CONTINUOUS CURRENT: 1 A SCREW CONNECTION | 3
17528 | 1127490000 | TERMSERIES SOLID-STATE RELAY 1 NO CONTACT (TRIAC (ZERO-CROSS SWITCH)) RATED CONTROL VOLTAGE: 230 V AC +5 % / -10 % RATED SWITCHING VOLTAGE: 24...240 V AC CONTINUOUS CURRENT: 1 A SCREW CONNECTION | 3
17529 | 1127500000 | TERMSERIES SOLID-STATE RELAY 1 NO CONTACT (TRIAC (ZERO-CROSS SWITCH)) RATED CONTROL VOLTAGE: 24?230 V UC ±10 % RATED SWITCHING VOLTAGE: 24...240 V AC CONTINUOUS CURRENT: 1 A SCREW CONNECTION | 3
17530 | 1127510000 | TERMSERIES SOLID-STATE RELAY 1 NO CONTACT (TRIAC (ZERO-CROSS SWITCH)) RATED CONTROL VOLTAGE: 5 V DC ±20 % RATED SWITCHING VOLTAGE: 24...240 V AC CONTINUOUS CURRENT: 1 A TENSION-CLAMP CONNECTION | 3
17531 | 1127520000 | TERMSERIES SOLID-STATE RELAY 1 NO CONTACT (TRIAC (ZERO-CROSS SWITCH)) RATED CONTROL VOLTAGE: 12 V DC ±20 % RATED SWITCHING VOLTAGE: 24...240 V AC CONTINUOUS CURRENT: 1 A TENSION-CLAMP CONNECTION | 3
17532 | 1127530000 | TERMSERIES SOLID-STATE RELAY 1 NO CONTACT (TRIAC (ZERO-CROSS SWITCH)) RATED CONTROL VOLTAGE: 24 V DC ±20 % RATED SWITCHING VOLTAGE: 24...240 V AC CONTINUOUS CURRENT: 1 A TENSION-CLAMP CONNECTION | 3
17533 | 1127540000 | TERMSERIES SOLID-STATE RELAY 1 NO CONTACT (TRIAC (ZERO-CROSS SWITCH)) RATED CONTROL VOLTAGE: 24 V UC ±10 % RATED SWITCHING VOLTAGE: 24...240 V AC CONTINUOUS CURRENT: 1 A TENSION-CLAMP CONNECTION | 3
17534 | 1127550000 | TERMSERIES SOLID-STATE RELAY 1 NO CONTACT (TRIAC (ZERO-CROSS SWITCH)) RATED CONTROL VOLTAGE: 48 V UC ±10 % RATED SWITCHING VOLTAGE: 24...240 V AC CONTINUOUS CURRENT: 1 A TENSION-CLAMP CONNECTION | 3
17535 | 1127570000 | TERMSERIES SOLID-STATE RELAY 1 NO CONTACT (TRIAC (ZERO-CROSS SWITCH)) RATED CONTROL VOLTAGE: 60 V UC ±10 % RATED SWITCHING VOLTAGE: 24...240 V AC CONTINUOUS CURRENT: 1 A TENSION-CLAMP CONNECTION | 3
17536 | 1127580000 | TERMSERIES SOLID-STATE RELAY 1 NO CONTACT (TRIAC (ZERO-CROSS SWITCH)) RATED CONTROL VOLTAGE: 120 V UC ±10 % RATED SWITCHING VOLTAGE: 24...240 V AC CONTINUOUS CURRENT: 1 A TENSION-CLAMP CONNECTION | 3
17537 | 1127590000 | TERMSERIES SOLID-STATE RELAY 1 NO CONTACT (TRIAC (ZERO-CROSS SWITCH)) RATED CONTROL VOLTAGE: 230 V UC +5 %/ -10 % RATED SWITCHING VOLTAGE: 24...240 V AC CONTINUOUS CURRENT: 1 A TENSION-CLAMP CONNECTION | 3
17538 | 1127600000 | TERMSERIES SOLID-STATE RELAY 1 NO CONTACT (TRIAC (ZERO-CROSS SWITCH)) RATED CONTROL VOLTAGE: 120 V AC ±10 % RATED SWITCHING VOLTAGE: 24...240 V AC CONTINUOUS CURRENT: 1 A TENSION-CLAMP CONNECTION | 3
17539 | 1127610000 | TERMSERIES SOLID-STATE RELAY 1 NO CONTACT (TRIAC (ZERO-CROSS SWITCH)) RATED CONTROL VOLTAGE: 230 V AC +5 % / -10 % RATED SWITCHING VOLTAGE: 24...240 V AC CONTINUOUS CURRENT: 1 A TENSION-CLAMP CONNECTION | 3
17540 | 1127620000 | TERMSERIES SOLID-STATE RELAY 1 NO CONTACT (TRIAC (ZERO-CROSS SWITCH)) RATED CONTROL VOLTAGE: 24?230 V UC ±10 % RATED SWITCHING VOLTAGE: 24...240 V AC CONTINUOUS CURRENT: 1 A TENSION-CLAMP CONNECTION | 3
17541 | 1127630000 | TERMSERIES SOLID-STATE RELAY 1 NO CONTACT (MOS-FET) RATED CONTROL VOLTAGE: 24 V DC ±20 % RATED SWITCHING VOLTAGE: 3...33 V DC CONTINUOUS CURRENT: 3.5 A SCREW CONNECTION | 3
17542 | 1127640000 | TERMSERIES SOLID-STATE RELAY 1 NO CONTACT (MOS-FET) RATED CONTROL VOLTAGE: 24?230 V UC ±10 % RATED SWITCHING VOLTAGE: 3...33 V DC CONTINUOUS CURRENT: 3.5 A SCREW CONNECTION | 3
17543 | 1127650000 | TERMSERIES SOLID-STATE RELAY 1 NO CONTACT (MOS-FET) RATED CONTROL VOLTAGE: 24 V DC ±20 % RATED SWITCHING VOLTAGE: 3...33 V DC CONTINUOUS CURRENT: 3.5 A TENSION-CLAMP CONNECTION | 3
17544 | 1127670000 | TERMSERIES SOLID-STATE RELAY 1 NO CONTACT (MOS-FET) RATED CONTROL VOLTAGE: 24?230 V UC ±10 % RATED SWITCHING VOLTAGE: 3...33 V DC CONTINUOUS CURRENT: 3.5 A TENSION-CLAMP CONNECTION | 3
17545 | 1127680000 | TERMSERIES SOLID-STATE RELAY 1 NO CONTACT (TRIAC (ZERO-CROSS SWITCH)) RATED CONTROL VOLTAGE: 24 V DC ±20 % RATED SWITCHING VOLTAGE: 12...275 V AC CONTINUOUS CURRENT: 1 A SCREW CONNECTION | 3
17546 | 1127690000 | TERMSERIES SOLID-STATE RELAY 1 NO CONTACT (TRIAC (ZERO-CROSS SWITCH)) RATED CONTROL VOLTAGE: 24?230 V UC ±10 % RATED SWITCHING VOLTAGE: 12...275 V AC CONTINUOUS CURRENT: 1 A SCREW CONNECTION | 3
17547 | 1127700000 | TERMSERIES SOLID-STATE RELAY 1 NO CONTACT (TRIAC (ZERO-CROSS SWITCH)) RATED CONTROL VOLTAGE: 24 V DC ±20 % RATED SWITCHING VOLTAGE: 12...275 V AC CONTINUOUS CURRENT: 1 A TENSION-CLAMP CONNECTION | 3
17548 | 1127710000 | TERMSERIES SOLID-STATE RELAY 1 NO CONTACT (TRIAC (ZERO-CROSS SWITCH)) RATED CONTROL VOLTAGE: 24?230 V UC ±10 % RATED SWITCHING VOLTAGE: 12...275 V AC CONTINUOUS CURRENT: 1 A TENSION-CLAMP CONNECTION | 3
17549 | 1127720000 | TERMSERIES RELAY SOCKET 1 NO CONTACT CO CONTACT () RATED CONTROL VOLTAGE: 24 V DC ±20 % RATED SWITCHING VOLTAGE: 250 V AC CONTINUOUS CURRENT: 16 A SCREW CONNECTION | 3
17550 | 1127730000 | TERMSERIES RELAY SOCKET 1 NO CONTACT CO CONTACT () RATED CONTROL VOLTAGE: 24?230 V UC ±10 % RATED SWITCHING VOLTAGE: 250 V AC CONTINUOUS CURRENT: 16 A SCREW CONNECTION | 3
17551 | 1127740000 | TERMSERIES RELAY SOCKET RATED CONTROL VOLTAGE: 24 V DC ±20 % RATED SWITCHING VOLTAGE: 250 V AC CONTINUOUS CURRENT: 16 A TENSION-CLAMP CONNECTION | 3
17552 | 1127750000 | TERMSERIES RELAY SOCKET RATED CONTROL VOLTAGE: 24?230 V UC ±10 % RATED SWITCHING VOLTAGE: 250 V AC CONTINUOUS CURRENT: 16 A TENSION-CLAMP CONNECTION | 3
17553 | 1130670000 | SURGE PROTECTION FOR INSTRUMENTATION AND CONTROL SURGE PROTECTION FOR MEASUREMENT AND CONTROL UP(L/N-PE) ? 1.8 KV | 37
17554 | 1131740000 | PE TERMINAL TENSION-CLAMP CONNECTION 2.5 MM² 500 300 A (2.5 MM²) DARK | 721
17555 | 1131750000 | MULTI-TIER MODULAR TERMINAL TENSION-CLAMP CONNECTION 2.5 MM² 500 V 20 A DARK | 721
17556 | 1131760000 | MULTI-TIER MODULAR TERMINAL TENSION-CLAMP CONNECTION 2.5 MM² 500 V 20 A DARK | 721
17557 | 1131840000 | SWITCHMARK DEVICE MARKERS 27 X 27 MM SWITCHMARK HOLDER | 44
17558 | 1132070000 | RIDERSERIES RCI CROSS-CONNECTOR | 484
17559 | 1132080000 | RIDERSERIES RCM CROSS-CONNECTOR | 484
17560 | 1135050000 | Z-SERIES FUSE TERMINAL RATED CROSS-SECTION: 6 MM² TENSION-CLAMP CONNECTION | 7
17561 | 1135070000 | Z-SERIES INSTALLATION MULTI-TIER TERMINAL NEUTRAL CONDUCTOR MODULAR TERMINAL RATED CROSS-SECTION: 16 MM² TENSION-CLAMP CONNECTION DIRECT MOUNTING | 260
17562 | 1167440000 | W-SERIES LOCKING CLIPS | 943
17563 | 1167630000 | ACCESSORIES FUSE HOLDER RATED CROSS-SECTION: DIRECT MOUNTING | 189
17564 | 1167640000 | ACCESSORIES FUSE HOLDER RATED CROSS-SECTION: DIRECT MOUNTING | 189
17565 | 1167650000 | ACCESSORIES FUSE HOLDER RATED CROSS-SECTION: DIRECT MOUNTING | 189
17566 | 1167670000 | ACCESSORIES FUSE HOLDER RATED CROSS-SECTION: DIRECT MOUNTING | 189
17567 | 1167680000 | ACCESSORIES FUSE HOLDER RATED CROSS-SECTION: DIRECT MOUNTING | 189
17568 | 1167850000 | CLAMPING YOKE CLAMPING YOKE FOR SHIELD CONNECTION STEEL | 594
17569 | 1168820000 | ELECTRONICS HOUSINGS RS 90 END PLATE WIDTH: 5 MM | 529
17570 | 1168970000 | ELECTRONICS HOUSINGS MOUNTING FLANGE ACCESSORIES | 698
17571 | 1172210000 | RIDERSERIES RC FILTER RATED CONTROL VOLTAGE: 230 V UC PLUG-IN CONNECTION | 95
17572 | 1186630000 | FEED-THROUGH TERMINAL SCREW CONNECTION 50 MM² 1000 V 150 A DARK | 10
17573 | 1186720000 | W-SERIES END PLATE | 78
17574 | 1186730000 | W-SERIES END PLATE | 78
17575 | 1186740000 | FEED-THROUGH TERMINAL DOUBLE-TIER TERMINAL SCREW CONNECTION 10 MM² 800 V 57 A DARK | 10
17576 | 1186750000 | FEED-THROUGH TERMINAL DOUBLE-TIER TERMINAL SCREW CONNECTION 10 MM² 800 V 57 A | 10
17577 | 1186770000 | FEED-THROUGH TERMINAL DOUBLE-TIER TERMINAL SCREW CONNECTION 10 MM² 800 V 57 A DARK | 10
17578 | 1186780000 | FEED-THROUGH TERMINAL DOUBLE-TIER TERMINAL SCREW CONNECTION 10 MM² 800 V 57 A | 10
17579 | 1188830000 | TERMOPTO SOLID-STATE RELAY 1 NO CONTACT (TRANSISTOR) RATED CONTROL VOLTAGE: 120 V AC ±20 % RATED SWITCHING VOLTAGE: 5...48 V DC CONTINUOUS CURRENT: 500 MA PUSH IN | 3
17580 | 1227850000 | Z-SERIES END BRACKET | 412
17581 | 1230130000 | P-SERIES PARTITION PLATE GREY 2 MM PRINTED 0-15 HORIZONTALLY | 197
17582 | 1231330000 | TEST-DISCONNECT TERMINAL SCREW CONNECTION 4 MM² 500 V 27 A PIVOTING | 36
17583 | 1231870000 | P-SERIES FUSE TERMINAL RATED CROSS-SECTION: 6 MM² PUSH IN | 422
17584 | 1231880000 | P-SERIES FUSE TERMINAL RATED CROSS-SECTION: 6 MM² PUSH IN | 422
17585 | 1238280000 | DEKAFIX TERMINAL MARKER 5 X 6 MM PITCH IN MM (P): 6.00 WEIDMUELLER | 13
17586 | 1238920000 | W-SERIES FEED-THROUGH TERMINAL RATED CROSS-SECTION: 6 MM² SCREW CONNECTION | 7
17587 | 1240780000 | TERMSERIES SUPPLY MODULE N OF CONTACTS: 5 CONTINUOUS CURRENT: 10 A SCREW CONNECTION | 601
17588 | 1240790000 | TERMSERIES SUPPLY MODULE N OF CONTACTS: 5 CONTINUOUS CURRENT: 10 A TENSION-CLAMP CONNECTION | 601
17589 | 1240800000 | TERMSERIES PARTITION PLATE | 1276
17590 | 1243790000 | AUTOMATIC STRIPPER AND CRIMPER | 318
17591 | 1244760000 | THM DEVICE MARKERS 40 X 60 MM | 1163
17592 | 1246790000 | RIDERSERIES RCM RELAY MODULE N OF CONTACTS: 4 CO CONTACT WITH TEST BUTTON AGNI RATED CONTROL VOLTAGE: 24 V DC CONTINUOUS CURRENT: 6 A TENSION-CLAMP CONNECTION TEST BUTTON AVAILABLE: YES | 3
17593 | 1246990000 | ACCESSORIES BUSBAR | 335
17594 | 1247290000 | TEST-DISCONNECT TERMINAL SCREW CONNECTION 2.5 MM² 500 V 24 A PIVOTING DARK | 36
17595 | 1247310000 | TEST-DISCONNECT TERMINAL SCREW CONNECTION 2.5 MM² 500 V 24 A PIVOTING DARK | 36
17596 | 1247420000 | TEST-DISCONNECT TERMINAL SCREW CONNECTION 2.5 MM² 500 V 24 A PIVOTING DARK | 36
17597 | 1247430000 | TEST-DISCONNECT TERMINAL SCREW CONNECTION 2.5 MM² 500 V 24 A PIVOTING DARK | 36
17598 | 1252490000 | CLAMPING YOKE CLAMPING YOKE | 402
17599 | 1252510000 | CLAMPING YOKE | 402
17600 | 1252520000 | CLAMPING YOKE | 402
17601 | 1252530000 | CLAMPING YOKE | 402
17602 | 1252540000 | CLAMPING YOKE CLAMPING YOKE FOR SHIELD CONNECTION | 594
17603 | 1252550000 | CLAMPING YOKE CLAMPING YOKE FOR SHIELD CONNECTION | 594
17604 | 1253250000 | P-SERIES PARTITION PLATE GREY 2 MM PRINTED 8-1 VERTICAL | 297
17605 | 1254730000 | P-SERIES PARTITION PLATE GREY 2 MM PRINTED 16-1 VERTICAL | 297
17606 | 1254740000 | P-SERIES PARTITION PLATE GREY 2 MM PRINTED 4-1 VERTICAL | 297
17607 | 1254880000 | TERMOPTO SOLID-STATE RELAY 1 NO CONTACT (MOS-FET) RATED CONTROL VOLTAGE: 24 V DC ±20 % RATED SWITCHING VOLTAGE: 3...33 V DC CONTINUOUS CURRENT: 4 A PUSH IN | 3
17608 | 1255280000 | FEED-THROUGH TERMINAL DOUBLE-TIER TERMINAL SCREW CONNECTION 2.5 MM² 400 V GREY | 10
17609 | 1259130000 | Z-SERIES END PLATE | 115
17610 | 1264170000 | Z-SERIES END BRACKET | 412
17611 | 1265990000 | Z-SERIES FUSE TERMINAL RATED CROSS-SECTION: 6 MM² TENSION-CLAMP CONNECTION | 7
17612 | 1266520000 | W-SERIES PARTITION PLATE | 283
17613 | 1267790000 | P-SERIES PATCH DISTRIBUTOR RATED CROSS-SECTION: 1.5 MM² N OF LEVELS: 16 N OF CONNECTIONS: 64 COLOUR: COLOUR OF OPERATIONAL ELEMENTS: - TS 35 X 15 | 103
17614 | 1267800000 | P-SERIES PATCH DISTRIBUTOR RATED CROSS-SECTION: 1.5 MM² N OF LEVELS: 16 N OF CONNECTIONS: 64 COLOUR: COLOUR OF OPERATIONAL ELEMENTS: - TS 35 X 15 | 103
17615 | 1267810000 | P-SERIES PATCH DISTRIBUTOR RATED CROSS-SECTION: 1.5 MM² N OF LEVELS: 16 N OF CONNECTIONS: 64 COLOUR: COLOUR OF OPERATIONAL ELEMENTS: - TS 35 X 7.5 | 103
17616 | 1267820000 | P-SERIES PATCH DISTRIBUTOR RATED CROSS-SECTION: 1.5 MM² N OF LEVELS: 16 N OF CONNECTIONS: 64 COLOUR: COLOUR OF OPERATIONAL ELEMENTS: - TS 35 X 7.5 | 103
17617 | 1267830000 | P-SERIES PATCH DISTRIBUTOR RATED CROSS-SECTION: 1.5 MM² N OF LEVELS: 8 N OF CONNECTIONS: 32 COLOUR: COLOUR OF OPERATIONAL ELEMENTS: - TS 35 X 15 | 103
17618 | 1267840000 | P-SERIES PATCH DISTRIBUTOR RATED CROSS-SECTION: 1.5 MM² N OF LEVELS: 8 N OF CONNECTIONS: 32 COLOUR: COLOUR OF OPERATIONAL ELEMENTS: - TS 35 X 7.5 | 103
17619 | 1267870000 | P-SERIES POTENTIAL DISTRIBUTOR RATED CROSS-SECTION: 1.5 MM² N OF LEVELS: 8 N OF CONNECTIONS: 32 COLOUR: | 103
17620 | 1267880000 | P-SERIES POTENTIAL DISTRIBUTOR RATED CROSS-SECTION: 1.5 MM² N OF LEVELS: 8 N OF CONNECTIONS: 32 COLOUR: | 103
17621 | 1267890000 | P-SERIES PATCH DISTRIBUTOR RATED CROSS-SECTION: 1.5 MM² N OF LEVELS: 4 N OF CONNECTIONS: 16 COLOUR: COLOUR OF OPERATIONAL ELEMENTS: TS 35 X 15 | 103
17622 | 1267900000 | P-SERIES PATCH DISTRIBUTOR RATED CROSS-SECTION: 1.5 MM² N OF LEVELS: 4 N OF CONNECTIONS: 16 COLOUR: COLOUR OF OPERATIONAL ELEMENTS: TS 35 X 7.5 | 103
17623 | 1267910000 | P-SERIES POTENTIAL DISTRIBUTOR RATED CROSS-SECTION: 1.5 MM² N OF LEVELS: 4 N OF CONNECTIONS: 16 COLOUR: | 103
17624 | 1267920000 | P-SERIES POTENTIAL DISTRIBUTOR RATED CROSS-SECTION: 1.5 MM² N OF LEVELS: 4 N OF CONNECTIONS: 16 COLOUR: | 103
17625 | 1267930000 | P-SERIES MARKER HOLDER N OF LEVELS: 16 TS 35 X 15 | 267
17626 | 1267940000 | P-SERIES MARKER HOLDER N OF LEVELS: 16 TS 35 X 7.5 | 267
17627 | 1267950000 | P-SERIES MARKER HOLDER N OF LEVELS: 8 TS 35 X 15 | 267
17628 | 1267970000 | P-SERIES MARKER HOLDER N OF LEVELS: 8 TS 35 X 7.5 | 267
17629 | 1267980000 | P-SERIES MARKER HOLDER N OF LEVELS: 4 TS 35 X 15 | 267
17630 | 1267990000 | P-SERIES MARKER HOLDER N OF LEVELS: 4 TS 35 X 7.5 | 267
17631 | 1268000000 | P-SERIES END PLATE 3 MM | 569
17632 | 1268010000 | P-SERIES END PLATE 3 MM | 569
17633 | 1269050000 | ACCESSORIES END BRACKET | 234
17634 | 1270040000 | W-SERIES FEED-THROUGH TERMINAL RATED CROSS-SECTION: 2.5 MM² SCREW CONNECTION | 7
17635 | 1270050000 | W-SERIES PE TERMINAL FEED-THROUGH TERMINAL RATED CROSS-SECTION: 2.5 MM² SCREW CONNECTION | 7
17636 | 1270070000 | W-SERIES TEST-DISCONNECT TERMINAL RATED CROSS-SECTION: 2.5 MM² SCREW CONNECTION | 7
17637 | 1270080000 | W-SERIES TEST-DISCONNECT TERMINAL PE TERMINAL RATED CROSS-SECTION: 2.5 MM² SCREW CONNECTION | 7
17638 | 1271530000 | Z-SERIES INSTALLATION MULTI-TIER TERMINAL FEED-THROUGH TERMINAL RATED CROSS-SECTION: 2.5 MM² TENSION-CLAMP CONNECTION DIRECT MOUNTING | 18
17639 | 1272380000 | W-SERIES END PLATE | 78
17640 | 1275100000 | TERMOPTO SOLID-STATE RELAY 1 NO CONTACT (MOS-FET) RATED CONTROL VOLTAGE: 24 V DC ±20 % RATED SWITCHING VOLTAGE: 3...33 V DC CONTINUOUS CURRENT: 4 A SCREW CONNECTION | 3
17641 | 1283230000 | MICROOPTO SOLID-STATE RELAY 1 NO CONTACT (INTELLIGENT POWER MOS-FET) RATED CONTROL VOLTAGE: 24 V DC ±20 % RATED SWITCHING VOLTAGE: 8...30 V DC CONTINUOUS CURRENT: 2 A SCREW CONNECTION | 3
17642 | 1288250000 | P-SERIES PATCH DISTRIBUTOR RATED CROSS-SECTION: 1.5 MM² N OF LEVELS: 8 N OF CONNECTIONS: 32 COLOUR: COLOUR OF OPERATIONAL ELEMENTS: TS 35 X 7.5 | 103
17643 | 1288260000 | P-SERIES PATCH DISTRIBUTOR RATED CROSS-SECTION: 1.5 MM² N OF LEVELS: 8 N OF CONNECTIONS: 32 COLOUR: COLOUR OF OPERATIONAL ELEMENTS: TS 35 X 7.5 | 103
17644 | 1288320000 | CLIPCARD DEVICE MARKERS 15 X 17 MM | 64
17645 | 1288330000 | CLIPCARD DEVICE MARKERS 15 X 27 MM | 64
17646 | 1288340000 | CLIPCARD DEVICE MARKERS 15 X 60 MM | 64
17647 | 1288380000 | CLIPCARD DEVICE MARKERS 15 X 49 MM | 64
17648 | 1288390000 | CLIPCARD DEVICE MARKERS 54 X 85 MM | 64
17649 | 1297870000 | P-SERIES PARTITION PLATE GREY 2 MM PRINTED R-A HORIZONTALLY | 197
17650 | 1297880000 | P-SERIES PARTITION PLATE GREY 2 MM PRINTED A-P HORIZONTALLY | 197
17651 | 1297890000 | P-SERIES PARTITION PLATE GREY 2 MM PRINTED D-A HORIZONTALLY | 197
17652 | 1297910000 | Z-SERIES PLUG-IN CONNECTOR DIRECT MOUNTING | 18
17653 | 1298070000 | FEED-THROUGH TERMINAL SCREW CONNECTION 50 MM² 1000 V 150 A | 10
17654 | 1298080000 | FEED-THROUGH TERMINAL SCREW CONNECTION 35 MM² 1000 V 125 A | 10
17655 | 1301610000 | P-SERIES POTENTIAL DISTRIBUTOR RATED CROSS-SECTION: 1.5 MM² N OF LEVELS: 4 N OF CONNECTIONS: 16 COLOUR: ORANGE | 103
17656 | 1301620000 | P-SERIES POTENTIAL DISTRIBUTOR RATED CROSS-SECTION: 1.5 MM² N OF LEVELS: 8 N OF CONNECTIONS: 32 COLOUR: ORANGE | 103
17657 | 1301630000 | P-SERIES POTENTIAL DISTRIBUTOR RATED CROSS-SECTION: 1.5 MM² N OF LEVELS: 4 N OF CONNECTIONS: 16 COLOUR: ORANGE | 103
17658 | 1301640000 | P-SERIES POTENTIAL DISTRIBUTOR RATED CROSS-SECTION: 1.5 MM² N OF LEVELS: 8 N OF CONNECTIONS: 32 COLOUR: ORANGE | 103
17659 | 1303670000 | W-SERIES FEED-THROUGH TERMINAL DOUBLE-TIER TERMINAL RATED CROSS-SECTION: 2.5 MM² SCREW CONNECTION | 7
17660 | 1304720000 | Z-SERIES FEED-THROUGH TERMINAL RATED CROSS-SECTION: 2.5 MM² TENSION-CLAMP CONNECTION | 7
17661 | 1305230000 | W-SERIES COVER | 1000
17662 | 1305240000 | W-SERIES END PLATE | 78
17663 | 1305250000 | W-SERIES END PLATE | 78
17664 | 1305260000 | W-SERIES END PLATE | 78
17665 | 1307680000 | P-SERIES PARTITION PLATE GREY 2 MM PRINTED A-H HORIZONTALLY | 197
17666 | 1307880000 | SURGE PROTECTION FOR INSTRUMENTATION AND CONTROL SURGE PROTECTION FOR MEASUREMENT AND CONTROL UP(L/N-PE) < 1300 V | 37
17667 | 1310540000 | THM DEVICE MARKERS 8 X 8 MM | 774
17668 | 1312390000 | P-SERIES PARTITION PLATE GREY 2 MM PRINTED D-A VERTICAL | 297
17669 | 1312400000 | P-SERIES PARTITION PLATE GREY 2 MM PRINTED 9-16 VERTICAL | 297
17670 | 1312410000 | P-SERIES PARTITION PLATE GREY 2 MM PRINTED 1-8 VERTICAL | 297
17671 | 1312830000 | Z-SERIES FEED-THROUGH TERMINAL RATED CROSS-SECTION: 4 MM² TENSION-CLAMP CONNECTION | 7
17672 | 1314420000 | BOLT-TYPE SCREW TERMINALS PARTITION PLATE DARK 2 MM | 263
17673 | 1314690000 | P-SERIES PARTITION PLATE GREY 2 MM PRINTED H-A HORIZONTALLY | 197
17674 | 1315780000 | Z-SERIES FUSE TERMINAL RATED CROSS-SECTION: 2.5 MM² TENSION-CLAMP CONNECTION DIRECT MOUNTING | 7
17675 | 1315790000 | Z-SERIES FUSE TERMINAL RATED CROSS-SECTION: 2.5 MM² TENSION-CLAMP CONNECTION DIRECT MOUNTING | 7
17676 | 1315800000 | Z-SERIES FUSE TERMINAL RATED CROSS-SECTION: 2.5 MM² TENSION-CLAMP CONNECTION DIRECT MOUNTING | 7
17677 | 1315820000 | Z-SERIES FUSE TERMINAL RATED CROSS-SECTION: 2.5 MM² TENSION-CLAMP CONNECTION DIRECT MOUNTING | 7
17678 | 1315840000 | Z-SERIES FUSE TERMINAL RATED CROSS-SECTION: 2.5 MM² TENSION-CLAMP CONNECTION DIRECT MOUNTING | 7
17679 | 1315880000 | Z-SERIES FUSE TERMINAL RATED CROSS-SECTION: 2.5 MM² TENSION-CLAMP CONNECTION DIRECT MOUNTING | 7
17680 | 1315900000 | Z-SERIES FUSE TERMINAL RATED CROSS-SECTION: 2.5 MM² TENSION-CLAMP CONNECTION DIRECT MOUNTING | 7
17681 | 1315920000 | Z-SERIES FUSE TERMINAL RATED CROSS-SECTION: 2.5 MM² TENSION-CLAMP CONNECTION DIRECT MOUNTING | 7
17682 | 1316880000 | FEED-THROUGH TERMINAL TENSION-CLAMP CONNECTION 2.5 MM² 800 V 24 A ORANGE | 10
17683 | 1316890000 | FEED-THROUGH TERMINAL TENSION-CLAMP CONNECTION 2.5 MM² 800 V 24 A ORANGE | 10
17684 | 1317840000 | P-SERIES PARTITION PLATE GREY 2 MM PRINTED 1-8 HORIZONTALLY | 197
17685 | 1317850000 | P-SERIES PARTITION PLATE GREY 2 MM PRINTED 8-1 HORIZONTALLY | 197
17686 | 1324100000 | W-SERIES ADAPTER | 1301
17687 | 1334480000 | Z-SERIES FUSE TERMINAL RATED CROSS-SECTION: 2.5 MM² TENSION-CLAMP CONNECTION | 7
17688 | 1335100000 | THM DEVICE MARKERS 19 X 38 MM | 77
17689 | 1336670000 | SWITCHMARK DEVICE MARKERS 18 X 35 MM TO CUSTOMER SPECIFICATION | 117
17690 | 1336690000 | SWITCHMARK DEVICE MARKERS 18 X 35 MM | 44
17691 | 1336700000 | SWITCHMARK DEVICE MARKERS 18 X 35 MM GREY | 44
17692 | 1338280000 | THM DEVICE MARKERS 17.5 X 17.5 MM | 293
17693 | 1339570000 | TERMINAL MARKERS INSERT MARKERS 27 X 6.3 MM | 167
17694 | 1339580000 | TERMINAL MARKERS INSERT MARKERS 27 X 6.3 MM | 167
17695 | 1339670000 | THM DEVICE MARKERS | 749
17696 | 1340340000 | P-SERIES PARTITION PLATE GREY 2 MM PRINTED 17-32 HORIZONTALLY | 197
17697 | 1341140000 | METALLICARD ADHESIVE STRIP 27 X 18 MM TRANSPARENT | 430
17698 | 1341150000 | METALLICARD ADHESIVE STRIP 15 X 60 MM TRANSPARENT | 430
17699 | 1341170000 | METALLICARD ADHESIVE STRIP 15 X 45 MM TRANSPARENT | 430
17700 | 1341180000 | METALLICARD ADHESIVE STRIP TRANSPARENT | 1198
17701 | 1341610000 | DEKAFIX TERMINAL MARKER 5 X 8 MM PITCH IN MM (P): 8.00 WEIDMUELLER TO CUSTOMER SPECIFICATION | 49
17702 | 1345280000 | TEST-DISCONNECT TERMINAL SCREW CONNECTION 6 MM² 630 V 41 A SLIDING DARK | 36
17703 | 1346130000 | SWITCHMARK DEVICE MARKERS 18 X 27 MM SWITCHMARK HOLDER GREEN | 44
17704 | 1346320000 | ESG DEVICE MARKERS X 15 MM PA 66 COLOUR: TO CUSTOMER SPECIFICATION | 92
17705 | 1407760000 | PRINTED CIRCUIT BOARD TERMINALS 3.50 MM N OF POLES: 12 90° SOLDER PIN LENGTH (L): 3.2 MM TINNED CLAMPING YOKE CONNECTION CLAMPING RANGE MAX. : 2.08 MM² | 1
17706 | 1409260000 | PCB PLUG-IN CONNECTOR MALE HEADER DOVETAILS FOR FIXING BLOCKS THT SOLDER CONNECTION 5.08 MM N OF POLES: 2 90° SOLDER PIN LENGTH (L): 3.2 MM TINNED PALE GREEN BOX | 0
17707 | 1409360000 | PCB PLUG-IN CONNECTOR MALE HEADER DOVETAILS FOR FIXING BLOCKS THT SOLDER CONNECTION 5.08 MM N OF POLES: 2 180° SOLDER PIN LENGTH (L): 3.2 MM TINNED PALE GREEN BOX | 0
17708 | 1410320000 | PCB PLUG-IN CONNECTOR FEMALE PLUG 5.00 MM N OF POLES: 18 180° CLAMPING YOKE CONNECTION CLAMPING RANGE MAX. : 4 MM² BOX | 1
17709 | 1410330000 | PCB PLUG-IN CONNECTOR FEMALE PLUG 5.08 MM N OF POLES: 18 180° CLAMPING YOKE CONNECTION CLAMPING RANGE MAX. : 4 MM² BOX | 1
17710 | 1410510000 | PCB PLUG-IN CONNECTOR MALE HEADER OPEN SIDE THT SOLDER CONNECTION 5.00 MM N OF POLES: 7 90° SOLDER PIN LENGTH (L): 3.2 MM TINNED BOX | 0
17711 | 1420580000 | PCB PLUG-IN CONNECTOR FEMALE PLUG PITCH IN MM (P): 7.50 MM N OF POLES: 2 BOX | 1
17712 | 1420590000 | PCB PLUG-IN CONNECTOR FEMALE PLUG PITCH IN MM (P): 7.50 MM N OF POLES: 3 BOX | 1
17713 | 1420610000 | PCB PLUG-IN CONNECTOR FEMALE PLUG PITCH IN MM (P): 7.50 MM N OF POLES: 4 BOX | 1
17714 | 1420620000 | PCB PLUG-IN CONNECTOR FEMALE PLUG PITCH IN MM (P): 7.50 MM N OF POLES: 5 BOX | 1
17715 | 1420630000 | PCB PLUG-IN CONNECTOR FEMALE PLUG PITCH IN MM (P): 7.50 MM N OF POLES: 2 BOX | 1
17716 | 1420640000 | PCB PLUG-IN CONNECTOR FEMALE PLUG PITCH IN MM (P): 7.50 MM N OF POLES: 3 BOX | 1
17717 | 1420650000 | PCB PLUG-IN CONNECTOR FEMALE PLUG PITCH IN MM (P): 7.50 MM N OF POLES: 4 BOX | 1
17718 | 1420660000 | PCB PLUG-IN CONNECTOR FEMALE PLUG PITCH IN MM (P): 7.50 MM N OF POLES: 5 BOX | 1
17719 | 1425030000 | PRINTED CIRCUIT BOARD TERMINALS 5.00 MM N OF POLES: 2 180° SOLDER PIN LENGTH (L): 3.5 MM TINNED PUSH IN WITH ACTUATOR CLAMPING RANGE MAX. : 2.5 MM² BOX | 1
17720 | 1425040000 | PRINTED CIRCUIT BOARD TERMINALS 5.00 MM N OF POLES: 3 180° SOLDER PIN LENGTH (L): 3.5 MM TINNED PUSH IN WITH ACTUATOR CLAMPING RANGE MAX. : 2.5 MM² BOX | 51
17721 | 1425060000 | PRINTED CIRCUIT BOARD TERMINALS 5.00 MM N OF POLES: 5 180° SOLDER PIN LENGTH (L): 3.5 MM TINNED PUSH IN WITH ACTUATOR CLAMPING RANGE MAX. : 2.5 MM² BOX | 51
17722 | 1425070000 | PRINTED CIRCUIT BOARD TERMINALS 5.00 MM N OF POLES: 6 180° SOLDER PIN LENGTH (L): 3.5 MM TINNED PUSH IN WITH ACTUATOR CLAMPING RANGE MAX. : 2.5 MM² BOX | 51
17723 | 1425110000 | PRINTED CIRCUIT BOARD TERMINALS 5.00 MM N OF POLES: 9 180° SOLDER PIN LENGTH (L): 3.5 MM TINNED PUSH IN WITH ACTUATOR CLAMPING RANGE MAX. : 2.5 MM² BOX | 51
17724 | 1425120000 | PRINTED CIRCUIT BOARD TERMINALS 5.00 MM N OF POLES: 10 180° SOLDER PIN LENGTH (L): 3.5 MM TINNED PUSH IN WITH ACTUATOR CLAMPING RANGE MAX. : 2.5 MM² BOX | 51
17725 | 1425130000 | PRINTED CIRCUIT BOARD TERMINALS 5.00 MM N OF POLES: 11 180° SOLDER PIN LENGTH (L): 3.5 MM TINNED PUSH IN WITH ACTUATOR CLAMPING RANGE MAX. : 2.5 MM² BOX | 1
17726 | 1425140000 | PRINTED CIRCUIT BOARD TERMINALS 5.00 MM N OF POLES: 12 180° SOLDER PIN LENGTH (L): 3.5 MM TINNED PUSH IN WITH ACTUATOR CLAMPING RANGE MAX. : 2.5 MM² BOX | 1
17727 | 1425150000 | PRINTED CIRCUIT BOARD TERMINALS 5.00 MM N OF POLES: 13 180° SOLDER PIN LENGTH (L): 3.5 MM TINNED PUSH IN WITH ACTUATOR CLAMPING RANGE MAX. : 2.5 MM² BOX | 1
17728 | 1425160000 | PRINTED CIRCUIT BOARD TERMINALS 5.00 MM N OF POLES: 14 180° SOLDER PIN LENGTH (L): 3.5 MM TINNED PUSH IN WITH ACTUATOR CLAMPING RANGE MAX. : 2.5 MM² BOX | 51
17729 | 1425170000 | PRINTED CIRCUIT BOARD TERMINALS 5.00 MM N OF POLES: 15 180° SOLDER PIN LENGTH (L): 3.5 MM TINNED PUSH IN WITH ACTUATOR CLAMPING RANGE MAX. : 2.5 MM² BOX | 1
17730 | 1425180000 | PRINTED CIRCUIT BOARD TERMINALS 5.00 MM N OF POLES: 16 180° SOLDER PIN LENGTH (L): 3.5 MM TINNED PUSH IN WITH ACTUATOR CLAMPING RANGE MAX. : 2.5 MM² BOX | 1
17731 | 1425190000 | PRINTED CIRCUIT BOARD TERMINALS 5.00 MM N OF POLES: 17 180° SOLDER PIN LENGTH (L): 3.5 MM TINNED PUSH IN WITH ACTUATOR CLAMPING RANGE MAX. : 2.5 MM² BOX | 1
17732 | 1425210000 | PRINTED CIRCUIT BOARD TERMINALS 5.00 MM N OF POLES: 18 180° SOLDER PIN LENGTH (L): 3.5 MM TINNED PUSH IN WITH ACTUATOR CLAMPING RANGE MAX. : 2.5 MM² BOX | 1
17733 | 1425220000 | PRINTED CIRCUIT BOARD TERMINALS 5.00 MM N OF POLES: 19 180° SOLDER PIN LENGTH (L): 3.5 MM TINNED PUSH IN WITH ACTUATOR CLAMPING RANGE MAX. : 2.5 MM² BOX | 1
17734 | 1425230000 | PRINTED CIRCUIT BOARD TERMINALS 5.00 MM N OF POLES: 20 180° SOLDER PIN LENGTH (L): 3.5 MM TINNED PUSH IN WITH ACTUATOR CLAMPING RANGE MAX. : 2.5 MM² BOX | 51
17735 | 1425240000 | PRINTED CIRCUIT BOARD TERMINALS 5.00 MM N OF POLES: 21 180° SOLDER PIN LENGTH (L): 3.5 MM TINNED PUSH IN WITH ACTUATOR CLAMPING RANGE MAX. : 2.5 MM² BOX | 1
17736 | 1425250000 | PRINTED CIRCUIT BOARD TERMINALS 5.00 MM N OF POLES: 22 180° SOLDER PIN LENGTH (L): 3.5 MM TINNED PUSH IN WITH ACTUATOR CLAMPING RANGE MAX. : 2.5 MM² BOX | 1
17737 | 1425260000 | PRINTED CIRCUIT BOARD TERMINALS 5.00 MM N OF POLES: 23 180° SOLDER PIN LENGTH (L): 3.5 MM TINNED PUSH IN WITH ACTUATOR CLAMPING RANGE MAX. : 2.5 MM² BOX | 1
17738 | 1425270000 | PRINTED CIRCUIT BOARD TERMINALS 5.00 MM N OF POLES: 24 180° SOLDER PIN LENGTH (L): 3.5 MM TINNED PUSH IN WITH ACTUATOR CLAMPING RANGE MAX. : 2.5 MM² BOX | 51
17739 | 1425540000 | PRINTED CIRCUIT BOARD TERMINALS 5.00 MM N OF POLES: 2 180° SOLDER PIN LENGTH (L): 3.5 MM TINNED PUSH IN WITHOUT ACTUATOR CLAMPING RANGE MAX. : 2.5 MM² BOX | 51
17740 | 1425550000 | PRINTED CIRCUIT BOARD TERMINALS 5.00 MM N OF POLES: 3 180° SOLDER PIN LENGTH (L): 3.5 MM TINNED PUSH IN WITHOUT ACTUATOR CLAMPING RANGE MAX. : 2.5 MM² BOX | 51
17741 | 1425560000 | PRINTED CIRCUIT BOARD TERMINALS 5.00 MM N OF POLES: 4 180° SOLDER PIN LENGTH (L): 3.5 MM TINNED PUSH IN WITHOUT ACTUATOR CLAMPING RANGE MAX. : 2.5 MM² BOX | 51
17742 | 1425570000 | PRINTED CIRCUIT BOARD TERMINALS 5.00 MM N OF POLES: 5 180° SOLDER PIN LENGTH (L): 3.5 MM TINNED PUSH IN WITHOUT ACTUATOR CLAMPING RANGE MAX. : 2.5 MM² BOX | 51
17743 | 1425580000 | PRINTED CIRCUIT BOARD TERMINALS 5.00 MM N OF POLES: 6 180° SOLDER PIN LENGTH (L): 3.5 MM TINNED PUSH IN WITHOUT ACTUATOR CLAMPING RANGE MAX. : 2.5 MM² BOX | 51
17744 | 1433780000 | PRINTED CIRCUIT BOARD TERMINALS 3.50 MM N OF POLES: 4 90° SOLDER PIN LENGTH (L): 4.5 MM TINNED CLAMPING YOKE CONNECTION CLAMPING RANGE MAX. : 2.08 MM² BOX | 1
17745 | 1437920000 | PRINTED CIRCUIT BOARD TERMINALS 5.08 MM N OF POLES: 6 135° SOLDER PIN LENGTH (L): 3.5 MM TENSION-CLAMP CONNECTION CLAMPING RANGE MAX. : 2.5 MM² BOX | 1
17746 | 1440010000 | PCB PLUG-IN CONNECTOR FEMALE PLUG 5.08 MM N OF POLES: 3 270° CLAMPING YOKE CONNECTION CLAMPING RANGE MAX. : 4 MM² BOX | 1
17747 | 1440020000 | PCB PLUG-IN CONNECTOR FEMALE PLUG 5.08 MM N OF POLES: 6 270° CLAMPING YOKE CONNECTION CLAMPING RANGE MAX. : 4 MM² BOX | 1
17748 | 1440030000 | PCB PLUG-IN CONNECTOR FEMALE PLUG 5.08 MM N OF POLES: 9 270° CLAMPING YOKE CONNECTION CLAMPING RANGE MAX. : 4 MM² BOX | 1
17749 | 1440040000 | PCB PLUG-IN CONNECTOR FEMALE PLUG 5.08 MM N OF POLES: 11 270° CLAMPING YOKE CONNECTION CLAMPING RANGE MAX. : 4 MM² BOX | 1
17750 | 1440110000 | PCB PLUG-IN CONNECTOR MALE HEADER CLOSED SIDE THT SOLDER CONNECTION 5.08 MM N OF POLES: 9 180° SOLDER PIN LENGTH (L): 3.2 MM TINNED PALE GREEN BOX | 0
17751 | 1452620000 | PCB PLUG-IN CONNECTOR MALE HEADER DOVETAILS FOR FIXING BLOCKS THT SOLDER CONNECTION 7.62 MM N OF POLES: 4 180° SOLDER PIN LENGTH (L): 3.2 MM PALE GREEN BOX | 0
17752 | 1452630000 | PCB PLUG-IN CONNECTOR MALE HEADER DOVETAILS FOR FIXING BLOCKS THT SOLDER CONNECTION 7.62 MM N OF POLES: 6 180° SOLDER PIN LENGTH (L): 3.2 MM PALE GREEN BOX | 0
17753 | 1452640000 | PCB PLUG-IN CONNECTOR MALE HEADER DOVETAILS FOR FIXING BLOCKS THT SOLDER CONNECTION 7.62 MM N OF POLES: 10 180° SOLDER PIN LENGTH (L): 3.2 MM PALE GREEN BOX | 0
17754 | 1452650000 | PCB PLUG-IN CONNECTOR MALE HEADER DOVETAILS FOR FIXING BLOCKS THT SOLDER CONNECTION 7.50 MM N OF POLES: 7 180° SOLDER PIN LENGTH (L): 3.2 MM PALE GREEN BOX | 0
17755 | 1452700000 | PCB PLUG-IN CONNECTOR FEMALE PLUG 7.50 MM N OF POLES: 7 180° CLAMPING YOKE CONNECTION CLAMPING RANGE MAX. : 3.31 MM² BOX | 1
17756 | 1453540000 | PCB PLUG-IN CONNECTOR MALE HEADER CLOSED SIDE THT SOLDER CONNECTION 3.50 MM N OF POLES: 18 90° SOLDER PIN LENGTH (L): 3.2 MM TINNED BOX | 0
17757 | 1464990000 | PCB PLUG-IN CONNECTOR MALE HEADER CLOSED SIDE THT/THR SOLDER CONNECTION 5.08 MM N OF POLES: 8 180° SOLDER PIN LENGTH (L): 3.2 MM TINNED TAPE | 0
17758 | 1465190000 | PCB PLUG-IN CONNECTOR MALE PLUG 5.08 MM N OF POLES: 8 180° CLAMPING YOKE CONNECTION CLAMPING RANGE MAX. : 3.31 MM² BOX | 1
17759 | 1465210000 | PCB PLUG-IN CONNECTOR FEMALE HEADER INVERTED FLANGE THT SOLDER CONNECTION 5.08 MM N OF POLES: 8 90° SOLDER PIN LENGTH (L): 3.2 MM PALE GREEN BOX | 0
17760 | 1467970000 | PCB PLUG-IN CONNECTOR MALE HEADER FLANGE THT SOLDER CONNECTION 3.50 MM N OF POLES: 18 180° SOLDER PIN LENGTH (L): 3.2 MM TINNED PALE GREEN BOX | 0
17761 | 1467990000 | PCB PLUG-IN CONNECTOR FEMALE PLUG 3.50 MM N OF POLES: 18 90° CLAMPING YOKE CONNECTION CLAMPING RANGE MAX. : 1.5 MM² BOX | 1
17762 | 1472480000 | PCB PLUG-IN CONNECTOR MALE HEADER CLOSED SIDE THT SOLDER CONNECTION 7.62 MM N OF POLES: 2 270° SOLDER PIN LENGTH (L): 3.2 MM ORANGE BOX | 0
17763 | 1472490000 | PCB PLUG-IN CONNECTOR MALE HEADER CLOSED SIDE THT SOLDER CONNECTION 7.62 MM N OF POLES: 3 270° SOLDER PIN LENGTH (L): 3.2 MM ORANGE BOX | 0
17764 | 1472510000 | PCB PLUG-IN CONNECTOR MALE HEADER CLOSED SIDE THT SOLDER CONNECTION 7.62 MM N OF POLES: 4 270° SOLDER PIN LENGTH (L): 3.2 MM ORANGE BOX | 0
17765 | 1472520000 | PCB PLUG-IN CONNECTOR MALE HEADER CLOSED SIDE THT SOLDER CONNECTION 7.62 MM N OF POLES: 5 270° SOLDER PIN LENGTH (L): 3.2 MM ORANGE BOX | 0
17766 | 1472530000 | PCB PLUG-IN CONNECTOR MALE HEADER CLOSED SIDE THT SOLDER CONNECTION 7.62 MM N OF POLES: 6 270° SOLDER PIN LENGTH (L): 3.2 MM ORANGE BOX | 0
17767 | 1472540000 | PCB PLUG-IN CONNECTOR MALE HEADER CLOSED SIDE THT SOLDER CONNECTION 7.62 MM N OF POLES: 7 270° SOLDER PIN LENGTH (L): 3.2 MM ORANGE BOX | 0
17768 | 1472550000 | PCB PLUG-IN CONNECTOR MALE HEADER CLOSED SIDE THT SOLDER CONNECTION 7.62 MM N OF POLES: 8 270° SOLDER PIN LENGTH (L): 3.2 MM ORANGE BOX | 0
17769 | 1472560000 | PCB PLUG-IN CONNECTOR MALE HEADER CLOSED SIDE THT SOLDER CONNECTION 7.62 MM N OF POLES: 9 270° SOLDER PIN LENGTH (L): 3.2 MM ORANGE BOX | 0
17770 | 1472570000 | PCB PLUG-IN CONNECTOR MALE HEADER CLOSED SIDE THT SOLDER CONNECTION 7.62 MM N OF POLES: 10 270° SOLDER PIN LENGTH (L): 3.2 MM ORANGE BOX | 0
17771 | 1472580000 | PCB PLUG-IN CONNECTOR MALE HEADER CLOSED SIDE THT SOLDER CONNECTION 7.62 MM N OF POLES: 11 270° SOLDER PIN LENGTH (L): 3.2 MM ORANGE BOX | 0
17772 | 1472590000 | PCB PLUG-IN CONNECTOR MALE HEADER CLOSED SIDE THT SOLDER CONNECTION 7.62 MM N OF POLES: 12 270° SOLDER PIN LENGTH (L): 3.2 MM ORANGE BOX | 0
17773 | 1472610000 | PCB PLUG-IN CONNECTOR MALE HEADER SOLDER FLANGE THT SOLDER CONNECTION 7.62 MM N OF POLES: 2 270° SOLDER PIN LENGTH (L): 3.2 MM ORANGE BOX | 0
17774 | 1472620000 | PCB PLUG-IN CONNECTOR MALE HEADER SOLDER FLANGE THT SOLDER CONNECTION 7.62 MM N OF POLES: 3 270° SOLDER PIN LENGTH (L): 3.2 MM ORANGE BOX | 0
17775 | 1472630000 | PCB PLUG-IN CONNECTOR MALE HEADER SOLDER FLANGE THT SOLDER CONNECTION 7.62 MM N OF POLES: 4 270° SOLDER PIN LENGTH (L): 3.2 MM ORANGE BOX | 0
17776 | 1472640000 | PCB PLUG-IN CONNECTOR MALE HEADER SOLDER FLANGE THT SOLDER CONNECTION 7.62 MM N OF POLES: 5 270° SOLDER PIN LENGTH (L): 3.2 MM ORANGE BOX | 0
17777 | 1472650000 | PCB PLUG-IN CONNECTOR MALE HEADER SOLDER FLANGE THT SOLDER CONNECTION 7.62 MM N OF POLES: 6 270° SOLDER PIN LENGTH (L): 3.2 MM ORANGE BOX | 0
17778 | 1472660000 | PCB PLUG-IN CONNECTOR MALE HEADER SOLDER FLANGE THT SOLDER CONNECTION 7.62 MM N OF POLES: 7 270° SOLDER PIN LENGTH (L): 3.2 MM ORANGE BOX | 0
17779 | 1472670000 | PCB PLUG-IN CONNECTOR MALE HEADER SOLDER FLANGE THT SOLDER CONNECTION 7.62 MM N OF POLES: 8 270° SOLDER PIN LENGTH (L): 3.2 MM ORANGE BOX | 0
17780 | 1472680000 | PCB PLUG-IN CONNECTOR MALE HEADER SOLDER FLANGE THT SOLDER CONNECTION 7.62 MM N OF POLES: 9 270° SOLDER PIN LENGTH (L): 3.2 MM ORANGE BOX | 0
17781 | 1472690000 | PCB PLUG-IN CONNECTOR MALE HEADER SOLDER FLANGE THT SOLDER CONNECTION 7.62 MM N OF POLES: 10 270° SOLDER PIN LENGTH (L): 3.2 MM ORANGE BOX | 0
17782 | 1472700000 | PCB PLUG-IN CONNECTOR MALE HEADER SOLDER FLANGE THT SOLDER CONNECTION 7.62 MM N OF POLES: 11 270° SOLDER PIN LENGTH (L): 3.2 MM ORANGE BOX | 0
17783 | 1472710000 | PCB PLUG-IN CONNECTOR MALE HEADER SOLDER FLANGE THT SOLDER CONNECTION 7.62 MM N OF POLES: 12 270° SOLDER PIN LENGTH (L): 3.2 MM ORANGE BOX | 0
17784 | 1473310000 | PRINTED CIRCUIT BOARD TERMINALS 3.50 MM N OF POLES: 2 135° PUSH IN WITH ACTUATOR CLAMPING RANGE MAX. : 1.5 MM² TAPE | 256
17785 | 1473320000 | PRINTED CIRCUIT BOARD TERMINALS 3.50 MM N OF POLES: 3 135° PUSH IN WITH ACTUATOR CLAMPING RANGE MAX. : 1.5 MM² TAPE | 256
17786 | 1473330000 | PRINTED CIRCUIT BOARD TERMINALS 3.50 MM N OF POLES: 4 135° PUSH IN WITH ACTUATOR CLAMPING RANGE MAX. : 1.5 MM² TAPE | 256
17787 | 1473340000 | PRINTED CIRCUIT BOARD TERMINALS 3.50 MM N OF POLES: 5 135° PUSH IN WITH ACTUATOR CLAMPING RANGE MAX. : 1.5 MM² TAPE | 49
17788 | 1473350000 | PRINTED CIRCUIT BOARD TERMINALS 3.50 MM N OF POLES: 6 135° PUSH IN WITH ACTUATOR CLAMPING RANGE MAX. : 1.5 MM² TAPE | 256
17789 | 1473370000 | PRINTED CIRCUIT BOARD TERMINALS 3.50 MM N OF POLES: 7 135° PUSH IN WITH ACTUATOR CLAMPING RANGE MAX. : 1.5 MM² TAPE | 256
17790 | 1473390000 | PRINTED CIRCUIT BOARD TERMINALS 3.50 MM N OF POLES: 9 135° PUSH IN WITH ACTUATOR CLAMPING RANGE MAX. : 1.5 MM² TAPE | 256
17791 | 1473410000 | PRINTED CIRCUIT BOARD TERMINALS 3.50 MM N OF POLES: 10 135° PUSH IN WITH ACTUATOR CLAMPING RANGE MAX. : 1.5 MM² TAPE | 256
17792 | 1473420000 | PRINTED CIRCUIT BOARD TERMINALS 3.50 MM N OF POLES: 11 135° PUSH IN WITH ACTUATOR CLAMPING RANGE MAX. : 1.5 MM² TAPE | 256
17793 | 1473430000 | PRINTED CIRCUIT BOARD TERMINALS 3.50 MM N OF POLES: 12 135° PUSH IN WITH ACTUATOR CLAMPING RANGE MAX. : 1.5 MM² TAPE | 256
17794 | 1473510000 | PRINTED CIRCUIT BOARD TERMINALS 3.50 MM N OF POLES: 4 90° PUSH IN WITH ACTUATOR CLAMPING RANGE MAX. : 1.5 MM² TAPE | 49
17795 | 1473520000 | PRINTED CIRCUIT BOARD TERMINALS 3.50 MM N OF POLES: 5 90° PUSH IN WITH ACTUATOR CLAMPING RANGE MAX. : 1.5 MM² TAPE | 49
17796 | 1473530000 | PRINTED CIRCUIT BOARD TERMINALS 3.50 MM N OF POLES: 6 90° PUSH IN WITH ACTUATOR CLAMPING RANGE MAX. : 1.5 MM² TAPE | 49
17797 | 1473540000 | PRINTED CIRCUIT BOARD TERMINALS 3.50 MM N OF POLES: 7 90° PUSH IN WITH ACTUATOR CLAMPING RANGE MAX. : 1.5 MM² TAPE | 49
17798 | 1473550000 | PRINTED CIRCUIT BOARD TERMINALS 3.50 MM N OF POLES: 8 90° PUSH IN WITH ACTUATOR CLAMPING RANGE MAX. : 1.5 MM² TAPE | 49
17799 | 1473560000 | PRINTED CIRCUIT BOARD TERMINALS 5.00 MM N OF POLES: 2 180° PUSH IN WITH ACTUATOR CLAMPING RANGE MAX. : 1.5 MM² TAPE | 49
17800 | 1473580000 | PRINTED CIRCUIT BOARD TERMINALS 5.00 MM N OF POLES: 3 180° PUSH IN WITH ACTUATOR CLAMPING RANGE MAX. : 1.5 MM² TAPE | 49
17801 | 1473590000 | PRINTED CIRCUIT BOARD TERMINALS 3.50 MM N OF POLES: 10 90° PUSH IN WITH ACTUATOR CLAMPING RANGE MAX. : 1.5 MM² TAPE | 49
17802 | 1473610000 | PRINTED CIRCUIT BOARD TERMINALS 5.00 MM N OF POLES: 4 180° PUSH IN WITH ACTUATOR CLAMPING RANGE MAX. : 1.5 MM² TAPE | 49
17803 | 1473620000 | PRINTED CIRCUIT BOARD TERMINALS 3.50 MM N OF POLES: 11 90° PUSH IN WITH ACTUATOR CLAMPING RANGE MAX. : 1.5 MM² TAPE | 256
17804 | 1473640000 | PRINTED CIRCUIT BOARD TERMINALS 5.00 MM N OF POLES: 5 180° PUSH IN WITH ACTUATOR CLAMPING RANGE MAX. : 1.5 MM² TAPE | 49
17805 | 1473650000 | PRINTED CIRCUIT BOARD TERMINALS 3.50 MM N OF POLES: 12 90° PUSH IN WITH ACTUATOR CLAMPING RANGE MAX. : 1.5 MM² TAPE | 256
17806 | 1473660000 | PRINTED CIRCUIT BOARD TERMINALS 5.00 MM N OF POLES: 6 180° PUSH IN WITH ACTUATOR CLAMPING RANGE MAX. : 1.5 MM² TAPE | 49
17807 | 1473670000 | PRINTED CIRCUIT BOARD TERMINALS 5.00 MM N OF POLES: 7 180° PUSH IN WITH ACTUATOR CLAMPING RANGE MAX. : 1.5 MM² TAPE | 49
17808 | 1473680000 | PRINTED CIRCUIT BOARD TERMINALS 5.00 MM N OF POLES: 8 180° PUSH IN WITH ACTUATOR CLAMPING RANGE MAX. : 1.5 MM² TAPE | 49
17809 | 1473690000 | PRINTED CIRCUIT BOARD TERMINALS 5.00 MM N OF POLES: 2 135° PUSH IN WITH ACTUATOR CLAMPING RANGE MAX. : 1.5 MM² TAPE | 256
17810 | 1473700000 | PRINTED CIRCUIT BOARD TERMINALS 5.00 MM N OF POLES: 3 135° PUSH IN WITH ACTUATOR CLAMPING RANGE MAX. : 1.5 MM² TAPE | 49
17811 | 1473710000 | PRINTED CIRCUIT BOARD TERMINALS 5.00 MM N OF POLES: 4 135° PUSH IN WITH ACTUATOR CLAMPING RANGE MAX. : 1.5 MM² TAPE | 49
17812 | 1473720000 | PRINTED CIRCUIT BOARD TERMINALS 5.00 MM N OF POLES: 5 135° PUSH IN WITH ACTUATOR CLAMPING RANGE MAX. : 1.5 MM² TAPE | 49
17813 | 1473740000 | PRINTED CIRCUIT BOARD TERMINALS 5.00 MM N OF POLES: 6 135° PUSH IN WITH ACTUATOR CLAMPING RANGE MAX. : 1.5 MM² TAPE | 49
17814 | 1473750000 | PRINTED CIRCUIT BOARD TERMINALS 5.00 MM N OF POLES: 7 135° PUSH IN WITH ACTUATOR CLAMPING RANGE MAX. : 1.5 MM² TAPE | 49
17815 | 1473790000 | PRINTED CIRCUIT BOARD TERMINALS 5.00 MM N OF POLES: 4 90° PUSH IN WITH ACTUATOR CLAMPING RANGE MAX. : 1.5 MM² TAPE | 49
17816 | 1473800000 | PRINTED CIRCUIT BOARD TERMINALS 5.00 MM N OF POLES: 5 90° PUSH IN WITH ACTUATOR CLAMPING RANGE MAX. : 1.5 MM² TAPE | 49
17817 | 1473810000 | PRINTED CIRCUIT BOARD TERMINALS 5.00 MM N OF POLES: 6 90° PUSH IN WITH ACTUATOR CLAMPING RANGE MAX. : 1.5 MM² TAPE | 49
17818 | 1473820000 | PRINTED CIRCUIT BOARD TERMINALS 5.00 MM N OF POLES: 7 90° PUSH IN WITH ACTUATOR CLAMPING RANGE MAX. : 1.5 MM² TAPE | 49
17819 | 1473830000 | PRINTED CIRCUIT BOARD TERMINALS 5.00 MM N OF POLES: 8 90° PUSH IN WITH ACTUATOR CLAMPING RANGE MAX. : 1.5 MM² TAPE | 49
17820 | 1473840000 | PRINTED CIRCUIT BOARD TERMINALS 7.50 MM N OF POLES: 2 180° PUSH IN WITH ACTUATOR CLAMPING RANGE MAX. : 1.5 MM² TAPE | 256
17821 | 1473850000 | PRINTED CIRCUIT BOARD TERMINALS 7.50 MM N OF POLES: 3 180° PUSH IN WITH ACTUATOR CLAMPING RANGE MAX. : 1.5 MM² TAPE | 49
17822 | 1473860000 | PRINTED CIRCUIT BOARD TERMINALS 7.50 MM N OF POLES: 4 180° PUSH IN WITH ACTUATOR CLAMPING RANGE MAX. : 1.5 MM² TAPE | 49
17823 | 1473870000 | PRINTED CIRCUIT BOARD TERMINALS 7.50 MM N OF POLES: 5 180° PUSH IN WITH ACTUATOR CLAMPING RANGE MAX. : 1.5 MM² TAPE | 49
17824 | 1473880000 | PRINTED CIRCUIT BOARD TERMINALS 7.50 MM N OF POLES: 6 180° PUSH IN WITH ACTUATOR CLAMPING RANGE MAX. : 1.5 MM² TAPE | 49
17825 | 1473890000 | PRINTED CIRCUIT BOARD TERMINALS 7.50 MM N OF POLES: 2 135° PUSH IN WITH ACTUATOR CLAMPING RANGE MAX. : 1.5 MM² TAPE | 256
17826 | 1473900000 | PRINTED CIRCUIT BOARD TERMINALS 7.50 MM N OF POLES: 3 135° PUSH IN WITH ACTUATOR CLAMPING RANGE MAX. : 1.5 MM² TAPE | 256
17827 | 1473910000 | PRINTED CIRCUIT BOARD TERMINALS 7.50 MM N OF POLES: 4 135° PUSH IN WITH ACTUATOR CLAMPING RANGE MAX. : 1.5 MM² TAPE | 256
17828 | 1473920000 | PRINTED CIRCUIT BOARD TERMINALS 7.50 MM N OF POLES: 5 135° PUSH IN WITH ACTUATOR CLAMPING RANGE MAX. : 1.5 MM² TAPE | 49
17829 | 1473930000 | PRINTED CIRCUIT BOARD TERMINALS 7.50 MM N OF POLES: 6 135° PUSH IN WITH ACTUATOR CLAMPING RANGE MAX. : 1.5 MM² TAPE | 49
17830 | 1473940000 | PRINTED CIRCUIT BOARD TERMINALS 7.50 MM N OF POLES: 2 90° PUSH IN WITH ACTUATOR CLAMPING RANGE MAX. : 1.5 MM² TAPE | 49
17831 | 1473950000 | PRINTED CIRCUIT BOARD TERMINALS 7.50 MM N OF POLES: 3 90° PUSH IN WITH ACTUATOR CLAMPING RANGE MAX. : 1.5 MM² TAPE | 49
17832 | 1473960000 | PRINTED CIRCUIT BOARD TERMINALS 7.50 MM N OF POLES: 4 90° PUSH IN WITH ACTUATOR CLAMPING RANGE MAX. : 1.5 MM² TAPE | 49
17833 | 1473970000 | PRINTED CIRCUIT BOARD TERMINALS 7.50 MM N OF POLES: 5 90° PUSH IN WITH ACTUATOR CLAMPING RANGE MAX. : 1.5 MM² TAPE | 49
17834 | 1473980000 | PRINTED CIRCUIT BOARD TERMINALS 7.50 MM N OF POLES: 6 90° PUSH IN WITH ACTUATOR CLAMPING RANGE MAX. : 1.5 MM² TAPE | 49
17835 | 1474150000 | METALLICARD DEVICE MARKERS 27 X 85 MM | 65
17836 | 1474240000 | METALLICARD DEVICE MARKERS 15 X 60 MM | 65
17837 | 1474330000 | METALLICARD DEVICE MARKERS 58 X 34.8 MM | 65
17838 | 1474350000 | METALLICARD DEVICE MARKERS 58 X 34.8 MM | 65
17839 | 1474370000 | METALLICARD DEVICE MARKERS 70 X 48 MM | 65
17840 | 1474390000 | METALLICARD DEVICE MARKERS 70 X 48 MM | 65
17841 | 1474400000 | METALLICARD DEVICE MARKERS 70 X 48 MM | 65
17842 | 1474410000 | METALLICARD DEVICE MARKERS | 505
17843 | 1474420000 | METALLICARD DEVICE MARKERS | 505
17844 | 1475560000 | PCB PLUG-IN CONNECTOR MALE HEADER FLANGE THT SOLDER CONNECTION 5.08 MM N OF POLES: 15 90° SOLDER PIN LENGTH (L): 3.2 MM TINNED PALE GREEN BOX | 0
17845 | 1475570000 | PCB PLUG-IN CONNECTOR MALE HEADER FLANGE THT SOLDER CONNECTION 5.08 MM N OF POLES: 20 90° SOLDER PIN LENGTH (L): 3.2 MM TINNED PALE GREEN BOX | 0
17846 | 1475580000 | PCB PLUG-IN CONNECTOR MALE HEADER FLANGE THT SOLDER CONNECTION 5.08 MM N OF POLES: 24 90° SOLDER PIN LENGTH (L): 3.2 MM TINNED PALE GREEN BOX | 0
17847 | 1475590000 | PCB PLUG-IN CONNECTOR MALE HEADER DOVETAILS FOR FIXING BLOCKS THT SOLDER CONNECTION 5.08 MM N OF POLES: 24 90° SOLDER PIN LENGTH (L): 3.2 MM TINNED PALE GREEN BOX | 0
17848 | 1475770000 | PCB PLUG-IN CONNECTOR FEMALE PLUG 5.08 MM N OF POLES: 2 180° TOP CONNECTION CLAMPING RANGE MAX. : 2.5 MM² BOX | 1
17849 | 1475780000 | PCB PLUG-IN CONNECTOR FEMALE PLUG 5.08 MM N OF POLES: 3 180° TOP CONNECTION CLAMPING RANGE MAX. : 2.5 MM² BOX | 1
17850 | 1475790000 | PCB PLUG-IN CONNECTOR FEMALE PLUG 5.08 MM N OF POLES: 4 180° TOP CONNECTION CLAMPING RANGE MAX. : 2.5 MM² BOX | 1
17851 | 1476440000 | PCB PLUG-IN CONNECTOR MALE HEADER FLANGE THT/THR SOLDER CONNECTION 5.08 MM N OF POLES: 16 180° SOLDER PIN LENGTH (L): 1.5 MM TINNED BOX | 0
17852 | 1477230000 | PCB PLUG-IN CONNECTOR FEMALE PLUG 5.08 MM N OF POLES: 21 90° PUSH IN WITH ACTUATOR TENSION-CLAMP CONNECTION CLAMPING RANGE MAX. : 3.31 MM² BOX | 1
17853 | 1477300000 | PCB PLUG-IN CONNECTOR FEMALE PLUG 5.08 MM N OF POLES: 18 180° CLAMPING YOKE CONNECTION CLAMPING RANGE MAX. : 4 MM² BOX | 1
17854 | 1481690020 | PRE-ASSEMBLED CABLE PAC CABLE LIYCY 0.25 MM² | 2
17855 | 1481710020 | PRE-ASSEMBLED CABLE PAC CABLE LIYCY 0.34 MM² | 2
17856 | 1481720020 | PRE-ASSEMBLED CABLE PAC CABLE LIYCY 0.50 MM² | 2
17857 | 1482830000 | MODULAR HOUSING OMNIMATE HOUSING - SERIES CH20M TRAFFIC WIDTH: 45 MM | 26
17858 | 1494470000 | CABLE LUG TERMINAL END120 MM² | 9
17859 | 1507360000 | PRINTED CIRCUIT BOARD TERMINALS 3.50 MM N OF POLES: 2 180° PUSH IN WITH ACTUATOR CLAMPING RANGE MAX. : 1.5 MM² TAPE | 256
17860 | 1507370000 | PRINTED CIRCUIT BOARD TERMINALS 3.50 MM N OF POLES: 4 180° PUSH IN WITH ACTUATOR CLAMPING RANGE MAX. : 1.5 MM² TAPE | 256
17861 | 1507440000 | PRINTED CIRCUIT BOARD TERMINALS 5.08 MM N OF POLES: 6 90° SOLDER PIN LENGTH (L): 3.2 MM TINNED CLAMPING YOKE CONNECTION CLAMPING RANGE MAX. : 6 MM² BOX | 1
17862 | 1510940000 | PCB PLUG-IN CONNECTOR MALE PLUG 5.08 MM N OF POLES: 16 180° CLAMPING YOKE CONNECTION BOX | 1
17863 | 1512590060 | PRE-ASSEMBLED CABLE PAC CABLE LIYY 5.4 ± 1 MM | 20
17864 | 1521850000 | FEED-THROUGH TERMINAL PUSH IN 2.5 MM² 800 24 A DARK | 15
17865 | 1525470000 | PCB PLUG-IN CONNECTOR FEMALE PLUG 5.08 MM N OF POLES: 3 180° CLAMPING YOKE CONNECTION CLAMPING RANGE MAX. : 4 MM² BOX | 1
17866 | 1525850000 | CLIPCARD DEVICE MARKERS 27 X 85 MM TO CUSTOMER SPECIFICATION | 117
17867 | 1526140000 | CLIPCARD DEVICE MARKERS 27 X 85 MM TO CUSTOMER SPECIFICATION | 117
17868 | 1526290000 | PCB PLUG-IN CONNECTOR MALE HEADER DOVETAILS FOR FIXING BLOCKS THT SOLDER CONNECTION 5.08 MM N OF POLES: 16 90° SOLDER PIN LENGTH (L): 3.2 MM PALE GREEN BOX | 0
17869 | 1526300000 | PCB PLUG-IN CONNECTOR MALE HEADER DOVETAILS FOR FIXING BLOCKS THT SOLDER CONNECTION 5.08 MM N OF POLES: 12 90° SOLDER PIN LENGTH (L): 3.2 MM PALE GREEN BOX | 0
17870 | 1526320000 | PCB PLUG-IN CONNECTOR FEMALE PLUG 5.08 MM N OF POLES: 16 180° CLAMPING YOKE CONNECTION CLAMPING RANGE MAX. : 4 MM² BOX | 1
17871 | 1530330000 | PCB PLUG-IN CONNECTOR FEMALE PLUG 5.08 MM N OF POLES: 9 180° TOP CONNECTION CLAMPING RANGE MAX. : 2.5 MM² BOX | 1
17872 | 1530340000 | PCB PLUG-IN CONNECTOR FEMALE PLUG 5.08 MM N OF POLES: 5 180° TOP CONNECTION CLAMPING RANGE MAX. : 2.5 MM² BOX | 1
17873 | 1530370000 | PCB PLUG-IN CONNECTOR MALE PLUG 5.08 MM N OF POLES: 12 180° CLAMPING YOKE CONNECTION CLAMPING RANGE MAX. : 3.31 MM² BOX | 1
17874 | 1530380000 | PCB PLUG-IN CONNECTOR FEMALE PLUG 5.00 MM N OF POLES: 15 90° CLAMPING YOKE CONNECTION CLAMPING RANGE MAX. : 4 MM² BOX | 1
17875 | 1530390000 | PCB PLUG-IN CONNECTOR FEMALE PLUG 5.08 MM N OF POLES: 14 180° CLAMPING YOKE CONNECTION CLAMPING RANGE MAX. : 4 MM² BOX | 1
17876 | 1530990000 | PCB PLUG-IN CONNECTOR FEMALE PLUG 3.50 MM N OF POLES: 2 180° CLAMPING YOKE CONNECTION CLAMPING RANGE MAX. : 1.5 MM² BOX | 1
17877 | 1531000000 | PCB PLUG-IN CONNECTOR FEMALE PLUG 3.50 MM N OF POLES: 3 180° CLAMPING YOKE CONNECTION CLAMPING RANGE MAX. : 1.5 MM² BOX | 1
17878 | 1531010000 | PCB PLUG-IN CONNECTOR FEMALE PLUG 3.50 MM N OF POLES: 4 180° CLAMPING YOKE CONNECTION CLAMPING RANGE MAX. : 1.5 MM² BOX | 1
17879 | 1531020000 | PCB PLUG-IN CONNECTOR FEMALE PLUG 3.50 MM N OF POLES: 5 180° CLAMPING YOKE CONNECTION CLAMPING RANGE MAX. : 1.5 MM² BOX | 1
17880 | 1531030000 | PCB PLUG-IN CONNECTOR FEMALE PLUG 3.50 MM N OF POLES: 6 180° CLAMPING YOKE CONNECTION CLAMPING RANGE MAX. : 1.5 MM² BOX | 1
17881 | 1531040000 | PCB PLUG-IN CONNECTOR FEMALE PLUG 3.50 MM N OF POLES: 7 180° CLAMPING YOKE CONNECTION CLAMPING RANGE MAX. : 1.5 MM² BOX | 1
17882 | 1531050000 | PCB PLUG-IN CONNECTOR FEMALE PLUG 3.50 MM N OF POLES: 8 180° CLAMPING YOKE CONNECTION CLAMPING RANGE MAX. : 1.5 MM² BOX | 1
17883 | 1531070000 | PCB PLUG-IN CONNECTOR FEMALE PLUG 3.50 MM N OF POLES: 9 180° CLAMPING YOKE CONNECTION CLAMPING RANGE MAX. : 1.5 MM² BOX | 1
17884 | 1531100000 | PCB PLUG-IN CONNECTOR FEMALE PLUG 3.50 MM N OF POLES: 12 180° CLAMPING YOKE CONNECTION CLAMPING RANGE MAX. : 1.5 MM² BOX | 1
17885 | 1531110000 | PCB PLUG-IN CONNECTOR FEMALE PLUG 3.50 MM N OF POLES: 13 180° CLAMPING YOKE CONNECTION CLAMPING RANGE MAX. : 1.5 MM² BOX | 1
17886 | 1531120000 | PCB PLUG-IN CONNECTOR FEMALE PLUG 3.50 MM N OF POLES: 14 180° CLAMPING YOKE CONNECTION CLAMPING RANGE MAX. : 1.5 MM² BOX | 1
17887 | 1531130000 | PCB PLUG-IN CONNECTOR FEMALE PLUG 3.50 MM N OF POLES: 15 180° CLAMPING YOKE CONNECTION CLAMPING RANGE MAX. : 1.5 MM² BOX | 1
17888 | 1531140000 | PCB PLUG-IN CONNECTOR FEMALE PLUG 3.50 MM N OF POLES: 16 180° CLAMPING YOKE CONNECTION CLAMPING RANGE MAX. : 1.5 MM² BOX | 1
17889 | 1531180000 | PCB PLUG-IN CONNECTOR FEMALE PLUG 3.50 MM N OF POLES: 10 180° PUSH IN WITH ACTUATOR TENSION-CLAMP CONNECTION CLAMPING RANGE MAX. : 1.5 MM² BOX | 1
17890 | 1531190000 | PCB PLUG-IN CONNECTOR FEMALE PLUG 3.50 MM N OF POLES: 10 180° PUSH IN WITH ACTUATOR TENSION-CLAMP CONNECTION CLAMPING RANGE MAX. : 1.5 MM² BOX | 1
17891 | 1531210000 | PCB PLUG-IN CONNECTOR FEMALE PLUG 3.50 MM N OF POLES: 2 180° TENSION-CLAMP CONNECTION CLAMPING RANGE MAX. : 1.5 MM² BOX | 1
17892 | 1531220000 | PCB PLUG-IN CONNECTOR FEMALE PLUG 3.50 MM N OF POLES: 3 180° TENSION-CLAMP CONNECTION CLAMPING RANGE MAX. : 1.5 MM² BOX | 1
17893 | 1531230000 | PCB PLUG-IN CONNECTOR FEMALE PLUG 3.50 MM N OF POLES: 4 180° TENSION-CLAMP CONNECTION CLAMPING RANGE MAX. : 1.5 MM² BOX | 1
17894 | 1531250000 | PCB PLUG-IN CONNECTOR FEMALE PLUG 3.50 MM N OF POLES: 5 180° TENSION-CLAMP CONNECTION CLAMPING RANGE MAX. : 1.5 MM² BOX | 1
17895 | 1531270000 | PCB PLUG-IN CONNECTOR FEMALE PLUG 3.50 MM N OF POLES: 6 180° TENSION-CLAMP CONNECTION CLAMPING RANGE MAX. : 1.5 MM² BOX | 1
17896 | 1531290000 | PCB PLUG-IN CONNECTOR FEMALE PLUG 3.50 MM N OF POLES: 7 180° TENSION-CLAMP CONNECTION CLAMPING RANGE MAX. : 1.5 MM² BOX | 1
17897 | 1531300000 | PCB PLUG-IN CONNECTOR FEMALE PLUG 3.50 MM N OF POLES: 8 180° TENSION-CLAMP CONNECTION CLAMPING RANGE MAX. : 1.5 MM² BOX | 1
17898 | 1531310000 | PCB PLUG-IN CONNECTOR FEMALE PLUG 3.50 MM N OF POLES: 9 180° TENSION-CLAMP CONNECTION CLAMPING RANGE MAX. : 1.5 MM² BOX | 1
17899 | 1531320000 | PCB PLUG-IN CONNECTOR FEMALE PLUG 3.50 MM N OF POLES: 10 180° TENSION-CLAMP CONNECTION CLAMPING RANGE MAX. : 1.5 MM² BOX | 1
17900 | 1531330000 | PCB PLUG-IN CONNECTOR FEMALE PLUG 3.50 MM N OF POLES: 11 180° TENSION-CLAMP CONNECTION CLAMPING RANGE MAX. : 1.5 MM² BOX | 1
17901 | 1531340000 | PCB PLUG-IN CONNECTOR FEMALE PLUG 3.50 MM N OF POLES: 12 180° TENSION-CLAMP CONNECTION CLAMPING RANGE MAX. : 1.5 MM² BOX | 1
17902 | 1531350000 | PCB PLUG-IN CONNECTOR FEMALE PLUG 3.50 MM N OF POLES: 13 180° TENSION-CLAMP CONNECTION CLAMPING RANGE MAX. : 1.5 MM² BOX | 1
17903 | 1531360000 | PCB PLUG-IN CONNECTOR FEMALE PLUG 3.50 MM N OF POLES: 14 180° TENSION-CLAMP CONNECTION CLAMPING RANGE MAX. : 1.5 MM² BOX | 1
17904 | 1531370000 | PCB PLUG-IN CONNECTOR FEMALE PLUG 3.50 MM N OF POLES: 15 180° TENSION-CLAMP CONNECTION CLAMPING RANGE MAX. : 1.5 MM² BOX | 1
17905 | 1531380000 | PCB PLUG-IN CONNECTOR FEMALE PLUG 3.50 MM N OF POLES: 16 180° TENSION-CLAMP CONNECTION CLAMPING RANGE MAX. : 1.5 MM² BOX | 1
17906 | 1535410000 | PCB PLUG-IN CONNECTOR MALE HEADER SOLDER FLANGE THT/THR SOLDER CONNECTION 3.50 MM N OF POLES: 20 180° SOLDER PIN LENGTH (L): 1.5 MM TINNED TAPE | 0
17907 | 1537730000 | PCB PLUG-IN CONNECTOR MALE HEADER OPEN SIDE THT SOLDER CONNECTION 5.00 MM N OF POLES: 2 180° SOLDER PIN LENGTH (L): 3.2 MM TINNED PALE GREEN BOX | 0
17908 | 1537740000 | PCB PLUG-IN CONNECTOR MALE HEADER OPEN SIDE THT SOLDER CONNECTION 5.00 MM N OF POLES: 3 180° SOLDER PIN LENGTH (L): 3.2 MM TINNED PALE GREEN BOX | 0
17909 | 1539220000 | PCB PLUG-IN CONNECTOR MALE HEADER DOVETAILS FOR FIXING BLOCKS THT SOLDER CONNECTION 5.08 MM N OF POLES: 11 180° SOLDER PIN LENGTH (L): 4.5 MM TINNED ORANGE BOX | 0
17910 | 1539410000 | PCB PLUG-IN CONNECTOR FEMALE PLUG 3.50 MM N OF POLES: 17 180° CLAMPING YOKE CONNECTION CLAMPING RANGE MAX. : 1.5 MM² BOX | 1
17911 | 1988320000 | A-SERIES END PLATE | 52
17912 | 2421730000 | BUILT-IN PLUGS M12 PG 9 N OF POLES: 4 REAR PANEL MOUNTING | 30
17913 | 2421820000 | BUILT-IN PLUGS M12 M 12 N OF POLES: 8 REAR PANEL MOUNTING | 30
17914 | 2421970000 | BUILT-IN PLUGS M12 M 16 N OF POLES: 4 REAR PANEL MOUNTING | 30
17915 | 2422080000 | BUILT-IN PLUGS M8 SOCKET CONNECTOR N OF POLES: 8 | 140
17916 | 2422100000 | BUILT-IN PLUGS M12 PG 9 N OF POLES: 4 REAR PANEL MOUNTING | 30
17917 | 2422190000 | BUILT-IN PLUGS M12 PG 9 N OF POLES: 5 REAR PANEL MOUNTING | 30
17918 | 2422200000 | BUILT-IN PLUGS M8 N OF POLES: 3 FRONT MOUNTING | 104
17919 | 2422290000 | BUILT-IN PLUGS M8 N OF POLES: 3 FRONT MOUNTING | 104
17920 | 2422310000 | BUILT-IN PLUGS M12 M 16 N OF POLES: 4 REAR PANEL MOUNTING | 30
17921 | 2422320000 | BUILT-IN PLUGS M8 N OF POLES: 3 FRONT MOUNTING | 104
17922 | 2422330000 | BUILT-IN PLUGS M12 N OF POLES: 5 | 75
17923 | 2422340000 | BUILT-IN PLUGS M12 M 16 N OF POLES: 4 REAR PANEL MOUNTING | 30
17924 | 2422350000 | BUILT-IN PLUGS M8 N OF POLES: 3 FRONT MOUNTING | 104
17925 | 2422360000 | BUILT-IN PLUGS M12 N OF POLES: 4 | 75
17926 | 2422370000 | BUILT-IN PLUGS M12 M 16 N OF POLES: 4 REAR PANEL MOUNTING | 30
17927 | 2422380000 | BUILT-IN PLUGS M8 N OF POLES: 4 REAR PANEL MOUNTING | 30
17928 | 2422400000 | BUILT-IN PLUGS M12 M 16 N OF POLES: 4 REAR PANEL MOUNTING | 30
17929 | 2422410000 | BUILT-IN PLUGS M8 N OF POLES: 4 FRONT MOUNTING | 104
17930 | 2422460000 | BUILT-IN PLUGS M12 M 12 N OF POLES: 4 FRONT MOUNTING | 30
17931 | 2422470000 | BUILT-IN PLUGS M8 N OF POLES: 4 FRONT MOUNTING | 104
17932 | 2422490000 | BUILT-IN PLUGS M12 M 12 N OF POLES: 4 FRONT MOUNTING | 30
17933 | 2422530000 | BUILT-IN PLUGS M8 N OF POLES: 4 REAR PANEL MOUNTING | 30
17934 | 2422560000 | BUILT-IN PLUGS M8 N OF POLES: 4 FRONT MOUNTING | 104
17935 | 2422620000 | BUILT-IN PLUGS M8 N OF POLES: 4 REAR PANEL MOUNTING | 30
17936 | 2422650000 | BUILT-IN PLUGS M8 N OF POLES: 5 FRONT MOUNTING | 104
17937 | 2422680000 | BUILT-IN PLUGS M8 N OF POLES: 5 FRONT MOUNTING | 104
17938 | 2422700000 | BUILT-IN PLUGS M12 M 12 N OF POLES: 4 REAR PANEL MOUNTING | 30
17939 | 2422710000 | BUILT-IN PLUGS M8 N OF POLES: 8 FRONT MOUNTING | 104
17940 | 2422740000 | BUILT-IN PLUGS M8 N OF POLES: 8 FRONT MOUNTING | 104
17941 | 2422760000 | BUILT-IN PLUGS M12 M 12 N OF POLES: 5 REAR PANEL MOUNTING | 30
17942 | 2422770000 | BUILT-IN PLUGS M8 N OF POLES: 8 REAR PANEL MOUNTING | 30
17943 | 2422920000 | BUILT-IN PLUGS M8 N OF POLES: 3 FRONT MOUNTING | 104
17944 | 2422940000 | BUILT-IN PLUGS M12 M 12 N OF POLES: 4 FRONT MOUNTING | 30
17945 | 2422950000 | BUILT-IN PLUGS M8 N OF POLES: 3 FRONT MOUNTING | 104
17946 | 2422970000 | BUILT-IN PLUGS M12 M 12 N OF POLES: 4 FRONT MOUNTING | 30
17947 | 2422980000 | BUILT-IN PLUGS M8 N OF POLES: 4 REAR PANEL MOUNTING | 30
17948 | 2423080000 | BUILT-IN PLUGS M12 N OF POLES: 8 | 75
17949 | 2423110000 | BUILT-IN PLUGS M12 N OF POLES: 4 | 75
17950 | 2423140000 | BUILT-IN PLUGS M12 N OF POLES: 5 | 75
17951 | 2423170000 | BUILT-IN PLUGS M12 N OF POLES: 8 | 75
17952 | 2423190000 | BUILT-IN PLUGS M8 N OF POLES: 4 FRONT MOUNTING | 104
17953 | 2423220000 | BUILT-IN PLUGS M8 N OF POLES: 4 REAR PANEL MOUNTING | 30
17954 | 2423250000 | BUILT-IN PLUGS M8 N OF POLES: 5 FRONT MOUNTING | 104
17955 | 2423280000 | BUILT-IN PLUGS M8 N OF POLES: 5 FRONT MOUNTING | 104
17956 | 2423290000 | BUILT-IN PLUGS M12 N OF POLES: 4 | 75
17957 | 2423310000 | BUILT-IN PLUGS M8 N OF POLES: 8 FRONT MOUNTING | 104
17958 | 2423320000 | BUILT-IN PLUGS M12 N OF POLES: 5 | 75
17959 | 2423330000 | BUILT-IN PLUGS M12 M 12 N OF POLES: 4 REAR PANEL MOUNTING | 30
17960 | 2423350000 | BUILT-IN PLUGS M12 N OF POLES: 8 | 75
17961 | 2423400000 | BUILT-IN PLUGS M8 M 12 N OF POLES: 8 REAR PANEL MOUNTING | 30
17962 | 2423420000 | BUILT-IN PLUGS M12 M 12 N OF POLES: 4 REAR PANEL MOUNTING | 30
17963 | 2423440000 | BUILT-IN PLUGS M12 N OF POLES: 8 | 75
17964 | 2423460000 | BUILT-IN PLUGS M8 N OF POLES: 3 FRONT MOUNTING | 104
17965 | 2423610000 | BUILT-IN PLUGS M8 M 8 N OF POLES: 4 REAR PANEL MOUNTING | 30
17966 | 2423640000 | BUILT-IN PLUGS M8 M 8 N OF POLES: 4 REAR PANEL MOUNTING | 30
17967 | 2423680000 | BUILT-IN PLUGS M12 N OF POLES: 4 | 75
17968 | 2423710000 | BUILT-IN PLUGS M12 N OF POLES: 5 | 75
17969 | 2423740000 | BUILT-IN PLUGS M12 N OF POLES: 4 | 75
17970 | 2423770000 | BUILT-IN PLUGS M12 N OF POLES: 5 | 75
17971 | 2423800000 | BUILT-IN PLUGS M12 N OF POLES: 4 | 75
17972 | 2423830000 | BUILT-IN PLUGS M12 N OF POLES: 5 | 75
17973 | 2423900000 | BUILT-IN PLUGS M12 M 12 N OF POLES: 4 FRONT MOUNTING | 30
17974 | 2423930000 | BUILT-IN PLUGS M12 M 12 N OF POLES: 4 REAR PANEL MOUNTING | 30
17975 | 2423990000 | BUILT-IN PLUGS M12 M 12 N OF POLES: 4 REAR PANEL MOUNTING | 30
17976 | 2424020000 | BUILT-IN PLUGS M12 M 12 N OF POLES: 4 FRONT MOUNTING | 30
17977 | 2424050000 | BUILT-IN PLUGS M12 M 12 N OF POLES: 4 REAR PANEL MOUNTING | 30
17978 | 2424110000 | BUILT-IN PLUGS M12 M 12 N OF POLES: 4 REAR PANEL MOUNTING | 30
17979 | 2424190000 | BUILT-IN PLUGS M8 SOCKET CONNECTOR M 12 N OF POLES: 8 | 140
17980 | 2424260000 | BUILT-IN PLUGS M12 M 12 N OF POLES: 4 FRONT MOUNTING | 30
17981 | 2424400000 | BUILT-IN PLUGS M12 N OF POLES: 5 FRONT MOUNTING | 104
17982 | 2437960000 | CONDUCTOR AND CABLE MARKERS 19.5 - 38.1 MM 25.4 X 60.5 MM | 21
17983 | 2438130000 | CONDUCTOR AND CABLE MARKERS 6.4 - 12.7 MM 25.4 X 20.9 MM | 21
17984 | 2445100000 | GROUP MARKERS COVER 36.2 X 11.9 MM TO CUSTOMER SPECIFICATION | 1018
17985 | 2585480000 | MODULAR HOUSING OMNIMATE HOUSING - SERIES CH20M LIGHT GREY WIDTH: 45 MM | 26
17986 | 2614140000 | PCB PLUG-IN CONNECTOR MALE PLUG 7.62 MM N OF POLES: 4 180° PUSH IN WITH ACTUATOR TENSION-CLAMP CONNECTION CLAMPING RANGE MAX. : 2.5 MM² BOX | 1
17987 | 2632730000 | PCB PLUG-IN CONNECTOR MALE PLUG 7.62 MM N OF POLES: 4 180° PUSH IN WITH ACTUATOR TENSION-CLAMP CONNECTION CLAMPING RANGE MAX. : 2.5 MM² BOX | 1
17988 | 2632770000 | PCB PLUG-IN CONNECTOR MALE PLUG 7.62 MM N OF POLES: 4 180° PUSH IN WITH ACTUATOR TENSION-CLAMP CONNECTION CLAMPING RANGE MAX. : 2.5 MM² BOX | 1
17989 | 7760059006 | SAK SERIES FUSE TERMINAL RATED CROSS-SECTION: 4 MM² SCREW CONNECTION DIRECT MOUNTING | 7
17990 | 1425290000 | PRINTED CIRCUIT BOARD TERMINALS 5.00 MM N OF POLES: 3 90° SOLDER PIN LENGTH (L): 3.5 MM TINNED PUSH IN WITHOUT ACTUATOR CLAMPING RANGE MAX. : 2.5 MM² BOX | 51
17991 | 1063720000 | SURGE PROTECTION FOR INSTRUMENTATION AND CONTROL SURGE PROTECTION FOR MEASUREMENT AND CONTROL UP(L/N-PE) < 1000 V | 37
17992 | 1063730000 | SURGE PROTECTION FOR INSTRUMENTATION AND CONTROL SURGE PROTECTION FOR MEASUREMENT AND CONTROL UP(L/N-PE) < 1000 V | 37
17993 | 1063740000 | SURGE PROTECTION FOR INSTRUMENTATION AND CONTROL SURGE PROTECTION FOR MEASUREMENT AND CONTROL UP(L/N-PE) < 800 V | 37
17994 | 1063760000 | SURGE PROTECTION FOR INSTRUMENTATION AND CONTROL SURGE PROTECTION FOR MEASUREMENT AND CONTROL UP(L/N-PE) ? 1500 V | 37
17995 | 1063770000 | SURGE PROTECTION FOR INSTRUMENTATION AND CONTROL SURGE PROTECTION FOR MEASUREMENT AND CONTROL UP(L/N-PE) ? 1500 V | 37
17996 | 1063780000 | SURGE PROTECTION FOR INSTRUMENTATION AND CONTROL SURGE PROTECTION FOR MEASUREMENT AND CONTROL UP(L/N-PE) ? 1500 V | 37
17997 | 1063810000 | SURGE PROTECTION FOR INSTRUMENTATION AND CONTROL SURGE PROTECTION FOR MEASUREMENT AND CONTROL UP(L/N-PE) ? 2000 V | 37
17998 | 1063820000 | SURGE PROTECTION FOR INSTRUMENTATION AND CONTROL SURGE PROTECTION FOR MEASUREMENT AND CONTROL UP(L/N-PE) ? 2000 V | 37
17999 | 1063830000 | SURGE PROTECTION FOR INSTRUMENTATION AND CONTROL SURGE PROTECTION FOR MEASUREMENT AND CONTROL UP(L/N-PE) ? 100 V | 37
18000 | 1063840000 | SURGE PROTECTION FOR INSTRUMENTATION AND CONTROL SURGE PROTECTION FOR MEASUREMENT AND CONTROL UP(L/N-PE) 150 V | 37
18001 | 1063860000 | SURGE PROTECTION FOR INSTRUMENTATION AND CONTROL SURGE PROTECTION FOR MEASUREMENT AND CONTROL UP(L/N-PE) < 200 V | 37
18002 | 1063870000 | SURGE PROTECTION FOR INSTRUMENTATION AND CONTROL SURGE PROTECTION FOR MEASUREMENT AND CONTROL UP(L/N-PE) 250 V | 37
18003 | 1063880000 | SURGE PROTECTION FOR INSTRUMENTATION AND CONTROL SURGE PROTECTION FOR MEASUREMENT AND CONTROL UP(L/N-PE) ? 100 V | 37
18004 | 1063890000 | SURGE PROTECTION FOR INSTRUMENTATION AND CONTROL SURGE PROTECTION FOR MEASUREMENT AND CONTROL UP(L/N-PE) 150 V | 37
18005 | 1063930000 | SURGE PROTECTION FOR INSTRUMENTATION AND CONTROL SURGE PROTECTION FOR MEASUREMENT AND CONTROL UP(L/N-PE) 150 V | 37
18006 | 1063940000 | SURGE PROTECTION FOR INSTRUMENTATION AND CONTROL SURGE PROTECTION FOR MEASUREMENT AND CONTROL UP(L/N-PE) < 200 V | 37
18007 | 1063950000 | SURGE PROTECTION FOR INSTRUMENTATION AND CONTROL SURGE PROTECTION FOR MEASUREMENT AND CONTROL UP(L/N-PE) ? 100 V | 37
18008 | 1063960000 | SURGE PROTECTION FOR INSTRUMENTATION AND CONTROL SURGE PROTECTION FOR MEASUREMENT AND CONTROL UP(L/N-PE) 150 V | 37
18009 | 1063970000 | SURGE PROTECTION FOR INSTRUMENTATION AND CONTROL SURGE PROTECTION FOR MEASUREMENT AND CONTROL UP(L/N-PE) 250 V | 37
18010 | 1063980000 | SURGE PROTECTION FOR INSTRUMENTATION AND CONTROL SURGE PROTECTION FOR MEASUREMENT AND CONTROL UP(L/N-PE) < 300 V | 37
18011 | 1063990000 | SURGE PROTECTION FOR INSTRUMENTATION AND CONTROL SURGE PROTECTION FOR MEASUREMENT AND CONTROL UP(L/N-PE) < 600 V | 37
18012 | 1064010000 | SURGE PROTECTION FOR INSTRUMENTATION AND CONTROL SURGE PROTECTION FOR MEASUREMENT AND CONTROL UP(L/N-PE) < 700 V | 37
18013 | 1064020000 | SURGE PROTECTION FOR INSTRUMENTATION AND CONTROL SURGE PROTECTION FOR MEASUREMENT AND CONTROL UP(L/N-PE) < 1200 V | 37
18014 | 1064030000 | SURGE PROTECTION FOR INSTRUMENTATION AND CONTROL SURGE PROTECTION FOR MEASUREMENT AND CONTROL UP(L/N-PE) < 1000 V | 37
18015 | 1064040000 | SURGE PROTECTION FOR INSTRUMENTATION AND CONTROL SURGE PROTECTION FOR MEASUREMENT AND CONTROL UP(L/N-PE) ? 1900 V | 37
18016 | 1064050000 | SURGE PROTECTION FOR INSTRUMENTATION AND CONTROL SURGE PROTECTION FOR MEASUREMENT AND CONTROL UP(L/N-PE) < 1000 V | 37
18017 | 1064060000 | SURGE PROTECTION FOR INSTRUMENTATION AND CONTROL SURGE PROTECTION FOR MEASUREMENT AND CONTROL UP(L/N-PE) ? 1200 V | 37
18018 | 1064070000 | SURGE PROTECTION FOR INSTRUMENTATION AND CONTROL SURGE PROTECTION FOR MEASUREMENT AND CONTROL UP(L/N-PE) 30 V | 37
18019 | 1064080000 | SURGE PROTECTION FOR INSTRUMENTATION AND CONTROL SURGE PROTECTION FOR MEASUREMENT AND CONTROL UP(L/N-PE) 70 V | 37
18020 | 1064090000 | SURGE PROTECTION FOR INSTRUMENTATION AND CONTROL SURGE PROTECTION FOR MEASUREMENT AND CONTROL UP(L/N-PE) < 165 V | 37
18021 | 1064120000 | SURGE PROTECTION FOR INSTRUMENTATION AND CONTROL SURGE PROTECTION FOR MEASUREMENT AND CONTROL UP(L/N-PE) 150 V | 37
18022 | 1064130000 | SURGE PROTECTION FOR INSTRUMENTATION AND CONTROL SURGE PROTECTION FOR MEASUREMENT AND CONTROL UP(L/N-PE) < 500 V | 37
18023 | 1064150000 | SURGE PROTECTION FOR INSTRUMENTATION AND CONTROL SURGE PROTECTION FOR MEASUREMENT AND CONTROL UP(L/N-PE) 900 V | 37
18024 | 1064170000 | SURGE PROTECTION FOR INSTRUMENTATION AND CONTROL SURGE PROTECTION FOR MEASUREMENT AND CONTROL UP(L/N-PE) 900 V | 37
18025 | 1064190000 | SURGE PROTECTION FOR INSTRUMENTATION AND CONTROL SURGE PROTECTION FOR MEASUREMENT AND CONTROL UP(L/N-PE) 770 V | 37
18026 | 1064210000 | SURGE PROTECTION FOR INSTRUMENTATION AND CONTROL SURGE PROTECTION FOR MEASUREMENT AND CONTROL UP(L/N-PE) 780 V | 37
18027 | 1064220000 | SURGE PROTECTION FOR INSTRUMENTATION AND CONTROL SURGE PROTECTION FOR MEASUREMENT AND CONTROL UP(L/N-PE) 900 V | 37
18028 | 1064230000 | SURGE PROTECTION FOR INSTRUMENTATION AND CONTROL SURGE PROTECTION FOR MEASUREMENT AND CONTROL UP(L/N-PE) 900 V | 37
18029 | 1064240000 | SURGE PROTECTION FOR INSTRUMENTATION AND CONTROL SURGE PROTECTION FOR MEASUREMENT AND CONTROL UP(L/N-PE) 770 V | 37
18030 | 1064250000 | SURGE PROTECTION FOR INSTRUMENTATION AND CONTROL SURGE PROTECTION FOR MEASUREMENT AND CONTROL UP(L/N-PE) 780 V | 37
18031 | 1064260000 | SURGE PROTECTION FOR INSTRUMENTATION AND CONTROL SURGE PROTECTION FOR MEASUREMENT AND CONTROL UP(L/N-PE) 1600 V | 37
18032 | 1064270000 | SURGE PROTECTION FOR INSTRUMENTATION AND CONTROL SURGE PROTECTION FOR MEASUREMENT AND CONTROL UP(L/N-PE) 1632 V | 37
18033 | 1064280000 | SURGE PROTECTION FOR INSTRUMENTATION AND CONTROL SURGE PROTECTION FOR MEASUREMENT AND CONTROL UP(L/N-PE) ? 1510 V | 37
18034 | 1064290000 | SURGE PROTECTION FOR INSTRUMENTATION AND CONTROL SURGE PROTECTION FOR MEASUREMENT AND CONTROL UP(L/N-PE) ? 1510 V | 37
18035 | 1064300000 | SURGE PROTECTION FOR INSTRUMENTATION AND CONTROL SURGE PROTECTION FOR MEASUREMENT AND CONTROL UP(L/N-PE) ? 1.7 KV | 37
18036 | 1064310000 | SURGE PROTECTION FOR INSTRUMENTATION AND CONTROL SURGE PROTECTION FOR MEASUREMENT AND CONTROL UP(L/N-PE) ? 1650 V | 37
18037 | 1064330000 | SURGE PROTECTION FOR INSTRUMENTATION AND CONTROL SURGE PROTECTION FOR MEASUREMENT AND CONTROL UP(L/N-PE) ? 1550 V | 37
18038 | 1064340000 | SURGE PROTECTION FOR INSTRUMENTATION AND CONTROL SURGE PROTECTION FOR MEASUREMENT AND CONTROL UP(L/N-PE) ? 100 V | 37
18039 | 1064350000 | SURGE PROTECTION FOR INSTRUMENTATION AND CONTROL SURGE PROTECTION FOR MEASUREMENT AND CONTROL UP(L/N-PE) 150 V | 37
18040 | 1064380000 | SURGE PROTECTION FOR INSTRUMENTATION AND CONTROL SURGE PROTECTION FOR MEASUREMENT AND CONTROL UP(L/N-PE) ? 100 V | 37
18041 | 1064390000 | SURGE PROTECTION FOR INSTRUMENTATION AND CONTROL SURGE PROTECTION FOR MEASUREMENT AND CONTROL UP(L/N-PE) 150 V | 37
18042 | 1064400000 | SURGE PROTECTION FOR INSTRUMENTATION AND CONTROL SURGE PROTECTION FOR MEASUREMENT AND CONTROL UP(L/N-PE) < 200 V | 37
18043 | 1064420000 | SURGE PROTECTION FOR INSTRUMENTATION AND CONTROL SURGE PROTECTION FOR MEASUREMENT AND CONTROL UP(L/N-PE) ? 100 V | 37
18044 | 1064430000 | SURGE PROTECTION FOR INSTRUMENTATION AND CONTROL SURGE PROTECTION FOR MEASUREMENT AND CONTROL UP(L/N-PE) 150 V | 37
18045 | 1064440000 | SURGE PROTECTION FOR INSTRUMENTATION AND CONTROL SURGE PROTECTION FOR MEASUREMENT AND CONTROL UP(L/N-PE) < 200 V | 37
18046 | 1064490000 | SURGE PROTECTION FOR INSTRUMENTATION AND CONTROL SURGE PROTECTION FOR MEASUREMENT AND CONTROL UP(L/N-PE) ? 100 V | 37
18047 | 1064500000 | SURGE PROTECTION FOR INSTRUMENTATION AND CONTROL SURGE PROTECTION FOR MEASUREMENT AND CONTROL UP(L/N-PE) 150 V | 37
18048 | 1064530000 | SURGE PROTECTION FOR INSTRUMENTATION AND CONTROL SURGE PROTECTION FOR MEASUREMENT AND CONTROL UP(L/N-PE) ? 100 V | 37
18049 | 1064540000 | SURGE PROTECTION FOR INSTRUMENTATION AND CONTROL SURGE PROTECTION FOR MEASUREMENT AND CONTROL UP(L/N-PE) 150 V | 37
18050 | 1064570000 | SURGE PROTECTION FOR INSTRUMENTATION AND CONTROL SURGE PROTECTION FOR MEASUREMENT AND CONTROL UP(L/N-PE) 250 V | 37
18051 | 1064600000 | SURGE PROTECTION FOR INSTRUMENTATION AND CONTROL SURGE PROTECTION FOR MEASUREMENT AND CONTROL UP(L/N-PE) ? 300 V | 37
18052 | 1064610000 | SURGE PROTECTION FOR INSTRUMENTATION AND CONTROL SURGE PROTECTION FOR MEASUREMENT AND CONTROL UP(L/N-PE) < 600 V | 37
18053 | 1064630000 | SURGE PROTECTION FOR INSTRUMENTATION AND CONTROL SURGE PROTECTION FOR MEASUREMENT AND CONTROL UP(L/N-PE) ? 1200 V | 37
18054 | 1064640000 | SURGE PROTECTION FOR INSTRUMENTATION AND CONTROL SURGE PROTECTION FOR MEASUREMENT AND CONTROL UP(L/N-PE) < 1000 V | 37
18055 | 1064690000 | SURGE PROTECTION FOR INSTRUMENTATION AND CONTROL SURGE PROTECTION FOR MEASUREMENT AND CONTROL UP(L/N-PE) ? 1200 V | 37
18056 | 1064700000 | SURGE PROTECTION FOR INSTRUMENTATION AND CONTROL SURGE PROTECTION FOR MEASUREMENT AND CONTROL UP(L/N-PE) < 1000 V | 37
18057 | 1064710000 | SURGE PROTECTION FOR INSTRUMENTATION AND CONTROL SURGE PROTECTION FOR MEASUREMENT AND CONTROL UP(L/N-PE) ? 1900 V | 37
18058 | 1064720000 | SURGE PROTECTION FOR INSTRUMENTATION AND CONTROL SURGE PROTECTION FOR MEASUREMENT AND CONTROL UP(L/N-PE) ? 1900 V | 37
18059 | 1064730000 | SURGE PROTECTION FOR INSTRUMENTATION AND CONTROL SURGE PROTECTION FOR MEASUREMENT AND CONTROL UP(L/N-PE) < 50 V | 37
18060 | 1064740000 | SURGE PROTECTION FOR INSTRUMENTATION AND CONTROL SURGE PROTECTION FOR MEASUREMENT AND CONTROL UP(L/N-PE) 70 V | 37
18061 | 1064800000 | SURGE PROTECTION FOR INSTRUMENTATION AND CONTROL SURGE PROTECTION FOR MEASUREMENT AND CONTROL UP(L/N-PE) ? 100 V | 37
18062 | 1064810000 | SURGE PROTECTION FOR INSTRUMENTATION AND CONTROL SURGE PROTECTION FOR MEASUREMENT AND CONTROL UP(L/N-PE) 150 V | 37
18063 | 1064820000 | SURGE PROTECTION FOR INSTRUMENTATION AND CONTROL SURGE PROTECTION FOR MEASUREMENT AND CONTROL UP(L/N-PE) 250 V | 37
18064 | 1064840000 | SURGE PROTECTION FOR INSTRUMENTATION AND CONTROL SURGE PROTECTION FOR MEASUREMENT AND CONTROL UP(L/N-PE) < 600 V | 37
18065 | 1064860000 | SURGE PROTECTION FOR INSTRUMENTATION AND CONTROL SURGE PROTECTION FOR MEASUREMENT AND CONTROL UP(L/N-PE) ? 1200 V | 37
18066 | 1064870000 | SURGE PROTECTION FOR INSTRUMENTATION AND CONTROL SURGE PROTECTION FOR MEASUREMENT AND CONTROL UP(L/N-PE) < 1000 V | 37
18067 | 1064890000 | SURGE PROTECTION FOR INSTRUMENTATION AND CONTROL SURGE PROTECTION FOR MEASUREMENT AND CONTROL UP(L/N-PE) ? 1200 V | 37
18068 | 1064920000 | SURGE PROTECTION FOR INSTRUMENTATION AND CONTROL SURGE PROTECTION FOR MEASUREMENT AND CONTROL UP(L/N-PE) ? 1900 V | 37
18069 | 1064950000 | SURGE PROTECTION FOR INSTRUMENTATION AND CONTROL SURGE PROTECTION FOR MEASUREMENT AND CONTROL UP(L/N-PE) ? 100 V | 37
18070 | 1064980000 | SURGE PROTECTION FOR INSTRUMENTATION AND CONTROL SURGE PROTECTION FOR MEASUREMENT AND CONTROL UP(L/N-PE) ? 100 V | 37
18071 | 1064990000 | SURGE PROTECTION FOR INSTRUMENTATION AND CONTROL SURGE PROTECTION FOR MEASUREMENT AND CONTROL UP(L/N-PE) ? 100 V | 37
18072 | 1065010000 | SURGE PROTECTION FOR INSTRUMENTATION AND CONTROL SURGE PROTECTION FOR MEASUREMENT AND CONTROL UP(L/N-PE) ? 100 V | 37
18073 | 1065020000 | SURGE PROTECTION FOR INSTRUMENTATION AND CONTROL SURGE PROTECTION FOR MEASUREMENT AND CONTROL UP(L/N-PE) ? 2 KV | 37
18074 | 1066490000 | SURGE PROTECTION FOR INSTRUMENTATION AND CONTROL SURGE PROTECTION FOR MEASUREMENT AND CONTROL UP(L/N-PE) ? 1870 V | 37
18075 | 1067940000 | FEED-THROUGH TERMINAL DOUBLE-TIER TERMINAL SCREW CONNECTION 2.5 MM² 400 V 24 A | 10
18076 | 1067950000 | FEED-THROUGH TERMINAL DOUBLE-TIER TERMINAL SCREW CONNECTION 2.5 MM² 400 V 24 A BROWN | 10
18077 | 1067960000 | FEED-THROUGH TERMINAL DOUBLE-TIER TERMINAL SCREW CONNECTION 2.5 MM² 400 V 24 A GREEN | 10
18078 | 1067970000 | FEED-THROUGH TERMINAL DOUBLE-TIER TERMINAL SCREW CONNECTION 2.5 MM² 400 V 24 A GREY | 10
18079 | 1067990000 | FEED-THROUGH TERMINAL DOUBLE-TIER TERMINAL SCREW CONNECTION 2.5 MM² 400 V 24 A ORANGE | 10
18080 | 1068010000 | FEED-THROUGH TERMINAL DOUBLE-TIER TERMINAL SCREW CONNECTION 2.5 MM² 400 V 24 A | 10
18081 | 1068030000 | FEED-THROUGH TERMINAL DOUBLE-TIER TERMINAL SCREW CONNECTION 2.5 MM² 400 V 24 A | 10
18082 | 1068040000 | FEED-THROUGH TERMINAL DOUBLE-TIER TERMINAL SCREW CONNECTION 2.5 MM² 400 V 24 A | 10
18083 | 1069550000 | PCB PLUG-IN CONNECTOR CONNECTION ELEMENT RIGHT MALE HEADER OPEN SIDE THT/THR SOLDER CONNECTION 5.00 MM N OF POLES: 2 90° SOLDER PIN LENGTH (L): 1.5 MM TINNED BOX | 0
18084 | 1069560000 | PCB PLUG-IN CONNECTOR CONNECTION ELEMENT RIGHT MALE HEADER OPEN SIDE THT/THR SOLDER CONNECTION 5.00 MM N OF POLES: 3 90° SOLDER PIN LENGTH (L): 4.2 MM TINNED BOX | 0
18085 | 1069570000 | PCB PLUG-IN CONNECTOR CONNECTION ELEMENT RIGHT MALE HEADER OPEN SIDE THT/THR SOLDER CONNECTION 5.00 MM N OF POLES: 4 90° SOLDER PIN LENGTH (L): 4.2 MM TINNED BOX | 0
18086 | 1069620000 | PCB PLUG-IN CONNECTOR CONNECTION ELEMENT LEFT MALE HEADER OPEN SIDE THT/THR SOLDER CONNECTION 5.00 MM N OF POLES: 2 90° SOLDER PIN LENGTH (L): 1.5 MM TINNED BOX | 0
18087 | 1069630000 | PCB PLUG-IN CONNECTOR CONNECTION ELEMENT LEFT MALE HEADER OPEN SIDE THT/THR SOLDER CONNECTION 5.00 MM N OF POLES: 3 90° SOLDER PIN LENGTH (L): 4.2 MM TINNED BOX | 0
18088 | 1069640000 | PCB PLUG-IN CONNECTOR CONNECTION ELEMENT LEFT MALE HEADER OPEN SIDE THT/THR SOLDER CONNECTION 5.00 MM N OF POLES: 4 90° SOLDER PIN LENGTH (L): 4.2 MM TINNED BOX | 0
18089 | 1069680000 | PCB PLUG-IN CONNECTOR CONNECTION ELEMENT RIGHT MALE HEADER OPEN SIDE THT/THR SOLDER CONNECTION 5.00 MM N OF POLES: 2 90° SOLDER PIN LENGTH (L): 3.2 MM TINNED BOX | 0
18090 | 1069690000 | PCB PLUG-IN CONNECTOR CONNECTION ELEMENT RIGHT MALE HEADER OPEN SIDE THT/THR SOLDER CONNECTION 5.00 MM N OF POLES: 3 90° SOLDER PIN LENGTH (L): 5.9 MM TINNED BOX | 0
18091 | 1069750000 | PCB PLUG-IN CONNECTOR CONNECTION ELEMENT LEFT MALE HEADER OPEN SIDE THT/THR SOLDER CONNECTION 5.00 MM N OF POLES: 2 90° SOLDER PIN LENGTH (L): 3.2 MM TINNED BOX | 0
18092 | 1069760000 | PCB PLUG-IN CONNECTOR CONNECTION ELEMENT LEFT MALE HEADER OPEN SIDE THT/THR SOLDER CONNECTION 5.00 MM N OF POLES: 3 90° SOLDER PIN LENGTH (L): 5.9 MM TINNED BOX | 0
18093 | 1077010000 | PRESSING TOOL CRIMPING TOOL FOR CONTACTS 0.5MM² 6MM² B-CRIMP | 134
18094 | 1082370000 | Z-SERIES FUSE TERMINAL RATED CROSS-SECTION: 2.5 MM² TENSION-CLAMP CONNECTION | 7
18095 | 1082520000 | ESG DEVICE MARKERS X 15 MM PA 66 COLOUR: | 177
18096 | 1083040000 | FEED-THROUGH TERMINAL PUSH IN 10 MM² 800 V 57 A DARK | 15
18097 | 1083050000 | P-SERIES FUSE TERMINAL RATED CROSS-SECTION: 6 MM² PUSH IN | 422
18098 | 1084770000 | Z-SERIES DOUBLE-TIER TERMINAL RATED CROSS-SECTION: 2.5 MM² TENSION-CLAMP CONNECTION | 7
18099 | 1084780000 | TEST-DISCONNECT TERMINAL PUSH IN 6 MM² 800 V 57 A SLIDING DARK | 93
18100 | 1085440000 | THM DEVICE MARKERS 100 X 20 MM | 274
18101 | 1137530000 | CABLE DUCT CUTTING DEVICE | 868
18102 | 1137780000 | W-SERIES FUSE TERMINAL RATED CROSS-SECTION: 25 MM² SCREW CONNECTION | 7
18103 | 1137790000 | W-SERIES FUSE TERMINAL RATED CROSS-SECTION: 25 MM² SCREW CONNECTION | 7
18104 | 1137810000 | RIDERSERIES RCI RELAY MODULE N OF CONTACTS: 2 CO CONTACT AGNI RATED CONTROL VOLTAGE: 24 V DC CONTINUOUS CURRENT: 8 A SCREW CONNECTION TEST BUTTON AVAILABLE: NO | 3
18105 | 1137870000 | PRINTED CIRCUIT BOARD TERMINALS CONNECTION ELEMENT LEFT BLOCK ASSEMBLY CLOSED SIDE THT/THR SOLDER CONNECTION N OF POLES: 1 SOLDER PIN LENGTH (L): 1.5 MM TINNED BOX | 0
18106 | 1137880000 | PRINTED CIRCUIT BOARD TERMINALS CONNECTION ELEMENT RIGHT BLOCK ASSEMBLY CLOSED SIDE THT/THR SOLDER CONNECTION N OF POLES: 1 SOLDER PIN LENGTH (L): 1.5 MM TINNED BOX | 0
18107 | 1139710000 | SURGE PROTECTION FOR INSTRUMENTATION AND CONTROL SURGE PROTECTION FOR MEASUREMENT AND CONTROL UP(L/N-PE) 150 V | 37
18108 | 1142550000 | Z-SERIES PLUG-IN CONNECTOR DIRECT MOUNTING | 18
18109 | 1142970000 | W-SERIES COVER X 9.96 | 1103
18110 | 1142990000 | W-SERIES END PLATE | 78
18111 | 1143000000 | W-SERIES TEST-DISCONNECT TERMINAL RATED CROSS-SECTION: 2.5 MM² SCREW CONNECTION | 7
18112 | 1143010000 | W-SERIES TEST-DISCONNECT TERMINAL PE TERMINAL RATED CROSS-SECTION: 2.5 MM² SCREW CONNECTION | 7
18113 | 1143020000 | W-SERIES TEST-DISCONNECT TERMINAL RATED CROSS-SECTION: 2.5 MM² SCREW CONNECTION | 7
18114 | 1143030000 | W-SERIES TEST-DISCONNECT TERMINAL PE TERMINAL RATED CROSS-SECTION: 2.5 MM² SCREW CONNECTION | 7
18115 | 1143040000 | W-SERIES FEED-THROUGH TERMINAL PE TERMINAL RATED CROSS-SECTION: 2.5 MM² SCREW CONNECTION | 7
18116 | 1143050000 | W-SERIES FEED-THROUGH TERMINAL RATED CROSS-SECTION: 2.5 MM² SCREW CONNECTION | 7
18117 | 1143060000 | W-SERIES PE TERMINAL FEED-THROUGH TERMINAL RATED CROSS-SECTION: 2.5 MM² SCREW CONNECTION | 7
18118 | 1143070000 | W-SERIES FEED-THROUGH TERMINAL RATED CROSS-SECTION: 2.5 MM² SCREW CONNECTION | 7
18119 | 1155870000 | PCB PLUG-IN CONNECTOR BUS-CONTACT BLOCK FOR CH20M12-67 MIDDLE SOLDER FLANGE THT/THR SOLDER CONNECTION N OF POLES: 5 180° SOLDER PIN LENGTH (L): 3.2 MM GOLD-PLATED | 0
18120 | 1157820000 | CUTTING TOOLS CUTTING TOOL FOR ONE-HAND OPERATION | 275
18121 | 1157830000 | CUTTING TOOLS CUTTING TOOL FOR ONE-HAND OPERATION | 275
18122 | 1161290000 | SMALL HOUSING OMNIMATE HOUSING - TERMINALBOX GREEN END PLATE WIDTH: 1.5 MM | 301
18123 | 1161690000 | W-SERIES TEST-DISCONNECT TERMINAL RATED CROSS-SECTION: 6 MM² SCREW CONNECTION | 7
18124 | 1161710000 | THM DEVICE MARKERS 251 X 13.5 MM SIEMENS | 226
18125 | 1161730000 | THM DEVICE MARKERS 103.8 X 17.3 MM SIEMENS | 226
18126 | 1161740000 | THM DEVICE MARKERS 103.8 X 17.3 MM SIEMENS | 226
18127 | 1161750000 | THM DEVICE MARKERS 103 X 22.6 MM SIEMENS | 226
18128 | 1161770000 | THM DEVICE MARKERS 103 X 22.6 MM SIEMENS | 226
18129 | 1161780000 | THM DEVICE MARKERS 50 X 25 MM SIEMENS | 226
18130 | 1161790000 | THM DEVICE MARKERS 50 X 12.5 MM SIEMENS | 226
18131 | 1161810000 | THM DEVICE MARKERS 50 X 12.5 MM SIEMENS | 226
18132 | 1162610000 | Z-SERIES END BRACKET | 412
18133 | 1162820000 | W-SERIES FUSE TERMINAL PE TERMINAL RATED CROSS-SECTION: 2.5 MM² SCREW CONNECTION | 7
18134 | 1162830000 | W-SERIES FUSE TERMINAL PE TERMINAL RATED CROSS-SECTION: 2.5 MM² SCREW CONNECTION | 7
18135 | 1162860000 | W-SERIES FUSE TERMINAL PE TERMINAL RATED CROSS-SECTION: 2.5 MM² SCREW CONNECTION | 7
18136 | 1162920000 | W-SERIES FUSE TERMINAL RATED CROSS-SECTION: 2.5 MM² SCREW CONNECTION | 7
18137 | 1162930000 | W-SERIES FUSE TERMINAL RATED CROSS-SECTION: 2.5 MM² SCREW CONNECTION | 7
18138 | 1162940000 | W-SERIES FUSE TERMINAL RATED CROSS-SECTION: 2.5 MM² SCREW CONNECTION | 7
18139 | 1162950000 | W-SERIES FUSE TERMINAL RATED CROSS-SECTION: 2.5 MM² SCREW CONNECTION | 7
18140 | 1162960000 | W-SERIES FUSE TERMINAL RATED CROSS-SECTION: 2.5 MM² SCREW CONNECTION | 7
18141 | 1162980000 | W-SERIES FUSE TERMINAL RATED CROSS-SECTION: 2.5 MM² SCREW CONNECTION | 7
18142 | 1162990000 | W-SERIES FUSE TERMINAL RATED CROSS-SECTION: 2.5 MM² SCREW CONNECTION | 7
18143 | 1163010000 | W-SERIES FUSE TERMINAL RATED CROSS-SECTION: 2.5 MM² SCREW CONNECTION | 7
18144 | 1163020000 | W-SERIES FUSE TERMINAL RATED CROSS-SECTION: 2.5 MM² SCREW CONNECTION | 7
18145 | 1163040000 | W-SERIES FUSE TERMINAL PE TERMINAL RATED CROSS-SECTION: 2.5 MM² SCREW CONNECTION | 7
18146 | 1163050000 | W-SERIES FUSE TERMINAL PE TERMINAL RATED CROSS-SECTION: 2.5 MM² SCREW CONNECTION | 7
18147 | 1163060000 | W-SERIES FUSE TERMINAL PE TERMINAL RATED CROSS-SECTION: 2.5 MM² SCREW CONNECTION | 7
18148 | 1163070000 | W-SERIES FUSE TERMINAL PE TERMINAL RATED CROSS-SECTION: 2.5 MM² SCREW CONNECTION | 7
18149 | 1163080000 | W-SERIES FUSE TERMINAL PE TERMINAL RATED CROSS-SECTION: 2.5 MM² SCREW CONNECTION | 7
18150 | 1165070000 | P-SERIES END PLATE DARK 2.5 MM | 209
18151 | 1165080000 | P-SERIES END PLATE 2.5 MM | 393
18152 | 1165130000 | FEED-THROUGH TERMINAL PUSH IN 10 MM² 800 V 57 A | 15
18153 | 1165140000 | P-SERIES FUSE TERMINAL RATED CROSS-SECTION: 6 MM² PUSH IN | 422
18154 | 1165320000 | P-SERIES END PLATE DARK 2.5 MM | 209
18155 | 1165330000 | P-SERIES END PLATE 2.5 MM | 393
18156 | 1173540000 | P-SERIES MARKER HOLDER N OF LEVELS: 16 TS 35 X 15 | 267
18157 | 1173550000 | P-SERIES MARKER HOLDER N OF LEVELS: 16 TS 35 X 7.5 | 267
18158 | 1173570000 | P-SERIES MARKER HOLDER N OF LEVELS: 8 TS 35 X 15 | 267
18159 | 1173580000 | P-SERIES MARKER HOLDER N OF LEVELS: 8 TS 35 X 7.5 | 267
18160 | 1173590000 | P-SERIES MARKER HOLDER N OF LEVELS: 4 TS 35 X 15 | 267
18161 | 1173600000 | P-SERIES MARKER HOLDER N OF LEVELS: 4 TS 35 X 7.5 | 267
18162 | 1173620000 | P-SERIES PATCH DISTRIBUTOR RATED CROSS-SECTION: 1.5 MM² N OF LEVELS: 16 N OF CONNECTIONS: 64 COLOUR: COLOUR OF OPERATIONAL ELEMENTS: - TS 35 X 15 | 103
18163 | 1173650000 | P-SERIES PATCH DISTRIBUTOR RATED CROSS-SECTION: 1.5 MM² N OF LEVELS: 16 N OF CONNECTIONS: 64 COLOUR: COLOUR OF OPERATIONAL ELEMENTS: - TS 35 X 15 | 103
18164 | 1173680000 | P-SERIES PATCH DISTRIBUTOR RATED CROSS-SECTION: 1.5 MM² N OF LEVELS: 16 N OF CONNECTIONS: 64 COLOUR: COLOUR OF OPERATIONAL ELEMENTS: - TS 35 X 7.5 | 103
18165 | 1173700000 | P-SERIES PARTITION PLATE GREY 2 MM UNPRINTED | 297
18166 | 1173710000 | P-SERIES PATCH DISTRIBUTOR RATED CROSS-SECTION: 1.5 MM² N OF LEVELS: 16 N OF CONNECTIONS: 64 COLOUR: COLOUR OF OPERATIONAL ELEMENTS: - TS 35 X 7.5 | 103
18167 | 1173740000 | P-SERIES PATCH DISTRIBUTOR RATED CROSS-SECTION: 1.5 MM² N OF LEVELS: 8 N OF CONNECTIONS: 32 COLOUR: COLOUR OF OPERATIONAL ELEMENTS: - TS 35 X 15 | 103
18168 | 1173750000 | P-SERIES END PLATE 3 MM | 569
18169 | 1173780000 | P-SERIES PATCH DISTRIBUTOR RATED CROSS-SECTION: 1.5 MM² N OF LEVELS: 8 N OF CONNECTIONS: 32 COLOUR: COLOUR OF OPERATIONAL ELEMENTS: - TS 35 X 15 | 103
18170 | 1173790000 | P-SERIES PATCH DISTRIBUTOR RATED CROSS-SECTION: 1.5 MM² N OF LEVELS: 8 N OF CONNECTIONS: 32 COLOUR: COLOUR OF OPERATIONAL ELEMENTS: - TS 35 X 7.5 | 103
18171 | 1173800000 | P-SERIES PATCH DISTRIBUTOR RATED CROSS-SECTION: 1.5 MM² N OF LEVELS: 8 N OF CONNECTIONS: 32 COLOUR: COLOUR OF OPERATIONAL ELEMENTS: - TS 35 X 7.5 | 103
18172 | 1173810000 | P-SERIES PATCH DISTRIBUTOR RATED CROSS-SECTION: 1.5 MM² N OF LEVELS: 4 N OF CONNECTIONS: 16 COLOUR: COLOUR OF OPERATIONAL ELEMENTS: TS 35 X 15 | 103
18173 | 1173820000 | P-SERIES PATCH DISTRIBUTOR RATED CROSS-SECTION: 1.5 MM² N OF LEVELS: 4 N OF CONNECTIONS: 16 COLOUR: COLOUR OF OPERATIONAL ELEMENTS: TS 35 X 15 | 103
18174 | 1173830000 | P-SERIES PATCH DISTRIBUTOR RATED CROSS-SECTION: 1.5 MM² N OF LEVELS: 4 N OF CONNECTIONS: 16 COLOUR: COLOUR OF OPERATIONAL ELEMENTS: TS 35 X 7.5 | 103
18175 | 1173840000 | P-SERIES PATCH DISTRIBUTOR RATED CROSS-SECTION: 1.5 MM² N OF LEVELS: 4 N OF CONNECTIONS: 16 COLOUR: COLOUR OF OPERATIONAL ELEMENTS: TS 35 X 7.5 | 103
18176 | 1173850000 | P-SERIES POTENTIAL DISTRIBUTOR RATED CROSS-SECTION: 1.5 MM² N OF LEVELS: 8 N OF CONNECTIONS: 32 COLOUR: GREY | 103
18177 | 1173870000 | P-SERIES POTENTIAL DISTRIBUTOR RATED CROSS-SECTION: 1.5 MM² N OF LEVELS: 8 N OF CONNECTIONS: 32 COLOUR: GREY | 103
18178 | 1173880000 | P-SERIES POTENTIAL DISTRIBUTOR RATED CROSS-SECTION: 1.5 MM² N OF LEVELS: 4 N OF CONNECTIONS: 16 COLOUR: GREY | 103
18179 | 1173890000 | P-SERIES POTENTIAL DISTRIBUTOR RATED CROSS-SECTION: 1.5 MM² N OF LEVELS: 4 N OF CONNECTIONS: 16 COLOUR: GREY | 103
18180 | 1173900000 | P-SERIES PATCH DISTRIBUTOR RATED CROSS-SECTION: 1.5 MM² N OF LEVELS: 8 N OF CONNECTIONS: 32 COLOUR: COLOUR OF OPERATIONAL ELEMENTS: - TS 35 X 15 | 103
18181 | 1173910000 | P-SERIES PATCH DISTRIBUTOR RATED CROSS-SECTION: 1.5 MM² N OF LEVELS: 8 N OF CONNECTIONS: 32 COLOUR: COLOUR OF OPERATIONAL ELEMENTS: - TS 35 X 7.5 | 103
18182 | 1173920000 | P-SERIES PATCH DISTRIBUTOR RATED CROSS-SECTION: 1.5 MM² N OF LEVELS: 4 N OF CONNECTIONS: 16 COLOUR: COLOUR OF OPERATIONAL ELEMENTS: TS 35 X 15 | 103
18183 | 1173930000 | P-SERIES PATCH DISTRIBUTOR RATED CROSS-SECTION: 1.5 MM² N OF LEVELS: 4 N OF CONNECTIONS: 16 COLOUR: COLOUR OF OPERATIONAL ELEMENTS: TS 35 X 7.5 | 103
18184 | 1180240000 | RIDERSERIES RCI RELAY MODULE N OF CONTACTS: 2 CO CONTACT WITH TEST BUTTON AGNI RATED CONTROL VOLTAGE: 24 V DC CONTINUOUS CURRENT: 8 A PUSH IN TEST BUTTON AVAILABLE: YES | 3
18185 | 1180290000 | TERMOPTO SOLID-STATE RELAY 1 NO CONTACT (TRANSISTOR) RATED CONTROL VOLTAGE: 120 V AC ±20 % RATED SWITCHING VOLTAGE: 5...48 V DC CONTINUOUS CURRENT: 500 MA SCREW CONNECTION | 3
18186 | 1180910000 | THM DEVICE MARKERS 89 X 36 MM | 77
18187 | 1189260000 | TERMOPTO SOLID-STATE RELAY 1 NO CONTACT (TRANSISTOR) RATED CONTROL VOLTAGE: 230 V AC +10 %/ -15 % RATED SWITCHING VOLTAGE: 5...48 V DC CONTINUOUS CURRENT: 500 MA PUSH IN | 3
18188 | 1189270000 | TERMOPTO SOLID-STATE RELAY 1 NO CONTACT (TRANSISTOR) RATED CONTROL VOLTAGE: 230 V AC +10 %/ -15 % RATED SWITCHING VOLTAGE: 5...48 V DC CONTINUOUS CURRENT: 500 MA SCREW CONNECTION | 3
18189 | 1189890000 | ELECTRONICS HOUSINGS END PLATE WIDTH: 27.2 MM | 380
18190 | 1190340000 | SAK SERIES PARTITION PLATE 2 MM | 304
18191 | 1190360000 | SAK SERIES PARTITION PLATE 2 MM | 304
18192 | 1190490000 | PHOTOVOLTAICS PLUG-IN CONNECTOR | 253
18193 | 1191630000 | TEST-DISCONNECT TERMINAL SCREW CONNECTION 2.5 MM² 500 V 24 A PIVOTING GREEN | 36
18194 | 1192740000 | THM DEVICE MARKERS 48 X 101 MM | 327
18195 | 1192750000 | THM DEVICE MARKERS 74 X 101 MM | 327
18196 | 1192760000 | THM DEVICE MARKERS 150 X 101 MM | 632
18197 | 1193160000 | OMNIMATE HOUSING - SERIES CH20M LENGTH: 40.5 MM WIDTH: 5.1 MM | 202
18198 | 1193170000 | OMNIMATE HOUSING - SERIES CH20M LENGTH: 40.5 MM WIDTH: 5.1 MM | 202
18199 | 1193260000 | Z-SERIES CROSS-CONNECTOR FOR THE TERMINALS N OF POLES: 2 | 23
18200 | 1193270000 | Z-SERIES CROSS-CONNECTOR FOR THE TERMINALS N OF POLES: 3 | 23
18201 | 1193280000 | Z-SERIES CROSS-CONNECTOR FOR THE TERMINALS N OF POLES: 4 | 23
18202 | 1193290000 | Z-SERIES CROSS-CONNECTOR FOR THE TERMINALS N OF POLES: 5 | 23
18203 | 1193300000 | Z-SERIES CROSS-CONNECTOR FOR THE TERMINALS N OF POLES: 6 | 23
18204 | 1193310000 | Z-SERIES CROSS-CONNECTOR FOR THE TERMINALS N OF POLES: 7 | 23
18205 | 1193320000 | Z-SERIES CROSS-CONNECTOR FOR THE TERMINALS N OF POLES: 8 | 23
18206 | 1193330000 | Z-SERIES CROSS-CONNECTOR FOR THE TERMINALS N OF POLES: 9 | 23
18207 | 1193340000 | Z-SERIES CROSS-CONNECTOR FOR THE TERMINALS N OF POLES: 10 | 23
18208 | 1193350000 | Z-SERIES CROSS-CONNECTOR FOR THE TERMINALS N OF POLES: 20 | 23
18209 | 1444050000 | PRESSING TOOL CRIMPING TOOL FOR WIRE-END FERRULES 0.14MM² 6MM² TRAPEZOIDAL CRIMP | 164
18210 | 1444420000 | PRINTED CIRCUIT BOARD TERMINALS 10.16 MM N OF POLES: 2 90° SOLDER PIN LENGTH (L): 3.2 MM TINNED PALE GREEN CLAMPING YOKE CONNECTION CLAMPING RANGE MAX. : 16 MM² BOX | 1
18211 | 1450140000 | PRINTED CIRCUIT BOARD TERMINALS 5.08 MM N OF POLES: 14 135° SOLDER PIN LENGTH (L): 3.5 MM TINNED PALE GREEN CLAMPING YOKE CONNECTION CLAMPING RANGE MAX. : 2.5 MM² BOX | 1
18212 | 1450150000 | PRINTED CIRCUIT BOARD TERMINALS 5.08 MM N OF POLES: 9 90° SOLDER PIN LENGTH (L): 3.5 MM TINNED PALE GREEN CLAMPING YOKE CONNECTION CLAMPING RANGE MAX. : 2.5 MM² BOX | 1
18213 | 1985920000 | SENSOR/ACTUATOR LINE N OF POLES : 8 SHIELDED: NO LED: NO SHEATH MATERIAL: PUR HALOGEN: NO | 0
18214 | 1988300000 | A-SERIES END PLATE | 52
18215 | 1988340000 | A-SERIES END PLATE | 52
18216 | 1989300000 | FIXING CLIP | 693
18217 | 1989970000 | A-SERIES END PLATE | 52
18218 | 1989980000 | A-SERIES END PLATE | 52
18219 | 1990140000 | A-SERIES END PLATE | 52
18220 | 1991910000 | A-SERIES END PLATE | 52
18221 | 1991940000 | A-SERIES END PLATE | 52
18222 | 1991950000 | A-SERIES END PLATE | 52
18223 | 1991970000 | A-SERIES END PLATE | 52
18224 | 1993580000 | A-SERIES END PLATE | 52
18225 | 1993590000 | A-SERIES END PLATE | 52
18226 | 1993600000 | A-SERIES END PLATE | 52
18227 | 1993810000 | HDC INSERT MALE 400 V 10 A N OF POLES: 12 CRIMP CONNECTION SIZE: 1 | 25
18228 | 1993820000 | HDC INSERT FEMALE 400 V 10 A N OF POLES: 12 CRIMP CONNECTION SIZE: 1 | 25
18229 | 2003750000 | DEKAFIX TERMINAL MARKER 5 X 3.5 MM PITCH IN MM (P): 3.50 WEIDMUELLER | 13
18230 | 2003760000 | WS TERMINAL MARKER 10 X 3.5 MM PITCH IN MM (P): 3.50 WEIDMUELLER | 13
18231 | 2003780000 | WS TERMINAL MARKER 10 X 6 MM PITCH IN MM (P): 6.00 WEIDMUELLER ALLEN-BRADLEY | 13
18232 | 2004960000 | W-SERIES CROSS-CONNECTOR N OF POLES: 5 | 371
18233 | 2004970000 | THM CONDUCTOR AND CABLE MARKERS 8 - 23 MM 25.4 X 100 MM | 21
18234 | 2005100000 | ESG DEVICE MARKERS 6 X 17 MM | 154
18235 | 2005110000 | ESG DEVICE MARKERS 6 X 17 MM | 154
18236 | 2005120000 | ESG DEVICE MARKERS 6 X 17 MM GREY | 154
18237 | 2005130000 | ESG DEVICE MARKERS 6 X 17 MM | 154
18238 | 2005140000 | ESG DEVICE MARKERS 8 X 20 MM | 326
18239 | 2005150000 | ESG DEVICE MARKERS 8 X 20 MM | 326
18240 | 2005160000 | ESG DEVICE MARKERS 8 X 20 MM GREY | 326
18241 | 2005170000 | ESG DEVICE MARKERS 8 X 20 MM | 326
18242 | 2005180000 | ELS INSERT MARKERS 20 X 8 MM | 849
18243 | 2005190000 | ESG DEVICE MARKERS 9 X 17 MM | 154
18244 | 2005200000 | ELS INSERT MARKERS 40 X 16 MM | 233
18245 | 2005210000 | ESG DEVICE MARKERS 9 X 17 MM | 154
18246 | 2005230000 | ESG DEVICE MARKERS 9 X 17 MM GREY | 154
18247 | 2005240000 | ELS INSERT MARKERS 20 X 8 MM | 849
18248 | 2005250000 | ESG DEVICE MARKERS 9 X 17 MM | 154
18249 | 2005260000 | ELS INSERT MARKERS 40 X 16 MM | 233
18250 | 2005270000 | CLIPCARD DEVICE MARKERS 54 X 85 MM | 64
18251 | 2005280000 | CLIPCARD DEVICE MARKERS 54 X 85 MM | 64
18252 | 2005290000 | CLIPCARD DEVICE MARKERS 54 X 85 MM GREY | 64
18253 | 2005310000 | CLIPCARD DEVICE MARKERS 54 X 85 MM | 64
18254 | 2005320000 | SLIMFIX CONDUCTOR AND CABLE MARKERS 7 - 26 X 15 MM | 12
18255 | 2005330000 | CLIPCARD DEVICE MARKERS 30 X 60 MM | 445
18256 | 2005340000 | SLIMFIX CONDUCTOR AND CABLE MARKERS 7 - 60 X 13 MM | 12
18257 | 2005350000 | CLIPCARD DEVICE MARKERS 30 X 60 MM | 445
18258 | 2005360000 | SLIMFIX CONDUCTOR AND CABLE MARKERS 7 - 60 X 32 MM | 12
18259 | 2005370000 | CLIPCARD DEVICE MARKERS 30 X 60 MM GREY | 445
18260 | 2005380000 | SLIMFIX CONDUCTOR AND CABLE MARKERS 7 - 26 X 15 MM | 12
18261 | 2005390000 | CLIPCARD DEVICE MARKERS 30 X 60 MM | 445
18262 | 2005400000 | SLIMFIX CONDUCTOR AND CABLE MARKERS 7 - 60 X 13 MM | 12
18263 | 2005410000 | CLIPCARD DEVICE MARKERS 15 X 60 MM | 64
18264 | 2005420000 | SLIMFIX CONDUCTOR AND CABLE MARKERS 7 - 60 X 32 MM | 12
18265 | 2005430000 | CLIPCARD DEVICE MARKERS 15 X 60 MM | 64
18266 | 2005440000 | TM-I INSERT MARKERS 12 X 4 MM | 70
18267 | 2005450000 | TM-I INSERT MARKERS 15 X 4 MM | 70
18268 | 2005460000 | CLIPCARD DEVICE MARKERS 15 X 60 MM GREY | 64
18269 | 2005470000 | TM-I INSERT MARKERS 18 X 4 MM | 70
18270 | 2005480000 | CLIPCARD DEVICE MARKERS 15 X 60 MM | 64
18271 | 2005490000 | TM-I INSERT MARKERS 20 X 4 MM | 70
18272 | 2005500000 | CLIPCARD DEVICE MARKERS 15 X 45 MM | 64
18273 | 2005510000 | TM-I INSERT MARKERS 23 X 4 MM | 70
18274 | 2005520000 | CLIPCARD DEVICE MARKERS 15 X 45 MM | 64
18275 | 2005530000 | TM-I INSERT MARKERS 30 X 4 MM | 70
18276 | 2005540000 | CLIPCARD DEVICE MARKERS 15 X 45 MM GREY | 64
18277 | 2005550000 | TM-I INSERT MARKERS 12 X 4 MM | 70
18278 | 2005570000 | CLIPCARD DEVICE MARKERS 15 X 45 MM | 64
18279 | 2005580000 | TM-I INSERT MARKERS 15 X 4 MM | 70
18280 | 2005600000 | CLIPCARD DEVICE MARKERS 15 X 27 MM | 64
18281 | 2005610000 | TM-I INSERT MARKERS 18 X 4 MM | 70
18282 | 2005630000 | CLIPCARD DEVICE MARKERS 15 X 27 MM | 64
18283 | 2005640000 | TM-I INSERT MARKERS 20 X 4 MM | 70
18284 | 2005660000 | CLIPCARD DEVICE MARKERS 15 X 27 MM GREY | 64
18285 | 2005670000 | TM-I INSERT MARKERS 23 X 4 MM | 70
18286 | 2005690000 | CLIPCARD DEVICE MARKERS 15 X 27 MM | 64
18287 | 2005700000 | TM-I INSERT MARKERS 30 X 4 MM | 70
18288 | 2005730000 | TM-I INSERT MARKERS 12 X 4 MM | 70
18289 | 2005760000 | TM-I INSERT MARKERS 15 X 4 MM | 70
18290 | 2005790000 | TM-I INSERT MARKERS 18 X 4 MM | 70
18291 | 2005810000 | SWITCHMARK DEVICE MARKERS 47.75 X 27 MM | 44
18292 | 2005820000 | TM-I INSERT MARKERS 20 X 4 MM | 70
18293 | 2005840000 | SWITCHMARK DEVICE MARKERS 47.75 X 27 MM | 44
18294 | 2005850000 | TM-I INSERT MARKERS 23 X 4 MM | 70
18295 | 2005860000 | SWITCHMARK DEVICE MARKERS 47.75 X 27 MM GREY | 44
18296 | 2005870000 | TM-I INSERT MARKERS 30 X 4 MM | 70
18297 | 2005880000 | SWITCHMARK DEVICE MARKERS 47.75 X 27 MM | 44
18298 | 2005890000 | TM-I INSERT MARKERS 12 X 4 MM | 70
18299 | 2005900000 | SWITCHMARK DEVICE MARKERS 47.75 X 27 MM | 44
18300 | 2005910000 | TM-I INSERT MARKERS 15 X 4 MM | 70
18301 | 2005920000 | SWITCHMARK DEVICE MARKERS 47.75 X 27 MM GREEN | 44
18302 | 2005930000 | TM-I INSERT MARKERS 18 X 4 MM | 70
18303 | 2005950000 | TM-I INSERT MARKERS 20 X 4 MM | 70
18304 | 2005970000 | TM-I INSERT MARKERS 23 X 4 MM | 70
18305 | 2005990000 | TM-I INSERT MARKERS 30 X 4 MM | 70
18306 | 2006010000 | WM CONDUCTOR AND CABLE MARKERS 1 - 2 MM 32 X 3.5 MM | 191
18307 | 2006030000 | WM CONDUCTOR AND CABLE MARKERS 2 - 3.5 MM 32 X 4.8 MM | 21
18308 | 2006050000 | WM CONDUCTOR AND CABLE MARKERS 3.5 - 5 MM 32 X 6.4 MM | 21
18309 | 2006060000 | SWITCHMARK DEVICE MARKERS | 705
18310 | 2006070000 | WM CONDUCTOR AND CABLE MARKERS 5 - 8 MM 32 X 10 MM | 191
18311 | 2006080000 | SWITCHMARK DEVICE MARKERS 56 X 36 MM | 241
18312 | 2006090000 | WM CONDUCTOR AND CABLE MARKERS 1 - 2 MM 32 X 3.5 MM | 191
18313 | 2006100000 | SWITCHMARK DEVICE MARKERS 56 X 36 MM | 241
18314 | 2006110000 | WM CONDUCTOR AND CABLE MARKERS 2 - 3.5 MM 32 X 4.8 MM | 21
18315 | 2006120000 | SWITCHMARK DEVICE MARKERS 56 X 36 MM GREY | 241
18316 | 2006130000 | WM CONDUCTOR AND CABLE MARKERS 3.5 - 5 MM 32 X 6.4 MM | 21
18317 | 2006140000 | SWITCHMARK DEVICE MARKERS 56 X 36 MM | 241
18318 | 2006150000 | WM CONDUCTOR AND CABLE MARKERS 5 - 8 MM 32 X 10 MM | 191
18319 | 2006160000 | SWITCHMARK DEVICE MARKERS 56 X 36 MM | 241
18320 | 2006170000 | WM CONDUCTOR AND CABLE MARKERS 1 - 2 MM 23 X 3.5 MM | 191
18321 | 2006180000 | SWITCHMARK DEVICE MARKERS 56 X 36 MM GREEN | 241
18322 | 2006190000 | WM CONDUCTOR AND CABLE MARKERS 2 - 3.5 MM 23 X 4.8 MM | 21
18323 | 2006200000 | SWITCHMARK DEVICE MARKERS 9 X 18 MM | 44
18324 | 2006210000 | WM CONDUCTOR AND CABLE MARKERS 3.5 - 5 MM 23 X 6.4 MM | 21
18325 | 2006220000 | SWITCHMARK DEVICE MARKERS 9 X 18 MM | 44
18326 | 2006230000 | WM CONDUCTOR AND CABLE MARKERS 5 - 8 MM 23 X 10 MM | 191
18327 | 2006240000 | SWITCHMARK DEVICE MARKERS 9 X 18 MM | 44
18328 | 2006250000 | WM CONDUCTOR AND CABLE MARKERS 1 - 2 MM 23 X 3.5 MM | 191
18329 | 2006260000 | SWITCHMARK DEVICE MARKERS 9 X 18 MM GREY | 44
18330 | 2006270000 | WM CONDUCTOR AND CABLE MARKERS 2 - 3.5 MM 23 X 4.8 MM | 21
18331 | 2006280000 | SWITCHMARK DEVICE MARKERS 18 X 27 MM | 44
18332 | 2006290000 | WM CONDUCTOR AND CABLE MARKERS 3.5 - 5 MM 23 X 6.4 MM | 21
18333 | 2006300000 | SWITCHMARK DEVICE MARKERS 18 X 27 MM | 44
18334 | 2006310000 | WM CONDUCTOR AND CABLE MARKERS 5 - 8 MM 23 X 10 MM | 191
18335 | 2006320000 | SWITCHMARK DEVICE MARKERS 18 X 27 MM | 44
18336 | 2006330000 | WM CONDUCTOR AND CABLE MARKERS 1 - 2 MM 17 X 3.5 MM | 12
18337 | 2006340000 | SWITCHMARK DEVICE MARKERS 18 X 27 MM GREY | 44
18338 | 2006350000 | WM CONDUCTOR AND CABLE MARKERS 2 - 3.5 MM 17 X 4.8 MM | 21
18339 | 2006360000 | SWITCHMARK DEVICE MARKERS 18 X 27 MM | 44
18340 | 2006370000 | WM CONDUCTOR AND CABLE MARKERS 3.5 - 5 MM 17 X 6.4 MM | 21
18341 | 2006380000 | SWITCHMARK DEVICE MARKERS 18 X 27 MM GREEN | 44
18342 | 2006390000 | WM CONDUCTOR AND CABLE MARKERS 5 - 8 MM 17 X 10 MM | 12
18343 | 2006400000 | SWITCHMARK DEVICE MARKERS 8 X 27 MM | 44
18344 | 2006410000 | WM CONDUCTOR AND CABLE MARKERS 1 - 2 MM 17 X 3.5 MM | 12
18345 | 2006420000 | SWITCHMARK DEVICE MARKERS 8 X 27 MM | 44
18346 | 2006430000 | WM CONDUCTOR AND CABLE MARKERS 2 - 3.5 MM 17 X 4.8 MM | 21
18347 | 2006440000 | SWITCHMARK DEVICE MARKERS 8 X 27 MM | 44
18348 | 2006450000 | WM CONDUCTOR AND CABLE MARKERS 3.5 - 5 MM 17 X 6.4 MM | 21
18349 | 2006460000 | SWITCHMARK DEVICE MARKERS 8 X 27 MM | 44
18350 | 2006470000 | WM CONDUCTOR AND CABLE MARKERS 5 - 8 MM 17 X 10 MM | 12
18351 | 2006480000 | SWITCHMARK DEVICE MARKERS 8 X 27 MM GREY | 44
18352 | 2006490000 | SWITCHMARK DEVICE MARKERS 8 X 27 MM GREEN | 44
18353 | 2006500000 | SWITCHMARK DEVICE MARKERS 12.5 X 27 MM | 44
18354 | 2006510000 | SWITCHMARK DEVICE MARKERS 12.5 X 27 MM | 44
18355 | 2006520000 | SWITCHMARK DEVICE MARKERS 12.5 X 27 MM GREY | 44
18356 | 2006530000 | SWITCHMARK DEVICE MARKERS 12.5 X 27 MM | 44
18357 | 2006540000 | SWITCHMARK DEVICE MARKERS 12.5 X 27 MM | 44
18358 | 2006550000 | SWITCHMARK DEVICE MARKERS 12.5 X 27 MM GREEN | 44
18359 | 2006560000 | THM DEVICE MARKERS 12 X | 86
18360 | 2006570000 | THM DEVICE MARKERS 12 X | 86
18361 | 2006580000 | THM DEVICE MARKERS 12 X | 86
18362 | 2006590000 | THM DEVICE MARKERS 15 X | 86
18363 | 2006600000 | THM DEVICE MARKERS 15 X | 86
18364 | 2006610000 | THM DEVICE MARKERS 15 X | 86
18365 | 2006620000 | THM DEVICE MARKERS 27 X | 86
18366 | 2006630000 | THM DEVICE MARKERS 27 X | 86
18367 | 2006640000 | THM DEVICE MARKERS 27 X | 86
18368 | 2006650000 | THM DEVICE MARKERS 38 X | 86
18369 | 2006660000 | THM DEVICE MARKERS 38 X | 86
18370 | 2006670000 | THM DEVICE MARKERS 38 X | 86
18371 | 2006680000 | THM DEVICE MARKERS 60 X | 86
18372 | 2006690000 | THM DEVICE MARKERS 60 X | 86
18373 | 2006700000 | THM DEVICE MARKERS 60 X | 86
18374 | 2006710000 | THM DEVICE MARKERS 100 X | 274
18375 | 2006720000 | THM DEVICE MARKERS 100 X | 274
18376 | 2006730000 | THM DEVICE MARKERS 100 X | 274
18377 | 2007100000 | DEKAFIX TERMINAL MARKER 5 X 3.5 MM WEIDMUELLER | 231
18378 | 2007120000 | DEKAFIX TERMINAL MARKER 5 X 6 MM WEIDMUELLER | 231
18379 | 2007130000 | DEKAFIX TERMINAL MARKER 5 X 8 MM WEIDMUELLER | 231
18380 | 2007140000 | WS TERMINAL MARKER 8 X 3.5 MM WEIDMUELLER | 149
18381 | 2007150000 | WS TERMINAL MARKER 8 X 5 MM WEIDMUELLER | 149
18382 | 2007160000 | WS TERMINAL MARKER 8 X 6 MM WEIDMUELLER | 149
18383 | 2007170000 | WS TERMINAL MARKER 8 X 8 MM WEIDMUELLER | 149
18384 | 2007180000 | WS TERMINAL MARKER 12 X 3.5 MM WEIDMUELLER | 149
18385 | 2007190000 | WS TERMINAL MARKER 12 X 5 MM WEIDMUELLER | 149
18386 | 2007200000 | WS TERMINAL MARKER 12 X 6 MM WEIDMUELLER | 149
18387 | 2007210000 | WS TERMINAL MARKER 12 X 8 MM WEIDMUELLER | 149
18388 | 2007300000 | PCB PLUG-IN CONNECTOR ACCESSORIES CODING ELEMENT N OF POLES: 1 | 27
18389 | 2009980000 | ELS INSERT MARKERS 30 X 6 MM | 233
18390 | 2010620000 | ELS INSERT MARKERS 30 X 6 MM | 233
18391 | 2035590000 | A-SERIES END PLATE | 52
18392 | 2047320000 | MULTIFIT TERMINAL MARKER 12 X 5 MM PITCH IN MM (P): 5.00 ABB SNK SERIES | 101
18393 | 2047340000 | MULTIFIT TERMINAL MARKER 12 X 6 MM PITCH IN MM (P): 6.00 ABB SNK SERIES | 101
18394 | 2047350000 | MULTIFIT TERMINAL MARKER 12 X 8 MM PITCH IN MM (P): 8.00 ABB SNK SERIES | 101
18395 | 2047360000 | ESG DEVICE MARKERS X 15 MM PA 66 COLOUR: | 177
18396 | 2047380000 | CLIPCARD DEVICE MARKERS 30 X 30 MM SELF-ADHESIVE Ø 30 MM | 617
18397 | 2047390000 | CLIPCARD DEVICE MARKERS 30 X 30 MM SELF-ADHESIVE Ø 30 MM | 617
18398 | 2047400000 | CLIPCARD DEVICE MARKERS 30 X 30 MM SELF-ADHESIVE Ø 30 MM GREY | 617
18399 | 2047430000 | ESG DEVICE MARKERS X 17.7 MM PA 66 COLOUR: | 177
18400 | 2047540000 | ESG DEVICE MARKERS X 15 MM PA 66 COLOUR: TO CUSTOMER SPECIFICATION | 92
18401 | 2047560000 | CLIPCARD DEVICE MARKERS 30 X 30 MM SELF-ADHESIVE Ø 30 MM TO CUSTOMER SPECIFICATION | 117
18402 | 2051240000 | FEED-THROUGH TERMINAL PUSH IN 4 MM² 800 V 32 A DARK | 15
18403 | 2051280000 | FEED-THROUGH TERMINAL PUSH IN 4 MM² 800 V 32 A | 15
18404 | 2051300000 | FEED-THROUGH TERMINAL PUSH IN 4 MM² 800 V 32 A | 15
18405 | 2051320000 | FEED-THROUGH TERMINAL PUSH IN 4 MM² 800 V 32 A ORANGE | 15
18406 | 2051340000 | FEED-THROUGH TERMINAL PUSH IN 4 MM² 800 V 32 A | 15
18407 | 2051350000 | FEED-THROUGH TERMINAL PUSH IN 4 MM² 800 V 32 A GREEN | 15
18408 | 2051370000 | FEED-THROUGH TERMINAL PUSH IN 4 MM² 800 V 32 A | 15
18409 | 2051400000 | FEED-THROUGH TERMINAL PUSH IN 4 MM² 800 V 32 A | 15
18410 | 2051460000 | FEED-THROUGH TERMINAL PUSH IN 4 MM² 800 V 32 A LIGHT GREY | 15
18411 | 2051680000 | A-SERIES END PLATE | 52
18412 | 2051690000 | A-SERIES END PLATE | 52
18413 | 2051710000 | A-SERIES END PLATE | 52
18414 | 2051720000 | A-SERIES END PLATE | 52
18415 | 2051880000 | A-SERIES END PLATE | 52
18416 | 2051890000 | A-SERIES END PLATE | 52
18417 | 2051900000 | A-SERIES END PLATE | 52
18418 | 2051910000 | A-SERIES END PLATE | 52
18419 | 2051920000 | A-SERIES END PLATE | 52
18420 | 2052290000 | A-SERIES END PLATE | 52
18421 | 2052300000 | A-SERIES END PLATE | 52
18422 | 2052310000 | A-SERIES END PLATE | 52
18423 | 2052350000 | A-SERIES END PLATE | 52
18424 | 2052390000 | A-SERIES END PLATE | 52
18425 | 2052400000 | A-SERIES END PLATE | 52
18426 | 2052520000 | A-SERIES END PLATE | 52
18427 | 2052530000 | A-SERIES END PLATE | 52
18428 | 2422300000 | BUILT-IN PLUGS M12 N OF POLES: 4 | 75
18429 | 2422390000 | BUILT-IN PLUGS M12 N OF POLES: 5 | 75
18430 | 2422420000 | BUILT-IN PLUGS M12 PIN N OF POLES: 8 | 195
18431 | 2422430000 | BUILT-IN PLUGS M12 M 16 N OF POLES: 4 REAR PANEL MOUNTING | 30
18432 | 2422440000 | BUILT-IN PLUGS M8 N OF POLES: 4 FRONT MOUNTING | 104
18433 | 2422480000 | BUILT-IN PLUGS M12 SOCKET CONNECTOR N OF POLES: 8 | 140
18434 | 2422500000 | BUILT-IN PLUGS M8 N OF POLES: 4 FRONT MOUNTING | 104
18435 | 2422520000 | BUILT-IN PLUGS M12 M 12 N OF POLES: 5 FRONT MOUNTING | 30
18436 | 2422540000 | BUILT-IN PLUGS M12 PIN N OF POLES: 4 | 75
18437 | 2422550000 | BUILT-IN PLUGS M12 M 12 N OF POLES: 5 FRONT MOUNTING | 30
18438 | 2422580000 | BUILT-IN PLUGS M12 M 12 N OF POLES: 4 FRONT MOUNTING | 30
18439 | 2422590000 | BUILT-IN PLUGS M8 N OF POLES: 4 FRONT MOUNTING | 104
18440 | 2422600000 | BUILT-IN PLUGS M12 PIN N OF POLES: 5 | 75
18441 | 2422610000 | BUILT-IN PLUGS M12 M 12 N OF POLES: 4 FRONT MOUNTING | 30
18442 | 2422640000 | BUILT-IN PLUGS M12 M 12 N OF POLES: 5 FRONT MOUNTING | 30
18443 | 2422670000 | BUILT-IN PLUGS M12 M 12 N OF POLES: 5 FRONT MOUNTING | 30
18444 | 2422720000 | BUILT-IN PLUGS M12 PIN N OF POLES: 4 | 75
18445 | 2422730000 | BUILT-IN PLUGS M12 M 12 N OF POLES: 4 REAR PANEL MOUNTING | 30
18446 | 2422780000 | BUILT-IN PLUGS M12 PIN N OF POLES: 5 | 75
18447 | 2422790000 | BUILT-IN PLUGS M12 M 12 N OF POLES: 5 REAR PANEL MOUNTING | 30
18448 | 2422800000 | BUILT-IN PLUGS M8 N OF POLES: 3 FRONT MOUNTING | 104
18449 | 2422820000 | BUILT-IN PLUGS M12 M 12 N OF POLES: 4 REAR PANEL MOUNTING | 30
18450 | 2422830000 | BUILT-IN PLUGS M8 N OF POLES: 3 FRONT MOUNTING | 104
18451 | 2422840000 | BUILT-IN PLUGS M12 SOCKET CONNECTOR N OF POLES: 4 | 140
18452 | 2422850000 | BUILT-IN PLUGS M12 M 12 N OF POLES: 4 REAR PANEL MOUNTING | 30
18453 | 2422860000 | BUILT-IN PLUGS M8 N OF POLES: 3 FRONT MOUNTING | 104
18454 | 2422880000 | BUILT-IN PLUGS M12 M 12 N OF POLES: 5 REAR PANEL MOUNTING | 30
18455 | 2422890000 | BUILT-IN PLUGS M8 N OF POLES: 3 FRONT MOUNTING | 104
18456 | 2422900000 | BUILT-IN PLUGS M12 SOCKET CONNECTOR N OF POLES: 5 | 140
18457 | 2422910000 | BUILT-IN PLUGS M12 M 12 N OF POLES: 5 REAR PANEL MOUNTING | 30
18458 | 2422960000 | BUILT-IN PLUGS M12 SOCKET CONNECTOR N OF POLES: 4 | 140
18459 | 2423000000 | BUILT-IN PLUGS M12 M 12 N OF POLES: 5 FRONT MOUNTING | 30
18460 | 2423010000 | BUILT-IN PLUGS M8 N OF POLES: 4 FRONT MOUNTING | 104
18461 | 2423020000 | BUILT-IN PLUGS M12 N OF POLES: 4 | 75
18462 | 2423030000 | BUILT-IN PLUGS M12 M 12 N OF POLES: 5 FRONT MOUNTING | 30
18463 | 2423040000 | BUILT-IN PLUGS M8 N OF POLES: 4 FRONT MOUNTING | 104
18464 | 2423050000 | BUILT-IN PLUGS M12 N OF POLES: 5 | 75
18465 | 2423060000 | BUILT-IN PLUGS M12 M 12 N OF POLES: 4 FRONT MOUNTING | 30
18466 | 2423070000 | BUILT-IN PLUGS M8 N OF POLES: 4 FRONT MOUNTING | 104
18467 | 2423090000 | BUILT-IN PLUGS M12 M 12 N OF POLES: 4 FRONT MOUNTING | 30
18468 | 2423100000 | BUILT-IN PLUGS M8 N OF POLES: 4 FRONT MOUNTING | 104
18469 | 2423120000 | BUILT-IN PLUGS M12 M 12 N OF POLES: 5 FRONT MOUNTING | 30
18470 | 2423130000 | BUILT-IN PLUGS M8 N OF POLES: 4 REAR PANEL MOUNTING | 30
18471 | 2423150000 | BUILT-IN PLUGS M12 M 12 N OF POLES: 5 FRONT MOUNTING | 30
18472 | 2423160000 | BUILT-IN PLUGS M8 N OF POLES: 4 FRONT MOUNTING | 104
18473 | 2423180000 | BUILT-IN PLUGS M12 M 12 N OF POLES: 4 REAR PANEL MOUNTING | 30
18474 | 2423200000 | BUILT-IN PLUGS M12 N OF POLES: 4 | 75
18475 | 2423210000 | BUILT-IN PLUGS M12 M 12 N OF POLES: 4 REAR PANEL MOUNTING | 30
18476 | 2423230000 | BUILT-IN PLUGS M12 N OF POLES: 5 | 75
18477 | 2423240000 | BUILT-IN PLUGS M12 M 12 N OF POLES: 5 REAR PANEL MOUNTING | 30
18478 | 2423260000 | BUILT-IN PLUGS M12 N OF POLES: 8 | 75
18479 | 2423270000 | BUILT-IN PLUGS M12 M 12 N OF POLES: 5 REAR PANEL MOUNTING | 30
18480 | 2423300000 | BUILT-IN PLUGS M12 M 12 N OF POLES: 4 REAR PANEL MOUNTING | 30
18481 | 2423340000 | BUILT-IN PLUGS M8 N OF POLES: 8 FRONT MOUNTING | 104
18482 | 2423360000 | BUILT-IN PLUGS M12 M 12 N OF POLES: 5 REAR PANEL MOUNTING | 30
18483 | 2423370000 | BUILT-IN PLUGS M8 N OF POLES: 8 REAR PANEL MOUNTING | 30
18484 | 2423380000 | BUILT-IN PLUGS M12 SOCKET CONNECTOR N OF POLES: 8 | 140
18485 | 2423390000 | BUILT-IN PLUGS M12 M 12 N OF POLES: 5 REAR PANEL MOUNTING | 30
18486 | 2423430000 | BUILT-IN PLUGS M8 N OF POLES: 3 FRONT MOUNTING | 104
18487 | 2423450000 | BUILT-IN PLUGS M12 M 12 N OF POLES: 4 REAR PANEL MOUNTING | 30
18488 | 2423470000 | BUILT-IN PLUGS M12 N OF POLES: 8 | 75
18489 | 2423480000 | BUILT-IN PLUGS M12 M 12 N OF POLES: 5 REAR PANEL MOUNTING | 30
18490 | 2423490000 | BUILT-IN PLUGS M8 M 8 N OF POLES: 3 REAR PANEL MOUNTING | 30
18491 | 2423500000 | BUILT-IN PLUGS M12 PIN N OF POLES: 4 | 75
18492 | 2423510000 | BUILT-IN PLUGS M12 M 12 N OF POLES: 5 REAR PANEL MOUNTING | 30
18493 | 2423520000 | BUILT-IN PLUGS M8 M 8 N OF POLES: 3 REAR PANEL MOUNTING | 30
18494 | 2423540000 | BUILT-IN PLUGS M12 M 12 N OF POLES: 4 FRONT MOUNTING | 30
18495 | 2424130000 | BUILT-IN PLUGS M8 SOCKET CONNECTOR M 12 N OF POLES: 5 | 140
18496 | 2424140000 | BUILT-IN PLUGS M12 M 12 N OF POLES: 4 FRONT MOUNTING | 30
18497 | 2424150000 | BUILT-IN PLUGS M8 PIN M 8 N OF POLES: 8 | 195
18498 | 2424160000 | BUILT-IN PLUGS M12 M 12 N OF POLES: 5 FRONT MOUNTING | 30
18499 | 2424170000 | BUILT-IN PLUGS M12 M 12 N OF POLES: 4 REAR PANEL MOUNTING | 30
18500 | 2424180000 | BUILT-IN PLUGS M12 M 16 N OF POLES: 4 FRONT MOUNTING | 30
18501 | 2424200000 | BUILT-IN PLUGS M12 M 12 N OF POLES: 4 FRONT MOUNTING | 30
18502 | 2424230000 | BUILT-IN PLUGS M12 M 12 N OF POLES: 4 REAR PANEL MOUNTING | 30
18503 | 2424240000 | BUILT-IN PLUGS M12 M 16 N OF POLES: 5 REAR PANEL MOUNTING | 30
18504 | 2455620000 | THM DEVICE MARKERS 74 X 101 MM | 327
18505 | 2463200000 | SMALL HOUSING OMNIMATE HOUSING - TERMINALBOX FLANGE-MOUNTED HOUSING WIDTH: 6 MM | 301
18506 | 2463210000 | SMALL HOUSING OMNIMATE HOUSING - TERMINALBOX END PLATE WIDTH: 1.5 MM | 301
18507 | 2466530000 | FUSE TERMINAL PUSH IN 2.5 MM² 250 V 10 A | 244
18508 | 2466600000 | FUSE TERMINAL PUSH IN 2.5 MM² 24 V 10 A | 244
18509 | 2466610000 | FUSE TERMINAL PUSH IN 2.5 MM² 12 V 10 A | 244
18510 | 2466760000 | THM DEVICE MARKERS 6 X 12 MM | 77
18511 | 2469360000 | W-SERIES FUSE TERMINAL RATED CROSS-SECTION: 25 MM² SCREW CONNECTION TS 35 | 7
18512 | 2469420000 | A-SERIES END PLATE | 52
18513 | 2471470000 | A-SERIES END PLATE | 52
18514 | 2482510000 | A-SERIES END PLATE | 52
18515 | 2482520000 | A-SERIES END PLATE | 52
18516 | 2485980000 | A-SERIES END PLATE | 52
18517 | 2486640000 | A-SERIES END PLATE | 52
18518 | 2486660000 | A-SERIES END PLATE | 52
18519 | 2488970000 | A-SERIES PARTITION PLATE | 283
18520 | 2489090000 | A-SERIES PARTITION PLATE | 283
18521 | 2489100000 | A-SERIES PARTITION PLATE | 283
18522 | 2489110000 | A-SERIES PARTITION PLATE | 283
18523 | 2490380000 | A-SERIES END PLATE | 52
18524 | 2490390000 | A-SERIES END PLATE | 52
18525 | 2490530000 | A-SERIES END PLATE | 52
18526 | 2490540000 | A-SERIES END PLATE | 52
18527 | 2496760000 | CLIPCARD DEVICE MARKERS 54 X 85 MM GREY | 64
18528 | 2496770000 | CLIPCARD DEVICE MARKERS 54 X 85 MM | 64
18529 | 2496780000 | ESG DEVICE MARKERS 6 X 17 MM | 154
18530 | 2496790000 | ESG DEVICE MARKERS 6 X 17 MM | 154
18531 | 2496800000 | ESG DEVICE MARKERS 8 X 20 MM | 326
18532 | 2496810000 | ESG DEVICE MARKERS 8 X 20 MM | 326
18533 | 2496820000 | ESG DEVICE MARKERS 9 X 17 MM | 154
18534 | 2496830000 | ESG DEVICE MARKERS 9 X 17 MM | 154
18535 | 2496840000 | SWITCHMARK DEVICE MARKERS 9 X 18 MM GREY | 44
18536 | 2496850000 | SWITCHMARK DEVICE MARKERS 9 X 18 MM | 44
18537 | 2496860000 | SWITCHMARK DEVICE MARKERS 12.5 X 27 MM GREY | 44
18538 | 2496870000 | SWITCHMARK DEVICE MARKERS 12.5 X 27 MM | 44
18539 | 2496880000 | SWITCHMARK DEVICE MARKERS 18 X 27 MM | 44
18540 | 2496890000 | SWITCHMARK DEVICE MARKERS 18 X 27 MM GREEN | 44
18541 | 2496900000 | SWITCHMARK DEVICE MARKERS 18 X 27 MM GREY | 44
18542 | 2496910000 | SWITCHMARK DEVICE MARKERS 18 X 27 MM | 44
18543 | 2496920000 | SWITCHMARK DEVICE MARKERS 18 X 27 MM | 44
18544 | 2496930000 | SWITCHMARK DEVICE MARKERS 47.75 X 27 MM | 44
18545 | 2496940000 | SWITCHMARK DEVICE MARKERS 47.75 X 27 MM GREY | 44
18546 | 2496950000 | SWITCHMARK DEVICE MARKERS 47.75 X 27 MM | 44
18547 | 2496960000 | SWITCHMARK DEVICE MARKERS 47.75 X 27 MM | 44
18548 | 2496970000 | SWITCHMARK DEVICE MARKERS 8 X 27 MM | 44
18549 | 2496980000 | SWITCHMARK DEVICE MARKERS 8 X 27 MM GREEN | 44
18550 | 2496990000 | SWITCHMARK DEVICE MARKERS 8 X 27 MM GREY | 44
18551 | 2497000000 | SWITCHMARK DEVICE MARKERS 8 X 27 MM | 44
18552 | 2497010000 | SWITCHMARK DEVICE MARKERS 56 X 36 MM GREY | 241
18553 | 2497020000 | SWITCHMARK DEVICE MARKERS 56 X 36 MM | 241
18554 | 2497030000 | SWITCHMARK DEVICE MARKERS | 705
18555 | 2500710000 | FRONTCOM INSERT POWER LARGE TYPE D SOCKET CONNECTOR IN | 237
18556 | 2503650000 | SUPPLY TERMINAL PUSH IN 6 MM² 500 V 41 A DARK | 148
18557 | 2503880000 | MODULAR DISTRIBUTION TERMINALS PUSH IN 2.5 MM² 800 V 24 A DARK | 87
18558 | 2503900000 | SUPPLY TERMINAL PUSH IN 10 MM² 800 V 57 A DARK | 148
18559 | 2503910000 | MODULAR DISTRIBUTION TERMINALS PUSH IN 1.5 MM² 500 V 17.5 A DARK | 87
18560 | 2506090000 | MODULAR DISTRIBUTION TERMINALS PUSH IN 6 MM² 500 V 35 A DARK | 87
18561 | 2506340000 | MODULAR DISTRIBUTION TERMINALS PUSH IN 6 MM² 250 V 41 A DARK | 87
18562 | 2506350000 | MODULAR DISTRIBUTION TERMINALS PUSH IN 10 MM² 800 V 48 A DARK | 87
18563 | 2506360000 | MODULAR DISTRIBUTION TERMINALS PUSH IN 10 MM² 500 V 57 A DARK | 87
18564 | 2506370000 | MODULAR DISTRIBUTION TERMINALS PUSH IN 6 MM² 500 V 41 A DARK | 87
18565 | 2506380000 | MODULAR DISTRIBUTION TERMINALS PUSH IN 6 MM² 250 V 41 A DARK | 87
18566 | 2508000000 | FEED-THROUGH TERMINAL PUSH IN 2.5 MM² 800 24 A DARK | 15
18567 | 2508020000 | FEED-THROUGH TERMINAL PUSH IN 1.5 MM² 500 V 17.5 A | 62
18568 | 2508030000 | FEED-THROUGH TERMINAL PUSH IN 2.5 MM² 800 24 A BROWN | 15
18569 | 2508160000 | FEED-THROUGH TERMINAL PUSH IN 1.5 MM² 500 V 17.5 A | 62
18570 | 2508170000 | FEED-THROUGH TERMINAL PUSH IN 1.5 MM² 500 V 17.5 A | 62
18571 | 2508180000 | FEED-THROUGH TERMINAL PUSH IN 1.5 MM² 500 V 17.5 A DARK | 62
18572 | 2508190000 | FEED-THROUGH TERMINAL PUSH IN 1.5 MM² 500 V 17.5 A | 62
18573 | 2508200000 | FEED-THROUGH TERMINAL PUSH IN 1.5 MM² 500 V 17.5 A BROWN | 62
18574 | 2508210000 | FEED-THROUGH TERMINAL PUSH IN 1.5 MM² 500 V 17.5 A GREEN | 62
18575 | 2508220000 | FEED-THROUGH TERMINAL PUSH IN 1.5 MM² 500 V 17.5 A LIGHT GREY | 62
18576 | 2517950000 | THM DEVICE MARKERS GREEN | 1135
18577 | 2518500000 | TERMINAL MARKER 8 X 5 MM | 333
18578 | 2518650000 | SLIMFIX CONDUCTOR AND CABLE MARKERS 7 - 60 X 13 MM | 12
18579 | 2518680000 | THM DEVICE MARKERS 12 X | 86
18580 | 2518700000 | THM DEVICE MARKERS 100 X | 274
18581 | 2518740000 | CONDUCTOR AND CABLE MARKERS 1.2 - 2.4 MM | 43
18582 | 2518920000 | CONDUCTOR AND CABLE MARKERS 1.6 - 3.2 MM | 43
18583 | 2518930000 | CONDUCTOR AND CABLE MARKERS 2.4 - 4.8 MM | 43
18584 | 2518940000 | CONDUCTOR AND CABLE MARKERS 3.2 - 6.4 MM | 43
18585 | 2518950000 | CONDUCTOR AND CABLE MARKERS 4.8 - 9.5 MM | 43
18586 | 2518960000 | CONDUCTOR AND CABLE MARKERS 6.4 - 12.7 MM | 43
18587 | 2518970000 | CONDUCTOR AND CABLE MARKERS 9.5 - 19.1 MM | 43
18588 | 2518980000 | CONDUCTOR AND CABLE MARKERS 12.7 - 25.4 MM | 43
18589 | 2518990000 | THM DEVICE MARKERS 15 X | 86
18590 | 2519000000 | THM DEVICE MARKERS 27 X | 86
18591 | 2519010000 | THM DEVICE MARKERS 38 X | 86
18592 | 2519020000 | THM DEVICE MARKERS 60 X | 86
18593 | 2519030000 | THM DEVICE MARKERS 100 X | 274
18594 | 2519040000 | SLIMFIX CONDUCTOR AND CABLE MARKERS 7 - 60 X 13 MM | 12
18595 | 2519050000 | SLIMFIX CONDUCTOR AND CABLE MARKERS 7 - 60 X 13 MM GREEN | 12
18596 | 2519060000 | SLIMFIX CONDUCTOR AND CABLE MARKERS 7 - 60 X 13 MM | 12
18597 | 2519070000 | SLIMFIX CONDUCTOR AND CABLE MARKERS 7 - 26 X 15 MM | 12
18598 | 2519080000 | SLIMFIX CONDUCTOR AND CABLE MARKERS 7 - 26 X 15 MM GREEN | 12
18599 | 2519090000 | SLIMFIX CONDUCTOR AND CABLE MARKERS 7 - 26 X 15 MM | 12
18600 | 2519100000 | SLIMFIX CONDUCTOR AND CABLE MARKERS 7 - 26 X 15 MM | 12
18601 | 2519110000 | SLIMFIX CONDUCTOR AND CABLE MARKERS 7 - 60 X 32 MM GREEN | 12
18602 | 2519120000 | SLIMFIX CONDUCTOR AND CABLE MARKERS 7 - 60 X 32 MM | 12
18603 | 2519130000 | SLIMFIX CONDUCTOR AND CABLE MARKERS 7 - 60 X 32 MM | 12
18604 | 2519140000 | SLIMFIX CONDUCTOR AND CABLE MARKERS 7 - 60 X 32 MM | 12
18605 | 2519160000 | ELS INSERT MARKERS 40 X 6.3 MM | 233
18606 | 2519170000 | TERMINAL MARKER 10 X 5 MM | 480
18607 | 2519180000 | TERMINAL MARKER 10 X 6 MM | 480
18608 | 2519190000 | TERMINAL MARKER 10 X 8 MM | 480
18609 | 2519200000 | TERMINAL MARKER 5 X 5 MM | 333
18610 | 2519210000 | TERMINAL MARKER 5 X 6 MM | 333
18611 | 2519250000 | TERMINAL MARKER 9 X 5.2 MM | 333
18612 | 2522720000 | SUPPLY TERMINAL PUSH IN 6 MM² 500 V 41 A | 148
18613 | 2522840000 | MODULAR DISTRIBUTION TERMINALS PUSH IN 2.5 MM² 800 V 24 A | 87
18614 | 2522860000 | SUPPLY TERMINAL PUSH IN 10 MM² 800 V 57 A | 148
18615 | 2522870000 | MODULAR DISTRIBUTION TERMINALS PUSH IN 1.5 MM² 500 V 17.5 A | 87
18616 | 2525650000 | POWER CONNECTOR SOCKET CONNECTOR | 483
18617 | 2526030000 | CONDUCTOR AND CABLE MARKERS 0.8 - 2.4 MM 12.7 X 5 MM | 21
18618 | 2526060000 | CONDUCTOR AND CABLE MARKERS 0.8 - 2.4 MM 12.7 X 5 MM | 21
18619 | 2526070000 | CONDUCTOR AND CABLE MARKERS 1 - 3.2 MM 12.7 X 6.2 MM | 21
18620 | 2526080000 | CONDUCTOR AND CABLE MARKERS 1 - 3.2 MM 12.7 X 6.2 MM | 21
18621 | 2526090000 | CONDUCTOR AND CABLE MARKERS 1.6 - 4.8 MM 12.7 X 8.7 MM | 21
18622 | 2526100000 | CONDUCTOR AND CABLE MARKERS 1.6 - 4.8 MM 12.7 X 8.7 MM | 21
18623 | 2526110000 | CONDUCTOR AND CABLE MARKERS 2.1 - 6.4 MM 12.7 X 11.3 MM | 21
18624 | 2526120000 | CONDUCTOR AND CABLE MARKERS 2.1 - 6.4 MM 12.7 X 11.3 MM | 21
18625 | 2526130000 | CONDUCTOR AND CABLE MARKERS 3.2 - 9.5 MM 12.7 X 16.1 MM | 21
18626 | 2526140000 | CONDUCTOR AND CABLE MARKERS 3.2 - 9.5 MM 12.7 X 16.1 MM | 21
18627 | 2526150000 | CONDUCTOR AND CABLE MARKERS 4.2 - 12.7 MM 12.7 X 20.9 MM | 21
18628 | 2526160000 | CONDUCTOR AND CABLE MARKERS 4.2 - 12.7 MM 12.7 X 20.9 MM | 21
18629 | 2526230000 | CONDUCTOR AND CABLE MARKERS 1.2 - 2.4 MM 12.7 X 5 MM | 21
18630 | 2526240000 | CONDUCTOR AND CABLE MARKERS 1.2 - 2.4 MM 12.7 X 5 MM | 21
18631 | 2526250000 | CONDUCTOR AND CABLE MARKERS 1.6 - 3.2 MM 12.7 X 6.2 MM | 21
18632 | 2526260000 | CONDUCTOR AND CABLE MARKERS 1.6 - 3.2 MM 12.7 X 6.2 MM | 21
18633 | 2526270000 | CONDUCTOR AND CABLE MARKERS 2.4 - 4.8 MM 12.7 X 8.7 MM | 21
18634 | 2526280000 | CONDUCTOR AND CABLE MARKERS 2.4 - 4.8 MM 12.7 X 8.7 MM | 21
18635 | 2526290000 | CONDUCTOR AND CABLE MARKERS 3.2 - 6.4 MM 12.7 X 11.3 MM | 21
18636 | 2526300000 | CONDUCTOR AND CABLE MARKERS 3.2 - 6.4 MM 12.7 X 11.3 MM | 21
18637 | 2526310000 | CONDUCTOR AND CABLE MARKERS 4.8 - 9.5 MM 12.7 X 16.1 MM | 21
18638 | 2526320000 | CONDUCTOR AND CABLE MARKERS 4.8 - 9.5 MM 12.7 X 16.1 MM | 21
18639 | 2526330000 | CONDUCTOR AND CABLE MARKERS 6.4 - 12.7 MM 12.7 X 20.9 MM | 21
18640 | 2526340000 | CONDUCTOR AND CABLE MARKERS 6.4 - 12.7 MM 12.7 X 20.9 MM | 21
18641 | 2528220000 | THM DEVICE MARKERS 12 X | 86
18642 | 2528270000 | THM DEVICE MARKERS 15 X | 86
18643 | 2528280000 | THM DEVICE MARKERS 27 X | 86
18644 | 2528290000 | THM DEVICE MARKERS 38 X | 86
18645 | 2528300000 | THM DEVICE MARKERS 60 X | 86
18646 | 2528310000 | THM DEVICE MARKERS 100 X | 274
18647 | 2528320000 | THM DEVICE MARKERS 12 X GREEN | 464
18648 | 2528330000 | THM DEVICE MARKERS 15 X GREEN | 464
18649 | 2528340000 | THM DEVICE MARKERS 27 X GREEN | 464
18650 | 2528350000 | THM DEVICE MARKERS 38 X GREEN | 464
18651 | 2528360000 | THM DEVICE MARKERS 60 X GREEN | 464
18652 | 2528370000 | THM DEVICE MARKERS 100 X GREEN | 464
18653 | 2528380000 | THM DEVICE MARKERS 12 X | 86
18654 | 2528390000 | THM DEVICE MARKERS 15 X | 86
18655 | 2528400000 | THM DEVICE MARKERS 27 X | 86
18656 | 2528410000 | THM DEVICE MARKERS 38 X | 86
18657 | 2528420000 | THM DEVICE MARKERS 60 X | 86
18658 | 2528430000 | THM DEVICE MARKERS 100 X | 274
18659 | 2528550000 | WIRE-END FERRULE SDARD 10 MM 8 MM ORANGE | 16
18660 | 2528560000 | WIRE-END FERRULE SDARD 10 MM 8 MM | 16
18661 | 2528570000 | WIRE-END FERRULE SDARD 10 MM 8 MM | 16
18662 | 2528580000 | WIRE-END FERRULE SDARD 10 MM 8 MM | 16
18663 | 2528590000 | WIRE-END FERRULE SDARD 10 MM 8 MM | 16
18664 | 2528600000 | WIRE-END FERRULE SDARD 10 MM 8 MM GREY | 16
18665 | 2528610000 | WIRE-END FERRULE SDARD 10 MM 8 MM | 16
18666 | 2528620000 | WIRE-END FERRULE SDARD 10 MM 8 MM | 16
18667 | 2528630000 | WIRE-END FERRULE SDARD 10 MM 8 MM LIGHT | 205
18668 | 2530810000 | BUILT-IN PLUGS M12 M 16 N OF POLES: 5 | 75
18669 | 2530820000 | BUILT-IN PLUGS M12 M 16 N OF POLES: 5 | 75
18670 | 2530830000 | BUILT-IN PLUGS M12 M 16 N OF POLES: 5 | 75
18671 | 2530840000 | BUILT-IN PLUGS M12 M 16 N OF POLES: 5 | 75
18672 | 2530850000 | BUILT-IN PLUGS M12 M 16 N OF POLES: 5 | 75
18673 | 2530870000 | BUILT-IN PLUGS M12 M 16 N OF POLES: 5 | 75
18674 | 2530920000 | POWER CONNECTOR PIN | 336
18675 | 2530930000 | POWER CONNECTOR PIN | 336
18676 | 2530940000 | POWER CONNECTOR PIN | 336
18677 | 2530950000 | POWER CONNECTOR PIN | 336
18678 | 2530960000 | POWER CONNECTOR PIN | 336
18679 | 2530970000 | POWER CONNECTOR PIN | 336
18680 | 2530980000 | POWER CONNECTOR PIN | 336
18681 | 2530990000 | POWER CONNECTOR SOCKET CONNECTOR | 483
18682 | 2531000000 | POWER CONNECTOR SOCKET CONNECTOR | 483
18683 | 2531010000 | POWER CONNECTOR SOCKET CONNECTOR | 483
18684 | 2534230000 | FEED-THROUGH TERMINAL PUSH IN 1.5 MM² 500 V 17.5 A | 62
18685 | 2534260000 | FEED-THROUGH TERMINAL PUSH IN 1.5 MM² 500 V 17.5 A | 62
18686 | 2534290000 | FEED-THROUGH TERMINAL PUSH IN 4 MM² 800 V 32 A BROWN | 15
18687 | 2534360000 | FEED-THROUGH TERMINAL PUSH IN 4 MM² 800 V 32 A DARK | 15
18688 | 2534370000 | FEED-THROUGH TERMINAL PUSH IN 4 MM² 800 V 32 A BROWN | 15
18689 | 2534380000 | FEED-THROUGH TERMINAL PUSH IN 4 MM² 800 V 32 A DARK | 15
18690 | 2534390000 | FEED-THROUGH TERMINAL PUSH IN 4 MM² 800 V 32 A BROWN | 15
18691 | 2534400000 | FEED-THROUGH TERMINAL PUSH IN 4 MM² 800 V 32 A DARK | 15
18692 | 2534410000 | FEED-THROUGH TERMINAL PUSH IN 1.5 MM² 500 V 17.5 A GREEN | 62
18693 | 2534420000 | FEED-THROUGH TERMINAL PUSH IN 1.5 MM² 500 V 17.5 A LIGHT GREY | 62
18694 | 2534430000 | FEED-THROUGH TERMINAL PUSH IN 1.5 MM² 500 V 17.5 A | 62
18695 | 2534440000 | FEED-THROUGH TERMINAL PUSH IN 1.5 MM² 500 V 17.5 A | 62
18696 | 2534450000 | FEED-THROUGH TERMINAL PUSH IN 1.5 MM² 500 V 17.5 A | 62
18697 | 2534460000 | FEED-THROUGH TERMINAL PUSH IN 1.5 MM² 500 V 17.5 A BROWN | 62
18698 | 2534470000 | FEED-THROUGH TERMINAL PUSH IN 1.5 MM² 500 V 17.5 A DARK | 62
18699 | 2534480000 | FEED-THROUGH TERMINAL PUSH IN 1.5 MM² 500 V 17.5 A GREEN | 62
18700 | 2534490000 | FEED-THROUGH TERMINAL PUSH IN 1.5 MM² 500 V 17.5 A LIGHT GREY | 62
18701 | 2534500000 | FEED-THROUGH TERMINAL PUSH IN 1.5 MM² 500 V 17.5 A | 62
18702 | 2534510000 | FEED-THROUGH TERMINAL PUSH IN 1.5 MM² 500 V 17.5 A | 62
18703 | 2534530000 | FEED-THROUGH TERMINAL PUSH IN 1.5 MM² 500 V 17.5 A BROWN | 62
18704 | 2534540000 | FEED-THROUGH TERMINAL PUSH IN 1.5 MM² 500 V 17.5 A DARK | 62
18705 | 2534690000 | FEED-THROUGH TERMINAL PUSH IN 2.5 MM² 800 V 24 A DARK | 15
18706 | 2534730000 | FEED-THROUGH TERMINAL PUSH IN 2.5 MM² 800 V 24 A BROWN | 15
18707 | 2534740000 | FEED-THROUGH TERMINAL PUSH IN 2.5 MM² 800 V 24 A DARK | 15
18708 | 2534750000 | FEED-THROUGH TERMINAL PUSH IN 2.5 MM² 800 V 24 A BROWN | 15
18709 | 2535610000 | SWITCHMARK DEVICE MARKERS 22 X 22 MM | 287
18710 | 2535620000 | SWITCHMARK DEVICE MARKERS 22 X 22 MM | 287
18711 | 2535630000 | SWITCHMARK DEVICE MARKERS 22 X 22 MM GREY | 287
18712 | 2539410000 | CONDUCTOR AND CABLE MARKERS 28 X 28 MM | 977
18713 | 2549680000 | ELECTRONICS HOUSINGS GREEN END PLATE WIDTH: 8 MM | 529
18714 | 2549690000 | ELECTRONICS HOUSINGS GREEN END PLATE WIDTH: 8 MM | 529
18715 | 2554620000 | MODULAR HOUSING OMNIMATE HOUSING - SERIES CH20M AGATE GREY WIDTH: 12 MM | 26
18716 | 2554640000 | MODULAR HOUSING OMNIMATE HOUSING - SERIES CH20M AGATE GREY WIDTH: 17.5 MM | 26
18717 | 2554690000 | MODULAR HOUSING OMNIMATE HOUSING - SERIES CH20M AGATE GREY WIDTH: 12.5 MM | 26
18718 | 2554700000 | MODULAR HOUSING OMNIMATE HOUSING - SERIES CH20M AGATE GREY WIDTH: 17.5 MM | 26
18719 | 2554710000 | MODULAR HOUSING OMNIMATE HOUSING - SERIES CH20M AGATE GREY WIDTH: 22.5 MM | 26
18720 | 2554740000 | HOOD OMNIMATE HOUSING - SERIES CH20M AGATE GREY WIDTH: 17.5 MM | 26
18721 | 2554750000 | MODULAR HOUSING OMNIMATE HOUSING - SERIES CH20M AGATE GREY WIDTH: 17.5 MM | 26
18722 | 2554760000 | MODULAR HOUSING OMNIMATE HOUSING - SERIES CH20M AGATE GREY WIDTH: 12.5 MM | 26
18723 | 2554840000 | MODULAR HOUSING OMNIMATE HOUSING - SERIES CH20M AGATE GREY WIDTH: 22.5 MM | 26
18724 | 2554850000 | MODULAR HOUSING OMNIMATE HOUSING - SERIES CH20M AGATE GREY WIDTH: 22.5 MM | 26
18725 | 2554860000 | MODULAR HOUSING OMNIMATE HOUSING - SERIES CH20M AGATE GREY WIDTH: 12.5 MM | 26
18726 | 2556240000 | THM DEVICE MARKERS 10 X 20 MM | 327
18727 | 2579660000 | MODULAR HOUSING OMNIMATE HOUSING - SERIES CH20M WIDTH: 45 MM | 26
18728 | 2579670000 | MODULAR HOUSING OMNIMATE HOUSING - SERIES CH20M WIDTH: 45 MM | 26
18729 | 2579680000 | MODULAR HOUSING OMNIMATE HOUSING - SERIES CH20M WIDTH: 45 MM | 26
18730 | 2585490000 | MODULAR HOUSING OMNIMATE HOUSING - SERIES CH20M | 803
18731 | 2614190000 | PCB PLUG-IN CONNECTOR MALE PLUG 7.62 MM N OF POLES: 4 180° PUSH IN WITH ACTUATOR TENSION-CLAMP CONNECTION CLAMPING RANGE MAX. : 2.5 MM² BOX | 1
18732 | 2632790000 | PCB PLUG-IN CONNECTOR MALE PLUG 7.62 MM N OF POLES: 4 180° PUSH IN WITH ACTUATOR TENSION-CLAMP CONNECTION CLAMPING RANGE MAX. : 2.5 MM² BOX | 1
18733 | 7760056014 | D-SERIES RC FILTER RATED CONTROL VOLTAGE: 110?230 V AC PLUG-IN CONNECTION | 95
18734 | 7760056015 | D-SERIES LED MODULE WITH FREEWHEEL DIODE RATED CONTROL VOLTAGE: 6?24 V DC PLUG-IN CONNECTION | 95
18735 | 7760056017 | D-SERIES LED MODULE WITH FREEWHEEL DIODE RATED CONTROL VOLTAGE: 110?230 V DC PLUG-IN CONNECTION | 95
18736 | 7760056018 | D-SERIES LED MODULE RATED CONTROL VOLTAGE: 24?60 V UC PLUG-IN CONNECTION | 95
18737 | 7760056045 | D-SERIES RC FILTER RATED CONTROL VOLTAGE: 110?230 V AC PLUG-IN CONNECTION | 95
18738 | 7760056050 | D-SERIES DRM RELAY N OF CONTACTS: 2 CO CONTACT AGNI FLASH GOLD-PLATED RATED CONTROL VOLTAGE: 12 V DC CONTINUOUS CURRENT: 10 A PLUG-IN CONNECTION | 3
18739 | 7760056051 | D-SERIES DRM RELAY N OF CONTACTS: 2 CO CONTACT AGNI FLASH GOLD-PLATED RATED CONTROL VOLTAGE: 24 V DC CONTINUOUS CURRENT: 10 A PLUG-IN CONNECTION | 3
18740 | 7760056052 | D-SERIES DRM RELAY N OF CONTACTS: 2 CO CONTACT AGNI FLASH GOLD-PLATED RATED CONTROL VOLTAGE: 48 V DC CONTINUOUS CURRENT: 10 A PLUG-IN CONNECTION | 3
18741 | 7760056053 | D-SERIES DRM RELAY N OF CONTACTS: 2 CO CONTACT AGNI FLASH GOLD-PLATED RATED CONTROL VOLTAGE: 110 V DC CONTINUOUS CURRENT: 10 A PLUG-IN CONNECTION | 3
18742 | 7760056054 | D-SERIES DRM RELAY N OF CONTACTS: 2 CO CONTACT AGNI FLASH GOLD-PLATED RATED CONTROL VOLTAGE: 220 V DC CONTINUOUS CURRENT: 10 A PLUG-IN CONNECTION | 3
18743 | 7760056055 | D-SERIES DRM RELAY N OF CONTACTS: 2 CO CONTACT AGNI FLASH GOLD-PLATED RATED CONTROL VOLTAGE: 24 V AC CONTINUOUS CURRENT: 10 A PLUG-IN CONNECTION | 3
18744 | 7760056056 | D-SERIES DRM RELAY N OF CONTACTS: 2 CO CONTACT AGNI FLASH GOLD-PLATED RATED CONTROL VOLTAGE: 48 V AC CONTINUOUS CURRENT: 10 A PLUG-IN CONNECTION | 3
18745 | 7760056057 | D-SERIES DRM RELAY N OF CONTACTS: 2 CO CONTACT AGNI FLASH GOLD-PLATED RATED CONTROL VOLTAGE: 115 V AC CONTINUOUS CURRENT: 10 A PLUG-IN CONNECTION | 3
18746 | 7760056058 | D-SERIES DRM RELAY N OF CONTACTS: 2 CO CONTACT AGNI FLASH GOLD-PLATED RATED CONTROL VOLTAGE: 230 V AC CONTINUOUS CURRENT: 10 A PLUG-IN CONNECTION | 3
18747 | 7760056059 | D-SERIES DRM RELAY N OF CONTACTS: 2 CO CONTACT AGNI FLASH GOLD-PLATED RATED CONTROL VOLTAGE: 12 V DC CONTINUOUS CURRENT: 10 A PLUG-IN CONNECTION | 3
18748 | 7760056060 | D-SERIES DRM RELAY N OF CONTACTS: 2 CO CONTACT AGNI FLASH GOLD-PLATED RATED CONTROL VOLTAGE: 24 V DC CONTINUOUS CURRENT: 10 A PLUG-IN CONNECTION | 3
18749 | 7760056061 | D-SERIES DRM RELAY N OF CONTACTS: 2 CO CONTACT AGNI FLASH GOLD-PLATED RATED CONTROL VOLTAGE: 48 V DC CONTINUOUS CURRENT: 10 A PLUG-IN CONNECTION | 3
18750 | 7760056062 | D-SERIES DRM RELAY N OF CONTACTS: 2 CO CONTACT AGNI FLASH GOLD-PLATED RATED CONTROL VOLTAGE: 110 V DC CONTINUOUS CURRENT: 10 A PLUG-IN CONNECTION | 3
18751 | 7760056063 | D-SERIES DRM RELAY N OF CONTACTS: 2 CO CONTACT AGNI FLASH GOLD-PLATED RATED CONTROL VOLTAGE: 220 V DC CONTINUOUS CURRENT: 10 A PLUG-IN CONNECTION | 3
18752 | 7760056064 | D-SERIES DRM RELAY N OF CONTACTS: 2 CO CONTACT AGNI FLASH GOLD-PLATED RATED CONTROL VOLTAGE: 24 V AC CONTINUOUS CURRENT: 10 A PLUG-IN CONNECTION | 3
18753 | 7760056065 | D-SERIES DRM RELAY N OF CONTACTS: 2 CO CONTACT AGNI FLASH GOLD-PLATED RATED CONTROL VOLTAGE: 48 V AC CONTINUOUS CURRENT: 10 A PLUG-IN CONNECTION | 3
18754 | 7760056066 | D-SERIES DRM RELAY N OF CONTACTS: 2 CO CONTACT AGNI FLASH GOLD-PLATED RATED CONTROL VOLTAGE: 115 V AC CONTINUOUS CURRENT: 10 A PLUG-IN CONNECTION | 3
18755 | 7760056067 | D-SERIES DRM RELAY N OF CONTACTS: 2 CO CONTACT AGNI FLASH GOLD-PLATED RATED CONTROL VOLTAGE: 230 V AC CONTINUOUS CURRENT: 10 A PLUG-IN CONNECTION | 3
18756 | 7760056068 | D-SERIES DRM RELAY N OF CONTACTS: 2 CO CONTACT AGNI FLASH GOLD-PLATED RATED CONTROL VOLTAGE: 12 V DC CONTINUOUS CURRENT: 10 A PLUG-IN CONNECTION | 3
18757 | 7760056069 | D-SERIES DRM RELAY N OF CONTACTS: 2 CO CONTACT AGNI FLASH GOLD-PLATED RATED CONTROL VOLTAGE: 24 V DC CONTINUOUS CURRENT: 10 A PLUG-IN CONNECTION | 3
18758 | 7760056070 | D-SERIES DRM RELAY N OF CONTACTS: 2 CO CONTACT AGNI FLASH GOLD-PLATED RATED CONTROL VOLTAGE: 48 V DC CONTINUOUS CURRENT: 10 A PLUG-IN CONNECTION | 3
18759 | 7760056071 | D-SERIES DRM RELAY N OF CONTACTS: 2 CO CONTACT AGNI FLASH GOLD-PLATED RATED CONTROL VOLTAGE: 110 V DC CONTINUOUS CURRENT: 10 A PLUG-IN CONNECTION | 3
18760 | 7760056072 | D-SERIES DRM RELAY N OF CONTACTS: 2 CO CONTACT AGNI FLASH GOLD-PLATED RATED CONTROL VOLTAGE: 220 V DC CONTINUOUS CURRENT: 10 A PLUG-IN CONNECTION | 3
18761 | 7760056073 | D-SERIES DRM RELAY N OF CONTACTS: 2 CO CONTACT AGNI FLASH GOLD-PLATED RATED CONTROL VOLTAGE: 24 V AC CONTINUOUS CURRENT: 10 A PLUG-IN CONNECTION | 3
18762 | 7760056074 | D-SERIES DRM RELAY N OF CONTACTS: 2 CO CONTACT AGNI FLASH GOLD-PLATED RATED CONTROL VOLTAGE: 48 V AC CONTINUOUS CURRENT: 10 A PLUG-IN CONNECTION | 3
18763 | 7760056075 | D-SERIES DRM RELAY N OF CONTACTS: 2 CO CONTACT AGNI FLASH GOLD-PLATED RATED CONTROL VOLTAGE: 115 V AC CONTINUOUS CURRENT: 10 A PLUG-IN CONNECTION | 3
18764 | 7760056076 | D-SERIES DRM RELAY N OF CONTACTS: 2 CO CONTACT AGNI FLASH GOLD-PLATED RATED CONTROL VOLTAGE: 230 V AC CONTINUOUS CURRENT: 10 A PLUG-IN CONNECTION | 3
18765 | 7760056077 | D-SERIES DRM RELAY N OF CONTACTS: 2 CO CONTACT AGNI FLASH GOLD-PLATED RATED CONTROL VOLTAGE: 24 V DC CONTINUOUS CURRENT: 10 A PLUG-IN CONNECTION | 3
18766 | 7760056078 | D-SERIES DRM RELAY N OF CONTACTS: 4 CO CONTACT AGNI FLASH GOLD-PLATED RATED CONTROL VOLTAGE: 12 V DC CONTINUOUS CURRENT: 5 A PLUG-IN CONNECTION | 3
18767 | 7760056079 | D-SERIES DRM RELAY N OF CONTACTS: 4 CO CONTACT AGNI FLASH GOLD-PLATED RATED CONTROL VOLTAGE: 24 V DC CONTINUOUS CURRENT: 5 A PLUG-IN CONNECTION | 3
18768 | 7760056080 | D-SERIES DRM RELAY N OF CONTACTS: 4 CO CONTACT AGNI FLASH GOLD-PLATED RATED CONTROL VOLTAGE: 48 V DC CONTINUOUS CURRENT: 5 A PLUG-IN CONNECTION | 3
18769 | 7760056081 | D-SERIES DRM RELAY N OF CONTACTS: 4 CO CONTACT AGNI FLASH GOLD-PLATED RATED CONTROL VOLTAGE: 110 V DC CONTINUOUS CURRENT: 5 A PLUG-IN CONNECTION | 3
18770 | 7760056082 | D-SERIES DRM RELAY N OF CONTACTS: 4 CO CONTACT AGNI FLASH GOLD-PLATED RATED CONTROL VOLTAGE: 220 V DC CONTINUOUS CURRENT: 5 A PLUG-IN CONNECTION | 3
18771 | 7760056083 | D-SERIES DRM RELAY N OF CONTACTS: 4 CO CONTACT AGNI FLASH GOLD-PLATED RATED CONTROL VOLTAGE: 24 V AC CONTINUOUS CURRENT: 5 A PLUG-IN CONNECTION | 3
18772 | 7760056084 | D-SERIES DRM RELAY N OF CONTACTS: 4 CO CONTACT AGNI FLASH GOLD-PLATED RATED CONTROL VOLTAGE: 48 V AC CONTINUOUS CURRENT: 5 A PLUG-IN CONNECTION | 3
18773 | 7760056085 | D-SERIES DRM RELAY N OF CONTACTS: 4 CO CONTACT AGNI FLASH GOLD-PLATED RATED CONTROL VOLTAGE: 115 V AC CONTINUOUS CURRENT: 5 A PLUG-IN CONNECTION | 3
18774 | 7760056086 | D-SERIES DRM RELAY N OF CONTACTS: 4 CO CONTACT AGNI FLASH GOLD-PLATED RATED CONTROL VOLTAGE: 230 V AC CONTINUOUS CURRENT: 5 A PLUG-IN CONNECTION | 3
18775 | 7760056087 | D-SERIES DRM RELAY N OF CONTACTS: 4 CO CONTACT AGNI FLASH GOLD-PLATED RATED CONTROL VOLTAGE: 12 V DC CONTINUOUS CURRENT: 5 A PLUG-IN CONNECTION | 3
18776 | 7760056088 | D-SERIES DRM RELAY N OF CONTACTS: 4 CO CONTACT AGNI FLASH GOLD-PLATED RATED CONTROL VOLTAGE: 24 V DC CONTINUOUS CURRENT: 5 A PLUG-IN CONNECTION | 3
18777 | 7760056089 | D-SERIES DRM RELAY N OF CONTACTS: 4 CO CONTACT AGNI FLASH GOLD-PLATED RATED CONTROL VOLTAGE: 48 V DC CONTINUOUS CURRENT: 5 A PLUG-IN CONNECTION | 3
18778 | 7760056090 | D-SERIES DRM RELAY N OF CONTACTS: 4 CO CONTACT AGNI FLASH GOLD-PLATED RATED CONTROL VOLTAGE: 110 V DC CONTINUOUS CURRENT: 5 A PLUG-IN CONNECTION | 3
18779 | 7760056091 | D-SERIES DRM RELAY N OF CONTACTS: 4 CO CONTACT AGNI FLASH GOLD-PLATED RATED CONTROL VOLTAGE: 220 V DC CONTINUOUS CURRENT: 5 A PLUG-IN CONNECTION | 3
18780 | 7760056092 | D-SERIES DRM RELAY N OF CONTACTS: 4 CO CONTACT AGNI FLASH GOLD-PLATED RATED CONTROL VOLTAGE: 24 V AC CONTINUOUS CURRENT: 5 A PLUG-IN CONNECTION | 3
18781 | 7760056093 | D-SERIES DRM RELAY N OF CONTACTS: 4 CO CONTACT AGNI FLASH GOLD-PLATED RATED CONTROL VOLTAGE: 48 V AC CONTINUOUS CURRENT: 5 A PLUG-IN CONNECTION | 3
18782 | 7760056094 | D-SERIES DRM RELAY N OF CONTACTS: 4 CO CONTACT AGNI FLASH GOLD-PLATED RATED CONTROL VOLTAGE: 115 V AC CONTINUOUS CURRENT: 5 A PLUG-IN CONNECTION | 3
18783 | 7760056095 | D-SERIES DRM RELAY N OF CONTACTS: 4 CO CONTACT AGNI FLASH GOLD-PLATED RATED CONTROL VOLTAGE: 230 V AC CONTINUOUS CURRENT: 5 A PLUG-IN CONNECTION | 3
18784 | 7760056096 | D-SERIES DRM RELAY N OF CONTACTS: 4 CO CONTACT AGNI FLASH GOLD-PLATED RATED CONTROL VOLTAGE: 12 V DC CONTINUOUS CURRENT: 5 A PLUG-IN CONNECTION | 3
18785 | 7760056097 | D-SERIES DRM RELAY N OF CONTACTS: 4 CO CONTACT AGNI FLASH GOLD-PLATED RATED CONTROL VOLTAGE: 24 V DC CONTINUOUS CURRENT: 5 A PLUG-IN CONNECTION | 3
18786 | 7760056098 | D-SERIES DRM RELAY N OF CONTACTS: 4 CO CONTACT AGNI FLASH GOLD-PLATED RATED CONTROL VOLTAGE: 48 V DC CONTINUOUS CURRENT: 5 A PLUG-IN CONNECTION | 3
18787 | 7760056099 | D-SERIES DRM RELAY N OF CONTACTS: 4 CO CONTACT AGNI FLASH GOLD-PLATED RATED CONTROL VOLTAGE: 110 V DC CONTINUOUS CURRENT: 5 A PLUG-IN CONNECTION | 3
18788 | 7760056100 | D-SERIES DRM RELAY N OF CONTACTS: 4 CO CONTACT AGNI FLASH GOLD-PLATED RATED CONTROL VOLTAGE: 220 V DC CONTINUOUS CURRENT: 5 A PLUG-IN CONNECTION | 3
18789 | 7760056101 | D-SERIES DRM RELAY N OF CONTACTS: 4 CO CONTACT AGNI FLASH GOLD-PLATED RATED CONTROL VOLTAGE: 24 V AC CONTINUOUS CURRENT: 5 A PLUG-IN CONNECTION | 3
18790 | 7760056102 | D-SERIES DRM RELAY N OF CONTACTS: 4 CO CONTACT AGNI FLASH GOLD-PLATED RATED CONTROL VOLTAGE: 48 V AC CONTINUOUS CURRENT: 5 A PLUG-IN CONNECTION | 3
18791 | 7760056103 | D-SERIES DRM RELAY N OF CONTACTS: 4 CO CONTACT AGNI FLASH GOLD-PLATED RATED CONTROL VOLTAGE: 115 V AC CONTINUOUS CURRENT: 5 A PLUG-IN CONNECTION | 3
18792 | 7760056104 | D-SERIES DRM RELAY N OF CONTACTS: 4 CO CONTACT AGNI FLASH GOLD-PLATED RATED CONTROL VOLTAGE: 230 V AC CONTINUOUS CURRENT: 5 A PLUG-IN CONNECTION | 3
18793 | 7760056105 | D-SERIES DRM RELAY N OF CONTACTS: 4 CO CONTACT AGNI FLASH GOLD-PLATED RATED CONTROL VOLTAGE: 24 V DC CONTINUOUS CURRENT: 5 A PLUG-IN CONNECTION | 3
18794 | 7760056106 | D-SERIES DRM RELAY SOCKET N OF CONTACTS: 2 CO CONTACT CONTINUOUS CURRENT: 12 A SCREW CONNECTION | 927
18795 | 7760056107 | D-SERIES DRM RELAY SOCKET N OF CONTACTS: 4 CO CONTACT CONTINUOUS CURRENT: 10 A SCREW CONNECTION | 927
18796 | 7760056108 | D-SERIES RETAINING CLIP | 324
18797 | 7760056169 | D-SERIES FREE-WHEELING DIODE RATED CONTROL VOLTAGE: 6?230 V PLUG-IN CONNECTION | 95
18798 | 7760056183 | D-SERIES DRM RELAY N OF CONTACTS: 2 CO CONTACT AGNI GOLD-PLATED RATED CONTROL VOLTAGE: 24 V DC CONTINUOUS CURRENT: 10 A PLUG-IN CONNECTION | 3
18799 | 7760056184 | D-SERIES DRM RELAY N OF CONTACTS: 2 CO CONTACT AGNI GOLD-PLATED RATED CONTROL VOLTAGE: 230 V AC CONTINUOUS CURRENT: 10 A PLUG-IN CONNECTION | 3
18800 | 7760056185 | D-SERIES DRM RELAY N OF CONTACTS: 2 CO CONTACT AGNI GOLD-PLATED RATED CONTROL VOLTAGE: 24 V DC CONTINUOUS CURRENT: 10 A PLUG-IN CONNECTION | 3
18801 | 7760056186 | D-SERIES DRM RELAY N OF CONTACTS: 2 CO CONTACT AGNI GOLD-PLATED RATED CONTROL VOLTAGE: 230 V AC CONTINUOUS CURRENT: 10 A PLUG-IN CONNECTION | 3
18802 | 7760056187 | D-SERIES DRM RELAY N OF CONTACTS: 4 CO CONTACT AGNI GOLD-PLATED RATED CONTROL VOLTAGE: 24 V DC CONTINUOUS CURRENT: 5 A PLUG-IN CONNECTION | 3
18803 | 7760056188 | D-SERIES DRM RELAY N OF CONTACTS: 4 CO CONTACT AGNI GOLD-PLATED RATED CONTROL VOLTAGE: 230 V AC CONTINUOUS CURRENT: 5 A PLUG-IN CONNECTION | 3
18804 | 7760056189 | D-SERIES DRM RELAY N OF CONTACTS: 4 CO CONTACT AGNI GOLD-PLATED RATED CONTROL VOLTAGE: 24 V DC CONTINUOUS CURRENT: 5 A PLUG-IN CONNECTION | 3
18805 | 7760056190 | D-SERIES DRM RELAY N OF CONTACTS: 4 CO CONTACT AGNI GOLD-PLATED RATED CONTROL VOLTAGE: 230 V AC CONTINUOUS CURRENT: 5 A PLUG-IN CONNECTION | 3
18806 | 7760056263 | D-SERIES DRM RELAY SOCKET N OF CONTACTS: 2 CO CONTACT CONTINUOUS CURRENT: 12 A SCREW CONNECTION | 927
18807 | 7760056264 | D-SERIES DRM RELAY SOCKET N OF CONTACTS: 4 CO CONTACT CONTINUOUS CURRENT: 6 A SCREW CONNECTION | 927
18808 | 7940018455 | D-SERIES LED MODULE RATED CONTROL VOLTAGE: 110?230 V UC PLUG-IN CONNECTION | 95
18809 | 7940018457 | D-SERIES LED MODULE RATED CONTROL VOLTAGE: 6?24 V UC PLUG-IN CONNECTION | 95
18810 | 2554730000 | MODULAR HOUSING OMNIMATE HOUSING - SERIES CH20M WIDTH: 67.5 MM | 26
18811 | 1067530000 | PRINTED CIRCUIT BOARD TERMINALS 5.00 MM N OF POLES: 2 90° SOLDER PIN LENGTH (L): 3.2 MM TINNED CLAMPING YOKE CONNECTION CLAMPING RANGE MAX. : 6 MM² BOX | 1
18812 | 1067540000 | PRINTED CIRCUIT BOARD TERMINALS 5.00 MM N OF POLES: 3 90° SOLDER PIN LENGTH (L): 3.2 MM TINNED CLAMPING YOKE CONNECTION CLAMPING RANGE MAX. : 6 MM² BOX | 1
18813 | 1067570000 | PRINTED CIRCUIT BOARD TERMINALS 5.08 MM N OF POLES: 3 90° SOLDER PIN LENGTH (L): 3.2 MM TINNED CLAMPING YOKE CONNECTION CLAMPING RANGE MAX. : 6 MM² BOX | 1
18814 | 1067850000 | PCB PLUG-IN CONNECTOR FEMALE HEADER CLOSED SIDE THT SOLDER CONNECTION 5.08 MM N OF POLES: 2 90° SOLDER PIN LENGTH (L): 3.2 MM BOX | 0
18815 | 1068050000 | DOUBLE-TIER TERMINAL SCREW CONNECTION 4 MM² 800 V 32 A | 10
18816 | 1068080000 | DOUBLE-TIER TERMINAL SCREW CONNECTION 4 MM² 800 V 32 A | 10
18817 | 1068090000 | DOUBLE-TIER TERMINAL SCREW CONNECTION 4 MM² 800 V 32 A | 10
18818 | 1068110000 | DOUBLE-TIER TERMINAL SCREW CONNECTION 4 MM² 800 V 32 A | 10
18819 | 1068510000 | PCB PLUG-IN CONNECTOR FEMALE PLUG 5.08 MM N OF POLES: 16 90° CLAMPING YOKE CONNECTION CLAMPING RANGE MAX. : 4 MM² BOX | 1
18820 | 1071680000 | RAIL TS 35 TS 35 X 15 WITH SLOT STEEL GALVANIC ZINC PLATED AND PASSIVATED | 85
18821 | 1072690000 | THM DEVICE MARKERS 4 X 15 MM | 77
18822 | 1074250000 | PCB PLUG-IN CONNECTOR MALE HEADER DOVETAILS FOR FIXING BLOCKS THT SOLDER CONNECTION 5.00 MM N OF POLES: 3 180° SOLDER PIN LENGTH (L): 3.2 MM TINNED BOX | 0
18823 | 1077280000 | PCB PLUG-IN CONNECTOR MALE HEADER DOVETAILS FOR FIXING BLOCKS THT SOLDER CONNECTION 7.62 MM N OF POLES: 3 180° SOLDER PIN LENGTH (L): 3.2 MM TINNED GREEN BOX | 0
18824 | 1079470000 | SWITCHMARK DEVICE MARKERS 8 X 27 MM GREY | 44
18825 | 1079480000 | SWITCHMARK DEVICE MARKERS 8 X 27 MM GREY | 44
18826 | 1079490000 | SWITCHMARK DEVICE MARKERS 12.5 X 27 MM SWITCHMARK HOLDER GREY | 44
18827 | 1079510000 | SWITCHMARK DEVICE MARKERS 27 X 27 MM SWITCHMARK HOLDER GREY | 44
18828 | 1079520000 | SWITCHMARK DEVICE MARKERS 27 X 27 MM GREY | 44
18829 | 1081780000 | PCB PLUG-IN CONNECTOR MALE HEADER CLOSED SIDE MIDDLE SOLDER FLANGE THT SOLDER CONNECTION 7.62 MM N OF POLES: 4 90° SOLDER PIN LENGTH (L): 3.2 MM TINNED BOX | 0
18830 | 1081850000 | PCB PLUG-IN CONNECTOR MALE HEADER CLOSED SIDE MIDDLE SOLDER FLANGE THT SOLDER CONNECTION 7.62 MM N OF POLES: 4 90° SOLDER PIN LENGTH (L): 3.2 MM TINNED BOX | 0
18831 | 1087050000 | PCB PLUG-IN CONNECTOR FEMALE PLUG 5.08 MM N OF POLES: 5 90° CLAMPING YOKE CONNECTION CLAMPING RANGE MAX. : 4 MM² BOX | 1
18832 | 1087080000 | PCB PLUG-IN CONNECTOR FEMALE PLUG 5.08 MM N OF POLES: 8 90° CLAMPING YOKE CONNECTION CLAMPING RANGE MAX. : 4 MM² BOX | 1
18833 | 1087130000 | PCB PLUG-IN CONNECTOR FEMALE PLUG 5.08 MM N OF POLES: 12 90° CLAMPING YOKE CONNECTION CLAMPING RANGE MAX. : 4 MM² BOX | 1
18834 | 1087250000 | PCB PLUG-IN CONNECTOR FEMALE PLUG 5.08 MM N OF POLES: 2 90° CLAMPING YOKE CONNECTION CLAMPING RANGE MAX. : 4 MM² BOX | 1
18835 | 1087260000 | PCB PLUG-IN CONNECTOR FEMALE PLUG 5.08 MM N OF POLES: 3 90° CLAMPING YOKE CONNECTION CLAMPING RANGE MAX. : 4 MM² BOX | 1
18836 | 1087270000 | PCB PLUG-IN CONNECTOR FEMALE PLUG 5.08 MM N OF POLES: 4 90° CLAMPING YOKE CONNECTION CLAMPING RANGE MAX. : 4 MM² BOX | 1
18837 | 1087280000 | PCB PLUG-IN CONNECTOR FEMALE PLUG 5.08 MM N OF POLES: 5 90° CLAMPING YOKE CONNECTION CLAMPING RANGE MAX. : 4 MM² BOX | 1
18838 | 1087290000 | PCB PLUG-IN CONNECTOR FEMALE PLUG 5.08 MM N OF POLES: 6 90° CLAMPING YOKE CONNECTION CLAMPING RANGE MAX. : 4 MM² BOX | 1
18839 | 1087300000 | PCB PLUG-IN CONNECTOR FEMALE PLUG 5.08 MM N OF POLES: 7 90° CLAMPING YOKE CONNECTION CLAMPING RANGE MAX. : 4 MM² BOX | 1
18840 | 1087310000 | PCB PLUG-IN CONNECTOR FEMALE PLUG 5.08 MM N OF POLES: 8 90° CLAMPING YOKE CONNECTION CLAMPING RANGE MAX. : 4 MM² BOX | 1
18841 | 1087320000 | PCB PLUG-IN CONNECTOR FEMALE PLUG 5.08 MM N OF POLES: 9 90° CLAMPING YOKE CONNECTION CLAMPING RANGE MAX. : 4 MM² BOX | 1
18842 | 1087330000 | PCB PLUG-IN CONNECTOR FEMALE PLUG 5.08 MM N OF POLES: 10 90° CLAMPING YOKE CONNECTION CLAMPING RANGE MAX. : 4 MM² BOX | 1
18843 | 1087340000 | PCB PLUG-IN CONNECTOR FEMALE PLUG 5.08 MM N OF POLES: 11 90° CLAMPING YOKE CONNECTION CLAMPING RANGE MAX. : 4 MM² BOX | 1
18844 | 1087350000 | PCB PLUG-IN CONNECTOR FEMALE PLUG 5.08 MM N OF POLES: 12 90° CLAMPING YOKE CONNECTION CLAMPING RANGE MAX. : 4 MM² BOX | 1
18845 | 1087400000 | PCB PLUG-IN CONNECTOR FEMALE PLUG 5.08 MM N OF POLES: 17 90° CLAMPING YOKE CONNECTION CLAMPING RANGE MAX. : 4 MM² BOX | 1
18846 | 1087410000 | PCB PLUG-IN CONNECTOR FEMALE PLUG 5.08 MM N OF POLES: 18 90° CLAMPING YOKE CONNECTION CLAMPING RANGE MAX. : 4 MM² BOX | 1
18847 | 1087470000 | PCB PLUG-IN CONNECTOR FEMALE PLUG 5.08 MM N OF POLES: 24 90° CLAMPING YOKE CONNECTION CLAMPING RANGE MAX. : 4 MM² BOX | 1
18848 | 1093430000 | PCB PLUG-IN CONNECTOR FEMALE PLUG 7.62 MM N OF POLES: 2 CLAMPING YOKE CONNECTION CLAMPING RANGE MAX. : 4 MM² BOX | 1
18849 | 1093440000 | PCB PLUG-IN CONNECTOR FEMALE PLUG 7.62 MM N OF POLES: 3 CLAMPING YOKE CONNECTION CLAMPING RANGE MAX. : 4 MM² BOX | 1
18850 | 1093450000 | PCB PLUG-IN CONNECTOR FEMALE PLUG 7.62 MM N OF POLES: 4 CLAMPING YOKE CONNECTION CLAMPING RANGE MAX. : 4 MM² BOX | 1
18851 | 1093470000 | PCB PLUG-IN CONNECTOR FEMALE PLUG 7.62 MM N OF POLES: 2 CLAMPING YOKE CONNECTION CLAMPING RANGE MAX. : 4 MM² BOX | 1
18852 | 1093480000 | PCB PLUG-IN CONNECTOR FEMALE PLUG 7.62 MM N OF POLES: 3 CLAMPING YOKE CONNECTION CLAMPING RANGE MAX. : 4 MM² BOX | 1
18853 | 1093490000 | PCB PLUG-IN CONNECTOR FEMALE PLUG 7.62 MM N OF POLES: 4 CLAMPING YOKE CONNECTION CLAMPING RANGE MAX. : 4 MM² BOX | 1
18854 | 1093500000 | PCB PLUG-IN CONNECTOR FEMALE PLUG 7.62 MM N OF POLES: 5 CLAMPING YOKE CONNECTION CLAMPING RANGE MAX. : 4 MM² BOX | 1
18855 | 1095590000 | THM DEVICE MARKERS 50 X 25 MM SIEMENS | 226
18856 | 1095920000 | PCB PLUG-IN CONNECTOR MALE HEADER SOLDER FLANGE THT SOLDER CONNECTION 7.62 MM N OF POLES: 2 90° SOLDER PIN LENGTH (L): 3.2 MM TINNED BOX | 0
18857 | 1095930000 | PCB PLUG-IN CONNECTOR MALE HEADER SOLDER FLANGE THT SOLDER CONNECTION 7.62 MM N OF POLES: 3 90° SOLDER PIN LENGTH (L): 3.2 MM TINNED BOX | 0
18858 | 1095940000 | PCB PLUG-IN CONNECTOR MALE HEADER SOLDER FLANGE THT SOLDER CONNECTION 7.62 MM N OF POLES: 4 90° SOLDER PIN LENGTH (L): 3.2 MM TINNED BOX | 0
18859 | 1095950000 | PCB PLUG-IN CONNECTOR MALE HEADER SOLDER FLANGE THT SOLDER CONNECTION 7.62 MM N OF POLES: 5 90° SOLDER PIN LENGTH (L): 3.2 MM TINNED BOX | 0
18860 | 1095960000 | PCB PLUG-IN CONNECTOR MALE HEADER SOLDER FLANGE THT SOLDER CONNECTION 7.62 MM N OF POLES: 6 90° SOLDER PIN LENGTH (L): 3.2 MM TINNED BOX | 0
18861 | 1095970000 | PCB PLUG-IN CONNECTOR MALE HEADER SOLDER FLANGE THT SOLDER CONNECTION 7.62 MM N OF POLES: 7 90° SOLDER PIN LENGTH (L): 3.2 MM TINNED BOX | 0
18862 | 1095980000 | PCB PLUG-IN CONNECTOR MALE HEADER SOLDER FLANGE THT SOLDER CONNECTION 7.62 MM N OF POLES: 8 90° SOLDER PIN LENGTH (L): 3.2 MM TINNED BOX | 0
18863 | 1095990000 | PCB PLUG-IN CONNECTOR MALE HEADER SOLDER FLANGE THT SOLDER CONNECTION 7.62 MM N OF POLES: 9 90° SOLDER PIN LENGTH (L): 3.2 MM TINNED BOX | 0
18864 | 1096000000 | PCB PLUG-IN CONNECTOR MALE HEADER SOLDER FLANGE THT SOLDER CONNECTION 7.62 MM N OF POLES: 10 90° SOLDER PIN LENGTH (L): 3.2 MM TINNED BOX | 0
18865 | 1096010000 | PCB PLUG-IN CONNECTOR MALE HEADER SOLDER FLANGE THT SOLDER CONNECTION 7.62 MM N OF POLES: 11 90° SOLDER PIN LENGTH (L): 3.2 MM TINNED BOX | 0
18866 | 1096020000 | PCB PLUG-IN CONNECTOR MALE HEADER SOLDER FLANGE THT SOLDER CONNECTION 7.62 MM N OF POLES: 12 90° SOLDER PIN LENGTH (L): 3.2 MM TINNED BOX | 0
18867 | 1096030000 | PCB PLUG-IN CONNECTOR MALE HEADER SOLDER FLANGE THT SOLDER CONNECTION 7.62 MM N OF POLES: 2 90° SOLDER PIN LENGTH (L): 3.2 MM TINNED ORANGE BOX | 0
18868 | 1096040000 | PCB PLUG-IN CONNECTOR MALE HEADER SOLDER FLANGE THT SOLDER CONNECTION 7.62 MM N OF POLES: 3 90° SOLDER PIN LENGTH (L): 3.2 MM TINNED ORANGE BOX | 0
18869 | 1096050000 | PCB PLUG-IN CONNECTOR MALE HEADER SOLDER FLANGE THT SOLDER CONNECTION 7.62 MM N OF POLES: 4 90° SOLDER PIN LENGTH (L): 3.2 MM TINNED ORANGE BOX | 0
18870 | 1096060000 | PCB PLUG-IN CONNECTOR MALE HEADER SOLDER FLANGE THT SOLDER CONNECTION 7.62 MM N OF POLES: 5 90° SOLDER PIN LENGTH (L): 3.2 MM TINNED ORANGE BOX | 0
18871 | 1096070000 | PCB PLUG-IN CONNECTOR MALE HEADER SOLDER FLANGE THT SOLDER CONNECTION 7.62 MM N OF POLES: 6 90° SOLDER PIN LENGTH (L): 3.2 MM TINNED ORANGE BOX | 0
18872 | 1096080000 | PCB PLUG-IN CONNECTOR MALE HEADER SOLDER FLANGE THT SOLDER CONNECTION 7.62 MM N OF POLES: 7 90° SOLDER PIN LENGTH (L): 3.2 MM TINNED ORANGE BOX | 0
18873 | 1096090000 | PCB PLUG-IN CONNECTOR MALE HEADER SOLDER FLANGE THT SOLDER CONNECTION 7.62 MM N OF POLES: 8 90° SOLDER PIN LENGTH (L): 3.2 MM TINNED ORANGE BOX | 0
18874 | 1096100000 | PCB PLUG-IN CONNECTOR MALE HEADER SOLDER FLANGE THT SOLDER CONNECTION 7.62 MM N OF POLES: 9 90° SOLDER PIN LENGTH (L): 3.2 MM TINNED ORANGE BOX | 0
18875 | 1096110000 | PCB PLUG-IN CONNECTOR MALE HEADER SOLDER FLANGE THT SOLDER CONNECTION 7.62 MM N OF POLES: 10 90° SOLDER PIN LENGTH (L): 3.2 MM TINNED ORANGE BOX | 0
18876 | 1096120000 | PCB PLUG-IN CONNECTOR MALE HEADER SOLDER FLANGE THT SOLDER CONNECTION 7.62 MM N OF POLES: 11 90° SOLDER PIN LENGTH (L): 3.2 MM TINNED ORANGE BOX | 0
18877 | 1096130000 | PCB PLUG-IN CONNECTOR MALE HEADER SOLDER FLANGE THT SOLDER CONNECTION 7.62 MM N OF POLES: 12 90° SOLDER PIN LENGTH (L): 3.2 MM TINNED ORANGE BOX | 0
18878 | 1096170000 | THM DEVICE MARKERS 15 X | 86
18879 | 1097350000 | PCB PLUG-IN CONNECTOR MALE HEADER CLOSED SIDE THT/THR SOLDER CONNECTION 3.50 MM N OF POLES: 30 180° SOLDER PIN LENGTH (L): 1.5 MM TINNED BOX | 0
18880 | 1097360000 | PCB PLUG-IN CONNECTOR MALE HEADER CLOSED SIDE THT/THR SOLDER CONNECTION 3.50 MM N OF POLES: 34 180° SOLDER PIN LENGTH (L): 1.5 MM TINNED BOX | 0
18881 | 1099990000 | PCB PLUG-IN CONNECTOR MALE HEADER DOVETAILS FOR FIXING BLOCKS THT SOLDER CONNECTION 7.62 MM N OF POLES: 2 180° SOLDER PIN LENGTH (L): 3.2 MM TINNED PALE GREEN BOX | 0
18882 | 1100600000 | PCB PLUG-IN CONNECTOR FEMALE PLUG 5.08 MM N OF POLES: 18 180° CRIMP CONNECTION CLAMPING RANGE MAX. : 2.5 MM² BOX | 1
18883 | 1135150000 | CRIMP CONTACT FOR PLUG INSERT HYBRID | 589
18884 | 1135160000 | CRIMP CONTACT FOR FLANGE INSERT HYBRID | 593
18885 | 1139090000 | PCB PLUG-IN CONNECTOR MALE HEADER FLANGE THT SOLDER CONNECTION 3.50 MM N OF POLES: 48 90° SOLDER PIN LENGTH (L): 3.2 MM TINNED BOX | 0
18886 | 1140870000 | PCB PLUG-IN CONNECTOR MALE HEADER FLANGE THT SOLDER CONNECTION 7.62 MM N OF POLES: 2 180° SOLDER PIN LENGTH (L): 3.2 MM TINNED BOX | 0
18887 | 1140880000 | PCB PLUG-IN CONNECTOR MALE HEADER FLANGE THT SOLDER CONNECTION 7.62 MM N OF POLES: 3 180° SOLDER PIN LENGTH (L): 3.2 MM TINNED BOX | 0
18888 | 1140890000 | PCB PLUG-IN CONNECTOR MALE HEADER FLANGE THT SOLDER CONNECTION 7.62 MM N OF POLES: 4 180° SOLDER PIN LENGTH (L): 3.2 MM TINNED BOX | 0
18889 | 1140900000 | PCB PLUG-IN CONNECTOR MALE HEADER FLANGE THT SOLDER CONNECTION 7.62 MM N OF POLES: 5 180° SOLDER PIN LENGTH (L): 3.2 MM TINNED BOX | 0
18890 | 1140910000 | PCB PLUG-IN CONNECTOR MALE HEADER FLANGE THT SOLDER CONNECTION 7.62 MM N OF POLES: 6 180° SOLDER PIN LENGTH (L): 3.2 MM TINNED BOX | 0
18891 | 1140920000 | PCB PLUG-IN CONNECTOR MALE HEADER FLANGE THT SOLDER CONNECTION 7.62 MM N OF POLES: 7 180° SOLDER PIN LENGTH (L): 3.2 MM TINNED BOX | 0
18892 | 1140930000 | PCB PLUG-IN CONNECTOR MALE HEADER FLANGE THT SOLDER CONNECTION 7.62 MM N OF POLES: 8 180° SOLDER PIN LENGTH (L): 3.2 MM TINNED BOX | 0
18893 | 1140940000 | PCB PLUG-IN CONNECTOR MALE HEADER FLANGE THT SOLDER CONNECTION 7.62 MM N OF POLES: 9 180° SOLDER PIN LENGTH (L): 3.2 MM TINNED BOX | 0
18894 | 1140950000 | PCB PLUG-IN CONNECTOR MALE HEADER FLANGE THT SOLDER CONNECTION 7.62 MM N OF POLES: 10 180° SOLDER PIN LENGTH (L): 3.2 MM TINNED BOX | 0
18895 | 1140960000 | PCB PLUG-IN CONNECTOR MALE HEADER FLANGE THT SOLDER CONNECTION 7.62 MM N OF POLES: 11 180° SOLDER PIN LENGTH (L): 3.2 MM TINNED BOX | 0
18896 | 1140970000 | PCB PLUG-IN CONNECTOR MALE HEADER FLANGE THT SOLDER CONNECTION 7.62 MM N OF POLES: 12 180° SOLDER PIN LENGTH (L): 3.2 MM TINNED BOX | 0
18897 | 1140980000 | PCB PLUG-IN CONNECTOR MALE HEADER FLANGE THT SOLDER CONNECTION 7.62 MM N OF POLES: 2 180° SOLDER PIN LENGTH (L): 3.2 MM TINNED ORANGE BOX | 0
18898 | 1140990000 | PCB PLUG-IN CONNECTOR MALE HEADER FLANGE THT SOLDER CONNECTION 7.62 MM N OF POLES: 3 180° SOLDER PIN LENGTH (L): 3.2 MM TINNED ORANGE BOX | 0
18899 | 1141000000 | PCB PLUG-IN CONNECTOR MALE HEADER FLANGE THT SOLDER CONNECTION 7.62 MM N OF POLES: 4 180° SOLDER PIN LENGTH (L): 3.2 MM TINNED ORANGE BOX | 0
18900 | 1141010000 | PCB PLUG-IN CONNECTOR MALE HEADER FLANGE THT SOLDER CONNECTION 7.62 MM N OF POLES: 5 180° SOLDER PIN LENGTH (L): 3.2 MM TINNED ORANGE BOX | 0
18901 | 1141020000 | PCB PLUG-IN CONNECTOR MALE HEADER FLANGE THT SOLDER CONNECTION 7.62 MM N OF POLES: 6 180° SOLDER PIN LENGTH (L): 3.2 MM TINNED ORANGE BOX | 0
18902 | 1141030000 | PCB PLUG-IN CONNECTOR MALE HEADER FLANGE THT SOLDER CONNECTION 7.62 MM N OF POLES: 7 180° SOLDER PIN LENGTH (L): 3.2 MM TINNED ORANGE BOX | 0
18903 | 1141040000 | PCB PLUG-IN CONNECTOR MALE HEADER FLANGE THT SOLDER CONNECTION 7.62 MM N OF POLES: 8 180° SOLDER PIN LENGTH (L): 3.2 MM TINNED ORANGE BOX | 0
18904 | 1141050000 | PCB PLUG-IN CONNECTOR MALE HEADER FLANGE THT SOLDER CONNECTION 7.62 MM N OF POLES: 9 180° SOLDER PIN LENGTH (L): 3.2 MM TINNED ORANGE BOX | 0
18905 | 1141060000 | PCB PLUG-IN CONNECTOR MALE HEADER FLANGE THT SOLDER CONNECTION 7.62 MM N OF POLES: 10 180° SOLDER PIN LENGTH (L): 3.2 MM TINNED ORANGE BOX | 0
18906 | 1141070000 | PCB PLUG-IN CONNECTOR MALE HEADER FLANGE THT SOLDER CONNECTION 7.62 MM N OF POLES: 11 180° SOLDER PIN LENGTH (L): 3.2 MM TINNED ORANGE BOX | 0
18907 | 1141080000 | PCB PLUG-IN CONNECTOR MALE HEADER FLANGE THT SOLDER CONNECTION 7.62 MM N OF POLES: 12 180° SOLDER PIN LENGTH (L): 3.2 MM TINNED ORANGE BOX | 0
18908 | 1141090000 | PCB PLUG-IN CONNECTOR MALE HEADER SOLDER FLANGE THT SOLDER CONNECTION 7.62 MM N OF POLES: 2 180° SOLDER PIN LENGTH (L): 3.2 MM TINNED BOX | 0
18909 | 1141100000 | PCB PLUG-IN CONNECTOR MALE HEADER SOLDER FLANGE THT SOLDER CONNECTION 7.62 MM N OF POLES: 3 180° SOLDER PIN LENGTH (L): 3.2 MM TINNED BOX | 0
18910 | 1141110000 | PCB PLUG-IN CONNECTOR MALE HEADER SOLDER FLANGE THT SOLDER CONNECTION 7.62 MM N OF POLES: 4 180° SOLDER PIN LENGTH (L): 3.2 MM TINNED BOX | 0
18911 | 1141120000 | PCB PLUG-IN CONNECTOR MALE HEADER SOLDER FLANGE THT SOLDER CONNECTION 7.62 MM N OF POLES: 5 180° SOLDER PIN LENGTH (L): 3.2 MM TINNED BOX | 0
18912 | 1141130000 | PCB PLUG-IN CONNECTOR MALE HEADER SOLDER FLANGE THT SOLDER CONNECTION 7.62 MM N OF POLES: 6 180° SOLDER PIN LENGTH (L): 3.2 MM TINNED BOX | 0
18913 | 1141140000 | PCB PLUG-IN CONNECTOR MALE HEADER SOLDER FLANGE THT SOLDER CONNECTION 7.62 MM N OF POLES: 7 180° SOLDER PIN LENGTH (L): 3.2 MM TINNED BOX | 0
18914 | 1141150000 | PCB PLUG-IN CONNECTOR MALE HEADER SOLDER FLANGE THT SOLDER CONNECTION 7.62 MM N OF POLES: 8 180° SOLDER PIN LENGTH (L): 3.2 MM TINNED BOX | 0
18915 | 1141160000 | PCB PLUG-IN CONNECTOR MALE HEADER SOLDER FLANGE THT SOLDER CONNECTION 7.62 MM N OF POLES: 9 180° SOLDER PIN LENGTH (L): 3.2 MM TINNED BOX | 0
18916 | 1141170000 | PCB PLUG-IN CONNECTOR MALE HEADER SOLDER FLANGE THT SOLDER CONNECTION 7.62 MM N OF POLES: 10 180° SOLDER PIN LENGTH (L): 3.2 MM TINNED BOX | 0
18917 | 1141180000 | PCB PLUG-IN CONNECTOR MALE HEADER SOLDER FLANGE THT SOLDER CONNECTION 7.62 MM N OF POLES: 11 180° SOLDER PIN LENGTH (L): 3.2 MM TINNED BOX | 0
18918 | 1141190000 | PCB PLUG-IN CONNECTOR MALE HEADER SOLDER FLANGE THT SOLDER CONNECTION 7.62 MM N OF POLES: 12 180° SOLDER PIN LENGTH (L): 3.2 MM TINNED BOX | 0
18919 | 1141200000 | PCB PLUG-IN CONNECTOR MALE HEADER SOLDER FLANGE THT SOLDER CONNECTION 7.62 MM N OF POLES: 2 180° SOLDER PIN LENGTH (L): 3.2 MM TINNED ORANGE BOX | 0
18920 | 1141210000 | PCB PLUG-IN CONNECTOR MALE HEADER SOLDER FLANGE THT SOLDER CONNECTION 7.62 MM N OF POLES: 3 180° SOLDER PIN LENGTH (L): 3.2 MM TINNED ORANGE BOX | 0
18921 | 1141220000 | PCB PLUG-IN CONNECTOR MALE HEADER SOLDER FLANGE THT SOLDER CONNECTION 7.62 MM N OF POLES: 4 180° SOLDER PIN LENGTH (L): 3.2 MM TINNED ORANGE BOX | 0
18922 | 1141230000 | PCB PLUG-IN CONNECTOR MALE HEADER SOLDER FLANGE THT SOLDER CONNECTION 7.62 MM N OF POLES: 5 180° SOLDER PIN LENGTH (L): 3.2 MM TINNED ORANGE BOX | 0
18923 | 1141240000 | PCB PLUG-IN CONNECTOR MALE HEADER SOLDER FLANGE THT SOLDER CONNECTION 7.62 MM N OF POLES: 6 180° SOLDER PIN LENGTH (L): 3.2 MM TINNED ORANGE BOX | 0
18924 | 1141250000 | PCB PLUG-IN CONNECTOR MALE HEADER SOLDER FLANGE THT SOLDER CONNECTION 7.62 MM N OF POLES: 7 180° SOLDER PIN LENGTH (L): 3.2 MM TINNED ORANGE BOX | 0
18925 | 1141260000 | PCB PLUG-IN CONNECTOR MALE HEADER SOLDER FLANGE THT SOLDER CONNECTION 7.62 MM N OF POLES: 8 180° SOLDER PIN LENGTH (L): 3.2 MM TINNED ORANGE BOX | 0
18926 | 1141270000 | PCB PLUG-IN CONNECTOR MALE HEADER SOLDER FLANGE THT SOLDER CONNECTION 7.62 MM N OF POLES: 9 180° SOLDER PIN LENGTH (L): 3.2 MM TINNED ORANGE BOX | 0
18927 | 1141280000 | PCB PLUG-IN CONNECTOR MALE HEADER SOLDER FLANGE THT SOLDER CONNECTION 7.62 MM N OF POLES: 10 180° SOLDER PIN LENGTH (L): 3.2 MM TINNED ORANGE BOX | 0
18928 | 1141290000 | PCB PLUG-IN CONNECTOR MALE HEADER SOLDER FLANGE THT SOLDER CONNECTION 7.62 MM N OF POLES: 11 180° SOLDER PIN LENGTH (L): 3.2 MM TINNED ORANGE BOX | 0
18929 | 1141300000 | PCB PLUG-IN CONNECTOR MALE HEADER SOLDER FLANGE THT SOLDER CONNECTION 7.62 MM N OF POLES: 12 180° SOLDER PIN LENGTH (L): 3.2 MM TINNED ORANGE BOX | 0
18930 | 1141500000 | PCB PLUG-IN CONNECTOR MALE HEADER FLANGE THT SOLDER CONNECTION 3.50 MM N OF POLES: 4 90° SOLDER PIN LENGTH (L): 3.2 MM TINNED BOX | 0
18931 | 1142260000 | PCB PLUG-IN CONNECTOR MALE HEADER FLANGE THT SOLDER CONNECTION 3.50 MM N OF POLES: 3 180° SOLDER PIN LENGTH (L): 3.2 MM TINNED BOX | 0
18932 | 1146320000 | PCB PLUG-IN CONNECTOR MALE HEADER OPEN SIDE THT SOLDER CONNECTION 5.08 MM N OF POLES: 2 180° SOLDER PIN LENGTH (L): 3.2 MM TINNED ORANGE BOX | 0
18933 | 1146340000 | PCB PLUG-IN CONNECTOR MALE HEADER OPEN SIDE THT SOLDER CONNECTION 5.08 MM N OF POLES: 3 180° SOLDER PIN LENGTH (L): 3.2 MM TINNED ORANGE BOX | 0
18934 | 1146380000 | PCB PLUG-IN CONNECTOR MALE HEADER OPEN SIDE THT SOLDER CONNECTION 5.08 MM N OF POLES: 4 180° SOLDER PIN LENGTH (L): 3.2 MM TINNED ORANGE BOX | 0
18935 | 1146410000 | PCB PLUG-IN CONNECTOR MALE HEADER OPEN SIDE THT SOLDER CONNECTION 5.08 MM N OF POLES: 5 180° SOLDER PIN LENGTH (L): 3.2 MM TINNED ORANGE BOX | 0
18936 | 1146450000 | PCB PLUG-IN CONNECTOR MALE HEADER OPEN SIDE THT SOLDER CONNECTION 5.08 MM N OF POLES: 6 180° SOLDER PIN LENGTH (L): 3.2 MM TINNED ORANGE BOX | 0
18937 | 1146470000 | PCB PLUG-IN CONNECTOR MALE HEADER OPEN SIDE THT SOLDER CONNECTION 5.08 MM N OF POLES: 7 180° SOLDER PIN LENGTH (L): 3.2 MM TINNED ORANGE BOX | 0
18938 | 1146490000 | PCB PLUG-IN CONNECTOR MALE HEADER OPEN SIDE THT SOLDER CONNECTION 5.08 MM N OF POLES: 8 180° SOLDER PIN LENGTH (L): 3.2 MM TINNED ORANGE BOX | 0
18939 | 1146510000 | PCB PLUG-IN CONNECTOR MALE HEADER OPEN SIDE THT SOLDER CONNECTION 5.08 MM N OF POLES: 9 180° SOLDER PIN LENGTH (L): 3.2 MM TINNED ORANGE BOX | 0
18940 | 1146530000 | PCB PLUG-IN CONNECTOR MALE HEADER OPEN SIDE THT SOLDER CONNECTION 5.08 MM N OF POLES: 10 180° SOLDER PIN LENGTH (L): 3.2 MM TINNED ORANGE BOX | 0
18941 | 1146550000 | PCB PLUG-IN CONNECTOR MALE HEADER OPEN SIDE THT SOLDER CONNECTION 5.08 MM N OF POLES: 11 180° SOLDER PIN LENGTH (L): 3.2 MM TINNED ORANGE BOX | 0
18942 | 1146570000 | PCB PLUG-IN CONNECTOR MALE HEADER OPEN SIDE THT SOLDER CONNECTION 5.08 MM N OF POLES: 12 180° SOLDER PIN LENGTH (L): 3.2 MM TINNED ORANGE BOX | 0
18943 | 1146580000 | PCB PLUG-IN CONNECTOR MALE HEADER OPEN SIDE THT SOLDER CONNECTION 5.08 MM N OF POLES: 13 180° SOLDER PIN LENGTH (L): 3.2 MM TINNED ORANGE BOX | 0
18944 | 1146590000 | PCB PLUG-IN CONNECTOR MALE HEADER OPEN SIDE THT SOLDER CONNECTION 5.08 MM N OF POLES: 14 180° SOLDER PIN LENGTH (L): 3.2 MM TINNED ORANGE BOX | 0
18945 | 1146600000 | PCB PLUG-IN CONNECTOR MALE HEADER OPEN SIDE THT SOLDER CONNECTION 5.08 MM N OF POLES: 15 180° SOLDER PIN LENGTH (L): 3.2 MM TINNED ORANGE BOX | 0
18946 | 1146610000 | PCB PLUG-IN CONNECTOR MALE HEADER OPEN SIDE THT SOLDER CONNECTION 5.08 MM N OF POLES: 16 180° SOLDER PIN LENGTH (L): 3.2 MM TINNED ORANGE BOX | 0
18947 | 1146620000 | PCB PLUG-IN CONNECTOR MALE HEADER OPEN SIDE THT SOLDER CONNECTION 5.08 MM N OF POLES: 17 180° SOLDER PIN LENGTH (L): 3.2 MM TINNED ORANGE BOX | 0
18948 | 1146630000 | PCB PLUG-IN CONNECTOR MALE HEADER OPEN SIDE THT SOLDER CONNECTION 5.08 MM N OF POLES: 18 180° SOLDER PIN LENGTH (L): 3.2 MM TINNED ORANGE BOX | 0
18949 | 1146640000 | PCB PLUG-IN CONNECTOR MALE HEADER OPEN SIDE THT SOLDER CONNECTION 5.08 MM N OF POLES: 19 180° SOLDER PIN LENGTH (L): 3.2 MM TINNED ORANGE BOX | 0
18950 | 1146650000 | PCB PLUG-IN CONNECTOR MALE HEADER OPEN SIDE THT SOLDER CONNECTION 5.08 MM N OF POLES: 20 180° SOLDER PIN LENGTH (L): 3.2 MM TINNED ORANGE BOX | 0
18951 | 1146680000 | PCB PLUG-IN CONNECTOR MALE HEADER OPEN SIDE THT SOLDER CONNECTION 5.08 MM N OF POLES: 21 180° SOLDER PIN LENGTH (L): 3.2 MM TINNED ORANGE BOX | 0
18952 | 1146690000 | PCB PLUG-IN CONNECTOR MALE HEADER OPEN SIDE THT SOLDER CONNECTION 5.08 MM N OF POLES: 22 180° SOLDER PIN LENGTH (L): 3.2 MM TINNED ORANGE BOX | 0
18953 | 1146700000 | PCB PLUG-IN CONNECTOR MALE HEADER OPEN SIDE THT SOLDER CONNECTION 5.08 MM N OF POLES: 23 180° SOLDER PIN LENGTH (L): 3.2 MM TINNED ORANGE BOX | 0
18954 | 1146710000 | PCB PLUG-IN CONNECTOR MALE HEADER OPEN SIDE THT SOLDER CONNECTION 5.08 MM N OF POLES: 24 180° SOLDER PIN LENGTH (L): 3.2 MM TINNED ORANGE BOX | 0
18955 | 1146720000 | PCB PLUG-IN CONNECTOR MALE HEADER OPEN SIDE THT SOLDER CONNECTION 5.08 MM N OF POLES: 2 90° SOLDER PIN LENGTH (L): 3.2 MM TINNED ORANGE BOX | 0
18956 | 1146730000 | PCB PLUG-IN CONNECTOR MALE HEADER CLOSED SIDE THT SOLDER CONNECTION 5.08 MM N OF POLES: 2 180° SOLDER PIN LENGTH (L): 3.2 MM TINNED ORANGE BOX | 0
18957 | 1146740000 | PCB PLUG-IN CONNECTOR MALE HEADER OPEN SIDE THT SOLDER CONNECTION 5.08 MM N OF POLES: 3 90° SOLDER PIN LENGTH (L): 3.2 MM TINNED ORANGE BOX | 0
18958 | 1146750000 | PCB PLUG-IN CONNECTOR MALE HEADER CLOSED SIDE THT SOLDER CONNECTION 5.08 MM N OF POLES: 3 180° SOLDER PIN LENGTH (L): 3.2 MM TINNED ORANGE BOX | 0
18959 | 1146770000 | PCB PLUG-IN CONNECTOR MALE HEADER OPEN SIDE THT SOLDER CONNECTION 5.08 MM N OF POLES: 4 90° SOLDER PIN LENGTH (L): 3.2 MM TINNED ORANGE BOX | 0
18960 | 1146780000 | PCB PLUG-IN CONNECTOR MALE HEADER CLOSED SIDE THT SOLDER CONNECTION 5.08 MM N OF POLES: 4 180° SOLDER PIN LENGTH (L): 3.2 MM TINNED ORANGE BOX | 0
18961 | 1146790000 | PCB PLUG-IN CONNECTOR MALE HEADER OPEN SIDE THT SOLDER CONNECTION 5.08 MM N OF POLES: 5 90° SOLDER PIN LENGTH (L): 3.2 MM TINNED ORANGE BOX | 0
18962 | 1146800000 | PCB PLUG-IN CONNECTOR MALE HEADER CLOSED SIDE THT SOLDER CONNECTION 5.08 MM N OF POLES: 5 180° SOLDER PIN LENGTH (L): 3.2 MM TINNED ORANGE BOX | 0
18963 | 1146810000 | PCB PLUG-IN CONNECTOR MALE HEADER OPEN SIDE THT SOLDER CONNECTION 5.08 MM N OF POLES: 6 90° SOLDER PIN LENGTH (L): 3.2 MM TINNED ORANGE BOX | 0
18964 | 1146820000 | PCB PLUG-IN CONNECTOR MALE HEADER CLOSED SIDE THT SOLDER CONNECTION 5.08 MM N OF POLES: 6 180° SOLDER PIN LENGTH (L): 3.2 MM TINNED ORANGE BOX | 0
18965 | 1146830000 | PCB PLUG-IN CONNECTOR MALE HEADER OPEN SIDE THT SOLDER CONNECTION 5.08 MM N OF POLES: 7 90° SOLDER PIN LENGTH (L): 3.2 MM TINNED ORANGE BOX | 0
18966 | 1146840000 | PCB PLUG-IN CONNECTOR MALE HEADER CLOSED SIDE THT SOLDER CONNECTION 5.08 MM N OF POLES: 7 180° SOLDER PIN LENGTH (L): 3.2 MM TINNED ORANGE BOX | 0
18967 | 1146850000 | PCB PLUG-IN CONNECTOR MALE HEADER OPEN SIDE THT SOLDER CONNECTION 5.08 MM N OF POLES: 8 90° SOLDER PIN LENGTH (L): 3.2 MM TINNED ORANGE BOX | 0
18968 | 1146870000 | PCB PLUG-IN CONNECTOR MALE HEADER CLOSED SIDE THT SOLDER CONNECTION 5.08 MM N OF POLES: 8 180° SOLDER PIN LENGTH (L): 3.2 MM TINNED ORANGE BOX | 0
18969 | 1146880000 | PCB PLUG-IN CONNECTOR MALE HEADER OPEN SIDE THT SOLDER CONNECTION 5.08 MM N OF POLES: 9 90° SOLDER PIN LENGTH (L): 3.2 MM TINNED ORANGE BOX | 0
18970 | 1146890000 | PCB PLUG-IN CONNECTOR MALE HEADER CLOSED SIDE THT SOLDER CONNECTION 5.08 MM N OF POLES: 9 180° SOLDER PIN LENGTH (L): 3.2 MM TINNED ORANGE BOX | 0
18971 | 1146900000 | PCB PLUG-IN CONNECTOR MALE HEADER OPEN SIDE THT SOLDER CONNECTION 5.08 MM N OF POLES: 10 90° SOLDER PIN LENGTH (L): 3.2 MM TINNED ORANGE BOX | 0
18972 | 1146910000 | PCB PLUG-IN CONNECTOR MALE HEADER CLOSED SIDE THT SOLDER CONNECTION 5.08 MM N OF POLES: 10 180° SOLDER PIN LENGTH (L): 3.2 MM TINNED ORANGE BOX | 0
18973 | 1146920000 | PCB PLUG-IN CONNECTOR MALE HEADER OPEN SIDE THT SOLDER CONNECTION 5.08 MM N OF POLES: 11 90° SOLDER PIN LENGTH (L): 3.2 MM TINNED ORANGE BOX | 0
18974 | 1146930000 | PCB PLUG-IN CONNECTOR MALE HEADER CLOSED SIDE THT SOLDER CONNECTION 5.08 MM N OF POLES: 11 180° SOLDER PIN LENGTH (L): 3.2 MM TINNED ORANGE BOX | 0
18975 | 1146940000 | PCB PLUG-IN CONNECTOR MALE HEADER OPEN SIDE THT SOLDER CONNECTION 5.08 MM N OF POLES: 12 90° SOLDER PIN LENGTH (L): 3.2 MM TINNED ORANGE BOX | 0
18976 | 1146950000 | PCB PLUG-IN CONNECTOR MALE HEADER CLOSED SIDE THT SOLDER CONNECTION 5.08 MM N OF POLES: 12 180° SOLDER PIN LENGTH (L): 3.2 MM TINNED ORANGE BOX | 0
18977 | 1146970000 | PCB PLUG-IN CONNECTOR MALE HEADER OPEN SIDE THT SOLDER CONNECTION 5.08 MM N OF POLES: 13 90° SOLDER PIN LENGTH (L): 3.2 MM TINNED ORANGE BOX | 0
18978 | 1146980000 | PCB PLUG-IN CONNECTOR MALE HEADER CLOSED SIDE THT SOLDER CONNECTION 5.08 MM N OF POLES: 13 180° SOLDER PIN LENGTH (L): 3.2 MM TINNED ORANGE BOX | 0
18979 | 1146990000 | PCB PLUG-IN CONNECTOR MALE HEADER OPEN SIDE THT SOLDER CONNECTION 5.08 MM N OF POLES: 14 90° SOLDER PIN LENGTH (L): 3.2 MM TINNED ORANGE BOX | 0
18980 | 1147000000 | PCB PLUG-IN CONNECTOR MALE HEADER CLOSED SIDE THT SOLDER CONNECTION 5.08 MM N OF POLES: 14 180° SOLDER PIN LENGTH (L): 3.2 MM TINNED ORANGE BOX | 0
18981 | 1147010000 | PCB PLUG-IN CONNECTOR MALE HEADER OPEN SIDE THT SOLDER CONNECTION 5.08 MM N OF POLES: 15 90° SOLDER PIN LENGTH (L): 3.2 MM TINNED ORANGE BOX | 0
18982 | 1147020000 | PCB PLUG-IN CONNECTOR MALE HEADER CLOSED SIDE THT SOLDER CONNECTION 5.08 MM N OF POLES: 15 180° SOLDER PIN LENGTH (L): 3.2 MM TINNED ORANGE BOX | 0
18983 | 1147030000 | PCB PLUG-IN CONNECTOR MALE HEADER OPEN SIDE THT SOLDER CONNECTION 5.08 MM N OF POLES: 16 90° SOLDER PIN LENGTH (L): 3.2 MM TINNED ORANGE BOX | 0
18984 | 1147040000 | PCB PLUG-IN CONNECTOR MALE HEADER CLOSED SIDE THT SOLDER CONNECTION 5.08 MM N OF POLES: 16 180° SOLDER PIN LENGTH (L): 3.2 MM TINNED ORANGE BOX | 0
18985 | 1147050000 | PCB PLUG-IN CONNECTOR MALE HEADER OPEN SIDE THT SOLDER CONNECTION 5.08 MM N OF POLES: 17 90° SOLDER PIN LENGTH (L): 3.2 MM TINNED ORANGE BOX | 0
18986 | 1147070000 | PCB PLUG-IN CONNECTOR MALE HEADER CLOSED SIDE THT SOLDER CONNECTION 5.08 MM N OF POLES: 17 180° SOLDER PIN LENGTH (L): 3.2 MM TINNED ORANGE BOX | 0
18987 | 1147080000 | PCB PLUG-IN CONNECTOR MALE HEADER OPEN SIDE THT SOLDER CONNECTION 5.08 MM N OF POLES: 18 90° SOLDER PIN LENGTH (L): 3.2 MM TINNED ORANGE BOX | 0
18988 | 1147090000 | PCB PLUG-IN CONNECTOR MALE HEADER CLOSED SIDE THT SOLDER CONNECTION 5.08 MM N OF POLES: 18 180° SOLDER PIN LENGTH (L): 3.2 MM TINNED ORANGE BOX | 0
18989 | 1147100000 | PCB PLUG-IN CONNECTOR MALE HEADER OPEN SIDE THT SOLDER CONNECTION 5.08 MM N OF POLES: 19 90° SOLDER PIN LENGTH (L): 3.2 MM TINNED ORANGE BOX | 0
18990 | 1147110000 | PCB PLUG-IN CONNECTOR MALE HEADER CLOSED SIDE THT SOLDER CONNECTION 5.08 MM N OF POLES: 19 180° SOLDER PIN LENGTH (L): 3.2 MM TINNED ORANGE BOX | 0
18991 | 1147120000 | PCB PLUG-IN CONNECTOR MALE HEADER OPEN SIDE THT SOLDER CONNECTION 5.08 MM N OF POLES: 20 90° SOLDER PIN LENGTH (L): 3.2 MM TINNED ORANGE BOX | 0
18992 | 1147130000 | PCB PLUG-IN CONNECTOR MALE HEADER FLANGE THT SOLDER CONNECTION 5.08 MM N OF POLES: 2 180° SOLDER PIN LENGTH (L): 3.2 MM TINNED ORANGE BOX | 0
18993 | 1147140000 | PCB PLUG-IN CONNECTOR MALE HEADER CLOSED SIDE THT SOLDER CONNECTION 5.08 MM N OF POLES: 20 180° SOLDER PIN LENGTH (L): 3.2 MM TINNED ORANGE BOX | 0
18994 | 1147150000 | PCB PLUG-IN CONNECTOR MALE HEADER OPEN SIDE THT SOLDER CONNECTION 5.08 MM N OF POLES: 21 90° SOLDER PIN LENGTH (L): 3.2 MM TINNED ORANGE BOX | 0
18995 | 1147170000 | PCB PLUG-IN CONNECTOR MALE HEADER FLANGE THT SOLDER CONNECTION 5.08 MM N OF POLES: 3 180° SOLDER PIN LENGTH (L): 3.2 MM TINNED ORANGE BOX | 0
18996 | 1147180000 | PCB PLUG-IN CONNECTOR MALE HEADER CLOSED SIDE THT SOLDER CONNECTION 5.08 MM N OF POLES: 21 180° SOLDER PIN LENGTH (L): 3.2 MM TINNED ORANGE BOX | 0
18997 | 1147190000 | PCB PLUG-IN CONNECTOR MALE HEADER OPEN SIDE THT SOLDER CONNECTION 5.08 MM N OF POLES: 22 90° SOLDER PIN LENGTH (L): 3.2 MM TINNED ORANGE BOX | 0
18998 | 1147200000 | PCB PLUG-IN CONNECTOR MALE HEADER FLANGE THT SOLDER CONNECTION 5.08 MM N OF POLES: 4 180° SOLDER PIN LENGTH (L): 3.2 MM TINNED ORANGE BOX | 0
18999 | 1147210000 | PCB PLUG-IN CONNECTOR MALE HEADER CLOSED SIDE THT SOLDER CONNECTION 5.08 MM N OF POLES: 22 180° SOLDER PIN LENGTH (L): 3.2 MM TINNED ORANGE BOX | 0
19000 | 1147220000 | PCB PLUG-IN CONNECTOR MALE HEADER OPEN SIDE THT SOLDER CONNECTION 5.08 MM N OF POLES: 23 90° SOLDER PIN LENGTH (L): 3.2 MM TINNED ORANGE BOX | 0
19001 | 1147230000 | PCB PLUG-IN CONNECTOR MALE HEADER FLANGE THT SOLDER CONNECTION 5.08 MM N OF POLES: 5 180° SOLDER PIN LENGTH (L): 3.2 MM TINNED ORANGE BOX | 0
19002 | 1147240000 | PCB PLUG-IN CONNECTOR MALE HEADER CLOSED SIDE THT SOLDER CONNECTION 5.08 MM N OF POLES: 23 180° SOLDER PIN LENGTH (L): 3.2 MM TINNED ORANGE BOX | 0
19003 | 1147250000 | PCB PLUG-IN CONNECTOR MALE HEADER OPEN SIDE THT SOLDER CONNECTION 5.08 MM N OF POLES: 24 90° SOLDER PIN LENGTH (L): 3.2 MM TINNED ORANGE BOX | 0
19004 | 1147260000 | PCB PLUG-IN CONNECTOR MALE HEADER FLANGE THT SOLDER CONNECTION 5.08 MM N OF POLES: 6 180° SOLDER PIN LENGTH (L): 3.2 MM TINNED ORANGE BOX | 0
19005 | 1147270000 | PCB PLUG-IN CONNECTOR MALE HEADER CLOSED SIDE THT SOLDER CONNECTION 5.08 MM N OF POLES: 24 180° SOLDER PIN LENGTH (L): 3.2 MM TINNED ORANGE BOX | 0
19006 | 1147280000 | PCB PLUG-IN CONNECTOR MALE HEADER CLOSED SIDE THT SOLDER CONNECTION 5.08 MM N OF POLES: 2 90° SOLDER PIN LENGTH (L): 3.2 MM TINNED ORANGE BOX | 0
19007 | 1147290000 | PCB PLUG-IN CONNECTOR MALE HEADER FLANGE THT SOLDER CONNECTION 5.08 MM N OF POLES: 7 180° SOLDER PIN LENGTH (L): 3.2 MM TINNED ORANGE BOX | 0
19008 | 1147300000 | PCB PLUG-IN CONNECTOR MALE HEADER DOVETAILS FOR FIXING BLOCKS THT SOLDER CONNECTION 5.08 MM N OF POLES: 2 180° SOLDER PIN LENGTH (L): 3.2 MM TINNED ORANGE BOX | 0
19009 | 1147310000 | PCB PLUG-IN CONNECTOR MALE HEADER CLOSED SIDE THT SOLDER CONNECTION 5.08 MM N OF POLES: 3 90° SOLDER PIN LENGTH (L): 3.2 MM TINNED ORANGE BOX | 0
19010 | 1147320000 | PCB PLUG-IN CONNECTOR MALE HEADER FLANGE THT SOLDER CONNECTION 5.08 MM N OF POLES: 8 180° SOLDER PIN LENGTH (L): 3.2 MM TINNED ORANGE BOX | 0
19011 | 1147330000 | PCB PLUG-IN CONNECTOR MALE HEADER DOVETAILS FOR FIXING BLOCKS THT SOLDER CONNECTION 5.08 MM N OF POLES: 3 180° SOLDER PIN LENGTH (L): 3.2 MM TINNED ORANGE BOX | 0
19012 | 1147340000 | PCB PLUG-IN CONNECTOR MALE HEADER CLOSED SIDE THT SOLDER CONNECTION 5.08 MM N OF POLES: 4 90° SOLDER PIN LENGTH (L): 3.2 MM TINNED ORANGE BOX | 0
19013 | 1147350000 | PCB PLUG-IN CONNECTOR MALE HEADER FLANGE THT SOLDER CONNECTION 5.08 MM N OF POLES: 9 180° SOLDER PIN LENGTH (L): 3.2 MM TINNED ORANGE BOX | 0
19014 | 1147360000 | PCB PLUG-IN CONNECTOR MALE HEADER DOVETAILS FOR FIXING BLOCKS THT SOLDER CONNECTION 5.08 MM N OF POLES: 4 180° SOLDER PIN LENGTH (L): 3.2 MM TINNED ORANGE BOX | 0
19015 | 1147370000 | PCB PLUG-IN CONNECTOR MALE HEADER CLOSED SIDE THT SOLDER CONNECTION 5.08 MM N OF POLES: 5 90° SOLDER PIN LENGTH (L): 3.2 MM TINNED ORANGE BOX | 0
19016 | 1147380000 | PCB PLUG-IN CONNECTOR MALE HEADER FLANGE THT SOLDER CONNECTION 5.08 MM N OF POLES: 10 180° SOLDER PIN LENGTH (L): 3.2 MM TINNED ORANGE BOX | 0
19017 | 1147390000 | PCB PLUG-IN CONNECTOR MALE HEADER DOVETAILS FOR FIXING BLOCKS THT SOLDER CONNECTION 5.08 MM N OF POLES: 5 180° SOLDER PIN LENGTH (L): 3.2 MM TINNED ORANGE BOX | 0
19018 | 1147400000 | PCB PLUG-IN CONNECTOR MALE HEADER CLOSED SIDE THT SOLDER CONNECTION 5.08 MM N OF POLES: 6 90° SOLDER PIN LENGTH (L): 3.2 MM TINNED ORANGE BOX | 0
19019 | 1147410000 | PCB PLUG-IN CONNECTOR MALE HEADER FLANGE THT SOLDER CONNECTION 5.08 MM N OF POLES: 11 180° SOLDER PIN LENGTH (L): 3.2 MM TINNED ORANGE BOX | 0
19020 | 1147420000 | PCB PLUG-IN CONNECTOR MALE HEADER CLOSED SIDE THT SOLDER CONNECTION 5.08 MM N OF POLES: 7 90° SOLDER PIN LENGTH (L): 3.2 MM TINNED ORANGE BOX | 0
19021 | 1147430000 | PCB PLUG-IN CONNECTOR MALE HEADER DOVETAILS FOR FIXING BLOCKS THT SOLDER CONNECTION 5.08 MM N OF POLES: 6 180° SOLDER PIN LENGTH (L): 3.2 MM TINNED ORANGE BOX | 0
19022 | 1147440000 | PCB PLUG-IN CONNECTOR MALE HEADER FLANGE THT SOLDER CONNECTION 5.08 MM N OF POLES: 12 180° SOLDER PIN LENGTH (L): 3.2 MM TINNED ORANGE BOX | 0
19023 | 1147450000 | PCB PLUG-IN CONNECTOR MALE HEADER CLOSED SIDE THT SOLDER CONNECTION 5.08 MM N OF POLES: 8 90° SOLDER PIN LENGTH (L): 3.2 MM TINNED ORANGE BOX | 0
19024 | 1147470000 | PCB PLUG-IN CONNECTOR MALE HEADER DOVETAILS FOR FIXING BLOCKS THT SOLDER CONNECTION 5.08 MM N OF POLES: 7 180° SOLDER PIN LENGTH (L): 3.2 MM TINNED ORANGE BOX | 0
19025 | 1147480000 | PCB PLUG-IN CONNECTOR MALE HEADER FLANGE THT SOLDER CONNECTION 5.08 MM N OF POLES: 13 180° SOLDER PIN LENGTH (L): 3.2 MM TINNED ORANGE BOX | 0
19026 | 1147490000 | PCB PLUG-IN CONNECTOR MALE HEADER CLOSED SIDE THT SOLDER CONNECTION 5.08 MM N OF POLES: 9 90° SOLDER PIN LENGTH (L): 3.2 MM TINNED ORANGE BOX | 0
19027 | 1147510000 | PCB PLUG-IN CONNECTOR MALE HEADER DOVETAILS FOR FIXING BLOCKS THT SOLDER CONNECTION 5.08 MM N OF POLES: 8 180° SOLDER PIN LENGTH (L): 3.2 MM TINNED ORANGE BOX | 0
19028 | 1147520000 | PCB PLUG-IN CONNECTOR MALE HEADER FLANGE THT SOLDER CONNECTION 5.08 MM N OF POLES: 14 180° SOLDER PIN LENGTH (L): 3.2 MM TINNED ORANGE BOX | 0
19029 | 1147530000 | PCB PLUG-IN CONNECTOR MALE HEADER CLOSED SIDE THT SOLDER CONNECTION 5.08 MM N OF POLES: 10 90° SOLDER PIN LENGTH (L): 3.2 MM TINNED ORANGE BOX | 0
19030 | 1147540000 | PCB PLUG-IN CONNECTOR MALE HEADER DOVETAILS FOR FIXING BLOCKS THT SOLDER CONNECTION 5.08 MM N OF POLES: 9 180° SOLDER PIN LENGTH (L): 3.2 MM TINNED ORANGE BOX | 0
19031 | 1147550000 | PCB PLUG-IN CONNECTOR MALE HEADER FLANGE THT SOLDER CONNECTION 5.08 MM N OF POLES: 15 180° SOLDER PIN LENGTH (L): 3.2 MM TINNED ORANGE BOX | 0
19032 | 1147570000 | PCB PLUG-IN CONNECTOR MALE HEADER CLOSED SIDE THT SOLDER CONNECTION 5.08 MM N OF POLES: 11 90° SOLDER PIN LENGTH (L): 3.2 MM TINNED ORANGE BOX | 0
19033 | 1147580000 | PCB PLUG-IN CONNECTOR MALE HEADER DOVETAILS FOR FIXING BLOCKS THT SOLDER CONNECTION 5.08 MM N OF POLES: 10 180° SOLDER PIN LENGTH (L): 3.2 MM TINNED ORANGE BOX | 0
19034 | 1147590000 | PCB PLUG-IN CONNECTOR MALE HEADER FLANGE THT SOLDER CONNECTION 5.08 MM N OF POLES: 16 180° SOLDER PIN LENGTH (L): 3.2 MM TINNED ORANGE BOX | 0
19035 | 1147600000 | PCB PLUG-IN CONNECTOR MALE HEADER CLOSED SIDE THT SOLDER CONNECTION 5.08 MM N OF POLES: 12 90° SOLDER PIN LENGTH (L): 3.2 MM TINNED ORANGE BOX | 0
19036 | 1147610000 | PCB PLUG-IN CONNECTOR MALE HEADER DOVETAILS FOR FIXING BLOCKS THT SOLDER CONNECTION 5.08 MM N OF POLES: 11 180° SOLDER PIN LENGTH (L): 3.2 MM TINNED ORANGE BOX | 0
19037 | 1147620000 | PCB PLUG-IN CONNECTOR MALE HEADER FLANGE THT SOLDER CONNECTION 5.08 MM N OF POLES: 17 180° SOLDER PIN LENGTH (L): 3.2 MM TINNED ORANGE BOX | 0
19038 | 1147630000 | PCB PLUG-IN CONNECTOR MALE HEADER CLOSED SIDE THT SOLDER CONNECTION 5.08 MM N OF POLES: 13 90° SOLDER PIN LENGTH (L): 3.2 MM TINNED ORANGE BOX | 0
19039 | 1147640000 | PCB PLUG-IN CONNECTOR MALE HEADER DOVETAILS FOR FIXING BLOCKS THT SOLDER CONNECTION 5.08 MM N OF POLES: 12 180° SOLDER PIN LENGTH (L): 3.2 MM TINNED ORANGE BOX | 0
19040 | 1147650000 | PCB PLUG-IN CONNECTOR MALE HEADER FLANGE THT SOLDER CONNECTION 5.08 MM N OF POLES: 18 180° SOLDER PIN LENGTH (L): 3.2 MM TINNED ORANGE BOX | 0
19041 | 1147670000 | PCB PLUG-IN CONNECTOR MALE HEADER DOVETAILS FOR FIXING BLOCKS THT SOLDER CONNECTION 5.08 MM N OF POLES: 13 180° SOLDER PIN LENGTH (L): 3.2 MM TINNED ORANGE BOX | 0
19042 | 1147680000 | PCB PLUG-IN CONNECTOR MALE HEADER CLOSED SIDE THT SOLDER CONNECTION 5.08 MM N OF POLES: 14 90° SOLDER PIN LENGTH (L): 3.2 MM TINNED ORANGE BOX | 0
19043 | 1147690000 | PCB PLUG-IN CONNECTOR MALE HEADER FLANGE THT SOLDER CONNECTION 5.08 MM N OF POLES: 19 180° SOLDER PIN LENGTH (L): 3.2 MM TINNED ORANGE BOX | 0
19044 | 1147700000 | PCB PLUG-IN CONNECTOR MALE HEADER CLOSED SIDE THT SOLDER CONNECTION 5.08 MM N OF POLES: 15 90° SOLDER PIN LENGTH (L): 3.2 MM TINNED ORANGE BOX | 0
19045 | 1147710000 | PCB PLUG-IN CONNECTOR MALE HEADER DOVETAILS FOR FIXING BLOCKS THT SOLDER CONNECTION 5.08 MM N OF POLES: 14 180° SOLDER PIN LENGTH (L): 3.2 MM TINNED ORANGE BOX | 0
19046 | 1147720000 | PCB PLUG-IN CONNECTOR MALE HEADER FLANGE THT SOLDER CONNECTION 5.08 MM N OF POLES: 20 180° SOLDER PIN LENGTH (L): 3.2 MM TINNED ORANGE BOX | 0
19047 | 1147730000 | PCB PLUG-IN CONNECTOR MALE HEADER DOVETAILS FOR FIXING BLOCKS THT SOLDER CONNECTION 5.08 MM N OF POLES: 15 180° SOLDER PIN LENGTH (L): 3.2 MM TINNED ORANGE BOX | 0
19048 | 1147740000 | PCB PLUG-IN CONNECTOR MALE HEADER CLOSED SIDE THT SOLDER CONNECTION 5.08 MM N OF POLES: 16 90° SOLDER PIN LENGTH (L): 3.2 MM TINNED ORANGE BOX | 0
19049 | 1147750000 | PCB PLUG-IN CONNECTOR MALE HEADER FLANGE THT SOLDER CONNECTION 5.08 MM N OF POLES: 21 180° SOLDER PIN LENGTH (L): 3.2 MM TINNED ORANGE BOX | 0
19050 | 1147770000 | PCB PLUG-IN CONNECTOR MALE HEADER DOVETAILS FOR FIXING BLOCKS THT SOLDER CONNECTION 5.08 MM N OF POLES: 16 180° SOLDER PIN LENGTH (L): 3.2 MM TINNED ORANGE BOX | 0
19051 | 1147840000 | PCB PLUG-IN CONNECTOR MALE HEADER CLOSED SIDE THT SOLDER CONNECTION 5.08 MM N OF POLES: 19 90° SOLDER PIN LENGTH (L): 3.2 MM TINNED ORANGE BOX | 0
19052 | 1147850000 | PCB PLUG-IN CONNECTOR MALE HEADER FLANGE THT SOLDER CONNECTION 5.08 MM N OF POLES: 24 180° SOLDER PIN LENGTH (L): 3.2 MM TINNED ORANGE BOX | 0
19053 | 1147870000 | PCB PLUG-IN CONNECTOR MALE HEADER DOVETAILS FOR FIXING BLOCKS THT SOLDER CONNECTION 5.08 MM N OF POLES: 19 180° SOLDER PIN LENGTH (L): 3.2 MM TINNED ORANGE BOX | 0
19054 | 1147880000 | PCB PLUG-IN CONNECTOR MALE HEADER CLOSED SIDE THT SOLDER CONNECTION 5.08 MM N OF POLES: 20 90° SOLDER PIN LENGTH (L): 3.2 MM TINNED ORANGE BOX | 0
19055 | 1147890000 | PCB PLUG-IN CONNECTOR MALE HEADER SOLDER FLANGE THT SOLDER CONNECTION 5.08 MM N OF POLES: 2 180° SOLDER PIN LENGTH (L): 3.2 MM TINNED ORANGE BOX | 0
19056 | 1147900000 | PCB PLUG-IN CONNECTOR MALE HEADER DOVETAILS FOR FIXING BLOCKS THT SOLDER CONNECTION 5.08 MM N OF POLES: 20 180° SOLDER PIN LENGTH (L): 3.2 MM TINNED ORANGE BOX | 0
19057 | 1147910000 | PCB PLUG-IN CONNECTOR MALE HEADER CLOSED SIDE THT SOLDER CONNECTION 5.08 MM N OF POLES: 21 90° SOLDER PIN LENGTH (L): 3.2 MM TINNED ORANGE BOX | 0
19058 | 1147920000 | PCB PLUG-IN CONNECTOR MALE HEADER SOLDER FLANGE THT SOLDER CONNECTION 5.08 MM N OF POLES: 3 180° SOLDER PIN LENGTH (L): 3.2 MM TINNED ORANGE BOX | 0
19059 | 1147930000 | PCB PLUG-IN CONNECTOR MALE HEADER DOVETAILS FOR FIXING BLOCKS THT SOLDER CONNECTION 5.08 MM N OF POLES: 21 180° SOLDER PIN LENGTH (L): 3.2 MM TINNED ORANGE BOX | 0
19060 | 1147940000 | PCB PLUG-IN CONNECTOR MALE HEADER CLOSED SIDE THT SOLDER CONNECTION 5.08 MM N OF POLES: 22 90° SOLDER PIN LENGTH (L): 3.2 MM TINNED ORANGE BOX | 0
19061 | 1147950000 | PCB PLUG-IN CONNECTOR MALE HEADER SOLDER FLANGE THT SOLDER CONNECTION 5.08 MM N OF POLES: 4 180° SOLDER PIN LENGTH (L): 3.2 MM TINNED ORANGE BOX | 0
19062 | 1147970000 | PCB PLUG-IN CONNECTOR MALE HEADER DOVETAILS FOR FIXING BLOCKS THT SOLDER CONNECTION 5.08 MM N OF POLES: 22 180° SOLDER PIN LENGTH (L): 3.2 MM TINNED ORANGE BOX | 0
19063 | 1147980000 | PCB PLUG-IN CONNECTOR MALE HEADER CLOSED SIDE THT SOLDER CONNECTION 5.08 MM N OF POLES: 23 90° SOLDER PIN LENGTH (L): 3.2 MM TINNED ORANGE BOX | 0
19064 | 1147990000 | PCB PLUG-IN CONNECTOR MALE HEADER SOLDER FLANGE THT SOLDER CONNECTION 5.08 MM N OF POLES: 5 180° SOLDER PIN LENGTH (L): 3.2 MM TINNED ORANGE BOX | 0
19065 | 1148610000 | PCB PLUG-IN CONNECTOR MALE HEADER FLANGE THT SOLDER CONNECTION 5.08 MM N OF POLES: 2 90° SOLDER PIN LENGTH (L): 3.2 MM TINNED ORANGE BOX | 0
19066 | 1148640000 | PCB PLUG-IN CONNECTOR MALE HEADER FLANGE THT SOLDER CONNECTION 5.08 MM N OF POLES: 3 90° SOLDER PIN LENGTH (L): 3.2 MM TINNED ORANGE BOX | 0
19067 | 1148680000 | PCB PLUG-IN CONNECTOR MALE HEADER FLANGE THT SOLDER CONNECTION 5.08 MM N OF POLES: 4 90° SOLDER PIN LENGTH (L): 3.2 MM TINNED ORANGE BOX | 0
19068 | 1148710000 | PCB PLUG-IN CONNECTOR MALE HEADER FLANGE THT SOLDER CONNECTION 5.08 MM N OF POLES: 5 90° SOLDER PIN LENGTH (L): 3.2 MM TINNED ORANGE BOX | 0
19069 | 1148740000 | PCB PLUG-IN CONNECTOR MALE HEADER FLANGE THT SOLDER CONNECTION 5.08 MM N OF POLES: 6 90° SOLDER PIN LENGTH (L): 3.2 MM TINNED ORANGE BOX | 0
19070 | 1148780000 | PCB PLUG-IN CONNECTOR MALE HEADER FLANGE THT SOLDER CONNECTION 5.08 MM N OF POLES: 7 90° SOLDER PIN LENGTH (L): 3.2 MM TINNED ORANGE BOX | 0
19071 | 1148810000 | PCB PLUG-IN CONNECTOR MALE HEADER FLANGE THT SOLDER CONNECTION 5.08 MM N OF POLES: 8 90° SOLDER PIN LENGTH (L): 3.2 MM TINNED ORANGE BOX | 0
19072 | 1148840000 | PCB PLUG-IN CONNECTOR MALE HEADER FLANGE THT SOLDER CONNECTION 5.08 MM N OF POLES: 9 90° SOLDER PIN LENGTH (L): 3.2 MM TINNED ORANGE BOX | 0
19073 | 1148880000 | PCB PLUG-IN CONNECTOR MALE HEADER FLANGE THT SOLDER CONNECTION 5.08 MM N OF POLES: 10 90° SOLDER PIN LENGTH (L): 3.2 MM TINNED ORANGE BOX | 0
19074 | 1148910000 | PCB PLUG-IN CONNECTOR MALE HEADER FLANGE THT SOLDER CONNECTION 5.08 MM N OF POLES: 11 90° SOLDER PIN LENGTH (L): 3.2 MM TINNED ORANGE BOX | 0
19075 | 1148940000 | PCB PLUG-IN CONNECTOR MALE HEADER FLANGE THT SOLDER CONNECTION 5.08 MM N OF POLES: 12 90° SOLDER PIN LENGTH (L): 3.2 MM TINNED ORANGE BOX | 0
19076 | 1148980000 | PCB PLUG-IN CONNECTOR MALE HEADER FLANGE THT SOLDER CONNECTION 5.08 MM N OF POLES: 13 90° SOLDER PIN LENGTH (L): 3.2 MM TINNED ORANGE BOX | 0
19077 | 1149010000 | PCB PLUG-IN CONNECTOR MALE HEADER FLANGE THT SOLDER CONNECTION 5.08 MM N OF POLES: 14 90° SOLDER PIN LENGTH (L): 3.2 MM TINNED ORANGE BOX | 0
19078 | 1149040000 | PCB PLUG-IN CONNECTOR MALE HEADER FLANGE THT SOLDER CONNECTION 5.08 MM N OF POLES: 15 90° SOLDER PIN LENGTH (L): 3.2 MM TINNED ORANGE BOX | 0
19079 | 1149080000 | PCB PLUG-IN CONNECTOR MALE HEADER FLANGE THT SOLDER CONNECTION 5.08 MM N OF POLES: 16 90° SOLDER PIN LENGTH (L): 3.2 MM TINNED ORANGE BOX | 0
19080 | 1149110000 | PCB PLUG-IN CONNECTOR MALE HEADER FLANGE THT SOLDER CONNECTION 5.08 MM N OF POLES: 17 90° SOLDER PIN LENGTH (L): 3.2 MM TINNED ORANGE BOX | 0
19081 | 1149140000 | PCB PLUG-IN CONNECTOR MALE HEADER FLANGE THT SOLDER CONNECTION 5.08 MM N OF POLES: 18 90° SOLDER PIN LENGTH (L): 3.2 MM TINNED ORANGE BOX | 0
19082 | 1149180000 | PCB PLUG-IN CONNECTOR MALE HEADER FLANGE THT SOLDER CONNECTION 5.08 MM N OF POLES: 19 90° SOLDER PIN LENGTH (L): 3.2 MM TINNED ORANGE BOX | 0
19083 | 1149210000 | PCB PLUG-IN CONNECTOR MALE HEADER FLANGE THT SOLDER CONNECTION 5.08 MM N OF POLES: 20 90° SOLDER PIN LENGTH (L): 3.2 MM TINNED ORANGE BOX | 0
19084 | 1149240000 | PCB PLUG-IN CONNECTOR MALE HEADER FLANGE THT SOLDER CONNECTION 5.08 MM N OF POLES: 21 90° SOLDER PIN LENGTH (L): 3.2 MM TINNED ORANGE BOX | 0
19085 | 1149280000 | PCB PLUG-IN CONNECTOR MALE HEADER FLANGE THT SOLDER CONNECTION 5.08 MM N OF POLES: 22 90° SOLDER PIN LENGTH (L): 3.2 MM TINNED ORANGE BOX | 0
19086 | 1149310000 | PCB PLUG-IN CONNECTOR MALE HEADER FLANGE THT SOLDER CONNECTION 5.08 MM N OF POLES: 23 90° SOLDER PIN LENGTH (L): 3.2 MM TINNED ORANGE BOX | 0
19087 | 1149340000 | PCB PLUG-IN CONNECTOR MALE HEADER FLANGE THT SOLDER CONNECTION 5.08 MM N OF POLES: 24 90° SOLDER PIN LENGTH (L): 3.2 MM TINNED ORANGE BOX | 0
19088 | 1149380000 | PCB PLUG-IN CONNECTOR MALE HEADER SOLDER FLANGE THT SOLDER CONNECTION 5.08 MM N OF POLES: 2 90° SOLDER PIN LENGTH (L): 3.2 MM TINNED ORANGE BOX | 0
19089 | 1149410000 | PCB PLUG-IN CONNECTOR MALE HEADER SOLDER FLANGE THT SOLDER CONNECTION 5.08 MM N OF POLES: 3 90° SOLDER PIN LENGTH (L): 3.2 MM TINNED ORANGE BOX | 0
19090 | 1149440000 | PCB PLUG-IN CONNECTOR MALE HEADER SOLDER FLANGE THT SOLDER CONNECTION 5.08 MM N OF POLES: 4 90° SOLDER PIN LENGTH (L): 3.2 MM TINNED ORANGE BOX | 0
19091 | 1149480000 | PCB PLUG-IN CONNECTOR MALE HEADER SOLDER FLANGE THT SOLDER CONNECTION 5.08 MM N OF POLES: 5 90° SOLDER PIN LENGTH (L): 3.2 MM TINNED ORANGE BOX | 0
19092 | 1149510000 | PCB PLUG-IN CONNECTOR MALE HEADER SOLDER FLANGE THT SOLDER CONNECTION 5.08 MM N OF POLES: 6 90° SOLDER PIN LENGTH (L): 3.2 MM TINNED ORANGE BOX | 0
19093 | 1149540000 | PCB PLUG-IN CONNECTOR MALE HEADER SOLDER FLANGE THT SOLDER CONNECTION 5.08 MM N OF POLES: 7 90° SOLDER PIN LENGTH (L): 3.2 MM TINNED ORANGE BOX | 0
19094 | 1149580000 | PCB PLUG-IN CONNECTOR MALE HEADER SOLDER FLANGE THT SOLDER CONNECTION 5.08 MM N OF POLES: 8 90° SOLDER PIN LENGTH (L): 3.2 MM TINNED ORANGE BOX | 0
19095 | 1149610000 | PCB PLUG-IN CONNECTOR MALE HEADER SOLDER FLANGE THT SOLDER CONNECTION 5.08 MM N OF POLES: 9 90° SOLDER PIN LENGTH (L): 3.2 MM TINNED ORANGE BOX | 0
19096 | 1149640000 | PCB PLUG-IN CONNECTOR MALE HEADER SOLDER FLANGE THT SOLDER CONNECTION 5.08 MM N OF POLES: 10 90° SOLDER PIN LENGTH (L): 3.2 MM TINNED ORANGE BOX | 0
19097 | 1149680000 | PCB PLUG-IN CONNECTOR MALE HEADER SOLDER FLANGE THT SOLDER CONNECTION 5.08 MM N OF POLES: 11 90° SOLDER PIN LENGTH (L): 3.2 MM TINNED ORANGE BOX | 0
19098 | 1149710000 | PCB PLUG-IN CONNECTOR MALE HEADER SOLDER FLANGE THT SOLDER CONNECTION 5.08 MM N OF POLES: 12 90° SOLDER PIN LENGTH (L): 3.2 MM TINNED ORANGE BOX | 0
19099 | 1149740000 | PCB PLUG-IN CONNECTOR MALE HEADER SOLDER FLANGE THT SOLDER CONNECTION 5.08 MM N OF POLES: 13 90° SOLDER PIN LENGTH (L): 3.2 MM TINNED ORANGE BOX | 0
19100 | 1149780000 | PCB PLUG-IN CONNECTOR MALE HEADER SOLDER FLANGE THT SOLDER CONNECTION 5.08 MM N OF POLES: 14 90° SOLDER PIN LENGTH (L): 3.2 MM TINNED ORANGE BOX | 0
19101 | 1149810000 | PCB PLUG-IN CONNECTOR MALE HEADER SOLDER FLANGE THT SOLDER CONNECTION 5.08 MM N OF POLES: 15 90° SOLDER PIN LENGTH (L): 3.2 MM TINNED ORANGE BOX | 0
19102 | 1149840000 | PCB PLUG-IN CONNECTOR MALE HEADER SOLDER FLANGE THT SOLDER CONNECTION 5.08 MM N OF POLES: 16 90° SOLDER PIN LENGTH (L): 3.2 MM TINNED ORANGE BOX | 0
19103 | 1149880000 | PCB PLUG-IN CONNECTOR MALE HEADER SOLDER FLANGE THT SOLDER CONNECTION 5.08 MM N OF POLES: 17 90° SOLDER PIN LENGTH (L): 3.2 MM TINNED ORANGE BOX | 0
19104 | 1149910000 | PCB PLUG-IN CONNECTOR MALE HEADER SOLDER FLANGE THT SOLDER CONNECTION 5.08 MM N OF POLES: 18 90° SOLDER PIN LENGTH (L): 3.2 MM TINNED ORANGE BOX | 0
19105 | 1149940000 | PCB PLUG-IN CONNECTOR MALE HEADER SOLDER FLANGE THT SOLDER CONNECTION 5.08 MM N OF POLES: 19 90° SOLDER PIN LENGTH (L): 3.2 MM TINNED ORANGE BOX | 0
19106 | 1163480000 | PRINTED CIRCUIT BOARD TERMINALS 5.08 MM N OF POLES: 64 135° SOLDER PIN LENGTH (L): 3.5 MM ORANGE TENSION-CLAMP CONNECTION CLAMPING RANGE MAX. : 2.5 MM² BOX | 1
19107 | 1164750000 | MODULAR HOUSING OMNIMATE HOUSING - SERIES CH20M LIGHT GREY WIDTH: 45 MM | 26
19108 | 1164870000 | PCB PLUG-IN CONNECTOR FEMALE PLUG 7.62 MM N OF POLES: 6 CLAMPING YOKE CONNECTION CLAMPING RANGE MAX. : 4 MM² BOX | 1
19109 | 1164880000 | PCB PLUG-IN CONNECTOR FEMALE PLUG 7.62 MM N OF POLES: 7 CLAMPING YOKE CONNECTION CLAMPING RANGE MAX. : 4 MM² BOX | 1
19110 | 1164890000 | PCB PLUG-IN CONNECTOR FEMALE PLUG 7.62 MM N OF POLES: 8 CLAMPING YOKE CONNECTION CLAMPING RANGE MAX. : 4 MM² BOX | 1
19111 | 1164910000 | PCB PLUG-IN CONNECTOR FEMALE PLUG 7.62 MM N OF POLES: 9 CLAMPING YOKE CONNECTION CLAMPING RANGE MAX. : 4 MM² BOX | 1
19112 | 1164930000 | PCB PLUG-IN CONNECTOR FEMALE PLUG 7.62 MM N OF POLES: 10 CLAMPING YOKE CONNECTION CLAMPING RANGE MAX. : 4 MM² BOX | 1
19113 | 1164940000 | PCB PLUG-IN CONNECTOR FEMALE PLUG 7.62 MM N OF POLES: 11 CLAMPING YOKE CONNECTION CLAMPING RANGE MAX. : 4 MM² BOX | 1
19114 | 1164950000 | PCB PLUG-IN CONNECTOR FEMALE PLUG 7.62 MM N OF POLES: 12 CLAMPING YOKE CONNECTION CLAMPING RANGE MAX. : 4 MM² BOX | 1
19115 | 1164960000 | PCB PLUG-IN CONNECTOR FEMALE PLUG 7.62 MM N OF POLES: 6 CLAMPING YOKE CONNECTION CLAMPING RANGE MAX. : 4 MM² BOX | 1
19116 | 1164970000 | PCB PLUG-IN CONNECTOR FEMALE PLUG 7.62 MM N OF POLES: 7 CLAMPING YOKE CONNECTION CLAMPING RANGE MAX. : 4 MM² BOX | 1
19117 | 1164980000 | PCB PLUG-IN CONNECTOR FEMALE PLUG 7.62 MM N OF POLES: 8 CLAMPING YOKE CONNECTION CLAMPING RANGE MAX. : 4 MM² BOX | 1
19118 | 1164990000 | PCB PLUG-IN CONNECTOR FEMALE PLUG 7.62 MM N OF POLES: 9 CLAMPING YOKE CONNECTION CLAMPING RANGE MAX. : 4 MM² BOX | 1
19119 | 1165000000 | PCB PLUG-IN CONNECTOR FEMALE PLUG 7.62 MM N OF POLES: 10 CLAMPING YOKE CONNECTION CLAMPING RANGE MAX. : 4 MM² BOX | 1
19120 | 1165010000 | PCB PLUG-IN CONNECTOR FEMALE PLUG 7.62 MM N OF POLES: 11 CLAMPING YOKE CONNECTION CLAMPING RANGE MAX. : 4 MM² BOX | 1
19121 | 1165020000 | PCB PLUG-IN CONNECTOR FEMALE PLUG 7.62 MM N OF POLES: 12 CLAMPING YOKE CONNECTION CLAMPING RANGE MAX. : 4 MM² BOX | 1
19122 | 1167130000 | PCB PLUG-IN CONNECTOR MALE HEADER DOVETAILS FOR FIXING BLOCKS THT SOLDER CONNECTION 5.00 MM N OF POLES: 3 90° SOLDER PIN LENGTH (L): 3.2 MM TINNED PALE GREEN BOX | 0
19123 | 1167140000 | PCB PLUG-IN CONNECTOR MALE HEADER DOVETAILS FOR FIXING BLOCKS THT SOLDER CONNECTION 5.00 MM N OF POLES: 4 90° SOLDER PIN LENGTH (L): 3.2 MM TINNED PALE GREEN BOX | 0
19124 | 1167180000 | PCB PLUG-IN CONNECTOR MALE HEADER DOVETAILS FOR FIXING BLOCKS THT SOLDER CONNECTION 5.00 MM N OF POLES: 12 90° SOLDER PIN LENGTH (L): 3.2 MM TINNED PALE GREEN BOX | 0
19125 | 1173490000 | PCB PLUG-IN CONNECTOR FEMALE PLUG 7.62 MM N OF POLES: 2 CLAMPING YOKE CONNECTION CLAMPING RANGE MAX. : 4 MM² BOX | 1
19126 | 1173500000 | PCB PLUG-IN CONNECTOR FEMALE PLUG 7.62 MM N OF POLES: 3 CLAMPING YOKE CONNECTION CLAMPING RANGE MAX. : 4 MM² BOX | 1
19127 | 1173510000 | PCB PLUG-IN CONNECTOR FEMALE PLUG 7.62 MM N OF POLES: 3 CLAMPING YOKE CONNECTION CLAMPING RANGE MAX. : 4 MM² BOX | 1
19128 | 1173520000 | PCB PLUG-IN CONNECTOR FEMALE PLUG 7.62 MM N OF POLES: 4 CLAMPING YOKE CONNECTION CLAMPING RANGE MAX. : 4 MM² BOX | 1
19129 | 1173530000 | PCB PLUG-IN CONNECTOR FEMALE PLUG 7.62 MM N OF POLES: 4 CLAMPING YOKE CONNECTION CLAMPING RANGE MAX. : 4 MM² BOX | 1
19130 | 1173640000 | PCB PLUG-IN CONNECTOR MALE HEADER CLOSED SIDE MIDDLE FLANGE THT SOLDER CONNECTION 7.62 MM N OF POLES: 3 90° SOLDER PIN LENGTH (L): 3.2 MM TINNED BOX | 0
19131 | 1173690000 | PCB PLUG-IN CONNECTOR MALE HEADER CLOSED SIDE MIDDLE FLANGE THT SOLDER CONNECTION 7.62 MM N OF POLES: 3 90° SOLDER PIN LENGTH (L): 3.2 MM TINNED BOX | 0
19132 | 1173730000 | PCB PLUG-IN CONNECTOR MALE HEADER CLOSED SIDE MIDDLE FLANGE THT SOLDER CONNECTION 7.62 MM N OF POLES: 4 90° SOLDER PIN LENGTH (L): 3.2 MM TINNED BOX | 0
19133 | 1173770000 | PCB PLUG-IN CONNECTOR MALE HEADER CLOSED SIDE MIDDLE FLANGE THT SOLDER CONNECTION 7.62 MM N OF POLES: 4 90° SOLDER PIN LENGTH (L): 3.2 MM TINNED BOX | 0
19134 | 1174720000 | PRINTED CIRCUIT BOARD TERMINALS 15.00 MM N OF POLES: 3 90° SOLDER PIN LENGTH (L): 4.5 MM TINNED CLAMPING YOKE CONNECTION CLAMPING RANGE MAX. : 25 MM² BOX | 1
19135 | 1175330000 | PCB PLUG-IN CONNECTOR MALE HEADER OPEN SIDE THT SOLDER CONNECTION 5.08 MM N OF POLES: 3 135° SOLDER PIN LENGTH (L): 3.2 MM | 0
19136 | 1180720000 | PRINTED CIRCUIT BOARD TERMINALS 5.00 MM N OF POLES: 1 135° SOLDER PIN LENGTH (L): 3.5 MM TINNED PALE GREEN TENSION-CLAMP CONNECTION CLAMPING RANGE MAX. : 2.5 MM² BOX | 1
19137 | 1189850000 | PCB PLUG-IN CONNECTOR MALE HEADER DOVETAILS FOR FIXING BLOCKS THT SOLDER CONNECTION 7.62 MM N OF POLES: 8 180° | 0
19138 | 1189870000 | ELECTRONICS HOUSINGS END PLATE WIDTH: 21.5 MM | 529
19139 | 1189880000 | ELECTRONICS HOUSINGS END PLATE WIDTH: 21.5 MM | 529
19140 | 1189900000 | ELECTRONICS HOUSINGS END PLATE WIDTH: 27.2 MM | 380
19141 | 1189910000 | PCB PLUG-IN CONNECTOR MALE HEADER OPEN SIDE THT SOLDER CONNECTION 7.62 MM N OF POLES: 11 180° | 0
19142 | 1189920000 | PCB PLUG-IN CONNECTOR MALE HEADER OPEN SIDE THT SOLDER CONNECTION 7.62 MM N OF POLES: 11 90° | 0
19143 | 1190250000 | PCB PLUG-IN CONNECTOR MALE HEADER CLOSED SIDE THT SOLDER CONNECTION 3.50 MM N OF POLES: 26 90° SOLDER PIN LENGTH (L): 3.2 MM TINNED BOX | 0
19144 | 1190600000 | PCB PLUG-IN CONNECTOR MALE HEADER FLANGE THT/THR SOLDER CONNECTION 5.08 MM N OF POLES: 16 180° SOLDER PIN LENGTH (L): 3.2 MM TINNED BOX | 0
19145 | 1191540000 | PCB PLUG-IN CONNECTOR MALE HEADER OPEN SIDE THT SOLDER CONNECTION 5.08 MM N OF POLES: 4 90° SOLDER PIN LENGTH (L): 3.2 MM BOX | 0
19146 | 1192960000 | PCB PLUG-IN CONNECTOR FEMALE PLUG 5.08 MM N OF POLES: 3 180° PUSH IN WITH ACTUATOR TENSION-CLAMP CONNECTION CLAMPING RANGE MAX. : 3.31 MM² BOX | 1
19147 | 1192970000 | PCB PLUG-IN CONNECTOR FEMALE PLUG 5.08 MM N OF POLES: 8 180° PUSH IN WITH ACTUATOR TENSION-CLAMP CONNECTION CLAMPING RANGE MAX. : 3.31 MM² BOX | 1
19148 | 1192980000 | PRINTED CIRCUIT BOARD TERMINALS 10.16 MM N OF POLES: 2 90° SOLDER PIN LENGTH (L): 3.2 MM TINNED CLAMPING YOKE CONNECTION CLAMPING RANGE MAX. : 16 MM² BOX | 1
19149 | 1192990000 | PRINTED CIRCUIT BOARD TERMINALS 10.16 MM N OF POLES: 3 90° SOLDER PIN LENGTH (L): 3.2 MM TINNED CLAMPING YOKE CONNECTION CLAMPING RANGE MAX. : 16 MM² BOX | 1
19150 | 1193000000 | PRINTED CIRCUIT BOARD TERMINALS 10.16 MM N OF POLES: 4 90° SOLDER PIN LENGTH (L): 3.2 MM TINNED CLAMPING YOKE CONNECTION CLAMPING RANGE MAX. : 16 MM² BOX | 1
19151 | 1193010000 | PRINTED CIRCUIT BOARD TERMINALS 10.16 MM N OF POLES: 5 90° SOLDER PIN LENGTH (L): 3.2 MM TINNED CLAMPING YOKE CONNECTION CLAMPING RANGE MAX. : 16 MM² BOX | 1
19152 | 1193030000 | PRINTED CIRCUIT BOARD TERMINALS 10.16 MM N OF POLES: 7 90° SOLDER PIN LENGTH (L): 3.2 MM TINNED CLAMPING YOKE CONNECTION CLAMPING RANGE MAX. : 16 MM² BOX | 1
19153 | 1202720000 | PCB PLUG-IN CONNECTOR MALE HEADER DOVETAILS FOR FIXING BLOCKS THT SOLDER CONNECTION 5.08 MM N OF POLES: 9 90° SOLDER PIN LENGTH (L): 3.2 MM | 0
19154 | 1203810000 | PCB PLUG-IN CONNECTOR MALE HEADER DOVETAILS FOR FIXING BLOCKS THT SOLDER CONNECTION 5.08 MM N OF POLES: 10 90° SOLDER PIN LENGTH (L): 3.2 MM | 0
19155 | 1204960000 | PCB PLUG-IN CONNECTOR FEMALE PLUG 5.00 MM N OF POLES: 2 180° CLAMPING YOKE CONNECTION CLAMPING RANGE MAX. : 4 MM² BOX | 1
19156 | 1204970000 | PCB PLUG-IN CONNECTOR FEMALE PLUG 5.00 MM N OF POLES: 3 180° CLAMPING YOKE CONNECTION CLAMPING RANGE MAX. : 4 MM² BOX | 1
19157 | 1204980000 | PCB PLUG-IN CONNECTOR FEMALE PLUG 5.00 MM N OF POLES: 4 180° CLAMPING YOKE CONNECTION CLAMPING RANGE MAX. : 4 MM² BOX | 1
19158 | 1204990000 | PCB PLUG-IN CONNECTOR FEMALE PLUG 5.00 MM N OF POLES: 5 180° CLAMPING YOKE CONNECTION CLAMPING RANGE MAX. : 4 MM² BOX | 1
19159 | 1205010000 | PCB PLUG-IN CONNECTOR FEMALE PLUG 5.00 MM N OF POLES: 6 180° CLAMPING YOKE CONNECTION CLAMPING RANGE MAX. : 4 MM² BOX | 1
19160 | 1205020000 | PCB PLUG-IN CONNECTOR FEMALE PLUG 5.00 MM N OF POLES: 7 180° CLAMPING YOKE CONNECTION CLAMPING RANGE MAX. : 4 MM² BOX | 1
19161 | 1205030000 | PCB PLUG-IN CONNECTOR FEMALE PLUG 5.00 MM N OF POLES: 8 180° CLAMPING YOKE CONNECTION CLAMPING RANGE MAX. : 4 MM² BOX | 1
19162 | 1205040000 | PCB PLUG-IN CONNECTOR FEMALE PLUG 5.00 MM N OF POLES: 10 180° CLAMPING YOKE CONNECTION CLAMPING RANGE MAX. : 4 MM² BOX | 1
19163 | 1206040000 | PCB PLUG-IN CONNECTOR MALE HEADER DOVETAILS FOR FIXING BLOCKS THT SOLDER CONNECTION 5.08 MM N OF POLES: 7 90° SOLDER PIN LENGTH (L): 3.2 MM BOX | 0
19164 | 1206050000 | PCB PLUG-IN CONNECTOR MALE HEADER DOVETAILS FOR FIXING BLOCKS THT SOLDER CONNECTION 5.08 MM N OF POLES: 12 90° SOLDER PIN LENGTH (L): 3.2 MM BOX | 0
19165 | 1206060000 | PCB PLUG-IN CONNECTOR MALE HEADER DOVETAILS FOR FIXING BLOCKS THT SOLDER CONNECTION 5.08 MM N OF POLES: 14 90° SOLDER PIN LENGTH (L): 3.2 MM BOX | 0
19166 | 1206070000 | PCB PLUG-IN CONNECTOR MALE HEADER DOVETAILS FOR FIXING BLOCKS THT SOLDER CONNECTION 5.08 MM N OF POLES: 16 90° SOLDER PIN LENGTH (L): 3.2 MM BOX | 0
19167 | 1206080000 | PCB PLUG-IN CONNECTOR MALE HEADER DOVETAILS FOR FIXING BLOCKS THT SOLDER CONNECTION 5.08 MM N OF POLES: 17 90° SOLDER PIN LENGTH (L): 3.2 MM BOX | 0
19168 | 1206130000 | PCB PLUG-IN CONNECTOR MALE HEADER DOVETAILS FOR FIXING BLOCKS THT SOLDER CONNECTION 5.08 MM N OF POLES: 2 180° SOLDER PIN LENGTH (L): 3.2 MM BOX | 0
19169 | 1206140000 | PCB PLUG-IN CONNECTOR MALE HEADER DOVETAILS FOR FIXING BLOCKS THT SOLDER CONNECTION 5.08 MM N OF POLES: 4 180° SOLDER PIN LENGTH (L): 3.2 MM BOX | 0
19170 | 1206150000 | PCB PLUG-IN CONNECTOR MALE HEADER DOVETAILS FOR FIXING BLOCKS THT SOLDER CONNECTION 5.08 MM N OF POLES: 5 180° SOLDER PIN LENGTH (L): 3.2 MM BOX | 0
19171 | 1206160000 | PCB PLUG-IN CONNECTOR MALE HEADER DOVETAILS FOR FIXING BLOCKS THT SOLDER CONNECTION 5.08 MM N OF POLES: 8 180° SOLDER PIN LENGTH (L): 3.2 MM BOX | 0
19172 | 1206170000 | PCB PLUG-IN CONNECTOR MALE HEADER DOVETAILS FOR FIXING BLOCKS THT SOLDER CONNECTION 5.08 MM N OF POLES: 10 180° SOLDER PIN LENGTH (L): 3.2 MM BOX | 0
19173 | 1206180000 | PCB PLUG-IN CONNECTOR MALE HEADER DOVETAILS FOR FIXING BLOCKS THT SOLDER CONNECTION 5.08 MM N OF POLES: 12 180° SOLDER PIN LENGTH (L): 3.2 MM BOX | 0
19174 | 1210030000 | PCB PLUG-IN CONNECTOR MALE HEADER OPEN SIDE THT SOLDER CONNECTION 5.08 MM N OF POLES: 4 90° SOLDER PIN LENGTH (L): 3.2 MM PEBBLE GREY BOX | 0
19175 | 1210040000 | PCB PLUG-IN CONNECTOR MALE HEADER DOVETAILS FOR FIXING BLOCKS THT SOLDER CONNECTION 5.00 MM N OF POLES: 7 180° SOLDER PIN LENGTH (L): 3.2 MM TINNED BOX | 0
19176 | 1211110000 | PCB PLUG-IN CONNECTOR FEMALE PLUG 5.08 MM N OF POLES: 18 180° CRIMP CONNECTION CLAMPING RANGE MAX. : 2.5 MM² BOX | 1
19177 | 1211250000 | PCB PLUG-IN CONNECTOR MALE HEADER DOVETAILS FOR FIXING BLOCKS THT SOLDER CONNECTION 5.00 MM N OF POLES: 2 180° SOLDER PIN LENGTH (L): 3.2 MM TINNED BOX | 0
19178 | 1211260000 | PCB PLUG-IN CONNECTOR MALE HEADER DOVETAILS FOR FIXING BLOCKS THT SOLDER CONNECTION 5.00 MM N OF POLES: 4 180° SOLDER PIN LENGTH (L): 3.2 MM TINNED BOX | 0
19179 | 1211270000 | PCB PLUG-IN CONNECTOR MALE HEADER DOVETAILS FOR FIXING BLOCKS THT SOLDER CONNECTION 5.00 MM N OF POLES: 5 180° SOLDER PIN LENGTH (L): 3.2 MM TINNED BOX | 0
19180 | 1211280000 | PCB PLUG-IN CONNECTOR MALE HEADER DOVETAILS FOR FIXING BLOCKS THT SOLDER CONNECTION 5.00 MM N OF POLES: 6 180° SOLDER PIN LENGTH (L): 3.2 MM TINNED BOX | 0
19181 | 1211290000 | PCB PLUG-IN CONNECTOR MALE HEADER DOVETAILS FOR FIXING BLOCKS THT SOLDER CONNECTION 5.00 MM N OF POLES: 8 180° SOLDER PIN LENGTH (L): 3.2 MM TINNED BOX | 0
19182 | 1211310000 | PCB PLUG-IN CONNECTOR MALE HEADER DOVETAILS FOR FIXING BLOCKS THT SOLDER CONNECTION 5.00 MM N OF POLES: 12 180° SOLDER PIN LENGTH (L): 3.2 MM TINNED BOX | 0
19183 | 1211510000 | PCB PLUG-IN CONNECTOR MALE HEADER DOVETAILS FOR FIXING BLOCKS THT SOLDER CONNECTION 5.00 MM N OF POLES: 13 180° SOLDER PIN LENGTH (L): 3.2 MM TINNED BOX | 0
19184 | 1212330000 | PCB PLUG-IN CONNECTOR MALE HEADER DOVETAILS FOR FIXING BLOCKS THT SOLDER CONNECTION 7.50 MM N OF POLES: 4 180° SOLDER PIN LENGTH (L): 3.2 MM BOX | 0
19185 | 1212350000 | PCB PLUG-IN CONNECTOR MALE HEADER CLOSED SIDE THT SOLDER CONNECTION 3.50 MM N OF POLES: 6 180° SOLDER PIN LENGTH (L): 3.2 MM TINNED BOX | 0
19186 | 1216800000 | PCB PLUG-IN CONNECTOR MALE HEADER DOVETAILS FOR FIXING BLOCKS THT SOLDER CONNECTION 7.62 MM N OF POLES: 5 180° SOLDER PIN LENGTH (L): 3.2 MM BOX | 0
19187 | 1223790000 | PCB PLUG-IN CONNECTOR FEMALE PLUG 5.08 MM N OF POLES: 2 180° CLAMPING YOKE CONNECTION CLAMPING RANGE MAX. : 4 MM² BOX | 1
19188 | 1223800000 | PCB PLUG-IN CONNECTOR FEMALE PLUG 5.08 MM N OF POLES: 4 180° CLAMPING YOKE CONNECTION CLAMPING RANGE MAX. : 4 MM² BOX | 1
19189 | 1223810000 | PCB PLUG-IN CONNECTOR FEMALE PLUG 5.08 MM N OF POLES: 6 180° CLAMPING YOKE CONNECTION CLAMPING RANGE MAX. : 4 MM² BOX | 1
19190 | 1226220000 | PRINTED CIRCUIT BOARD TERMINALS 10.16 MM N OF POLES: 4 90° SOLDER PIN LENGTH (L): 4.5 MM TINNED CLAMPING YOKE CONNECTION CLAMPING RANGE MAX. : 16 MM² BOX | 1
19191 | 1226230000 | PRINTED CIRCUIT BOARD TERMINALS 10.16 MM N OF POLES: 5 90° SOLDER PIN LENGTH (L): 4.5 MM TINNED CLAMPING YOKE CONNECTION CLAMPING RANGE MAX. : 16 MM² BOX | 1
19192 | 1226240000 | PRINTED CIRCUIT BOARD TERMINALS 10.16 MM N OF POLES: 6 90° SOLDER PIN LENGTH (L): 4.5 MM TINNED CLAMPING YOKE CONNECTION CLAMPING RANGE MAX. : 16 MM² BOX | 1
19193 | 1226250000 | PRINTED CIRCUIT BOARD TERMINALS 10.16 MM N OF POLES: 7 90° SOLDER PIN LENGTH (L): 4.5 MM TINNED CLAMPING YOKE CONNECTION CLAMPING RANGE MAX. : 16 MM² BOX | 1
19194 | 1226260000 | PRINTED CIRCUIT BOARD TERMINALS 10.16 MM N OF POLES: 8 90° SOLDER PIN LENGTH (L): 4.5 MM TINNED CLAMPING YOKE CONNECTION CLAMPING RANGE MAX. : 16 MM² BOX | 1
19195 | 1226270000 | PRINTED CIRCUIT BOARD TERMINALS 10.16 MM N OF POLES: 9 90° SOLDER PIN LENGTH (L): 4.5 MM TINNED CLAMPING YOKE CONNECTION CLAMPING RANGE MAX. : 16 MM² BOX | 1
19196 | 1226280000 | PRINTED CIRCUIT BOARD TERMINALS 10.16 MM N OF POLES: 10 90° SOLDER PIN LENGTH (L): 4.5 MM TINNED CLAMPING YOKE CONNECTION CLAMPING RANGE MAX. : 16 MM² BOX | 1
19197 | 1226290000 | PRINTED CIRCUIT BOARD TERMINALS 10.16 MM N OF POLES: 2 90° SOLDER PIN LENGTH (L): 3.2 MM TINNED CLAMPING YOKE CONNECTION CLAMPING RANGE MAX. : 16 MM² BOX | 1
19198 | 1226300000 | PRINTED CIRCUIT BOARD TERMINALS 10.16 MM N OF POLES: 3 90° SOLDER PIN LENGTH (L): 3.2 MM TINNED CLAMPING YOKE CONNECTION CLAMPING RANGE MAX. : 16 MM² BOX | 1
19199 | 1226310000 | PRINTED CIRCUIT BOARD TERMINALS 10.16 MM N OF POLES: 4 90° SOLDER PIN LENGTH (L): 3.2 MM TINNED CLAMPING YOKE CONNECTION CLAMPING RANGE MAX. : 16 MM² BOX | 1
19200 | 1226320000 | PRINTED CIRCUIT BOARD TERMINALS 10.16 MM N OF POLES: 5 90° SOLDER PIN LENGTH (L): 3.2 MM TINNED CLAMPING YOKE CONNECTION CLAMPING RANGE MAX. : 16 MM² BOX | 1
19201 | 1226350000 | PRINTED CIRCUIT BOARD TERMINALS 10.16 MM N OF POLES: 8 90° SOLDER PIN LENGTH (L): 3.2 MM TINNED CLAMPING YOKE CONNECTION CLAMPING RANGE MAX. : 16 MM² BOX | 1
19202 | 1226370000 | PRINTED CIRCUIT BOARD TERMINALS 12.70 MM N OF POLES: 2 90° SOLDER PIN LENGTH (L): 3.2 MM TINNED CLAMPING YOKE CONNECTION CLAMPING RANGE MAX. : 16 MM² BOX | 1
19203 | 1226380000 | PRINTED CIRCUIT BOARD TERMINALS 12.70 MM N OF POLES: 3 90° SOLDER PIN LENGTH (L): 3.2 MM TINNED CLAMPING YOKE CONNECTION CLAMPING RANGE MAX. : 16 MM² BOX | 1
19204 | 1226390000 | PRINTED CIRCUIT BOARD TERMINALS 12.70 MM N OF POLES: 4 90° SOLDER PIN LENGTH (L): 3.2 MM TINNED CLAMPING YOKE CONNECTION CLAMPING RANGE MAX. : 16 MM² BOX | 1
19205 | 1226410000 | PRINTED CIRCUIT BOARD TERMINALS 12.70 MM N OF POLES: 5 90° SOLDER PIN LENGTH (L): 3.2 MM TINNED CLAMPING YOKE CONNECTION CLAMPING RANGE MAX. : 16 MM² BOX | 1
19206 | 1226460000 | PRINTED CIRCUIT BOARD TERMINALS 15.00 MM N OF POLES: 1 90° SOLDER PIN LENGTH (L): 4.5 MM TINNED CLAMPING YOKE CONNECTION CLAMPING RANGE MAX. : 25 MM² BOX | 1
19207 | 1226470000 | PRINTED CIRCUIT BOARD TERMINALS 15.00 MM N OF POLES: 2 90° SOLDER PIN LENGTH (L): 4.5 MM TINNED CLAMPING YOKE CONNECTION CLAMPING RANGE MAX. : 25 MM² BOX | 1
19208 | 1226480000 | PRINTED CIRCUIT BOARD TERMINALS 15.00 MM N OF POLES: 4 90° SOLDER PIN LENGTH (L): 4.5 MM TINNED CLAMPING YOKE CONNECTION CLAMPING RANGE MAX. : 25 MM² BOX | 1
19209 | 1226490000 | PRINTED CIRCUIT BOARD TERMINALS 15.00 MM N OF POLES: 5 90° SOLDER PIN LENGTH (L): 4.5 MM TINNED CLAMPING YOKE CONNECTION CLAMPING RANGE MAX. : 25 MM² BOX | 1
19210 | 1226500000 | PRINTED CIRCUIT BOARD TERMINALS 15.00 MM N OF POLES: 6 90° SOLDER PIN LENGTH (L): 4.5 MM TINNED CLAMPING YOKE CONNECTION CLAMPING RANGE MAX. : 25 MM² BOX | 1
19211 | 1226510000 | PRINTED CIRCUIT BOARD TERMINALS 15.00 MM N OF POLES: 7 90° SOLDER PIN LENGTH (L): 4.5 MM TINNED CLAMPING YOKE CONNECTION CLAMPING RANGE MAX. : 25 MM² BOX | 1
19212 | 1226520000 | PRINTED CIRCUIT BOARD TERMINALS 15.00 MM N OF POLES: 2 90° SOLDER PIN LENGTH (L): 4.5 MM TINNED CLAMPING YOKE CONNECTION CLAMPING RANGE MAX. : 25 MM² BOX | 1
19213 | 1226530000 | PRINTED CIRCUIT BOARD TERMINALS 15.00 MM N OF POLES: 3 90° SOLDER PIN LENGTH (L): 4.5 MM TINNED CLAMPING YOKE CONNECTION CLAMPING RANGE MAX. : 25 MM² BOX | 1
19214 | 1226540000 | PRINTED CIRCUIT BOARD TERMINALS 15.00 MM N OF POLES: 4 90° SOLDER PIN LENGTH (L): 4.5 MM TINNED CLAMPING YOKE CONNECTION CLAMPING RANGE MAX. : 25 MM² BOX | 1
19215 | 1226550000 | PRINTED CIRCUIT BOARD TERMINALS 15.00 MM N OF POLES: 5 90° SOLDER PIN LENGTH (L): 4.5 MM TINNED CLAMPING YOKE CONNECTION CLAMPING RANGE MAX. : 25 MM² BOX | 1
19216 | 1226560000 | PRINTED CIRCUIT BOARD TERMINALS 15.00 MM N OF POLES: 6 90° SOLDER PIN LENGTH (L): 4.5 MM TINNED CLAMPING YOKE CONNECTION CLAMPING RANGE MAX. : 25 MM² BOX | 1
19217 | 1226570000 | PRINTED CIRCUIT BOARD TERMINALS 15.00 MM N OF POLES: 7 90° SOLDER PIN LENGTH (L): 4.5 MM TINNED CLAMPING YOKE CONNECTION CLAMPING RANGE MAX. : 25 MM² BOX | 1
19218 | 1226580000 | PRINTED CIRCUIT BOARD TERMINALS 15.00 MM N OF POLES: 8 90° SOLDER PIN LENGTH (L): 4.5 MM TINNED CLAMPING YOKE CONNECTION CLAMPING RANGE MAX. : 25 MM² BOX | 1
19219 | 1226590000 | PRINTED CIRCUIT BOARD TERMINALS 15.00 MM N OF POLES: 1 90° SOLDER PIN LENGTH (L): 4.5 MM TINNED CLAMPING YOKE CONNECTION CLAMPING RANGE MAX. : 25 MM² BOX | 1
19220 | 1227340000 | PCB PLUG-IN CONNECTOR FEMALE PLUG 7.62 MM N OF POLES: 6 PUSH IN WITH ACTUATOR TENSION-CLAMP CONNECTION CLAMPING RANGE MAX. : 2.5 MM² BOX | 1
19221 | 1227350000 | PCB PLUG-IN CONNECTOR FEMALE PLUG 7.62 MM N OF POLES: 7 PUSH IN WITH ACTUATOR TENSION-CLAMP CONNECTION CLAMPING RANGE MAX. : 2.5 MM² BOX | 1
19222 | 1227360000 | PCB PLUG-IN CONNECTOR FEMALE PLUG 7.62 MM N OF POLES: 8 PUSH IN WITH ACTUATOR TENSION-CLAMP CONNECTION CLAMPING RANGE MAX. : 2.5 MM² BOX | 1
19223 | 1227370000 | PCB PLUG-IN CONNECTOR FEMALE PLUG 7.62 MM N OF POLES: 9 PUSH IN WITH ACTUATOR TENSION-CLAMP CONNECTION CLAMPING RANGE MAX. : 2.5 MM² BOX | 1
19224 | 1227380000 | PCB PLUG-IN CONNECTOR FEMALE PLUG 7.62 MM N OF POLES: 10 PUSH IN WITH ACTUATOR TENSION-CLAMP CONNECTION CLAMPING RANGE MAX. : 2.5 MM² BOX | 1
19225 | 1227390000 | PCB PLUG-IN CONNECTOR FEMALE PLUG 7.62 MM N OF POLES: 11 PUSH IN WITH ACTUATOR TENSION-CLAMP CONNECTION CLAMPING RANGE MAX. : 2.5 MM² BOX | 1
19226 | 1227410000 | PCB PLUG-IN CONNECTOR FEMALE PLUG 7.62 MM N OF POLES: 12 PUSH IN WITH ACTUATOR TENSION-CLAMP CONNECTION CLAMPING RANGE MAX. : 2.5 MM² BOX | 1
19227 | 1227420000 | PCB PLUG-IN CONNECTOR FEMALE PLUG 7.62 MM N OF POLES: 6 PUSH IN WITH ACTUATOR TENSION-CLAMP CONNECTION CLAMPING RANGE MAX. : 2.5 MM² BOX | 1
19228 | 1227430000 | PCB PLUG-IN CONNECTOR FEMALE PLUG 7.62 MM N OF POLES: 7 PUSH IN WITH ACTUATOR TENSION-CLAMP CONNECTION CLAMPING RANGE MAX. : 2.5 MM² BOX | 1
19229 | 1227440000 | PCB PLUG-IN CONNECTOR FEMALE PLUG 7.62 MM N OF POLES: 8 PUSH IN WITH ACTUATOR TENSION-CLAMP CONNECTION CLAMPING RANGE MAX. : 2.5 MM² BOX | 1
19230 | 1227450000 | PCB PLUG-IN CONNECTOR FEMALE PLUG 7.62 MM N OF POLES: 9 PUSH IN WITH ACTUATOR TENSION-CLAMP CONNECTION CLAMPING RANGE MAX. : 2.5 MM² BOX | 1
19231 | 1227460000 | PCB PLUG-IN CONNECTOR FEMALE PLUG 7.62 MM N OF POLES: 10 PUSH IN WITH ACTUATOR TENSION-CLAMP CONNECTION CLAMPING RANGE MAX. : 2.5 MM² BOX | 1
19232 | 1227490000 | PCB PLUG-IN CONNECTOR FEMALE PLUG 7.62 MM N OF POLES: 6 PUSH IN WITH ACTUATOR TENSION-CLAMP CONNECTION CLAMPING RANGE MAX. : 2.5 MM² BOX | 1
19233 | 1227510000 | PCB PLUG-IN CONNECTOR FEMALE PLUG 7.62 MM N OF POLES: 7 PUSH IN WITH ACTUATOR TENSION-CLAMP CONNECTION CLAMPING RANGE MAX. : 2.5 MM² BOX | 1
19234 | 1227520000 | PCB PLUG-IN CONNECTOR FEMALE PLUG 7.62 MM N OF POLES: 8 PUSH IN WITH ACTUATOR TENSION-CLAMP CONNECTION CLAMPING RANGE MAX. : 2.5 MM² BOX | 1
19235 | 1227530000 | PCB PLUG-IN CONNECTOR FEMALE PLUG 7.62 MM N OF POLES: 9 PUSH IN WITH ACTUATOR TENSION-CLAMP CONNECTION CLAMPING RANGE MAX. : 2.5 MM² BOX | 1
19236 | 1227540000 | PCB PLUG-IN CONNECTOR FEMALE PLUG 7.62 MM N OF POLES: 10 PUSH IN WITH ACTUATOR TENSION-CLAMP CONNECTION CLAMPING RANGE MAX. : 2.5 MM² BOX | 1
19237 | 1228170000 | PCB PLUG-IN CONNECTOR FEMALE PLUG 5.08 MM N OF POLES: 12 180° CLAMPING YOKE CONNECTION CLAMPING RANGE MAX. : 4 MM² BOX | 1
19238 | 1228180000 | PCB PLUG-IN CONNECTOR FEMALE PLUG 7.50 MM N OF POLES: 3 180° CLAMPING YOKE CONNECTION CLAMPING RANGE MAX. : 3.31 MM² BOX | 1
19239 | 1228190000 | PCB PLUG-IN CONNECTOR FEMALE PLUG 7.50 MM N OF POLES: 8 180° CLAMPING YOKE CONNECTION CLAMPING RANGE MAX. : 3.31 MM² BOX | 1
19240 | 1230180000 | PCB PLUG-IN CONNECTOR FEMALE PLUG 7.62 MM N OF POLES: 6 PUSH IN WITH ACTUATOR TENSION-CLAMP CONNECTION CLAMPING RANGE MAX. : 2.5 MM² BOX | 1
19241 | 1230190000 | PCB PLUG-IN CONNECTOR FEMALE PLUG 7.62 MM N OF POLES: 7 PUSH IN WITH ACTUATOR TENSION-CLAMP CONNECTION CLAMPING RANGE MAX. : 2.5 MM² BOX | 1
19242 | 1230210000 | PCB PLUG-IN CONNECTOR FEMALE PLUG 7.62 MM N OF POLES: 8 PUSH IN WITH ACTUATOR TENSION-CLAMP CONNECTION CLAMPING RANGE MAX. : 2.5 MM² BOX | 1
19243 | 1230220000 | PCB PLUG-IN CONNECTOR FEMALE PLUG 7.62 MM N OF POLES: 9 PUSH IN WITH ACTUATOR TENSION-CLAMP CONNECTION CLAMPING RANGE MAX. : 2.5 MM² BOX | 1
19244 | 1230230000 | PCB PLUG-IN CONNECTOR FEMALE PLUG 7.62 MM N OF POLES: 10 PUSH IN WITH ACTUATOR TENSION-CLAMP CONNECTION CLAMPING RANGE MAX. : 2.5 MM² BOX | 1
19245 | 1230240000 | PCB PLUG-IN CONNECTOR FEMALE PLUG 7.62 MM N OF POLES: 11 PUSH IN WITH ACTUATOR TENSION-CLAMP CONNECTION CLAMPING RANGE MAX. : 2.5 MM² BOX | 1
19246 | 1230250000 | PCB PLUG-IN CONNECTOR FEMALE PLUG 7.62 MM N OF POLES: 12 PUSH IN WITH ACTUATOR TENSION-CLAMP CONNECTION CLAMPING RANGE MAX. : 2.5 MM² BOX | 1
19247 | 1230260000 | PCB PLUG-IN CONNECTOR FEMALE PLUG 7.62 MM N OF POLES: 6 PUSH IN WITH ACTUATOR TENSION-CLAMP CONNECTION CLAMPING RANGE MAX. : 2.5 MM² BOX | 1
19248 | 1230270000 | PCB PLUG-IN CONNECTOR FEMALE PLUG 7.62 MM N OF POLES: 7 PUSH IN WITH ACTUATOR TENSION-CLAMP CONNECTION CLAMPING RANGE MAX. : 2.5 MM² BOX | 1
19249 | 1230280000 | PCB PLUG-IN CONNECTOR FEMALE PLUG 7.62 MM N OF POLES: 8 PUSH IN WITH ACTUATOR TENSION-CLAMP CONNECTION CLAMPING RANGE MAX. : 2.5 MM² BOX | 1
19250 | 1230290000 | PCB PLUG-IN CONNECTOR FEMALE PLUG 7.62 MM N OF POLES: 9 PUSH IN WITH ACTUATOR TENSION-CLAMP CONNECTION CLAMPING RANGE MAX. : 2.5 MM² BOX | 1
19251 | 1230310000 | PCB PLUG-IN CONNECTOR FEMALE PLUG 7.62 MM N OF POLES: 10 PUSH IN WITH ACTUATOR TENSION-CLAMP CONNECTION CLAMPING RANGE MAX. : 2.5 MM² BOX | 1
19252 | 1233880000 | PCB PLUG-IN CONNECTOR MALE HEADER CLOSED SIDE THT SOLDER CONNECTION 3.50 MM N OF POLES: 4 180° SOLDER PIN LENGTH (L): 3.2 MM TINNED BOX | 0
19253 | 1233910000 | PRINTED CIRCUIT BOARD TERMINALS 5.00 MM N OF POLES: 13 135° SOLDER PIN LENGTH (L): 3.5 MM TINNED ORANGE CLAMPING YOKE CONNECTION CLAMPING RANGE MAX. : 2.5 MM² BOX | 1
19254 | 1233920000 | PRINTED CIRCUIT BOARD TERMINALS 5.00 MM N OF POLES: 14 135° SOLDER PIN LENGTH (L): 3.5 MM TINNED ORANGE CLAMPING YOKE CONNECTION CLAMPING RANGE MAX. : 2.5 MM² BOX | 1
19255 | 1233930000 | PRINTED CIRCUIT BOARD TERMINALS 5.00 MM N OF POLES: 15 135° SOLDER PIN LENGTH (L): 3.5 MM TINNED ORANGE CLAMPING YOKE CONNECTION CLAMPING RANGE MAX. : 2.5 MM² BOX | 1
19256 | 1233940000 | PRINTED CIRCUIT BOARD TERMINALS 5.00 MM N OF POLES: 16 135° SOLDER PIN LENGTH (L): 3.5 MM TINNED ORANGE CLAMPING YOKE CONNECTION CLAMPING RANGE MAX. : 2.5 MM² BOX | 1
19257 | 1233950000 | PRINTED CIRCUIT BOARD TERMINALS 5.00 MM N OF POLES: 17 135° SOLDER PIN LENGTH (L): 3.5 MM TINNED ORANGE CLAMPING YOKE CONNECTION CLAMPING RANGE MAX. : 2.5 MM² BOX | 1
19258 | 1233970000 | PRINTED CIRCUIT BOARD TERMINALS 5.00 MM N OF POLES: 18 135° SOLDER PIN LENGTH (L): 3.5 MM TINNED ORANGE CLAMPING YOKE CONNECTION CLAMPING RANGE MAX. : 2.5 MM² BOX | 1
19259 | 1233980000 | PRINTED CIRCUIT BOARD TERMINALS 5.00 MM N OF POLES: 19 135° SOLDER PIN LENGTH (L): 3.5 MM TINNED ORANGE CLAMPING YOKE CONNECTION CLAMPING RANGE MAX. : 2.5 MM² BOX | 1
19260 | 1233990000 | PRINTED CIRCUIT BOARD TERMINALS 5.00 MM N OF POLES: 20 135° SOLDER PIN LENGTH (L): 3.5 MM TINNED ORANGE CLAMPING YOKE CONNECTION CLAMPING RANGE MAX. : 2.5 MM² BOX | 1
19261 | 1234010000 | PRINTED CIRCUIT BOARD TERMINALS 5.00 MM N OF POLES: 21 135° SOLDER PIN LENGTH (L): 3.5 MM TINNED ORANGE CLAMPING YOKE CONNECTION CLAMPING RANGE MAX. : 2.5 MM² BOX | 1
19262 | 1234020000 | PRINTED CIRCUIT BOARD TERMINALS 5.00 MM N OF POLES: 22 135° SOLDER PIN LENGTH (L): 3.5 MM TINNED ORANGE CLAMPING YOKE CONNECTION CLAMPING RANGE MAX. : 2.5 MM² BOX | 1
19263 | 1234030000 | PRINTED CIRCUIT BOARD TERMINALS 5.00 MM N OF POLES: 23 135° SOLDER PIN LENGTH (L): 3.5 MM TINNED ORANGE CLAMPING YOKE CONNECTION CLAMPING RANGE MAX. : 2.5 MM² BOX | 1
19264 | 1234040000 | PRINTED CIRCUIT BOARD TERMINALS 5.00 MM N OF POLES: 24 135° SOLDER PIN LENGTH (L): 3.5 MM TINNED ORANGE CLAMPING YOKE CONNECTION CLAMPING RANGE MAX. : 2.5 MM² BOX | 1
19265 | 1234050000 | PRINTED CIRCUIT BOARD TERMINALS 5.00 MM N OF POLES: 13 90° SOLDER PIN LENGTH (L): 3.5 MM TINNED ORANGE CLAMPING YOKE CONNECTION CLAMPING RANGE MAX. : 2.5 MM² BOX | 1
19266 | 1234070000 | PRINTED CIRCUIT BOARD TERMINALS 5.00 MM N OF POLES: 14 90° SOLDER PIN LENGTH (L): 3.5 MM TINNED ORANGE CLAMPING YOKE CONNECTION CLAMPING RANGE MAX. : 2.5 MM² BOX | 1
19267 | 1234090000 | PRINTED CIRCUIT BOARD TERMINALS 5.00 MM N OF POLES: 15 90° SOLDER PIN LENGTH (L): 3.5 MM TINNED ORANGE CLAMPING YOKE CONNECTION CLAMPING RANGE MAX. : 2.5 MM² BOX | 1
19268 | 1234120000 | PRINTED CIRCUIT BOARD TERMINALS 5.00 MM N OF POLES: 16 90° SOLDER PIN LENGTH (L): 3.5 MM TINNED ORANGE CLAMPING YOKE CONNECTION CLAMPING RANGE MAX. : 2.5 MM² BOX | 1
19269 | 1234130000 | PRINTED CIRCUIT BOARD TERMINALS 5.00 MM N OF POLES: 17 90° SOLDER PIN LENGTH (L): 3.5 MM TINNED ORANGE CLAMPING YOKE CONNECTION CLAMPING RANGE MAX. : 2.5 MM² BOX | 1
19270 | 1234140000 | PRINTED CIRCUIT BOARD TERMINALS 5.00 MM N OF POLES: 18 90° SOLDER PIN LENGTH (L): 3.5 MM TINNED ORANGE CLAMPING YOKE CONNECTION CLAMPING RANGE MAX. : 2.5 MM² BOX | 1
19271 | 1234150000 | PRINTED CIRCUIT BOARD TERMINALS 5.00 MM N OF POLES: 19 90° SOLDER PIN LENGTH (L): 3.5 MM TINNED ORANGE CLAMPING YOKE CONNECTION CLAMPING RANGE MAX. : 2.5 MM² BOX | 1
19272 | 1234170000 | PRINTED CIRCUIT BOARD TERMINALS 5.00 MM N OF POLES: 20 90° SOLDER PIN LENGTH (L): 3.5 MM TINNED ORANGE CLAMPING YOKE CONNECTION CLAMPING RANGE MAX. : 2.5 MM² BOX | 1
19273 | 1234180000 | PRINTED CIRCUIT BOARD TERMINALS 5.00 MM N OF POLES: 21 90° SOLDER PIN LENGTH (L): 3.5 MM TINNED ORANGE CLAMPING YOKE CONNECTION CLAMPING RANGE MAX. : 2.5 MM² BOX | 1
19274 | 1234190000 | PRINTED CIRCUIT BOARD TERMINALS 5.00 MM N OF POLES: 22 90° SOLDER PIN LENGTH (L): 3.5 MM TINNED ORANGE CLAMPING YOKE CONNECTION CLAMPING RANGE MAX. : 2.5 MM² BOX | 1
19275 | 1234200000 | PRINTED CIRCUIT BOARD TERMINALS 5.00 MM N OF POLES: 23 90° SOLDER PIN LENGTH (L): 3.5 MM TINNED ORANGE CLAMPING YOKE CONNECTION CLAMPING RANGE MAX. : 2.5 MM² BOX | 1
19276 | 1234210000 | PRINTED CIRCUIT BOARD TERMINALS 5.00 MM N OF POLES: 24 90° SOLDER PIN LENGTH (L): 3.5 MM TINNED ORANGE CLAMPING YOKE CONNECTION CLAMPING RANGE MAX. : 2.5 MM² BOX | 1
19277 | 1234230000 | PRINTED CIRCUIT BOARD TERMINALS 5.00 MM N OF POLES: 4 180° SOLDER PIN LENGTH (L): 3.5 MM TINNED ORANGE CLAMPING YOKE CONNECTION CLAMPING RANGE MAX. : 2.5 MM² BOX | 1
19278 | 1234240000 | PRINTED CIRCUIT BOARD TERMINALS 5.00 MM N OF POLES: 5 180° SOLDER PIN LENGTH (L): 3.5 MM TINNED ORANGE CLAMPING YOKE CONNECTION CLAMPING RANGE MAX. : 2.5 MM² BOX | 1
19279 | 1234250000 | PRINTED CIRCUIT BOARD TERMINALS 5.00 MM N OF POLES: 6 180° SOLDER PIN LENGTH (L): 3.5 MM TINNED ORANGE CLAMPING YOKE CONNECTION CLAMPING RANGE MAX. : 2.5 MM² BOX | 1
19280 | 1234270000 | PRINTED CIRCUIT BOARD TERMINALS 5.00 MM N OF POLES: 7 180° SOLDER PIN LENGTH (L): 3.5 MM TINNED ORANGE CLAMPING YOKE CONNECTION CLAMPING RANGE MAX. : 2.5 MM² BOX | 1
19281 | 1234280000 | PRINTED CIRCUIT BOARD TERMINALS 5.00 MM N OF POLES: 8 180° SOLDER PIN LENGTH (L): 3.5 MM TINNED ORANGE CLAMPING YOKE CONNECTION CLAMPING RANGE MAX. : 2.5 MM² BOX | 1
19282 | 1234290000 | PRINTED CIRCUIT BOARD TERMINALS 5.00 MM N OF POLES: 9 180° SOLDER PIN LENGTH (L): 3.5 MM TINNED ORANGE CLAMPING YOKE CONNECTION CLAMPING RANGE MAX. : 2.5 MM² BOX | 1
19283 | 1234310000 | PRINTED CIRCUIT BOARD TERMINALS 5.00 MM N OF POLES: 10 180° SOLDER PIN LENGTH (L): 3.5 MM TINNED ORANGE CLAMPING YOKE CONNECTION CLAMPING RANGE MAX. : 2.5 MM² BOX | 1
19284 | 1234320000 | PRINTED CIRCUIT BOARD TERMINALS 5.00 MM N OF POLES: 11 180° SOLDER PIN LENGTH (L): 3.5 MM TINNED ORANGE CLAMPING YOKE CONNECTION CLAMPING RANGE MAX. : 2.5 MM² BOX | 1
19285 | 1234330000 | PRINTED CIRCUIT BOARD TERMINALS 5.00 MM N OF POLES: 12 180° SOLDER PIN LENGTH (L): 3.5 MM TINNED ORANGE CLAMPING YOKE CONNECTION CLAMPING RANGE MAX. : 2.5 MM² BOX | 1
19286 | 1234340000 | PRINTED CIRCUIT BOARD TERMINALS 5.00 MM N OF POLES: 13 180° SOLDER PIN LENGTH (L): 3.5 MM TINNED ORANGE CLAMPING YOKE CONNECTION CLAMPING RANGE MAX. : 2.5 MM² BOX | 1
19287 | 1234350000 | PRINTED CIRCUIT BOARD TERMINALS 5.00 MM N OF POLES: 14 180° SOLDER PIN LENGTH (L): 3.5 MM TINNED ORANGE CLAMPING YOKE CONNECTION CLAMPING RANGE MAX. : 2.5 MM² BOX | 1
19288 | 1234370000 | PRINTED CIRCUIT BOARD TERMINALS 5.00 MM N OF POLES: 15 180° SOLDER PIN LENGTH (L): 3.5 MM TINNED ORANGE CLAMPING YOKE CONNECTION CLAMPING RANGE MAX. : 2.5 MM² BOX | 1
19289 | 1234380000 | PRINTED CIRCUIT BOARD TERMINALS 5.00 MM N OF POLES: 16 180° SOLDER PIN LENGTH (L): 3.5 MM TINNED ORANGE CLAMPING YOKE CONNECTION CLAMPING RANGE MAX. : 2.5 MM² BOX | 1
19290 | 1234390000 | PRINTED CIRCUIT BOARD TERMINALS 5.00 MM N OF POLES: 17 180° SOLDER PIN LENGTH (L): 3.5 MM TINNED ORANGE CLAMPING YOKE CONNECTION CLAMPING RANGE MAX. : 2.5 MM² BOX | 1
19291 | 1234400000 | PRINTED CIRCUIT BOARD TERMINALS 5.00 MM N OF POLES: 18 180° SOLDER PIN LENGTH (L): 3.5 MM TINNED ORANGE CLAMPING YOKE CONNECTION CLAMPING RANGE MAX. : 2.5 MM² BOX | 1
19292 | 1234410000 | PRINTED CIRCUIT BOARD TERMINALS 5.00 MM N OF POLES: 19 180° SOLDER PIN LENGTH (L): 3.5 MM TINNED ORANGE CLAMPING YOKE CONNECTION CLAMPING RANGE MAX. : 2.5 MM² BOX | 1
19293 | 1234420000 | PRINTED CIRCUIT BOARD TERMINALS 5.00 MM N OF POLES: 20 180° SOLDER PIN LENGTH (L): 3.5 MM TINNED ORANGE CLAMPING YOKE CONNECTION CLAMPING RANGE MAX. : 2.5 MM² BOX | 1
19294 | 1234430000 | PRINTED CIRCUIT BOARD TERMINALS 5.00 MM N OF POLES: 21 180° SOLDER PIN LENGTH (L): 3.5 MM TINNED ORANGE CLAMPING YOKE CONNECTION CLAMPING RANGE MAX. : 2.5 MM² BOX | 1
19295 | 1234440000 | PRINTED CIRCUIT BOARD TERMINALS 5.00 MM N OF POLES: 22 180° SOLDER PIN LENGTH (L): 3.5 MM TINNED ORANGE CLAMPING YOKE CONNECTION CLAMPING RANGE MAX. : 2.5 MM² BOX | 1
19296 | 1234450000 | PRINTED CIRCUIT BOARD TERMINALS 5.00 MM N OF POLES: 23 180° SOLDER PIN LENGTH (L): 3.5 MM TINNED ORANGE CLAMPING YOKE CONNECTION CLAMPING RANGE MAX. : 2.5 MM² BOX | 1
19297 | 1234470000 | PRINTED CIRCUIT BOARD TERMINALS 5.00 MM N OF POLES: 24 180° SOLDER PIN LENGTH (L): 3.5 MM TINNED ORANGE CLAMPING YOKE CONNECTION CLAMPING RANGE MAX. : 2.5 MM² BOX | 1
19298 | 1234550000 | PRINTED CIRCUIT BOARD TERMINALS 5.08 MM N OF POLES: 4 90° SOLDER PIN LENGTH (L): 3.5 MM TINNED ORANGE PRESSURE CLAMP CONNECTION CLAMPING RANGE MAX. : 2.5 MM² BOX | 1
19299 | 1234570000 | PRINTED CIRCUIT BOARD TERMINALS 5.08 MM N OF POLES: 5 90° SOLDER PIN LENGTH (L): 3.5 MM TINNED ORANGE PRESSURE CLAMP CONNECTION CLAMPING RANGE MAX. : 2.5 MM² BOX | 1
19300 | 1234580000 | PRINTED CIRCUIT BOARD TERMINALS 5.08 MM N OF POLES: 6 90° SOLDER PIN LENGTH (L): 3.5 MM TINNED ORANGE PRESSURE CLAMP CONNECTION CLAMPING RANGE MAX. : 2.5 MM² BOX | 1
19301 | 1234590000 | PRINTED CIRCUIT BOARD TERMINALS 5.08 MM N OF POLES: 7 90° SOLDER PIN LENGTH (L): 3.5 MM TINNED ORANGE PRESSURE CLAMP CONNECTION CLAMPING RANGE MAX. : 2.5 MM² BOX | 1
19302 | 1234600000 | PRINTED CIRCUIT BOARD TERMINALS 5.08 MM N OF POLES: 8 90° SOLDER PIN LENGTH (L): 3.5 MM TINNED ORANGE PRESSURE CLAMP CONNECTION CLAMPING RANGE MAX. : 2.5 MM² BOX | 1
19303 | 1234610000 | PRINTED CIRCUIT BOARD TERMINALS 5.08 MM N OF POLES: 9 90° SOLDER PIN LENGTH (L): 3.5 MM TINNED ORANGE PRESSURE CLAMP CONNECTION CLAMPING RANGE MAX. : 2.5 MM² BOX | 1
19304 | 1234620000 | PRINTED CIRCUIT BOARD TERMINALS 5.08 MM N OF POLES: 10 90° SOLDER PIN LENGTH (L): 3.5 MM TINNED ORANGE PRESSURE CLAMP CONNECTION CLAMPING RANGE MAX. : 2.5 MM² BOX | 1
19305 | 1234630000 | PRINTED CIRCUIT BOARD TERMINALS 5.08 MM N OF POLES: 11 90° SOLDER PIN LENGTH (L): 3.5 MM TINNED ORANGE PRESSURE CLAMP CONNECTION CLAMPING RANGE MAX. : 2.5 MM² BOX | 1
19306 | 1234640000 | PRINTED CIRCUIT BOARD TERMINALS 5.08 MM N OF POLES: 12 90° SOLDER PIN LENGTH (L): 3.5 MM TINNED ORANGE PRESSURE CLAMP CONNECTION CLAMPING RANGE MAX. : 2.5 MM² BOX | 1
19307 | 1234650000 | PRINTED CIRCUIT BOARD TERMINALS 5.00 MM N OF POLES: 4 90° SOLDER PIN LENGTH (L): 3.5 MM TINNED ORANGE PRESSURE CLAMP CONNECTION CLAMPING RANGE MAX. : 2.5 MM² BOX | 1
19308 | 1234670000 | PRINTED CIRCUIT BOARD TERMINALS 5.00 MM N OF POLES: 5 90° SOLDER PIN LENGTH (L): 3.5 MM TINNED ORANGE PRESSURE CLAMP CONNECTION CLAMPING RANGE MAX. : 2.5 MM² BOX | 1
19309 | 1234680000 | PRINTED CIRCUIT BOARD TERMINALS 5.00 MM N OF POLES: 6 90° SOLDER PIN LENGTH (L): 3.5 MM TINNED ORANGE PRESSURE CLAMP CONNECTION CLAMPING RANGE MAX. : 2.5 MM² BOX | 1
19310 | 1234690000 | PRINTED CIRCUIT BOARD TERMINALS 5.00 MM N OF POLES: 7 90° SOLDER PIN LENGTH (L): 3.5 MM TINNED ORANGE PRESSURE CLAMP CONNECTION CLAMPING RANGE MAX. : 2.5 MM² BOX | 1
19311 | 1234700000 | PRINTED CIRCUIT BOARD TERMINALS 5.00 MM N OF POLES: 8 90° SOLDER PIN LENGTH (L): 3.5 MM TINNED ORANGE PRESSURE CLAMP CONNECTION CLAMPING RANGE MAX. : 2.5 MM² BOX | 1
19312 | 1234710000 | PRINTED CIRCUIT BOARD TERMINALS 5.00 MM N OF POLES: 9 90° SOLDER PIN LENGTH (L): 3.5 MM TINNED ORANGE PRESSURE CLAMP CONNECTION CLAMPING RANGE MAX. : 2.5 MM² BOX | 1
19313 | 1234720000 | PRINTED CIRCUIT BOARD TERMINALS 5.00 MM N OF POLES: 10 90° SOLDER PIN LENGTH (L): 3.5 MM TINNED ORANGE PRESSURE CLAMP CONNECTION CLAMPING RANGE MAX. : 2.5 MM² BOX | 1
19314 | 1234730000 | PRINTED CIRCUIT BOARD TERMINALS 5.00 MM N OF POLES: 11 90° SOLDER PIN LENGTH (L): 3.5 MM TINNED ORANGE PRESSURE CLAMP CONNECTION CLAMPING RANGE MAX. : 2.5 MM² BOX | 1
19315 | 1234740000 | PRINTED CIRCUIT BOARD TERMINALS 5.00 MM N OF POLES: 12 90° SOLDER PIN LENGTH (L): 3.5 MM TINNED ORANGE PRESSURE CLAMP CONNECTION CLAMPING RANGE MAX. : 2.5 MM² BOX | 1
19316 | 1234980000 | PCB PLUG-IN CONNECTOR FEMALE PLUG 5.08 MM N OF POLES: 2 270° CLAMPING YOKE CONNECTION CLAMPING RANGE MAX. : 4 MM² BOX | 1
19317 | 1235790000 | PCB PLUG-IN CONNECTOR FEMALE PLUG 3.81 MM N OF POLES: 5 180° PUSH IN WITH ACTUATOR TENSION-CLAMP CONNECTION CLAMPING RANGE MAX. : 1.5 MM² BOX | 1
19318 | 1235800000 | PCB PLUG-IN CONNECTOR FEMALE PLUG 3.81 MM N OF POLES: 6 180° PUSH IN WITH ACTUATOR TENSION-CLAMP CONNECTION CLAMPING RANGE MAX. : 1.5 MM² BOX | 1
19319 | 1235810000 | PCB PLUG-IN CONNECTOR FEMALE PLUG 3.81 MM N OF POLES: 7 180° PUSH IN WITH ACTUATOR TENSION-CLAMP CONNECTION CLAMPING RANGE MAX. : 1.5 MM² BOX | 1
19320 | 1235820000 | PCB PLUG-IN CONNECTOR FEMALE PLUG 3.81 MM N OF POLES: 8 180° PUSH IN WITH ACTUATOR TENSION-CLAMP CONNECTION CLAMPING RANGE MAX. : 1.5 MM² BOX | 1
19321 | 1235830000 | PCB PLUG-IN CONNECTOR FEMALE PLUG 3.81 MM N OF POLES: 9 180° PUSH IN WITH ACTUATOR TENSION-CLAMP CONNECTION CLAMPING RANGE MAX. : 1.5 MM² BOX | 1
19322 | 1235840000 | PCB PLUG-IN CONNECTOR FEMALE PLUG 3.81 MM N OF POLES: 10 180° PUSH IN WITH ACTUATOR TENSION-CLAMP CONNECTION CLAMPING RANGE MAX. : 1.5 MM² BOX | 1
19323 | 1235870000 | PCB PLUG-IN CONNECTOR FEMALE PLUG 3.81 MM N OF POLES: 11 180° PUSH IN WITH ACTUATOR TENSION-CLAMP CONNECTION CLAMPING RANGE MAX. : 1.5 MM² BOX | 1
19324 | 1235880000 | PCB PLUG-IN CONNECTOR FEMALE PLUG 3.81 MM N OF POLES: 12 180° PUSH IN WITH ACTUATOR TENSION-CLAMP CONNECTION CLAMPING RANGE MAX. : 1.5 MM² BOX | 1
19325 | 1235890000 | PCB PLUG-IN CONNECTOR FEMALE PLUG 3.81 MM N OF POLES: 13 180° PUSH IN WITH ACTUATOR TENSION-CLAMP CONNECTION CLAMPING RANGE MAX. : 1.5 MM² BOX | 1
19326 | 1235900000 | PCB PLUG-IN CONNECTOR FEMALE PLUG 3.81 MM N OF POLES: 14 180° PUSH IN WITH ACTUATOR TENSION-CLAMP CONNECTION CLAMPING RANGE MAX. : 1.5 MM² BOX | 1
19327 | 1235910000 | PCB PLUG-IN CONNECTOR FEMALE PLUG 3.81 MM N OF POLES: 15 180° PUSH IN WITH ACTUATOR TENSION-CLAMP CONNECTION CLAMPING RANGE MAX. : 1.5 MM² BOX | 1
19328 | 1235920000 | PCB PLUG-IN CONNECTOR FEMALE PLUG 3.81 MM N OF POLES: 16 180° PUSH IN WITH ACTUATOR TENSION-CLAMP CONNECTION CLAMPING RANGE MAX. : 1.5 MM² BOX | 1
19329 | 1235930000 | PCB PLUG-IN CONNECTOR FEMALE PLUG 3.81 MM N OF POLES: 17 180° PUSH IN WITH ACTUATOR TENSION-CLAMP CONNECTION CLAMPING RANGE MAX. : 1.5 MM² BOX | 1
19330 | 1235940000 | PCB PLUG-IN CONNECTOR FEMALE PLUG 3.81 MM N OF POLES: 18 180° PUSH IN WITH ACTUATOR TENSION-CLAMP CONNECTION CLAMPING RANGE MAX. : 1.5 MM² BOX | 1
19331 | 1235970000 | PCB PLUG-IN CONNECTOR FEMALE PLUG 3.81 MM N OF POLES: 5 180° PUSH IN WITH ACTUATOR TENSION-CLAMP CONNECTION CLAMPING RANGE MAX. : 1.5 MM² BOX | 1
19332 | 1235980000 | PCB PLUG-IN CONNECTOR FEMALE PLUG 3.81 MM N OF POLES: 6 180° PUSH IN WITH ACTUATOR TENSION-CLAMP CONNECTION CLAMPING RANGE MAX. : 1.5 MM² BOX | 1
19333 | 1235990000 | PCB PLUG-IN CONNECTOR FEMALE PLUG 3.81 MM N OF POLES: 7 180° PUSH IN WITH ACTUATOR TENSION-CLAMP CONNECTION CLAMPING RANGE MAX. : 1.5 MM² BOX | 1
19334 | 1236000000 | PCB PLUG-IN CONNECTOR FEMALE PLUG 3.81 MM N OF POLES: 8 180° PUSH IN WITH ACTUATOR TENSION-CLAMP CONNECTION CLAMPING RANGE MAX. : 1.5 MM² BOX | 1
19335 | 1236010000 | PCB PLUG-IN CONNECTOR FEMALE PLUG 3.81 MM N OF POLES: 9 180° PUSH IN WITH ACTUATOR TENSION-CLAMP CONNECTION CLAMPING RANGE MAX. : 1.5 MM² BOX | 1
19336 | 1236020000 | PCB PLUG-IN CONNECTOR FEMALE PLUG 3.81 MM N OF POLES: 10 180° PUSH IN WITH ACTUATOR TENSION-CLAMP CONNECTION CLAMPING RANGE MAX. : 1.5 MM² BOX | 1
19337 | 1236030000 | PCB PLUG-IN CONNECTOR FEMALE PLUG 3.81 MM N OF POLES: 11 180° PUSH IN WITH ACTUATOR TENSION-CLAMP CONNECTION CLAMPING RANGE MAX. : 1.5 MM² BOX | 1
19338 | 1236040000 | PCB PLUG-IN CONNECTOR FEMALE PLUG 3.81 MM N OF POLES: 12 180° PUSH IN WITH ACTUATOR TENSION-CLAMP CONNECTION CLAMPING RANGE MAX. : 1.5 MM² BOX | 1
19339 | 1236050000 | PCB PLUG-IN CONNECTOR FEMALE PLUG 3.81 MM N OF POLES: 13 180° PUSH IN WITH ACTUATOR TENSION-CLAMP CONNECTION CLAMPING RANGE MAX. : 1.5 MM² BOX | 1
19340 | 1236070000 | PCB PLUG-IN CONNECTOR FEMALE PLUG 3.81 MM N OF POLES: 14 180° PUSH IN WITH ACTUATOR TENSION-CLAMP CONNECTION CLAMPING RANGE MAX. : 1.5 MM² BOX | 1
19341 | 1236080000 | PCB PLUG-IN CONNECTOR FEMALE PLUG 3.81 MM N OF POLES: 15 180° PUSH IN WITH ACTUATOR TENSION-CLAMP CONNECTION CLAMPING RANGE MAX. : 1.5 MM² BOX | 1
19342 | 1236090000 | PCB PLUG-IN CONNECTOR FEMALE PLUG 3.81 MM N OF POLES: 16 180° PUSH IN WITH ACTUATOR TENSION-CLAMP CONNECTION CLAMPING RANGE MAX. : 1.5 MM² BOX | 1
19343 | 1236100000 | PCB PLUG-IN CONNECTOR FEMALE PLUG 3.81 MM N OF POLES: 17 180° PUSH IN WITH ACTUATOR TENSION-CLAMP CONNECTION CLAMPING RANGE MAX. : 1.5 MM² BOX | 1
19344 | 1236110000 | PCB PLUG-IN CONNECTOR FEMALE PLUG 3.81 MM N OF POLES: 18 180° PUSH IN WITH ACTUATOR TENSION-CLAMP CONNECTION CLAMPING RANGE MAX. : 1.5 MM² BOX | 1
19345 | 1236270000 | PCB PLUG-IN CONNECTOR FEMALE PLUG 3.81 MM N OF POLES: 5 180° CLAMPING YOKE CONNECTION CLAMPING RANGE MAX. : 1.5 MM² BOX | 1
19346 | 1236280000 | PCB PLUG-IN CONNECTOR FEMALE PLUG 3.81 MM N OF POLES: 6 180° CLAMPING YOKE CONNECTION CLAMPING RANGE MAX. : 1.5 MM² BOX | 1
19347 | 1236290000 | PCB PLUG-IN CONNECTOR FEMALE PLUG 3.81 MM N OF POLES: 7 180° CLAMPING YOKE CONNECTION CLAMPING RANGE MAX. : 1.5 MM² BOX | 1
19348 | 1236300000 | PCB PLUG-IN CONNECTOR FEMALE PLUG 3.81 MM N OF POLES: 8 180° CLAMPING YOKE CONNECTION CLAMPING RANGE MAX. : 1.5 MM² BOX | 1
19349 | 1236320000 | PCB PLUG-IN CONNECTOR FEMALE PLUG 3.81 MM N OF POLES: 9 180° CLAMPING YOKE CONNECTION CLAMPING RANGE MAX. : 1.5 MM² BOX | 1
19350 | 1236330000 | PCB PLUG-IN CONNECTOR FEMALE PLUG 3.81 MM N OF POLES: 10 180° CLAMPING YOKE CONNECTION CLAMPING RANGE MAX. : 1.5 MM² BOX | 1
19351 | 1236340000 | PCB PLUG-IN CONNECTOR FEMALE PLUG 3.81 MM N OF POLES: 11 180° CLAMPING YOKE CONNECTION CLAMPING RANGE MAX. : 1.5 MM² BOX | 1
19352 | 1236370000 | PCB PLUG-IN CONNECTOR FEMALE PLUG 3.81 MM N OF POLES: 12 180° CLAMPING YOKE CONNECTION CLAMPING RANGE MAX. : 1.5 MM² BOX | 1
19353 | 1236380000 | PCB PLUG-IN CONNECTOR FEMALE PLUG 3.81 MM N OF POLES: 13 180° CLAMPING YOKE CONNECTION CLAMPING RANGE MAX. : 1.5 MM² BOX | 1
19354 | 1236390000 | PCB PLUG-IN CONNECTOR FEMALE PLUG 3.81 MM N OF POLES: 14 180° CLAMPING YOKE CONNECTION CLAMPING RANGE MAX. : 1.5 MM² BOX | 1
19355 | 1236400000 | PCB PLUG-IN CONNECTOR FEMALE PLUG 3.81 MM N OF POLES: 15 180° CLAMPING YOKE CONNECTION CLAMPING RANGE MAX. : 1.5 MM² BOX | 1
19356 | 1236410000 | PCB PLUG-IN CONNECTOR FEMALE PLUG 3.81 MM N OF POLES: 16 180° CLAMPING YOKE CONNECTION CLAMPING RANGE MAX. : 1.5 MM² BOX | 1
19357 | 1236420000 | PCB PLUG-IN CONNECTOR FEMALE PLUG 3.81 MM N OF POLES: 17 180° CLAMPING YOKE CONNECTION CLAMPING RANGE MAX. : 1.5 MM² BOX | 1
19358 | 1236430000 | PCB PLUG-IN CONNECTOR FEMALE PLUG 3.81 MM N OF POLES: 18 180° CLAMPING YOKE CONNECTION CLAMPING RANGE MAX. : 1.5 MM² BOX | 1
19359 | 1236440000 | PCB PLUG-IN CONNECTOR FEMALE PLUG 3.81 MM N OF POLES: 19 180° CLAMPING YOKE CONNECTION CLAMPING RANGE MAX. : 1.5 MM² BOX | 1
19360 | 1236470000 | PCB PLUG-IN CONNECTOR FEMALE PLUG 3.81 MM N OF POLES: 20 180° CLAMPING YOKE CONNECTION CLAMPING RANGE MAX. : 1.5 MM² BOX | 1
19361 | 1236530000 | PCB PLUG-IN CONNECTOR FEMALE PLUG 3.81 MM N OF POLES: 5 180° CLAMPING YOKE CONNECTION CLAMPING RANGE MAX. : 1.5 MM² BOX | 1
19362 | 1236540000 | PCB PLUG-IN CONNECTOR FEMALE PLUG 3.81 MM N OF POLES: 6 180° CLAMPING YOKE CONNECTION CLAMPING RANGE MAX. : 1.5 MM² BOX | 1
19363 | 1236570000 | PCB PLUG-IN CONNECTOR FEMALE PLUG 3.81 MM N OF POLES: 7 180° CLAMPING YOKE CONNECTION CLAMPING RANGE MAX. : 1.5 MM² BOX | 1
19364 | 1236590000 | PCB PLUG-IN CONNECTOR FEMALE PLUG 3.81 MM N OF POLES: 8 180° CLAMPING YOKE CONNECTION CLAMPING RANGE MAX. : 1.5 MM² BOX | 1
19365 | 1236600000 | PCB PLUG-IN CONNECTOR FEMALE PLUG 3.81 MM N OF POLES: 9 180° CLAMPING YOKE CONNECTION CLAMPING RANGE MAX. : 1.5 MM² BOX | 1
19366 | 1236610000 | PCB PLUG-IN CONNECTOR FEMALE PLUG 3.81 MM N OF POLES: 10 180° CLAMPING YOKE CONNECTION CLAMPING RANGE MAX. : 1.5 MM² BOX | 1
19367 | 1236620000 | PCB PLUG-IN CONNECTOR FEMALE PLUG 3.81 MM N OF POLES: 11 180° CLAMPING YOKE CONNECTION CLAMPING RANGE MAX. : 1.5 MM² BOX | 1
19368 | 1236630000 | PCB PLUG-IN CONNECTOR FEMALE PLUG 3.81 MM N OF POLES: 12 180° CLAMPING YOKE CONNECTION CLAMPING RANGE MAX. : 1.5 MM² BOX | 1
19369 | 1236640000 | PCB PLUG-IN CONNECTOR FEMALE PLUG 3.81 MM N OF POLES: 13 180° CLAMPING YOKE CONNECTION CLAMPING RANGE MAX. : 1.5 MM² BOX | 1
19370 | 1236670000 | PCB PLUG-IN CONNECTOR FEMALE PLUG 3.81 MM N OF POLES: 14 180° CLAMPING YOKE CONNECTION CLAMPING RANGE MAX. : 1.5 MM² BOX | 1
19371 | 1236680000 | PCB PLUG-IN CONNECTOR FEMALE PLUG 3.81 MM N OF POLES: 15 180° CLAMPING YOKE CONNECTION CLAMPING RANGE MAX. : 1.5 MM² BOX | 1
19372 | 1236690000 | PCB PLUG-IN CONNECTOR FEMALE PLUG 3.81 MM N OF POLES: 16 180° CLAMPING YOKE CONNECTION CLAMPING RANGE MAX. : 1.5 MM² BOX | 1
19373 | 1236700000 | PCB PLUG-IN CONNECTOR FEMALE PLUG 3.81 MM N OF POLES: 17 180° CLAMPING YOKE CONNECTION CLAMPING RANGE MAX. : 1.5 MM² BOX | 1
19374 | 1236720000 | PCB PLUG-IN CONNECTOR FEMALE PLUG 3.81 MM N OF POLES: 18 180° CLAMPING YOKE CONNECTION CLAMPING RANGE MAX. : 1.5 MM² BOX | 1
19375 | 1236730000 | PCB PLUG-IN CONNECTOR FEMALE PLUG 3.81 MM N OF POLES: 19 180° CLAMPING YOKE CONNECTION CLAMPING RANGE MAX. : 1.5 MM² BOX | 1
19376 | 1236740000 | PCB PLUG-IN CONNECTOR FEMALE PLUG 3.81 MM N OF POLES: 20 180° CLAMPING YOKE CONNECTION CLAMPING RANGE MAX. : 1.5 MM² BOX | 1
19377 | 1236790000 | PCB PLUG-IN CONNECTOR FEMALE PLUG 3.81 MM N OF POLES: 5 180° CLAMPING YOKE CONNECTION CLAMPING RANGE MAX. : 1.5 MM² BOX | 1
19378 | 1236810000 | PCB PLUG-IN CONNECTOR FEMALE PLUG 3.81 MM N OF POLES: 7 180° CLAMPING YOKE CONNECTION CLAMPING RANGE MAX. : 1.5 MM² BOX | 1
19379 | 1236840000 | PCB PLUG-IN CONNECTOR FEMALE PLUG 3.81 MM N OF POLES: 10 180° CLAMPING YOKE CONNECTION CLAMPING RANGE MAX. : 1.5 MM² BOX | 1
19380 | 1236880000 | PCB PLUG-IN CONNECTOR FEMALE PLUG 3.81 MM N OF POLES: 13 180° CLAMPING YOKE CONNECTION CLAMPING RANGE MAX. : 1.5 MM² BOX | 1
19381 | 1236920000 | PCB PLUG-IN CONNECTOR FEMALE PLUG 3.81 MM N OF POLES: 17 180° CLAMPING YOKE CONNECTION CLAMPING RANGE MAX. : 1.5 MM² BOX | 1
19382 | 1236930000 | PCB PLUG-IN CONNECTOR FEMALE PLUG 3.81 MM N OF POLES: 18 180° CLAMPING YOKE CONNECTION CLAMPING RANGE MAX. : 1.5 MM² BOX | 1
19383 | 1236940000 | PCB PLUG-IN CONNECTOR FEMALE PLUG 3.81 MM N OF POLES: 19 180° CLAMPING YOKE CONNECTION CLAMPING RANGE MAX. : 1.5 MM² BOX | 1
19384 | 1236970000 | PCB PLUG-IN CONNECTOR FEMALE PLUG 3.81 MM N OF POLES: 20 180° CLAMPING YOKE CONNECTION CLAMPING RANGE MAX. : 1.5 MM² BOX | 1
19385 | 1237000000 | PCB PLUG-IN CONNECTOR MALE PLUG 3.81 MM N OF POLES: 4 180° CLAMPING YOKE CONNECTION CLAMPING RANGE MAX. : 1.5 MM² BOX | 1
19386 | 1237010000 | PCB PLUG-IN CONNECTOR MALE PLUG 3.81 MM N OF POLES: 5 180° CLAMPING YOKE CONNECTION CLAMPING RANGE MAX. : 1.5 MM² BOX | 1
19387 | 1237020000 | PCB PLUG-IN CONNECTOR MALE PLUG 3.81 MM N OF POLES: 6 180° CLAMPING YOKE CONNECTION CLAMPING RANGE MAX. : 1.5 MM² BOX | 1
19388 | 1237030000 | PCB PLUG-IN CONNECTOR MALE PLUG 3.81 MM N OF POLES: 7 180° CLAMPING YOKE CONNECTION CLAMPING RANGE MAX. : 1.5 MM² BOX | 1
19389 | 1237040000 | PCB PLUG-IN CONNECTOR MALE PLUG 3.81 MM N OF POLES: 8 180° CLAMPING YOKE CONNECTION CLAMPING RANGE MAX. : 1.5 MM² BOX | 1
19390 | 1237070000 | PCB PLUG-IN CONNECTOR MALE PLUG 3.81 MM N OF POLES: 9 180° CLAMPING YOKE CONNECTION CLAMPING RANGE MAX. : 1.5 MM² BOX | 1
19391 | 1237080000 | PCB PLUG-IN CONNECTOR MALE PLUG 3.81 MM N OF POLES: 10 180° CLAMPING YOKE CONNECTION CLAMPING RANGE MAX. : 1.5 MM² BOX | 1
19392 | 1237090000 | PCB PLUG-IN CONNECTOR MALE PLUG 3.81 MM N OF POLES: 11 180° CLAMPING YOKE CONNECTION CLAMPING RANGE MAX. : 1.5 MM² BOX | 1
19393 | 1237100000 | PCB PLUG-IN CONNECTOR MALE PLUG 3.81 MM N OF POLES: 12 180° CLAMPING YOKE CONNECTION CLAMPING RANGE MAX. : 1.5 MM² BOX | 1
19394 | 1237120000 | PCB PLUG-IN CONNECTOR MALE PLUG 3.81 MM N OF POLES: 4 180° CLAMPING YOKE CONNECTION CLAMPING RANGE MAX. : 1.5 MM² BOX | 1
19395 | 1237130000 | PCB PLUG-IN CONNECTOR MALE PLUG 3.81 MM N OF POLES: 5 180° CLAMPING YOKE CONNECTION CLAMPING RANGE MAX. : 1.5 MM² BOX | 1
19396 | 1237140000 | PCB PLUG-IN CONNECTOR MALE PLUG 3.81 MM N OF POLES: 6 180° CLAMPING YOKE CONNECTION CLAMPING RANGE MAX. : 1.5 MM² BOX | 1
19397 | 1237170000 | PCB PLUG-IN CONNECTOR MALE PLUG 3.81 MM N OF POLES: 7 180° CLAMPING YOKE CONNECTION CLAMPING RANGE MAX. : 1.5 MM² BOX | 1
19398 | 1237180000 | PCB PLUG-IN CONNECTOR MALE PLUG 3.81 MM N OF POLES: 8 180° CLAMPING YOKE CONNECTION CLAMPING RANGE MAX. : 1.5 MM² BOX | 1
19399 | 1237190000 | PCB PLUG-IN CONNECTOR MALE PLUG 3.81 MM N OF POLES: 9 180° CLAMPING YOKE CONNECTION CLAMPING RANGE MAX. : 1.5 MM² BOX | 1
19400 | 1237200000 | PCB PLUG-IN CONNECTOR MALE PLUG 3.81 MM N OF POLES: 10 180° CLAMPING YOKE CONNECTION CLAMPING RANGE MAX. : 1.5 MM² BOX | 1
19401 | 1237210000 | PCB PLUG-IN CONNECTOR MALE PLUG 3.81 MM N OF POLES: 11 180° CLAMPING YOKE CONNECTION CLAMPING RANGE MAX. : 1.5 MM² BOX | 1
19402 | 1237220000 | PCB PLUG-IN CONNECTOR MALE PLUG 3.81 MM N OF POLES: 12 180° CLAMPING YOKE CONNECTION CLAMPING RANGE MAX. : 1.5 MM² BOX | 1
19403 | 1237550000 | PCB PLUG-IN CONNECTOR MALE PLUG 3.81 MM N OF POLES: 4 180° CLAMPING YOKE CONNECTION CLAMPING RANGE MAX. : 1.5 MM² BOX | 1
19404 | 1237560000 | PCB PLUG-IN CONNECTOR MALE PLUG 3.81 MM N OF POLES: 5 180° CLAMPING YOKE CONNECTION CLAMPING RANGE MAX. : 1.5 MM² BOX | 1
19405 | 1237570000 | PCB PLUG-IN CONNECTOR MALE PLUG 3.81 MM N OF POLES: 6 180° CLAMPING YOKE CONNECTION CLAMPING RANGE MAX. : 1.5 MM² BOX | 1
19406 | 1237580000 | PCB PLUG-IN CONNECTOR MALE PLUG 3.81 MM N OF POLES: 7 180° CLAMPING YOKE CONNECTION CLAMPING RANGE MAX. : 1.5 MM² BOX | 1
19407 | 1237590000 | PCB PLUG-IN CONNECTOR MALE PLUG 3.81 MM N OF POLES: 8 180° CLAMPING YOKE CONNECTION CLAMPING RANGE MAX. : 1.5 MM² BOX | 1
19408 | 1237610000 | PCB PLUG-IN CONNECTOR MALE PLUG 3.81 MM N OF POLES: 9 180° CLAMPING YOKE CONNECTION CLAMPING RANGE MAX. : 1.5 MM² BOX | 1
19409 | 1237620000 | PCB PLUG-IN CONNECTOR MALE PLUG 3.81 MM N OF POLES: 10 180° CLAMPING YOKE CONNECTION CLAMPING RANGE MAX. : 1.5 MM² BOX | 1
19410 | 1237630000 | PCB PLUG-IN CONNECTOR MALE PLUG 3.81 MM N OF POLES: 11 180° CLAMPING YOKE CONNECTION CLAMPING RANGE MAX. : 1.5 MM² BOX | 1
19411 | 1238040000 | Z-SERIES END BRACKET | 412
19412 | 1238880000 | W-SERIES END PLATE | 78
19413 | 1245680000 | PCB PLUG-IN CONNECTOR MALE PLUG 5.08 MM N OF POLES: 18 180° CLAMPING YOKE CONNECTION CLAMPING RANGE MAX. : 3.31 MM² BOX | 1
19414 | 1245760000 | PCB PLUG-IN CONNECTOR MALE HEADER CLOSED SIDE THT SOLDER CONNECTION 3.50 MM N OF POLES: 14 90° SOLDER PIN LENGTH (L): 3.2 MM TINNED BOX | 0
19415 | 1246090000 | PCB PLUG-IN CONNECTOR MALE HEADER OPEN SIDE THT/THR SOLDER CONNECTION 5.08 MM N OF POLES: 2 90° SOLDER PIN LENGTH (L): 1.5 MM TINNED BOX | 0
19416 | 1246110000 | PCB PLUG-IN CONNECTOR MALE HEADER OPEN SIDE THT/THR SOLDER CONNECTION 5.08 MM N OF POLES: 3 90° SOLDER PIN LENGTH (L): 1.5 MM TINNED BOX | 0
19417 | 1246120000 | PCB PLUG-IN CONNECTOR MALE HEADER OPEN SIDE THT/THR SOLDER CONNECTION 5.08 MM N OF POLES: 2 180° SOLDER PIN LENGTH (L): 1.5 MM TINNED BOX | 0
19418 | 1246130000 | PCB PLUG-IN CONNECTOR MALE HEADER OPEN SIDE THT/THR SOLDER CONNECTION 5.08 MM N OF POLES: 3 180° SOLDER PIN LENGTH (L): 1.5 MM TINNED BOX | 0
19419 | 1247330000 | BOLT-TYPE SCREW TERMINALS HOOD 31 MM | 242
19420 | 1248980000 | BOLT-TYPE SCREW TERMINALS HOOD 54 MM | 242
19421 | 1250360000 | PRINTED CIRCUIT BOARD TERMINALS 3.50 MM N OF POLES: 2 180° PUSH IN WITH ACTUATOR CLAMPING RANGE MAX. : 1.5 MM² TAPE | 256
19422 | 1253150000 | THM CONDUCTOR AND CABLE MARKERS 3.2 - 4.8 MM 25 X 25 MM | 21
19423 | 1269790000 | BUILT-IN PLUGS M16 M 18 N OF POLES: 5 | 75
19424 | 2093010000 | THM DEVICE MARKERS 108.8 X 13 MM SIEMENS | 226
19425 | 2093070000 | THM DEVICE MARKERS 108.8 X 13 MM SIEMENS | 226
19426 | 2421570000 | BUILT-IN PLUGS M8 M 8 N OF POLES: 3 REAR PANEL MOUNTING | 30
19427 | 2421580000 | BUILT-IN PLUGS M8 M 8 N OF POLES: 4 REAR PANEL MOUNTING | 30
19428 | 2421590000 | BUILT-IN PLUGS M8 M 8 N OF POLES: 5 REAR PANEL MOUNTING | 30
19429 | 2421600000 | BUILT-IN PLUGS M12 M 16 N OF POLES: 4 REAR PANEL MOUNTING | 30
19430 | 2421610000 | BUILT-IN PLUGS M8 M 12 N OF POLES: 4 REAR PANEL MOUNTING | 30
19431 | 2421620000 | BUILT-IN PLUGS M12 M 16 N OF POLES: 5 REAR PANEL MOUNTING | 30
19432 | 2421630000 | BUILT-IN PLUGS M8 M 12 N OF POLES: 5 REAR PANEL MOUNTING | 30
19433 | 2421640000 | BUILT-IN PLUGS M12 M 16 N OF POLES: 8 REAR PANEL MOUNTING | 30
19434 | 2421650000 | BUILT-IN PLUGS M8 M 12 N OF POLES: 8 REAR PANEL MOUNTING | 30
19435 | 2421660000 | BUILT-IN PLUGS M12 M 16 N OF POLES: 4 REAR PANEL MOUNTING | 30
19436 | 2421680000 | BUILT-IN PLUGS M12 M 16 N OF POLES: 5 REAR PANEL MOUNTING | 30
19437 | 2421690000 | BUILT-IN PLUGS M8 M 8 N OF POLES: 8 REAR PANEL MOUNTING | 30
19438 | 2421700000 | BUILT-IN PLUGS M12 PG 9 N OF POLES: 4 REAR PANEL MOUNTING | 30
19439 | 2421710000 | BUILT-IN PLUGS M12 M 16 N OF POLES: 8 REAR PANEL MOUNTING | 30
19440 | 2421720000 | BUILT-IN PLUGS M8 SOCKET CONNECTOR N OF POLES: 3 | 140
19441 | 2421740000 | BUILT-IN PLUGS M12 M 16 N OF POLES: 4 REAR PANEL MOUNTING | 30
19442 | 2421750000 | BUILT-IN PLUGS M8 PIN N OF POLES: 3 | 195
19443 | 2421760000 | BUILT-IN PLUGS M12 M 12 N OF POLES: 8 FRONT MOUNTING | 30
19444 | 2421770000 | BUILT-IN PLUGS M12 M 16 N OF POLES: 5 REAR PANEL MOUNTING | 30
19445 | 2421780000 | BUILT-IN PLUGS M8 SOCKET CONNECTOR N OF POLES: 3 | 140
19446 | 2421790000 | BUILT-IN PLUGS M12 M 12 N OF POLES: 8 FRONT MOUNTING | 30
19447 | 2421800000 | BUILT-IN PLUGS M12 M 16 N OF POLES: 8 REAR PANEL MOUNTING | 30
19448 | 2421810000 | BUILT-IN PLUGS M8 PIN N OF POLES: 3 | 195
19449 | 2421830000 | BUILT-IN PLUGS M12 M 16 N OF POLES: 4 REAR PANEL MOUNTING | 30
19450 | 2421840000 | BUILT-IN PLUGS M8 SOCKET CONNECTOR N OF POLES: 4 | 140
19451 | 2421850000 | BUILT-IN PLUGS M12 M 12 N OF POLES: 8 REAR PANEL MOUNTING | 30
19452 | 2421860000 | BUILT-IN PLUGS M12 M 16 N OF POLES: 5 REAR PANEL MOUNTING | 30
19453 | 2421870000 | BUILT-IN PLUGS M8 PIN N OF POLES: 4 | 195
19454 | 2421880000 | BUILT-IN PLUGS M12 M 12 N OF POLES: 4 REAR PANEL MOUNTING | 30
19455 | 2421890000 | BUILT-IN PLUGS M12 M 16 N OF POLES: 8 REAR PANEL MOUNTING | 30
19456 | 2421900000 | BUILT-IN PLUGS M8 SOCKET CONNECTOR N OF POLES: 4 | 140
19457 | 2421910000 | BUILT-IN PLUGS M12 M 12 N OF POLES: 5 REAR PANEL MOUNTING | 30
19458 | 2421920000 | BUILT-IN PLUGS M12 PG 9 N OF POLES: 4 REAR PANEL MOUNTING | 30
19459 | 2421930000 | BUILT-IN PLUGS M8 PIN N OF POLES: 4 | 195
19460 | 2421940000 | BUILT-IN PLUGS M12 M 12 N OF POLES: 8 REAR PANEL MOUNTING | 30
19461 | 2421950000 | BUILT-IN PLUGS M12 PG 9 N OF POLES: 4 REAR PANEL MOUNTING | 30
19462 | 2421960000 | BUILT-IN PLUGS M8 SOCKET CONNECTOR N OF POLES: 5 | 140
19463 | 2421980000 | BUILT-IN PLUGS M12 PG 9 N OF POLES: 5 REAR PANEL MOUNTING | 30
19464 | 2421990000 | BUILT-IN PLUGS M8 PIN N OF POLES: 5 | 195
19465 | 2422000000 | BUILT-IN PLUGS M12 M 16 N OF POLES: 4 REAR PANEL MOUNTING | 30
19466 | 2422010000 | BUILT-IN PLUGS M12 PG 9 N OF POLES: 5 REAR PANEL MOUNTING | 30
19467 | 2422020000 | BUILT-IN PLUGS M8 SOCKET CONNECTOR N OF POLES: 5 | 140
19468 | 2422040000 | BUILT-IN PLUGS M12 PG 9 N OF POLES: 8 REAR PANEL MOUNTING | 30
19469 | 2422050000 | BUILT-IN PLUGS M8 PIN N OF POLES: 5 | 195
19470 | 2422060000 | BUILT-IN PLUGS M12 SOCKET CONNECTOR N OF POLES: 4 | 140
19471 | 2422070000 | BUILT-IN PLUGS M12 PG 9 N OF POLES: 8 REAR PANEL MOUNTING | 30
19472 | 2422110000 | BUILT-IN PLUGS M8 PIN N OF POLES: 8 | 195
19473 | 2422120000 | BUILT-IN PLUGS M12 SOCKET CONNECTOR N OF POLES: 5 | 140
19474 | 2422130000 | BUILT-IN PLUGS M12 PG 9 N OF POLES: 4 REAR PANEL MOUNTING | 30
19475 | 2422140000 | BUILT-IN PLUGS M8 SOCKET CONNECTOR N OF POLES: 8 | 140
19476 | 2422160000 | BUILT-IN PLUGS M12 PG 9 N OF POLES: 5 REAR PANEL MOUNTING | 30
19477 | 2422170000 | BUILT-IN PLUGS M8 PIN N OF POLES: 8 | 195
19478 | 2422180000 | BUILT-IN PLUGS M12 SOCKET CONNECTOR N OF POLES: 4 | 140
19479 | 2422220000 | BUILT-IN PLUGS M12 PG 9 N OF POLES: 8 REAR PANEL MOUNTING | 30
19480 | 2422230000 | BUILT-IN PLUGS M8 N OF POLES: 3 FRONT MOUNTING | 104
19481 | 2422240000 | BUILT-IN PLUGS M12 SOCKET CONNECTOR N OF POLES: 4 | 140
19482 | 2422250000 | BUILT-IN PLUGS M12 PG 9 N OF POLES: 8 REAR PANEL MOUNTING | 30
19483 | 2422260000 | BUILT-IN PLUGS M8 N OF POLES: 3 FRONT MOUNTING | 104
19484 | 2422280000 | BUILT-IN PLUGS M12 M 16 N OF POLES: 4 REAR PANEL MOUNTING | 30
19485 | 2423550000 | BUILT-IN PLUGS M8 N OF POLES: 4 FRONT MOUNTING | 104
19486 | 2423560000 | BUILT-IN PLUGS M12 PIN N OF POLES: 5 | 75
19487 | 2423570000 | BUILT-IN PLUGS M12 M 12 N OF POLES: 4 FRONT MOUNTING | 30
19488 | 2423580000 | BUILT-IN PLUGS M8 M 12 N OF POLES: 4 REAR PANEL MOUNTING | 30
19489 | 2423600000 | BUILT-IN PLUGS M12 M 12 N OF POLES: 5 FRONT MOUNTING | 30
19490 | 2423620000 | BUILT-IN PLUGS M12 PIN N OF POLES: 8 | 195
19491 | 2423630000 | BUILT-IN PLUGS M12 M 12 N OF POLES: 5 FRONT MOUNTING | 30
19492 | 2423660000 | BUILT-IN PLUGS M12 M 12 N OF POLES: 4 REAR PANEL MOUNTING | 30
19493 | 2423670000 | BUILT-IN PLUGS M8 N OF POLES: 5 FRONT MOUNTING | 104
19494 | 2423690000 | BUILT-IN PLUGS M12 M 12 N OF POLES: 4 REAR PANEL MOUNTING | 30
19495 | 2423700000 | BUILT-IN PLUGS M8 M 12 N OF POLES: 5 REAR PANEL MOUNTING | 30
19496 | 2423720000 | BUILT-IN PLUGS M12 M 12 N OF POLES: 5 REAR PANEL MOUNTING | 30
19497 | 2423730000 | BUILT-IN PLUGS M8 M 12 N OF POLES: 8 REAR PANEL MOUNTING | 30
19498 | 2423750000 | BUILT-IN PLUGS M12 M 12 N OF POLES: 5 REAR PANEL MOUNTING | 30
19499 | 2423760000 | BUILT-IN PLUGS M8 SOCKET CONNECTOR M 12 N OF POLES: 3 | 140
19500 | 2423780000 | BUILT-IN PLUGS M12 M 12 N OF POLES: 4 FRONT MOUNTING | 30
19501 | 2423790000 | BUILT-IN PLUGS M8 PIN M 8 N OF POLES: 3 | 195
19502 | 2423810000 | BUILT-IN PLUGS M12 M 12 N OF POLES: 4 FRONT MOUNTING | 30
19503 | 2423820000 | BUILT-IN PLUGS M8 SOCKET CONNECTOR M 12 N OF POLES: 3 | 140
19504 | 2423840000 | BUILT-IN PLUGS M12 M 12 N OF POLES: 5 FRONT MOUNTING | 30
19505 | 2423850000 | BUILT-IN PLUGS M8 PIN M 8 N OF POLES: 3 | 195
19506 | 2423860000 | BUILT-IN PLUGS M12 N OF POLES: 4 | 75
19507 | 2423870000 | BUILT-IN PLUGS M12 M 12 N OF POLES: 5 FRONT MOUNTING | 30
19508 | 2423880000 | BUILT-IN PLUGS M8 SOCKET CONNECTOR M 12 N OF POLES: 4 | 140
19509 | 2423890000 | BUILT-IN PLUGS M12 N OF POLES: 4 | 75
19510 | 2423910000 | BUILT-IN PLUGS M8 PIN M 8 N OF POLES: 4 | 195
19511 | 2423920000 | BUILT-IN PLUG HOUSING M12 SOCKET MOUNTING HEIGHT: 9 MM | 429
19512 | 2423940000 | BUILT-IN PLUGS M8 SOCKET CONNECTOR M 12 N OF POLES: 4 | 140
19513 | 2423950000 | BUILT-IN PLUG HOUSING M12 SOCKET MOUNTING HEIGHT: 13 MM | 429
19514 | 2423960000 | BUILT-IN PLUGS M12 M 12 N OF POLES: 4 FRONT MOUNTING | 30
19515 | 2423970000 | BUILT-IN PLUGS M8 PIN M 8 N OF POLES: 4 | 195
19516 | 2423980000 | BUILT-IN PLUG HOUSING M12 PIN MOUNTING HEIGHT: 9 MM | 554
19517 | 2424000000 | BUILT-IN PLUGS M8 SOCKET CONNECTOR M 12 N OF POLES: 5 | 140
19518 | 2424010000 | LOCKNUT | 872
19519 | 2424030000 | BUILT-IN PLUGS M8 PIN M 8 N OF POLES: 5 | 195
19520 | 2424040000 | BUILT-IN PLUGS M12 M 12 N OF POLES: 4 REAR PANEL MOUNTING | 30
19521 | 2424060000 | BUILT-IN PLUGS M8 SOCKET CONNECTOR M 12 N OF POLES: 5 | 140
19522 | 2424070000 | BUILT-IN PLUGS M12 M 12 N OF POLES: 5 REAR PANEL MOUNTING | 30
19523 | 2424080000 | BUILT-IN PLUGS M12 M 12 N OF POLES: 4 FRONT MOUNTING | 30
19524 | 2424090000 | BUILT-IN PLUGS M8 PIN M 8 N OF POLES: 5 | 195
19525 | 2424100000 | BUILT-IN PLUGS M12 M 16 N OF POLES: 4 REAR PANEL MOUNTING | 30
19526 | 2424120000 | BUILT-IN PLUGS M12 M 16 N OF POLES: 4 REAR PANEL MOUNTING | 30
19527 | 2424250000 | BUILT-IN PLUGS M8 M 12 N OF POLES: 3 REAR PANEL MOUNTING | 30
19528 | 2424270000 | BUILT-IN PLUGS M12 M 12 N OF POLES: 5 FRONT MOUNTING | 30
19529 | 2424280000 | BUILT-IN PLUGS M8 M 12 N OF POLES: 3 REAR PANEL MOUNTING | 30
19530 | 2424290000 | BUILT-IN PLUGS M12 M 12 N OF POLES: 4 REAR PANEL MOUNTING | 30
19531 | 2424300000 | BUILT-IN PLUGS M8 N OF POLES: 3 REAR PANEL MOUNTING | 30
19532 | 2424310000 | BUILT-IN PLUGS M12 N OF POLES: 4 FRONT MOUNTING | 104
19533 | 2424320000 | BUILT-IN PLUGS M12 M 12 N OF POLES: 4 FRONT MOUNTING | 30
19534 | 2424330000 | BUILT-IN PLUGS M8 N OF POLES: 3 REAR PANEL MOUNTING | 30
19535 | 2424340000 | BUILT-IN PLUGS M12 M 12 N OF POLES: 4 FRONT MOUNTING | 30
19536 | 2424350000 | BUILT-IN PLUGS M12 M 12 N OF POLES: 4 REAR PANEL MOUNTING | 30
19537 | 2424360000 | BUILT-IN PLUGS M8 M 12 N OF POLES: 4 REAR PANEL MOUNTING | 30
19538 | 2424370000 | BUILT-IN PLUGS M12 M 12 N OF POLES: 5 FRONT MOUNTING | 30
19539 | 2424380000 | BUILT-IN PLUGS M12 M 12 N OF POLES: 4 FRONT MOUNTING | 30
19540 | 2424390000 | BUILT-IN PLUGS M8 M 12 N OF POLES: 4 REAR PANEL MOUNTING | 30
19541 | 2424410000 | BUILT-IN PLUGS M12 M 12 N OF POLES: 4 REAR PANEL MOUNTING | 30
19542 | 2424420000 | BUILT-IN PLUGS M8 N OF POLES: 4 REAR PANEL MOUNTING | 30
19543 | 2424430000 | BUILT-IN PLUGS M8 SOCKET MOUNTING HEIGHT: 9 MM | 429
19544 | 2424440000 | BUILT-IN PLUGS M12 PG 9 N OF POLES: 4 REAR PANEL MOUNTING | 30
19545 | 2424450000 | BUILT-IN PLUGS M8 N OF POLES: 4 REAR PANEL MOUNTING | 30
19546 | 2424460000 | BUILT-IN PLUGS M8 SOCKET MOUNTING HEIGHT: 13 MM | 429
19547 | 2424470000 | BUILT-IN PLUGS M12 PG 9 N OF POLES: 4 REAR PANEL MOUNTING | 30
19548 | 2424480000 | BUILT-IN PLUGS M8 SOCKET MOUNTING HEIGHT: 6 MM | 429
19549 | 2424490000 | BUILT-IN PLUGS M12 PG 9 N OF POLES: 4 REAR PANEL MOUNTING | 30
19550 | 2424500000 | BUILT-IN PLUGS M8 SOCKET MOUNTING HEIGHT: 10 MM | 429
19551 | 2424510000 | BUILT-IN PLUGS M12 PG 9 N OF POLES: 4 REAR PANEL MOUNTING | 30
19552 | 2424520000 | BUILT-IN PLUGS M8 PIN MOUNTING HEIGHT: 9 MM | 554
19553 | 2424530000 | BUILT-IN PLUGS M8 PIN MOUNTING HEIGHT: 13 MM | 554
19554 | 2424540000 | BUILT-IN PLUGS M8 PIN MOUNTING HEIGHT: 6 MM | 554
19555 | 2424560000 | BUILT-IN PLUGS | 814
19556 | 2424570000 | BUILT-IN PLUGS | 814
19557 | 2426830000 | PROTECTED COMPONENT ASSEMBLIES PROTECTIVE CAP | 156
19558 | 2428510000 | FEED-THROUGH TERMINAL PUSH IN 2.5 MM² 800 V 22 A DARK | 15
19559 | 2428520000 | FEED-THROUGH TERMINAL PUSH IN 2.5 MM² 800 V 22 A | 15
19560 | 2428540000 | FEED-THROUGH TERMINAL PUSH IN 2.5 MM² 800 V 24 A DARK | 15
19561 | 2428560000 | A-SERIES END PLATE | 52
19562 | 2428850000 | FEED-THROUGH TERMINAL PUSH IN 2.5 MM² 800 V 24 A | 15
19563 | 2428910000 | SUPPLY TERMINAL PUSH IN 10 MM² 250 V 57 A DARK | 148
19564 | 2428920000 | SUPPLY TERMINAL PUSH IN 10 MM² DARK | 650
19565 | 2428930000 | MODULAR DISTRIBUTION TERMINALS PUSH IN 4 MM² 250 V 32 A DARK | 87
19566 | 2428940000 | SUPPLY TERMINAL PUSH IN 10 MM² 250 V 57 A DARK | 148
19567 | 2428960000 | MODULAR DISTRIBUTION TERMINALS PUSH IN 4 MM² 250 V 32 A DARK | 87
19568 | 2428980000 | MODULAR DISTRIBUTION TERMINALS PUSH IN 4 MM² 250 V 20 A DARK | 87
19569 | 2428990000 | SUPPLY TERMINAL PUSH IN 10 MM² 250 V 57 A DARK | 148
19570 | 2429000000 | SUPPLY TERMINAL PUSH IN 10 MM² 250 V 57 A DARK | 148
19571 | 2429020000 | A-SERIES END PLATE | 52
19572 | 2429040000 | A-SERIES END PLATE | 52
19573 | 2429850000 | TEST-DISCONNECT TERMINAL PUSH IN 4 MM² 500 V 20 A DARK | 93
19574 | 2429880000 | TEST-DISCONNECT TERMINAL PUSH IN 4 MM² 500 V 20 A | 93
19575 | 2429890000 | TEST-DISCONNECT TERMINAL PUSH IN 4 MM² 500 V 20 A ORANGE | 93
19576 | 2433820000 | A-SERIES END PLATE | 52
19577 | 2437470000 | CONDUCTOR AND CABLE MARKERS 0.8 - 2.4 MM 25.4 X 4.2 MM | 21
19578 | 2437480000 | CONDUCTOR AND CABLE MARKERS 0.8 - 2.4 MM 25.4 X 4.2 MM | 21
19579 | 2437490000 | CONDUCTOR AND CABLE MARKERS 0.8 - 2.4 MM 50.8 X 4.2 MM | 21
19580 | 2437500000 | CONDUCTOR AND CABLE MARKERS 0.8 - 2.4 MM 50.8 X 4.2 MM | 21
19581 | 2437510000 | CONDUCTOR AND CABLE MARKERS 1 - 3.2 MM 25.4 X 5.6 MM | 21
19582 | 2437520000 | CONDUCTOR AND CABLE MARKERS 1 - 3.2 MM 25.4 X 5.6 MM | 21
19583 | 2437530000 | CONDUCTOR AND CABLE MARKERS 1 - 3.2 MM 50.8 X 5.6 MM | 21
19584 | 2437540000 | CONDUCTOR AND CABLE MARKERS 1 - 3.2 MM 50.8 X 5.6 MM | 21
19585 | 2437550000 | CONDUCTOR AND CABLE MARKERS 1.6 - 4.8 MM 25.4 X 7.6 MM | 21
19586 | 2437560000 | CONDUCTOR AND CABLE MARKERS 1.6 - 4.8 MM 25.4 X 7.6 MM | 21
19587 | 2437570000 | CONDUCTOR AND CABLE MARKERS 1.6 - 4.8 MM 50.8 X 7.6 MM | 21
19588 | 2437580000 | CONDUCTOR AND CABLE MARKERS 1.6 - 4.8 MM 50.8 X 7.6 MM | 21
19589 | 2437590000 | CONDUCTOR AND CABLE MARKERS 12.7 - 38.1 MM 25.4 X 60.5 MM | 21
19590 | 2437600000 | CONDUCTOR AND CABLE MARKERS 12.7 - 38.1 MM 25.4 X 60.5 MM | 21
19591 | 2437610000 | CONDUCTOR AND CABLE MARKERS 12.7 - 38.1 MM 50.8 X 60.5 MM | 21
19592 | 2437620000 | CONDUCTOR AND CABLE MARKERS 12.7 - 38.1 MM 50.8 X 60.5 MM | 21
19593 | 2437630000 | CONDUCTOR AND CABLE MARKERS 2.1 - 6.4 MM 25.4 X 10.7 MM | 21
19594 | 2437640000 | CONDUCTOR AND CABLE MARKERS 2.1 - 6.4 MM 25.4 X 10.7 MM | 21
19595 | 2437650000 | CONDUCTOR AND CABLE MARKERS 2.1 - 6.4 MM 50.8 X 10.7 MM | 21
19596 | 2437660000 | CONDUCTOR AND CABLE MARKERS 2.1 - 6.4 MM 50.8 X 10.7 MM | 21
19597 | 2437670000 | CONDUCTOR AND CABLE MARKERS 3.2 - 9.5 MM 25.4 X 15.1 MM | 21
19598 | 2437680000 | CONDUCTOR AND CABLE MARKERS 3.2 - 9.5 MM 25.4 X 15.1 MM | 21
19599 | 2437690000 | CONDUCTOR AND CABLE MARKERS 3.2 - 9.5 MM 50.8 X 15.1 MM | 21
19600 | 2437700000 | CONDUCTOR AND CABLE MARKERS 3.2 - 9.5 MM 50.8 X 15.1 MM | 21
19601 | 2437710000 | CONDUCTOR AND CABLE MARKERS 4.2 - 12.7 MM 25.4 X 20.9 MM | 21
19602 | 2437720000 | CONDUCTOR AND CABLE MARKERS 4.2 - 12.7 MM 25.4 X 20.9 MM | 21
19603 | 2437730000 | CONDUCTOR AND CABLE MARKERS 4.2 - 12.7 MM 50.8 X 20.9 MM | 21
19604 | 2437740000 | CONDUCTOR AND CABLE MARKERS 4.2 - 12.7 MM 50.8 X 20.9 MM | 21
19605 | 2437750000 | CONDUCTOR AND CABLE MARKERS 6.4 - 19.1 MM 25.4 X 30.9 MM | 21
19606 | 2437760000 | CONDUCTOR AND CABLE MARKERS 6.4 - 19.1 MM 25.4 X 30.9 MM | 21
19607 | 2437770000 | CONDUCTOR AND CABLE MARKERS 6.4 - 19.1 MM 50.8 X 30.9 MM | 21
19608 | 2437780000 | CONDUCTOR AND CABLE MARKERS 6.4 - 19.1 MM 50.8 X 30.9 MM | 21
19609 | 2437790000 | CONDUCTOR AND CABLE MARKERS 8.5 - 25.4 MM 25.4 X 40.5 MM | 21
19610 | 2437800000 | CONDUCTOR AND CABLE MARKERS 8.5 - 25.4 MM 25.4 X 40.5 MM | 21
19611 | 2437810000 | CONDUCTOR AND CABLE MARKERS 8.5 - 25.4 MM 50.8 X 40.5 MM | 21
19612 | 2437820000 | CONDUCTOR AND CABLE MARKERS 8.5 - 25.4 MM 50.8 X 40.5 MM | 21
19613 | 2437830000 | CONDUCTOR AND CABLE MARKERS 1.2 - 2.4 MM 25.4 X 4.2 MM | 21
19614 | 2437840000 | CONDUCTOR AND CABLE MARKERS 1.2 - 2.4 MM 25.4 X 4.2 MM | 21
19615 | 2437850000 | CONDUCTOR AND CABLE MARKERS 1.2 - 2.4 MM 50.8 X 4.2 MM | 21
19616 | 2437860000 | CONDUCTOR AND CABLE MARKERS 1.2 - 2.4 MM 50.8 X 4.2 MM | 21
19617 | 2437870000 | CONDUCTOR AND CABLE MARKERS 1.6 - 3.2 MM 25.4 X 5.6 MM | 21
19618 | 2437880000 | CONDUCTOR AND CABLE MARKERS 1.6 - 3.2 MM 25.4 X 5.6 MM | 21
19619 | 2437890000 | CONDUCTOR AND CABLE MARKERS 1.6 - 3.2 MM 50.8 X 5.6 MM | 21
19620 | 2437900000 | CONDUCTOR AND CABLE MARKERS 1.6 - 3.2 MM 50.8 X 5.6 MM | 21
19621 | 2437910000 | CONDUCTOR AND CABLE MARKERS 12.7 - 25.4 MM 25.4 X 40.5 MM | 21
19622 | 2437920000 | CONDUCTOR AND CABLE MARKERS 12.7 - 25.4 MM 25.4 X 40.5 MM | 21
19623 | 2437930000 | CONDUCTOR AND CABLE MARKERS 12.7 - 25.4 MM 50.8 X 40.5 MM | 21
19624 | 2437940000 | CONDUCTOR AND CABLE MARKERS 12.7 - 25.4 MM 50.8 X 40.5 MM | 21
19625 | 2437950000 | CONDUCTOR AND CABLE MARKERS 19.5 - 38.1 MM 25.4 X 60.5 MM | 21
19626 | 2437970000 | CONDUCTOR AND CABLE MARKERS 19.5 - 38.1 MM 50.8 X 60.5 MM | 21
19627 | 2437980000 | CONDUCTOR AND CABLE MARKERS 19.5 - 38.1 MM 50.8 X 60.5 MM | 21
19628 | 2437990000 | CONDUCTOR AND CABLE MARKERS 2.4 - 4.8 MM 25.4 X 7.6 MM | 21
19629 | 2438000000 | CONDUCTOR AND CABLE MARKERS 2.4 - 4.8 MM 25.4 X 7.6 MM | 21
19630 | 2438010000 | CONDUCTOR AND CABLE MARKERS 2.4 - 4.8 MM 50.8 X 7.6 MM | 21
19631 | 2438020000 | CONDUCTOR AND CABLE MARKERS 2.4 - 4.8 MM 50.8 X 7.6 MM | 21
19632 | 2438030000 | CONDUCTOR AND CABLE MARKERS 3.2 - 6.4 MM 25.4 X 10.7 MM | 21
19633 | 2438040000 | CONDUCTOR AND CABLE MARKERS 3.2 - 6.4 MM 25.4 X 10.7 MM | 21
19634 | 2438050000 | CONDUCTOR AND CABLE MARKERS 3.2 - 6.4 MM 25.4 X 10.7 MM | 21
19635 | 2438060000 | CONDUCTOR AND CABLE MARKERS 3.2 - 6.4 MM 50.8 X 10.7 MM | 21
19636 | 2438070000 | CONDUCTOR AND CABLE MARKERS 3.2 - 6.4 MM 50.8 X 10.7 MM | 21
19637 | 2438080000 | CONDUCTOR AND CABLE MARKERS 4.8 - 9.5 MM 25.4 X 15.1 MM | 21
19638 | 2438090000 | CONDUCTOR AND CABLE MARKERS 4.8 - 9.5 MM 25.4 X 15.1 MM | 21
19639 | 2438100000 | CONDUCTOR AND CABLE MARKERS 4.8 - 9.5 MM 25.4 X 15.1 MM | 21
19640 | 2438110000 | CONDUCTOR AND CABLE MARKERS 4.8 - 9.5 MM 50.8 X 15.1 MM | 21
19641 | 2438120000 | CONDUCTOR AND CABLE MARKERS 4.8 - 9.5 MM 50.8 X 15.1 MM | 21
19642 | 2438140000 | CONDUCTOR AND CABLE MARKERS 6.4 - 12.7 MM 25.4 X 20.9 MM | 21
19643 | 2438150000 | CONDUCTOR AND CABLE MARKERS 6.4 - 12.7 MM 25.4 X 20.9 MM | 21
19644 | 2438160000 | CONDUCTOR AND CABLE MARKERS 6.4 - 12.7 MM 50.8 X 20.9 MM | 21
19645 | 2438170000 | CONDUCTOR AND CABLE MARKERS 6.4 - 12.7 MM 50.8 X 20.9 MM | 21
19646 | 2438180000 | CONDUCTOR AND CABLE MARKERS 9.5 - 19.1 MM 25.4 X 30.9 MM | 21
19647 | 2438190000 | CONDUCTOR AND CABLE MARKERS 9.5 - 19.1 MM 25.4 X 30.9 MM | 21
19648 | 2438200000 | CONDUCTOR AND CABLE MARKERS 9.5 - 19.1 MM 25.4 X 30.9 MM | 21
19649 | 2438210000 | CONDUCTOR AND CABLE MARKERS 9.5 - 19.1 MM 50.8 X 30.9 MM | 21
19650 | 2438220000 | CONDUCTOR AND CABLE MARKERS 9.5 - 19.1 MM 50.8 X 30.9 MM | 21
19651 | 2445070000 | GROUP MARKERS COVER 36.2 X 11.9 MM | 633
19652 | 2445080000 | GROUP MARKERS COVER 36.2 X 11.9 MM | 633
19653 | 2445090000 | GROUP MARKERS COVER 36.2 X 11.9 MM | 633
19654 | 1000550000 | PCB PLUG-IN CONNECTOR FEMALE PLUG 3.50 MM N OF POLES: 30 180° PUSH IN WITH ACTUATOR TENSION-CLAMP CONNECTION CLAMPING RANGE MAX. : 1.5 MM² BOX | 1
19655 | 1000570000 | PCB PLUG-IN CONNECTOR FEMALE PLUG 3.50 MM N OF POLES: 30 180° PUSH IN WITH ACTUATOR TENSION-CLAMP CONNECTION CLAMPING RANGE MAX. : 1.5 MM² BOX | 1
19656 | 1000590000 | PCB PLUG-IN CONNECTOR FEMALE PLUG 3.50 MM N OF POLES: 30 180° PUSH IN WITH ACTUATOR TENSION-CLAMP CONNECTION CLAMPING RANGE MAX. : 1.5 MM² BOX | 1
19657 | 1000600000 | PCB PLUG-IN CONNECTOR MALE HEADER CLIP-ON FLANGE THT/THR SOLDER CONNECTION 3.50 MM N OF POLES: 4 90° SOLDER PIN LENGTH (L): 1.5 MM TINNED BOX | 0
19658 | 1000610000 | PCB PLUG-IN CONNECTOR MALE HEADER CLIP-ON FLANGE THT/THR SOLDER CONNECTION 3.50 MM N OF POLES: 5 90° SOLDER PIN LENGTH (L): 1.5 MM TINNED BOX | 0
19659 | 1000620000 | PCB PLUG-IN CONNECTOR MALE HEADER CLIP-ON FLANGE THT/THR SOLDER CONNECTION 3.50 MM N OF POLES: 6 90° SOLDER PIN LENGTH (L): 1.5 MM TINNED BOX | 0
19660 | 1000630000 | PCB PLUG-IN CONNECTOR MALE HEADER CLIP-ON FLANGE THT/THR SOLDER CONNECTION 3.50 MM N OF POLES: 7 90° SOLDER PIN LENGTH (L): 1.5 MM TINNED BOX | 0
19661 | 1000640000 | PCB PLUG-IN CONNECTOR MALE HEADER CLIP-ON FLANGE THT/THR SOLDER CONNECTION 3.50 MM N OF POLES: 8 90° SOLDER PIN LENGTH (L): 1.5 MM TINNED BOX | 0
19662 | 1000650000 | PCB PLUG-IN CONNECTOR MALE HEADER CLIP-ON FLANGE THT/THR SOLDER CONNECTION 3.50 MM N OF POLES: 9 90° SOLDER PIN LENGTH (L): 1.5 MM TINNED BOX | 0
19663 | 1000660000 | PCB PLUG-IN CONNECTOR MALE HEADER CLIP-ON FLANGE THT/THR SOLDER CONNECTION 3.50 MM N OF POLES: 11 90° SOLDER PIN LENGTH (L): 1.5 MM TINNED BOX | 0
19664 | 1000670000 | PCB PLUG-IN CONNECTOR MALE HEADER CLIP-ON FLANGE THT/THR SOLDER CONNECTION 3.50 MM N OF POLES: 12 90° SOLDER PIN LENGTH (L): 1.5 MM TINNED BOX | 0
19665 | 1000680000 | PCB PLUG-IN CONNECTOR MALE HEADER CLIP-ON FLANGE THT/THR SOLDER CONNECTION 3.50 MM N OF POLES: 13 90° SOLDER PIN LENGTH (L): 1.5 MM TINNED BOX | 0
19666 | 1000690000 | PCB PLUG-IN CONNECTOR MALE HEADER CLIP-ON FLANGE THT/THR SOLDER CONNECTION 3.50 MM N OF POLES: 14 90° SOLDER PIN LENGTH (L): 1.5 MM TINNED BOX | 0
19667 | 1000700000 | PCB PLUG-IN CONNECTOR MALE HEADER CLIP-ON FLANGE THT/THR SOLDER CONNECTION 3.50 MM N OF POLES: 15 90° SOLDER PIN LENGTH (L): 1.5 MM TINNED BOX | 0
19668 | 1000860000 | PCB PLUG-IN CONNECTOR FEMALE PLUG 5.08 MM N OF POLES: 2 180° PUSH IN WITH ACTUATOR TENSION-CLAMP CONNECTION CLAMPING RANGE MAX. : 3.31 MM² BOX | 1
19669 | 1001190000 | PCB PLUG-IN CONNECTOR FEMALE PLUG 5.08 MM N OF POLES: 6 180° PUSH IN WITH ACTUATOR TENSION-CLAMP CONNECTION CLAMPING RANGE MAX. : 3.31 MM² BOX | 1
19670 | 1065290000 | PCB PLUG-IN CONNECTOR MALE HEADER CLOSED SIDE THT/THR SOLDER CONNECTION 3.50 MM N OF POLES: 8 SOLDER PIN LENGTH (L): 3.2 MM TINNED BOX | 0
19671 | 1065320000 | PCB PLUG-IN CONNECTOR MALE HEADER CLOSED SIDE THT/THR SOLDER CONNECTION 3.50 MM N OF POLES: 16 SOLDER PIN LENGTH (L): 3.2 MM TINNED BOX | 0
19672 | 1065330000 | PCB PLUG-IN CONNECTOR MALE HEADER CLOSED SIDE THT/THR SOLDER CONNECTION 3.50 MM N OF POLES: 20 SOLDER PIN LENGTH (L): 3.2 MM TINNED BOX | 0
19673 | 1065340000 | PCB PLUG-IN CONNECTOR MALE HEADER CLOSED SIDE THT/THR SOLDER CONNECTION 3.50 MM N OF POLES: 24 SOLDER PIN LENGTH (L): 3.2 MM TINNED BOX | 0
19674 | 1065350000 | PCB PLUG-IN CONNECTOR MALE HEADER CLOSED SIDE THT/THR SOLDER CONNECTION 3.50 MM N OF POLES: 28 SOLDER PIN LENGTH (L): 3.2 MM TINNED BOX | 0
19675 | 1065360000 | PCB PLUG-IN CONNECTOR MALE HEADER CLOSED SIDE THT/THR SOLDER CONNECTION 3.50 MM N OF POLES: 32 SOLDER PIN LENGTH (L): 3.2 MM TINNED BOX | 0
19676 | 1065370000 | PCB PLUG-IN CONNECTOR MALE HEADER CLOSED SIDE THT/THR SOLDER CONNECTION 3.50 MM N OF POLES: 36 SOLDER PIN LENGTH (L): 3.2 MM TINNED BOX | 0
19677 | 1106190000 | PCB PLUG-IN CONNECTOR MALE HEADER SOLDER FLANGE THT/THR SOLDER CONNECTION 3.50 MM N OF POLES: 36 180° SOLDER PIN LENGTH (L): 3.5 MM TINNED TAPE | 0
19678 | 1108150000 | PCB PLUG-IN CONNECTOR MALE HEADER CLOSED SIDE MIDDLE FLANGE THT SOLDER CONNECTION 7.62 MM N OF POLES: 4 270° SOLDER PIN LENGTH (L): 3.5 MM TINNED ORANGE BOX | 0
19679 | 1108550000 | PCB PLUG-IN CONNECTOR MALE HEADER OPEN SIDE THT SOLDER CONNECTION 3.50 MM N OF POLES: 5 90° SOLDER PIN LENGTH (L): 3.2 MM TINNED PALE GREEN BOX | 0
19680 | 1108610000 | PCB PLUG-IN CONNECTOR FEMALE PLUG 3.50 MM N OF POLES: 4 180° TENSION-CLAMP CONNECTION CLAMPING RANGE MAX. : 1 MM² BOX | 1
19681 | 1111730000 | DOUBLE-TIER TERMINAL SCREW CONNECTION 4 MM² 800 V 32 A | 10
19682 | 1116020000 | PCB PLUG-IN CONNECTOR MALE HEADER OPEN SIDE THT/THR SOLDER CONNECTION 3.50 MM N OF POLES: 4 90° SOLDER PIN LENGTH (L): 3.2 MM TINNED TAPE | 0
19683 | 1117650000 | PRINTED CIRCUIT BOARD TERMINALS 5.08 MM N OF POLES: 3 90° SOLDER PIN LENGTH (L): 3.2 MM TINNED PEBBLE GREY CLAMPING YOKE CONNECTION CLAMPING RANGE MAX. : 6 MM² BOX | 1
19684 | 1119830000 | W-SERIES FUSE TERMINAL RATED CROSS-SECTION: 6 MM² SCREW CONNECTION | 7
19685 | 1119840000 | W-SERIES FUSE TERMINAL RATED CROSS-SECTION: 6 MM² SCREW CONNECTION | 7
19686 | 1119850000 | W-SERIES FUSE TERMINAL RATED CROSS-SECTION: 6 MM² SCREW CONNECTION | 7
19687 | 1119870000 | W-SERIES FUSE TERMINAL RATED CROSS-SECTION: 6 MM² SCREW CONNECTION | 7
19688 | 1120020000 | PRINTED CIRCUIT BOARD TERMINALS 3.50 MM N OF POLES: 6 90° SOLDER PIN LENGTH (L): 3.2 MM TINNED PEBBLE GREY CLAMPING YOKE CONNECTION CLAMPING RANGE MAX. : 2.08 MM² BOX | 1
19689 | 1120060000 | PCB PLUG-IN CONNECTOR FEMALE PLUG 5.08 MM N OF POLES: 9 180° TOP CONNECTION CLAMPING RANGE MAX. : 2.5 MM² BOX | 1
19690 | 1120070000 | PCB PLUG-IN CONNECTOR FEMALE PLUG 5.08 MM N OF POLES: 12 180° TOP CONNECTION CLAMPING RANGE MAX. : 2.5 MM² BOX | 1
19691 | 1122050000 | PCB PLUG-IN CONNECTOR FEMALE HEADER CLOSED SIDE THT SOLDER CONNECTION 7.62 MM N OF POLES: 5 180° SOLDER PIN LENGTH (L): 3.2 MM TINNED ORANGE BOX | 0
19692 | 1122550000 | PCB PLUG-IN CONNECTOR MALE HEADER CLOSED SIDE THT SOLDER CONNECTION 7.62 MM N OF POLES: 2 180° SOLDER PIN LENGTH (L): 3.2 MM TINNED BOX | 0
19693 | 1122570000 | PCB PLUG-IN CONNECTOR MALE HEADER CLOSED SIDE THT SOLDER CONNECTION 7.62 MM N OF POLES: 3 180° SOLDER PIN LENGTH (L): 3.2 MM TINNED BOX | 0
19694 | 1122580000 | PCB PLUG-IN CONNECTOR MALE HEADER CLOSED SIDE THT SOLDER CONNECTION 7.62 MM N OF POLES: 4 180° SOLDER PIN LENGTH (L): 3.2 MM TINNED BOX | 0
19695 | 1122590000 | PCB PLUG-IN CONNECTOR MALE HEADER CLOSED SIDE THT SOLDER CONNECTION 7.62 MM N OF POLES: 7 180° SOLDER PIN LENGTH (L): 3.2 MM TINNED BOX | 0
19696 | 1122600000 | PCB PLUG-IN CONNECTOR MALE HEADER CLOSED SIDE THT SOLDER CONNECTION 7.62 MM N OF POLES: 9 180° SOLDER PIN LENGTH (L): 3.2 MM TINNED BOX | 0
19697 | 1122610000 | PCB PLUG-IN CONNECTOR MALE HEADER CLOSED SIDE THT SOLDER CONNECTION 7.62 MM N OF POLES: 10 180° SOLDER PIN LENGTH (L): 3.2 MM TINNED BOX | 0
19698 | 1122640000 | PCB PLUG-IN CONNECTOR MALE HEADER CLOSED SIDE THT SOLDER CONNECTION 7.62 MM N OF POLES: 11 180° SOLDER PIN LENGTH (L): 3.2 MM TINNED BOX | 0
19699 | 1122650000 | PCB PLUG-IN CONNECTOR MALE HEADER CLOSED SIDE THT SOLDER CONNECTION 7.62 MM N OF POLES: 12 180° SOLDER PIN LENGTH (L): 3.2 MM TINNED BOX | 0
19700 | 1122700000 | PCB PLUG-IN CONNECTOR MALE PLUG 7.62 MM N OF POLES: 5 CLAMPING YOKE CONNECTION CLAMPING RANGE MAX. : 2.5 MM² BOX | 1
19701 | 1124250000 | PCB PLUG-IN CONNECTOR MALE HEADER FLANGE THT SOLDER CONNECTION 7.62 MM N OF POLES: 6 90° SOLDER PIN LENGTH (L): 3.2 MM TINNED BOX | 0
19702 | 1124270000 | PCB PLUG-IN CONNECTOR MALE HEADER FLANGE THT SOLDER CONNECTION 7.62 MM N OF POLES: 7 90° SOLDER PIN LENGTH (L): 3.2 MM TINNED BOX | 0
19703 | 1124280000 | PCB PLUG-IN CONNECTOR MALE HEADER FLANGE THT SOLDER CONNECTION 7.62 MM N OF POLES: 8 90° SOLDER PIN LENGTH (L): 3.2 MM TINNED BOX | 0
19704 | 1124290000 | PCB PLUG-IN CONNECTOR MALE HEADER FLANGE THT SOLDER CONNECTION 7.62 MM N OF POLES: 9 90° SOLDER PIN LENGTH (L): 3.2 MM TINNED BOX | 0
19705 | 1124300000 | PCB PLUG-IN CONNECTOR MALE HEADER FLANGE THT SOLDER CONNECTION 7.62 MM N OF POLES: 10 90° SOLDER PIN LENGTH (L): 3.2 MM TINNED BOX | 0
19706 | 1124310000 | PCB PLUG-IN CONNECTOR MALE HEADER FLANGE THT SOLDER CONNECTION 7.62 MM N OF POLES: 11 90° SOLDER PIN LENGTH (L): 3.2 MM TINNED BOX | 0
19707 | 1124320000 | PCB PLUG-IN CONNECTOR MALE HEADER FLANGE THT SOLDER CONNECTION 7.62 MM N OF POLES: 12 90° SOLDER PIN LENGTH (L): 3.2 MM TINNED BOX | 0
19708 | 1124330000 | PCB PLUG-IN CONNECTOR MALE HEADER FLANGE THT SOLDER CONNECTION 7.62 MM N OF POLES: 6 90° SOLDER PIN LENGTH (L): 3.2 MM TINNED ORANGE BOX | 0
19709 | 1124340000 | PCB PLUG-IN CONNECTOR MALE HEADER FLANGE THT SOLDER CONNECTION 7.62 MM N OF POLES: 7 90° SOLDER PIN LENGTH (L): 3.2 MM TINNED ORANGE BOX | 0
19710 | 1124350000 | PCB PLUG-IN CONNECTOR MALE HEADER FLANGE THT SOLDER CONNECTION 7.62 MM N OF POLES: 8 90° SOLDER PIN LENGTH (L): 3.2 MM TINNED ORANGE BOX | 0
19711 | 1124370000 | PCB PLUG-IN CONNECTOR MALE HEADER FLANGE THT SOLDER CONNECTION 7.62 MM N OF POLES: 9 90° SOLDER PIN LENGTH (L): 3.2 MM TINNED ORANGE BOX | 0
19712 | 1124380000 | PCB PLUG-IN CONNECTOR MALE HEADER FLANGE THT SOLDER CONNECTION 7.62 MM N OF POLES: 10 90° SOLDER PIN LENGTH (L): 3.2 MM TINNED ORANGE BOX | 0
19713 | 1124390000 | PCB PLUG-IN CONNECTOR MALE HEADER FLANGE THT SOLDER CONNECTION 7.62 MM N OF POLES: 11 90° SOLDER PIN LENGTH (L): 3.2 MM TINNED ORANGE BOX | 0
19714 | 1124400000 | PCB PLUG-IN CONNECTOR MALE HEADER FLANGE THT SOLDER CONNECTION 7.62 MM N OF POLES: 12 90° SOLDER PIN LENGTH (L): 3.2 MM TINNED ORANGE BOX | 0
19715 | 1147780000 | PCB PLUG-IN CONNECTOR MALE HEADER CLOSED SIDE THT SOLDER CONNECTION 5.08 MM N OF POLES: 17 90° SOLDER PIN LENGTH (L): 3.2 MM TINNED ORANGE BOX | 0
19716 | 1147790000 | PCB PLUG-IN CONNECTOR MALE HEADER FLANGE THT SOLDER CONNECTION 5.08 MM N OF POLES: 22 180° SOLDER PIN LENGTH (L): 3.2 MM TINNED ORANGE BOX | 0
19717 | 1147800000 | PCB PLUG-IN CONNECTOR MALE HEADER DOVETAILS FOR FIXING BLOCKS THT SOLDER CONNECTION 5.08 MM N OF POLES: 17 180° SOLDER PIN LENGTH (L): 3.2 MM TINNED ORANGE BOX | 0
19718 | 1147810000 | PCB PLUG-IN CONNECTOR MALE HEADER CLOSED SIDE THT SOLDER CONNECTION 5.08 MM N OF POLES: 18 90° SOLDER PIN LENGTH (L): 3.2 MM TINNED ORANGE BOX | 0
19719 | 1147820000 | PCB PLUG-IN CONNECTOR MALE HEADER FLANGE THT SOLDER CONNECTION 5.08 MM N OF POLES: 23 180° SOLDER PIN LENGTH (L): 3.2 MM TINNED ORANGE BOX | 0
19720 | 1147830000 | PCB PLUG-IN CONNECTOR MALE HEADER DOVETAILS FOR FIXING BLOCKS THT SOLDER CONNECTION 5.08 MM N OF POLES: 18 180° SOLDER PIN LENGTH (L): 3.2 MM TINNED ORANGE BOX | 0
19721 | 1148000000 | PCB PLUG-IN CONNECTOR MALE HEADER CLOSED SIDE THT SOLDER CONNECTION 5.08 MM N OF POLES: 24 90° SOLDER PIN LENGTH (L): 3.2 MM TINNED ORANGE BOX | 0
19722 | 1148010000 | PCB PLUG-IN CONNECTOR MALE HEADER DOVETAILS FOR FIXING BLOCKS THT SOLDER CONNECTION 5.08 MM N OF POLES: 23 180° SOLDER PIN LENGTH (L): 3.2 MM TINNED ORANGE BOX | 0
19723 | 1148020000 | PCB PLUG-IN CONNECTOR MALE HEADER SOLDER FLANGE THT SOLDER CONNECTION 5.08 MM N OF POLES: 6 180° SOLDER PIN LENGTH (L): 3.2 MM TINNED ORANGE BOX | 0
19724 | 1148030000 | PCB PLUG-IN CONNECTOR MALE HEADER DOVETAILS FOR FIXING BLOCKS THT SOLDER CONNECTION 5.08 MM N OF POLES: 2 90° SOLDER PIN LENGTH (L): 3.2 MM TINNED ORANGE BOX | 0
19725 | 1148040000 | PCB PLUG-IN CONNECTOR MALE HEADER DOVETAILS FOR FIXING BLOCKS THT SOLDER CONNECTION 5.08 MM N OF POLES: 24 180° SOLDER PIN LENGTH (L): 3.2 MM TINNED ORANGE BOX | 0
19726 | 1148050000 | PCB PLUG-IN CONNECTOR MALE HEADER SOLDER FLANGE THT SOLDER CONNECTION 5.08 MM N OF POLES: 7 180° SOLDER PIN LENGTH (L): 3.2 MM TINNED ORANGE BOX | 0
19727 | 1148070000 | PCB PLUG-IN CONNECTOR MALE HEADER DOVETAILS FOR FIXING BLOCKS THT SOLDER CONNECTION 5.08 MM N OF POLES: 3 90° SOLDER PIN LENGTH (L): 3.2 MM TINNED ORANGE BOX | 0
19728 | 1148090000 | PCB PLUG-IN CONNECTOR MALE HEADER SOLDER FLANGE THT SOLDER CONNECTION 5.08 MM N OF POLES: 8 180° SOLDER PIN LENGTH (L): 3.2 MM TINNED ORANGE BOX | 0
19729 | 1148100000 | PCB PLUG-IN CONNECTOR MALE HEADER DOVETAILS FOR FIXING BLOCKS THT SOLDER CONNECTION 5.08 MM N OF POLES: 4 90° SOLDER PIN LENGTH (L): 3.2 MM TINNED ORANGE BOX | 0
19730 | 1148120000 | PCB PLUG-IN CONNECTOR MALE HEADER SOLDER FLANGE THT SOLDER CONNECTION 5.08 MM N OF POLES: 9 180° SOLDER PIN LENGTH (L): 3.2 MM TINNED ORANGE BOX | 0
19731 | 1148130000 | PCB PLUG-IN CONNECTOR MALE HEADER DOVETAILS FOR FIXING BLOCKS THT SOLDER CONNECTION 5.08 MM N OF POLES: 5 90° SOLDER PIN LENGTH (L): 3.2 MM TINNED ORANGE BOX | 0
19732 | 1148150000 | PCB PLUG-IN CONNECTOR MALE HEADER SOLDER FLANGE THT SOLDER CONNECTION 5.08 MM N OF POLES: 10 180° SOLDER PIN LENGTH (L): 3.2 MM TINNED ORANGE BOX | 0
19733 | 1148170000 | PCB PLUG-IN CONNECTOR MALE HEADER DOVETAILS FOR FIXING BLOCKS THT SOLDER CONNECTION 5.08 MM N OF POLES: 6 90° SOLDER PIN LENGTH (L): 3.2 MM TINNED ORANGE BOX | 0
19734 | 1148190000 | PCB PLUG-IN CONNECTOR MALE HEADER SOLDER FLANGE THT SOLDER CONNECTION 5.08 MM N OF POLES: 11 180° SOLDER PIN LENGTH (L): 3.2 MM TINNED ORANGE BOX | 0
19735 | 1148200000 | PCB PLUG-IN CONNECTOR MALE HEADER DOVETAILS FOR FIXING BLOCKS THT SOLDER CONNECTION 5.08 MM N OF POLES: 7 90° SOLDER PIN LENGTH (L): 3.2 MM TINNED ORANGE BOX | 0
19736 | 1148220000 | PCB PLUG-IN CONNECTOR MALE HEADER SOLDER FLANGE THT SOLDER CONNECTION 5.08 MM N OF POLES: 12 180° SOLDER PIN LENGTH (L): 3.2 MM TINNED ORANGE BOX | 0
19737 | 1148240000 | PCB PLUG-IN CONNECTOR MALE HEADER SOLDER FLANGE THT SOLDER CONNECTION 5.08 MM N OF POLES: 13 180° SOLDER PIN LENGTH (L): 3.2 MM TINNED ORANGE BOX | 0
19738 | 1148260000 | PCB PLUG-IN CONNECTOR MALE HEADER SOLDER FLANGE THT SOLDER CONNECTION 5.08 MM N OF POLES: 14 180° SOLDER PIN LENGTH (L): 3.2 MM TINNED ORANGE BOX | 0
19739 | 1148280000 | PCB PLUG-IN CONNECTOR MALE HEADER SOLDER FLANGE THT SOLDER CONNECTION 5.08 MM N OF POLES: 15 180° SOLDER PIN LENGTH (L): 3.2 MM TINNED ORANGE BOX | 0
19740 | 1148300000 | PCB PLUG-IN CONNECTOR MALE HEADER SOLDER FLANGE THT SOLDER CONNECTION 5.08 MM N OF POLES: 16 180° SOLDER PIN LENGTH (L): 3.2 MM TINNED ORANGE BOX | 0
19741 | 1148320000 | PCB PLUG-IN CONNECTOR MALE HEADER SOLDER FLANGE THT SOLDER CONNECTION 5.08 MM N OF POLES: 17 180° SOLDER PIN LENGTH (L): 3.2 MM TINNED ORANGE BOX | 0
19742 | 1148340000 | PCB PLUG-IN CONNECTOR MALE HEADER SOLDER FLANGE THT SOLDER CONNECTION 5.08 MM N OF POLES: 18 180° SOLDER PIN LENGTH (L): 3.2 MM TINNED ORANGE BOX | 0
19743 | 1148360000 | PCB PLUG-IN CONNECTOR MALE HEADER SOLDER FLANGE THT SOLDER CONNECTION 5.08 MM N OF POLES: 19 180° SOLDER PIN LENGTH (L): 3.2 MM TINNED ORANGE BOX | 0
19744 | 1148380000 | PCB PLUG-IN CONNECTOR MALE HEADER SOLDER FLANGE THT SOLDER CONNECTION 5.08 MM N OF POLES: 20 180° SOLDER PIN LENGTH (L): 3.2 MM TINNED ORANGE BOX | 0
19745 | 1148400000 | PCB PLUG-IN CONNECTOR MALE HEADER SOLDER FLANGE THT SOLDER CONNECTION 5.08 MM N OF POLES: 21 180° SOLDER PIN LENGTH (L): 3.2 MM TINNED ORANGE BOX | 0
19746 | 1148420000 | PCB PLUG-IN CONNECTOR MALE HEADER SOLDER FLANGE THT SOLDER CONNECTION 5.08 MM N OF POLES: 22 180° SOLDER PIN LENGTH (L): 3.2 MM TINNED ORANGE BOX | 0
19747 | 1148440000 | PCB PLUG-IN CONNECTOR MALE HEADER SOLDER FLANGE THT SOLDER CONNECTION 5.08 MM N OF POLES: 23 180° SOLDER PIN LENGTH (L): 3.2 MM TINNED ORANGE BOX | 0
19748 | 1148470000 | PCB PLUG-IN CONNECTOR MALE HEADER SOLDER FLANGE THT SOLDER CONNECTION 5.08 MM N OF POLES: 24 180° SOLDER PIN LENGTH (L): 3.2 MM TINNED ORANGE BOX | 0
19749 | 1149980000 | PCB PLUG-IN CONNECTOR MALE HEADER SOLDER FLANGE THT SOLDER CONNECTION 5.08 MM N OF POLES: 20 90° SOLDER PIN LENGTH (L): 3.2 MM TINNED ORANGE BOX | 0
19750 | 1150000000 | PCB PLUG-IN CONNECTOR MALE HEADER SOLDER FLANGE THT SOLDER CONNECTION 5.08 MM N OF POLES: 21 90° SOLDER PIN LENGTH (L): 3.2 MM TINNED ORANGE BOX | 0
19751 | 1150020000 | PCB PLUG-IN CONNECTOR MALE HEADER SOLDER FLANGE THT SOLDER CONNECTION 5.08 MM N OF POLES: 22 90° SOLDER PIN LENGTH (L): 3.2 MM TINNED ORANGE BOX | 0
19752 | 1150040000 | PCB PLUG-IN CONNECTOR MALE HEADER SOLDER FLANGE THT SOLDER CONNECTION 5.08 MM N OF POLES: 23 90° SOLDER PIN LENGTH (L): 3.2 MM TINNED ORANGE BOX | 0
19753 | 1150070000 | PCB PLUG-IN CONNECTOR MALE HEADER SOLDER FLANGE THT SOLDER CONNECTION 5.08 MM N OF POLES: 24 90° SOLDER PIN LENGTH (L): 3.2 MM TINNED ORANGE BOX | 0
19754 | 1154830000 | PCB PLUG-IN CONNECTOR MALE HEADER DOVETAILS FOR FIXING BLOCKS THT SOLDER CONNECTION 5.08 MM N OF POLES: 8 90° SOLDER PIN LENGTH (L): 3.2 MM TINNED ORANGE BOX | 0
19755 | 1154840000 | PCB PLUG-IN CONNECTOR MALE HEADER DOVETAILS FOR FIXING BLOCKS THT SOLDER CONNECTION 5.08 MM N OF POLES: 9 90° SOLDER PIN LENGTH (L): 3.2 MM TINNED ORANGE BOX | 0
19756 | 1154850000 | PCB PLUG-IN CONNECTOR MALE HEADER DOVETAILS FOR FIXING BLOCKS THT SOLDER CONNECTION 5.08 MM N OF POLES: 10 90° SOLDER PIN LENGTH (L): 3.2 MM TINNED ORANGE BOX | 0
19757 | 1154870000 | PCB PLUG-IN CONNECTOR MALE HEADER DOVETAILS FOR FIXING BLOCKS THT SOLDER CONNECTION 5.08 MM N OF POLES: 11 90° SOLDER PIN LENGTH (L): 3.2 MM TINNED ORANGE BOX | 0
19758 | 1154880000 | PCB PLUG-IN CONNECTOR MALE HEADER DOVETAILS FOR FIXING BLOCKS THT SOLDER CONNECTION 5.08 MM N OF POLES: 12 90° SOLDER PIN LENGTH (L): 3.2 MM TINNED ORANGE BOX | 0
19759 | 1154890000 | PCB PLUG-IN CONNECTOR MALE HEADER DOVETAILS FOR FIXING BLOCKS THT SOLDER CONNECTION 5.08 MM N OF POLES: 13 90° SOLDER PIN LENGTH (L): 3.2 MM TINNED ORANGE BOX | 0
19760 | 1154900000 | PCB PLUG-IN CONNECTOR MALE HEADER DOVETAILS FOR FIXING BLOCKS THT SOLDER CONNECTION 5.08 MM N OF POLES: 14 90° SOLDER PIN LENGTH (L): 3.2 MM TINNED ORANGE BOX | 0
19761 | 1154910000 | PCB PLUG-IN CONNECTOR MALE HEADER DOVETAILS FOR FIXING BLOCKS THT SOLDER CONNECTION 5.08 MM N OF POLES: 15 90° SOLDER PIN LENGTH (L): 3.2 MM TINNED ORANGE BOX | 0
19762 | 1154920000 | PCB PLUG-IN CONNECTOR MALE HEADER DOVETAILS FOR FIXING BLOCKS THT SOLDER CONNECTION 5.08 MM N OF POLES: 16 90° SOLDER PIN LENGTH (L): 3.2 MM TINNED ORANGE BOX | 0
19763 | 1154930000 | PCB PLUG-IN CONNECTOR MALE HEADER DOVETAILS FOR FIXING BLOCKS THT SOLDER CONNECTION 5.08 MM N OF POLES: 17 90° SOLDER PIN LENGTH (L): 3.2 MM TINNED ORANGE BOX | 0
19764 | 1154940000 | PCB PLUG-IN CONNECTOR MALE HEADER DOVETAILS FOR FIXING BLOCKS THT SOLDER CONNECTION 5.08 MM N OF POLES: 18 90° SOLDER PIN LENGTH (L): 3.2 MM TINNED ORANGE BOX | 0
19765 | 1154950000 | PCB PLUG-IN CONNECTOR MALE HEADER DOVETAILS FOR FIXING BLOCKS THT SOLDER CONNECTION 5.08 MM N OF POLES: 19 90° SOLDER PIN LENGTH (L): 3.2 MM TINNED ORANGE BOX | 0
19766 | 1154970000 | PCB PLUG-IN CONNECTOR MALE HEADER DOVETAILS FOR FIXING BLOCKS THT SOLDER CONNECTION 5.08 MM N OF POLES: 20 90° SOLDER PIN LENGTH (L): 3.2 MM TINNED ORANGE BOX | 0
19767 | 1154980000 | PCB PLUG-IN CONNECTOR MALE HEADER DOVETAILS FOR FIXING BLOCKS THT SOLDER CONNECTION 5.08 MM N OF POLES: 21 90° SOLDER PIN LENGTH (L): 3.2 MM TINNED ORANGE BOX | 0
19768 | 1154990000 | PCB PLUG-IN CONNECTOR MALE HEADER DOVETAILS FOR FIXING BLOCKS THT SOLDER CONNECTION 5.08 MM N OF POLES: 22 90° SOLDER PIN LENGTH (L): 3.2 MM TINNED ORANGE BOX | 0
19769 | 1155010000 | PCB PLUG-IN CONNECTOR MALE HEADER DOVETAILS FOR FIXING BLOCKS THT SOLDER CONNECTION 5.08 MM N OF POLES: 23 90° SOLDER PIN LENGTH (L): 3.2 MM TINNED ORANGE BOX | 0
19770 | 1155020000 | PCB PLUG-IN CONNECTOR MALE HEADER DOVETAILS FOR FIXING BLOCKS THT SOLDER CONNECTION 5.08 MM N OF POLES: 24 90° SOLDER PIN LENGTH (L): 3.2 MM TINNED ORANGE BOX | 0
19771 | 1303450000 | PHOTOVOLTAICS PLUG-IN CONNECTOR PUSH IN CONNECTION SOCKET CONNECTOR | 253
19772 | 1303460000 | PHOTOVOLTAICS PLUG-IN CONNECTOR PUSH IN CONNECTION SOCKET CONNECTOR | 253
19773 | 1303490000 | PHOTOVOLTAICS PLUG-IN CONNECTOR PUSH IN CONNECTION PIN | 253
19774 | 1303500000 | PHOTOVOLTAICS PLUG-IN CONNECTOR PUSH IN CONNECTION PIN | 253
19775 | 1304240000 | MODULAR HOUSING OMNIMATE HOUSING - SERIES CH20M TRAFFIC WIDTH: 22.5 MM | 26
19776 | 1312680000 | MODULAR HOUSING OMNIMATE HOUSING - SERIES CH20M LIGHT GREY WIDTH: 12.5 MM | 26
19777 | 1312970000 | BUILT-IN PLUGS M12 N OF POLES: 5 | 75
19778 | 1312980000 | BUILT-IN PLUGS M12 N OF POLES: 5 | 75
19779 | 1323540000 | SWITCHMARK DEVICE MARKERS 42 X 42 MM FOR CAM SWITCHES TYPE T0 | 374
19780 | 1327990000 | MODULAR HOUSING OMNIMATE HOUSING - SERIES CH20M TRAFFIC WIDTH: 45 MM | 26
19781 | 1341130000 | METALLICARD ADHESIVE STRIP 30 X 60 MM TRANSPARENT | 430
19782 | 1345520000 | SENSOR/ACTUATOR LINE N OF POLES : 3 SHIELDED: NO SHEATH MATERIAL: PUR HALOGEN: NO | 0
19783 | 1345540000 | SENSOR/ACTUATOR LINE N OF POLES : 3 SHIELDED: NO SHEATH MATERIAL: PUR HALOGEN: NO | 0
19784 | 1346610000 | END BRACKET | 953
19785 | 1357330000 | SENSOR/ACTUATOR LINE N OF POLES : 4 SHIELDED: YES LED: NO SHEATH MATERIAL: PUR HALOGEN: NO | 0
19786 | 1357340000 | SENSOR/ACTUATOR LINE N OF POLES : 5 SHIELDED: YES LED: NO SHEATH MATERIAL: PUR HALOGEN: NO | 0
19787 | 1413740000 | HOOD OMNIMATE HOUSING - SERIES CH20M GRAPHITE GREY WIDTH: 22.5 MM | 26
19788 | 1435750000 | PIN 10 MM² | 1323
19789 | 1435760000 | PIN 16 MM² | 1322
19790 | 1435770000 | PIN 25 MM² | 853
19791 | 1435780000 | PIN 35 MM² | 854
19792 | 1435790000 | FEMALE 10 MM² | 1344
19793 | 1435810000 | FEMALE 16 MM² | 1343
19794 | 1435820000 | FEMALE 25 MM² | 859
19795 | 1435830000 | FEMALE 35 MM² | 860
19796 | 1467610000 | BUILT-IN PLUGS M8 THREAD PIN STRAIGHT M 8 N OF POLES: 8 | 331
19797 | 1467650000 | BUILT-IN PLUGS M8 THREAD FEMALE SOCKET STRAIGHT M 12 N OF POLES: 8 | 122
19798 | 1467710000 | BUILT-IN PLUGS M12 PG 9 N OF POLES: 4 | 75
19799 | 1467720000 | BUILT-IN PLUGS M12 PG 9 N OF POLES: 5 | 75
19800 | 1467730000 | BUILT-IN PLUGS M12 PG 9 N OF POLES: 8 | 75
19801 | 1467750000 | BUILT-IN PLUGS M12 PG 9 N OF POLES: 4 | 75
19802 | 1467760000 | BUILT-IN PLUGS M12 PG 9 N OF POLES: 5 | 75
19803 | 1467770000 | BUILT-IN PLUGS M12 PG 9 N OF POLES: 4 | 75
19804 | 1467780000 | BUILT-IN PLUGS M12 PG 9 N OF POLES: 5 | 75
19805 | 1467790000 | BUILT-IN PLUGS M12 PG 9 N OF POLES: 8 | 75
19806 | 1467810000 | BUILT-IN PLUGS M12 PG 9 N OF POLES: 12 | 75
19807 | 1467820000 | BUILT-IN PLUGS M12 PG 9 N OF POLES: 4 | 75
19808 | 1467830000 | BUILT-IN PLUGS M12 PG 9 N OF POLES: 5 | 75
19809 | 1468860000 | CONTACT PIN | 395
19810 | 1474060000 | METALLICARD DEVICE MARKERS 54 X 85 MM | 65
19811 | 1474070000 | METALLICARD DEVICE MARKERS 54 X 85 MM | 65
19812 | 1474080000 | METALLICARD DEVICE MARKERS 54 X 85 MM | 65
19813 | 1474090000 | METALLICARD DEVICE MARKERS 54 X 85 MM | 65
19814 | 1474110000 | METALLICARD DEVICE MARKERS 26.8 X 18 MM | 65
19815 | 1474120000 | METALLICARD DEVICE MARKERS 26.8 X 18 MM | 65
19816 | 1474170000 | METALLICARD DEVICE MARKERS 27 X 85 MM | 65
19817 | 1474180000 | METALLICARD DEVICE MARKERS 27 X 85 MM | 65
19818 | 1474190000 | METALLICARD DEVICE MARKERS 30 X 60 MM | 65
19819 | 1474210000 | METALLICARD DEVICE MARKERS 30 X 60 MM | 65
19820 | 1474220000 | METALLICARD DEVICE MARKERS 30 X 60 MM | 65
19821 | 1474230000 | METALLICARD DEVICE MARKERS 30 X 60 MM | 65
19822 | 1474250000 | METALLICARD DEVICE MARKERS 15 X 60 MM | 65
19823 | 1474260000 | METALLICARD DEVICE MARKERS 15 X 60 MM | 65
19824 | 1474270000 | METALLICARD DEVICE MARKERS 15 X 60 MM | 65
19825 | 1474280000 | METALLICARD DEVICE MARKERS 15 X 45 MM | 65
19826 | 1474290000 | METALLICARD DEVICE MARKERS 15 X 45 MM | 65
19827 | 1474310000 | METALLICARD DEVICE MARKERS 15 X 45 MM | 65
19828 | 1474320000 | METALLICARD DEVICE MARKERS 15 X 45 MM | 65
19829 | 1474340000 | METALLICARD DEVICE MARKERS 58 X 34.8 MM | 65
19830 | 1474360000 | METALLICARD DEVICE MARKERS 58 X 34.8 MM | 65
19831 | 1474380000 | METALLICARD DEVICE MARKERS 70 X 48 MM | 65
19832 | 1474430000 | METALLICARD CONDUCTOR AND CABLE MARKERS 7 - 40 MM 60 X 11 MM | 1013
19833 | 1474440000 | METALLICARD CONDUCTOR AND CABLE MARKERS 7 - 40 MM 60 X 11 MM | 1013
19834 | 1476070000 | WIRE-END FERRULE SDARD 12 MM 10 MM | 16
19835 | 1476090000 | WIRE-END FERRULE SDARD 12 MM 10 MM | 16
19836 | 1476100000 | WIRE-END FERRULE SDARD 12 MM 10 MM | 16
19837 | 1476110000 | WIRE-END FERRULE SDARD 12 MM 10 MM LIGHT | 205
19838 | 1480290000 | TRANSPORT LOCK | 991
19839 | 1491440000 | CABLE LUG TERMINAL ENDINSULATED CABLE CONNECTOR16 MM²16 MM² | 19
19840 | 1491490000 | CABLE LUG TERMINAL ENDINSULATED CABLE CONNECTOR0.14 MM² - 0.5 MM² | 19
19841 | 1491510000 | CABLE LUG TERMINAL ENDINSULATED CABLE CONNECTOR0.5 MM² - 1 MM² | 19
19842 | 1491520000 | CABLE LUG TERMINAL ENDINSULATED CABLE CONNECTOR1.5 MM² - 2.5 MM² | 19
19843 | 1491530000 | CABLE LUG TERMINAL ENDINSULATED CABLE CONNECTOR4 MM² - 6 MM² | 19
19844 | 1491550000 | CABLE LUG TERMINAL ENDINSULATED CABLE CONNECTOR1 MM²0.5 MM² - 1 MM² | 19
19845 | 1491560000 | CABLE LUG TERMINAL ENDINSULATED CABLE CONNECTOR2.5 MM²1.5 MM² - 2.5 MM² | 19
19846 | 1491570000 | CABLE LUG TERMINAL ENDINSULATED CABLE CONNECTOR6 MM²4 MM² - 6 MM² | 19
19847 | 1491590000 | CABLE LUG TERMINAL ENDINSULATED CABLE CONNECTOR4 MM² - 6 MM² | 19
19848 | 1491740000 | CABLE LUG TERMINAL ENDINSULATED CABLE CONNECTOR2.5 MM²1.5 MM² - 2.5 MM² | 19
19849 | 1491850000 | CABLE LUG TERMINAL ENDINSULATED CABLE CONNECTOR2.5 MM²1.5 MM² - 2.5 MM² | 19
19850 | 1491860000 | CABLE LUG TERMINAL ENDINSULATED CABLE CONNECTOR1 MM²0.5 MM² - 1 MM² | 19
19851 | 1491910000 | CABLE LUG TERMINAL ENDINSULATED CABLE CONNECTOR1 MM²0.5 MM² - 1 MM² | 19
19852 | 1491930000 | CABLE LUG TERMINAL ENDINSULATED CABLE CONNECTOR2.5 MM²1.5 MM² - 2.5 MM² | 19
19853 | 1491940000 | CABLE LUG TERMINAL ENDINSULATED CABLE CONNECTOR2.5 MM²1.5 MM² - 2.5 MM² | 19
19854 | 1491960000 | CABLE LUG TERMINAL ENDINSULATED CABLE CONNECTOR0.5 MM² - 1 MM² | 19
19855 | 1491970000 | CABLE LUG TERMINAL ENDINSULATED CABLE CONNECTOR1.5 MM² - 2.5 MM² | 19
19856 | 1492210000 | CABLE LUG TERMINAL ENDINSULATED CABLE CONNECTOR1 MM²0.5 MM² - 1 MM² | 19
19857 | 1492230000 | CABLE LUG TERMINAL ENDINSULATED CABLE CONNECTOR1 MM²0.5 MM² - 1 MM² | 19
19858 | 1492240000 | CABLE LUG TERMINAL ENDINSULATED CABLE CONNECTOR1 MM²0.5 MM² - 1 MM² | 19
19859 | 1492320000 | CABLE LUG TERMINAL ENDINSULATED CABLE CONNECTOR2.5 MM²1.5 MM² - 2.5 MM² | 19
19860 | 1492330000 | CABLE LUG TERMINAL ENDINSULATED CABLE CONNECTOR2.5 MM²1.5 MM² - 2.5 MM² | 19
19861 | 1492390000 | CABLE LUG TERMINAL ENDINSULATED CABLE CONNECTOR6 MM²4 MM² - 6 MM² | 19
19862 | 1492400000 | CABLE LUG TERMINAL ENDINSULATED CABLE CONNECTOR6 MM²4 MM² - 6 MM² | 19
19863 | 1492820000 | CABLE LUG TERMINAL END50 MM²50 MM² | 200
19864 | 1492890000 | CABLE LUG TERMINAL END10 MM²10 MM² | 200
19865 | 1493140000 | CABLE LUG TERMINAL END35 MM² | 9
19866 | 1493160000 | CABLE LUG TERMINAL END50 MM² | 9
19867 | 1493180000 | CABLE LUG TERMINAL END50 MM² | 9
19868 | 1493390000 | CABLE LUG TERMINAL END150 MM² | 9
19869 | 1493440000 | CABLE LUG TERMINAL END185 MM² | 9
19870 | 1493630000 | CABLE LUG TERMINAL END1.5 MM² - 2.5 MM² | 67
19871 | 1493660000 | CABLE LUG TERMINAL END4 MM²6 MM² | 199
19872 | 1493740000 | CABLE LUG TERMINAL END0.5 MM² - 1 MM² | 67
19873 | 1493770000 | CABLE LUG TERMINAL END0.5 MM² - 1 MM² | 67
19874 | 1493900000 | CABLE LUG TERMINAL END1.5 MM² - 2.5 MM² | 67
19875 | 1493950000 | CABLE LUG TERMINAL END4 MM² - 6 MM² | 199
19876 | 1494050000 | CABLE LUG TERMINAL END10 MM² | 9
19877 | 1494350000 | CABLE LUG TERMINAL END240 MM² | 9
19878 | 1494430000 | CABLE LUG TERMINAL END95 MM² | 9
19879 | 1494510000 | CABLE LUG TERMINAL END150 MM² | 9
19880 | 1494750000 | CABLE LUG TERMINAL END50 MM²50 MM² | 200
19881 | 1494890000 | CABLE LUG TERMINAL END95 MM² | 9
19882 | 1494980000 | CABLE LUG TERMINAL END185 MM² | 9
19883 | 1495100000 | CABLE LUG TERMINAL END2.5 MM² | 9
19884 | 1495150000 | CABLE LUG TERMINAL END4 MM² | 9
19885 | 1495440000 | CABLE LUG TERMINAL END185 MM² | 9
19886 | 1495510000 | CABLE LUG TERMINAL END240 MM² | 9
19887 | 1495530000 | CABLE LUG TERMINAL END300 MM² | 9
19888 | 1495610000 | CABLE LUG TERMINAL END95 MM² | 9
19889 | 1495620000 | CABLE LUG TERMINAL END95 MM² | 9
19890 | 1495670000 | CABLE LUG TERMINAL END120 MM² | 9
19891 | 1495710000 | CABLE LUG TERMINAL END150 MM² | 9
19892 | 1495720000 | CABLE LUG TERMINAL END150 MM² | 9
19893 | 1495850000 | CABLE LUG TERMINAL END25 MM² | 9
19894 | 1495880000 | CABLE LUG TERMINAL END25 MM² | 9
19895 | 1495930000 | CABLE LUG TERMINAL END35 MM² | 9
19896 | 1495970000 | CABLE LUG TERMINAL END50 MM² | 9
19897 | 1496020000 | CABLE LUG TERMINAL END70 MM² | 9
19898 | 1496030000 | CABLE LUG TERMINAL END70 MM² | 9
19899 | 1496040000 | CABLE LUG TERMINAL END70 MM² | 9
19900 | 1496100000 | CABLE LUG TERMINAL END95 MM² | 9
19901 | 1496120000 | CABLE LUG TERMINAL END6 MM² | 9
19902 | 1496240000 | CABLE LUG TERMINAL END35 MM² | 9
19903 | 1496310000 | CABLE LUG TERMINAL END70 MM² | 9
19904 | 1496320000 | CABLE LUG TERMINAL END70 MM² | 9
19905 | 1496500000 | CABLE LUG TERMINAL END25 MM² | 9
19906 | 1496510000 | CABLE LUG TERMINAL END25 MM² | 9
19907 | 1496550000 | CABLE LUG TERMINAL END35 MM² | 9
19908 | 1496570000 | CABLE LUG TERMINAL END35 MM² | 9
19909 | 1496580000 | CABLE LUG TERMINAL END35 MM² | 9
19910 | 1496600000 | CABLE LUG TERMINAL END50 MM² | 9
19911 | 1496610000 | CABLE LUG TERMINAL END50 MM² | 9
19912 | 1496620000 | CABLE LUG TERMINAL END50 MM² | 9
19913 | 1496650000 | CABLE LUG TERMINAL END70 MM² | 9
19914 | 1496670000 | CABLE LUG TERMINAL END70 MM² | 9
19915 | 1496840000 | CABLE LUG TERMINAL END10 MM² | 9
19916 | 1496920000 | CABLE LUG TERMINAL END10 MM² | 9
19917 | 1496930000 | CABLE LUG TERMINAL END10 MM² | 9
19918 | 1496940000 | CABLE LUG TERMINAL END10 MM² | 9
19919 | 1496980000 | CABLE LUG TERMINAL END16 MM² | 9
19920 | 1496990000 | CABLE LUG TERMINAL END16 MM² | 9
19921 | 1497000000 | CABLE LUG TERMINAL END16 MM² | 9
19922 | 1497010000 | CABLE LUG TERMINAL END16 MM² | 9
19923 | 1497050000 | CABLE LUG TERMINAL END10 MM² | 9
19924 | 1497130000 | CABLE LUG TERMINAL END10 MM²10 MM² | 200
19925 | 1497180000 | CABLE LUG TERMINAL END6 MM² | 9
19926 | 1497190000 | CABLE LUG TERMINAL END6 MM² | 9
19927 | 1497200000 | CABLE LUG TERMINAL END6 MM² | 9
19928 | 1497870000 | CABLE LUG TERMINAL END10 MM² | 9
19929 | 1497880000 | CABLE LUG TERMINAL END10 MM² | 9
19930 | 1497970000 | CABLE LUG TERMINAL END25 MM² | 9
19931 | 1498610000 | CABLE LUG TERMINAL END6 MM²6 MM² | 199
19932 | 1500150000 | METALLICARD DEVICE MARKERS 10 X 30 MM | 65
19933 | 1500170000 | METALLICARD DEVICE MARKERS 27 X 70 MM | 65
19934 | 1500270000 | METALLICARD CONDUCTOR AND CABLE MARKERS 7 - 40 MM 60 X 17 MM | 5
19935 | 1505170000 | METALLICARD DEVICE MARKERS 27 X 70 MM | 65
19936 | 1505220000 | METALLICARD CONDUCTOR AND CABLE MARKERS 7 - 40 MM 40 X 12 MM | 5
19937 | 1505230000 | METALLICARD CONDUCTOR AND CABLE MARKERS 7 - 40 MM 60 X 17 MM | 1013
19938 | 1505240000 | METALLICARD CONDUCTOR AND CABLE MARKERS 7 - 40 MM 60 X 17 MM | 1013
19939 | 1512190090 | PRE-ASSEMBLED CABLE PAC CABLE LIYY 5.4 ± 1 MM | 20
19940 | 1512220090 | PRE-ASSEMBLED CABLE PAC CABLE LIYY 5.4 ± 1 MM | 20
19941 | 1513640000 | PLUG 2.5 MM² 800 24 A N OF POLES: 2 DARK | 170
19942 | 1513650000 | PLUG 2.5 MM² 800 24 A N OF POLES: 3 DARK | 170
19943 | 1513670000 | PLUG 2.5 MM² 800 24 A N OF POLES: 4 DARK | 170
19944 | 1513680000 | PLUG 2.5 MM² 800 24 A N OF POLES: 5 DARK | 170
19945 | 1513690000 | PLUG 2.5 MM² 800 24 A N OF POLES: 6 DARK | 170
19946 | 1513700000 | PLUG 2.5 MM² 800 24 A N OF POLES: 7 DARK | 170
19947 | 1513720000 | PLUG 2.5 MM² 800 24 A N OF POLES: 1 DARK | 170
19948 | 1513730000 | PLUG 2.5 MM² 800 24 A N OF POLES: 8 DARK | 170
19949 | 1513740000 | PLUG 2.5 MM² 800 24 A N OF POLES: 9 DARK | 170
19950 | 1513770000 | PLUG 2.5 MM² 800 24 A N OF POLES: 10 DARK | 170
19951 | 1513780000 | PLUG 2.5 MM² 800 24 A N OF POLES: 5 DARK GREEN | 170
19952 | 1513790000 | PLUG 2.5 MM² 800 24 A N OF POLES: 4 DARK GREEN | 170
19953 | 1513820000 | PLUG 2.5 MM² 800 24 A N OF POLES: 3 DARK GREEN | 170
19954 | 1513830000 | PLUG 2.5 MM² 800 24 A N OF POLES: 1 DARK | 170
19955 | 1513840000 | PLUG 2.5 MM² 800 24 A N OF POLES: 1 | 170
19956 | 1513850000 | PLUG 2.5 MM² 800 24 A N OF POLES: 1 GREEN | 170
19957 | 1513880000 | PLUG 2.5 MM² 800 24 A N OF POLES: 1 DARK | 170
19958 | 1513900000 | PLUG 2.5 MM² 800 24 A N OF POLES: 1 | 170
19959 | 1513930000 | PLUG 2.5 MM² 800 24 A N OF POLES: 1 GREEN | 170
19960 | 1513940000 | PLUG 2.5 MM² 800 24 A N OF POLES: 1 DARK | 170
19961 | 1513950000 | PLUG 2.5 MM² 800 24 A N OF POLES: 1 | 170
19962 | 1513980000 | PLUG 2.5 MM² 800 24 A N OF POLES: 1 GREEN | 170
19963 | 1514000000 | FEED-THROUGH TERMINAL PUSH IN 2.5 MM² 800 V 24 A DARK | 15
19964 | 1514020000 | FEED-THROUGH TERMINAL PUSH IN 2.5 MM² 800 V 24 A | 15
19965 | 1514030000 | FEED-THROUGH TERMINAL PUSH IN 2.5 MM² 800 V 24 A DARK | 15
19966 | 1514040000 | FEED-THROUGH TERMINAL PUSH IN 2.5 MM² 800 V 24 A | 15
19967 | 1514400000 | A-SERIES END PLATE | 52
19968 | 1514420000 | A-SERIES END PLATE | 52
19969 | 1514450000 | A-SERIES END PLATE | 52
19970 | 1514470000 | A-SERIES END PLATE | 52
19971 | 1521510000 | A-SERIES END PLATE | 52
19972 | 1521520000 | A-SERIES END PLATE | 52
19973 | 1521530000 | A-SERIES END PLATE | 52
19974 | 1521640000 | A-SERIES END PLATE | 52
19975 | 1547690000 | A-SERIES END PLATE | 52
19976 | 1547700000 | A-SERIES END PLATE | 52
19977 | 1552600000 | A-SERIES END PLATE | 52
19978 | 1552610000 | A-SERIES END PLATE | 52
19979 | 1552620000 | A-SERIES END PLATE | 52
19980 | 1552630000 | A-SERIES END PLATE | 52
19981 | 1552640000 | A-SERIES END PLATE | 52
19982 | 1552650000 | A-SERIES END PLATE | 52
19983 | 1552740000 | FEED-THROUGH TERMINAL PUSH IN 1.5 MM² 500 V 17.5 A DARK | 62
19984 | 1552770000 | FEED-THROUGH TERMINAL PUSH IN 1.5 MM² 500 V 17.5 A | 62
19985 | 1552780000 | FEED-THROUGH TERMINAL PUSH IN 1.5 MM² 500 V 17.5 A ORANGE | 62
19986 | 1560650000 | W-SERIES DISTRIBUTION BLOCK RATED CROSS-SECTION: SCREW CONNECTION TERMINAL RAIL / MOUNTING PLATE | 1021
19987 | 1560670000 | W-SERIES DISTRIBUTION BLOCK RATED CROSS-SECTION: SCREW CONNECTION TERMINAL RAIL / MOUNTING PLATE | 1021
19988 | 1560730000 | W-SERIES DISTRIBUTION BLOCK RATED CROSS-SECTION: SCREW CONNECTION TERMINAL RAIL / MOUNTING PLATE | 1021
19989 | 1561100000 | W-SERIES DISTRIBUTION BLOCK RATED CROSS-SECTION: SCREW CONNECTION TERMINAL RAIL / MOUNTING PLATE | 1021
19990 | 1561120000 | W-SERIES DISTRIBUTION BLOCK RATED CROSS-SECTION: SCREW CONNECTION TERMINAL RAIL / MOUNTING PLATE | 1021
19991 | 1561130000 | W-SERIES DISTRIBUTION BLOCK RATED CROSS-SECTION: SCREW CONNECTION TERMINAL RAIL / MOUNTING PLATE | 1021
19992 | 1561620000 | W-SERIES DISTRIBUTION BLOCK RATED CROSS-SECTION: SCREW CONNECTION TERMINAL RAIL / MOUNTING PLATE | 1021
19993 | 1561630000 | W-SERIES DISTRIBUTION BLOCK RATED CROSS-SECTION: SCREW CONNECTION TERMINAL RAIL / MOUNTING PLATE | 1021
19994 | 1561640000 | W-SERIES DISTRIBUTION BLOCK RATED CROSS-SECTION: SCREW CONNECTION TERMINAL RAIL / MOUNTING PLATE | 1021
19995 | 1561650000 | W-SERIES DISTRIBUTION BLOCK RATED CROSS-SECTION: SCREW CONNECTION TERMINAL RAIL / MOUNTING PLATE | 1021
19996 | 1561670000 | W-SERIES DISTRIBUTION BLOCK RATED CROSS-SECTION: SCREW CONNECTION TERMINAL RAIL / MOUNTING PLATE | 1021
19997 | 1561680000 | W-SERIES DISTRIBUTION BLOCK RATED CROSS-SECTION: SCREW CONNECTION TERMINAL RAIL / MOUNTING PLATE | 1021
19998 | 1561690000 | W-SERIES DISTRIBUTION BLOCK RATED CROSS-SECTION: SCREW CONNECTION TERMINAL RAIL / MOUNTING PLATE | 1021
19999 | 1561700000 | W-SERIES DISTRIBUTION BLOCK RATED CROSS-SECTION: SCREW CONNECTION TERMINAL RAIL / MOUNTING PLATE | 1021
20000 | 1561720000 | W-SERIES DISTRIBUTION BLOCK RATED CROSS-SECTION: SCREW CONNECTION TERMINAL RAIL / MOUNTING PLATE | 1021
20001 | 1561730000 | W-SERIES DISTRIBUTION BLOCK RATED CROSS-SECTION: SCREW CONNECTION TERMINAL RAIL / MOUNTING PLATE | 1021
20002 | 1561740000 | W-SERIES DISTRIBUTION BLOCK RATED CROSS-SECTION: SCREW CONNECTION TERMINAL RAIL / MOUNTING PLATE | 1021
20003 | 1561750000 | W-SERIES DISTRIBUTION BLOCK RATED CROSS-SECTION: SCREW CONNECTION TERMINAL RAIL / MOUNTING PLATE | 1021
20004 | 1561770000 | W-SERIES DISTRIBUTION BLOCK RATED CROSS-SECTION: SCREW CONNECTION TERMINAL RAIL / MOUNTING PLATE | 1021
20005 | 1561780000 | W-SERIES DISTRIBUTION BLOCK RATED CROSS-SECTION: SCREW CONNECTION TERMINAL RAIL / MOUNTING PLATE | 1021
20006 | 1561790000 | W-SERIES DISTRIBUTION BLOCK RATED CROSS-SECTION: SCREW CONNECTION TERMINAL RAIL / MOUNTING PLATE | 1021
20007 | 1561800000 | W-SERIES DISTRIBUTION BLOCK RATED CROSS-SECTION: SCREW CONNECTION TERMINAL RAIL / MOUNTING PLATE | 1021
20008 | 1561820000 | W-SERIES DISTRIBUTION BLOCK RATED CROSS-SECTION: SCREW CONNECTION TERMINAL RAIL / MOUNTING PLATE | 1021
20009 | 1561830000 | W-SERIES DISTRIBUTION BLOCK RATED CROSS-SECTION: SCREW CONNECTION TERMINAL RAIL / MOUNTING PLATE | 1021
20010 | 1561910000 | W-SERIES DISTRIBUTION BLOCK RATED CROSS-SECTION: SCREW CONNECTION TERMINAL RAIL / MOUNTING PLATE | 1021
20011 | 1561920000 | W-SERIES DISTRIBUTION BLOCK RATED CROSS-SECTION: SCREW CONNECTION TERMINAL RAIL / MOUNTING PLATE | 1021
20012 | 1561930000 | W-SERIES DISTRIBUTION BLOCK RATED CROSS-SECTION: SCREW CONNECTION TERMINAL RAIL / MOUNTING PLATE | 1021
20013 | 1562000000 | W-SERIES DISTRIBUTION BLOCK RATED CROSS-SECTION: SCREW CONNECTION TERMINAL RAIL / MOUNTING PLATE | 1021
20014 | 1562090000 | W-SERIES DISTRIBUTION BLOCK RATED CROSS-SECTION: SCREW CONNECTION TERMINAL RAIL / MOUNTING PLATE | 1021
20015 | 1562100000 | W-SERIES DISTRIBUTION BLOCK RATED CROSS-SECTION: SCREW CONNECTION TERMINAL RAIL / MOUNTING PLATE | 1021
20016 | 1562130000 | W-SERIES DISTRIBUTION BLOCK RATED CROSS-SECTION: SCREW CONNECTION TERMINAL RAIL / MOUNTING PLATE | 1021
20017 | 1562140000 | W-SERIES DISTRIBUTION BLOCK RATED CROSS-SECTION: SCREW CONNECTION TERMINAL RAIL / MOUNTING PLATE | 1021
20018 | 1562150000 | W-SERIES DISTRIBUTION BLOCK RATED CROSS-SECTION: SCREW CONNECTION TERMINAL RAIL / MOUNTING PLATE | 1021
20019 | 1562160000 | W-SERIES DISTRIBUTION BLOCK RATED CROSS-SECTION: SCREW CONNECTION TERMINAL RAIL / MOUNTING PLATE | 1021
20020 | 1562170000 | W-SERIES DISTRIBUTION BLOCK RATED CROSS-SECTION: SCREW CONNECTION TERMINAL RAIL / MOUNTING PLATE | 1021
20021 | 1562180000 | W-SERIES DISTRIBUTION BLOCK RATED CROSS-SECTION: SCREW CONNECTION TERMINAL RAIL / MOUNTING PLATE | 1021
20022 | 1562190000 | W-SERIES DISTRIBUTION BLOCK RATED CROSS-SECTION: SCREW CONNECTION TERMINAL RAIL / MOUNTING PLATE | 1021
20023 | 1562210000 | W-SERIES DISTRIBUTION BLOCK RATED CROSS-SECTION: SCREW CONNECTION TERMINAL RAIL / MOUNTING PLATE | 1021
20024 | 1562220000 | W-SERIES DISTRIBUTION BLOCK RATED CROSS-SECTION: SCREW CONNECTION TERMINAL RAIL / MOUNTING PLATE | 1021
20025 | 1766000000 | PCB PLUG-IN CONNECTOR MALE HEADER CLOSED SIDE THT SOLDER CONNECTION 3.50 MM N OF POLES: 7 90° SOLDER PIN LENGTH (L): 3.2 MM TINNED BOX | 0
20026 | 1988590000 | PRINTED CIRCUIT BOARD TERMINALS 10.00 MM N OF POLES: 1 90° SOLDER PIN LENGTH (L): 5 MM PUSH IN WITH ACTUATOR CLAMPING RANGE MAX. : 16 MM² BOX | 51
20027 | 1988600000 | PRINTED CIRCUIT BOARD TERMINALS 10.00 MM N OF POLES: 2 90° SOLDER PIN LENGTH (L): 5 MM PUSH IN WITH ACTUATOR CLAMPING RANGE MAX. : 16 MM² BOX | 51
20028 | 1988610000 | PRINTED CIRCUIT BOARD TERMINALS 10.00 MM N OF POLES: 3 90° SOLDER PIN LENGTH (L): 5 MM PUSH IN WITH ACTUATOR CLAMPING RANGE MAX. : 16 MM² BOX | 51
20029 | 1988620000 | PRINTED CIRCUIT BOARD TERMINALS 10.00 MM N OF POLES: 4 90° SOLDER PIN LENGTH (L): 5 MM PUSH IN WITH ACTUATOR CLAMPING RANGE MAX. : 16 MM² BOX | 51
20030 | 1988630000 | PRINTED CIRCUIT BOARD TERMINALS 10.00 MM N OF POLES: 5 90° SOLDER PIN LENGTH (L): 5 MM PUSH IN WITH ACTUATOR CLAMPING RANGE MAX. : 16 MM² BOX | 51
20031 | 1988640000 | PRINTED CIRCUIT BOARD TERMINALS 10.00 MM N OF POLES: 6 90° SOLDER PIN LENGTH (L): 5 MM PUSH IN WITH ACTUATOR CLAMPING RANGE MAX. : 16 MM² BOX | 51
20032 | 1988650000 | PRINTED CIRCUIT BOARD TERMINALS 10.00 MM N OF POLES: 7 90° SOLDER PIN LENGTH (L): 5 MM PUSH IN WITH ACTUATOR CLAMPING RANGE MAX. : 16 MM² BOX | 51
20033 | 1988660000 | PRINTED CIRCUIT BOARD TERMINALS 10.00 MM N OF POLES: 8 90° SOLDER PIN LENGTH (L): 5 MM PUSH IN WITH ACTUATOR CLAMPING RANGE MAX. : 16 MM² BOX | 51
20034 | 1988670000 | PRINTED CIRCUIT BOARD TERMINALS 10.00 MM N OF POLES: 9 90° SOLDER PIN LENGTH (L): 5 MM PUSH IN WITH ACTUATOR CLAMPING RANGE MAX. : 16 MM² BOX | 51
20035 | 1988680000 | PRINTED CIRCUIT BOARD TERMINALS 10.00 MM N OF POLES: 10 90° SOLDER PIN LENGTH (L): 5 MM PUSH IN WITH ACTUATOR CLAMPING RANGE MAX. : 16 MM² BOX | 51
20036 | 1988690000 | PRINTED CIRCUIT BOARD TERMINALS 10.00 MM N OF POLES: 11 90° SOLDER PIN LENGTH (L): 5 MM PUSH IN WITH ACTUATOR CLAMPING RANGE MAX. : 16 MM² BOX | 51
20037 | 1988700000 | PRINTED CIRCUIT BOARD TERMINALS 10.00 MM N OF POLES: 12 90° SOLDER PIN LENGTH (L): 5 MM PUSH IN WITH ACTUATOR CLAMPING RANGE MAX. : 16 MM² BOX | 51
20038 | 1991640000 | PCB PLUG-IN CONNECTOR MALE HEADER CLOSED SIDE THT/THR SOLDER CONNECTION 3.81 MM N OF POLES: 12 90° SOLDER PIN LENGTH (L): 1.5 MM TINNED TAPE | 0
20039 | 1991650000 | PCB PLUG-IN CONNECTOR FEMALE HEADER CLOSED SIDE THT/THR SOLDER CONNECTION 3.81 MM N OF POLES: 4 90° SOLDER PIN LENGTH (L): 1.5 MM TINNED TAPE | 0
20040 | 1991660000 | PCB PLUG-IN CONNECTOR FEMALE HEADER CLOSED SIDE THT/THR SOLDER CONNECTION 3.81 MM N OF POLES: 2 90° SOLDER PIN LENGTH (L): 1.5 MM TINNED TAPE | 0
20041 | 1994230000 | PRINTED CIRCUIT BOARD TERMINALS 5.00 MM N OF POLES: 2 180° SOLDER PIN LENGTH (L): 3.2 MM TINNED ORANGE CLAMPING YOKE CONNECTION CLAMPING RANGE MAX. : 6 MM² BOX | 1
20042 | 1994240000 | PRINTED CIRCUIT BOARD TERMINALS 5.00 MM N OF POLES: 3 180° SOLDER PIN LENGTH (L): 3.2 MM TINNED ORANGE CLAMPING YOKE CONNECTION CLAMPING RANGE MAX. : 6 MM² BOX | 1
20043 | 1994250000 | PRINTED CIRCUIT BOARD TERMINALS 5.08 MM N OF POLES: 2 180° SOLDER PIN LENGTH (L): 3.2 MM TINNED ORANGE CLAMPING YOKE CONNECTION CLAMPING RANGE MAX. : 6 MM² BOX | 1
20044 | 1994260000 | PRINTED CIRCUIT BOARD TERMINALS 5.08 MM N OF POLES: 3 180° SOLDER PIN LENGTH (L): 3.2 MM TINNED ORANGE CLAMPING YOKE CONNECTION CLAMPING RANGE MAX. : 6 MM² BOX | 1
20045 | 1994980000 | PCB PLUG-IN CONNECTOR MALE HEADER CLOSED SIDE THT/THR SOLDER CONNECTION 3.50 MM N OF POLES: 4 90° SOLDER PIN LENGTH (L): 1.5 MM TINNED TAPE | 0
20046 | 1994990000 | PCB PLUG-IN CONNECTOR MALE HEADER CLOSED SIDE THT/THR SOLDER CONNECTION 3.50 MM N OF POLES: 14 90° SOLDER PIN LENGTH (L): 1.5 MM TINNED TAPE | 0
20047 | 2000900000 | PCB PLUG-IN CONNECTOR MALE HEADER CLOSED SIDE THT SOLDER CONNECTION 3.50 MM N OF POLES: 12 90° SOLDER PIN LENGTH (L): 3.2 MM TINNED BOX | 0
20048 | 2001250000 | PCB PLUG-IN CONNECTOR MALE HEADER CLIP-ON FLANGE THT/THR SOLDER CONNECTION 3.50 MM N OF POLES: 2 180° SOLDER PIN LENGTH (L): 1.5 MM TINNED BOX | 0
20049 | 2013870000 | PRINTED CIRCUIT BOARD TERMINALS 10.16 MM N OF POLES: 4 90° SOLDER PIN LENGTH (L): 5 MM TINNED CLAMPING YOKE CONNECTION CLAMPING RANGE MAX. : 16 MM² BOX | 1
20050 | 2013880000 | PRINTED CIRCUIT BOARD TERMINALS 10.16 MM N OF POLES: 5 90° SOLDER PIN LENGTH (L): 5 MM TINNED CLAMPING YOKE CONNECTION CLAMPING RANGE MAX. : 16 MM² BOX | 1
20051 | 2013890000 | PRINTED CIRCUIT BOARD TERMINALS 10.16 MM N OF POLES: 6 90° SOLDER PIN LENGTH (L): 5 MM TINNED CLAMPING YOKE CONNECTION CLAMPING RANGE MAX. : 16 MM² BOX | 1
20052 | 2013900000 | PRINTED CIRCUIT BOARD TERMINALS 10.16 MM N OF POLES: 7 90° SOLDER PIN LENGTH (L): 5 MM TINNED CLAMPING YOKE CONNECTION CLAMPING RANGE MAX. : 16 MM² BOX | 1
20053 | 2013910000 | PRINTED CIRCUIT BOARD TERMINALS 10.16 MM N OF POLES: 8 90° SOLDER PIN LENGTH (L): 5 MM TINNED CLAMPING YOKE CONNECTION CLAMPING RANGE MAX. : 16 MM² BOX | 1
20054 | 2013920000 | PRINTED CIRCUIT BOARD TERMINALS 10.16 MM N OF POLES: 9 90° SOLDER PIN LENGTH (L): 5 MM TINNED CLAMPING YOKE CONNECTION CLAMPING RANGE MAX. : 16 MM² BOX | 1
20055 | 2013930000 | PRINTED CIRCUIT BOARD TERMINALS 10.16 MM N OF POLES: 2 90° SOLDER PIN LENGTH (L): 5 MM TINNED PEBBLE GREY CLAMPING YOKE CONNECTION CLAMPING RANGE MAX. : 16 MM² BOX | 1
20056 | 2013940000 | PRINTED CIRCUIT BOARD TERMINALS 10.16 MM N OF POLES: 3 90° SOLDER PIN LENGTH (L): 5 MM TINNED PEBBLE GREY CLAMPING YOKE CONNECTION CLAMPING RANGE MAX. : 16 MM² BOX | 1
20057 | 2013950000 | PRINTED CIRCUIT BOARD TERMINALS 10.16 MM N OF POLES: 4 90° SOLDER PIN LENGTH (L): 5 MM TINNED PEBBLE GREY CLAMPING YOKE CONNECTION CLAMPING RANGE MAX. : 16 MM² BOX | 1
20058 | 2013960000 | PRINTED CIRCUIT BOARD TERMINALS 10.16 MM N OF POLES: 5 90° SOLDER PIN LENGTH (L): 5 MM TINNED PEBBLE GREY CLAMPING YOKE CONNECTION CLAMPING RANGE MAX. : 16 MM² BOX | 1
20059 | 2013970000 | PRINTED CIRCUIT BOARD TERMINALS 10.16 MM N OF POLES: 6 90° SOLDER PIN LENGTH (L): 5 MM TINNED PEBBLE GREY CLAMPING YOKE CONNECTION CLAMPING RANGE MAX. : 16 MM² BOX | 1
20060 | 2013980000 | PRINTED CIRCUIT BOARD TERMINALS 10.16 MM N OF POLES: 7 90° SOLDER PIN LENGTH (L): 5 MM TINNED PEBBLE GREY CLAMPING YOKE CONNECTION CLAMPING RANGE MAX. : 16 MM² BOX | 1
20061 | 2013990000 | PRINTED CIRCUIT BOARD TERMINALS 10.16 MM N OF POLES: 8 90° SOLDER PIN LENGTH (L): 5 MM TINNED PEBBLE GREY CLAMPING YOKE CONNECTION CLAMPING RANGE MAX. : 16 MM² BOX | 1
20062 | 2014020000 | PRINTED CIRCUIT BOARD TERMINALS 10.16 MM N OF POLES: 9 90° SOLDER PIN LENGTH (L): 5 MM TINNED PEBBLE GREY CLAMPING YOKE CONNECTION CLAMPING RANGE MAX. : 16 MM² BOX | 1
20063 | 2014050000 | PRINTED CIRCUIT BOARD TERMINALS 10.16 MM N OF POLES: 2 90° SOLDER PIN LENGTH (L): 5 MM TINNED CLAMPING YOKE CONNECTION CLAMPING RANGE MAX. : 16 MM² BOX | 1
20064 | 2014060000 | PRINTED CIRCUIT BOARD TERMINALS 10.16 MM N OF POLES: 3 90° SOLDER PIN LENGTH (L): 5 MM TINNED CLAMPING YOKE CONNECTION CLAMPING RANGE MAX. : 16 MM² BOX | 1
20065 | 2014090000 | PRINTED CIRCUIT BOARD TERMINALS 10.16 MM N OF POLES: 4 90° SOLDER PIN LENGTH (L): 5 MM TINNED CLAMPING YOKE CONNECTION CLAMPING RANGE MAX. : 16 MM² BOX | 1
20066 | 2014610000 | PRINTED CIRCUIT BOARD TERMINALS 12.70 MM N OF POLES: 7 90° SOLDER PIN LENGTH (L): 5 MM TINNED CLAMPING YOKE CONNECTION CLAMPING RANGE MAX. : 16 MM² BOX | 1
20067 | 2123110000 | PCB PLUG-IN CONNECTOR FEMALE PLUG 5.08 MM N OF POLES: 2 180° CLAMPING YOKE CONNECTION CLAMPING RANGE MAX. : 4 MM² BOX | 1
20068 | 2123240000 | PCB PLUG-IN CONNECTOR FEMALE PLUG 5.08 MM N OF POLES: 4 180° CLAMPING YOKE CONNECTION CLAMPING RANGE MAX. : 4 MM² BOX | 1
20069 | 2168220000 | PCB PLUG-IN CONNECTOR M12 SOLDER CONNECTION CAT.6A / CLASS EA (ISO/IEC 11801 2010) IP67 WHEN SCREWED IN REFLOW COMPATIBLE 1-PART | 372
20070 | 2424210000 | BUILT-IN PLUGS M12 M 12 N OF POLES: 5 REAR PANEL MOUNTING | 30
20071 | 2427640000 | OMNIMATE POWER - SERIES WGK FEED-THROUGH TERMINAL RATED CROSS-SECTION: 50 MM² WEMID (PA) | 29
20072 | 2427650000 | OMNIMATE POWER - SERIES WGK FEED-THROUGH TERMINAL RATED CROSS-SECTION: 50 MM² WEMID (PA) | 29
20073 | 2427660000 | OMNIMATE POWER - SERIES WGK FEED-THROUGH TERMINAL RATED CROSS-SECTION: 50 MM² WEMID (PA) | 29
20074 | 2427680000 | OMNIMATE POWER - SERIES WGK FEED-THROUGH TERMINAL RATED CROSS-SECTION: 50 MM² WEMID (PA) | 29
20075 | 2427690000 | OMNIMATE POWER - SERIES WGK FEED-THROUGH TERMINAL RATED CROSS-SECTION: 50 MM² WEMID (PA) | 29
20076 | 2427700000 | OMNIMATE POWER - SERIES WGK FEED-THROUGH TERMINAL RATED CROSS-SECTION: 50 MM² WEMID (PA) | 29
20077 | 2427710000 | OMNIMATE POWER - SERIES WGK FEED-THROUGH TERMINAL RATED CROSS-SECTION: 50 MM² WEMID (PA) | 29
20078 | 2427720000 | OMNIMATE POWER - SERIES WGK FEED-THROUGH TERMINAL RATED CROSS-SECTION: 50 MM² WEMID (PA) | 29
20079 | 2427730000 | OMNIMATE POWER - SERIES WGK FEED-THROUGH TERMINAL RATED CROSS-SECTION: 50 MM² WEMID (PA) | 29
20080 | 2427740000 | OMNIMATE POWER - SERIES WGK FEED-THROUGH TERMINAL RATED CROSS-SECTION: 50 MM² WEMID (PA) | 29
20081 | 2427760000 | OMNIMATE POWER - SERIES WGK FEED-THROUGH TERMINAL RATED CROSS-SECTION: 50 MM² WEMID (PA) | 29
20082 | 2427770000 | OMNIMATE POWER - SERIES WGK FEED-THROUGH TERMINAL RATED CROSS-SECTION: 50 MM² WEMID (PA) | 29
20083 | 2427780000 | OMNIMATE POWER - SERIES WGK FEED-THROUGH TERMINAL RATED CROSS-SECTION: 50 MM² WEMID (PA) | 29
20084 | 2427790000 | OMNIMATE POWER - SERIES WGK FEED-THROUGH TERMINAL RATED CROSS-SECTION: 50 MM² WEMID (PA) | 29
20085 | 2427810000 | OMNIMATE POWER - SERIES WGK FEED-THROUGH TERMINAL RATED CROSS-SECTION: 50 MM² WEMID (PA) | 29
20086 | 2428270000 | OMNIMATE POWER - SERIES WGK FEED-THROUGH TERMINAL RATED CROSS-SECTION: 50 MM² WEMID (PA) | 29
20087 | 2428280000 | OMNIMATE POWER - SERIES WGK FEED-THROUGH TERMINAL RATED CROSS-SECTION: 50 MM² WEMID (PA) | 29
20088 | 2428290000 | OMNIMATE POWER - SERIES WGK FEED-THROUGH TERMINAL RATED CROSS-SECTION: 50 MM² WEMID (PA) | 29
20089 | 2428300000 | OMNIMATE POWER - SERIES WGK FEED-THROUGH TERMINAL RATED CROSS-SECTION: 50 MM² WEMID (PA) | 29
20090 | 2428360000 | OMNIMATE POWER - SERIES WGK FEED-THROUGH TERMINAL RATED CROSS-SECTION: 50 MM² WEMID (PA) | 29
20091 | 2428370000 | OMNIMATE POWER - SERIES WGK FEED-THROUGH TERMINAL RATED CROSS-SECTION: 50 MM² WEMID (PA) | 29
20092 | 2428390000 | OMNIMATE POWER - SERIES WGK FEED-THROUGH TERMINAL RATED CROSS-SECTION: 50 MM² WEMID (PA) | 29
20093 | 2428400000 | OMNIMATE POWER - SERIES WGK FEED-THROUGH TERMINAL RATED CROSS-SECTION: 50 MM² WEMID (PA) | 29
20094 | 2428430000 | OMNIMATE POWER - SERIES WGK FEED-THROUGH TERMINAL RATED CROSS-SECTION: 50 MM² WEMID (PA) | 29
20095 | 2428440000 | OMNIMATE POWER - SERIES WGK FEED-THROUGH TERMINAL RATED CROSS-SECTION: 50 MM² WEMID (PA) | 29
20096 | 2428450000 | OMNIMATE POWER - SERIES WGK FEED-THROUGH TERMINAL RATED CROSS-SECTION: 50 MM² WEMID (PA) | 29
20097 | 2428460000 | OMNIMATE POWER - SERIES WGK FEED-THROUGH TERMINAL RATED CROSS-SECTION: 50 MM² WEMID (PA) | 29
20098 | 2428470000 | OMNIMATE POWER - SERIES WGK FEED-THROUGH TERMINAL RATED CROSS-SECTION: 50 MM² WEMID (PA) | 29
20099 | 2429470000 | PRINTED CIRCUIT BOARD TERMINALS 5.00 MM N OF POLES: 4 180° SOLDER PIN LENGTH (L): 3.2 MM TINNED ORANGE CLAMPING YOKE CONNECTION CLAMPING RANGE MAX. : 6 MM² BOX | 1
20100 | 2429530000 | PRINTED CIRCUIT BOARD TERMINALS 5.00 MM N OF POLES: 5 180° SOLDER PIN LENGTH (L): 3.2 MM TINNED ORANGE CLAMPING YOKE CONNECTION CLAMPING RANGE MAX. : 6 MM² BOX | 1
20101 | 2429540000 | PRINTED CIRCUIT BOARD TERMINALS 5.00 MM N OF POLES: 6 180° SOLDER PIN LENGTH (L): 3.2 MM TINNED ORANGE CLAMPING YOKE CONNECTION CLAMPING RANGE MAX. : 6 MM² BOX | 1
20102 | 2429550000 | PRINTED CIRCUIT BOARD TERMINALS 5.00 MM N OF POLES: 7 180° SOLDER PIN LENGTH (L): 3.2 MM TINNED ORANGE CLAMPING YOKE CONNECTION CLAMPING RANGE MAX. : 6 MM² BOX | 1
20103 | 2429560000 | PRINTED CIRCUIT BOARD TERMINALS 5.00 MM N OF POLES: 8 180° SOLDER PIN LENGTH (L): 3.2 MM TINNED ORANGE CLAMPING YOKE CONNECTION CLAMPING RANGE MAX. : 6 MM² BOX | 1
20104 | 2429570000 | PRINTED CIRCUIT BOARD TERMINALS 5.00 MM N OF POLES: 9 180° SOLDER PIN LENGTH (L): 3.2 MM TINNED ORANGE CLAMPING YOKE CONNECTION CLAMPING RANGE MAX. : 6 MM² BOX | 1
20105 | 2429580000 | PRINTED CIRCUIT BOARD TERMINALS 5.00 MM N OF POLES: 10 180° SOLDER PIN LENGTH (L): 3.2 MM TINNED ORANGE CLAMPING YOKE CONNECTION CLAMPING RANGE MAX. : 6 MM² BOX | 1
20106 | 2429590000 | PRINTED CIRCUIT BOARD TERMINALS 5.00 MM N OF POLES: 11 180° SOLDER PIN LENGTH (L): 3.2 MM TINNED ORANGE CLAMPING YOKE CONNECTION CLAMPING RANGE MAX. : 6 MM² BOX | 1
20107 | 2429600000 | PRINTED CIRCUIT BOARD TERMINALS 5.00 MM N OF POLES: 12 180° SOLDER PIN LENGTH (L): 3.2 MM TINNED ORANGE CLAMPING YOKE CONNECTION CLAMPING RANGE MAX. : 6 MM² BOX | 1
20108 | 2429610000 | PRINTED CIRCUIT BOARD TERMINALS 5.00 MM N OF POLES: 13 180° SOLDER PIN LENGTH (L): 3.2 MM TINNED ORANGE CLAMPING YOKE CONNECTION CLAMPING RANGE MAX. : 6 MM² BOX | 1
20109 | 2429620000 | PRINTED CIRCUIT BOARD TERMINALS 5.00 MM N OF POLES: 14 180° SOLDER PIN LENGTH (L): 3.2 MM TINNED ORANGE CLAMPING YOKE CONNECTION CLAMPING RANGE MAX. : 6 MM² BOX | 1
20110 | 2429630000 | PRINTED CIRCUIT BOARD TERMINALS 5.00 MM N OF POLES: 15 180° SOLDER PIN LENGTH (L): 3.2 MM TINNED ORANGE CLAMPING YOKE CONNECTION CLAMPING RANGE MAX. : 6 MM² BOX | 1
20111 | 2429640000 | PRINTED CIRCUIT BOARD TERMINALS 5.00 MM N OF POLES: 16 180° SOLDER PIN LENGTH (L): 3.2 MM TINNED ORANGE CLAMPING YOKE CONNECTION CLAMPING RANGE MAX. : 6 MM² BOX | 1
20112 | 2429650000 | PRINTED CIRCUIT BOARD TERMINALS 5.00 MM N OF POLES: 17 180° SOLDER PIN LENGTH (L): 3.2 MM TINNED ORANGE CLAMPING YOKE CONNECTION CLAMPING RANGE MAX. : 6 MM² BOX | 1
20113 | 2429660000 | PRINTED CIRCUIT BOARD TERMINALS 5.00 MM N OF POLES: 18 180° SOLDER PIN LENGTH (L): 3.2 MM TINNED ORANGE CLAMPING YOKE CONNECTION CLAMPING RANGE MAX. : 6 MM² BOX | 1
20114 | 2429670000 | PRINTED CIRCUIT BOARD TERMINALS 5.00 MM N OF POLES: 19 180° SOLDER PIN LENGTH (L): 3.2 MM TINNED ORANGE CLAMPING YOKE CONNECTION CLAMPING RANGE MAX. : 6 MM² BOX | 1
20115 | 2429680000 | PRINTED CIRCUIT BOARD TERMINALS 5.00 MM N OF POLES: 20 180° SOLDER PIN LENGTH (L): 3.2 MM TINNED ORANGE CLAMPING YOKE CONNECTION CLAMPING RANGE MAX. : 6 MM² BOX | 1
20116 | 2429690000 | PRINTED CIRCUIT BOARD TERMINALS 5.00 MM N OF POLES: 21 180° SOLDER PIN LENGTH (L): 3.2 MM TINNED ORANGE CLAMPING YOKE CONNECTION CLAMPING RANGE MAX. : 6 MM² BOX | 1
20117 | 2429700000 | PRINTED CIRCUIT BOARD TERMINALS 5.00 MM N OF POLES: 22 180° SOLDER PIN LENGTH (L): 3.2 MM TINNED ORANGE CLAMPING YOKE CONNECTION CLAMPING RANGE MAX. : 6 MM² BOX | 1
20118 | 2429710000 | PRINTED CIRCUIT BOARD TERMINALS 5.00 MM N OF POLES: 23 180° SOLDER PIN LENGTH (L): 3.2 MM TINNED ORANGE CLAMPING YOKE CONNECTION CLAMPING RANGE MAX. : 6 MM² BOX | 1
20119 | 2429720000 | PRINTED CIRCUIT BOARD TERMINALS 5.00 MM N OF POLES: 24 180° SOLDER PIN LENGTH (L): 3.2 MM TINNED ORANGE CLAMPING YOKE CONNECTION CLAMPING RANGE MAX. : 6 MM² BOX | 1
20120 | 2429810000 | PRINTED CIRCUIT BOARD TERMINALS 5.08 MM N OF POLES: 4 180° SOLDER PIN LENGTH (L): 3.2 MM TINNED ORANGE CLAMPING YOKE CONNECTION CLAMPING RANGE MAX. : 6 MM² BOX | 1
20121 | 2431800000 | PCB PLUG-IN CONNECTOR MALE HEADER SOLDER FLANGE THT/THR SOLDER CONNECTION 3.50 MM N OF POLES: 26 180° SOLDER PIN LENGTH (L): 1.5 MM TINNED TAPE | 0
20122 | 2431930000 | PRINTED CIRCUIT BOARD TERMINALS 5.08 MM N OF POLES: 5 180° SOLDER PIN LENGTH (L): 3.2 MM TINNED ORANGE CLAMPING YOKE CONNECTION CLAMPING RANGE MAX. : 6 MM² BOX | 1
20123 | 2431950000 | PRINTED CIRCUIT BOARD TERMINALS 5.08 MM N OF POLES: 6 180° SOLDER PIN LENGTH (L): 3.2 MM TINNED ORANGE CLAMPING YOKE CONNECTION CLAMPING RANGE MAX. : 6 MM² BOX | 1
20124 | 2431960000 | PRINTED CIRCUIT BOARD TERMINALS 5.08 MM N OF POLES: 7 180° SOLDER PIN LENGTH (L): 3.2 MM TINNED ORANGE CLAMPING YOKE CONNECTION CLAMPING RANGE MAX. : 6 MM² BOX | 1
20125 | 2431970000 | PRINTED CIRCUIT BOARD TERMINALS 5.08 MM N OF POLES: 8 180° SOLDER PIN LENGTH (L): 3.2 MM TINNED ORANGE CLAMPING YOKE CONNECTION CLAMPING RANGE MAX. : 6 MM² BOX | 1
20126 | 2431980000 | PRINTED CIRCUIT BOARD TERMINALS 5.08 MM N OF POLES: 9 180° SOLDER PIN LENGTH (L): 3.2 MM TINNED ORANGE CLAMPING YOKE CONNECTION CLAMPING RANGE MAX. : 6 MM² BOX | 1
20127 | 2431990000 | PRINTED CIRCUIT BOARD TERMINALS 5.08 MM N OF POLES: 10 180° SOLDER PIN LENGTH (L): 3.2 MM TINNED ORANGE CLAMPING YOKE CONNECTION CLAMPING RANGE MAX. : 6 MM² BOX | 1
20128 | 2432000000 | PRINTED CIRCUIT BOARD TERMINALS 5.08 MM N OF POLES: 11 180° SOLDER PIN LENGTH (L): 3.2 MM TINNED ORANGE CLAMPING YOKE CONNECTION CLAMPING RANGE MAX. : 6 MM² BOX | 1
20129 | 2432010000 | PRINTED CIRCUIT BOARD TERMINALS 5.08 MM N OF POLES: 12 180° SOLDER PIN LENGTH (L): 3.2 MM TINNED ORANGE CLAMPING YOKE CONNECTION CLAMPING RANGE MAX. : 6 MM² BOX | 1
20130 | 2432020000 | PRINTED CIRCUIT BOARD TERMINALS 5.08 MM N OF POLES: 13 180° SOLDER PIN LENGTH (L): 3.2 MM TINNED ORANGE CLAMPING YOKE CONNECTION CLAMPING RANGE MAX. : 6 MM² BOX | 1
20131 | 2432030000 | PRINTED CIRCUIT BOARD TERMINALS 5.08 MM N OF POLES: 14 180° SOLDER PIN LENGTH (L): 3.2 MM TINNED ORANGE CLAMPING YOKE CONNECTION CLAMPING RANGE MAX. : 6 MM² BOX | 1
20132 | 2432040000 | PRINTED CIRCUIT BOARD TERMINALS 5.08 MM N OF POLES: 15 180° SOLDER PIN LENGTH (L): 3.2 MM TINNED ORANGE CLAMPING YOKE CONNECTION CLAMPING RANGE MAX. : 6 MM² BOX | 1
20133 | 2432050000 | PRINTED CIRCUIT BOARD TERMINALS 5.08 MM N OF POLES: 16 180° SOLDER PIN LENGTH (L): 3.2 MM TINNED ORANGE CLAMPING YOKE CONNECTION CLAMPING RANGE MAX. : 6 MM² BOX | 1
20134 | 2432060000 | PRINTED CIRCUIT BOARD TERMINALS 5.08 MM N OF POLES: 17 180° SOLDER PIN LENGTH (L): 3.2 MM TINNED ORANGE CLAMPING YOKE CONNECTION CLAMPING RANGE MAX. : 6 MM² BOX | 1
20135 | 2432070000 | PRINTED CIRCUIT BOARD TERMINALS 5.08 MM N OF POLES: 18 180° SOLDER PIN LENGTH (L): 3.2 MM TINNED ORANGE CLAMPING YOKE CONNECTION CLAMPING RANGE MAX. : 6 MM² BOX | 1
20136 | 2432080000 | PRINTED CIRCUIT BOARD TERMINALS 5.08 MM N OF POLES: 19 180° SOLDER PIN LENGTH (L): 3.2 MM TINNED ORANGE CLAMPING YOKE CONNECTION CLAMPING RANGE MAX. : 6 MM² BOX | 1
20137 | 2432090000 | PRINTED CIRCUIT BOARD TERMINALS 5.08 MM N OF POLES: 20 180° SOLDER PIN LENGTH (L): 3.2 MM TINNED ORANGE CLAMPING YOKE CONNECTION CLAMPING RANGE MAX. : 6 MM² BOX | 1
20138 | 2432100000 | PRINTED CIRCUIT BOARD TERMINALS 5.08 MM N OF POLES: 21 180° SOLDER PIN LENGTH (L): 3.2 MM TINNED ORANGE CLAMPING YOKE CONNECTION CLAMPING RANGE MAX. : 6 MM² BOX | 1
20139 | 2432110000 | PRINTED CIRCUIT BOARD TERMINALS 5.08 MM N OF POLES: 22 180° SOLDER PIN LENGTH (L): 3.2 MM TINNED ORANGE CLAMPING YOKE CONNECTION CLAMPING RANGE MAX. : 6 MM² BOX | 1
20140 | 2432120000 | PRINTED CIRCUIT BOARD TERMINALS 5.08 MM N OF POLES: 23 180° SOLDER PIN LENGTH (L): 3.2 MM TINNED ORANGE CLAMPING YOKE CONNECTION CLAMPING RANGE MAX. : 6 MM² BOX | 1
20141 | 2432130000 | PRINTED CIRCUIT BOARD TERMINALS 5.08 MM N OF POLES: 24 180° SOLDER PIN LENGTH (L): 3.2 MM TINNED ORANGE CLAMPING YOKE CONNECTION CLAMPING RANGE MAX. : 6 MM² BOX | 1
20142 | 2438860000 | PCB PLUG-IN CONNECTOR FEMALE PLUG PITCH IN MM (P): 2.50 MM N OF POLES: 2 BOX | 1
20143 | 2439380000 | OMNIMATE POWER - SERIES WGK FEED-THROUGH TERMINAL RATED CROSS-SECTION: 10 MM² WEMID (PA) | 29
20144 | 2439390000 | OMNIMATE POWER - SERIES WGK FEED-THROUGH TERMINAL RATED CROSS-SECTION: 10 MM² WEMID (PA) | 29
20145 | 2439400000 | OMNIMATE POWER - SERIES WGK FEED-THROUGH TERMINAL RATED CROSS-SECTION: 10 MM² WEMID (PA) | 29
20146 | 2439410000 | OMNIMATE POWER - SERIES WGK FEED-THROUGH TERMINAL RATED CROSS-SECTION: 10 MM² WEMID (PA) | 29
20147 | 2439420000 | OMNIMATE POWER - SERIES WGK FEED-THROUGH TERMINAL RATED CROSS-SECTION: 10 MM² WEMID (PA) FEED-THROUGH (BUSHING) | 29
20148 | 2439430000 | OMNIMATE POWER - SERIES WGK FEED-THROUGH TERMINAL RATED CROSS-SECTION: 10 MM² WEMID (PA) FEED-THROUGH (BUSHING) | 29
20149 | 2439440000 | OMNIMATE POWER - SERIES WGK FEED-THROUGH TERMINAL RATED CROSS-SECTION: 10 MM² WEMID (PA) FEED-THROUGH (BUSHING) | 29
20150 | 2439450000 | OMNIMATE POWER - SERIES WGK FEED-THROUGH TERMINAL RATED CROSS-SECTION: 10 MM² WEMID (PA) FEED-THROUGH (BUSHING) | 29
20151 | 2439460000 | OMNIMATE POWER - SERIES WGK FEED-THROUGH TERMINAL RATED CROSS-SECTION: 10 MM² WEMID (PA) | 29
20152 | 2439470000 | OMNIMATE POWER - SERIES WGK FEED-THROUGH TERMINAL RATED CROSS-SECTION: 10 MM² WEMID (PA) | 29
20153 | 2439480000 | OMNIMATE POWER - SERIES WGK FEED-THROUGH TERMINAL RATED CROSS-SECTION: 10 MM² WEMID (PA) | 29
20154 | 2439490000 | OMNIMATE POWER - SERIES WGK FEED-THROUGH TERMINAL RATED CROSS-SECTION: 10 MM² WEMID (PA) | 29
20155 | 2439500000 | OMNIMATE POWER - SERIES WGK FEED-THROUGH TERMINAL RATED CROSS-SECTION: 10 MM² WEMID (PA) FEED-THROUGH (BUSHING) | 29
20156 | 2439510000 | OMNIMATE POWER - SERIES WGK FEED-THROUGH TERMINAL RATED CROSS-SECTION: 10 MM² WEMID (PA) FEED-THROUGH (BUSHING) | 29
20157 | 2439520000 | OMNIMATE POWER - SERIES WGK FEED-THROUGH TERMINAL RATED CROSS-SECTION: 10 MM² WEMID (PA) | 29
20158 | 2439530000 | OMNIMATE POWER - SERIES WGK FEED-THROUGH TERMINAL RATED CROSS-SECTION: 10 MM² WEMID (PA) | 29
20159 | 2439540000 | OMNIMATE POWER - SERIES WGK FEED-THROUGH TERMINAL RATED CROSS-SECTION: 10 MM² WEMID (PA) | 29
20160 | 2439550000 | OMNIMATE POWER - SERIES WGK FEED-THROUGH TERMINAL RATED CROSS-SECTION: 10 MM² WEMID (PA) | 29
20161 | 2439560000 | OMNIMATE POWER - SERIES WGK FEED-THROUGH TERMINAL RATED CROSS-SECTION: 10 MM² WEMID (PA) | 29
20162 | 2439570000 | OMNIMATE POWER - SERIES WGK FEED-THROUGH TERMINAL RATED CROSS-SECTION: 10 MM² WEMID (PA) | 29
20163 | 2439580000 | OMNIMATE POWER - SERIES WGK FEED-THROUGH TERMINAL RATED CROSS-SECTION: 10 MM² WEMID (PA) | 29
20164 | 2439600000 | OMNIMATE POWER - SERIES WGK FEED-THROUGH TERMINAL RATED CROSS-SECTION: 16 MM² WEMID (PA) | 29
20165 | 2439650000 | PCB PLUG-IN CONNECTOR FEMALE PLUG PITCH IN MM (P): 2.50 MM N OF POLES: 3 BOX | 1
20166 | 2439660000 | PCB PLUG-IN CONNECTOR MALE HEADER THT SOLDER CONNECTION PITCH IN MM (P): 2.50 MM N OF POLES: 2 90° BOX | 0
20167 | 2439670000 | PCB PLUG-IN CONNECTOR FEMALE PLUG PITCH IN MM (P): 2.50 MM N OF POLES: 4 BOX | 1
20168 | 2439680000 | PCB PLUG-IN CONNECTOR FEMALE PLUG PITCH IN MM (P): 2.50 MM N OF POLES: 5 BOX | 1
20169 | 2439690000 | PCB PLUG-IN CONNECTOR FEMALE PLUG PITCH IN MM (P): 2.50 MM N OF POLES: 6 BOX | 1
20170 | 2439700000 | PCB PLUG-IN CONNECTOR FEMALE PLUG PITCH IN MM (P): 2.50 MM N OF POLES: 7 BOX | 1
20171 | 2439710000 | PCB PLUG-IN CONNECTOR FEMALE PLUG PITCH IN MM (P): 2.50 MM N OF POLES: 8 BOX | 1
20172 | 2439720000 | PCB PLUG-IN CONNECTOR FEMALE PLUG PITCH IN MM (P): 2.50 MM N OF POLES: 9 BOX | 1
20173 | 2439730000 | PCB PLUG-IN CONNECTOR FEMALE PLUG PITCH IN MM (P): 2.50 MM N OF POLES: 10 BOX | 1
20174 | 2439740000 | PCB PLUG-IN CONNECTOR FEMALE PLUG PITCH IN MM (P): 2.50 MM N OF POLES: 11 BOX | 1
20175 | 2439750000 | PCB PLUG-IN CONNECTOR FEMALE PLUG PITCH IN MM (P): 2.50 MM N OF POLES: 12 BOX | 1
20176 | 2439760000 | PCB PLUG-IN CONNECTOR MALE HEADER THT SOLDER CONNECTION PITCH IN MM (P): 2.50 MM N OF POLES: 3 90° BOX | 0
20177 | 2439770000 | PCB PLUG-IN CONNECTOR MALE HEADER THT SOLDER CONNECTION PITCH IN MM (P): 2.50 MM N OF POLES: 4 90° BOX | 0
20178 | 2439780000 | PCB PLUG-IN CONNECTOR MALE HEADER THT SOLDER CONNECTION PITCH IN MM (P): 2.50 MM N OF POLES: 5 90° BOX | 0
20179 | 2439790000 | PCB PLUG-IN CONNECTOR MALE HEADER THT SOLDER CONNECTION PITCH IN MM (P): 2.50 MM N OF POLES: 6 90° BOX | 0
20180 | 2439800000 | PCB PLUG-IN CONNECTOR MALE HEADER THT SOLDER CONNECTION PITCH IN MM (P): 2.50 MM N OF POLES: 7 90° BOX | 0
20181 | 2439810000 | PCB PLUG-IN CONNECTOR MALE HEADER THT SOLDER CONNECTION PITCH IN MM (P): 2.50 MM N OF POLES: 8 90° BOX | 0
20182 | 2439820000 | PCB PLUG-IN CONNECTOR MALE HEADER THT SOLDER CONNECTION PITCH IN MM (P): 2.50 MM N OF POLES: 9 90° BOX | 0
20183 | 2439830000 | PCB PLUG-IN CONNECTOR MALE HEADER THT SOLDER CONNECTION PITCH IN MM (P): 2.50 MM N OF POLES: 10 90° BOX | 0
20184 | 2439840000 | PCB PLUG-IN CONNECTOR MALE HEADER THT SOLDER CONNECTION PITCH IN MM (P): 2.50 MM N OF POLES: 11 90° BOX | 0
20185 | 2439850000 | PCB PLUG-IN CONNECTOR MALE HEADER THT SOLDER CONNECTION PITCH IN MM (P): 2.50 MM N OF POLES: 12 90° BOX | 0
20186 | 2439910000 | PCB PLUG-IN CONNECTOR MALE HEADER THT SOLDER CONNECTION PITCH IN MM (P): 2.50 MM N OF POLES: 2 180° BOX | 0
20187 | 2439920000 | PCB PLUG-IN CONNECTOR MALE HEADER THT SOLDER CONNECTION PITCH IN MM (P): 2.50 MM N OF POLES: 3 180° BOX | 0
20188 | 2439930000 | PCB PLUG-IN CONNECTOR MALE HEADER THT SOLDER CONNECTION PITCH IN MM (P): 2.50 MM N OF POLES: 4 180° BOX | 0
20189 | 2439940000 | PCB PLUG-IN CONNECTOR MALE HEADER THT SOLDER CONNECTION PITCH IN MM (P): 2.50 MM N OF POLES: 5 180° BOX | 0
20190 | 2439950000 | PCB PLUG-IN CONNECTOR MALE HEADER THT SOLDER CONNECTION PITCH IN MM (P): 2.50 MM N OF POLES: 6 180° BOX | 0
20191 | 2439960000 | PCB PLUG-IN CONNECTOR MALE HEADER THT SOLDER CONNECTION PITCH IN MM (P): 2.50 MM N OF POLES: 7 180° BOX | 0
20192 | 2439970000 | PCB PLUG-IN CONNECTOR MALE HEADER THT SOLDER CONNECTION PITCH IN MM (P): 2.50 MM N OF POLES: 8 180° BOX | 0
20193 | 2439980000 | PCB PLUG-IN CONNECTOR MALE HEADER THT SOLDER CONNECTION PITCH IN MM (P): 2.50 MM N OF POLES: 9 180° BOX | 0
20194 | 2439990000 | PCB PLUG-IN CONNECTOR MALE HEADER THT SOLDER CONNECTION PITCH IN MM (P): 2.50 MM N OF POLES: 10 180° BOX | 0
20195 | 2440000000 | PCB PLUG-IN CONNECTOR MALE HEADER THT SOLDER CONNECTION PITCH IN MM (P): 2.50 MM N OF POLES: 11 180° BOX | 0
20196 | 2440010000 | PCB PLUG-IN CONNECTOR MALE HEADER THT SOLDER CONNECTION PITCH IN MM (P): 2.50 MM N OF POLES: 12 180° BOX | 0
20197 | 2440560000 | OMNIMATE POWER - SERIES WGK FEED-THROUGH TERMINAL RATED CROSS-SECTION: 16 MM² WEMID (PA) | 29
20198 | 2440570000 | OMNIMATE POWER - SERIES WGK FEED-THROUGH TERMINAL RATED CROSS-SECTION: 16 MM² WEMID (PA) | 29
20199 | 2440580000 | OMNIMATE POWER - SERIES WGK FEED-THROUGH TERMINAL RATED CROSS-SECTION: 16 MM² WEMID (PA) | 29
20200 | 2440590000 | OMNIMATE POWER - SERIES WGK FEED-THROUGH TERMINAL RATED CROSS-SECTION: 16 MM² WEMID (PA) | 29
20201 | 2440600000 | OMNIMATE POWER - SERIES WGK FEED-THROUGH TERMINAL RATED CROSS-SECTION: 16 MM² WEMID (PA) | 29
20202 | 2440610000 | OMNIMATE POWER - SERIES WGK FEED-THROUGH TERMINAL RATED CROSS-SECTION: 16 MM² WEMID (PA) | 29
20203 | 2440620000 | OMNIMATE POWER - SERIES WGK FEED-THROUGH TERMINAL RATED CROSS-SECTION: 16 MM² WEMID (PA) | 29
20204 | 2440630000 | OMNIMATE POWER - SERIES WGK FEED-THROUGH TERMINAL RATED CROSS-SECTION: 16 MM² WEMID (PA) | 29
20205 | 2440640000 | OMNIMATE POWER - SERIES WGK FEED-THROUGH TERMINAL RATED CROSS-SECTION: 16 MM² WEMID (PA) | 29
20206 | 2440660000 | OMNIMATE POWER - SERIES WGK FEED-THROUGH TERMINAL RATED CROSS-SECTION: 16 MM² WEMID (PA) | 29
20207 | 2440710000 | OMNIMATE POWER - SERIES WGK FEED-THROUGH TERMINAL RATED CROSS-SECTION: 16 MM² WEMID (PA) | 29
20208 | 2440720000 | OMNIMATE POWER - SERIES WGK FEED-THROUGH TERMINAL RATED CROSS-SECTION: 16 MM² WEMID (PA) | 29
20209 | 2440730000 | OMNIMATE POWER - SERIES WGK FEED-THROUGH TERMINAL RATED CROSS-SECTION: 16 MM² WEMID (PA) | 29
20210 | 2440740000 | OMNIMATE POWER - SERIES WGK FEED-THROUGH TERMINAL RATED CROSS-SECTION: 16 MM² WEMID (PA) | 29
20211 | 2440750000 | OMNIMATE POWER - SERIES WGK FEED-THROUGH TERMINAL RATED CROSS-SECTION: 16 MM² WEMID (PA) | 29
20212 | 2440760000 | OMNIMATE POWER - SERIES WGK FEED-THROUGH TERMINAL RATED CROSS-SECTION: 16 MM² WEMID (PA) | 29
20213 | 2440770000 | OMNIMATE POWER - SERIES WGK FEED-THROUGH TERMINAL RATED CROSS-SECTION: 16 MM² WEMID (PA) | 29
20214 | 2440780000 | OMNIMATE POWER - SERIES WGK FEED-THROUGH TERMINAL RATED CROSS-SECTION: 16 MM² WEMID (PA) | 29
20215 | 2440790000 | OMNIMATE POWER - SERIES WGK FEED-THROUGH TERMINAL RATED CROSS-SECTION: 16 MM² WEMID (PA) | 29
20216 | 2440800000 | OMNIMATE POWER - SERIES WGK FEED-THROUGH TERMINAL RATED CROSS-SECTION: 16 MM² WEMID (PA) | 29
20217 | 2441480000 | PCB PLUG-IN CONNECTOR FEMALE PLUG 3.50 MM N OF POLES: 3 180° CLAMPING YOKE CONNECTION CLAMPING RANGE MAX. : 1.5 MM² BOX | 1
20218 | 2441490000 | PCB PLUG-IN CONNECTOR FEMALE PLUG 3.50 MM N OF POLES: 4 180° CLAMPING YOKE CONNECTION CLAMPING RANGE MAX. : 1.5 MM² BOX | 1
20219 | 2441500000 | PCB PLUG-IN CONNECTOR FEMALE PLUG 3.50 MM N OF POLES: 5 180° CLAMPING YOKE CONNECTION CLAMPING RANGE MAX. : 1.5 MM² BOX | 1
20220 | 2441510000 | PCB PLUG-IN CONNECTOR FEMALE PLUG 3.50 MM N OF POLES: 7 180° CLAMPING YOKE CONNECTION CLAMPING RANGE MAX. : 1.5 MM² BOX | 1
20221 | 2441520000 | PCB PLUG-IN CONNECTOR FEMALE PLUG 3.50 MM N OF POLES: 9 180° CLAMPING YOKE CONNECTION CLAMPING RANGE MAX. : 1.5 MM² BOX | 1
20222 | 2441790000 | PCB PLUG-IN CONNECTOR MALE HEADER CLIP-ON FLANGE THT/THR SOLDER CONNECTION 3.50 MM N OF POLES: 3 180° SOLDER PIN LENGTH (L): 3.2 MM TINNED BOX | 0
20223 | 2441800000 | PCB PLUG-IN CONNECTOR MALE HEADER CLIP-ON FLANGE THT/THR SOLDER CONNECTION 3.50 MM N OF POLES: 4 180° SOLDER PIN LENGTH (L): 3.2 MM TINNED BOX | 0
20224 | 2441810000 | PCB PLUG-IN CONNECTOR MALE HEADER CLIP-ON FLANGE THT/THR SOLDER CONNECTION 3.50 MM N OF POLES: 5 180° SOLDER PIN LENGTH (L): 3.2 MM TINNED BOX | 0
20225 | 2441820000 | PCB PLUG-IN CONNECTOR MALE HEADER CLIP-ON FLANGE THT/THR SOLDER CONNECTION 3.50 MM N OF POLES: 7 180° SOLDER PIN LENGTH (L): 3.2 MM TINNED BOX | 0
20226 | 2441830000 | PCB PLUG-IN CONNECTOR MALE HEADER CLIP-ON FLANGE THT/THR SOLDER CONNECTION 3.50 MM N OF POLES: 9 180° SOLDER PIN LENGTH (L): 3.2 MM TINNED BOX | 0
20227 | 2442030000 | PCB PLUG-IN CONNECTOR FEMALE PLUG 3.81 MM N OF POLES: 5 180° CLAMPING YOKE CONNECTION CLAMPING RANGE MAX. : 1.5 MM² BOX | 1
20228 | 2442040000 | PCB PLUG-IN CONNECTOR FEMALE PLUG 3.81 MM N OF POLES: 2 180° PUSH IN WITH ACTUATOR TENSION-CLAMP CONNECTION CLAMPING RANGE MAX. : 1.5 MM² BOX | 1
20229 | 2442050000 | PCB PLUG-IN CONNECTOR MALE PLUG 3.81 MM N OF POLES: 2 180° CLAMPING YOKE CONNECTION CLAMPING RANGE MAX. : 1.5 MM² BOX | 1
20230 | 2442160000 | PCB PLUG-IN CONNECTOR FEMALE PLUG 3.81 MM N OF POLES: 16 180° CLAMPING YOKE CONNECTION CLAMPING RANGE MAX. : 1.5 MM² BOX | 1
20231 | 2442170000 | PCB PLUG-IN CONNECTOR FEMALE PLUG 3.81 MM N OF POLES: 18 180° CLAMPING YOKE CONNECTION CLAMPING RANGE MAX. : 1.5 MM² BOX | 1
20232 | 2442180000 | PCB PLUG-IN CONNECTOR FEMALE PLUG 3.81 MM N OF POLES: 20 180° CLAMPING YOKE CONNECTION CLAMPING RANGE MAX. : 1.5 MM² BOX | 1
20233 | 2442190000 | PCB PLUG-IN CONNECTOR FEMALE PLUG 3.81 MM N OF POLES: 13 180° CLAMPING YOKE CONNECTION CLAMPING RANGE MAX. : 1.5 MM² BOX | 1
20234 | 2442200000 | PCB PLUG-IN CONNECTOR FEMALE PLUG 3.81 MM N OF POLES: 15 180° CLAMPING YOKE CONNECTION CLAMPING RANGE MAX. : 1.5 MM² BOX | 1
20235 | 2442210000 | PCB PLUG-IN CONNECTOR FEMALE PLUG 3.81 MM N OF POLES: 7 180° CLAMPING YOKE CONNECTION CLAMPING RANGE MAX. : 1.5 MM² BOX | 1
20236 | 2442220000 | PCB PLUG-IN CONNECTOR FEMALE PLUG 3.81 MM N OF POLES: 11 180° CLAMPING YOKE CONNECTION CLAMPING RANGE MAX. : 1.5 MM² BOX | 1
20237 | 2442230000 | PCB PLUG-IN CONNECTOR FEMALE PLUG 3.81 MM N OF POLES: 19 180° CLAMPING YOKE CONNECTION CLAMPING RANGE MAX. : 1.5 MM² BOX | 1
20238 | 2442240000 | PCB PLUG-IN CONNECTOR FEMALE PLUG 3.81 MM N OF POLES: 10 180° CLAMPING YOKE CONNECTION CLAMPING RANGE MAX. : 1.5 MM² BOX | 1
20239 | 2442250000 | PCB PLUG-IN CONNECTOR FEMALE PLUG 3.81 MM N OF POLES: 17 180° CLAMPING YOKE CONNECTION CLAMPING RANGE MAX. : 1.5 MM² BOX | 1
20240 | 2442260000 | PCB PLUG-IN CONNECTOR FEMALE PLUG 3.81 MM N OF POLES: 6 180° CLAMPING YOKE CONNECTION CLAMPING RANGE MAX. : 1.5 MM² BOX | 1
20241 | 2442270000 | PCB PLUG-IN CONNECTOR FEMALE PLUG 3.81 MM N OF POLES: 12 180° CLAMPING YOKE CONNECTION CLAMPING RANGE MAX. : 1.5 MM² BOX | 1
20242 | 2442280000 | PCB PLUG-IN CONNECTOR FEMALE PLUG 3.81 MM N OF POLES: 14 180° CLAMPING YOKE CONNECTION CLAMPING RANGE MAX. : 1.5 MM² BOX | 1
20243 | 2442290000 | PCB PLUG-IN CONNECTOR FEMALE PLUG 3.81 MM N OF POLES: 8 180° CLAMPING YOKE CONNECTION CLAMPING RANGE MAX. : 1.5 MM² BOX | 1
20244 | 2442300000 | PCB PLUG-IN CONNECTOR FEMALE PLUG 3.81 MM N OF POLES: 9 180° CLAMPING YOKE CONNECTION CLAMPING RANGE MAX. : 1.5 MM² BOX | 1
20245 | 2442310000 | PCB PLUG-IN CONNECTOR FEMALE PLUG 3.81 MM N OF POLES: 4 180° CLAMPING YOKE CONNECTION CLAMPING RANGE MAX. : 1.5 MM² BOX | 1
20246 | 2442320000 | PCB PLUG-IN CONNECTOR FEMALE PLUG 3.81 MM N OF POLES: 5 180° CLAMPING YOKE CONNECTION CLAMPING RANGE MAX. : 1.5 MM² BOX | 1
20247 | 2442330000 | PCB PLUG-IN CONNECTOR FEMALE PLUG 3.81 MM N OF POLES: 6 180° CLAMPING YOKE CONNECTION CLAMPING RANGE MAX. : 1.5 MM² BOX | 1
20248 | 2442340000 | PCB PLUG-IN CONNECTOR FEMALE PLUG 3.81 MM N OF POLES: 7 180° CLAMPING YOKE CONNECTION CLAMPING RANGE MAX. : 1.5 MM² BOX | 1
20249 | 2442350000 | PCB PLUG-IN CONNECTOR FEMALE PLUG 3.81 MM N OF POLES: 11 180° CLAMPING YOKE CONNECTION CLAMPING RANGE MAX. : 1.5 MM² BOX | 1
20250 | 2442360000 | PCB PLUG-IN CONNECTOR FEMALE PLUG 3.81 MM N OF POLES: 2 180° CLAMPING YOKE CONNECTION CLAMPING RANGE MAX. : 1.5 MM² BOX | 1
20251 | 2442370000 | PCB PLUG-IN CONNECTOR FEMALE PLUG 3.81 MM N OF POLES: 3 180° CLAMPING YOKE CONNECTION CLAMPING RANGE MAX. : 1.5 MM² BOX | 1
20252 | 2442380000 | PCB PLUG-IN CONNECTOR FEMALE PLUG 3.81 MM N OF POLES: 8 180° CLAMPING YOKE CONNECTION CLAMPING RANGE MAX. : 1.5 MM² BOX | 1
20253 | 2442390000 | PCB PLUG-IN CONNECTOR FEMALE PLUG 3.81 MM N OF POLES: 9 180° CLAMPING YOKE CONNECTION CLAMPING RANGE MAX. : 1.5 MM² BOX | 1
20254 | 2442400000 | PCB PLUG-IN CONNECTOR FEMALE PLUG 3.81 MM N OF POLES: 10 180° CLAMPING YOKE CONNECTION CLAMPING RANGE MAX. : 1.5 MM² BOX | 1
20255 | 2442410000 | PCB PLUG-IN CONNECTOR FEMALE PLUG 3.81 MM N OF POLES: 12 180° CLAMPING YOKE CONNECTION CLAMPING RANGE MAX. : 1.5 MM² BOX | 1
20256 | 2442420000 | PCB PLUG-IN CONNECTOR FEMALE PLUG 3.81 MM N OF POLES: 14 180° CLAMPING YOKE CONNECTION CLAMPING RANGE MAX. : 1.5 MM² BOX | 1
20257 | 2442430000 | PCB PLUG-IN CONNECTOR FEMALE PLUG 3.81 MM N OF POLES: 15 180° CLAMPING YOKE CONNECTION CLAMPING RANGE MAX. : 1.5 MM² BOX | 1
20258 | 2442440000 | PCB PLUG-IN CONNECTOR FEMALE PLUG 3.81 MM N OF POLES: 17 180° CLAMPING YOKE CONNECTION CLAMPING RANGE MAX. : 1.5 MM² BOX | 1
20259 | 2442450000 | PCB PLUG-IN CONNECTOR FEMALE PLUG 3.81 MM N OF POLES: 18 180° CLAMPING YOKE CONNECTION CLAMPING RANGE MAX. : 1.5 MM² BOX | 1
20260 | 2442460000 | PCB PLUG-IN CONNECTOR FEMALE PLUG 3.81 MM N OF POLES: 13 180° CLAMPING YOKE CONNECTION CLAMPING RANGE MAX. : 1.5 MM² BOX | 1
20261 | 2442470000 | PCB PLUG-IN CONNECTOR FEMALE PLUG 3.81 MM N OF POLES: 19 180° CLAMPING YOKE CONNECTION CLAMPING RANGE MAX. : 1.5 MM² BOX | 1
20262 | 2442500000 | PCB PLUG-IN CONNECTOR FEMALE PLUG 3.81 MM N OF POLES: 16 180° CLAMPING YOKE CONNECTION CLAMPING RANGE MAX. : 1.5 MM² BOX | 1
20263 | 2442510000 | PCB PLUG-IN CONNECTOR FEMALE PLUG 3.81 MM N OF POLES: 20 180° CLAMPING YOKE CONNECTION CLAMPING RANGE MAX. : 1.5 MM² BOX | 1
20264 | 2442610000 | PCB PLUG-IN CONNECTOR FEMALE PLUG 3.81 MM N OF POLES: 3 180° PUSH IN WITH ACTUATOR TENSION-CLAMP CONNECTION CLAMPING RANGE MAX. : 1.5 MM² BOX | 1
20265 | 2442620000 | PCB PLUG-IN CONNECTOR FEMALE PLUG 3.81 MM N OF POLES: 4 180° PUSH IN WITH ACTUATOR TENSION-CLAMP CONNECTION CLAMPING RANGE MAX. : 1.5 MM² BOX | 1
20266 | 2442630000 | PCB PLUG-IN CONNECTOR FEMALE PLUG 3.81 MM N OF POLES: 5 180° PUSH IN WITH ACTUATOR TENSION-CLAMP CONNECTION CLAMPING RANGE MAX. : 1.5 MM² BOX | 1
20267 | 2442640000 | PCB PLUG-IN CONNECTOR FEMALE PLUG 3.81 MM N OF POLES: 6 180° PUSH IN WITH ACTUATOR TENSION-CLAMP CONNECTION CLAMPING RANGE MAX. : 1.5 MM² BOX | 1
20268 | 2442650000 | PCB PLUG-IN CONNECTOR FEMALE PLUG 3.81 MM N OF POLES: 7 180° PUSH IN WITH ACTUATOR TENSION-CLAMP CONNECTION CLAMPING RANGE MAX. : 1.5 MM² BOX | 1
20269 | 2442660000 | PCB PLUG-IN CONNECTOR FEMALE PLUG 3.81 MM N OF POLES: 8 180° PUSH IN WITH ACTUATOR TENSION-CLAMP CONNECTION CLAMPING RANGE MAX. : 1.5 MM² BOX | 1
20270 | 2442670000 | PCB PLUG-IN CONNECTOR FEMALE PLUG 3.81 MM N OF POLES: 9 180° PUSH IN WITH ACTUATOR TENSION-CLAMP CONNECTION CLAMPING RANGE MAX. : 1.5 MM² BOX | 1
20271 | 2442680000 | PCB PLUG-IN CONNECTOR FEMALE PLUG 3.81 MM N OF POLES: 10 180° PUSH IN WITH ACTUATOR TENSION-CLAMP CONNECTION CLAMPING RANGE MAX. : 1.5 MM² BOX | 1
20272 | 2442690000 | PCB PLUG-IN CONNECTOR FEMALE PLUG 3.81 MM N OF POLES: 11 180° PUSH IN WITH ACTUATOR TENSION-CLAMP CONNECTION CLAMPING RANGE MAX. : 1.5 MM² BOX | 1
20273 | 2442700000 | PCB PLUG-IN CONNECTOR FEMALE PLUG 3.81 MM N OF POLES: 12 180° PUSH IN WITH ACTUATOR TENSION-CLAMP CONNECTION CLAMPING RANGE MAX. : 1.5 MM² BOX | 1
20274 | 2442710000 | PCB PLUG-IN CONNECTOR FEMALE PLUG 3.81 MM N OF POLES: 13 180° PUSH IN WITH ACTUATOR TENSION-CLAMP CONNECTION CLAMPING RANGE MAX. : 1.5 MM² BOX | 1
20275 | 2442720000 | PCB PLUG-IN CONNECTOR FEMALE PLUG 3.81 MM N OF POLES: 14 180° PUSH IN WITH ACTUATOR TENSION-CLAMP CONNECTION CLAMPING RANGE MAX. : 1.5 MM² BOX | 1
20276 | 2442730000 | PCB PLUG-IN CONNECTOR FEMALE PLUG 3.81 MM N OF POLES: 15 180° PUSH IN WITH ACTUATOR TENSION-CLAMP CONNECTION CLAMPING RANGE MAX. : 1.5 MM² BOX | 1
20277 | 2442740000 | PCB PLUG-IN CONNECTOR FEMALE PLUG 3.81 MM N OF POLES: 16 180° PUSH IN WITH ACTUATOR TENSION-CLAMP CONNECTION CLAMPING RANGE MAX. : 1.5 MM² BOX | 1
20278 | 2442750000 | PCB PLUG-IN CONNECTOR FEMALE PLUG 3.81 MM N OF POLES: 17 180° PUSH IN WITH ACTUATOR TENSION-CLAMP CONNECTION CLAMPING RANGE MAX. : 1.5 MM² BOX | 1
20279 | 2442760000 | PCB PLUG-IN CONNECTOR FEMALE PLUG 3.81 MM N OF POLES: 18 180° PUSH IN WITH ACTUATOR TENSION-CLAMP CONNECTION CLAMPING RANGE MAX. : 1.5 MM² BOX | 1
20280 | 2442910000 | PCB PLUG-IN CONNECTOR FEMALE PLUG 3.81 MM N OF POLES: 10 180° PUSH IN WITH ACTUATOR TENSION-CLAMP CONNECTION CLAMPING RANGE MAX. : 1.5 MM² BOX | 1
20281 | 2442920000 | PCB PLUG-IN CONNECTOR FEMALE PLUG 3.81 MM N OF POLES: 11 180° PUSH IN WITH ACTUATOR TENSION-CLAMP CONNECTION CLAMPING RANGE MAX. : 1.5 MM² BOX | 1
20282 | 2442930000 | PCB PLUG-IN CONNECTOR FEMALE PLUG 3.81 MM N OF POLES: 13 180° PUSH IN WITH ACTUATOR TENSION-CLAMP CONNECTION CLAMPING RANGE MAX. : 1.5 MM² BOX | 1
20283 | 2442940000 | PCB PLUG-IN CONNECTOR FEMALE PLUG 3.81 MM N OF POLES: 16 180° PUSH IN WITH ACTUATOR TENSION-CLAMP CONNECTION CLAMPING RANGE MAX. : 1.5 MM² BOX | 1
20284 | 2442950000 | PCB PLUG-IN CONNECTOR FEMALE PLUG 3.81 MM N OF POLES: 18 180° PUSH IN WITH ACTUATOR TENSION-CLAMP CONNECTION CLAMPING RANGE MAX. : 1.5 MM² BOX | 1
20285 | 2442960000 | PCB PLUG-IN CONNECTOR FEMALE PLUG 3.81 MM N OF POLES: 5 180° PUSH IN WITH ACTUATOR TENSION-CLAMP CONNECTION CLAMPING RANGE MAX. : 1.5 MM² BOX | 1
20286 | 2442970000 | PCB PLUG-IN CONNECTOR FEMALE PLUG 3.81 MM N OF POLES: 17 180° PUSH IN WITH ACTUATOR TENSION-CLAMP CONNECTION CLAMPING RANGE MAX. : 1.5 MM² BOX | 1
20287 | 2442980000 | PCB PLUG-IN CONNECTOR FEMALE PLUG 3.81 MM N OF POLES: 15 180° PUSH IN WITH ACTUATOR TENSION-CLAMP CONNECTION CLAMPING RANGE MAX. : 1.5 MM² BOX | 1
20288 | 2442990000 | PCB PLUG-IN CONNECTOR FEMALE PLUG 3.81 MM N OF POLES: 14 180° PUSH IN WITH ACTUATOR TENSION-CLAMP CONNECTION CLAMPING RANGE MAX. : 1.5 MM² BOX | 1
20289 | 2443010000 | PCB PLUG-IN CONNECTOR FEMALE PLUG 3.81 MM N OF POLES: 6 180° PUSH IN WITH ACTUATOR TENSION-CLAMP CONNECTION CLAMPING RANGE MAX. : 1.5 MM² BOX | 1
20290 | 2443020000 | PCB PLUG-IN CONNECTOR FEMALE PLUG 3.81 MM N OF POLES: 8 180° PUSH IN WITH ACTUATOR TENSION-CLAMP CONNECTION CLAMPING RANGE MAX. : 1.5 MM² BOX | 1
20291 | 2443030000 | PCB PLUG-IN CONNECTOR FEMALE PLUG 3.81 MM N OF POLES: 9 180° PUSH IN WITH ACTUATOR TENSION-CLAMP CONNECTION CLAMPING RANGE MAX. : 1.5 MM² BOX | 1
20292 | 2443050000 | PCB PLUG-IN CONNECTOR FEMALE PLUG 3.81 MM N OF POLES: 12 180° PUSH IN WITH ACTUATOR TENSION-CLAMP CONNECTION CLAMPING RANGE MAX. : 1.5 MM² BOX | 1
20293 | 2443060000 | PCB PLUG-IN CONNECTOR FEMALE PLUG 3.81 MM N OF POLES: 7 180° PUSH IN WITH ACTUATOR TENSION-CLAMP CONNECTION CLAMPING RANGE MAX. : 1.5 MM² BOX | 1
20294 | 2443260000 | PCB PLUG-IN CONNECTOR FEMALE PLUG 5.08 MM N OF POLES: 8 180° CLAMPING YOKE CONNECTION CLAMPING RANGE MAX. : 4 MM² BOX | 1
20295 | 2443310000 | PCB PLUG-IN CONNECTOR MALE HEADER CLIP-ON FLANGE THT/THR SOLDER CONNECTION 3.50 MM N OF POLES: 3 90° SOLDER PIN LENGTH (L): 1.5 MM TINNED TAPE | 0
20296 | 2444060000 | PCB PLUG-IN CONNECTOR MALE PLUG 3.81 MM N OF POLES: 3 180° CLAMPING YOKE CONNECTION CLAMPING RANGE MAX. : 1.5 MM² BOX | 1
20297 | 2444090000 | PCB PLUG-IN CONNECTOR MALE PLUG 3.81 MM N OF POLES: 4 180° CLAMPING YOKE CONNECTION CLAMPING RANGE MAX. : 1.5 MM² BOX | 1
20298 | 2444100000 | PCB PLUG-IN CONNECTOR MALE PLUG 3.81 MM N OF POLES: 5 180° CLAMPING YOKE CONNECTION CLAMPING RANGE MAX. : 1.5 MM² BOX | 1
20299 | 2444110000 | PCB PLUG-IN CONNECTOR MALE PLUG 3.81 MM N OF POLES: 6 180° CLAMPING YOKE CONNECTION CLAMPING RANGE MAX. : 1.5 MM² BOX | 1
20300 | 2444120000 | PCB PLUG-IN CONNECTOR MALE PLUG 3.81 MM N OF POLES: 7 180° CLAMPING YOKE CONNECTION CLAMPING RANGE MAX. : 1.5 MM² BOX | 1
20301 | 2444130000 | PCB PLUG-IN CONNECTOR MALE PLUG 3.81 MM N OF POLES: 8 180° CLAMPING YOKE CONNECTION CLAMPING RANGE MAX. : 1.5 MM² BOX | 1
20302 | 2444140000 | PCB PLUG-IN CONNECTOR MALE PLUG 3.81 MM N OF POLES: 9 180° CLAMPING YOKE CONNECTION CLAMPING RANGE MAX. : 1.5 MM² BOX | 1
20303 | 2444150000 | PCB PLUG-IN CONNECTOR MALE PLUG 3.81 MM N OF POLES: 10 180° CLAMPING YOKE CONNECTION CLAMPING RANGE MAX. : 1.5 MM² BOX | 1
20304 | 2444160000 | PCB PLUG-IN CONNECTOR MALE PLUG 3.81 MM N OF POLES: 11 180° CLAMPING YOKE CONNECTION CLAMPING RANGE MAX. : 1.5 MM² BOX | 1
20305 | 2444170000 | PCB PLUG-IN CONNECTOR MALE PLUG 3.81 MM N OF POLES: 12 180° CLAMPING YOKE CONNECTION CLAMPING RANGE MAX. : 1.5 MM² BOX | 1
20306 | 2444200000 | PCB PLUG-IN CONNECTOR MALE PLUG 3.81 MM N OF POLES: 7 180° CLAMPING YOKE CONNECTION CLAMPING RANGE MAX. : 1.5 MM² BOX | 1
20307 | 2444220000 | PCB PLUG-IN CONNECTOR MALE PLUG 3.81 MM N OF POLES: 5 180° CLAMPING YOKE CONNECTION CLAMPING RANGE MAX. : 1.5 MM² BOX | 1
20308 | 2444230000 | PCB PLUG-IN CONNECTOR MALE PLUG 3.81 MM N OF POLES: 9 180° CLAMPING YOKE CONNECTION CLAMPING RANGE MAX. : 1.5 MM² BOX | 1
20309 | 2444240000 | PCB PLUG-IN CONNECTOR MALE PLUG 3.81 MM N OF POLES: 4 180° CLAMPING YOKE CONNECTION CLAMPING RANGE MAX. : 1.5 MM² BOX | 1
20310 | 2444250000 | PCB PLUG-IN CONNECTOR MALE PLUG 3.81 MM N OF POLES: 11 180° CLAMPING YOKE CONNECTION CLAMPING RANGE MAX. : 1.5 MM² BOX | 1
20311 | 2444260000 | PCB PLUG-IN CONNECTOR MALE PLUG 3.81 MM N OF POLES: 8 180° CLAMPING YOKE CONNECTION CLAMPING RANGE MAX. : 1.5 MM² BOX | 1
20312 | 2444270000 | PCB PLUG-IN CONNECTOR MALE PLUG 3.81 MM N OF POLES: 6 180° CLAMPING YOKE CONNECTION CLAMPING RANGE MAX. : 1.5 MM² BOX | 1
20313 | 2444280000 | PCB PLUG-IN CONNECTOR MALE PLUG 3.81 MM N OF POLES: 12 180° CLAMPING YOKE CONNECTION CLAMPING RANGE MAX. : 1.5 MM² BOX | 1
20314 | 2444290000 | PCB PLUG-IN CONNECTOR MALE PLUG 3.81 MM N OF POLES: 10 180° CLAMPING YOKE CONNECTION CLAMPING RANGE MAX. : 1.5 MM² BOX | 1
20315 | 2444300000 | OMNIMATE POWER - SERIES WGK FEED-THROUGH TERMINAL RATED CROSS-SECTION: 25 MM² WEMID (PA) | 29
20316 | 2444640000 | OMNIMATE POWER - SERIES WGK FEED-THROUGH TERMINAL RATED CROSS-SECTION: 25 MM² WEMID (PA) | 29
20317 | 2444650000 | OMNIMATE POWER - SERIES WGK FEED-THROUGH TERMINAL RATED CROSS-SECTION: 25 MM² WEMID (PA) | 29
20318 | 2444660000 | OMNIMATE POWER - SERIES WGK FEED-THROUGH TERMINAL RATED CROSS-SECTION: 25 MM² WEMID (PA) | 29
20319 | 2444670000 | OMNIMATE POWER - SERIES WGK FEED-THROUGH TERMINAL RATED CROSS-SECTION: 25 MM² WEMID (PA) | 29
20320 | 2444680000 | OMNIMATE POWER - SERIES WGK FEED-THROUGH TERMINAL RATED CROSS-SECTION: 25 MM² WEMID (PA) | 29
20321 | 2444700000 | OMNIMATE POWER - SERIES WGK FEED-THROUGH TERMINAL RATED CROSS-SECTION: 25 MM² WEMID (PA) | 29
20322 | 2444710000 | OMNIMATE POWER - SERIES WGK FEED-THROUGH TERMINAL RATED CROSS-SECTION: 25 MM² WEMID (PA) | 29
20323 | 2444720000 | OMNIMATE POWER - SERIES WGK FEED-THROUGH TERMINAL RATED CROSS-SECTION: 25 MM² WEMID (PA) | 29
20324 | 2444730000 | OMNIMATE POWER - SERIES WGK FEED-THROUGH TERMINAL RATED CROSS-SECTION: 25 MM² WEMID (PA) | 29
20325 | 2444740000 | OMNIMATE POWER - SERIES WGK FEED-THROUGH TERMINAL RATED CROSS-SECTION: 25 MM² WEMID (PA) | 29
20326 | 2444750000 | OMNIMATE POWER - SERIES WGK FEED-THROUGH TERMINAL RATED CROSS-SECTION: 25 MM² WEMID (PA) | 29
20327 | 2444760000 | OMNIMATE POWER - SERIES WGK FEED-THROUGH TERMINAL RATED CROSS-SECTION: 25 MM² WEMID (PA) | 29
20328 | 2444780000 | OMNIMATE POWER - SERIES WGK FEED-THROUGH TERMINAL RATED CROSS-SECTION: 25 MM² WEMID (PA) | 29
20329 | 2444790000 | OMNIMATE POWER - SERIES WGK FEED-THROUGH TERMINAL RATED CROSS-SECTION: 25 MM² WEMID (PA) | 29
20330 | 2444800000 | OMNIMATE POWER - SERIES WGK FEED-THROUGH TERMINAL RATED CROSS-SECTION: 25 MM² WEMID (PA) | 29
20331 | 2444810000 | OMNIMATE POWER - SERIES WGK FEED-THROUGH TERMINAL RATED CROSS-SECTION: 25 MM² WEMID (PA) | 29
20332 | 2444820000 | OMNIMATE POWER - SERIES WGK FEED-THROUGH TERMINAL RATED CROSS-SECTION: 25 MM² WEMID (PA) | 29
20333 | 2444830000 | OMNIMATE POWER - SERIES WGK FEED-THROUGH TERMINAL RATED CROSS-SECTION: 25 MM² WEMID (PA) | 29
20334 | 2444840000 | OMNIMATE POWER - SERIES WGK FEED-THROUGH TERMINAL RATED CROSS-SECTION: 25 MM² WEMID (PA) | 29
20335 | 2444850000 | OMNIMATE POWER - SERIES WGK FEED-THROUGH TERMINAL RATED CROSS-SECTION: 25 MM² WEMID (PA) | 29
20336 | 2444860000 | OMNIMATE POWER - SERIES WGK FEED-THROUGH TERMINAL RATED CROSS-SECTION: 25 MM² WEMID (PA) | 29
20337 | 2444870000 | OMNIMATE POWER - SERIES WGK FEED-THROUGH TERMINAL RATED CROSS-SECTION: 25 MM² WEMID (PA) | 29
20338 | 2445160000 | OMNIMATE POWER - SERIES WGK FEED-THROUGH TERMINAL RATED CROSS-SECTION: 25 MM² WEMID (PA) | 29
20339 | 2453690000 | PRINTED CIRCUIT BOARD TERMINALS 10.00 MM N OF POLES: 2 90° SOLDER PIN LENGTH (L): 5 MM PUSH IN WITH ACTUATOR CLAMPING RANGE MAX. : 16 MM² BOX | 51
20340 | 2453700000 | PRINTED CIRCUIT BOARD TERMINALS 10.00 MM N OF POLES: 3 90° SOLDER PIN LENGTH (L): 5 MM PUSH IN WITH ACTUATOR CLAMPING RANGE MAX. : 16 MM² BOX | 51
20341 | 2453710000 | PRINTED CIRCUIT BOARD TERMINALS 10.00 MM N OF POLES: 4 90° SOLDER PIN LENGTH (L): 5 MM PUSH IN WITH ACTUATOR CLAMPING RANGE MAX. : 16 MM² BOX | 51
20342 | 2453720000 | PRINTED CIRCUIT BOARD TERMINALS 10.00 MM N OF POLES: 5 90° SOLDER PIN LENGTH (L): 5 MM PUSH IN WITH ACTUATOR CLAMPING RANGE MAX. : 16 MM² BOX | 51
20343 | 2453730000 | PRINTED CIRCUIT BOARD TERMINALS 10.00 MM N OF POLES: 6 90° SOLDER PIN LENGTH (L): 5 MM PUSH IN WITH ACTUATOR CLAMPING RANGE MAX. : 16 MM² BOX | 51
20344 | 2453740000 | PRINTED CIRCUIT BOARD TERMINALS 10.00 MM N OF POLES: 7 90° SOLDER PIN LENGTH (L): 5 MM PUSH IN WITH ACTUATOR CLAMPING RANGE MAX. : 16 MM² BOX | 51
20345 | 2453750000 | PRINTED CIRCUIT BOARD TERMINALS 10.00 MM N OF POLES: 8 90° SOLDER PIN LENGTH (L): 5 MM PUSH IN WITH ACTUATOR CLAMPING RANGE MAX. : 16 MM² BOX | 51
20346 | 2453760000 | PRINTED CIRCUIT BOARD TERMINALS 10.00 MM N OF POLES: 9 90° SOLDER PIN LENGTH (L): 5 MM PUSH IN WITH ACTUATOR CLAMPING RANGE MAX. : 16 MM² BOX | 51
20347 | 2453770000 | PRINTED CIRCUIT BOARD TERMINALS 10.00 MM N OF POLES: 10 90° SOLDER PIN LENGTH (L): 5 MM PUSH IN WITH ACTUATOR CLAMPING RANGE MAX. : 16 MM² BOX | 51
20348 | 2453780000 | PRINTED CIRCUIT BOARD TERMINALS 10.00 MM N OF POLES: 11 90° SOLDER PIN LENGTH (L): 5 MM PUSH IN WITH ACTUATOR CLAMPING RANGE MAX. : 16 MM² BOX | 51
20349 | 2453790000 | PRINTED CIRCUIT BOARD TERMINALS 10.00 MM N OF POLES: 12 90° SOLDER PIN LENGTH (L): 5 MM PUSH IN WITH ACTUATOR CLAMPING RANGE MAX. : 16 MM² BOX | 51
20350 | 2454110000 | PCB PLUG-IN CONNECTOR MALE HEADER MIDDLE FLANGE THT/THR SOLDER CONNECTION 7.62 MM N OF POLES: 4 90° SOLDER PIN LENGTH (L): 2.6 MM TINNED BOX | 0
20351 | 2457370000 | PRINTED CIRCUIT BOARD TERMINALS 10.16 MM N OF POLES: 5 90° SOLDER PIN LENGTH (L): 3.2 MM CLAMPING YOKE CONNECTION CLAMPING RANGE MAX. : 16 MM² BOX | 1
20352 | 2457550000 | PCB PLUG-IN CONNECTOR MALE HEADER CLOSED SIDE THT/THR SOLDER CONNECTION 3.81 MM N OF POLES: 5 270° SOLDER PIN LENGTH (L): 1.5 MM TINNED TAPE | 0
20353 | 2457740000 | PCB PLUG-IN CONNECTOR MALE HEADER FLANGE THT SOLDER CONNECTION 3.50 MM N OF POLES: 30 90° SOLDER PIN LENGTH (L): 3.2 MM TINNED BOX | 0
20354 | 2458520000 | PCB PLUG-IN CONNECTOR MALE HEADER CLOSED SIDE THT/THR SOLDER CONNECTION 3.81 MM N OF POLES: 8 90° SOLDER PIN LENGTH (L): 1.5 MM TINNED TAPE | 0
20355 | 2460700000 | PCB PLUG-IN CONNECTOR ACCESSORIES CODING ELEMENT | 572
20356 | 2461080000 | PRINTED CIRCUIT BOARD TERMINALS 6.35 MM N OF POLES: 4 180° SOLDER PIN LENGTH (L): 3.5 MM TOP CONNECTION CLAMPING RANGE MAX. : 6 MM² BOX | 1
20357 | 2462840000 | PCB PLUG-IN CONNECTOR MALE HEADER DOVETAILS FOR FIXING BLOCKS THT SOLDER CONNECTION 5.00 MM N OF POLES: 2 135° SOLDER PIN LENGTH (L): 3.2 MM TINNED BOX | 0
20358 | 2462860000 | PCB PLUG-IN CONNECTOR MALE HEADER DOVETAILS FOR FIXING BLOCKS THT SOLDER CONNECTION 5.00 MM N OF POLES: 6 135° SOLDER PIN LENGTH (L): 3.2 MM TINNED BOX | 0
20359 | 2462870000 | PCB PLUG-IN CONNECTOR MALE HEADER DOVETAILS FOR FIXING BLOCKS THT SOLDER CONNECTION 5.00 MM N OF POLES: 3 135° SOLDER PIN LENGTH (L): 3.2 MM TINNED BOX | 0
20360 | 2463320000 | PCB PLUG-IN CONNECTOR MALE HEADER DOVETAILS FOR FIXING BLOCKS THT SOLDER CONNECTION 5.00 MM N OF POLES: 5 135° SOLDER PIN LENGTH (L): 3.2 MM TINNED BOX | 0
20361 | 2467670000 | PCB PLUG-IN CONNECTOR ACCESSORIES CODING ELEMENT | 572
20362 | 2469440000 | PRINTED CIRCUIT BOARD TERMINALS 5.08 MM N OF POLES: 4 90° SOLDER PIN LENGTH (L): 3.2 MM TINNED PALE GREEN CLAMPING YOKE CONNECTION CLAMPING RANGE MAX. : 6 MM² BOX | 1
20363 | 2471520000 | PRINTED CIRCUIT BOARD TERMINALS 7.50 MM N OF POLES: 1 90° SOLDER PIN LENGTH (L): 5 MM TINNED PUSH IN WITH ACTUATOR CLAMPING RANGE MAX. : 6 MM² BOX | 51
20364 | 2472090000 | PRINTED CIRCUIT BOARD TERMINALS 7.50 MM N OF POLES: 3 90° SOLDER PIN LENGTH (L): 5 MM TINNED PUSH IN WITH ACTUATOR CLAMPING RANGE MAX. : 6 MM² BOX | 51
20365 | 2472100000 | PRINTED CIRCUIT BOARD TERMINALS 7.50 MM N OF POLES: 4 90° SOLDER PIN LENGTH (L): 5 MM TINNED PUSH IN WITH ACTUATOR CLAMPING RANGE MAX. : 6 MM² BOX | 51
20366 | 2484460000 | PCB PLUG-IN CONNECTOR MALE HEADER CLOSED SIDE THT SOLDER CONNECTION 3.50 MM N OF POLES: 5 180° SOLDER PIN LENGTH (L): 3.2 MM TINNED BOX | 0
20367 | 2484610000 | PCB PLUG-IN CONNECTOR MALE HEADER CLOSED SIDE THT SOLDER CONNECTION 3.50 MM N OF POLES: 3 180° SOLDER PIN LENGTH (L): 3.2 MM TINNED BOX | 0
20368 | 2484680000 | OMNIMATE POWER - SERIES WGK FEED-THROUGH TERMINAL RATED CROSS-SECTION: 6 MM² WEMID (PA) DIRECT MOUNTING FEED-THROUGH (BUSHING) | 29
20369 | 2484800000 | OMNIMATE POWER - SERIES WGK FEED-THROUGH TERMINAL RATED CROSS-SECTION: 6 MM² WEMID (PA) DIRECT MOUNTING FEED-THROUGH (BUSHING) | 29
20370 | 2484810000 | OMNIMATE POWER - SERIES WGK FEED-THROUGH TERMINAL RATED CROSS-SECTION: 6 MM² WEMID (PA) DIRECT MOUNTING FEED-THROUGH (BUSHING) | 29
20371 | 2488670000 | PCB PLUG-IN CONNECTOR FEMALE PLUG 7.62 MM N OF POLES: 2 CLAMPING YOKE CONNECTION CLAMPING RANGE MAX. : 4 MM² BOX | 1
20372 | 2491110000 | PRINTED CIRCUIT BOARD TERMINALS 7.50 MM N OF POLES: 1 180° SOLDER PIN LENGTH (L): 5 MM TINNED PUSH IN WITHOUT ACTUATOR CLAMPING RANGE MAX. : 6 MM² BOX | 51
20373 | 2491620000 | PRINTED CIRCUIT BOARD TERMINALS 7.50 MM N OF POLES: 2 180° SOLDER PIN LENGTH (L): 5 MM TINNED PUSH IN WITHOUT ACTUATOR CLAMPING RANGE MAX. : 6 MM² BOX | 51
20374 | 2491630000 | PRINTED CIRCUIT BOARD TERMINALS 7.50 MM N OF POLES: 3 180° SOLDER PIN LENGTH (L): 5 MM TINNED PUSH IN WITHOUT ACTUATOR CLAMPING RANGE MAX. : 6 MM² BOX | 51
20375 | 2491640000 | PRINTED CIRCUIT BOARD TERMINALS 7.50 MM N OF POLES: 4 180° SOLDER PIN LENGTH (L): 5 MM TINNED PUSH IN WITHOUT ACTUATOR CLAMPING RANGE MAX. : 6 MM² BOX | 51
20376 | 2491650000 | PRINTED CIRCUIT BOARD TERMINALS 7.50 MM N OF POLES: 5 180° SOLDER PIN LENGTH (L): 5 MM TINNED PUSH IN WITHOUT ACTUATOR CLAMPING RANGE MAX. : 6 MM² BOX | 51
20377 | 2491660000 | PRINTED CIRCUIT BOARD TERMINALS 7.50 MM N OF POLES: 6 180° SOLDER PIN LENGTH (L): 5 MM TINNED PUSH IN WITHOUT ACTUATOR CLAMPING RANGE MAX. : 6 MM² BOX | 51
20378 | 2491670000 | PRINTED CIRCUIT BOARD TERMINALS 7.50 MM N OF POLES: 7 180° SOLDER PIN LENGTH (L): 5 MM TINNED PUSH IN WITHOUT ACTUATOR CLAMPING RANGE MAX. : 6 MM² BOX | 51
20379 | 2491680000 | PRINTED CIRCUIT BOARD TERMINALS 7.50 MM N OF POLES: 8 180° SOLDER PIN LENGTH (L): 5 MM TINNED PUSH IN WITHOUT ACTUATOR CLAMPING RANGE MAX. : 6 MM² BOX | 51
20380 | 2491690000 | PRINTED CIRCUIT BOARD TERMINALS 7.50 MM N OF POLES: 9 180° SOLDER PIN LENGTH (L): 5 MM TINNED PUSH IN WITHOUT ACTUATOR CLAMPING RANGE MAX. : 6 MM² BOX | 51
20381 | 2491700000 | PRINTED CIRCUIT BOARD TERMINALS 7.50 MM N OF POLES: 10 180° SOLDER PIN LENGTH (L): 5 MM TINNED PUSH IN WITHOUT ACTUATOR CLAMPING RANGE MAX. : 6 MM² BOX | 51
20382 | 2491710000 | PRINTED CIRCUIT BOARD TERMINALS 7.50 MM N OF POLES: 11 180° SOLDER PIN LENGTH (L): 5 MM TINNED PUSH IN WITHOUT ACTUATOR CLAMPING RANGE MAX. : 6 MM² BOX | 51
20383 | 2491720000 | PRINTED CIRCUIT BOARD TERMINALS 7.50 MM N OF POLES: 12 180° SOLDER PIN LENGTH (L): 5 MM TINNED PUSH IN WITHOUT ACTUATOR CLAMPING RANGE MAX. : 6 MM² BOX | 51
20384 | 2491800000 | PRINTED CIRCUIT BOARD TERMINALS 15.00 MM N OF POLES: 2 90° SOLDER PIN LENGTH (L): 5 MM PUSH IN WITH ACTUATOR CLAMPING RANGE MAX. : 16 MM² BOX | 51
20385 | 2491810000 | PRINTED CIRCUIT BOARD TERMINALS 10.00 MM N OF POLES: 1 180° SOLDER PIN LENGTH (L): 5 MM PUSH IN WITH ACTUATOR CLAMPING RANGE MAX. : 16 MM² BOX | 51
20386 | 2491820000 | PRINTED CIRCUIT BOARD TERMINALS 15.00 MM N OF POLES: 2 180° SOLDER PIN LENGTH (L): 5 MM PUSH IN WITHOUT ACTUATOR CLAMPING RANGE MAX. : 16 MM² BOX | 122
20387 | 2491900000 | PRINTED CIRCUIT BOARD TERMINALS 15.00 MM N OF POLES: 3 90° SOLDER PIN LENGTH (L): 5 MM PUSH IN WITH ACTUATOR CLAMPING RANGE MAX. : 16 MM² BOX | 51
20388 | 2491910000 | PRINTED CIRCUIT BOARD TERMINALS 15.00 MM N OF POLES: 4 90° SOLDER PIN LENGTH (L): 5 MM PUSH IN WITH ACTUATOR CLAMPING RANGE MAX. : 16 MM² BOX | 51
20389 | 2491920000 | PRINTED CIRCUIT BOARD TERMINALS 15.00 MM N OF POLES: 5 90° SOLDER PIN LENGTH (L): 5 MM PUSH IN WITH ACTUATOR CLAMPING RANGE MAX. : 16 MM² BOX | 51
20390 | 2491930000 | PRINTED CIRCUIT BOARD TERMINALS 15.00 MM N OF POLES: 6 90° SOLDER PIN LENGTH (L): 5 MM PUSH IN WITH ACTUATOR CLAMPING RANGE MAX. : 16 MM² BOX | 51
20391 | 2491940000 | PRINTED CIRCUIT BOARD TERMINALS 15.00 MM N OF POLES: 7 90° SOLDER PIN LENGTH (L): 5 MM PUSH IN WITH ACTUATOR CLAMPING RANGE MAX. : 16 MM² BOX | 51
20392 | 2491950000 | PRINTED CIRCUIT BOARD TERMINALS 15.00 MM N OF POLES: 8 90° SOLDER PIN LENGTH (L): 5 MM PUSH IN WITH ACTUATOR CLAMPING RANGE MAX. : 16 MM² BOX | 51
20393 | 2492000000 | PRINTED CIRCUIT BOARD TERMINALS 15.00 MM N OF POLES: 2 90° SOLDER PIN LENGTH (L): 5 MM PUSH IN WITH ACTUATOR CLAMPING RANGE MAX. : 16 MM² BOX | 51
20394 | 2492010000 | PRINTED CIRCUIT BOARD TERMINALS 15.00 MM N OF POLES: 3 90° SOLDER PIN LENGTH (L): 5 MM PUSH IN WITH ACTUATOR CLAMPING RANGE MAX. : 16 MM² BOX | 51
20395 | 2492020000 | PRINTED CIRCUIT BOARD TERMINALS 15.00 MM N OF POLES: 4 90° SOLDER PIN LENGTH (L): 5 MM PUSH IN WITH ACTUATOR CLAMPING RANGE MAX. : 16 MM² BOX | 51
20396 | 2492030000 | PRINTED CIRCUIT BOARD TERMINALS 15.00 MM N OF POLES: 5 90° SOLDER PIN LENGTH (L): 5 MM PUSH IN WITH ACTUATOR CLAMPING RANGE MAX. : 16 MM² BOX | 51
20397 | 2492040000 | PRINTED CIRCUIT BOARD TERMINALS 15.00 MM N OF POLES: 6 90° SOLDER PIN LENGTH (L): 5 MM PUSH IN WITH ACTUATOR CLAMPING RANGE MAX. : 16 MM² BOX | 51
20398 | 2492050000 | PRINTED CIRCUIT BOARD TERMINALS 15.00 MM N OF POLES: 7 90° SOLDER PIN LENGTH (L): 5 MM PUSH IN WITH ACTUATOR CLAMPING RANGE MAX. : 16 MM² BOX | 51
20399 | 2492060000 | PRINTED CIRCUIT BOARD TERMINALS 15.00 MM N OF POLES: 8 90° SOLDER PIN LENGTH (L): 5 MM PUSH IN WITH ACTUATOR CLAMPING RANGE MAX. : 16 MM² BOX | 51
20400 | 2492110000 | PRINTED CIRCUIT BOARD TERMINALS 10.00 MM N OF POLES: 2 180° SOLDER PIN LENGTH (L): 5 MM TINNED PUSH IN WITH ACTUATOR CLAMPING RANGE MAX. : 16 MM² BOX | 51
20401 | 2492120000 | PRINTED CIRCUIT BOARD TERMINALS 10.00 MM N OF POLES: 3 180° SOLDER PIN LENGTH (L): 5 MM TINNED PUSH IN WITH ACTUATOR CLAMPING RANGE MAX. : 16 MM² BOX | 51
20402 | 2492130000 | PRINTED CIRCUIT BOARD TERMINALS 10.00 MM N OF POLES: 4 180° SOLDER PIN LENGTH (L): 5 MM TINNED PUSH IN WITH ACTUATOR CLAMPING RANGE MAX. : 16 MM² BOX | 51
20403 | 2492140000 | PRINTED CIRCUIT BOARD TERMINALS 10.00 MM N OF POLES: 5 180° SOLDER PIN LENGTH (L): 5 MM TINNED PUSH IN WITH ACTUATOR CLAMPING RANGE MAX. : 16 MM² BOX | 51
20404 | 2492150000 | PRINTED CIRCUIT BOARD TERMINALS 10.00 MM N OF POLES: 6 180° SOLDER PIN LENGTH (L): 5 MM TINNED PUSH IN WITH ACTUATOR CLAMPING RANGE MAX. : 16 MM² BOX | 51
20405 | 2492160000 | PRINTED CIRCUIT BOARD TERMINALS 10.00 MM N OF POLES: 7 180° SOLDER PIN LENGTH (L): 5 MM TINNED PUSH IN WITH ACTUATOR CLAMPING RANGE MAX. : 16 MM² BOX | 51
20406 | 2492170000 | PRINTED CIRCUIT BOARD TERMINALS 10.00 MM N OF POLES: 8 180° SOLDER PIN LENGTH (L): 5 MM TINNED PUSH IN WITH ACTUATOR CLAMPING RANGE MAX. : 16 MM² BOX | 51
20407 | 2492180000 | PRINTED CIRCUIT BOARD TERMINALS 10.00 MM N OF POLES: 9 180° SOLDER PIN LENGTH (L): 5 MM TINNED PUSH IN WITH ACTUATOR CLAMPING RANGE MAX. : 16 MM² BOX | 51
20408 | 2492190000 | PRINTED CIRCUIT BOARD TERMINALS 10.00 MM N OF POLES: 10 180° SOLDER PIN LENGTH (L): 5 MM TINNED PUSH IN WITH ACTUATOR CLAMPING RANGE MAX. : 16 MM² BOX | 51
20409 | 2492200000 | PRINTED CIRCUIT BOARD TERMINALS 10.00 MM N OF POLES: 11 180° SOLDER PIN LENGTH (L): 5 MM TINNED PUSH IN WITH ACTUATOR CLAMPING RANGE MAX. : 16 MM² BOX | 51
20410 | 2492210000 | PRINTED CIRCUIT BOARD TERMINALS 10.00 MM N OF POLES: 12 180° SOLDER PIN LENGTH (L): 5 MM TINNED PUSH IN WITH ACTUATOR CLAMPING RANGE MAX. : 16 MM² BOX | 51
20411 | 2492220000 | PRINTED CIRCUIT BOARD TERMINALS 15.00 MM N OF POLES: 3 180° SOLDER PIN LENGTH (L): 5 MM PUSH IN WITHOUT ACTUATOR CLAMPING RANGE MAX. : 16 MM² BOX | 51
20412 | 2492230000 | PRINTED CIRCUIT BOARD TERMINALS 15.00 MM N OF POLES: 4 180° SOLDER PIN LENGTH (L): 5 MM PUSH IN WITHOUT ACTUATOR CLAMPING RANGE MAX. : 16 MM² BOX | 51
20413 | 2492240000 | PRINTED CIRCUIT BOARD TERMINALS 15.00 MM N OF POLES: 5 180° SOLDER PIN LENGTH (L): 5 MM PUSH IN WITHOUT ACTUATOR CLAMPING RANGE MAX. : 16 MM² BOX | 51
20414 | 2492250000 | PRINTED CIRCUIT BOARD TERMINALS 15.00 MM N OF POLES: 6 180° SOLDER PIN LENGTH (L): 5 MM PUSH IN WITHOUT ACTUATOR CLAMPING RANGE MAX. : 16 MM² BOX | 51
20415 | 2492260000 | PRINTED CIRCUIT BOARD TERMINALS 15.00 MM N OF POLES: 7 180° SOLDER PIN LENGTH (L): 5 MM PUSH IN WITHOUT ACTUATOR CLAMPING RANGE MAX. : 16 MM² BOX | 51
20416 | 2492270000 | PRINTED CIRCUIT BOARD TERMINALS 15.00 MM N OF POLES: 8 180° SOLDER PIN LENGTH (L): 5 MM PUSH IN WITHOUT ACTUATOR CLAMPING RANGE MAX. : 16 MM² BOX | 51
20417 | 2496200000 | PCB PLUG-IN CONNECTOR MALE HEADER DOVETAILS FOR FIXING BLOCKS THT SOLDER CONNECTION 5.08 MM N OF POLES: 3 180° SOLDER PIN LENGTH (L): 4.5 MM TINNED ORANGE BOX | 0
20418 | 2496210000 | PCB PLUG-IN CONNECTOR MALE HEADER DOVETAILS FOR FIXING BLOCKS THT SOLDER CONNECTION 5.08 MM N OF POLES: 4 180° SOLDER PIN LENGTH (L): 4.5 MM TINNED ORANGE BOX | 0
20419 | 2496220000 | PCB PLUG-IN CONNECTOR MALE HEADER DOVETAILS FOR FIXING BLOCKS THT SOLDER CONNECTION 5.08 MM N OF POLES: 5 180° SOLDER PIN LENGTH (L): 4.5 MM TINNED ORANGE BOX | 0
20420 | 2496230000 | PCB PLUG-IN CONNECTOR MALE HEADER DOVETAILS FOR FIXING BLOCKS THT SOLDER CONNECTION 5.08 MM N OF POLES: 7 180° SOLDER PIN LENGTH (L): 4.5 MM TINNED ORANGE BOX | 0
20421 | 2496240000 | PCB PLUG-IN CONNECTOR MALE HEADER DOVETAILS FOR FIXING BLOCKS THT SOLDER CONNECTION 5.08 MM N OF POLES: 9 180° SOLDER PIN LENGTH (L): 4.5 MM TINNED ORANGE BOX | 0
20422 | 2496250000 | PCB PLUG-IN CONNECTOR MALE HEADER DOVETAILS FOR FIXING BLOCKS THT SOLDER CONNECTION 5.08 MM N OF POLES: 10 180° SOLDER PIN LENGTH (L): 4.5 MM TINNED ORANGE BOX | 0
20423 | 2496260000 | PCB PLUG-IN CONNECTOR MALE HEADER DOVETAILS FOR FIXING BLOCKS THT SOLDER CONNECTION 5.08 MM N OF POLES: 18 180° SOLDER PIN LENGTH (L): 4.5 MM TINNED ORANGE BOX | 0
20424 | 2496290000 | PCB PLUG-IN CONNECTOR MALE HEADER OPEN SIDE THT SOLDER CONNECTION 5.08 MM N OF POLES: 4 180° SOLDER PIN LENGTH (L): 4.5 MM TINNED ORANGE BOX | 0
20425 | 2496300000 | PCB PLUG-IN CONNECTOR MALE HEADER OPEN SIDE THT SOLDER CONNECTION 5.08 MM N OF POLES: 5 180° SOLDER PIN LENGTH (L): 4.5 MM TINNED ORANGE BOX | 0
20426 | 2496310000 | PCB PLUG-IN CONNECTOR MALE HEADER OPEN SIDE THT SOLDER CONNECTION 5.08 MM N OF POLES: 7 180° SOLDER PIN LENGTH (L): 4.5 MM TINNED ORANGE BOX | 0
20427 | 2496320000 | PCB PLUG-IN CONNECTOR MALE HEADER OPEN SIDE THT SOLDER CONNECTION 5.08 MM N OF POLES: 8 180° SOLDER PIN LENGTH (L): 4.5 MM TINNED ORANGE BOX | 0
20428 | 2496330000 | PCB PLUG-IN CONNECTOR MALE HEADER OPEN SIDE THT SOLDER CONNECTION 5.08 MM N OF POLES: 15 180° SOLDER PIN LENGTH (L): 4.5 MM TINNED ORANGE BOX | 0
20429 | 2496340000 | PCB PLUG-IN CONNECTOR MALE HEADER OPEN SIDE THT SOLDER CONNECTION 5.08 MM N OF POLES: 16 180° SOLDER PIN LENGTH (L): 4.5 MM TINNED ORANGE BOX | 0
20430 | 2496560000 | PCB PLUG-IN CONNECTOR MALE HEADER CLOSED SIDE THT SOLDER CONNECTION 10.16 MM N OF POLES: 6 90° SOLDER PIN LENGTH (L): 4 MM BOX | 0
20431 | 2499430000 | PRINTED CIRCUIT BOARD TERMINALS 10.00 MM N OF POLES: 2 90° SOLDER PIN LENGTH (L): 5 MM PUSH IN WITHOUT ACTUATOR CLAMPING RANGE MAX. : 16 MM² BOX | 51
20432 | 2499440000 | PRINTED CIRCUIT BOARD TERMINALS 15.00 MM N OF POLES: 2 90° SOLDER PIN LENGTH (L): 5 MM PUSH IN WITHOUT ACTUATOR CLAMPING RANGE MAX. : 16 MM² BOX | 51
20433 | 2500460000 | PRINTED CIRCUIT BOARD TERMINALS 10.00 MM N OF POLES: 3 90° SOLDER PIN LENGTH (L): 5 MM PUSH IN WITHOUT ACTUATOR CLAMPING RANGE MAX. : 16 MM² BOX | 51
20434 | 2500470000 | PRINTED CIRCUIT BOARD TERMINALS 10.00 MM N OF POLES: 4 90° SOLDER PIN LENGTH (L): 5 MM PUSH IN WITHOUT ACTUATOR CLAMPING RANGE MAX. : 16 MM² BOX | 51
20435 | 2500480000 | PRINTED CIRCUIT BOARD TERMINALS 10.00 MM N OF POLES: 5 90° SOLDER PIN LENGTH (L): 5 MM PUSH IN WITHOUT ACTUATOR CLAMPING RANGE MAX. : 16 MM² BOX | 51
20436 | 2500490000 | PRINTED CIRCUIT BOARD TERMINALS 10.00 MM N OF POLES: 6 90° SOLDER PIN LENGTH (L): 5 MM PUSH IN WITHOUT ACTUATOR CLAMPING RANGE MAX. : 16 MM² BOX | 51
20437 | 2500500000 | PRINTED CIRCUIT BOARD TERMINALS 10.00 MM N OF POLES: 7 90° SOLDER PIN LENGTH (L): 5 MM PUSH IN WITHOUT ACTUATOR CLAMPING RANGE MAX. : 16 MM² BOX | 51
20438 | 2500510000 | PRINTED CIRCUIT BOARD TERMINALS 10.00 MM N OF POLES: 8 90° SOLDER PIN LENGTH (L): 5 MM PUSH IN WITHOUT ACTUATOR CLAMPING RANGE MAX. : 16 MM² BOX | 51
20439 | 2500520000 | PRINTED CIRCUIT BOARD TERMINALS 10.00 MM N OF POLES: 9 90° SOLDER PIN LENGTH (L): 5 MM PUSH IN WITHOUT ACTUATOR CLAMPING RANGE MAX. : 16 MM² BOX | 51
20440 | 2500530000 | PRINTED CIRCUIT BOARD TERMINALS 10.00 MM N OF POLES: 10 90° SOLDER PIN LENGTH (L): 5 MM PUSH IN WITHOUT ACTUATOR CLAMPING RANGE MAX. : 16 MM² BOX | 51
20441 | 2500540000 | PRINTED CIRCUIT BOARD TERMINALS 10.00 MM N OF POLES: 11 90° SOLDER PIN LENGTH (L): 5 MM PUSH IN WITHOUT ACTUATOR CLAMPING RANGE MAX. : 16 MM² BOX | 51
20442 | 2500550000 | PRINTED CIRCUIT BOARD TERMINALS 10.00 MM N OF POLES: 12 90° SOLDER PIN LENGTH (L): 5 MM PUSH IN WITHOUT ACTUATOR CLAMPING RANGE MAX. : 16 MM² BOX | 51
20443 | 2500560000 | PRINTED CIRCUIT BOARD TERMINALS 10.00 MM N OF POLES: 1 90° SOLDER PIN LENGTH (L): 5 MM PUSH IN WITHOUT ACTUATOR CLAMPING RANGE MAX. : 16 MM² BOX | 51
20444 | 2500570000 | PRINTED CIRCUIT BOARD TERMINALS 15.00 MM N OF POLES: 3 90° SOLDER PIN LENGTH (L): 5 MM PUSH IN WITHOUT ACTUATOR CLAMPING RANGE MAX. : 16 MM² BOX | 51
20445 | 2500580000 | PRINTED CIRCUIT BOARD TERMINALS 15.00 MM N OF POLES: 4 90° SOLDER PIN LENGTH (L): 5 MM PUSH IN WITHOUT ACTUATOR CLAMPING RANGE MAX. : 16 MM² BOX | 51
20446 | 2500590000 | PRINTED CIRCUIT BOARD TERMINALS 15.00 MM N OF POLES: 5 90° SOLDER PIN LENGTH (L): 5 MM PUSH IN WITHOUT ACTUATOR CLAMPING RANGE MAX. : 16 MM² BOX | 51
20447 | 2500600000 | PRINTED CIRCUIT BOARD TERMINALS 15.00 MM N OF POLES: 7 90° SOLDER PIN LENGTH (L): 5 MM PUSH IN WITHOUT ACTUATOR CLAMPING RANGE MAX. : 16 MM² BOX | 51
20448 | 2500610000 | PRINTED CIRCUIT BOARD TERMINALS 15.00 MM N OF POLES: 8 90° SOLDER PIN LENGTH (L): 5 MM PUSH IN WITHOUT ACTUATOR CLAMPING RANGE MAX. : 16 MM² BOX | 51
20449 | 2500660000 | PRINTED CIRCUIT BOARD TERMINALS 15.00 MM N OF POLES: 6 90° SOLDER PIN LENGTH (L): 5 MM PUSH IN WITHOUT ACTUATOR CLAMPING RANGE MAX. : 16 MM² BOX | 51
20450 | 9967720000 | PRINTED CIRCUIT BOARD TERMINALS 3.50 MM N OF POLES: 6 90° SOLDER PIN LENGTH (L): 4.5 MM TINNED CLAMPING YOKE CONNECTION CLAMPING RANGE MAX. : 2.08 MM² BOX | 1
20451 | 2471530000 | PRINTED CIRCUIT BOARD TERMINALS 7.50 MM N OF POLES: 2 90° SOLDER PIN LENGTH (L): 5 MM TINNED PUSH IN WITH ACTUATOR CLAMPING RANGE MAX. : 6 MM² BOX | 51
20452 | 1211760000 | PCB PLUG-IN CONNECTOR FEMALE PLUG 5.00 MM N OF POLES: 19 180° PUSH IN WITH ACTUATOR TENSION-CLAMP CONNECTION CLAMPING RANGE MAX. : 3.31 MM² BOX | 1
20453 | 1211770000 | PCB PLUG-IN CONNECTOR FEMALE PLUG 5.00 MM N OF POLES: 20 180° PUSH IN WITH ACTUATOR TENSION-CLAMP CONNECTION CLAMPING RANGE MAX. : 3.31 MM² BOX | 1
20454 | 1211780000 | PCB PLUG-IN CONNECTOR FEMALE PLUG 5.00 MM N OF POLES: 21 180° PUSH IN WITH ACTUATOR TENSION-CLAMP CONNECTION CLAMPING RANGE MAX. : 3.31 MM² BOX | 1
20455 | 1211790000 | PCB PLUG-IN CONNECTOR FEMALE PLUG 5.00 MM N OF POLES: 22 180° PUSH IN WITH ACTUATOR TENSION-CLAMP CONNECTION CLAMPING RANGE MAX. : 3.31 MM² BOX | 1
20456 | 1211800000 | PCB PLUG-IN CONNECTOR FEMALE PLUG 5.00 MM N OF POLES: 23 180° PUSH IN WITH ACTUATOR TENSION-CLAMP CONNECTION CLAMPING RANGE MAX. : 3.31 MM² BOX | 1
20457 | 1211810000 | PCB PLUG-IN CONNECTOR FEMALE PLUG 5.00 MM N OF POLES: 24 180° PUSH IN WITH ACTUATOR TENSION-CLAMP CONNECTION CLAMPING RANGE MAX. : 3.31 MM² BOX | 1
20458 | 1211820000 | PCB PLUG-IN CONNECTOR FEMALE PLUG 5.00 MM N OF POLES: 19 180° PUSH IN WITH ACTUATOR TENSION-CLAMP CONNECTION CLAMPING RANGE MAX. : 3.31 MM² BOX | 1
20459 | 1211830000 | PCB PLUG-IN CONNECTOR FEMALE PLUG 5.00 MM N OF POLES: 20 180° PUSH IN WITH ACTUATOR TENSION-CLAMP CONNECTION CLAMPING RANGE MAX. : 3.31 MM² BOX | 1
20460 | 1211840000 | PCB PLUG-IN CONNECTOR FEMALE PLUG 5.00 MM N OF POLES: 21 180° PUSH IN WITH ACTUATOR TENSION-CLAMP CONNECTION CLAMPING RANGE MAX. : 3.31 MM² BOX | 1
20461 | 1211850000 | PCB PLUG-IN CONNECTOR FEMALE PLUG 5.00 MM N OF POLES: 22 180° PUSH IN WITH ACTUATOR TENSION-CLAMP CONNECTION CLAMPING RANGE MAX. : 3.31 MM² BOX | 1
20462 | 1211860000 | PCB PLUG-IN CONNECTOR FEMALE PLUG 5.00 MM N OF POLES: 23 180° PUSH IN WITH ACTUATOR TENSION-CLAMP CONNECTION CLAMPING RANGE MAX. : 3.31 MM² BOX | 1
20463 | 1211870000 | PCB PLUG-IN CONNECTOR FEMALE PLUG 5.00 MM N OF POLES: 24 180° PUSH IN WITH ACTUATOR TENSION-CLAMP CONNECTION CLAMPING RANGE MAX. : 3.31 MM² BOX | 1
20464 | 1223820000 | PCB PLUG-IN CONNECTOR FEMALE PLUG 5.08 MM N OF POLES: 8 180° CLAMPING YOKE CONNECTION CLAMPING RANGE MAX. : 4 MM² BOX | 1
20465 | 1237640000 | PCB PLUG-IN CONNECTOR MALE PLUG 3.81 MM N OF POLES: 12 180° CLAMPING YOKE CONNECTION CLAMPING RANGE MAX. : 1.5 MM² BOX | 1
20466 | 1250570000 | OMNIMATE POWER - SERIES WGK FEED-THROUGH TERMINAL | 196
20467 | 1250580000 | OMNIMATE POWER - SERIES WGK FEED-THROUGH TERMINAL | 196
20468 | 1250590000 | OMNIMATE POWER - SERIES WGK FEED-THROUGH TERMINAL | 196
20469 | 1250610000 | OMNIMATE POWER - SERIES WGK FEED-THROUGH TERMINAL | 196
20470 | 1250620000 | OMNIMATE POWER - SERIES WGK FEED-THROUGH TERMINAL | 196
20471 | 1250630000 | OMNIMATE POWER - SERIES WGK FEED-THROUGH TERMINAL | 196
20472 | 1250650000 | OMNIMATE POWER - SERIES WGK FEED-THROUGH TERMINAL RATED CROSS-SECTION: 4 MM² WEMID (PA) DIRECT MOUNTING FEED-THROUGH (BUSHING) | 29
20473 | 1250660000 | OMNIMATE POWER - SERIES WGK FEED-THROUGH TERMINAL RATED CROSS-SECTION: 95 MM² SCREW CONNECTION WEMID (PA) DIRECT MOUNTING FEED-THROUGH (BUSHING) | 29
20474 | 1250670000 | OMNIMATE POWER - SERIES WGK FEED-THROUGH TERMINAL RATED CROSS-SECTION: 95 MM² SCREW CONNECTION WEMID (PA) DIRECT MOUNTING FEED-THROUGH (BUSHING) | 29
20475 | 1250680000 | OMNIMATE POWER - SERIES WGK FEED-THROUGH TERMINAL RATED CROSS-SECTION: 95 MM² SCREW CONNECTION WEMID (PA) DIRECT MOUNTING FEED-THROUGH (BUSHING) | 29
20476 | 1250690000 | OMNIMATE POWER - SERIES WGK FEED-THROUGH TERMINAL RATED CROSS-SECTION: 95 MM² SCREW CONNECTION WEMID (PA) DIRECT MOUNTING FEED-THROUGH (BUSHING) | 29
20477 | 1250930000 | OMNIMATE POWER - SERIES WGK FEED-THROUGH TERMINAL RATED CROSS-SECTION: 4 MM² SCREW CONNECTION WEMID (PA) DIRECT MOUNTING FEED-THROUGH (BUSHING) | 29
20478 | 1250940000 | OMNIMATE POWER - SERIES WGK FEED-THROUGH TERMINAL RATED CROSS-SECTION: 4 MM² SCREW CONNECTION WEMID (PA) DIRECT MOUNTING FEED-THROUGH (BUSHING) | 29
20479 | 1250950000 | OMNIMATE POWER - SERIES WGK FEED-THROUGH TERMINAL RATED CROSS-SECTION: 4 MM² SCREW CONNECTION WEMID (PA) DIRECT MOUNTING FEED-THROUGH (BUSHING) | 29
20480 | 1250960000 | OMNIMATE POWER - SERIES WGK FEED-THROUGH TERMINAL RATED CROSS-SECTION: 4 MM² SCREW CONNECTION WEMID (PA) DIRECT MOUNTING FEED-THROUGH (BUSHING) | 29
20481 | 1251030000 | OMNIMATE POWER - SERIES WGK FEED-THROUGH TERMINAL | 196
20482 | 1251330000 | PRINTED CIRCUIT BOARD TERMINALS 5.00 MM N OF POLES: 13 90° SOLDER PIN LENGTH (L): 3.2 MM TINNED ORANGE CLAMPING YOKE CONNECTION CLAMPING RANGE MAX. : 6 MM² BOX | 1
20483 | 1251340000 | PRINTED CIRCUIT BOARD TERMINALS 5.00 MM N OF POLES: 15 90° SOLDER PIN LENGTH (L): 3.2 MM TINNED ORANGE CLAMPING YOKE CONNECTION CLAMPING RANGE MAX. : 6 MM² BOX | 1
20484 | 1251350000 | PRINTED CIRCUIT BOARD TERMINALS 5.00 MM N OF POLES: 17 90° SOLDER PIN LENGTH (L): 3.2 MM TINNED ORANGE CLAMPING YOKE CONNECTION CLAMPING RANGE MAX. : 6 MM² BOX | 1
20485 | 1251360000 | PRINTED CIRCUIT BOARD TERMINALS 5.00 MM N OF POLES: 18 90° SOLDER PIN LENGTH (L): 3.2 MM TINNED ORANGE CLAMPING YOKE CONNECTION CLAMPING RANGE MAX. : 6 MM² BOX | 1
20486 | 1251370000 | PRINTED CIRCUIT BOARD TERMINALS 5.00 MM N OF POLES: 19 90° SOLDER PIN LENGTH (L): 3.2 MM TINNED ORANGE CLAMPING YOKE CONNECTION CLAMPING RANGE MAX. : 6 MM² BOX | 1
20487 | 1251380000 | PRINTED CIRCUIT BOARD TERMINALS 5.00 MM N OF POLES: 20 90° SOLDER PIN LENGTH (L): 3.2 MM TINNED ORANGE CLAMPING YOKE CONNECTION CLAMPING RANGE MAX. : 6 MM² BOX | 1
20488 | 1251390000 | PRINTED CIRCUIT BOARD TERMINALS 5.00 MM N OF POLES: 21 90° SOLDER PIN LENGTH (L): 3.2 MM TINNED ORANGE CLAMPING YOKE CONNECTION CLAMPING RANGE MAX. : 6 MM² BOX | 1
20489 | 1251410000 | PRINTED CIRCUIT BOARD TERMINALS 5.00 MM N OF POLES: 22 90° SOLDER PIN LENGTH (L): 3.2 MM TINNED ORANGE CLAMPING YOKE CONNECTION CLAMPING RANGE MAX. : 6 MM² BOX | 1
20490 | 1251420000 | PRINTED CIRCUIT BOARD TERMINALS 5.00 MM N OF POLES: 23 90° SOLDER PIN LENGTH (L): 3.2 MM TINNED ORANGE CLAMPING YOKE CONNECTION CLAMPING RANGE MAX. : 6 MM² BOX | 1
20491 | 1255060000 | PCB PLUG-IN CONNECTOR MALE HEADER CLOSED SIDE THT SOLDER CONNECTION 3.50 MM N OF POLES: 6 90° SOLDER PIN LENGTH (L): 3.2 MM TINNED BOX | 0
20492 | 1258340000 | PCB PLUG-IN CONNECTOR MALE HEADER OPEN SIDE THT SOLDER CONNECTION 5.08 MM N OF POLES: 6 90° SOLDER PIN LENGTH (L): 3.2 MM BOX | 0
20493 | 1258350000 | PCB PLUG-IN CONNECTOR MALE HEADER OPEN SIDE THT SOLDER CONNECTION 5.08 MM N OF POLES: 8 90° SOLDER PIN LENGTH (L): 3.2 MM BOX | 0
20494 | 1258410000 | PCB PLUG-IN CONNECTOR MALE HEADER OPEN SIDE THT SOLDER CONNECTION 5.08 MM N OF POLES: 2 135° SOLDER PIN LENGTH (L): 3.2 MM BOX | 0
20495 | 1264110000 | PCB PLUG-IN CONNECTOR MALE HEADER SOLDER FLANGE THT/THR SOLDER CONNECTION 3.50 MM N OF POLES: 8 90° SOLDER PIN LENGTH (L): 1.5 MM TINNED BOX | 0
20496 | 1264120000 | PCB PLUG-IN CONNECTOR MALE HEADER SOLDER FLANGE THT/THR SOLDER CONNECTION 3.50 MM N OF POLES: 24 90° SOLDER PIN LENGTH (L): 1.5 MM TINNED BOX | 0
20497 | 1265880000 | PRINTED CIRCUIT BOARD TERMINALS 7.62 MM N OF POLES: 7 90° SOLDER PIN LENGTH (L): 3.2 MM TINNED ORANGE CLAMPING YOKE CONNECTION CLAMPING RANGE MAX. : 6 MM² BOX | 1
20498 | 1268190000 | PCB PLUG-IN CONNECTOR MALE HEADER OPEN SIDE THT SOLDER CONNECTION 5.08 MM N OF POLES: 6 90° SOLDER PIN LENGTH (L): 3.2 MM PEBBLE GREY BOX | 0
20499 | 1274180000 | PCB PLUG-IN CONNECTOR MALE HEADER OPEN SIDE THT SOLDER CONNECTION 3.50 MM N OF POLES: 6 90° SOLDER PIN LENGTH (L): 3.2 MM TINNED BOX | 0
20500 | 1283600000 | PCB PLUG-IN CONNECTOR MALE HEADER DOVETAILS FOR FIXING BLOCKS THT SOLDER CONNECTION 7.50 MM N OF POLES: 3 90° SOLDER PIN LENGTH (L): 3.2 MM PALE GREEN BOX | 0
20501 | 1283620000 | PCB PLUG-IN CONNECTOR FEMALE PLUG 7.50 MM N OF POLES: 3 270° CLAMPING YOKE CONNECTION CLAMPING RANGE MAX. : 3.31 MM² BOX | 1
20502 | 1283630000 | PCB PLUG-IN CONNECTOR MALE HEADER DOVETAILS FOR FIXING BLOCKS THT SOLDER CONNECTION 7.50 MM N OF POLES: 3 180° SOLDER PIN LENGTH (L): 3.2 MM PALE GREEN BOX | 0
20503 | 1283640000 | PCB PLUG-IN CONNECTOR FEMALE PLUG 5.08 MM N OF POLES: 3 180° CLAMPING YOKE CONNECTION CLAMPING RANGE MAX. : 4 MM² BOX | 1
20504 | 1283650000 | PCB PLUG-IN CONNECTOR FEMALE PLUG 5.08 MM N OF POLES: 5 180° CLAMPING YOKE CONNECTION CLAMPING RANGE MAX. : 4 MM² BOX | 1
20505 | 1284860000 | PCB PLUG-IN CONNECTOR FEMALE PLUG 5.08 MM N OF POLES: 6 90° CLAMPING YOKE CONNECTION CLAMPING RANGE MAX. : 4 MM² BOX | 1
20506 | 1288470000 | OMNIMATE POWER - SERIES PGK FEED-THROUGH TERMINAL RATED CROSS-SECTION: 4 MM² WEMID (PA) DIRECT MOUNTING FEED-THROUGH (BUSHING) | 29
20507 | 1288980000 | PCB PLUG-IN CONNECTOR MALE HEADER CLOSED SIDE THT/THR SOLDER CONNECTION 3.50 MM N OF POLES: 4 90° SOLDER PIN LENGTH (L): 3.2 MM TINNED BOX | 0
20508 | 1289270000 | PCB PLUG-IN CONNECTOR MALE HEADER CLOSED SIDE THT/THR SOLDER CONNECTION 3.50 MM N OF POLES: 6 90° SOLDER PIN LENGTH (L): 3.2 MM TINNED BOX | 0
20509 | 1289280000 | PCB PLUG-IN CONNECTOR MALE HEADER CLOSED SIDE THT/THR SOLDER CONNECTION 3.50 MM N OF POLES: 8 90° SOLDER PIN LENGTH (L): 3.2 MM TINNED BOX | 0
20510 | 1289290000 | PCB PLUG-IN CONNECTOR MALE HEADER CLOSED SIDE THT/THR SOLDER CONNECTION 3.50 MM N OF POLES: 10 90° SOLDER PIN LENGTH (L): 3.2 MM TINNED BOX | 0
20511 | 1289300000 | PCB PLUG-IN CONNECTOR MALE HEADER CLOSED SIDE THT/THR SOLDER CONNECTION 3.50 MM N OF POLES: 12 90° SOLDER PIN LENGTH (L): 3.2 MM TINNED BOX | 0
20512 | 1289310000 | PCB PLUG-IN CONNECTOR MALE HEADER CLOSED SIDE THT/THR SOLDER CONNECTION 3.50 MM N OF POLES: 14 90° SOLDER PIN LENGTH (L): 3.2 MM TINNED BOX | 0
20513 | 1289320000 | PCB PLUG-IN CONNECTOR MALE HEADER CLOSED SIDE THT/THR SOLDER CONNECTION 3.50 MM N OF POLES: 16 90° SOLDER PIN LENGTH (L): 3.2 MM TINNED BOX | 0
20514 | 1289330000 | PCB PLUG-IN CONNECTOR MALE HEADER CLOSED SIDE THT/THR SOLDER CONNECTION 3.50 MM N OF POLES: 18 90° SOLDER PIN LENGTH (L): 3.2 MM TINNED BOX | 0
20515 | 1289340000 | PCB PLUG-IN CONNECTOR MALE HEADER CLOSED SIDE THT/THR SOLDER CONNECTION 3.50 MM N OF POLES: 20 90° SOLDER PIN LENGTH (L): 3.2 MM TINNED BOX | 0
20516 | 1289350000 | PCB PLUG-IN CONNECTOR MALE HEADER CLOSED SIDE THT/THR SOLDER CONNECTION 3.50 MM N OF POLES: 22 90° SOLDER PIN LENGTH (L): 3.2 MM TINNED BOX | 0
20517 | 1289370000 | PCB PLUG-IN CONNECTOR MALE HEADER CLOSED SIDE THT/THR SOLDER CONNECTION 3.50 MM N OF POLES: 24 90° SOLDER PIN LENGTH (L): 3.2 MM TINNED BOX | 0
20518 | 1289380000 | PCB PLUG-IN CONNECTOR MALE HEADER CLOSED SIDE THT/THR SOLDER CONNECTION 3.50 MM N OF POLES: 26 90° SOLDER PIN LENGTH (L): 3.2 MM TINNED BOX | 0
20519 | 1289390000 | PCB PLUG-IN CONNECTOR MALE HEADER CLOSED SIDE THT/THR SOLDER CONNECTION 3.50 MM N OF POLES: 28 90° SOLDER PIN LENGTH (L): 3.2 MM TINNED BOX | 0
20520 | 1289410000 | PCB PLUG-IN CONNECTOR MALE HEADER CLOSED SIDE THT/THR SOLDER CONNECTION 3.50 MM N OF POLES: 30 90° SOLDER PIN LENGTH (L): 3.2 MM TINNED BOX | 0
20521 | 1289420000 | PCB PLUG-IN CONNECTOR MALE HEADER CLOSED SIDE THT/THR SOLDER CONNECTION 3.50 MM N OF POLES: 32 90° SOLDER PIN LENGTH (L): 3.2 MM TINNED BOX | 0
20522 | 1289430000 | PCB PLUG-IN CONNECTOR MALE HEADER CLOSED SIDE THT/THR SOLDER CONNECTION 3.50 MM N OF POLES: 34 90° SOLDER PIN LENGTH (L): 3.2 MM TINNED BOX | 0
20523 | 1289440000 | PCB PLUG-IN CONNECTOR MALE HEADER CLOSED SIDE THT/THR SOLDER CONNECTION 3.50 MM N OF POLES: 36 90° SOLDER PIN LENGTH (L): 3.2 MM TINNED BOX | 0
20524 | 1289450000 | PCB PLUG-IN CONNECTOR MALE HEADER SOLDER FLANGE THT/THR SOLDER CONNECTION 3.50 MM N OF POLES: 4 90° SOLDER PIN LENGTH (L): 3.2 MM TINNED BOX | 0
20525 | 1289460000 | PCB PLUG-IN CONNECTOR MALE HEADER SOLDER FLANGE THT/THR SOLDER CONNECTION 3.50 MM N OF POLES: 6 90° SOLDER PIN LENGTH (L): 3.2 MM TINNED BOX | 0
20526 | 1289470000 | PCB PLUG-IN CONNECTOR MALE HEADER SOLDER FLANGE THT/THR SOLDER CONNECTION 3.50 MM N OF POLES: 8 90° SOLDER PIN LENGTH (L): 3.2 MM TINNED BOX | 0
20527 | 1289480000 | PCB PLUG-IN CONNECTOR MALE HEADER SOLDER FLANGE THT/THR SOLDER CONNECTION 3.50 MM N OF POLES: 10 90° SOLDER PIN LENGTH (L): 3.2 MM TINNED BOX | 0
20528 | 1289490000 | PCB PLUG-IN CONNECTOR MALE HEADER SOLDER FLANGE THT/THR SOLDER CONNECTION 3.50 MM N OF POLES: 12 90° SOLDER PIN LENGTH (L): 3.2 MM TINNED BOX | 0
20529 | 1289500000 | PCB PLUG-IN CONNECTOR MALE HEADER SOLDER FLANGE THT/THR SOLDER CONNECTION 3.50 MM N OF POLES: 14 90° SOLDER PIN LENGTH (L): 3.2 MM TINNED BOX | 0
20530 | 1289510000 | PCB PLUG-IN CONNECTOR MALE HEADER SOLDER FLANGE THT/THR SOLDER CONNECTION 3.50 MM N OF POLES: 16 90° SOLDER PIN LENGTH (L): 3.2 MM TINNED BOX | 0
20531 | 1289520000 | PCB PLUG-IN CONNECTOR MALE HEADER SOLDER FLANGE THT/THR SOLDER CONNECTION 3.50 MM N OF POLES: 18 90° SOLDER PIN LENGTH (L): 3.2 MM TINNED BOX | 0
20532 | 1289530000 | PCB PLUG-IN CONNECTOR MALE HEADER SOLDER FLANGE THT/THR SOLDER CONNECTION 3.50 MM N OF POLES: 20 90° SOLDER PIN LENGTH (L): 3.2 MM TINNED BOX | 0
20533 | 1289540000 | PCB PLUG-IN CONNECTOR MALE HEADER SOLDER FLANGE THT/THR SOLDER CONNECTION 3.50 MM N OF POLES: 22 90° SOLDER PIN LENGTH (L): 3.2 MM TINNED BOX | 0
20534 | 1289550000 | PCB PLUG-IN CONNECTOR MALE HEADER SOLDER FLANGE THT/THR SOLDER CONNECTION 3.50 MM N OF POLES: 24 90° SOLDER PIN LENGTH (L): 3.2 MM TINNED BOX | 0
20535 | 1289570000 | PCB PLUG-IN CONNECTOR MALE HEADER SOLDER FLANGE THT/THR SOLDER CONNECTION 3.50 MM N OF POLES: 26 90° SOLDER PIN LENGTH (L): 3.2 MM TINNED BOX | 0
20536 | 1289580000 | PCB PLUG-IN CONNECTOR MALE HEADER SOLDER FLANGE THT/THR SOLDER CONNECTION 3.50 MM N OF POLES: 28 90° SOLDER PIN LENGTH (L): 3.2 MM TINNED BOX | 0
20537 | 1289590000 | PCB PLUG-IN CONNECTOR MALE HEADER SOLDER FLANGE THT/THR SOLDER CONNECTION 3.50 MM N OF POLES: 30 90° SOLDER PIN LENGTH (L): 3.2 MM TINNED BOX | 0
20538 | 1289600000 | PCB PLUG-IN CONNECTOR MALE HEADER SOLDER FLANGE THT/THR SOLDER CONNECTION 3.50 MM N OF POLES: 32 90° SOLDER PIN LENGTH (L): 3.2 MM TINNED BOX | 0
20539 | 1289610000 | PCB PLUG-IN CONNECTOR MALE HEADER SOLDER FLANGE THT/THR SOLDER CONNECTION 3.50 MM N OF POLES: 34 90° SOLDER PIN LENGTH (L): 3.2 MM TINNED BOX | 0
20540 | 1289620000 | PCB PLUG-IN CONNECTOR MALE HEADER SOLDER FLANGE THT/THR SOLDER CONNECTION 3.50 MM N OF POLES: 36 90° SOLDER PIN LENGTH (L): 3.2 MM TINNED BOX | 0
20541 | 1289630000 | PCB PLUG-IN CONNECTOR MALE HEADER CLOSED SIDE THT/THR SOLDER CONNECTION 3.50 MM N OF POLES: 4 90° SOLDER PIN LENGTH (L): 1.5 MM TINNED BOX | 0
20542 | 1289640000 | PCB PLUG-IN CONNECTOR MALE HEADER CLOSED SIDE THT/THR SOLDER CONNECTION 3.50 MM N OF POLES: 6 90° SOLDER PIN LENGTH (L): 1.5 MM TINNED BOX | 0
20543 | 1289650000 | PCB PLUG-IN CONNECTOR MALE HEADER CLOSED SIDE THT/THR SOLDER CONNECTION 3.50 MM N OF POLES: 8 90° SOLDER PIN LENGTH (L): 1.5 MM TINNED BOX | 0
20544 | 1289670000 | PCB PLUG-IN CONNECTOR MALE HEADER CLOSED SIDE THT/THR SOLDER CONNECTION 3.50 MM N OF POLES: 10 90° SOLDER PIN LENGTH (L): 1.5 MM TINNED BOX | 0
20545 | 1289680000 | PCB PLUG-IN CONNECTOR MALE HEADER CLOSED SIDE THT/THR SOLDER CONNECTION 3.50 MM N OF POLES: 12 90° SOLDER PIN LENGTH (L): 1.5 MM TINNED BOX | 0
20546 | 1289700000 | PCB PLUG-IN CONNECTOR MALE HEADER CLOSED SIDE THT/THR SOLDER CONNECTION 3.50 MM N OF POLES: 14 90° SOLDER PIN LENGTH (L): 1.5 MM TINNED BOX | 0
20547 | 1289710000 | PCB PLUG-IN CONNECTOR MALE HEADER CLOSED SIDE THT/THR SOLDER CONNECTION 3.50 MM N OF POLES: 16 90° SOLDER PIN LENGTH (L): 1.5 MM TINNED BOX | 0
20548 | 1289720000 | PCB PLUG-IN CONNECTOR MALE HEADER CLOSED SIDE THT/THR SOLDER CONNECTION 3.50 MM N OF POLES: 18 90° SOLDER PIN LENGTH (L): 1.5 MM TINNED BOX | 0
20549 | 1289730000 | PCB PLUG-IN CONNECTOR MALE HEADER CLOSED SIDE THT/THR SOLDER CONNECTION 3.50 MM N OF POLES: 20 90° SOLDER PIN LENGTH (L): 1.5 MM TINNED BOX | 0
20550 | 1289740000 | PCB PLUG-IN CONNECTOR MALE HEADER CLOSED SIDE THT/THR SOLDER CONNECTION 3.50 MM N OF POLES: 22 90° SOLDER PIN LENGTH (L): 1.5 MM TINNED BOX | 0
20551 | 1289750000 | PCB PLUG-IN CONNECTOR MALE HEADER CLOSED SIDE THT/THR SOLDER CONNECTION 3.50 MM N OF POLES: 24 90° SOLDER PIN LENGTH (L): 1.5 MM TINNED BOX | 0
20552 | 1289770000 | PCB PLUG-IN CONNECTOR MALE HEADER CLOSED SIDE THT/THR SOLDER CONNECTION 3.50 MM N OF POLES: 26 90° SOLDER PIN LENGTH (L): 1.5 MM TINNED BOX | 0
20553 | 1289780000 | PCB PLUG-IN CONNECTOR MALE HEADER CLOSED SIDE THT/THR SOLDER CONNECTION 3.50 MM N OF POLES: 28 90° SOLDER PIN LENGTH (L): 1.5 MM TINNED BOX | 0
20554 | 1289790000 | PCB PLUG-IN CONNECTOR MALE HEADER CLOSED SIDE THT/THR SOLDER CONNECTION 3.50 MM N OF POLES: 30 90° SOLDER PIN LENGTH (L): 1.5 MM TINNED BOX | 0
20555 | 1289800000 | PCB PLUG-IN CONNECTOR MALE HEADER CLOSED SIDE THT/THR SOLDER CONNECTION 3.50 MM N OF POLES: 32 90° SOLDER PIN LENGTH (L): 1.5 MM TINNED BOX | 0
20556 | 1289810000 | PCB PLUG-IN CONNECTOR MALE HEADER CLOSED SIDE THT/THR SOLDER CONNECTION 3.50 MM N OF POLES: 34 90° SOLDER PIN LENGTH (L): 1.5 MM TINNED BOX | 0
20557 | 1289820000 | PCB PLUG-IN CONNECTOR MALE HEADER CLOSED SIDE THT/THR SOLDER CONNECTION 3.50 MM N OF POLES: 36 90° SOLDER PIN LENGTH (L): 1.5 MM TINNED BOX | 0
20558 | 1289830000 | PCB PLUG-IN CONNECTOR MALE HEADER SOLDER FLANGE THT/THR SOLDER CONNECTION 3.50 MM N OF POLES: 4 90° SOLDER PIN LENGTH (L): 1.5 MM TINNED BOX | 0
20559 | 1289840000 | PCB PLUG-IN CONNECTOR MALE HEADER SOLDER FLANGE THT/THR SOLDER CONNECTION 3.50 MM N OF POLES: 6 90° SOLDER PIN LENGTH (L): 1.5 MM TINNED BOX | 0
20560 | 1289850000 | PCB PLUG-IN CONNECTOR MALE HEADER SOLDER FLANGE THT/THR SOLDER CONNECTION 3.50 MM N OF POLES: 8 90° SOLDER PIN LENGTH (L): 1.5 MM TINNED BOX | 0
20561 | 1289870000 | PCB PLUG-IN CONNECTOR MALE HEADER SOLDER FLANGE THT/THR SOLDER CONNECTION 3.50 MM N OF POLES: 10 90° SOLDER PIN LENGTH (L): 1.5 MM TINNED BOX | 0
20562 | 1289880000 | PCB PLUG-IN CONNECTOR MALE HEADER SOLDER FLANGE THT/THR SOLDER CONNECTION 3.50 MM N OF POLES: 12 90° SOLDER PIN LENGTH (L): 1.5 MM TINNED BOX | 0
20563 | 1289890000 | PCB PLUG-IN CONNECTOR MALE HEADER SOLDER FLANGE THT/THR SOLDER CONNECTION 3.50 MM N OF POLES: 14 90° SOLDER PIN LENGTH (L): 1.5 MM TINNED BOX | 0
20564 | 1289910000 | PCB PLUG-IN CONNECTOR MALE HEADER SOLDER FLANGE THT/THR SOLDER CONNECTION 3.50 MM N OF POLES: 16 90° SOLDER PIN LENGTH (L): 1.5 MM TINNED BOX | 0
20565 | 1289930000 | PCB PLUG-IN CONNECTOR MALE HEADER SOLDER FLANGE THT/THR SOLDER CONNECTION 3.50 MM N OF POLES: 18 90° SOLDER PIN LENGTH (L): 1.5 MM TINNED BOX | 0
20566 | 1289940000 | PCB PLUG-IN CONNECTOR MALE HEADER SOLDER FLANGE THT/THR SOLDER CONNECTION 3.50 MM N OF POLES: 20 90° SOLDER PIN LENGTH (L): 1.5 MM TINNED BOX | 0
20567 | 1289950000 | PCB PLUG-IN CONNECTOR MALE HEADER SOLDER FLANGE THT/THR SOLDER CONNECTION 3.50 MM N OF POLES: 22 90° SOLDER PIN LENGTH (L): 1.5 MM TINNED BOX | 0
20568 | 1289960000 | PCB PLUG-IN CONNECTOR MALE HEADER SOLDER FLANGE THT/THR SOLDER CONNECTION 3.50 MM N OF POLES: 24 90° SOLDER PIN LENGTH (L): 1.5 MM TINNED BOX | 0
20569 | 1289970000 | PCB PLUG-IN CONNECTOR MALE HEADER SOLDER FLANGE THT/THR SOLDER CONNECTION 3.50 MM N OF POLES: 26 90° SOLDER PIN LENGTH (L): 1.5 MM TINNED BOX | 0
20570 | 1289980000 | PCB PLUG-IN CONNECTOR MALE HEADER SOLDER FLANGE THT/THR SOLDER CONNECTION 3.50 MM N OF POLES: 28 90° SOLDER PIN LENGTH (L): 1.5 MM TINNED BOX | 0
20571 | 1289990000 | PCB PLUG-IN CONNECTOR MALE HEADER SOLDER FLANGE THT/THR SOLDER CONNECTION 3.50 MM N OF POLES: 30 90° SOLDER PIN LENGTH (L): 1.5 MM TINNED BOX | 0
20572 | 1290000000 | PCB PLUG-IN CONNECTOR MALE HEADER SOLDER FLANGE THT/THR SOLDER CONNECTION 3.50 MM N OF POLES: 32 90° SOLDER PIN LENGTH (L): 1.5 MM TINNED BOX | 0
20573 | 1290010000 | PCB PLUG-IN CONNECTOR MALE HEADER SOLDER FLANGE THT/THR SOLDER CONNECTION 3.50 MM N OF POLES: 34 90° SOLDER PIN LENGTH (L): 1.5 MM TINNED BOX | 0
20574 | 1290020000 | PCB PLUG-IN CONNECTOR MALE HEADER SOLDER FLANGE THT/THR SOLDER CONNECTION 3.50 MM N OF POLES: 36 90° SOLDER PIN LENGTH (L): 1.5 MM TINNED BOX | 0
20575 | 1290030000 | PCB PLUG-IN CONNECTOR MALE HEADER CLOSED SIDE THT/THR SOLDER CONNECTION 3.50 MM N OF POLES: 4 180° SOLDER PIN LENGTH (L): 3.5 MM TINNED BOX | 0
20576 | 1290040000 | PCB PLUG-IN CONNECTOR MALE HEADER CLOSED SIDE THT/THR SOLDER CONNECTION 3.50 MM N OF POLES: 6 180° SOLDER PIN LENGTH (L): 3.5 MM TINNED BOX | 0
20577 | 1290050000 | PCB PLUG-IN CONNECTOR MALE HEADER CLOSED SIDE THT/THR SOLDER CONNECTION 3.50 MM N OF POLES: 8 180° SOLDER PIN LENGTH (L): 3.5 MM TINNED BOX | 0
20578 | 1290060000 | PCB PLUG-IN CONNECTOR MALE HEADER CLOSED SIDE THT/THR SOLDER CONNECTION 3.50 MM N OF POLES: 10 180° SOLDER PIN LENGTH (L): 3.5 MM TINNED BOX | 0
20579 | 1290070000 | PCB PLUG-IN CONNECTOR MALE HEADER CLOSED SIDE THT/THR SOLDER CONNECTION 3.50 MM N OF POLES: 12 180° SOLDER PIN LENGTH (L): 3.5 MM TINNED BOX | 0
20580 | 1290080000 | PCB PLUG-IN CONNECTOR MALE HEADER CLOSED SIDE THT/THR SOLDER CONNECTION 3.50 MM N OF POLES: 14 180° SOLDER PIN LENGTH (L): 3.5 MM TINNED BOX | 0
20581 | 1290090000 | PCB PLUG-IN CONNECTOR MALE HEADER CLOSED SIDE THT/THR SOLDER CONNECTION 3.50 MM N OF POLES: 16 180° SOLDER PIN LENGTH (L): 3.5 MM TINNED BOX | 0
20582 | 1290110000 | PCB PLUG-IN CONNECTOR MALE HEADER CLOSED SIDE THT/THR SOLDER CONNECTION 3.50 MM N OF POLES: 18 180° SOLDER PIN LENGTH (L): 3.5 MM TINNED BOX | 0
20583 | 1290120000 | PCB PLUG-IN CONNECTOR MALE HEADER CLOSED SIDE THT/THR SOLDER CONNECTION 3.50 MM N OF POLES: 20 180° SOLDER PIN LENGTH (L): 3.5 MM TINNED BOX | 0
20584 | 1290130000 | PCB PLUG-IN CONNECTOR MALE HEADER CLOSED SIDE THT/THR SOLDER CONNECTION 3.50 MM N OF POLES: 22 180° SOLDER PIN LENGTH (L): 3.5 MM TINNED BOX | 0
20585 | 1290140000 | PCB PLUG-IN CONNECTOR MALE HEADER CLOSED SIDE THT/THR SOLDER CONNECTION 3.50 MM N OF POLES: 24 180° SOLDER PIN LENGTH (L): 3.5 MM TINNED BOX | 0
20586 | 1290150000 | PCB PLUG-IN CONNECTOR MALE HEADER CLOSED SIDE THT/THR SOLDER CONNECTION 3.50 MM N OF POLES: 26 180° SOLDER PIN LENGTH (L): 3.5 MM TINNED BOX | 0
20587 | 1290160000 | PCB PLUG-IN CONNECTOR MALE HEADER CLOSED SIDE THT/THR SOLDER CONNECTION 3.50 MM N OF POLES: 28 180° SOLDER PIN LENGTH (L): 3.5 MM TINNED BOX | 0
20588 | 1290170000 | PCB PLUG-IN CONNECTOR MALE HEADER CLOSED SIDE THT/THR SOLDER CONNECTION 3.50 MM N OF POLES: 30 180° SOLDER PIN LENGTH (L): 3.5 MM TINNED BOX | 0
20589 | 1290180000 | PCB PLUG-IN CONNECTOR MALE HEADER CLOSED SIDE THT/THR SOLDER CONNECTION 3.50 MM N OF POLES: 32 180° SOLDER PIN LENGTH (L): 3.5 MM TINNED BOX | 0
20590 | 1290190000 | PCB PLUG-IN CONNECTOR MALE HEADER CLOSED SIDE THT/THR SOLDER CONNECTION 3.50 MM N OF POLES: 34 180° SOLDER PIN LENGTH (L): 3.5 MM TINNED BOX | 0
20591 | 1290210000 | PCB PLUG-IN CONNECTOR MALE HEADER CLOSED SIDE THT/THR SOLDER CONNECTION 3.50 MM N OF POLES: 36 180° SOLDER PIN LENGTH (L): 3.5 MM TINNED BOX | 0
20592 | 1290220000 | PCB PLUG-IN CONNECTOR MALE HEADER SOLDER FLANGE THT/THR SOLDER CONNECTION 3.50 MM N OF POLES: 4 180° SOLDER PIN LENGTH (L): 3.5 MM TINNED BOX | 0
20593 | 1290230000 | PCB PLUG-IN CONNECTOR MALE HEADER SOLDER FLANGE THT/THR SOLDER CONNECTION 3.50 MM N OF POLES: 6 180° SOLDER PIN LENGTH (L): 3.5 MM TINNED BOX | 0
20594 | 1290240000 | PCB PLUG-IN CONNECTOR MALE HEADER SOLDER FLANGE THT/THR SOLDER CONNECTION 3.50 MM N OF POLES: 8 180° SOLDER PIN LENGTH (L): 3.5 MM TINNED BOX | 0
20595 | 1290250000 | PCB PLUG-IN CONNECTOR MALE HEADER SOLDER FLANGE THT/THR SOLDER CONNECTION 3.50 MM N OF POLES: 10 180° SOLDER PIN LENGTH (L): 3.5 MM TINNED BOX | 0
20596 | 1290260000 | PCB PLUG-IN CONNECTOR MALE HEADER SOLDER FLANGE THT/THR SOLDER CONNECTION 3.50 MM N OF POLES: 12 180° SOLDER PIN LENGTH (L): 3.5 MM TINNED BOX | 0
20597 | 1290270000 | PCB PLUG-IN CONNECTOR MALE HEADER SOLDER FLANGE THT/THR SOLDER CONNECTION 3.50 MM N OF POLES: 14 180° SOLDER PIN LENGTH (L): 3.5 MM TINNED BOX | 0
20598 | 1290280000 | PCB PLUG-IN CONNECTOR MALE HEADER SOLDER FLANGE THT/THR SOLDER CONNECTION 3.50 MM N OF POLES: 16 180° SOLDER PIN LENGTH (L): 3.5 MM TINNED BOX | 0
20599 | 1290290000 | PCB PLUG-IN CONNECTOR MALE HEADER SOLDER FLANGE THT/THR SOLDER CONNECTION 3.50 MM N OF POLES: 18 180° SOLDER PIN LENGTH (L): 3.5 MM TINNED BOX | 0
20600 | 1290310000 | PCB PLUG-IN CONNECTOR MALE HEADER SOLDER FLANGE THT/THR SOLDER CONNECTION 3.50 MM N OF POLES: 20 180° SOLDER PIN LENGTH (L): 3.5 MM TINNED BOX | 0
20601 | 1290320000 | PCB PLUG-IN CONNECTOR MALE HEADER SOLDER FLANGE THT/THR SOLDER CONNECTION 3.50 MM N OF POLES: 22 180° SOLDER PIN LENGTH (L): 3.5 MM TINNED BOX | 0
20602 | 1290330000 | PCB PLUG-IN CONNECTOR MALE HEADER SOLDER FLANGE THT/THR SOLDER CONNECTION 3.50 MM N OF POLES: 24 180° SOLDER PIN LENGTH (L): 3.5 MM TINNED BOX | 0
20603 | 1290340000 | PCB PLUG-IN CONNECTOR MALE HEADER SOLDER FLANGE THT/THR SOLDER CONNECTION 3.50 MM N OF POLES: 26 180° SOLDER PIN LENGTH (L): 3.5 MM TINNED BOX | 0
20604 | 1290350000 | PCB PLUG-IN CONNECTOR MALE HEADER SOLDER FLANGE THT/THR SOLDER CONNECTION 3.50 MM N OF POLES: 28 180° SOLDER PIN LENGTH (L): 3.5 MM TINNED BOX | 0
20605 | 1290360000 | PCB PLUG-IN CONNECTOR MALE HEADER SOLDER FLANGE THT/THR SOLDER CONNECTION 3.50 MM N OF POLES: 30 180° SOLDER PIN LENGTH (L): 3.5 MM TINNED BOX | 0
20606 | 1290370000 | PCB PLUG-IN CONNECTOR MALE HEADER SOLDER FLANGE THT/THR SOLDER CONNECTION 3.50 MM N OF POLES: 32 180° SOLDER PIN LENGTH (L): 3.5 MM TINNED BOX | 0
20607 | 1290380000 | PCB PLUG-IN CONNECTOR MALE HEADER SOLDER FLANGE THT/THR SOLDER CONNECTION 3.50 MM N OF POLES: 34 180° SOLDER PIN LENGTH (L): 3.5 MM TINNED BOX | 0
20608 | 1290390000 | PCB PLUG-IN CONNECTOR MALE HEADER SOLDER FLANGE THT/THR SOLDER CONNECTION 3.50 MM N OF POLES: 36 180° SOLDER PIN LENGTH (L): 3.5 MM TINNED BOX | 0
20609 | 1290410000 | PCB PLUG-IN CONNECTOR MALE HEADER CLOSED SIDE THT/THR SOLDER CONNECTION 3.50 MM N OF POLES: 4 180° SOLDER PIN LENGTH (L): 1.5 MM TINNED BOX | 0
20610 | 1290420000 | PCB PLUG-IN CONNECTOR MALE HEADER CLOSED SIDE THT/THR SOLDER CONNECTION 3.50 MM N OF POLES: 6 180° SOLDER PIN LENGTH (L): 1.5 MM TINNED BOX | 0
20611 | 1290430000 | PCB PLUG-IN CONNECTOR MALE HEADER CLOSED SIDE THT/THR SOLDER CONNECTION 3.50 MM N OF POLES: 8 180° SOLDER PIN LENGTH (L): 1.5 MM TINNED BOX | 0
20612 | 1290440000 | PCB PLUG-IN CONNECTOR MALE HEADER CLOSED SIDE THT/THR SOLDER CONNECTION 3.50 MM N OF POLES: 10 180° SOLDER PIN LENGTH (L): 1.5 MM TINNED BOX | 0
20613 | 1290450000 | PCB PLUG-IN CONNECTOR MALE HEADER CLOSED SIDE THT/THR SOLDER CONNECTION 3.50 MM N OF POLES: 12 180° SOLDER PIN LENGTH (L): 1.5 MM TINNED BOX | 0
20614 | 1290460000 | PCB PLUG-IN CONNECTOR MALE HEADER CLOSED SIDE THT/THR SOLDER CONNECTION 3.50 MM N OF POLES: 14 180° SOLDER PIN LENGTH (L): 1.5 MM TINNED BOX | 0
20615 | 1290470000 | PCB PLUG-IN CONNECTOR MALE HEADER CLOSED SIDE THT/THR SOLDER CONNECTION 3.50 MM N OF POLES: 16 180° SOLDER PIN LENGTH (L): 1.5 MM TINNED BOX | 0
20616 | 1290480000 | PCB PLUG-IN CONNECTOR MALE HEADER CLOSED SIDE THT/THR SOLDER CONNECTION 3.50 MM N OF POLES: 18 180° SOLDER PIN LENGTH (L): 1.5 MM TINNED BOX | 0
20617 | 1290490000 | PCB PLUG-IN CONNECTOR MALE HEADER CLOSED SIDE THT/THR SOLDER CONNECTION 3.50 MM N OF POLES: 20 180° SOLDER PIN LENGTH (L): 1.5 MM TINNED BOX | 0
20618 | 1290510000 | PCB PLUG-IN CONNECTOR MALE HEADER CLOSED SIDE THT/THR SOLDER CONNECTION 3.50 MM N OF POLES: 22 180° SOLDER PIN LENGTH (L): 1.5 MM TINNED BOX | 0
20619 | 1290520000 | PCB PLUG-IN CONNECTOR MALE HEADER CLOSED SIDE THT/THR SOLDER CONNECTION 3.50 MM N OF POLES: 24 180° SOLDER PIN LENGTH (L): 1.5 MM TINNED BOX | 0
20620 | 1290530000 | PCB PLUG-IN CONNECTOR MALE HEADER CLOSED SIDE THT/THR SOLDER CONNECTION 3.50 MM N OF POLES: 26 180° SOLDER PIN LENGTH (L): 1.5 MM TINNED BOX | 0
20621 | 1290540000 | PCB PLUG-IN CONNECTOR MALE HEADER CLOSED SIDE THT/THR SOLDER CONNECTION 3.50 MM N OF POLES: 28 180° SOLDER PIN LENGTH (L): 1.5 MM TINNED BOX | 0
20622 | 1290550000 | PCB PLUG-IN CONNECTOR MALE HEADER CLOSED SIDE THT/THR SOLDER CONNECTION 3.50 MM N OF POLES: 30 180° SOLDER PIN LENGTH (L): 1.5 MM TINNED BOX | 0
20623 | 1290560000 | PCB PLUG-IN CONNECTOR MALE HEADER CLOSED SIDE THT/THR SOLDER CONNECTION 3.50 MM N OF POLES: 32 180° SOLDER PIN LENGTH (L): 1.5 MM TINNED BOX | 0
20624 | 1290570000 | PCB PLUG-IN CONNECTOR MALE HEADER CLOSED SIDE THT/THR SOLDER CONNECTION 3.50 MM N OF POLES: 34 180° SOLDER PIN LENGTH (L): 1.5 MM TINNED BOX | 0
20625 | 1290580000 | PCB PLUG-IN CONNECTOR MALE HEADER CLOSED SIDE THT/THR SOLDER CONNECTION 3.50 MM N OF POLES: 36 180° SOLDER PIN LENGTH (L): 1.5 MM TINNED BOX | 0
20626 | 1290590000 | PCB PLUG-IN CONNECTOR MALE HEADER SOLDER FLANGE THT/THR SOLDER CONNECTION 3.50 MM N OF POLES: 4 180° SOLDER PIN LENGTH (L): 1.5 MM TINNED BOX | 0
20627 | 1290610000 | PCB PLUG-IN CONNECTOR MALE HEADER SOLDER FLANGE THT/THR SOLDER CONNECTION 3.50 MM N OF POLES: 6 180° SOLDER PIN LENGTH (L): 1.5 MM TINNED BOX | 0
20628 | 1290620000 | PCB PLUG-IN CONNECTOR MALE HEADER SOLDER FLANGE THT/THR SOLDER CONNECTION 3.50 MM N OF POLES: 8 180° SOLDER PIN LENGTH (L): 1.5 MM TINNED BOX | 0
20629 | 1290640000 | PCB PLUG-IN CONNECTOR MALE HEADER SOLDER FLANGE THT/THR SOLDER CONNECTION 3.50 MM N OF POLES: 10 180° SOLDER PIN LENGTH (L): 1.5 MM TINNED BOX | 0
20630 | 1290650000 | PCB PLUG-IN CONNECTOR MALE HEADER SOLDER FLANGE THT/THR SOLDER CONNECTION 3.50 MM N OF POLES: 12 180° SOLDER PIN LENGTH (L): 1.5 MM TINNED BOX | 0
20631 | 1290660000 | PCB PLUG-IN CONNECTOR MALE HEADER SOLDER FLANGE THT/THR SOLDER CONNECTION 3.50 MM N OF POLES: 14 180° SOLDER PIN LENGTH (L): 1.5 MM TINNED BOX | 0
20632 | 1290670000 | PCB PLUG-IN CONNECTOR MALE HEADER SOLDER FLANGE THT/THR SOLDER CONNECTION 3.50 MM N OF POLES: 16 180° SOLDER PIN LENGTH (L): 1.5 MM TINNED BOX | 0
20633 | 1290680000 | PCB PLUG-IN CONNECTOR MALE HEADER SOLDER FLANGE THT/THR SOLDER CONNECTION 3.50 MM N OF POLES: 18 180° SOLDER PIN LENGTH (L): 1.5 MM TINNED BOX | 0
20634 | 1290690000 | PCB PLUG-IN CONNECTOR MALE HEADER SOLDER FLANGE THT/THR SOLDER CONNECTION 3.50 MM N OF POLES: 20 180° SOLDER PIN LENGTH (L): 1.5 MM TINNED BOX | 0
20635 | 1290710000 | PCB PLUG-IN CONNECTOR MALE HEADER SOLDER FLANGE THT/THR SOLDER CONNECTION 3.50 MM N OF POLES: 22 180° SOLDER PIN LENGTH (L): 1.5 MM TINNED BOX | 0
20636 | 1290720000 | PCB PLUG-IN CONNECTOR MALE HEADER SOLDER FLANGE THT/THR SOLDER CONNECTION 3.50 MM N OF POLES: 24 180° SOLDER PIN LENGTH (L): 1.5 MM TINNED BOX | 0
20637 | 1290730000 | PCB PLUG-IN CONNECTOR MALE HEADER SOLDER FLANGE THT/THR SOLDER CONNECTION 3.50 MM N OF POLES: 26 180° SOLDER PIN LENGTH (L): 1.5 MM TINNED BOX | 0
20638 | 1290740000 | PCB PLUG-IN CONNECTOR MALE HEADER SOLDER FLANGE THT/THR SOLDER CONNECTION 3.50 MM N OF POLES: 28 180° SOLDER PIN LENGTH (L): 1.5 MM TINNED BOX | 0
20639 | 1290750000 | PCB PLUG-IN CONNECTOR MALE HEADER SOLDER FLANGE THT/THR SOLDER CONNECTION 3.50 MM N OF POLES: 30 180° SOLDER PIN LENGTH (L): 1.5 MM TINNED BOX | 0
20640 | 1290760000 | PCB PLUG-IN CONNECTOR MALE HEADER SOLDER FLANGE THT/THR SOLDER CONNECTION 3.50 MM N OF POLES: 32 180° SOLDER PIN LENGTH (L): 1.5 MM TINNED BOX | 0
20641 | 1290770000 | PCB PLUG-IN CONNECTOR MALE HEADER SOLDER FLANGE THT/THR SOLDER CONNECTION 3.50 MM N OF POLES: 34 180° SOLDER PIN LENGTH (L): 1.5 MM TINNED BOX | 0
20642 | 1290780000 | PCB PLUG-IN CONNECTOR MALE HEADER SOLDER FLANGE THT/THR SOLDER CONNECTION 3.50 MM N OF POLES: 36 180° SOLDER PIN LENGTH (L): 1.5 MM TINNED BOX | 0
20643 | 1291300000 | PCB PLUG-IN CONNECTOR MALE HEADER CLIP-ON FLANGE THT/THR SOLDER CONNECTION 3.50 MM N OF POLES: 3 180° SOLDER PIN LENGTH (L): 1.5 MM TINNED BOX | 0
20644 | 1291310000 | PCB PLUG-IN CONNECTOR MALE HEADER CLIP-ON FLANGE THT/THR SOLDER CONNECTION 3.50 MM N OF POLES: 4 180° SOLDER PIN LENGTH (L): 1.5 MM TINNED BOX | 0
20645 | 1291320000 | PCB PLUG-IN CONNECTOR MALE HEADER CLIP-ON FLANGE THT/THR SOLDER CONNECTION 3.50 MM N OF POLES: 5 180° SOLDER PIN LENGTH (L): 1.5 MM TINNED BOX | 0
20646 | 1291330000 | PCB PLUG-IN CONNECTOR MALE HEADER CLIP-ON FLANGE THT/THR SOLDER CONNECTION 3.50 MM N OF POLES: 6 180° SOLDER PIN LENGTH (L): 1.5 MM TINNED BOX | 0
20647 | 1291340000 | PCB PLUG-IN CONNECTOR MALE HEADER CLIP-ON FLANGE THT/THR SOLDER CONNECTION 3.50 MM N OF POLES: 7 180° SOLDER PIN LENGTH (L): 1.5 MM TINNED BOX | 0
20648 | 1291370000 | PCB PLUG-IN CONNECTOR MALE HEADER CLIP-ON FLANGE THT/THR SOLDER CONNECTION 3.50 MM N OF POLES: 8 180° SOLDER PIN LENGTH (L): 1.5 MM TINNED BOX | 0
20649 | 1291380000 | PCB PLUG-IN CONNECTOR MALE HEADER CLIP-ON FLANGE THT/THR SOLDER CONNECTION 3.50 MM N OF POLES: 9 180° SOLDER PIN LENGTH (L): 1.5 MM TINNED BOX | 0
20650 | 1291390000 | PCB PLUG-IN CONNECTOR MALE HEADER CLIP-ON FLANGE THT/THR SOLDER CONNECTION 3.50 MM N OF POLES: 10 180° SOLDER PIN LENGTH (L): 1.5 MM TINNED BOX | 0
20651 | 1291400000 | PCB PLUG-IN CONNECTOR MALE HEADER CLIP-ON FLANGE THT/THR SOLDER CONNECTION 3.50 MM N OF POLES: 11 180° SOLDER PIN LENGTH (L): 1.5 MM TINNED BOX | 0
20652 | 1291410000 | PCB PLUG-IN CONNECTOR MALE HEADER CLIP-ON FLANGE THT/THR SOLDER CONNECTION 3.50 MM N OF POLES: 12 180° SOLDER PIN LENGTH (L): 1.5 MM TINNED BOX | 0
20653 | 1291420000 | PCB PLUG-IN CONNECTOR MALE HEADER CLIP-ON FLANGE THT/THR SOLDER CONNECTION 3.50 MM N OF POLES: 13 180° SOLDER PIN LENGTH (L): 1.5 MM TINNED BOX | 0
20654 | 1291430000 | PCB PLUG-IN CONNECTOR MALE HEADER CLIP-ON FLANGE THT/THR SOLDER CONNECTION 3.50 MM N OF POLES: 14 180° SOLDER PIN LENGTH (L): 1.5 MM TINNED BOX | 0
20655 | 1291440000 | PCB PLUG-IN CONNECTOR MALE HEADER CLIP-ON FLANGE THT/THR SOLDER CONNECTION 3.50 MM N OF POLES: 15 180° SOLDER PIN LENGTH (L): 1.5 MM TINNED BOX | 0
20656 | 1291450000 | PCB PLUG-IN CONNECTOR MALE HEADER CLIP-ON FLANGE THT/THR SOLDER CONNECTION 3.50 MM N OF POLES: 16 180° SOLDER PIN LENGTH (L): 1.5 MM TINNED BOX | 0
20657 | 1291850000 | PCB PLUG-IN CONNECTOR MALE HEADER CLOSED SIDE THT/THR SOLDER CONNECTION 5.08 MM N OF POLES: 3 180° SOLDER PIN LENGTH (L): 3.2 MM TINNED TAPE | 0
20658 | 1297840000 | OMNIMATE POWER - SERIES WGK FEED-THROUGH TERMINAL | 196
20659 | 1301080000 | PCB PLUG-IN CONNECTOR MALE HEADER FLANGE THT SOLDER CONNECTION 3.50 MM N OF POLES: 8 90° SOLDER PIN LENGTH (L): 3.2 MM TINNED BOX | 0
20660 | 1306400000 | PCB PLUG-IN CONNECTOR FEMALE PLUG 5.00 MM N OF POLES: 9 180° CLAMPING YOKE CONNECTION CLAMPING RANGE MAX. : 4 MM² BOX | 1
20661 | 1307570000 | PCB PLUG-IN CONNECTOR ACCESSORIES MOUNTING BLOCK ORANGE | 572
20662 | 1324390000 | PRINTED CIRCUIT BOARD TERMINALS 5.08 MM N OF POLES: 4 90° SOLDER PIN LENGTH (L): 3.2 MM TINNED CLAMPING YOKE CONNECTION CLAMPING RANGE MAX. : 6 MM² BOX | 1
20663 | 1329110005 | PRE-ASSEMBLED CABLE PAC CABLE LIYY 0.25 MM² | 2
20664 | 1329250010 | PRE-ASSEMBLED CABLE PAC CABLE LIYCY 0.25 MM² | 2
20665 | 1330710000 | PRINTED CIRCUIT BOARD TERMINALS 5.08 MM N OF POLES: 2 90° SOLDER PIN LENGTH (L): 3.5 MM TINNED ORANGE PUSH IN WITH ACTUATOR CLAMPING RANGE MAX. : 2.5 MM² BOX | 1
20666 | 1335150000 | OMNIMATE HOUSING - SERIES CH20M LENGTH: 250 MM WIDTH: 25.1 MM | 202
20667 | 1335360000 | PCB PLUG-IN CONNECTOR MALE PLUG 5.08 MM N OF POLES: 5 180° PUSH IN WITH ACTUATOR TENSION-CLAMP CONNECTION CLAMPING RANGE MAX. : 3.31 MM² BOX | 1
20668 | 1335380000 | PCB PLUG-IN CONNECTOR MALE PLUG 5.08 MM N OF POLES: 7 180° PUSH IN WITH ACTUATOR TENSION-CLAMP CONNECTION CLAMPING RANGE MAX. : 3.31 MM² BOX | 1
20669 | 1335390000 | PCB PLUG-IN CONNECTOR MALE PLUG 5.08 MM N OF POLES: 8 180° PUSH IN WITH ACTUATOR TENSION-CLAMP CONNECTION CLAMPING RANGE MAX. : 3.31 MM² BOX | 1
20670 | 1335410000 | PCB PLUG-IN CONNECTOR MALE PLUG 5.08 MM N OF POLES: 10 180° PUSH IN WITH ACTUATOR TENSION-CLAMP CONNECTION CLAMPING RANGE MAX. : 3.31 MM² BOX | 1
20671 | 1335470000 | PCB PLUG-IN CONNECTOR MALE PLUG 5.08 MM N OF POLES: 5 180° PUSH IN WITH ACTUATOR TENSION-CLAMP CONNECTION CLAMPING RANGE MAX. : 3.31 MM² BOX | 1
20672 | 1349350080 | PRE-ASSEMBLED CABLE PAC CABLE LIYCY 0.25 MM² | 2
20673 | 1349350150 | PRE-ASSEMBLED CABLE PAC CABLE LIYCY 0.25 MM² | 2
20674 | 1349630005 | PRE-ASSEMBLED CABLE PAC | 34
20675 | 1349680025 | PRE-ASSEMBLED CABLE PAC | 34
20676 | 1349680050 | PRE-ASSEMBLED CABLE PAC | 34
20677 | 1349680060 | PRE-ASSEMBLED CABLE PAC | 34
20678 | 1349680080 | PRE-ASSEMBLED CABLE PAC | 34
20679 | 1349690005 | PRE-ASSEMBLED CABLE PAC | 34
20680 | 1349730015 | PRE-ASSEMBLED CABLE PAC | 34
20681 | 1349740015 | PRE-ASSEMBLED CABLE PAC | 34
20682 | 1349770020 | PRE-ASSEMBLED CABLE PAC | 34
20683 | 1349820015 | PRE-ASSEMBLED CABLE PAC | 34
20684 | 1349880025 | PRE-ASSEMBLED CABLE PAC | 34
20685 | 1353130000 | PCB PLUG-IN CONNECTOR FEMALE PLUG 5.08 MM N OF POLES: 2 180° TOP CONNECTION CLAMPING RANGE MAX. : 2.5 MM² BOX | 1
20686 | 1353140000 | PCB PLUG-IN CONNECTOR FEMALE PLUG 5.08 MM N OF POLES: 3 180° TOP CONNECTION CLAMPING RANGE MAX. : 2.5 MM² BOX | 1
20687 | 1353150000 | PCB PLUG-IN CONNECTOR FEMALE PLUG 5.08 MM N OF POLES: 4 180° TOP CONNECTION CLAMPING RANGE MAX. : 2.5 MM² BOX | 1
20688 | 1353170000 | PCB PLUG-IN CONNECTOR FEMALE PLUG 5.08 MM N OF POLES: 5 180° TOP CONNECTION CLAMPING RANGE MAX. : 2.5 MM² BOX | 1
20689 | 1353180000 | PCB PLUG-IN CONNECTOR FEMALE PLUG 5.08 MM N OF POLES: 6 180° TOP CONNECTION CLAMPING RANGE MAX. : 2.5 MM² BOX | 1
20690 | 1353190000 | PCB PLUG-IN CONNECTOR FEMALE PLUG 5.08 MM N OF POLES: 7 180° TOP CONNECTION CLAMPING RANGE MAX. : 2.5 MM² BOX | 1
20691 | 1353200000 | PCB PLUG-IN CONNECTOR FEMALE PLUG 5.08 MM N OF POLES: 8 180° TOP CONNECTION CLAMPING RANGE MAX. : 2.5 MM² BOX | 1
20692 | 1353220000 | PCB PLUG-IN CONNECTOR FEMALE PLUG 5.08 MM N OF POLES: 9 180° TOP CONNECTION CLAMPING RANGE MAX. : 2.5 MM² BOX | 1
20693 | 1353230000 | PCB PLUG-IN CONNECTOR FEMALE PLUG 5.08 MM N OF POLES: 10 180° TOP CONNECTION CLAMPING RANGE MAX. : 2.5 MM² BOX | 1
20694 | 1353240000 | PCB PLUG-IN CONNECTOR FEMALE PLUG 5.08 MM N OF POLES: 2 180° PUSH IN WITH ACTUATOR TENSION-CLAMP CONNECTION CLAMPING RANGE MAX. : 3.31 MM² BOX | 1
20695 | 1353250000 | PCB PLUG-IN CONNECTOR FEMALE PLUG 5.08 MM N OF POLES: 3 180° PUSH IN WITH ACTUATOR TENSION-CLAMP CONNECTION CLAMPING RANGE MAX. : 3.31 MM² BOX | 1
20696 | 1353270000 | PCB PLUG-IN CONNECTOR FEMALE PLUG 5.08 MM N OF POLES: 4 180° PUSH IN WITH ACTUATOR TENSION-CLAMP CONNECTION CLAMPING RANGE MAX. : 3.31 MM² BOX | 1
20697 | 1353280000 | PCB PLUG-IN CONNECTOR FEMALE PLUG 5.08 MM N OF POLES: 5 180° PUSH IN WITH ACTUATOR TENSION-CLAMP CONNECTION CLAMPING RANGE MAX. : 3.31 MM² BOX | 1
20698 | 1353290000 | PCB PLUG-IN CONNECTOR FEMALE PLUG 5.08 MM N OF POLES: 7 180° PUSH IN WITH ACTUATOR TENSION-CLAMP CONNECTION CLAMPING RANGE MAX. : 3.31 MM² BOX | 1
20699 | 1353300000 | PCB PLUG-IN CONNECTOR FEMALE PLUG 5.08 MM N OF POLES: 8 180° PUSH IN WITH ACTUATOR TENSION-CLAMP CONNECTION CLAMPING RANGE MAX. : 3.31 MM² BOX | 1
20700 | 1353320000 | PCB PLUG-IN CONNECTOR FEMALE PLUG 5.08 MM N OF POLES: 9 180° PUSH IN WITH ACTUATOR TENSION-CLAMP CONNECTION CLAMPING RANGE MAX. : 3.31 MM² BOX | 1
20701 | 1353330000 | PCB PLUG-IN CONNECTOR FEMALE PLUG 5.08 MM N OF POLES: 10 180° PUSH IN WITH ACTUATOR TENSION-CLAMP CONNECTION CLAMPING RANGE MAX. : 3.31 MM² BOX | 1
20702 | 1353340000 | PCB PLUG-IN CONNECTOR FEMALE PLUG 5.08 MM N OF POLES: 6 180° PUSH IN WITH ACTUATOR TENSION-CLAMP CONNECTION CLAMPING RANGE MAX. : 3.31 MM² BOX | 1
20703 | 1353350000 | PCB PLUG-IN CONNECTOR MALE PLUG 5.08 MM N OF POLES: 2 180° TOP CONNECTION CLAMPING RANGE MAX. : 2.5 MM² BOX | 1
20704 | 1353370000 | PCB PLUG-IN CONNECTOR MALE PLUG 5.08 MM N OF POLES: 3 180° TOP CONNECTION CLAMPING RANGE MAX. : 2.5 MM² BOX | 1
20705 | 1353380000 | PCB PLUG-IN CONNECTOR MALE PLUG 5.08 MM N OF POLES: 4 180° TOP CONNECTION CLAMPING RANGE MAX. : 2.5 MM² BOX | 1
20706 | 1353390000 | PCB PLUG-IN CONNECTOR MALE PLUG 5.08 MM N OF POLES: 5 180° TOP CONNECTION CLAMPING RANGE MAX. : 2.5 MM² BOX | 1
20707 | 1353400000 | PCB PLUG-IN CONNECTOR MALE PLUG 5.08 MM N OF POLES: 6 180° TOP CONNECTION CLAMPING RANGE MAX. : 2.5 MM² BOX | 1
20708 | 1353420000 | PCB PLUG-IN CONNECTOR MALE PLUG 5.08 MM N OF POLES: 7 180° TOP CONNECTION CLAMPING RANGE MAX. : 2.5 MM² BOX | 1
20709 | 1353430000 | PCB PLUG-IN CONNECTOR MALE PLUG 5.08 MM N OF POLES: 8 180° TOP CONNECTION CLAMPING RANGE MAX. : 2.5 MM² BOX | 1
20710 | 1353440000 | PCB PLUG-IN CONNECTOR MALE PLUG 5.08 MM N OF POLES: 9 180° TOP CONNECTION CLAMPING RANGE MAX. : 2.5 MM² BOX | 1
20711 | 1353450000 | PCB PLUG-IN CONNECTOR MALE PLUG 5.08 MM N OF POLES: 10 180° TOP CONNECTION CLAMPING RANGE MAX. : 2.5 MM² BOX | 1
20712 | 1353470000 | PCB PLUG-IN CONNECTOR MALE PLUG 5.08 MM N OF POLES: 2 180° CLAMPING YOKE CONNECTION CLAMPING RANGE MAX. : 3.31 MM² BOX | 1
20713 | 1353480000 | PCB PLUG-IN CONNECTOR MALE PLUG 5.08 MM N OF POLES: 3 180° CLAMPING YOKE CONNECTION CLAMPING RANGE MAX. : 3.31 MM² BOX | 1
20714 | 1353490000 | PCB PLUG-IN CONNECTOR MALE PLUG 5.08 MM N OF POLES: 4 180° CLAMPING YOKE CONNECTION CLAMPING RANGE MAX. : 3.31 MM² BOX | 1
20715 | 1353500000 | PCB PLUG-IN CONNECTOR MALE PLUG 5.08 MM N OF POLES: 5 180° CLAMPING YOKE CONNECTION CLAMPING RANGE MAX. : 3.31 MM² BOX | 1
20716 | 1353520000 | PCB PLUG-IN CONNECTOR MALE PLUG 5.08 MM N OF POLES: 6 180° CLAMPING YOKE CONNECTION CLAMPING RANGE MAX. : 3.31 MM² BOX | 1
20717 | 1353530000 | PCB PLUG-IN CONNECTOR MALE PLUG 5.08 MM N OF POLES: 7 180° CLAMPING YOKE CONNECTION CLAMPING RANGE MAX. : 3.31 MM² BOX | 1
20718 | 1353540000 | PCB PLUG-IN CONNECTOR MALE PLUG 5.08 MM N OF POLES: 8 180° CLAMPING YOKE CONNECTION CLAMPING RANGE MAX. : 3.31 MM² BOX | 1
20719 | 1353550000 | PCB PLUG-IN CONNECTOR MALE PLUG 5.08 MM N OF POLES: 9 180° CLAMPING YOKE CONNECTION CLAMPING RANGE MAX. : 3.31 MM² BOX | 1
20720 | 1353570000 | PCB PLUG-IN CONNECTOR MALE PLUG 5.08 MM N OF POLES: 10 180° CLAMPING YOKE CONNECTION CLAMPING RANGE MAX. : 3.31 MM² BOX | 1
20721 | 1353580000 | PCB PLUG-IN CONNECTOR MALE PLUG 5.08 MM N OF POLES: 2 180° PUSH IN WITH ACTUATOR TENSION-CLAMP CONNECTION CLAMPING RANGE MAX. : 3.31 MM² BOX | 1
20722 | 1353590000 | PCB PLUG-IN CONNECTOR MALE PLUG 5.08 MM N OF POLES: 3 180° PUSH IN WITH ACTUATOR TENSION-CLAMP CONNECTION CLAMPING RANGE MAX. : 3.31 MM² BOX | 1
20723 | 1353600000 | PCB PLUG-IN CONNECTOR MALE PLUG 5.08 MM N OF POLES: 4 180° PUSH IN WITH ACTUATOR TENSION-CLAMP CONNECTION CLAMPING RANGE MAX. : 3.31 MM² BOX | 1
20724 | 1353620000 | PCB PLUG-IN CONNECTOR MALE PLUG 5.08 MM N OF POLES: 5 180° PUSH IN WITH ACTUATOR TENSION-CLAMP CONNECTION CLAMPING RANGE MAX. : 3.31 MM² BOX | 1
20725 | 1353630000 | PCB PLUG-IN CONNECTOR MALE PLUG 5.08 MM N OF POLES: 6 180° PUSH IN WITH ACTUATOR TENSION-CLAMP CONNECTION CLAMPING RANGE MAX. : 3.31 MM² BOX | 1
20726 | 1353640000 | PCB PLUG-IN CONNECTOR MALE PLUG 5.08 MM N OF POLES: 7 180° PUSH IN WITH ACTUATOR TENSION-CLAMP CONNECTION CLAMPING RANGE MAX. : 3.31 MM² BOX | 1
20727 | 1353650000 | PCB PLUG-IN CONNECTOR MALE PLUG 5.08 MM N OF POLES: 8 180° PUSH IN WITH ACTUATOR TENSION-CLAMP CONNECTION CLAMPING RANGE MAX. : 3.31 MM² BOX | 1
20728 | 1353680000 | PCB PLUG-IN CONNECTOR MALE PLUG 5.08 MM N OF POLES: 10 180° PUSH IN WITH ACTUATOR TENSION-CLAMP CONNECTION CLAMPING RANGE MAX. : 3.31 MM² BOX | 1
20729 | 1357250000 | PCB PLUG-IN CONNECTOR MALE HEADER FLANGE THT SOLDER CONNECTION 5.08 MM N OF POLES: 6 90° SOLDER PIN LENGTH (L): 3.2 MM TINNED PALE GREEN BOX | 0
20730 | 1357270000 | PCB PLUG-IN CONNECTOR MALE HEADER FLANGE THT SOLDER CONNECTION 5.08 MM N OF POLES: 8 90° SOLDER PIN LENGTH (L): 3.2 MM TINNED PALE GREEN BOX | 0
20731 | 1357790000 | PCB PLUG-IN CONNECTOR MALE HEADER CLOSED SIDE THT/THR SOLDER CONNECTION 3.50 MM N OF POLES: 8 90° SOLDER PIN LENGTH (L): 3.2 MM TINNED BOX | 0
20732 | 1357800000 | PCB PLUG-IN CONNECTOR MALE HEADER CLOSED SIDE THT/THR SOLDER CONNECTION 3.50 MM N OF POLES: 12 90° SOLDER PIN LENGTH (L): 3.2 MM TINNED BOX | 0
20733 | 1357820000 | PCB PLUG-IN CONNECTOR MALE HEADER CLOSED SIDE THT/THR SOLDER CONNECTION 3.50 MM N OF POLES: 16 90° SOLDER PIN LENGTH (L): 3.2 MM TINNED BOX | 0
20734 | 1357830000 | PCB PLUG-IN CONNECTOR MALE HEADER CLOSED SIDE THT/THR SOLDER CONNECTION 3.50 MM N OF POLES: 20 90° SOLDER PIN LENGTH (L): 3.2 MM TINNED BOX | 0
20735 | 1357840000 | PCB PLUG-IN CONNECTOR MALE HEADER CLOSED SIDE THT/THR SOLDER CONNECTION 3.50 MM N OF POLES: 24 90° SOLDER PIN LENGTH (L): 3.2 MM TINNED BOX | 0
20736 | 1357850000 | PCB PLUG-IN CONNECTOR MALE HEADER CLOSED SIDE THT/THR SOLDER CONNECTION 3.50 MM N OF POLES: 28 90° SOLDER PIN LENGTH (L): 3.2 MM TINNED BOX | 0
20737 | 1357870000 | PCB PLUG-IN CONNECTOR MALE HEADER CLOSED SIDE THT/THR SOLDER CONNECTION 3.50 MM N OF POLES: 32 90° SOLDER PIN LENGTH (L): 3.2 MM TINNED BOX | 0
20738 | 1357880000 | PCB PLUG-IN CONNECTOR MALE HEADER CLOSED SIDE THT/THR SOLDER CONNECTION 3.50 MM N OF POLES: 36 90° SOLDER PIN LENGTH (L): 3.2 MM TINNED BOX | 0
20739 | 1357890000 | PCB PLUG-IN CONNECTOR MALE HEADER CLOSED SIDE / SOLDER FLANGE THT/THR SOLDER CONNECTION 3.50 MM N OF POLES: 8 90° SOLDER PIN LENGTH (L): 3.2 MM TINNED BOX | 0
20740 | 1357900000 | PCB PLUG-IN CONNECTOR MALE HEADER CLOSED SIDE / SOLDER FLANGE THT/THR SOLDER CONNECTION 3.50 MM N OF POLES: 12 90° SOLDER PIN LENGTH (L): 3.2 MM TINNED BOX | 0
20741 | 1357920000 | PCB PLUG-IN CONNECTOR MALE HEADER CLOSED SIDE / SOLDER FLANGE THT/THR SOLDER CONNECTION 3.50 MM N OF POLES: 16 90° SOLDER PIN LENGTH (L): 3.2 MM TINNED BOX | 0
20742 | 1357930000 | PCB PLUG-IN CONNECTOR MALE HEADER CLOSED SIDE / SOLDER FLANGE THT/THR SOLDER CONNECTION 3.50 MM N OF POLES: 20 90° SOLDER PIN LENGTH (L): 3.2 MM TINNED BOX | 0
20743 | 1357940000 | PCB PLUG-IN CONNECTOR MALE HEADER CLOSED SIDE / SOLDER FLANGE THT/THR SOLDER CONNECTION 3.50 MM N OF POLES: 24 90° SOLDER PIN LENGTH (L): 3.2 MM TINNED BOX | 0
20744 | 1357950000 | PCB PLUG-IN CONNECTOR MALE HEADER CLOSED SIDE / SOLDER FLANGE THT/THR SOLDER CONNECTION 3.50 MM N OF POLES: 28 90° SOLDER PIN LENGTH (L): 3.2 MM TINNED BOX | 0
20745 | 1357970000 | PCB PLUG-IN CONNECTOR MALE HEADER CLOSED SIDE / SOLDER FLANGE THT/THR SOLDER CONNECTION 3.50 MM N OF POLES: 32 90° SOLDER PIN LENGTH (L): 3.2 MM TINNED BOX | 0
20746 | 1357990000 | PCB PLUG-IN CONNECTOR MALE HEADER CLOSED SIDE / SOLDER FLANGE THT/THR SOLDER CONNECTION 3.50 MM N OF POLES: 36 90° SOLDER PIN LENGTH (L): 3.2 MM TINNED BOX | 0
20747 | 1358530000 | PCB PLUG-IN CONNECTOR MALE HEADER SOLDER FLANGE THT/THR SOLDER CONNECTION 3.50 MM N OF POLES: 4 180° SOLDER PIN LENGTH (L): 3.5 MM TINNED TAPE | 0
20748 | 1358540000 | PCB PLUG-IN CONNECTOR MALE HEADER SOLDER FLANGE THT/THR SOLDER CONNECTION 3.50 MM N OF POLES: 6 180° SOLDER PIN LENGTH (L): 3.5 MM TINNED TAPE | 0
20749 | 1358550000 | PCB PLUG-IN CONNECTOR MALE HEADER SOLDER FLANGE THT/THR SOLDER CONNECTION 3.50 MM N OF POLES: 8 180° SOLDER PIN LENGTH (L): 3.5 MM TINNED TAPE | 0
20750 | 1358570000 | PCB PLUG-IN CONNECTOR MALE HEADER SOLDER FLANGE THT/THR SOLDER CONNECTION 3.50 MM N OF POLES: 10 180° SOLDER PIN LENGTH (L): 3.5 MM TINNED TAPE | 0
20751 | 1358580000 | PCB PLUG-IN CONNECTOR MALE HEADER SOLDER FLANGE THT/THR SOLDER CONNECTION 3.50 MM N OF POLES: 12 180° SOLDER PIN LENGTH (L): 3.5 MM TINNED TAPE | 0
20752 | 1358590000 | PCB PLUG-IN CONNECTOR MALE HEADER SOLDER FLANGE THT/THR SOLDER CONNECTION 3.50 MM N OF POLES: 14 180° SOLDER PIN LENGTH (L): 3.5 MM TINNED TAPE | 0
20753 | 1358600000 | PCB PLUG-IN CONNECTOR MALE HEADER SOLDER FLANGE THT/THR SOLDER CONNECTION 3.50 MM N OF POLES: 16 180° SOLDER PIN LENGTH (L): 3.5 MM TINNED TAPE | 0
20754 | 1358610000 | PCB PLUG-IN CONNECTOR MALE HEADER SOLDER FLANGE THT/THR SOLDER CONNECTION 3.50 MM N OF POLES: 18 180° SOLDER PIN LENGTH (L): 3.5 MM TINNED TAPE | 0
20755 | 1358620000 | PCB PLUG-IN CONNECTOR MALE HEADER SOLDER FLANGE THT/THR SOLDER CONNECTION 3.50 MM N OF POLES: 20 180° SOLDER PIN LENGTH (L): 3.5 MM TINNED TAPE | 0
20756 | 1358630000 | PCB PLUG-IN CONNECTOR MALE HEADER SOLDER FLANGE THT/THR SOLDER CONNECTION 3.50 MM N OF POLES: 4 180° SOLDER PIN LENGTH (L): 1.5 MM TINNED TAPE | 0
20757 | 1358640000 | PCB PLUG-IN CONNECTOR MALE HEADER SOLDER FLANGE THT/THR SOLDER CONNECTION 3.50 MM N OF POLES: 6 180° SOLDER PIN LENGTH (L): 1.5 MM TINNED TAPE | 0
20758 | 1358650000 | PCB PLUG-IN CONNECTOR MALE HEADER SOLDER FLANGE THT/THR SOLDER CONNECTION 3.50 MM N OF POLES: 8 180° SOLDER PIN LENGTH (L): 1.5 MM TINNED TAPE | 0
20759 | 1358670000 | PCB PLUG-IN CONNECTOR MALE HEADER SOLDER FLANGE THT/THR SOLDER CONNECTION 3.50 MM N OF POLES: 10 180° SOLDER PIN LENGTH (L): 1.5 MM TINNED TAPE | 0
20760 | 1358680000 | PCB PLUG-IN CONNECTOR MALE HEADER SOLDER FLANGE THT/THR SOLDER CONNECTION 3.50 MM N OF POLES: 12 180° SOLDER PIN LENGTH (L): 1.5 MM TINNED TAPE | 0
20761 | 1358690000 | PCB PLUG-IN CONNECTOR MALE HEADER SOLDER FLANGE THT/THR SOLDER CONNECTION 3.50 MM N OF POLES: 14 180° SOLDER PIN LENGTH (L): 1.5 MM TINNED TAPE | 0
20762 | 1358700000 | PCB PLUG-IN CONNECTOR MALE HEADER SOLDER FLANGE THT/THR SOLDER CONNECTION 3.50 MM N OF POLES: 16 180° SOLDER PIN LENGTH (L): 1.5 MM TINNED TAPE | 0
20763 | 1358710000 | PCB PLUG-IN CONNECTOR MALE HEADER SOLDER FLANGE THT/THR SOLDER CONNECTION 3.50 MM N OF POLES: 18 180° SOLDER PIN LENGTH (L): 1.5 MM TINNED TAPE | 0
20764 | 1358720000 | PCB PLUG-IN CONNECTOR MALE HEADER SOLDER FLANGE THT/THR SOLDER CONNECTION 3.50 MM N OF POLES: 20 180° SOLDER PIN LENGTH (L): 1.5 MM TINNED TAPE | 0
20765 | 1358730000 | PCB PLUG-IN CONNECTOR MALE HEADER CLOSED SIDE THT/THR SOLDER CONNECTION 3.50 MM N OF POLES: 4 180° SOLDER PIN LENGTH (L): 3.5 MM TINNED TAPE | 0
20766 | 1358740000 | PCB PLUG-IN CONNECTOR MALE HEADER CLOSED SIDE THT/THR SOLDER CONNECTION 3.50 MM N OF POLES: 6 180° SOLDER PIN LENGTH (L): 3.5 MM TINNED TAPE | 0
20767 | 1358750000 | PCB PLUG-IN CONNECTOR MALE HEADER CLOSED SIDE THT/THR SOLDER CONNECTION 3.50 MM N OF POLES: 8 180° SOLDER PIN LENGTH (L): 3.5 MM TINNED TAPE | 0
20768 | 1358770000 | PCB PLUG-IN CONNECTOR MALE HEADER CLOSED SIDE THT/THR SOLDER CONNECTION 3.50 MM N OF POLES: 10 180° SOLDER PIN LENGTH (L): 3.5 MM TINNED TAPE | 0
20769 | 1358780000 | PCB PLUG-IN CONNECTOR MALE HEADER CLOSED SIDE THT/THR SOLDER CONNECTION 3.50 MM N OF POLES: 12 180° SOLDER PIN LENGTH (L): 3.5 MM TINNED TAPE | 0
20770 | 1358790000 | PCB PLUG-IN CONNECTOR MALE HEADER CLOSED SIDE THT/THR SOLDER CONNECTION 3.50 MM N OF POLES: 14 180° SOLDER PIN LENGTH (L): 3.5 MM TINNED TAPE | 0
20771 | 1358810000 | PCB PLUG-IN CONNECTOR MALE HEADER CLOSED SIDE THT/THR SOLDER CONNECTION 3.50 MM N OF POLES: 16 180° SOLDER PIN LENGTH (L): 3.5 MM TINNED TAPE | 0
20772 | 1358820000 | PCB PLUG-IN CONNECTOR MALE HEADER CLOSED SIDE THT/THR SOLDER CONNECTION 3.50 MM N OF POLES: 18 180° SOLDER PIN LENGTH (L): 3.5 MM TINNED TAPE | 0
20773 | 1358830000 | PCB PLUG-IN CONNECTOR MALE HEADER CLOSED SIDE THT/THR SOLDER CONNECTION 3.50 MM N OF POLES: 20 180° SOLDER PIN LENGTH (L): 3.5 MM TINNED TAPE | 0
20774 | 1358840000 | PCB PLUG-IN CONNECTOR MALE HEADER CLOSED SIDE THT/THR SOLDER CONNECTION 3.50 MM N OF POLES: 22 180° SOLDER PIN LENGTH (L): 3.5 MM TINNED TAPE | 0
20775 | 1358850000 | PCB PLUG-IN CONNECTOR MALE HEADER CLOSED SIDE THT/THR SOLDER CONNECTION 3.50 MM N OF POLES: 24 180° SOLDER PIN LENGTH (L): 3.5 MM TINNED TAPE | 0
20776 | 1358860000 | PCB PLUG-IN CONNECTOR MALE HEADER CLOSED SIDE THT/THR SOLDER CONNECTION 3.50 MM N OF POLES: 4 180° SOLDER PIN LENGTH (L): 1.5 MM TINNED TAPE | 0
20777 | 1358870000 | PCB PLUG-IN CONNECTOR MALE HEADER CLOSED SIDE THT/THR SOLDER CONNECTION 3.50 MM N OF POLES: 6 180° SOLDER PIN LENGTH (L): 1.5 MM TINNED TAPE | 0
20778 | 1358880000 | PCB PLUG-IN CONNECTOR MALE HEADER CLOSED SIDE THT/THR SOLDER CONNECTION 3.50 MM N OF POLES: 8 180° SOLDER PIN LENGTH (L): 1.5 MM TINNED TAPE | 0
20779 | 1358890000 | PCB PLUG-IN CONNECTOR MALE HEADER SOLDER FLANGE THT/THR SOLDER CONNECTION 3.50 MM N OF POLES: 4 90° SOLDER PIN LENGTH (L): 3.2 MM TINNED TAPE | 0
20780 | 1358900000 | PCB PLUG-IN CONNECTOR MALE HEADER CLOSED SIDE THT/THR SOLDER CONNECTION 3.50 MM N OF POLES: 10 180° SOLDER PIN LENGTH (L): 1.5 MM TINNED TAPE | 0
20781 | 1358910000 | PCB PLUG-IN CONNECTOR MALE HEADER SOLDER FLANGE THT/THR SOLDER CONNECTION 3.50 MM N OF POLES: 6 90° SOLDER PIN LENGTH (L): 3.2 MM TINNED TAPE | 0
20782 | 1358920000 | PCB PLUG-IN CONNECTOR MALE HEADER CLOSED SIDE THT/THR SOLDER CONNECTION 3.50 MM N OF POLES: 12 180° SOLDER PIN LENGTH (L): 1.5 MM TINNED TAPE | 0
20783 | 1358930000 | PCB PLUG-IN CONNECTOR MALE HEADER SOLDER FLANGE THT/THR SOLDER CONNECTION 3.50 MM N OF POLES: 8 90° SOLDER PIN LENGTH (L): 3.2 MM TINNED TAPE | 0
20784 | 1358940000 | PCB PLUG-IN CONNECTOR MALE HEADER CLOSED SIDE THT/THR SOLDER CONNECTION 3.50 MM N OF POLES: 14 180° SOLDER PIN LENGTH (L): 1.5 MM TINNED TAPE | 0
20785 | 1358950000 | PCB PLUG-IN CONNECTOR MALE HEADER SOLDER FLANGE THT/THR SOLDER CONNECTION 3.50 MM N OF POLES: 10 90° SOLDER PIN LENGTH (L): 3.2 MM TINNED TAPE | 0
20786 | 1358970000 | PCB PLUG-IN CONNECTOR MALE HEADER CLOSED SIDE THT/THR SOLDER CONNECTION 3.50 MM N OF POLES: 16 180° SOLDER PIN LENGTH (L): 1.5 MM TINNED TAPE | 0
20787 | 1358980000 | PCB PLUG-IN CONNECTOR MALE HEADER SOLDER FLANGE THT/THR SOLDER CONNECTION 3.50 MM N OF POLES: 12 90° SOLDER PIN LENGTH (L): 3.2 MM TINNED TAPE | 0
20788 | 1358990000 | PCB PLUG-IN CONNECTOR MALE HEADER CLOSED SIDE THT/THR SOLDER CONNECTION 3.50 MM N OF POLES: 18 180° SOLDER PIN LENGTH (L): 1.5 MM TINNED TAPE | 0
20789 | 1359020000 | PCB PLUG-IN CONNECTOR MALE HEADER CLOSED SIDE THT/THR SOLDER CONNECTION 3.50 MM N OF POLES: 20 180° SOLDER PIN LENGTH (L): 1.5 MM TINNED TAPE | 0
20790 | 1359030000 | PCB PLUG-IN CONNECTOR MALE HEADER SOLDER FLANGE THT/THR SOLDER CONNECTION 3.50 MM N OF POLES: 16 90° SOLDER PIN LENGTH (L): 3.2 MM TINNED TAPE | 0
20791 | 1359040000 | PCB PLUG-IN CONNECTOR MALE HEADER CLOSED SIDE THT/THR SOLDER CONNECTION 3.50 MM N OF POLES: 22 180° SOLDER PIN LENGTH (L): 1.5 MM TINNED TAPE | 0
20792 | 1359050000 | PCB PLUG-IN CONNECTOR MALE HEADER SOLDER FLANGE THT/THR SOLDER CONNECTION 3.50 MM N OF POLES: 18 90° SOLDER PIN LENGTH (L): 3.2 MM TINNED TAPE | 0
20793 | 1359060000 | PCB PLUG-IN CONNECTOR MALE HEADER CLOSED SIDE THT/THR SOLDER CONNECTION 3.50 MM N OF POLES: 24 180° SOLDER PIN LENGTH (L): 1.5 MM TINNED TAPE | 0
20794 | 1359070000 | PCB PLUG-IN CONNECTOR MALE HEADER SOLDER FLANGE THT/THR SOLDER CONNECTION 3.50 MM N OF POLES: 20 90° SOLDER PIN LENGTH (L): 3.2 MM TINNED TAPE | 0
20795 | 1359080000 | PCB PLUG-IN CONNECTOR MALE HEADER SOLDER FLANGE THT/THR SOLDER CONNECTION 3.50 MM N OF POLES: 4 90° SOLDER PIN LENGTH (L): 1.5 MM TINNED TAPE | 0
20796 | 1359090000 | PCB PLUG-IN CONNECTOR MALE HEADER SOLDER FLANGE THT/THR SOLDER CONNECTION 3.50 MM N OF POLES: 6 90° SOLDER PIN LENGTH (L): 1.5 MM TINNED TAPE | 0
20797 | 1359110000 | PCB PLUG-IN CONNECTOR MALE HEADER SOLDER FLANGE THT/THR SOLDER CONNECTION 3.50 MM N OF POLES: 8 90° SOLDER PIN LENGTH (L): 1.5 MM TINNED TAPE | 0
20798 | 1359120000 | PCB PLUG-IN CONNECTOR MALE HEADER SOLDER FLANGE THT/THR SOLDER CONNECTION 3.50 MM N OF POLES: 10 90° SOLDER PIN LENGTH (L): 1.5 MM TINNED TAPE | 0
20799 | 1359130000 | PCB PLUG-IN CONNECTOR MALE HEADER SOLDER FLANGE THT/THR SOLDER CONNECTION 3.50 MM N OF POLES: 12 90° SOLDER PIN LENGTH (L): 1.5 MM TINNED TAPE | 0
20800 | 1359140000 | PCB PLUG-IN CONNECTOR MALE HEADER SOLDER FLANGE THT/THR SOLDER CONNECTION 3.50 MM N OF POLES: 14 90° SOLDER PIN LENGTH (L): 1.5 MM TINNED TAPE | 0
20801 | 1359150000 | PCB PLUG-IN CONNECTOR MALE HEADER SOLDER FLANGE THT/THR SOLDER CONNECTION 3.50 MM N OF POLES: 16 90° SOLDER PIN LENGTH (L): 1.5 MM TINNED TAPE | 0
20802 | 1359160000 | PCB PLUG-IN CONNECTOR MALE HEADER SOLDER FLANGE THT/THR SOLDER CONNECTION 3.50 MM N OF POLES: 18 90° SOLDER PIN LENGTH (L): 1.5 MM TINNED TAPE | 0
20803 | 1359170000 | PCB PLUG-IN CONNECTOR MALE HEADER SOLDER FLANGE THT/THR SOLDER CONNECTION 3.50 MM N OF POLES: 20 90° SOLDER PIN LENGTH (L): 1.5 MM TINNED TAPE | 0
20804 | 1359460000 | PCB PLUG-IN CONNECTOR MALE HEADER CLOSED SIDE THT/THR SOLDER CONNECTION 3.50 MM N OF POLES: 4 90° SOLDER PIN LENGTH (L): 3.2 MM TINNED TAPE | 0
20805 | 1359470000 | PCB PLUG-IN CONNECTOR MALE HEADER CLOSED SIDE THT/THR SOLDER CONNECTION 3.50 MM N OF POLES: 6 90° SOLDER PIN LENGTH (L): 3.2 MM TINNED TAPE | 0
20806 | 1359480000 | PCB PLUG-IN CONNECTOR MALE HEADER CLOSED SIDE THT/THR SOLDER CONNECTION 3.50 MM N OF POLES: 8 90° SOLDER PIN LENGTH (L): 3.2 MM TINNED TAPE | 0
20807 | 1359490000 | PCB PLUG-IN CONNECTOR MALE HEADER CLOSED SIDE THT/THR SOLDER CONNECTION 3.50 MM N OF POLES: 10 90° SOLDER PIN LENGTH (L): 3.2 MM TINNED TAPE | 0
20808 | 1359510000 | PCB PLUG-IN CONNECTOR MALE HEADER CLOSED SIDE THT/THR SOLDER CONNECTION 3.50 MM N OF POLES: 12 90° SOLDER PIN LENGTH (L): 3.2 MM TINNED TAPE | 0
20809 | 1359520000 | PCB PLUG-IN CONNECTOR MALE HEADER CLOSED SIDE THT/THR SOLDER CONNECTION 3.50 MM N OF POLES: 14 90° SOLDER PIN LENGTH (L): 3.2 MM TINNED TAPE | 0
20810 | 1359530000 | PCB PLUG-IN CONNECTOR MALE HEADER CLOSED SIDE THT/THR SOLDER CONNECTION 3.50 MM N OF POLES: 16 90° SOLDER PIN LENGTH (L): 3.2 MM TINNED TAPE | 0
20811 | 1359540000 | PCB PLUG-IN CONNECTOR MALE HEADER CLOSED SIDE THT/THR SOLDER CONNECTION 3.50 MM N OF POLES: 18 90° SOLDER PIN LENGTH (L): 3.2 MM TINNED TAPE | 0
20812 | 1359550000 | PCB PLUG-IN CONNECTOR MALE HEADER CLOSED SIDE THT/THR SOLDER CONNECTION 3.50 MM N OF POLES: 20 90° SOLDER PIN LENGTH (L): 3.2 MM TINNED TAPE | 0
20813 | 1359560000 | PCB PLUG-IN CONNECTOR MALE HEADER CLOSED SIDE THT/THR SOLDER CONNECTION 3.50 MM N OF POLES: 22 90° SOLDER PIN LENGTH (L): 3.2 MM TINNED TAPE | 0
20814 | 1359570000 | PCB PLUG-IN CONNECTOR MALE HEADER CLOSED SIDE THT/THR SOLDER CONNECTION 3.50 MM N OF POLES: 24 90° SOLDER PIN LENGTH (L): 3.2 MM TINNED TAPE | 0
20815 | 1359580000 | PCB PLUG-IN CONNECTOR MALE HEADER CLOSED SIDE THT/THR SOLDER CONNECTION 3.50 MM N OF POLES: 4 90° SOLDER PIN LENGTH (L): 1.5 MM TINNED TAPE | 0
20816 | 1359590000 | PCB PLUG-IN CONNECTOR MALE HEADER CLOSED SIDE THT/THR SOLDER CONNECTION 3.50 MM N OF POLES: 6 90° SOLDER PIN LENGTH (L): 1.5 MM TINNED TAPE | 0
20817 | 1359600000 | PCB PLUG-IN CONNECTOR MALE HEADER CLOSED SIDE THT/THR SOLDER CONNECTION 3.50 MM N OF POLES: 8 90° SOLDER PIN LENGTH (L): 1.5 MM TINNED TAPE | 0
20818 | 1359610000 | PCB PLUG-IN CONNECTOR MALE HEADER CLOSED SIDE THT/THR SOLDER CONNECTION 3.50 MM N OF POLES: 10 90° SOLDER PIN LENGTH (L): 1.5 MM TINNED TAPE | 0
20819 | 1359620000 | PCB PLUG-IN CONNECTOR MALE HEADER CLOSED SIDE THT/THR SOLDER CONNECTION 3.50 MM N OF POLES: 12 90° SOLDER PIN LENGTH (L): 1.5 MM TINNED TAPE | 0
20820 | 1359630000 | PCB PLUG-IN CONNECTOR MALE HEADER CLOSED SIDE THT/THR SOLDER CONNECTION 3.50 MM N OF POLES: 14 90° SOLDER PIN LENGTH (L): 1.5 MM TINNED TAPE | 0
20821 | 1359640000 | PCB PLUG-IN CONNECTOR MALE HEADER CLOSED SIDE THT/THR SOLDER CONNECTION 3.50 MM N OF POLES: 16 90° SOLDER PIN LENGTH (L): 1.5 MM TINNED TAPE | 0
20822 | 1359650000 | PCB PLUG-IN CONNECTOR MALE HEADER CLOSED SIDE THT/THR SOLDER CONNECTION 3.50 MM N OF POLES: 18 90° SOLDER PIN LENGTH (L): 1.5 MM TINNED TAPE | 0
20823 | 1359670000 | PCB PLUG-IN CONNECTOR MALE HEADER CLOSED SIDE THT/THR SOLDER CONNECTION 3.50 MM N OF POLES: 20 90° SOLDER PIN LENGTH (L): 1.5 MM TINNED TAPE | 0
20824 | 1359680000 | PCB PLUG-IN CONNECTOR MALE HEADER CLOSED SIDE THT/THR SOLDER CONNECTION 3.50 MM N OF POLES: 22 90° SOLDER PIN LENGTH (L): 1.5 MM TINNED TAPE | 0
20825 | 1359690000 | PCB PLUG-IN CONNECTOR MALE HEADER CLOSED SIDE THT/THR SOLDER CONNECTION 3.50 MM N OF POLES: 24 90° SOLDER PIN LENGTH (L): 1.5 MM TINNED TAPE | 0
20826 | 1364560000 | PCB PLUG-IN CONNECTOR MALE HEADER FLANGE THT SOLDER CONNECTION 3.81 MM N OF POLES: 18 270° SOLDER PIN LENGTH (L): 3.2 MM TINNED ORANGE BOX | 0
20827 | 1366260000 | PCB PLUG-IN CONNECTOR FEMALE PLUG 5.00 MM N OF POLES: 16 180° CLAMPING YOKE CONNECTION CLAMPING RANGE MAX. : 4 MM² BOX | 1
20828 | 1373900050 | PRE-ASSEMBLED CABLE PAC CABLE LIYCY 0.34 MM² | 2
20829 | 1373900100 | PRE-ASSEMBLED CABLE PAC CABLE LIYCY 0.34 MM² | 2
20830 | 1373900150 | PRE-ASSEMBLED CABLE PAC CABLE LIYCY 0.34 MM² | 2
20831 | 1373900200 | PRE-ASSEMBLED CABLE PAC CABLE LIYCY 0.34 MM² | 2
20832 | 1373910150 | PRE-ASSEMBLED CABLE PAC CABLE LIYCY 0.34 MM² | 2
20833 | 1373910200 | PRE-ASSEMBLED CABLE PAC CABLE LIYCY 0.34 MM² | 2
20834 | 1374890000 | PCB PLUG-IN CONNECTOR MALE HEADER SOLDER FLANGE THT/THR SOLDER CONNECTION 5.08 MM N OF POLES: 12 90° SOLDER PIN LENGTH (L): 1.5 MM TINNED TAPE | 0
20835 | 1376240000 | PCB PLUG-IN CONNECTOR FEMALE HEADER CLOSED SIDE THT SOLDER CONNECTION 3.50 MM N OF POLES: 2 180° SOLDER PIN LENGTH (L): 3.2 MM TINNED T | 0
20836 | 1376270000 | PCB PLUG-IN CONNECTOR FEMALE HEADER CLOSED SIDE THT SOLDER CONNECTION 3.50 MM N OF POLES: 4 180° SOLDER PIN LENGTH (L): 3.2 MM TINNED T | 0
20837 | 1376280000 | PCB PLUG-IN CONNECTOR FEMALE HEADER CLOSED SIDE THT SOLDER CONNECTION 3.50 MM N OF POLES: 5 180° SOLDER PIN LENGTH (L): 3.2 MM TINNED T | 0
20838 | 1376290000 | PCB PLUG-IN CONNECTOR FEMALE HEADER CLOSED SIDE THT SOLDER CONNECTION 3.50 MM N OF POLES: 7 180° SOLDER PIN LENGTH (L): 3.2 MM TINNED T | 0
20839 | 1376300000 | PCB PLUG-IN CONNECTOR FEMALE HEADER CLOSED SIDE THT SOLDER CONNECTION 3.50 MM N OF POLES: 11 180° SOLDER PIN LENGTH (L): 3.2 MM TINNED T | 0
20840 | 1376310000 | PCB PLUG-IN CONNECTOR FEMALE HEADER CLOSED SIDE THT SOLDER CONNECTION 3.50 MM N OF POLES: 2 180° SOLDER PIN LENGTH (L): 3.2 MM TINNED ORANGE T | 0
20841 | 1376320000 | PCB PLUG-IN CONNECTOR FEMALE HEADER CLOSED SIDE THT SOLDER CONNECTION 3.50 MM N OF POLES: 3 180° SOLDER PIN LENGTH (L): 3.2 MM TINNED ORANGE T | 0
20842 | 1376330000 | PCB PLUG-IN CONNECTOR FEMALE HEADER CLOSED SIDE THT SOLDER CONNECTION 3.50 MM N OF POLES: 4 180° SOLDER PIN LENGTH (L): 3.2 MM TINNED ORANGE T | 0
20843 | 1376340000 | PCB PLUG-IN CONNECTOR FEMALE HEADER CLOSED SIDE THT SOLDER CONNECTION 3.50 MM N OF POLES: 5 180° SOLDER PIN LENGTH (L): 3.2 MM TINNED ORANGE T | 0
20844 | 1376350000 | PCB PLUG-IN CONNECTOR FEMALE HEADER CLOSED SIDE THT SOLDER CONNECTION 3.50 MM N OF POLES: 7 180° SOLDER PIN LENGTH (L): 3.2 MM TINNED ORANGE T | 0
20845 | 1376370000 | PCB PLUG-IN CONNECTOR FEMALE HEADER CLOSED SIDE THT SOLDER CONNECTION 3.50 MM N OF POLES: 11 180° SOLDER PIN LENGTH (L): 3.2 MM TINNED ORANGE T | 0
20846 | 1376430000 | PCB PLUG-IN CONNECTOR FEMALE HEADER CLOSED SIDE THT SOLDER CONNECTION 3.50 MM N OF POLES: 6 180° SOLDER PIN LENGTH (L): 3.2 MM TINNED ORANGE T | 0
20847 | 1376450000 | PCB PLUG-IN CONNECTOR FEMALE HEADER CLOSED SIDE THT SOLDER CONNECTION 3.50 MM N OF POLES: 9 180° SOLDER PIN LENGTH (L): 3.2 MM TINNED ORANGE T | 0
20848 | 1376470000 | PCB PLUG-IN CONNECTOR FEMALE HEADER CLOSED SIDE THT SOLDER CONNECTION 3.50 MM N OF POLES: 10 180° SOLDER PIN LENGTH (L): 3.2 MM TINNED ORANGE T | 0
20849 | 1376480000 | PCB PLUG-IN CONNECTOR FEMALE HEADER CLOSED SIDE THT SOLDER CONNECTION 3.50 MM N OF POLES: 12 180° SOLDER PIN LENGTH (L): 3.2 MM TINNED ORANGE T | 0
20850 | 1377680000 | PCB PLUG-IN CONNECTOR MALE HEADER CLOSED SIDE THT SOLDER CONNECTION 3.50 MM N OF POLES: 9 180° SOLDER PIN LENGTH (L): 3.2 MM TINNED BOX | 0
20851 | 1379470000 | OMNIMATE POWER - SERIES WGK FEED-THROUGH TERMINAL | 196
20852 | 1379610000 | PCB PLUG-IN CONNECTOR MALE HEADER CLIP-ON FLANGE THT/THR SOLDER CONNECTION 3.50 MM N OF POLES: 2 90° SOLDER PIN LENGTH (L): 1.5 MM TINNED BOX | 0
20853 | 1386250000 | PRINTED CIRCUIT BOARD TERMINALS 15.00 MM N OF POLES: 5 90° SOLDER PIN LENGTH (L): 4.5 MM TINNED CLAMPING YOKE CONNECTION CLAMPING RANGE MAX. : 50 MM² BOX | 1
20854 | 1386270000 | PRINTED CIRCUIT BOARD TERMINALS 15.00 MM N OF POLES: 5 90° SOLDER PIN LENGTH (L): 4.5 MM TINNED PALE GREEN CLAMPING YOKE CONNECTION CLAMPING RANGE MAX. : 50 MM² BOX | 1
20855 | 1386280000 | PRINTED CIRCUIT BOARD TERMINALS 15.00 MM N OF POLES: 5 90° SOLDER PIN LENGTH (L): 4.5 MM TINNED PEBBLE GREY CLAMPING YOKE CONNECTION CLAMPING RANGE MAX. : 50 MM² BOX | 1
20856 | 1386290000 | PRINTED CIRCUIT BOARD TERMINALS 15.00 MM N OF POLES: 5 90° SOLDER PIN LENGTH (L): 4.5 MM TINNED CLAMPING YOKE CONNECTION CLAMPING RANGE MAX. : 50 MM² BOX | 1
20857 | 1386320000 | PRINTED CIRCUIT BOARD TERMINALS 15.00 MM N OF POLES: 5 90° SOLDER PIN LENGTH (L): 4.5 MM TINNED PEBBLE GREY CLAMPING YOKE CONNECTION CLAMPING RANGE MAX. : 50 MM² BOX | 1
20858 | 1386330000 | PRINTED CIRCUIT BOARD TERMINALS 15.00 MM N OF POLES: 5 90° SOLDER PIN LENGTH (L): 4.5 MM TINNED CLAMPING YOKE CONNECTION CLAMPING RANGE MAX. : 50 MM² BOX | 1
20859 | 1386350000 | PRINTED CIRCUIT BOARD TERMINALS 15.00 MM N OF POLES: 5 90° SOLDER PIN LENGTH (L): 4.5 MM TINNED PEBBLE GREY CLAMPING YOKE CONNECTION CLAMPING RANGE MAX. : 50 MM² BOX | 1
20860 | 1386370000 | PRINTED CIRCUIT BOARD TERMINALS 15.00 MM N OF POLES: 5 90° SOLDER PIN LENGTH (L): 4.5 MM TINNED CLAMPING YOKE CONNECTION CLAMPING RANGE MAX. : 50 MM² BOX | 1
20861 | 1386390000 | PRINTED CIRCUIT BOARD TERMINALS 15.00 MM N OF POLES: 5 90° SOLDER PIN LENGTH (L): 4.5 MM TINNED PEBBLE GREY CLAMPING YOKE CONNECTION CLAMPING RANGE MAX. : 50 MM² BOX | 1
20862 | 1386400000 | PRINTED CIRCUIT BOARD TERMINALS 15.00 MM N OF POLES: 6 90° SOLDER PIN LENGTH (L): 4.5 MM TINNED CLAMPING YOKE CONNECTION CLAMPING RANGE MAX. : 50 MM² BOX | 1
20863 | 1386430000 | PRINTED CIRCUIT BOARD TERMINALS 15.00 MM N OF POLES: 6 90° SOLDER PIN LENGTH (L): 4.5 MM TINNED PEBBLE GREY CLAMPING YOKE CONNECTION CLAMPING RANGE MAX. : 50 MM² BOX | 1
20864 | 1386440000 | PRINTED CIRCUIT BOARD TERMINALS 15.00 MM N OF POLES: 6 90° SOLDER PIN LENGTH (L): 4.5 MM TINNED CLAMPING YOKE CONNECTION CLAMPING RANGE MAX. : 50 MM² BOX | 1
20865 | 1386470000 | PRINTED CIRCUIT BOARD TERMINALS 15.00 MM N OF POLES: 6 90° SOLDER PIN LENGTH (L): 4.5 MM TINNED PEBBLE GREY CLAMPING YOKE CONNECTION CLAMPING RANGE MAX. : 50 MM² BOX | 1
20866 | 1386480000 | PRINTED CIRCUIT BOARD TERMINALS 15.00 MM N OF POLES: 6 90° SOLDER PIN LENGTH (L): 4.5 MM TINNED CLAMPING YOKE CONNECTION CLAMPING RANGE MAX. : 50 MM² BOX | 1
20867 | 1386500000 | PRINTED CIRCUIT BOARD TERMINALS 15.00 MM N OF POLES: 6 90° SOLDER PIN LENGTH (L): 4.5 MM TINNED PEBBLE GREY CLAMPING YOKE CONNECTION CLAMPING RANGE MAX. : 50 MM² BOX | 1
20868 | 1386520000 | PRINTED CIRCUIT BOARD TERMINALS 15.00 MM N OF POLES: 6 90° SOLDER PIN LENGTH (L): 4.5 MM TINNED CLAMPING YOKE CONNECTION CLAMPING RANGE MAX. : 50 MM² BOX | 1
20869 | 1386540000 | PRINTED CIRCUIT BOARD TERMINALS 15.00 MM N OF POLES: 6 90° SOLDER PIN LENGTH (L): 4.5 MM TINNED PEBBLE GREY CLAMPING YOKE CONNECTION CLAMPING RANGE MAX. : 50 MM² BOX | 1
20870 | 1386550000 | PRINTED CIRCUIT BOARD TERMINALS 15.00 MM N OF POLES: 7 90° SOLDER PIN LENGTH (L): 4.5 MM TINNED CLAMPING YOKE CONNECTION CLAMPING RANGE MAX. : 50 MM² BOX | 1
20871 | 1386580000 | PRINTED CIRCUIT BOARD TERMINALS 15.00 MM N OF POLES: 7 90° SOLDER PIN LENGTH (L): 4.5 MM TINNED PEBBLE GREY CLAMPING YOKE CONNECTION CLAMPING RANGE MAX. : 50 MM² BOX | 1
20872 | 1386590000 | PRINTED CIRCUIT BOARD TERMINALS 15.00 MM N OF POLES: 7 90° SOLDER PIN LENGTH (L): 4.5 MM TINNED CLAMPING YOKE CONNECTION CLAMPING RANGE MAX. : 50 MM² BOX | 1
20873 | 1386620000 | PRINTED CIRCUIT BOARD TERMINALS 15.00 MM N OF POLES: 7 90° SOLDER PIN LENGTH (L): 4.5 MM TINNED PEBBLE GREY CLAMPING YOKE CONNECTION CLAMPING RANGE MAX. : 50 MM² BOX | 1
20874 | 1386630000 | PRINTED CIRCUIT BOARD TERMINALS 15.00 MM N OF POLES: 7 90° SOLDER PIN LENGTH (L): 4.5 MM TINNED CLAMPING YOKE CONNECTION CLAMPING RANGE MAX. : 50 MM² BOX | 1
20875 | 1386650000 | PRINTED CIRCUIT BOARD TERMINALS 15.00 MM N OF POLES: 7 90° SOLDER PIN LENGTH (L): 4.5 MM TINNED PEBBLE GREY CLAMPING YOKE CONNECTION CLAMPING RANGE MAX. : 50 MM² BOX | 1
20876 | 1386670000 | PRINTED CIRCUIT BOARD TERMINALS 15.00 MM N OF POLES: 7 90° SOLDER PIN LENGTH (L): 4.5 MM TINNED CLAMPING YOKE CONNECTION CLAMPING RANGE MAX. : 50 MM² BOX | 1
20877 | 1386690000 | PRINTED CIRCUIT BOARD TERMINALS 15.00 MM N OF POLES: 7 90° SOLDER PIN LENGTH (L): 4.5 MM TINNED PEBBLE GREY CLAMPING YOKE CONNECTION CLAMPING RANGE MAX. : 50 MM² BOX | 1
20878 | 1386700000 | PRINTED CIRCUIT BOARD TERMINALS 15.00 MM N OF POLES: 8 90° SOLDER PIN LENGTH (L): 4.5 MM TINNED CLAMPING YOKE CONNECTION CLAMPING RANGE MAX. : 50 MM² BOX | 1
20879 | 1386730000 | PRINTED CIRCUIT BOARD TERMINALS 15.00 MM N OF POLES: 8 90° SOLDER PIN LENGTH (L): 4.5 MM TINNED PEBBLE GREY CLAMPING YOKE CONNECTION CLAMPING RANGE MAX. : 50 MM² BOX | 1
20880 | 1386740000 | PRINTED CIRCUIT BOARD TERMINALS 15.00 MM N OF POLES: 8 90° SOLDER PIN LENGTH (L): 4.5 MM TINNED CLAMPING YOKE CONNECTION CLAMPING RANGE MAX. : 50 MM² BOX | 1
20881 | 1386770000 | PRINTED CIRCUIT BOARD TERMINALS 15.00 MM N OF POLES: 8 90° SOLDER PIN LENGTH (L): 4.5 MM TINNED PEBBLE GREY CLAMPING YOKE CONNECTION CLAMPING RANGE MAX. : 50 MM² BOX | 1
20882 | 1386780000 | PRINTED CIRCUIT BOARD TERMINALS 15.00 MM N OF POLES: 8 90° SOLDER PIN LENGTH (L): 4.5 MM TINNED CLAMPING YOKE CONNECTION CLAMPING RANGE MAX. : 50 MM² BOX | 1
20883 | 1386800000 | PRINTED CIRCUIT BOARD TERMINALS 15.00 MM N OF POLES: 8 90° SOLDER PIN LENGTH (L): 4.5 MM TINNED PEBBLE GREY CLAMPING YOKE CONNECTION CLAMPING RANGE MAX. : 50 MM² BOX | 1
20884 | 1386820000 | PRINTED CIRCUIT BOARD TERMINALS 15.00 MM N OF POLES: 8 90° SOLDER PIN LENGTH (L): 4.5 MM TINNED CLAMPING YOKE CONNECTION CLAMPING RANGE MAX. : 50 MM² BOX | 1
20885 | 1386840000 | PRINTED CIRCUIT BOARD TERMINALS 15.00 MM N OF POLES: 8 90° SOLDER PIN LENGTH (L): 4.5 MM TINNED PEBBLE GREY CLAMPING YOKE CONNECTION CLAMPING RANGE MAX. : 50 MM² BOX | 1
20886 | 1386850000 | PRINTED CIRCUIT BOARD TERMINALS 15.00 MM N OF POLES: 9 90° SOLDER PIN LENGTH (L): 4.5 MM TINNED CLAMPING YOKE CONNECTION CLAMPING RANGE MAX. : 50 MM² BOX | 1
20887 | 1386880000 | PRINTED CIRCUIT BOARD TERMINALS 15.00 MM N OF POLES: 9 90° SOLDER PIN LENGTH (L): 4.5 MM TINNED PEBBLE GREY CLAMPING YOKE CONNECTION CLAMPING RANGE MAX. : 50 MM² BOX | 1
20888 | 1386890000 | PRINTED CIRCUIT BOARD TERMINALS 15.00 MM N OF POLES: 9 90° SOLDER PIN LENGTH (L): 4.5 MM TINNED CLAMPING YOKE CONNECTION CLAMPING RANGE MAX. : 50 MM² BOX | 1
20889 | 1386920000 | PRINTED CIRCUIT BOARD TERMINALS 15.00 MM N OF POLES: 9 90° SOLDER PIN LENGTH (L): 4.5 MM TINNED PEBBLE GREY CLAMPING YOKE CONNECTION CLAMPING RANGE MAX. : 50 MM² BOX | 1
20890 | 1386930000 | PRINTED CIRCUIT BOARD TERMINALS 15.00 MM N OF POLES: 9 90° SOLDER PIN LENGTH (L): 4.5 MM TINNED CLAMPING YOKE CONNECTION CLAMPING RANGE MAX. : 50 MM² BOX | 1
20891 | 1386950000 | PRINTED CIRCUIT BOARD TERMINALS 15.00 MM N OF POLES: 9 90° SOLDER PIN LENGTH (L): 4.5 MM TINNED PEBBLE GREY CLAMPING YOKE CONNECTION CLAMPING RANGE MAX. : 50 MM² BOX | 1
20892 | 1386970000 | PRINTED CIRCUIT BOARD TERMINALS 15.00 MM N OF POLES: 9 90° SOLDER PIN LENGTH (L): 4.5 MM TINNED CLAMPING YOKE CONNECTION CLAMPING RANGE MAX. : 50 MM² BOX | 1
20893 | 1386990000 | PRINTED CIRCUIT BOARD TERMINALS 15.00 MM N OF POLES: 9 90° SOLDER PIN LENGTH (L): 4.5 MM TINNED PEBBLE GREY CLAMPING YOKE CONNECTION CLAMPING RANGE MAX. : 50 MM² BOX | 1
20894 | 1388050000 | PCB PLUG-IN CONNECTOR MALE HEADER FLANGE THT SOLDER CONNECTION 3.50 MM N OF POLES: 14 90° SOLDER PIN LENGTH (L): 3.2 MM TINNED BOX | 0
20895 | 1388880000 | PCB PLUG-IN CONNECTOR FEMALE PLUG 5.08 MM N OF POLES: 8 90° CLAMPING YOKE CONNECTION CLAMPING RANGE MAX. : 4 MM² BOX | 1
20896 | 1393040000 | PCB PLUG-IN CONNECTOR FEMALE PLUG 3.50 MM N OF POLES: 7 180° CLAMPING YOKE CONNECTION CLAMPING RANGE MAX. : 1.5 MM² BOX | 1
20897 | 1393090000 | PCB PLUG-IN CONNECTOR MALE HEADER FLANGE THT SOLDER CONNECTION 3.50 MM N OF POLES: 7 90° SOLDER PIN LENGTH (L): 3.2 MM TINNED PALE GREEN BOX | 0
20898 | 1395330000 | PRINTED CIRCUIT BOARD TERMINALS 10.16 MM N OF POLES: 3 90° SOLDER PIN LENGTH (L): 4.5 MM GREEN CLAMPING YOKE CONNECTION CLAMPING RANGE MAX. : 16 MM² BOX | 1
20899 | 1397350000 | PCB PLUG-IN CONNECTOR MALE HEADER CLOSED SIDE THT SOLDER CONNECTION 5.08 MM N OF POLES: 2 180° SOLDER PIN LENGTH (L): 3.2 MM TINNED PALE GREEN BOX | 0
20900 | 1397360000 | PCB PLUG-IN CONNECTOR MALE HEADER CLOSED SIDE THT SOLDER CONNECTION 5.08 MM N OF POLES: 3 180° SOLDER PIN LENGTH (L): 3.2 MM TINNED PALE GREEN BOX | 0
20901 | 1397370000 | PCB PLUG-IN CONNECTOR MALE HEADER CLOSED SIDE THT SOLDER CONNECTION 5.08 MM N OF POLES: 4 180° SOLDER PIN LENGTH (L): 3.2 MM TINNED PALE GREEN BOX | 0
20902 | 1397380000 | PCB PLUG-IN CONNECTOR MALE HEADER CLOSED SIDE THT SOLDER CONNECTION 5.08 MM N OF POLES: 5 180° SOLDER PIN LENGTH (L): 3.2 MM TINNED PALE GREEN BOX | 0
20903 | 1397390000 | PCB PLUG-IN CONNECTOR MALE HEADER CLOSED SIDE THT SOLDER CONNECTION 5.08 MM N OF POLES: 6 180° SOLDER PIN LENGTH (L): 3.2 MM TINNED PALE GREEN BOX | 0
20904 | 1397420000 | PCB PLUG-IN CONNECTOR MALE HEADER CLOSED SIDE THT SOLDER CONNECTION 5.08 MM N OF POLES: 4 90° SOLDER PIN LENGTH (L): 3.2 MM TINNED PALE GREEN BOX | 0
20905 | 1397430000 | PCB PLUG-IN CONNECTOR MALE HEADER CLOSED SIDE THT SOLDER CONNECTION 5.08 MM N OF POLES: 5 90° SOLDER PIN LENGTH (L): 3.2 MM TINNED PALE GREEN BOX | 0
20906 | 1398880000 | PCB PLUG-IN CONNECTOR FEMALE PLUG 7.62 MM N OF POLES: 5 CLAMPING YOKE CONNECTION CLAMPING RANGE MAX. : 4 MM² BOX | 1
20907 | 1398890000 | PCB PLUG-IN CONNECTOR FEMALE PLUG 7.62 MM N OF POLES: 5 CLAMPING YOKE CONNECTION CLAMPING RANGE MAX. : 4 MM² BOX | 1
20908 | 1398900000 | PCB PLUG-IN CONNECTOR FEMALE PLUG 7.62 MM N OF POLES: 6 CLAMPING YOKE CONNECTION CLAMPING RANGE MAX. : 4 MM² BOX | 1
20909 | 1398910000 | PCB PLUG-IN CONNECTOR FEMALE PLUG 7.62 MM N OF POLES: 6 CLAMPING YOKE CONNECTION CLAMPING RANGE MAX. : 4 MM² BOX | 1
20910 | 1398920000 | PCB PLUG-IN CONNECTOR FEMALE PLUG 7.62 MM N OF POLES: 6 CLAMPING YOKE CONNECTION CLAMPING RANGE MAX. : 4 MM² BOX | 1
20911 | 1401010000 | PCB PLUG-IN CONNECTOR MALE HEADER SOLDER FLANGE THT SOLDER CONNECTION 5.08 MM N OF POLES: 3 90° SOLDER PIN LENGTH (L): 3.2 MM GOLD-PLATED GREY BOX | 0
20912 | 1402440000 | PCB PLUG-IN CONNECTOR FEMALE PLUG 5.08 MM N OF POLES: 7 180° CLAMPING YOKE CONNECTION CLAMPING RANGE MAX. : 4 MM² BOX | 1
20913 | 1402450000 | PCB PLUG-IN CONNECTOR FEMALE PLUG 5.08 MM N OF POLES: 9 180° CLAMPING YOKE CONNECTION CLAMPING RANGE MAX. : 4 MM² BOX | 1
20914 | 1402460000 | PCB PLUG-IN CONNECTOR FEMALE PLUG 5.08 MM N OF POLES: 10 180° CLAMPING YOKE CONNECTION CLAMPING RANGE MAX. : 4 MM² BOX | 1
20915 | 1462040025 | PRE-ASSEMBLED CABLE PAC CABLE LIYY 0.25 MM² | 2
20916 | 1462040035 | PRE-ASSEMBLED CABLE PAC CABLE LIYY 0.25 MM² | 2
20917 | 1462040060 | PRE-ASSEMBLED CABLE PAC CABLE LIYY 0.25 MM² | 2
20918 | 1462090025 | PRE-ASSEMBLED CABLE PAC CABLE LIYY 0.25 MM² | 2
20919 | 1462150025 | PRE-ASSEMBLED CABLE PAC CABLE LIYCY 0.25 MM² | 2
20920 | 1466240025 | PRE-ASSEMBLED CABLE PAC CABLE LIYCY 0.25 MM² | 2
20921 | 1466240030 | PRE-ASSEMBLED CABLE PAC CABLE LIYCY 0.25 MM² | 2
20922 | 1466240100 | PRE-ASSEMBLED CABLE PAC CABLE LIYCY 0.25 MM² | 2
20923 | 1467740000 | BUILT-IN PLUGS M12 PG 9 N OF POLES: 12 | 75
20924 | 1473380000 | PRINTED CIRCUIT BOARD TERMINALS 3.50 MM N OF POLES: 8 135° PUSH IN WITH ACTUATOR CLAMPING RANGE MAX. : 1.5 MM² TAPE | 256
20925 | 1473570000 | PRINTED CIRCUIT BOARD TERMINALS 3.50 MM N OF POLES: 9 90° PUSH IN WITH ACTUATOR CLAMPING RANGE MAX. : 1.5 MM² TAPE | 49
20926 | 1473760000 | PRINTED CIRCUIT BOARD TERMINALS 5.00 MM N OF POLES: 8 135° PUSH IN WITH ACTUATOR CLAMPING RANGE MAX. : 1.5 MM² TAPE | 49
20927 | 1473770000 | PRINTED CIRCUIT BOARD TERMINALS 5.00 MM N OF POLES: 2 90° PUSH IN WITH ACTUATOR CLAMPING RANGE MAX. : 1.5 MM² TAPE | 49
20928 | 1473780000 | PRINTED CIRCUIT BOARD TERMINALS 5.00 MM N OF POLES: 3 90° PUSH IN WITH ACTUATOR CLAMPING RANGE MAX. : 1.5 MM² TAPE | 49
20929 | 1477050000 | AUTOMATIC MACHINES REPLACEMENT PART | 188
20930 | 1481690060 | PRE-ASSEMBLED CABLE PAC CABLE LIYCY 0.25 MM² | 2
20931 | 1481690100 | PRE-ASSEMBLED CABLE PAC CABLE LIYCY 0.25 MM² | 2
20932 | 1481710050 | PRE-ASSEMBLED CABLE PAC CABLE LIYCY 0.34 MM² | 2
20933 | 1481710060 | PRE-ASSEMBLED CABLE PAC CABLE LIYCY 0.34 MM² | 2
20934 | 1481710100 | PRE-ASSEMBLED CABLE PAC CABLE LIYCY 0.34 MM² | 2
20935 | 1481740080 | PRE-ASSEMBLED CABLE PAC CABLE LIYCY 0.25 MM² | 2
20936 | 1481750050 | PRE-ASSEMBLED CABLE PAC CABLE LIYCY 0.34 MM² | 2
20937 | 1481750080 | PRE-ASSEMBLED CABLE PAC CABLE LIYCY 0.34 MM² | 2
20938 | 1481750150 | PRE-ASSEMBLED CABLE PAC CABLE LIYCY 0.34 MM² | 2
20939 | 1512170030 | PRE-ASSEMBLED CABLE PAC CABLE LIYY 5.4 ± 1 MM | 20
20940 | 1512370010 | PRE-ASSEMBLED CABLE PAC CABLE LIYY 5.4 ± 1 MM | 20
20941 | 1512410010 | PRE-ASSEMBLED CABLE PAC CABLE LIYY 5.4 ± 1 MM | 20
20942 | 1512470015 | PRE-ASSEMBLED CABLE PAC CABLE LIYY 5.4 ± 1 MM | 20
20943 | 1512620025 | PRE-ASSEMBLED CABLE PAC CABLE LIYY 5.4 ± 1 MM | 20
20944 | 1518120000 | PCB PLUG-IN CONNECTOR MALE HEADER FLANGE THT SOLDER CONNECTION 3.50 MM N OF POLES: 2 180° SOLDER PIN LENGTH (L): 3.2 MM TINNED BOX | 0
20945 | 1531080000 | PCB PLUG-IN CONNECTOR FEMALE PLUG 3.50 MM N OF POLES: 10 180° CLAMPING YOKE CONNECTION CLAMPING RANGE MAX. : 1.5 MM² BOX | 1
20946 | 1531200000 | PCB PLUG-IN CONNECTOR FEMALE PLUG 3.50 MM N OF POLES: 10 180° PUSH IN WITH ACTUATOR TENSION-CLAMP CONNECTION CLAMPING RANGE MAX. : 1.5 MM² BOX | 1
20947 | 1549730000 | OMNIMATE DATA - USB JACK FEMALE HEADER 5 GBPS THT/THR SOLDER CONNECTION 180° PITCH IN MM (P): 2.00 MM N OF POLES: 8 LCP TRAY (MANUAL ASSEMBLY) | 51
20948 | 1561150000 | PRINTED CIRCUIT BOARD TERMINALS 3.50 MM N OF POLES: 6 90° SOLDER PIN LENGTH (L): 3.2 MM TINNED CLAMPING YOKE CONNECTION CLAMPING RANGE MAX. : 2.08 MM² BOX | 1
20949 | 2004480000 | PCB PLUG-IN CONNECTOR FEMALE PLUG 5.08 MM N OF POLES: 24 180° CLAMPING YOKE CONNECTION CLAMPING RANGE MAX. : 4 MM² BOX | 1
20950 | 2004500000 | PCB PLUG-IN CONNECTOR FEMALE PLUG 5.08 MM N OF POLES: 22 180° CLAMPING YOKE CONNECTION CLAMPING RANGE MAX. : 4 MM² BOX | 1
20951 | 2007110000 | DEKAFIX TERMINAL MARKER 5 X 5 MM WEIDMUELLER | 231
20952 | 2008380000 | PCB PLUG-IN CONNECTOR MALE PLUG 5.08 MM N OF POLES: 4 180° CLAMPING YOKE CONNECTION CLAMPING RANGE MAX. : 3.31 MM² BOX | 1
20953 | 2008420000 | SHEET HOLES | 114
20954 | 2009670000 | PCB PLUG-IN CONNECTOR MALE PLUG 5.08 MM N OF POLES: 3 180° PUSH IN WITH ACTUATOR TENSION-CLAMP CONNECTION CLAMPING RANGE MAX. : 3.31 MM² BOX | 1
20955 | 2009760000 | PCB PLUG-IN CONNECTOR FEMALE PLUG 7.62 MM N OF POLES: 4 CLAMPING YOKE CONNECTION BOX | 1
20956 | 2010750000 | PRINTED CIRCUIT BOARD TERMINALS 5.08 MM N OF POLES: 16 90° SOLDER PIN LENGTH (L): 3.2 MM TINNED CLAMPING YOKE CONNECTION CLAMPING RANGE MAX. : 6 MM² BOX | 1
20957 | 2012810000 | PRINTED CIRCUIT BOARD TERMINALS 10.16 MM N OF POLES: 2 90° SOLDER PIN LENGTH (L): 5 MM TINNED CLAMPING YOKE CONNECTION CLAMPING RANGE MAX. : 16 MM² BOX | 1
20958 | 2012890000 | PRINTED CIRCUIT BOARD TERMINALS 10.16 MM N OF POLES: 3 90° SOLDER PIN LENGTH (L): 5 MM TINNED CLAMPING YOKE CONNECTION CLAMPING RANGE MAX. : 16 MM² BOX | 1
20959 | 2014140000 | PRINTED CIRCUIT BOARD TERMINALS 10.16 MM N OF POLES: 5 90° SOLDER PIN LENGTH (L): 5 MM TINNED CLAMPING YOKE CONNECTION CLAMPING RANGE MAX. : 16 MM² BOX | 1
20960 | 2014150000 | PRINTED CIRCUIT BOARD TERMINALS 10.16 MM N OF POLES: 6 90° SOLDER PIN LENGTH (L): 5 MM TINNED CLAMPING YOKE CONNECTION CLAMPING RANGE MAX. : 16 MM² BOX | 1
20961 | 2014160000 | PRINTED CIRCUIT BOARD TERMINALS 10.16 MM N OF POLES: 7 90° SOLDER PIN LENGTH (L): 5 MM TINNED CLAMPING YOKE CONNECTION CLAMPING RANGE MAX. : 16 MM² BOX | 1
20962 | 2014170000 | PRINTED CIRCUIT BOARD TERMINALS 10.16 MM N OF POLES: 8 90° SOLDER PIN LENGTH (L): 5 MM TINNED CLAMPING YOKE CONNECTION CLAMPING RANGE MAX. : 16 MM² BOX | 1
20963 | 2014180000 | PRINTED CIRCUIT BOARD TERMINALS 10.16 MM N OF POLES: 9 90° SOLDER PIN LENGTH (L): 5 MM TINNED CLAMPING YOKE CONNECTION CLAMPING RANGE MAX. : 16 MM² BOX | 1
20964 | 2014200000 | PRINTED CIRCUIT BOARD TERMINALS 10.16 MM N OF POLES: 2 90° SOLDER PIN LENGTH (L): 5 MM TINNED PALE GREEN CLAMPING YOKE CONNECTION CLAMPING RANGE MAX. : 16 MM² BOX | 1
20965 | 2014230000 | PRINTED CIRCUIT BOARD TERMINALS 10.16 MM N OF POLES: 2 90° SOLDER PIN LENGTH (L): 5 MM TINNED PALE GREEN CLAMPING YOKE CONNECTION CLAMPING RANGE MAX. : 16 MM² BOX | 1
20966 | 2014240000 | PRINTED CIRCUIT BOARD TERMINALS 10.16 MM N OF POLES: 3 90° SOLDER PIN LENGTH (L): 5 MM TINNED PALE GREEN CLAMPING YOKE CONNECTION CLAMPING RANGE MAX. : 16 MM² BOX | 1
20967 | 2014260000 | PRINTED CIRCUIT BOARD TERMINALS 10.16 MM N OF POLES: 5 90° SOLDER PIN LENGTH (L): 5 MM TINNED PALE GREEN CLAMPING YOKE CONNECTION CLAMPING RANGE MAX. : 16 MM² BOX | 1
20968 | 2014270000 | PRINTED CIRCUIT BOARD TERMINALS 10.16 MM N OF POLES: 1 90° SOLDER PIN LENGTH (L): 5 MM TINNED PEBBLE GREY CLAMPING YOKE CONNECTION CLAMPING RANGE MAX. : 16 MM² BOX | 1
20969 | 2014280000 | PRINTED CIRCUIT BOARD TERMINALS 10.16 MM N OF POLES: 2 90° SOLDER PIN LENGTH (L): 5 MM TINNED PEBBLE GREY CLAMPING YOKE CONNECTION CLAMPING RANGE MAX. : 16 MM² BOX | 1
20970 | 2014290000 | PRINTED CIRCUIT BOARD TERMINALS 10.16 MM N OF POLES: 3 90° SOLDER PIN LENGTH (L): 5 MM TINNED PEBBLE GREY CLAMPING YOKE CONNECTION CLAMPING RANGE MAX. : 16 MM² BOX | 1
20971 | 2014310000 | PRINTED CIRCUIT BOARD TERMINALS 10.16 MM N OF POLES: 4 90° SOLDER PIN LENGTH (L): 5 MM TINNED PEBBLE GREY CLAMPING YOKE CONNECTION CLAMPING RANGE MAX. : 16 MM² BOX | 1
20972 | 2014330000 | PRINTED CIRCUIT BOARD TERMINALS 10.16 MM N OF POLES: 5 90° SOLDER PIN LENGTH (L): 5 MM TINNED PEBBLE GREY CLAMPING YOKE CONNECTION CLAMPING RANGE MAX. : 16 MM² BOX | 1
20973 | 2014350000 | PRINTED CIRCUIT BOARD TERMINALS 10.16 MM N OF POLES: 6 90° SOLDER PIN LENGTH (L): 5 MM TINNED PEBBLE GREY CLAMPING YOKE CONNECTION CLAMPING RANGE MAX. : 16 MM² BOX | 1
20974 | 2014360000 | PRINTED CIRCUIT BOARD TERMINALS 12.70 MM N OF POLES: 2 90° SOLDER PIN LENGTH (L): 5 MM TINNED CLAMPING YOKE CONNECTION CLAMPING RANGE MAX. : 16 MM² BOX | 1
20975 | 2014370000 | PRINTED CIRCUIT BOARD TERMINALS 10.16 MM N OF POLES: 7 90° SOLDER PIN LENGTH (L): 5 MM TINNED PEBBLE GREY CLAMPING YOKE CONNECTION CLAMPING RANGE MAX. : 16 MM² BOX | 1
20976 | 2014380000 | PRINTED CIRCUIT BOARD TERMINALS 12.70 MM N OF POLES: 3 90° SOLDER PIN LENGTH (L): 5 MM TINNED CLAMPING YOKE CONNECTION CLAMPING RANGE MAX. : 16 MM² BOX | 1
20977 | 2014390000 | PRINTED CIRCUIT BOARD TERMINALS 10.16 MM N OF POLES: 8 90° SOLDER PIN LENGTH (L): 5 MM TINNED PEBBLE GREY CLAMPING YOKE CONNECTION CLAMPING RANGE MAX. : 16 MM² BOX | 1
20978 | 2014400000 | PRINTED CIRCUIT BOARD TERMINALS 12.70 MM N OF POLES: 4 90° SOLDER PIN LENGTH (L): 5 MM TINNED CLAMPING YOKE CONNECTION CLAMPING RANGE MAX. : 16 MM² BOX | 1
20979 | 2014410000 | PRINTED CIRCUIT BOARD TERMINALS 10.16 MM N OF POLES: 9 90° SOLDER PIN LENGTH (L): 5 MM TINNED PEBBLE GREY CLAMPING YOKE CONNECTION CLAMPING RANGE MAX. : 16 MM² BOX | 1
20980 | 2014420000 | PRINTED CIRCUIT BOARD TERMINALS 12.70 MM N OF POLES: 5 90° SOLDER PIN LENGTH (L): 5 MM TINNED CLAMPING YOKE CONNECTION CLAMPING RANGE MAX. : 16 MM² BOX | 1
20981 | 2014590000 | PRINTED CIRCUIT BOARD TERMINALS 12.70 MM N OF POLES: 6 90° SOLDER PIN LENGTH (L): 5 MM TINNED CLAMPING YOKE CONNECTION CLAMPING RANGE MAX. : 16 MM² BOX | 1
20982 | 2014760000 | PRINTED CIRCUIT BOARD TERMINALS 12.70 MM N OF POLES: 8 90° SOLDER PIN LENGTH (L): 5 MM TINNED CLAMPING YOKE CONNECTION CLAMPING RANGE MAX. : 16 MM² BOX | 1
20983 | 2014900000 | PRINTED CIRCUIT BOARD TERMINALS 12.70 MM N OF POLES: 9 90° SOLDER PIN LENGTH (L): 5 MM TINNED CLAMPING YOKE CONNECTION CLAMPING RANGE MAX. : 16 MM² BOX | 1
20984 | 2015140000 | PRINTED CIRCUIT BOARD TERMINALS 12.70 MM N OF POLES: 2 90° SOLDER PIN LENGTH (L): 5 MM TINNED PEBBLE GREY CLAMPING YOKE CONNECTION CLAMPING RANGE MAX. : 16 MM² BOX | 1
20985 | 2015160000 | PRINTED CIRCUIT BOARD TERMINALS 12.70 MM N OF POLES: 3 90° SOLDER PIN LENGTH (L): 5 MM TINNED PEBBLE GREY CLAMPING YOKE CONNECTION CLAMPING RANGE MAX. : 16 MM² BOX | 1
20986 | 2015350000 | PRINTED CIRCUIT BOARD TERMINALS 12.70 MM N OF POLES: 4 90° SOLDER PIN LENGTH (L): 5 MM TINNED PEBBLE GREY CLAMPING YOKE CONNECTION CLAMPING RANGE MAX. : 16 MM² BOX | 1
20987 | 2015370000 | PRINTED CIRCUIT BOARD TERMINALS 12.70 MM N OF POLES: 5 90° SOLDER PIN LENGTH (L): 5 MM TINNED PEBBLE GREY CLAMPING YOKE CONNECTION CLAMPING RANGE MAX. : 16 MM² BOX | 1
20988 | 2015380000 | PRINTED CIRCUIT BOARD TERMINALS 12.70 MM N OF POLES: 6 90° SOLDER PIN LENGTH (L): 5 MM TINNED PEBBLE GREY CLAMPING YOKE CONNECTION CLAMPING RANGE MAX. : 16 MM² BOX | 1
20989 | 2015390000 | PRINTED CIRCUIT BOARD TERMINALS 12.70 MM N OF POLES: 7 90° SOLDER PIN LENGTH (L): 5 MM TINNED PEBBLE GREY CLAMPING YOKE CONNECTION CLAMPING RANGE MAX. : 16 MM² BOX | 1
20990 | 2015440000 | PRINTED CIRCUIT BOARD TERMINALS 12.70 MM N OF POLES: 8 90° SOLDER PIN LENGTH (L): 5 MM TINNED PEBBLE GREY CLAMPING YOKE CONNECTION CLAMPING RANGE MAX. : 16 MM² BOX | 1
20991 | 2015450000 | PRINTED CIRCUIT BOARD TERMINALS 12.70 MM N OF POLES: 9 90° SOLDER PIN LENGTH (L): 5 MM TINNED PEBBLE GREY CLAMPING YOKE CONNECTION CLAMPING RANGE MAX. : 16 MM² BOX | 1
20992 | 2016310000 | PCB PLUG-IN CONNECTOR FEMALE PLUG 5.08 MM N OF POLES: 5 180° CLAMPING YOKE CONNECTION CLAMPING RANGE MAX. : 4 MM² BOX | 1
20993 | 2027820000 | PRINTED CIRCUIT BOARD TERMINALS 5.08 MM N OF POLES: 5 90° SOLDER PIN LENGTH (L): 3.5 MM TINNED ORANGE CLAMPING YOKE CONNECTION CLAMPING RANGE MAX. : 2.5 MM² BOX | 1
20994 | 2054890000 | PCB PLUG-IN CONNECTOR MALE HEADER CLOSED SIDE THT SOLDER CONNECTION 10.16 MM N OF POLES: 7 90° SOLDER PIN LENGTH (L): 4 MM BOX | 0
20995 | 2504930000 | PRINTED CIRCUIT BOARD TERMINALS 5.00 MM 90° TINNED PRESSURE CLAMP CONNECTION CLAMPING RANGE MAX. : 2.5 MM² BOX | 49
20996 | 2507060000 | PCB PLUG-IN CONNECTOR ACCESSORIES N OF POLES: 4 | 27
20997 | 2507070000 | PCB PLUG-IN CONNECTOR ACCESSORIES N OF POLES: 5 | 27
20998 | 2507080000 | PCB PLUG-IN CONNECTOR ACCESSORIES N OF POLES: 6 | 27
20999 | 2507090000 | PCB PLUG-IN CONNECTOR ACCESSORIES N OF POLES: 7 | 27
21000 | 2507100000 | PCB PLUG-IN CONNECTOR ACCESSORIES N OF POLES: 8 | 27
21001 | 2507110000 | PCB PLUG-IN CONNECTOR ACCESSORIES N OF POLES: 9 | 27
21002 | 2507120000 | PCB PLUG-IN CONNECTOR ACCESSORIES N OF POLES: 10 | 27
21003 | 2507130000 | PCB PLUG-IN CONNECTOR ACCESSORIES N OF POLES: 11 | 27
21004 | 2507140000 | PCB PLUG-IN CONNECTOR ACCESSORIES N OF POLES: 12 | 27
21005 | 2507990000 | PCB PLUG-IN CONNECTOR MALE HEADER CLIP-ON FLANGE THT SOLDER CONNECTION 10.16 MM N OF POLES: 3 90° SOLDER PIN LENGTH (L): 4 MM | 0
21006 | 2508010000 | PCB PLUG-IN CONNECTOR MALE HEADER CLIP-ON FLANGE THT SOLDER CONNECTION 10.16 MM N OF POLES: 2 180° SOLDER PIN LENGTH (L): 4 MM BOX | 0
21007 | 2508090000 | PCB PLUG-IN CONNECTOR MALE HEADER CLIP-ON FLANGE THT SOLDER CONNECTION 10.16 MM N OF POLES: 5 180° SOLDER PIN LENGTH (L): 4 MM BOX | 0
21008 | 2525780000 | PCB PLUG-IN CONNECTOR ACCESSORIES STRAIN RELIEF ORANGE N OF POLES: 6 | 27
21009 | 2525850000 | PCB PLUG-IN CONNECTOR ACCESSORIES STRAIN RELIEF (SIMILAR TO RAL 9005) N OF POLES: 6 | 54
21010 | 2529090000 | PCB PLUG-IN CONNECTOR MALE HEADER CLOSED SIDE THT/THR SOLDER CONNECTION 7.62 MM N OF POLES: 4 SOLDER PIN LENGTH (L): 2.6 MM TINNED BOX | 0
21011 | 2529100000 | PCB PLUG-IN CONNECTOR MALE HEADER CLOSED SIDE THT/THR SOLDER CONNECTION 7.62 MM N OF POLES: 4 SOLDER PIN LENGTH (L): 2.6 MM TINNED BOX | 0
21012 | 2529530000 | PCB PLUG-IN CONNECTOR MALE HEADER CLOSED SIDE MIDDLE FLANGE THT/THR SOLDER CONNECTION 7.62 MM N OF POLES: 5 SOLDER PIN LENGTH (L): 2.6 MM TINNED BOX | 0
21013 | 2529540000 | PCB PLUG-IN CONNECTOR MALE HEADER CLOSED SIDE MIDDLE SCREW FLANGE THT/THR SOLDER CONNECTION 7.62 MM N OF POLES: 2 SOLDER PIN LENGTH (L): 2.6 MM TINNED BOX | 0
21014 | 2529550000 | PCB PLUG-IN CONNECTOR MALE HEADER CLOSED SIDE MIDDLE SCREW FLANGE THT/THR SOLDER CONNECTION 7.62 MM N OF POLES: 2 SOLDER PIN LENGTH (L): 2.6 MM TINNED BOX | 0
21015 | 2529560000 | PCB PLUG-IN CONNECTOR MALE HEADER CLOSED SIDE MIDDLE SCREW FLANGE THT/THR SOLDER CONNECTION 7.62 MM N OF POLES: 2 SOLDER PIN LENGTH (L): 2.6 MM TINNED BOX | 0
21016 | 2529570000 | PCB PLUG-IN CONNECTOR MALE HEADER CLOSED SIDE MIDDLE SCREW FLANGE THT/THR SOLDER CONNECTION 7.62 MM N OF POLES: 3 SOLDER PIN LENGTH (L): 2.6 MM TINNED BOX | 0
21017 | 2529580000 | PCB PLUG-IN CONNECTOR MALE HEADER CLOSED SIDE MIDDLE SCREW FLANGE THT/THR SOLDER CONNECTION 7.62 MM N OF POLES: 3 SOLDER PIN LENGTH (L): 2.6 MM TINNED BOX | 0
21018 | 2529590000 | PCB PLUG-IN CONNECTOR MALE HEADER CLOSED SIDE MIDDLE SCREW FLANGE THT/THR SOLDER CONNECTION 7.62 MM N OF POLES: 3 SOLDER PIN LENGTH (L): 2.6 MM TINNED BOX | 0
21019 | 2529600000 | PCB PLUG-IN CONNECTOR MALE HEADER CLOSED SIDE MIDDLE SCREW FLANGE THT/THR SOLDER CONNECTION 7.62 MM N OF POLES: 3 SOLDER PIN LENGTH (L): 2.6 MM TINNED BOX | 0
21020 | 2529610000 | PCB PLUG-IN CONNECTOR MALE HEADER CLOSED SIDE MIDDLE SCREW FLANGE THT/THR SOLDER CONNECTION 7.62 MM N OF POLES: 3 SOLDER PIN LENGTH (L): 2.6 MM TINNED BOX | 0
21021 | 2529620000 | PCB PLUG-IN CONNECTOR MALE HEADER CLOSED SIDE MIDDLE SCREW FLANGE THT/THR SOLDER CONNECTION 7.62 MM N OF POLES: 3 SOLDER PIN LENGTH (L): 2.6 MM TINNED BOX | 0
21022 | 2529630000 | PCB PLUG-IN CONNECTOR MALE HEADER CLOSED SIDE MIDDLE SCREW FLANGE THT/THR SOLDER CONNECTION 7.62 MM N OF POLES: 4 SOLDER PIN LENGTH (L): 2.6 MM TINNED BOX | 0
21023 | 2529640000 | PCB PLUG-IN CONNECTOR MALE HEADER CLOSED SIDE MIDDLE SCREW FLANGE THT/THR SOLDER CONNECTION 7.62 MM N OF POLES: 4 SOLDER PIN LENGTH (L): 2.6 MM TINNED BOX | 0
21024 | 2529650000 | PCB PLUG-IN CONNECTOR MALE HEADER CLOSED SIDE MIDDLE SCREW FLANGE THT/THR SOLDER CONNECTION 7.62 MM N OF POLES: 4 SOLDER PIN LENGTH (L): 2.6 MM TINNED BOX | 0
21025 | 2529660000 | PCB PLUG-IN CONNECTOR MALE HEADER CLOSED SIDE MIDDLE SCREW FLANGE THT/THR SOLDER CONNECTION 7.62 MM N OF POLES: 5 SOLDER PIN LENGTH (L): 2.6 MM TINNED BOX | 0
21026 | 2529670000 | PCB PLUG-IN CONNECTOR MALE HEADER CLOSED SIDE MIDDLE SCREW FLANGE THT/THR SOLDER CONNECTION 7.62 MM N OF POLES: 5 SOLDER PIN LENGTH (L): 2.6 MM TINNED BOX | 0
21027 | 2529680000 | PCB PLUG-IN CONNECTOR MALE HEADER CLOSED SIDE MIDDLE SCREW FLANGE THT/THR SOLDER CONNECTION 7.62 MM N OF POLES: 5 SOLDER PIN LENGTH (L): 2.6 MM TINNED BOX | 0
21028 | 2529690000 | PCB PLUG-IN CONNECTOR MALE HEADER CLOSED SIDE MIDDLE SCREW FLANGE THT/THR SOLDER CONNECTION 7.62 MM N OF POLES: 5 SOLDER PIN LENGTH (L): 2.6 MM TINNED BOX | 0
21029 | 2529700000 | PCB PLUG-IN CONNECTOR MALE HEADER CLOSED SIDE MIDDLE SCREW FLANGE THT/THR SOLDER CONNECTION 7.62 MM N OF POLES: 5 SOLDER PIN LENGTH (L): 2.6 MM TINNED BOX | 0
21030 | 2529710000 | PCB PLUG-IN CONNECTOR MALE HEADER CLOSED SIDE MIDDLE SCREW FLANGE THT/THR SOLDER CONNECTION 7.62 MM N OF POLES: 5 SOLDER PIN LENGTH (L): 2.6 MM TINNED BOX | 0
21031 | 2529720000 | PCB PLUG-IN CONNECTOR MALE HEADER CLOSED SIDE MIDDLE FLANGE THT/THR SOLDER CONNECTION 7.62 MM N OF POLES: 2 SOLDER PIN LENGTH (L): 2.6 MM TINNED BOX | 0
21032 | 2529730000 | PCB PLUG-IN CONNECTOR MALE HEADER CLOSED SIDE MIDDLE FLANGE THT/THR SOLDER CONNECTION 7.62 MM N OF POLES: 2 SOLDER PIN LENGTH (L): 2.6 MM TINNED BOX | 0
21033 | 2529740000 | PCB PLUG-IN CONNECTOR MALE HEADER CLOSED SIDE MIDDLE FLANGE THT/THR SOLDER CONNECTION 7.62 MM N OF POLES: 3 SOLDER PIN LENGTH (L): 2.6 MM TINNED BOX | 0
21034 | 2529750000 | PCB PLUG-IN CONNECTOR MALE HEADER CLOSED SIDE MIDDLE FLANGE THT/THR SOLDER CONNECTION 7.62 MM N OF POLES: 3 SOLDER PIN LENGTH (L): 2.6 MM TINNED BOX | 0
21035 | 2529760000 | PCB PLUG-IN CONNECTOR MALE HEADER CLOSED SIDE MIDDLE FLANGE THT/THR SOLDER CONNECTION 7.62 MM N OF POLES: 3 SOLDER PIN LENGTH (L): 2.6 MM TINNED BOX | 0
21036 | 2529770000 | PCB PLUG-IN CONNECTOR MALE HEADER CLOSED SIDE MIDDLE FLANGE THT/THR SOLDER CONNECTION 7.62 MM N OF POLES: 3 SOLDER PIN LENGTH (L): 2.6 MM TINNED BOX | 0
21037 | 2529780000 | PCB PLUG-IN CONNECTOR MALE HEADER CLOSED SIDE MIDDLE FLANGE THT/THR SOLDER CONNECTION 7.62 MM N OF POLES: 3 SOLDER PIN LENGTH (L): 2.6 MM TINNED BOX | 0
21038 | 2529790000 | PCB PLUG-IN CONNECTOR MALE HEADER CLOSED SIDE MIDDLE FLANGE THT/THR SOLDER CONNECTION 7.62 MM N OF POLES: 3 SOLDER PIN LENGTH (L): 2.6 MM TINNED BOX | 0
21039 | 2529800000 | PCB PLUG-IN CONNECTOR MALE HEADER CLOSED SIDE MIDDLE FLANGE THT/THR SOLDER CONNECTION 7.62 MM N OF POLES: 4 SOLDER PIN LENGTH (L): 2.6 MM TINNED BOX | 0
21040 | 2529810000 | PCB PLUG-IN CONNECTOR MALE HEADER CLOSED SIDE MIDDLE FLANGE THT/THR SOLDER CONNECTION 7.62 MM N OF POLES: 4 SOLDER PIN LENGTH (L): 2.6 MM TINNED BOX | 0
21041 | 2529820000 | PCB PLUG-IN CONNECTOR MALE HEADER CLOSED SIDE MIDDLE FLANGE THT/THR SOLDER CONNECTION 7.62 MM N OF POLES: 4 SOLDER PIN LENGTH (L): 2.6 MM TINNED BOX | 0
21042 | 2529830000 | PCB PLUG-IN CONNECTOR MALE HEADER CLOSED SIDE MIDDLE FLANGE THT/THR SOLDER CONNECTION 7.62 MM N OF POLES: 5 SOLDER PIN LENGTH (L): 2.6 MM TINNED BOX | 0
21043 | 2529840000 | PCB PLUG-IN CONNECTOR MALE HEADER CLOSED SIDE MIDDLE FLANGE THT/THR SOLDER CONNECTION 7.62 MM N OF POLES: 5 SOLDER PIN LENGTH (L): 2.6 MM TINNED BOX | 0
21044 | 2529850000 | PCB PLUG-IN CONNECTOR MALE HEADER CLOSED SIDE MIDDLE FLANGE THT/THR SOLDER CONNECTION 7.62 MM N OF POLES: 5 SOLDER PIN LENGTH (L): 2.6 MM TINNED BOX | 0
21045 | 2529860000 | PCB PLUG-IN CONNECTOR MALE HEADER CLOSED SIDE MIDDLE FLANGE THT/THR SOLDER CONNECTION 7.62 MM N OF POLES: 5 SOLDER PIN LENGTH (L): 2.6 MM TINNED BOX | 0
21046 | 2529870000 | PCB PLUG-IN CONNECTOR MALE HEADER CLOSED SIDE MIDDLE FLANGE THT/THR SOLDER CONNECTION 7.62 MM N OF POLES: 5 SOLDER PIN LENGTH (L): 2.6 MM TINNED BOX | 0
21047 | 2529880000 | PCB PLUG-IN CONNECTOR MALE HEADER CLOSED SIDE MIDDLE FLANGE THT/THR SOLDER CONNECTION 7.62 MM N OF POLES: 5 SOLDER PIN LENGTH (L): 2.6 MM TINNED BOX | 0
21048 | 2529890000 | PCB PLUG-IN CONNECTOR MALE HEADER CLOSED SIDE MIDDLE SCREW FLANGE THT/THR SOLDER CONNECTION 7.62 MM N OF POLES: 2 SOLDER PIN LENGTH (L): 2.6 MM TINNED BOX | 0
21049 | 2529900000 | PCB PLUG-IN CONNECTOR MALE HEADER CLOSED SIDE MIDDLE SCREW FLANGE THT/THR SOLDER CONNECTION 7.62 MM N OF POLES: 2 SOLDER PIN LENGTH (L): 2.6 MM TINNED BOX | 0
21050 | 2529910000 | PCB PLUG-IN CONNECTOR MALE HEADER CLOSED SIDE MIDDLE SCREW FLANGE THT/THR SOLDER CONNECTION 7.62 MM N OF POLES: 2 SOLDER PIN LENGTH (L): 2.6 MM TINNED BOX | 0
21051 | 2529920000 | PCB PLUG-IN CONNECTOR MALE HEADER CLOSED SIDE MIDDLE SCREW FLANGE THT/THR SOLDER CONNECTION 7.62 MM N OF POLES: 3 SOLDER PIN LENGTH (L): 2.6 MM TINNED BOX | 0
21052 | 2529930000 | PCB PLUG-IN CONNECTOR MALE HEADER CLOSED SIDE MIDDLE SCREW FLANGE THT/THR SOLDER CONNECTION 7.62 MM N OF POLES: 3 SOLDER PIN LENGTH (L): 2.6 MM TINNED BOX | 0
21053 | 2529940000 | PCB PLUG-IN CONNECTOR MALE HEADER CLOSED SIDE MIDDLE SCREW FLANGE THT/THR SOLDER CONNECTION 7.62 MM N OF POLES: 3 SOLDER PIN LENGTH (L): 2.6 MM TINNED BOX | 0
21054 | 2529950000 | PCB PLUG-IN CONNECTOR MALE HEADER CLOSED SIDE MIDDLE SCREW FLANGE THT/THR SOLDER CONNECTION 7.62 MM N OF POLES: 3 SOLDER PIN LENGTH (L): 2.6 MM TINNED BOX | 0
21055 | 2529960000 | PCB PLUG-IN CONNECTOR MALE HEADER CLOSED SIDE MIDDLE SCREW FLANGE THT/THR SOLDER CONNECTION 7.62 MM N OF POLES: 3 SOLDER PIN LENGTH (L): 2.6 MM TINNED BOX | 0
21056 | 2529970000 | PCB PLUG-IN CONNECTOR MALE HEADER CLOSED SIDE MIDDLE SCREW FLANGE THT/THR SOLDER CONNECTION 7.62 MM N OF POLES: 3 SOLDER PIN LENGTH (L): 2.6 MM TINNED BOX | 0
21057 | 2529980000 | PCB PLUG-IN CONNECTOR MALE HEADER CLOSED SIDE MIDDLE SCREW FLANGE THT/THR SOLDER CONNECTION 7.62 MM N OF POLES: 4 SOLDER PIN LENGTH (L): 2.6 MM TINNED BOX | 0
21058 | 2529990000 | PCB PLUG-IN CONNECTOR MALE HEADER CLOSED SIDE MIDDLE SCREW FLANGE THT/THR SOLDER CONNECTION 7.62 MM N OF POLES: 4 SOLDER PIN LENGTH (L): 2.6 MM TINNED BOX | 0
21059 | 2530000000 | PCB PLUG-IN CONNECTOR MALE HEADER CLOSED SIDE MIDDLE SCREW FLANGE THT/THR SOLDER CONNECTION 7.62 MM N OF POLES: 4 SOLDER PIN LENGTH (L): 2.6 MM TINNED BOX | 0
21060 | 2530010000 | PCB PLUG-IN CONNECTOR MALE HEADER CLOSED SIDE MIDDLE SCREW FLANGE THT/THR SOLDER CONNECTION 7.62 MM N OF POLES: 5 SOLDER PIN LENGTH (L): 2.6 MM TINNED BOX | 0
21061 | 2530020000 | PCB PLUG-IN CONNECTOR MALE HEADER CLOSED SIDE MIDDLE SCREW FLANGE THT/THR SOLDER CONNECTION 7.62 MM N OF POLES: 5 SOLDER PIN LENGTH (L): 2.6 MM TINNED BOX | 0
21062 | 2530030000 | PCB PLUG-IN CONNECTOR MALE HEADER CLOSED SIDE MIDDLE SCREW FLANGE THT/THR SOLDER CONNECTION 7.62 MM N OF POLES: 5 SOLDER PIN LENGTH (L): 2.6 MM TINNED BOX | 0
21063 | 2530040000 | PCB PLUG-IN CONNECTOR MALE HEADER CLOSED SIDE MIDDLE SCREW FLANGE THT/THR SOLDER CONNECTION 7.62 MM N OF POLES: 5 SOLDER PIN LENGTH (L): 2.6 MM TINNED BOX | 0
21064 | 2530050000 | PCB PLUG-IN CONNECTOR MALE HEADER CLOSED SIDE MIDDLE SCREW FLANGE THT/THR SOLDER CONNECTION 7.62 MM N OF POLES: 5 SOLDER PIN LENGTH (L): 2.6 MM TINNED BOX | 0
21065 | 2530060000 | PCB PLUG-IN CONNECTOR MALE HEADER CLOSED SIDE MIDDLE SCREW FLANGE THT/THR SOLDER CONNECTION 7.62 MM N OF POLES: 5 SOLDER PIN LENGTH (L): 2.6 MM TINNED BOX | 0
21066 | 2536580000 | PCB PLUG-IN CONNECTOR MALE HEADER MIDDLE FLANGE THT/THR SOLDER CONNECTION 7.62 MM N OF POLES: 4 90° SOLDER PIN LENGTH (L): 2.6 MM TINNED TAPE | 0
21067 | 2537410000 | PCB PLUG-IN CONNECTOR MALE HEADER DOVETAILS FOR FIXING BLOCKS THT SOLDER CONNECTION 5.08 MM N OF POLES: 2 90° SOLDER PIN LENGTH (L): 3.2 MM TINNED PEBBLE GREY BOX | 0
21068 | 2540790000 | PCB PLUG-IN CONNECTOR MALE HEADER 5.08 MM N OF POLES: 16 180° FLAT-BLADE CONNECTION SOLDER CONNECTION BOX | 0
21069 | 2545210000 | PCB PLUG-IN CONNECTOR MALE HEADER FLANGE THT SOLDER CONNECTION 7.62 MM N OF POLES: 5 180° | 0
21070 | 2545800000 | PCB PLUG-IN CONNECTOR MALE HEADER CLOSED SIDE THT/THR SOLDER CONNECTION 7.62 MM N OF POLES: 2 90° SOLDER PIN LENGTH (L): 2.6 MM TINNED TAPE | 0
21071 | 2545810000 | PCB PLUG-IN CONNECTOR MALE HEADER SCREW FLANGE THT/THR SOLDER CONNECTION 7.62 MM N OF POLES: 2 90° SOLDER PIN LENGTH (L): 2.6 MM TINNED TAPE | 0
21072 | 2545820000 | PCB PLUG-IN CONNECTOR MALE HEADER CLOSED SIDE THT/THR SOLDER CONNECTION 7.62 MM N OF POLES: 4 SOLDER PIN LENGTH (L): 2.6 MM TINNED | 0
21073 | 2545830000 | PCB PLUG-IN CONNECTOR MALE HEADER CLOSED SIDE MIDDLE SCREW FLANGE THT/THR SOLDER CONNECTION 7.62 MM N OF POLES: 4 SOLDER PIN LENGTH (L): 2.6 MM TINNED TAPE | 0
21074 | 2545930000 | PCB PLUG-IN CONNECTOR MALE HEADER CLOSED SIDE THT/THR SOLDER CONNECTION 7.62 MM N OF POLES: 4 SOLDER PIN LENGTH (L): 2.6 MM TINNED | 0
21075 | 2545950000 | PCB PLUG-IN CONNECTOR MALE HEADER SCREW FLANGE THT/THR SOLDER CONNECTION 7.62 MM N OF POLES: 3 90° SOLDER PIN LENGTH (L): 2.6 MM TINNED TAPE | 0
21076 | 2545960000 | PCB PLUG-IN CONNECTOR MALE HEADER SCREW FLANGE THT/THR SOLDER CONNECTION 7.62 MM N OF POLES: 4 90° SOLDER PIN LENGTH (L): 2.6 MM TINNED TAPE | 0
21077 | 2545970000 | PCB PLUG-IN CONNECTOR MALE HEADER SCREW FLANGE THT/THR SOLDER CONNECTION 7.62 MM N OF POLES: 5 90° SOLDER PIN LENGTH (L): 2.6 MM TINNED TAPE | 0
21078 | 2545980000 | PCB PLUG-IN CONNECTOR MALE HEADER MIDDLE SCREW FLANGE THT/THR SOLDER CONNECTION 7.62 MM N OF POLES: 2 90° SOLDER PIN LENGTH (L): 2.6 MM TINNED TAPE | 0
21079 | 2545990000 | PCB PLUG-IN CONNECTOR MALE HEADER MIDDLE SCREW FLANGE THT/THR SOLDER CONNECTION 7.62 MM N OF POLES: 3 90° SOLDER PIN LENGTH (L): 2.6 MM TINNED TAPE | 0
21080 | 2546000000 | PCB PLUG-IN CONNECTOR MALE HEADER MIDDLE SCREW FLANGE THT/THR SOLDER CONNECTION 7.62 MM N OF POLES: 4 90° SOLDER PIN LENGTH (L): 2.6 MM TINNED TAPE | 0
21081 | 2546010000 | PCB PLUG-IN CONNECTOR MALE HEADER MIDDLE SCREW FLANGE THT/THR SOLDER CONNECTION 7.62 MM N OF POLES: 4 90° SOLDER PIN LENGTH (L): 2.6 MM TINNED TAPE | 0
21082 | 2546020000 | PCB PLUG-IN CONNECTOR MALE HEADER SCREW FLANGE THT/THR SOLDER CONNECTION 7.62 MM N OF POLES: 2 270° SOLDER PIN LENGTH (L): 2.6 MM TINNED TAPE | 0
21083 | 2546030000 | PCB PLUG-IN CONNECTOR MALE HEADER SCREW FLANGE THT/THR SOLDER CONNECTION 7.62 MM N OF POLES: 3 270° SOLDER PIN LENGTH (L): 2.6 MM TINNED TAPE | 0
21084 | 2546040000 | PCB PLUG-IN CONNECTOR MALE HEADER SCREW FLANGE THT/THR SOLDER CONNECTION 7.62 MM N OF POLES: 4 270° SOLDER PIN LENGTH (L): 2.6 MM TINNED TAPE | 0
21085 | 2546050000 | PCB PLUG-IN CONNECTOR MALE HEADER SCREW FLANGE THT/THR SOLDER CONNECTION 7.62 MM N OF POLES: 5 270° SOLDER PIN LENGTH (L): 2.6 MM TINNED TAPE | 0
21086 | 2546060000 | PCB PLUG-IN CONNECTOR MALE HEADER MIDDLE SCREW FLANGE THT/THR SOLDER CONNECTION 7.62 MM N OF POLES: 2 270° SOLDER PIN LENGTH (L): 2.6 MM TINNED TAPE | 0
21087 | 2546070000 | PCB PLUG-IN CONNECTOR MALE HEADER MIDDLE SCREW FLANGE THT/THR SOLDER CONNECTION 7.62 MM N OF POLES: 3 270° SOLDER PIN LENGTH (L): 2.6 MM TINNED TAPE | 0
21088 | 2546080000 | PCB PLUG-IN CONNECTOR MALE HEADER MIDDLE SCREW FLANGE THT/THR SOLDER CONNECTION 7.62 MM N OF POLES: 4 270° SOLDER PIN LENGTH (L): 2.6 MM TINNED TAPE | 0
21089 | 2546090000 | PCB PLUG-IN CONNECTOR MALE HEADER MIDDLE SCREW FLANGE THT/THR SOLDER CONNECTION 7.62 MM N OF POLES: 4 270° SOLDER PIN LENGTH (L): 2.6 MM TINNED TAPE | 0
21090 | 2546110000 | PCB PLUG-IN CONNECTOR MALE HEADER CLOSED SIDE THT/THR SOLDER CONNECTION 7.62 MM N OF POLES: 3 90° SOLDER PIN LENGTH (L): 2.6 MM TINNED TAPE | 0
21091 | 2546120000 | PCB PLUG-IN CONNECTOR MALE HEADER CLOSED SIDE THT/THR SOLDER CONNECTION 7.62 MM N OF POLES: 4 90° SOLDER PIN LENGTH (L): 2.6 MM TINNED TAPE | 0
21092 | 2546130000 | PCB PLUG-IN CONNECTOR MALE HEADER CLOSED SIDE THT/THR SOLDER CONNECTION 7.62 MM N OF POLES: 5 90° SOLDER PIN LENGTH (L): 2.6 MM TINNED TAPE | 0
21093 | 2546140000 | PCB PLUG-IN CONNECTOR MALE HEADER CLOSED SIDE THT/THR SOLDER CONNECTION 7.62 MM N OF POLES: 2 270° SOLDER PIN LENGTH (L): 2.6 MM TINNED TAPE | 0
21094 | 2546150000 | PCB PLUG-IN CONNECTOR MALE HEADER CLOSED SIDE THT/THR SOLDER CONNECTION 7.62 MM N OF POLES: 3 270° SOLDER PIN LENGTH (L): 2.6 MM TINNED TAPE | 0
21095 | 2546160000 | PCB PLUG-IN CONNECTOR MALE HEADER CLOSED SIDE THT/THR SOLDER CONNECTION 7.62 MM N OF POLES: 4 270° SOLDER PIN LENGTH (L): 2.6 MM TINNED TAPE | 0
21096 | 2546170000 | PCB PLUG-IN CONNECTOR MALE HEADER CLOSED SIDE THT/THR SOLDER CONNECTION 7.62 MM N OF POLES: 5 270° SOLDER PIN LENGTH (L): 2.6 MM TINNED TAPE | 0
21097 | 2556180000 | PCB PLUG-IN CONNECTOR MALE HEADER FLANGE THT SOLDER CONNECTION 3.50 MM N OF POLES: 38 90° SOLDER PIN LENGTH (L): 3.5 MM TINNED ORANGE BOX | 0
21098 | 2559420000 | PCB PLUG-IN CONNECTOR MALE HEADER FLANGE THT SOLDER CONNECTION 3.50 MM N OF POLES: 40 90° SOLDER PIN LENGTH (L): 3.5 MM TINNED ORANGE BOX | 0
21099 | 2562080000 | PCB PLUG-IN CONNECTOR MALE HEADER CLOSED SIDE THT SOLDER CONNECTION 5.08 MM N OF POLES: 6 90° SOLDER PIN LENGTH (L): 3.2 MM TINNED PALE GREEN BOX | 0
21100 | 2562370000 | PCB PLUG-IN CONNECTOR MALE HEADER 5.08 MM N OF POLES: 16 180° FLAT-BLADE CONNECTION SOLDER CONNECTION BOX | 0
21101 | 2562970000 | PCB PLUG-IN CONNECTOR RJ45 JACKS CAT. 5 THT/THR SOLDER CONNECTION 180° SHIELD TABS: NONE 30...80 Μ" NI / ? 30 Μ" AU LED: NO N OF POLES: 8 TAPE | 51
21102 | 2562980000 | OMNIMATE DATA - USB JACK FEMALE HEADER 5 GBPS THT/THR SOLDER CONNECTION 180° PITCH IN MM (P): 2.00 MM N OF POLES: 8 PA 9T TAPE | 51
21103 | 2563550000 | OMNIMATE DATA - USB JACK FEMALE HEADER 5 GBPS THT SOLDER CONNECTION 90° PITCH IN MM (P): 2.00 MM N OF POLES: 9 PBT TRAY (MANUAL ASSEMBLY) | 51
21104 | 2563710000 | OMNIMATE DATA - USB JACK FEMALE HEADER 480 MBPS THT SOLDER CONNECTION 90° PITCH IN MM (P): 2.00 MM N OF POLES: 4 PBT TRAY (MANUAL ASSEMBLY) | 51
21105 | 2563720000 | OMNIMATE DATA - USB JACK FEMALE HEADER 480 MBPS THT/THR SOLDER CONNECTION 90° PITCH IN MM (P): 2.00 MM N OF POLES: 4 LCP TRAY (MANUAL ASSEMBLY) | 51
21106 | 2563790000 | PCB PLUG-IN CONNECTOR MALE HEADER CLIP-ON FLANGE THT/THR SOLDER CONNECTION 3.50 MM N OF POLES: 10 180° SOLDER PIN LENGTH (L): 1.5 MM TINNED TAPE | 0
21107 | 2566620000 | PCB PLUG-IN CONNECTOR FEMALE HEADER CLOSED SIDE THT SOLDER CONNECTION 5.08 MM N OF POLES: 5 90° SOLDER PIN LENGTH (L): 3.2 MM BOX | 0
21108 | 2566990000 | PRINTED CIRCUIT BOARD TERMINALS 5.08 MM N OF POLES: 2 180° SOLDER PIN LENGTH (L): 4.5 MM TINNED ORANGE CLAMPING YOKE CONNECTION CLAMPING RANGE MAX. : 6 MM² BOX | 1
21109 | 2567010000 | PRINTED CIRCUIT BOARD TERMINALS 5.08 MM N OF POLES: 2 90° SOLDER PIN LENGTH (L): 3.2 MM TINNED CLAMPING YOKE CONNECTION CLAMPING RANGE MAX. : 6 MM² BOX | 1
21110 | 2567020000 | PRINTED CIRCUIT BOARD TERMINALS 5.08 MM N OF POLES: 2 90° SOLDER PIN LENGTH (L): 4.5 MM TINNED GREY CLAMPING YOKE CONNECTION CLAMPING RANGE MAX. : 6 MM² BOX | 1
21111 | 2567030000 | PRINTED CIRCUIT BOARD TERMINALS 5.08 MM N OF POLES: 2 90° SOLDER PIN LENGTH (L): 4.5 MM TINNED PEBBLE GREY CLAMPING YOKE CONNECTION CLAMPING RANGE MAX. : 6 MM² BOX | 1
21112 | 2567040000 | PRINTED CIRCUIT BOARD TERMINALS 5.08 MM N OF POLES: 2 90° SOLDER PIN LENGTH (L): 4.5 MM TINNED ORANGE CLAMPING YOKE CONNECTION CLAMPING RANGE MAX. : 6 MM² BOX | 1
21113 | 2567050000 | PRINTED CIRCUIT BOARD TERMINALS 5.08 MM N OF POLES: 3 180° SOLDER PIN LENGTH (L): 4.5 MM TINNED CLAMPING YOKE CONNECTION CLAMPING RANGE MAX. : 6 MM² BOX | 1
21114 | 2567060000 | PRINTED CIRCUIT BOARD TERMINALS 5.08 MM N OF POLES: 3 180° SOLDER PIN LENGTH (L): 4.5 MM TINNED ORANGE CLAMPING YOKE CONNECTION CLAMPING RANGE MAX. : 6 MM² BOX | 1
21115 | 2567070000 | PRINTED CIRCUIT BOARD TERMINALS 5.08 MM N OF POLES: 3 90° SOLDER PIN LENGTH (L): 3.2 MM TINNED GREY CLAMPING YOKE CONNECTION CLAMPING RANGE MAX. : 6 MM² BOX | 1
21116 | 2567080000 | PRINTED CIRCUIT BOARD TERMINALS 5.08 MM N OF POLES: 3 90° SOLDER PIN LENGTH (L): 4.5 MM TINNED GREY CLAMPING YOKE CONNECTION CLAMPING RANGE MAX. : 6 MM² BOX | 1
21117 | 2567090000 | PRINTED CIRCUIT BOARD TERMINALS 5.08 MM N OF POLES: 3 90° SOLDER PIN LENGTH (L): 4.5 MM TINNED CLAMPING YOKE CONNECTION CLAMPING RANGE MAX. : 6 MM² BOX | 1
21118 | 2567100000 | PRINTED CIRCUIT BOARD TERMINALS 5.08 MM N OF POLES: 3 90° SOLDER PIN LENGTH (L): 4.5 MM TINNED PEBBLE GREY CLAMPING YOKE CONNECTION CLAMPING RANGE MAX. : 6 MM² BOX | 1
21119 | 2567110000 | PRINTED CIRCUIT BOARD TERMINALS 5.08 MM N OF POLES: 3 90° SOLDER PIN LENGTH (L): 4.5 MM TINNED ORANGE CLAMPING YOKE CONNECTION CLAMPING RANGE MAX. : 6 MM² BOX | 1
21120 | 2567130000 | PRINTED CIRCUIT BOARD TERMINALS 5.08 MM N OF POLES: 4 90° SOLDER PIN LENGTH (L): 4.5 MM TINNED ORANGE CLAMPING YOKE CONNECTION CLAMPING RANGE MAX. : 6 MM² BOX | 1
21121 | 2567140000 | PRINTED CIRCUIT BOARD TERMINALS 5.08 MM N OF POLES: 6 90° SOLDER PIN LENGTH (L): 4.5 MM TINNED ORANGE CLAMPING YOKE CONNECTION CLAMPING RANGE MAX. : 6 MM² BOX | 1
21122 | 2567150000 | PRINTED CIRCUIT BOARD TERMINALS 5.08 MM N OF POLES: 7 90° SOLDER PIN LENGTH (L): 3.2 MM TINNED CLAMPING YOKE CONNECTION CLAMPING RANGE MAX. : 6 MM² BOX | 1
21123 | 2567160000 | PRINTED CIRCUIT BOARD TERMINALS 5.08 MM N OF POLES: 9 90° SOLDER PIN LENGTH (L): 4.5 MM TINNED ORANGE CLAMPING YOKE CONNECTION CLAMPING RANGE MAX. : 6 MM² BOX | 1
21124 | 2567170000 | PRINTED CIRCUIT BOARD TERMINALS 5.08 MM N OF POLES: 10 90° SOLDER PIN LENGTH (L): 4.5 MM TINNED PEBBLE GREY CLAMPING YOKE CONNECTION CLAMPING RANGE MAX. : 6 MM² BOX | 1
21125 | 2567180000 | PRINTED CIRCUIT BOARD TERMINALS 5.08 MM N OF POLES: 10 90° SOLDER PIN LENGTH (L): 4.5 MM TINNED ORANGE CLAMPING YOKE CONNECTION CLAMPING RANGE MAX. : 6 MM² BOX | 1
21126 | 2567200000 | PRINTED CIRCUIT BOARD TERMINALS 5.08 MM N OF POLES: 11 90° SOLDER PIN LENGTH (L): 3.2 MM TINNED CLAMPING YOKE CONNECTION CLAMPING RANGE MAX. : 6 MM² BOX | 1
21127 | 2567220000 | PRINTED CIRCUIT BOARD TERMINALS 5.08 MM N OF POLES: 12 90° SOLDER PIN LENGTH (L): 3.2 MM TINNED CLAMPING YOKE CONNECTION CLAMPING RANGE MAX. : 6 MM² BOX | 1
21128 | 2567230000 | PRINTED CIRCUIT BOARD TERMINALS 5.08 MM N OF POLES: 12 90° SOLDER PIN LENGTH (L): 4.5 MM TINNED ORANGE CLAMPING YOKE CONNECTION CLAMPING RANGE MAX. : 6 MM² BOX | 1
21129 | 2567240000 | PRINTED CIRCUIT BOARD TERMINALS 5.08 MM N OF POLES: 15 90° SOLDER PIN LENGTH (L): 4.5 MM TINNED ORANGE CLAMPING YOKE CONNECTION CLAMPING RANGE MAX. : 6 MM² BOX | 1
21130 | 2567250000 | PRINTED CIRCUIT BOARD TERMINALS 5.08 MM N OF POLES: 16 90° SOLDER PIN LENGTH (L): 4.5 MM TINNED PEBBLE GREY CLAMPING YOKE CONNECTION CLAMPING RANGE MAX. : 6 MM² BOX | 1
21131 | 2567260000 | PRINTED CIRCUIT BOARD TERMINALS 5.08 MM N OF POLES: 16 90° SOLDER PIN LENGTH (L): 4.5 MM TINNED ORANGE CLAMPING YOKE CONNECTION CLAMPING RANGE MAX. : 6 MM² BOX | 1
21132 | 2567270000 | PRINTED CIRCUIT BOARD TERMINALS 5.08 MM N OF POLES: 19 90° SOLDER PIN LENGTH (L): 3.2 MM TINNED CLAMPING YOKE CONNECTION CLAMPING RANGE MAX. : 6 MM² BOX | 1
21133 | 2567280000 | PRINTED CIRCUIT BOARD TERMINALS 5.08 MM N OF POLES: 24 90° SOLDER PIN LENGTH (L): 4.5 MM TINNED CLAMPING YOKE CONNECTION CLAMPING RANGE MAX. : 6 MM² BOX | 1
21134 | 2567300000 | PRINTED CIRCUIT BOARD TERMINALS 5.08 MM N OF POLES: 2 90° SOLDER PIN LENGTH (L): 4.5 MM TINNED CLAMPING YOKE CONNECTION CLAMPING RANGE MAX. : 6 MM² BOX | 1
21135 | 2568170000 | PCB PLUG-IN CONNECTOR MALE HEADER CLIP-ON FLANGE THT/THR SOLDER CONNECTION 3.50 MM N OF POLES: 12 180° SOLDER PIN LENGTH (L): 1.5 MM TINNED TAPE | 0
21136 | 2568240000 | PCB PLUG-IN CONNECTOR MALE HEADER CLIP-ON FLANGE THT SOLDER CONNECTION 10.16 MM N OF POLES: 3 180° SOLDER PIN LENGTH (L): 4 MM BOX | 0
21137 | 2581230000 | PRINTED CIRCUIT BOARD TERMINALS 5.00 MM N OF POLES: 6 90° SOLDER PIN LENGTH (L): 1.5 MM PUSH IN WITH ACTUATOR CLAMPING RANGE MAX. : 1.5 MM² TAPE | 49
21138 | 2582640000 | PRINTED CIRCUIT BOARD TERMINALS 3.50 MM N OF POLES: 14 180° SOLDER PIN LENGTH (L): 3.5 MM PUSH IN WITH ACTUATOR CLAMPING RANGE MAX. : 1.5 MM² | 1
21139 | 2585130000 | PCB PLUG-IN CONNECTOR MALE HEADER CLIP-ON FLANGE THT/THR SOLDER CONNECTION 3.50 MM N OF POLES: 12 180° SOLDER PIN LENGTH (L): 1.5 MM TINNED TAPE | 0
21140 | 2585810000 | PCB PLUG-IN CONNECTOR FEMALE PLUG 7.62 MM N OF POLES: 2 CLAMPING YOKE CONNECTION CLAMPING RANGE MAX. : 4 MM² BOX | 1
21141 | 2528950000 | PCB PLUG-IN CONNECTOR MALE HEADER CLOSED SIDE THT/THR SOLDER CONNECTION 7.62 MM N OF POLES: 2 SOLDER PIN LENGTH (L): 2.6 MM TINNED BOX | 0
21142 | 2528970000 | PCB PLUG-IN CONNECTOR MALE HEADER CLOSED SIDE THT/THR SOLDER CONNECTION 7.62 MM N OF POLES: 2 SOLDER PIN LENGTH (L): 2.6 MM TINNED BOX | 0
21143 | 2529000000 | PCB PLUG-IN CONNECTOR MALE HEADER CLOSED SIDE MIDDLE FLANGE THT/THR SOLDER CONNECTION 7.62 MM N OF POLES: 2 SOLDER PIN LENGTH (L): 2.6 MM TINNED BOX | 0
21144 | 2529010000 | PCB PLUG-IN CONNECTOR MALE HEADER CLOSED SIDE MIDDLE FLANGE THT/THR SOLDER CONNECTION 7.62 MM N OF POLES: 2 SOLDER PIN LENGTH (L): 2.6 MM TINNED BOX | 0
21145 | 2529030000 | PCB PLUG-IN CONNECTOR MALE HEADER CLOSED SIDE THT/THR SOLDER CONNECTION 7.62 MM N OF POLES: 2 SOLDER PIN LENGTH (L): 2.6 MM TINNED BOX | 0
21146 | 2529040000 | PCB PLUG-IN CONNECTOR MALE HEADER CLOSED SIDE THT/THR SOLDER CONNECTION 7.62 MM N OF POLES: 2 SOLDER PIN LENGTH (L): 2.6 MM TINNED BOX | 0
21147 | 2529050000 | PCB PLUG-IN CONNECTOR MALE HEADER CLOSED SIDE THT/THR SOLDER CONNECTION 7.62 MM N OF POLES: 3 SOLDER PIN LENGTH (L): 2.6 MM TINNED BOX | 0
21148 | 2529060000 | PCB PLUG-IN CONNECTOR MALE HEADER CLOSED SIDE THT/THR SOLDER CONNECTION 7.62 MM N OF POLES: 3 SOLDER PIN LENGTH (L): 2.6 MM TINNED BOX | 0
21149 | 2529070000 | PCB PLUG-IN CONNECTOR MALE HEADER CLOSED SIDE THT/THR SOLDER CONNECTION 7.62 MM N OF POLES: 3 SOLDER PIN LENGTH (L): 2.6 MM TINNED BOX | 0
21150 | 2529080000 | PCB PLUG-IN CONNECTOR MALE HEADER CLOSED SIDE THT/THR SOLDER CONNECTION 7.62 MM N OF POLES: 4 SOLDER PIN LENGTH (L): 2.6 MM TINNED BOX | 0
21151 | 2529110000 | PCB PLUG-IN CONNECTOR MALE HEADER CLOSED SIDE THT/THR SOLDER CONNECTION 7.62 MM N OF POLES: 5 SOLDER PIN LENGTH (L): 2.6 MM TINNED BOX | 0
21152 | 2529120000 | PCB PLUG-IN CONNECTOR MALE HEADER CLOSED SIDE THT/THR SOLDER CONNECTION 7.62 MM N OF POLES: 5 SOLDER PIN LENGTH (L): 2.6 MM TINNED BOX | 0
21153 | 2529130000 | PCB PLUG-IN CONNECTOR MALE HEADER CLOSED SIDE THT/THR SOLDER CONNECTION 7.62 MM N OF POLES: 5 SOLDER PIN LENGTH (L): 2.6 MM TINNED BOX | 0
21154 | 2529260000 | PCB PLUG-IN CONNECTOR MALE HEADER CLOSED SIDE THT/THR SOLDER CONNECTION 7.62 MM N OF POLES: 2 SOLDER PIN LENGTH (L): 2.6 MM TINNED BOX | 0
21155 | 2529270000 | PCB PLUG-IN CONNECTOR MALE HEADER CLOSED SIDE THT/THR SOLDER CONNECTION 7.62 MM N OF POLES: 2 SOLDER PIN LENGTH (L): 2.6 MM TINNED BOX | 0
21156 | 2529280000 | PCB PLUG-IN CONNECTOR MALE HEADER CLOSED SIDE THT/THR SOLDER CONNECTION 7.62 MM N OF POLES: 3 SOLDER PIN LENGTH (L): 2.6 MM TINNED BOX | 0
21157 | 2529290000 | PCB PLUG-IN CONNECTOR MALE HEADER CLOSED SIDE THT/THR SOLDER CONNECTION 7.62 MM N OF POLES: 3 SOLDER PIN LENGTH (L): 2.6 MM TINNED BOX | 0
21158 | 2529300000 | PCB PLUG-IN CONNECTOR MALE HEADER CLOSED SIDE THT/THR SOLDER CONNECTION 7.62 MM N OF POLES: 3 SOLDER PIN LENGTH (L): 2.6 MM TINNED BOX | 0
21159 | 2529310000 | PCB PLUG-IN CONNECTOR MALE HEADER CLOSED SIDE THT/THR SOLDER CONNECTION 7.62 MM N OF POLES: 4 SOLDER PIN LENGTH (L): 2.6 MM TINNED BOX | 0
21160 | 2529320000 | PCB PLUG-IN CONNECTOR MALE HEADER CLOSED SIDE THT/THR SOLDER CONNECTION 7.62 MM N OF POLES: 4 SOLDER PIN LENGTH (L): 2.6 MM TINNED BOX | 0
21161 | 2529330000 | PCB PLUG-IN CONNECTOR MALE HEADER CLOSED SIDE THT/THR SOLDER CONNECTION 7.62 MM N OF POLES: 4 SOLDER PIN LENGTH (L): 2.6 MM TINNED BOX | 0
21162 | 2529340000 | PCB PLUG-IN CONNECTOR MALE HEADER CLOSED SIDE THT/THR SOLDER CONNECTION 7.62 MM N OF POLES: 5 SOLDER PIN LENGTH (L): 2.6 MM TINNED BOX | 0
21163 | 2529350000 | PCB PLUG-IN CONNECTOR MALE HEADER CLOSED SIDE THT/THR SOLDER CONNECTION 7.62 MM N OF POLES: 5 SOLDER PIN LENGTH (L): 2.6 MM TINNED BOX | 0
21164 | 2529360000 | PCB PLUG-IN CONNECTOR MALE HEADER CLOSED SIDE THT/THR SOLDER CONNECTION 7.62 MM N OF POLES: 5 SOLDER PIN LENGTH (L): 2.6 MM TINNED BOX | 0
21165 | 2529370000 | PCB PLUG-IN CONNECTOR MALE HEADER CLOSED SIDE MIDDLE FLANGE THT/THR SOLDER CONNECTION 7.62 MM N OF POLES: 2 SOLDER PIN LENGTH (L): 2.6 MM TINNED BOX | 0
21166 | 2529380000 | PCB PLUG-IN CONNECTOR MALE HEADER CLOSED SIDE MIDDLE FLANGE THT/THR SOLDER CONNECTION 7.62 MM N OF POLES: 2 SOLDER PIN LENGTH (L): 2.6 MM TINNED BOX | 0
21167 | 2529390000 | PCB PLUG-IN CONNECTOR MALE HEADER CLOSED SIDE MIDDLE FLANGE THT/THR SOLDER CONNECTION 7.62 MM N OF POLES: 3 SOLDER PIN LENGTH (L): 2.6 MM TINNED BOX | 0
21168 | 2529400000 | PCB PLUG-IN CONNECTOR MALE HEADER CLOSED SIDE MIDDLE FLANGE THT/THR SOLDER CONNECTION 7.62 MM N OF POLES: 3 SOLDER PIN LENGTH (L): 2.6 MM TINNED BOX | 0
21169 | 2529410000 | PCB PLUG-IN CONNECTOR MALE HEADER CLOSED SIDE MIDDLE FLANGE THT/THR SOLDER CONNECTION 7.62 MM N OF POLES: 3 SOLDER PIN LENGTH (L): 2.6 MM TINNED BOX | 0
21170 | 2529420000 | PCB PLUG-IN CONNECTOR MALE HEADER CLOSED SIDE MIDDLE FLANGE THT/THR SOLDER CONNECTION 7.62 MM N OF POLES: 3 SOLDER PIN LENGTH (L): 2.6 MM TINNED BOX | 0
21171 | 2529430000 | PCB PLUG-IN CONNECTOR MALE HEADER CLOSED SIDE MIDDLE FLANGE THT/THR SOLDER CONNECTION 7.62 MM N OF POLES: 3 SOLDER PIN LENGTH (L): 2.6 MM TINNED BOX | 0
21172 | 2529440000 | PCB PLUG-IN CONNECTOR MALE HEADER CLOSED SIDE MIDDLE FLANGE THT/THR SOLDER CONNECTION 7.62 MM N OF POLES: 3 SOLDER PIN LENGTH (L): 2.6 MM TINNED BOX | 0
21173 | 2529450000 | PCB PLUG-IN CONNECTOR MALE HEADER CLOSED SIDE MIDDLE FLANGE THT/THR SOLDER CONNECTION 7.62 MM N OF POLES: 4 SOLDER PIN LENGTH (L): 2.6 MM TINNED BOX | 0
21174 | 2529460000 | PCB PLUG-IN CONNECTOR MALE HEADER CLOSED SIDE MIDDLE FLANGE THT/THR SOLDER CONNECTION 7.62 MM N OF POLES: 4 SOLDER PIN LENGTH (L): 2.6 MM TINNED BOX | 0
21175 | 2529470000 | PCB PLUG-IN CONNECTOR MALE HEADER CLOSED SIDE MIDDLE FLANGE THT/THR SOLDER CONNECTION 7.62 MM N OF POLES: 4 SOLDER PIN LENGTH (L): 2.6 MM TINNED BOX | 0
21176 | 2529480000 | PCB PLUG-IN CONNECTOR MALE HEADER CLOSED SIDE MIDDLE FLANGE THT/THR SOLDER CONNECTION 7.62 MM N OF POLES: 5 SOLDER PIN LENGTH (L): 2.6 MM TINNED BOX | 0
21177 | 2529490000 | PCB PLUG-IN CONNECTOR MALE HEADER CLOSED SIDE MIDDLE FLANGE THT/THR SOLDER CONNECTION 7.62 MM N OF POLES: 5 SOLDER PIN LENGTH (L): 2.6 MM TINNED BOX | 0
21178 | 2529500000 | PCB PLUG-IN CONNECTOR MALE HEADER CLOSED SIDE MIDDLE FLANGE THT/THR SOLDER CONNECTION 7.62 MM N OF POLES: 5 SOLDER PIN LENGTH (L): 2.6 MM TINNED BOX | 0
21179 | 2529510000 | PCB PLUG-IN CONNECTOR MALE HEADER CLOSED SIDE MIDDLE FLANGE THT/THR SOLDER CONNECTION 7.62 MM N OF POLES: 5 SOLDER PIN LENGTH (L): 2.6 MM TINNED BOX | 0
21180 | 2529520000 | PCB PLUG-IN CONNECTOR MALE HEADER CLOSED SIDE MIDDLE FLANGE THT/THR SOLDER CONNECTION 7.62 MM N OF POLES: 5 SOLDER PIN LENGTH (L): 2.6 MM TINNED BOX | 0
21181 | 2534520000 | FEED-THROUGH TERMINAL PUSH IN 1.5 MM² 500 V 17.5 A | 62
21182 | 1884320000 | PRINTED CIRCUIT BOARD TERMINALS 5.08 MM N OF POLES: 2 90° SOLDER PIN LENGTH (L): 3.5 MM TINNED PEBBLE GREY PRESSURE CLAMP CONNECTION CLAMPING RANGE MAX. : 2.5 MM² BOX | 1
21183 | 1884330000 | PRINTED CIRCUIT BOARD TERMINALS 5.08 MM N OF POLES: 3 90° SOLDER PIN LENGTH (L): 3.5 MM TINNED PEBBLE GREY PRESSURE CLAMP CONNECTION CLAMPING RANGE MAX. : 2.5 MM² BOX | 1
21184 | 1912320000 | PRINTED CIRCUIT BOARD TERMINALS 3.50 MM N OF POLES: 2 90° SOLDER PIN LENGTH (L): 3.5 MM TINNED ORANGE PRESSURE CLAMP CONNECTION CLAMPING RANGE MAX. : 1.5 MM² BOX | 1
21185 | 1912330000 | PRINTED CIRCUIT BOARD TERMINALS 3.50 MM N OF POLES: 3 90° SOLDER PIN LENGTH (L): 3.5 MM TINNED ORANGE PRESSURE CLAMP CONNECTION CLAMPING RANGE MAX. : 1.5 MM² BOX | 1
21186 | 1912340000 | PRINTED CIRCUIT BOARD TERMINALS 3.50 MM N OF POLES: 4 90° SOLDER PIN LENGTH (L): 3.5 MM TINNED ORANGE PRESSURE CLAMP CONNECTION CLAMPING RANGE MAX. : 1.5 MM² BOX | 1
21187 | 1912350000 | PRINTED CIRCUIT BOARD TERMINALS 3.50 MM N OF POLES: 5 90° SOLDER PIN LENGTH (L): 3.5 MM TINNED ORANGE PRESSURE CLAMP CONNECTION CLAMPING RANGE MAX. : 1.5 MM² BOX | 1
21188 | 1912360000 | PRINTED CIRCUIT BOARD TERMINALS 3.50 MM N OF POLES: 6 90° SOLDER PIN LENGTH (L): 3.5 MM TINNED ORANGE PRESSURE CLAMP CONNECTION CLAMPING RANGE MAX. : 1.5 MM² BOX | 1
21189 | 1912370000 | PRINTED CIRCUIT BOARD TERMINALS 3.50 MM N OF POLES: 7 90° SOLDER PIN LENGTH (L): 3.5 MM TINNED ORANGE PRESSURE CLAMP CONNECTION CLAMPING RANGE MAX. : 1.5 MM² BOX | 1
21190 | 1912380000 | PRINTED CIRCUIT BOARD TERMINALS 3.50 MM N OF POLES: 8 90° SOLDER PIN LENGTH (L): 3.5 MM TINNED ORANGE PRESSURE CLAMP CONNECTION CLAMPING RANGE MAX. : 1.5 MM² BOX | 1
21191 | 1912390000 | PRINTED CIRCUIT BOARD TERMINALS 3.50 MM N OF POLES: 9 90° SOLDER PIN LENGTH (L): 3.5 MM TINNED ORANGE PRESSURE CLAMP CONNECTION CLAMPING RANGE MAX. : 1.5 MM² BOX | 1
21192 | 1912400000 | PRINTED CIRCUIT BOARD TERMINALS 3.50 MM N OF POLES: 10 90° SOLDER PIN LENGTH (L): 3.5 MM TINNED ORANGE PRESSURE CLAMP CONNECTION CLAMPING RANGE MAX. : 1.5 MM² BOX | 1
21193 | 1912410000 | PRINTED CIRCUIT BOARD TERMINALS 3.50 MM N OF POLES: 11 90° SOLDER PIN LENGTH (L): 3.5 MM TINNED ORANGE PRESSURE CLAMP CONNECTION CLAMPING RANGE MAX. : 1.5 MM² BOX | 1
21194 | 1912420000 | PRINTED CIRCUIT BOARD TERMINALS 3.50 MM N OF POLES: 12 90° SOLDER PIN LENGTH (L): 3.5 MM TINNED ORANGE PRESSURE CLAMP CONNECTION CLAMPING RANGE MAX. : 1.5 MM² BOX | 1
21195 | 1912520000 | PRINTED CIRCUIT BOARD TERMINALS 5.08 MM N OF POLES: 2 90° SOLDER PIN LENGTH (L): 3.5 MM TINNED ORANGE CLAMPING YOKE CONNECTION CLAMPING RANGE MAX. : 1.5 MM² BOX | 1
21196 | 1912530000 | PRINTED CIRCUIT BOARD TERMINALS 5.08 MM N OF POLES: 3 90° SOLDER PIN LENGTH (L): 3.5 MM TINNED ORANGE CLAMPING YOKE CONNECTION CLAMPING RANGE MAX. : 1.5 MM² BOX | 1
21197 | 1912540000 | PRINTED CIRCUIT BOARD TERMINALS 5.08 MM N OF POLES: 4 90° SOLDER PIN LENGTH (L): 3.5 MM TINNED ORANGE CLAMPING YOKE CONNECTION CLAMPING RANGE MAX. : 1.5 MM² BOX | 1
21198 | 1912560000 | PRINTED CIRCUIT BOARD TERMINALS 5.08 MM N OF POLES: 5 90° SOLDER PIN LENGTH (L): 3.5 MM TINNED ORANGE CLAMPING YOKE CONNECTION CLAMPING RANGE MAX. : 1.5 MM² BOX | 1
21199 | 1912570000 | PRINTED CIRCUIT BOARD TERMINALS 5.08 MM N OF POLES: 6 90° SOLDER PIN LENGTH (L): 3.5 MM TINNED ORANGE CLAMPING YOKE CONNECTION CLAMPING RANGE MAX. : 1.5 MM² BOX | 1
21200 | 1912850000 | PRINTED CIRCUIT BOARD TERMINALS 5.08 MM N OF POLES: 7 90° SOLDER PIN LENGTH (L): 3.5 MM TINNED ORANGE CLAMPING YOKE CONNECTION CLAMPING RANGE MAX. : 1.5 MM² BOX | 1
21201 | 1912890000 | PRINTED CIRCUIT BOARD TERMINALS 5.08 MM N OF POLES: 8 90° SOLDER PIN LENGTH (L): 3.5 MM TINNED ORANGE CLAMPING YOKE CONNECTION CLAMPING RANGE MAX. : 1.5 MM² BOX | 1
21202 | 1912900000 | PRINTED CIRCUIT BOARD TERMINALS 5.08 MM N OF POLES: 9 90° SOLDER PIN LENGTH (L): 3.5 MM TINNED ORANGE CLAMPING YOKE CONNECTION CLAMPING RANGE MAX. : 1.5 MM² BOX | 1
21203 | 1912910000 | PRINTED CIRCUIT BOARD TERMINALS 5.08 MM N OF POLES: 10 90° SOLDER PIN LENGTH (L): 3.5 MM TINNED ORANGE CLAMPING YOKE CONNECTION CLAMPING RANGE MAX. : 1.5 MM² BOX | 1
21204 | 1912930000 | PRINTED CIRCUIT BOARD TERMINALS 5.08 MM N OF POLES: 11 90° SOLDER PIN LENGTH (L): 3.5 MM TINNED ORANGE CLAMPING YOKE CONNECTION CLAMPING RANGE MAX. : 1.5 MM² BOX | 1
21205 | 1913780000 | PRINTED CIRCUIT BOARD TERMINALS 5.00 MM N OF POLES: 2 135° SOLDER PIN LENGTH (L): 3.5 MM TINNED ORANGE TENSION-CLAMP CONNECTION CLAMPING RANGE MAX. : 2.5 MM² BOX | 1
21206 | 1913820000 | PRINTED CIRCUIT BOARD TERMINALS 5.00 MM N OF POLES: 3 135° SOLDER PIN LENGTH (L): 3.5 MM TINNED ORANGE TENSION-CLAMP CONNECTION CLAMPING RANGE MAX. : 2.5 MM² BOX | 1
21207 | 1913960000 | PRINTED CIRCUIT BOARD TERMINALS 5.00 MM N OF POLES: 4 135° SOLDER PIN LENGTH (L): 3.5 MM TINNED ORANGE TENSION-CLAMP CONNECTION CLAMPING RANGE MAX. : 2.5 MM² BOX | 1
21208 | 1914000000 | PRINTED CIRCUIT BOARD TERMINALS 5.00 MM N OF POLES: 5 135° SOLDER PIN LENGTH (L): 3.5 MM TINNED ORANGE TENSION-CLAMP CONNECTION CLAMPING RANGE MAX. : 2.5 MM² BOX | 1
21209 | 1914020000 | PRINTED CIRCUIT BOARD TERMINALS 5.00 MM N OF POLES: 6 135° SOLDER PIN LENGTH (L): 3.5 MM TINNED ORANGE TENSION-CLAMP CONNECTION CLAMPING RANGE MAX. : 2.5 MM² BOX | 1
21210 | 1914030000 | PRINTED CIRCUIT BOARD TERMINALS 5.00 MM N OF POLES: 7 135° SOLDER PIN LENGTH (L): 3.5 MM TINNED ORANGE TENSION-CLAMP CONNECTION CLAMPING RANGE MAX. : 2.5 MM² BOX | 1
21211 | 1914040000 | PRINTED CIRCUIT BOARD TERMINALS 5.00 MM N OF POLES: 8 135° SOLDER PIN LENGTH (L): 3.5 MM TINNED ORANGE TENSION-CLAMP CONNECTION CLAMPING RANGE MAX. : 2.5 MM² BOX | 1
21212 | 1914050000 | PRINTED CIRCUIT BOARD TERMINALS 5.00 MM N OF POLES: 9 135° SOLDER PIN LENGTH (L): 3.5 MM TINNED ORANGE TENSION-CLAMP CONNECTION CLAMPING RANGE MAX. : 2.5 MM² BOX | 1
21213 | 1914070000 | PRINTED CIRCUIT BOARD TERMINALS 5.00 MM N OF POLES: 10 135° SOLDER PIN LENGTH (L): 3.5 MM TINNED ORANGE TENSION-CLAMP CONNECTION CLAMPING RANGE MAX. : 2.5 MM² BOX | 1
21214 | 1914080000 | PRINTED CIRCUIT BOARD TERMINALS 5.00 MM N OF POLES: 11 135° SOLDER PIN LENGTH (L): 3.5 MM TINNED ORANGE TENSION-CLAMP CONNECTION CLAMPING RANGE MAX. : 2.5 MM² BOX | 1
21215 | 1914090000 | PRINTED CIRCUIT BOARD TERMINALS 5.00 MM N OF POLES: 12 135° SOLDER PIN LENGTH (L): 3.5 MM TINNED ORANGE TENSION-CLAMP CONNECTION CLAMPING RANGE MAX. : 2.5 MM² BOX | 1
21216 | 1914560000 | PRINTED CIRCUIT BOARD TERMINALS 5.00 MM N OF POLES: 2 135° SOLDER PIN LENGTH (L): 3.5 MM TINNED ORANGE TENSION CLAMP CONNECTION WITH ACTUATOR CLAMPING RANGE MAX. : 2.5 MM² BOX | 1
21217 | 1914580000 | PRINTED CIRCUIT BOARD TERMINALS 5.00 MM N OF POLES: 3 135° SOLDER PIN LENGTH (L): 3.5 MM TINNED ORANGE TENSION CLAMP CONNECTION WITH ACTUATOR CLAMPING RANGE MAX. : 2.5 MM² BOX | 1
21218 | 1914590000 | PRINTED CIRCUIT BOARD TERMINALS 5.00 MM N OF POLES: 4 135° SOLDER PIN LENGTH (L): 3.5 MM TINNED ORANGE TENSION CLAMP CONNECTION WITH ACTUATOR CLAMPING RANGE MAX. : 2.5 MM² BOX | 1
21219 | 1914600000 | PRINTED CIRCUIT BOARD TERMINALS 5.00 MM N OF POLES: 5 135° SOLDER PIN LENGTH (L): 3.5 MM TINNED ORANGE TENSION CLAMP CONNECTION WITH ACTUATOR CLAMPING RANGE MAX. : 2.5 MM² BOX | 1
21220 | 1914640000 | PRINTED CIRCUIT BOARD TERMINALS 5.00 MM N OF POLES: 6 135° SOLDER PIN LENGTH (L): 3.5 MM TINNED ORANGE TENSION CLAMP CONNECTION WITH ACTUATOR CLAMPING RANGE MAX. : 2.5 MM² BOX | 1
21221 | 1914720000 | PRINTED CIRCUIT BOARD TERMINALS 5.00 MM N OF POLES: 7 135° SOLDER PIN LENGTH (L): 3.5 MM TINNED ORANGE TENSION CLAMP CONNECTION WITH ACTUATOR CLAMPING RANGE MAX. : 2.5 MM² BOX | 1
21222 | 1914790000 | PRINTED CIRCUIT BOARD TERMINALS 5.00 MM N OF POLES: 8 135° SOLDER PIN LENGTH (L): 3.5 MM TINNED ORANGE TENSION CLAMP CONNECTION WITH ACTUATOR CLAMPING RANGE MAX. : 2.5 MM² BOX | 1
21223 | 1914830000 | PRINTED CIRCUIT BOARD TERMINALS 5.00 MM N OF POLES: 9 135° SOLDER PIN LENGTH (L): 3.5 MM TINNED ORANGE TENSION CLAMP CONNECTION WITH ACTUATOR CLAMPING RANGE MAX. : 2.5 MM² BOX | 1
21224 | 1914860000 | PRINTED CIRCUIT BOARD TERMINALS 5.00 MM N OF POLES: 10 135° SOLDER PIN LENGTH (L): 3.5 MM TINNED ORANGE TENSION CLAMP CONNECTION WITH ACTUATOR CLAMPING RANGE MAX. : 2.5 MM² BOX | 1
21225 | 1914990000 | PRINTED CIRCUIT BOARD TERMINALS 5.00 MM N OF POLES: 11 135° SOLDER PIN LENGTH (L): 3.5 MM TINNED ORANGE TENSION CLAMP CONNECTION WITH ACTUATOR CLAMPING RANGE MAX. : 2.5 MM² BOX | 1
21226 | 1915030000 | PRINTED CIRCUIT BOARD TERMINALS 5.00 MM N OF POLES: 12 135° SOLDER PIN LENGTH (L): 3.5 MM TINNED ORANGE TENSION CLAMP CONNECTION WITH ACTUATOR CLAMPING RANGE MAX. : 2.5 MM² BOX | 1
21227 | 1936400000 | PRINTED CIRCUIT BOARD TERMINALS 5.08 MM N OF POLES: 4 90° SOLDER PIN LENGTH (L): 3.5 MM TINNED PRESSURE CLAMP CONNECTION CLAMPING RANGE MAX. : 2.5 MM² BOX | 1
21228 | 1939820000 | PCB PLUG-IN CONNECTOR FEMALE PLUG 3.81 MM N OF POLES: 2 90° CLAMPING YOKE CONNECTION CLAMPING RANGE MAX. : 1.5 MM² BOX | 1
21229 | 1939830000 | PCB PLUG-IN CONNECTOR FEMALE PLUG 3.81 MM N OF POLES: 3 90° CLAMPING YOKE CONNECTION CLAMPING RANGE MAX. : 1.5 MM² BOX | 1
21230 | 1939840000 | PCB PLUG-IN CONNECTOR FEMALE PLUG 3.81 MM N OF POLES: 4 90° CLAMPING YOKE CONNECTION CLAMPING RANGE MAX. : 1.5 MM² BOX | 1
21231 | 1939860000 | PCB PLUG-IN CONNECTOR FEMALE PLUG 3.81 MM N OF POLES: 5 90° CLAMPING YOKE CONNECTION CLAMPING RANGE MAX. : 1.5 MM² BOX | 1
21232 | 1939870000 | PCB PLUG-IN CONNECTOR FEMALE PLUG 3.81 MM N OF POLES: 6 90° CLAMPING YOKE CONNECTION CLAMPING RANGE MAX. : 1.5 MM² BOX | 1
21233 | 1939880000 | PCB PLUG-IN CONNECTOR FEMALE PLUG 3.81 MM N OF POLES: 7 90° CLAMPING YOKE CONNECTION CLAMPING RANGE MAX. : 1.5 MM² BOX | 1
21234 | 1939890000 | PCB PLUG-IN CONNECTOR FEMALE PLUG 3.81 MM N OF POLES: 8 90° CLAMPING YOKE CONNECTION CLAMPING RANGE MAX. : 1.5 MM² BOX | 1
21235 | 1939900000 | PCB PLUG-IN CONNECTOR FEMALE PLUG 3.81 MM N OF POLES: 9 90° CLAMPING YOKE CONNECTION CLAMPING RANGE MAX. : 1.5 MM² BOX | 1
21236 | 1939910000 | PCB PLUG-IN CONNECTOR FEMALE PLUG 3.81 MM N OF POLES: 10 90° CLAMPING YOKE CONNECTION CLAMPING RANGE MAX. : 1.5 MM² BOX | 1
21237 | 1939920000 | PCB PLUG-IN CONNECTOR FEMALE PLUG 3.81 MM N OF POLES: 11 90° CLAMPING YOKE CONNECTION CLAMPING RANGE MAX. : 1.5 MM² BOX | 1
21238 | 1939930000 | PCB PLUG-IN CONNECTOR FEMALE PLUG 3.81 MM N OF POLES: 12 90° CLAMPING YOKE CONNECTION CLAMPING RANGE MAX. : 1.5 MM² BOX | 1
21239 | 1939940000 | PCB PLUG-IN CONNECTOR FEMALE PLUG 3.81 MM N OF POLES: 13 90° CLAMPING YOKE CONNECTION CLAMPING RANGE MAX. : 1.5 MM² BOX | 1
21240 | 1939950000 | PCB PLUG-IN CONNECTOR FEMALE PLUG 3.81 MM N OF POLES: 14 90° CLAMPING YOKE CONNECTION CLAMPING RANGE MAX. : 1.5 MM² BOX | 1
21241 | 1939960000 | PCB PLUG-IN CONNECTOR FEMALE PLUG 3.81 MM N OF POLES: 15 90° CLAMPING YOKE CONNECTION CLAMPING RANGE MAX. : 1.5 MM² BOX | 1
21242 | 1939970000 | PCB PLUG-IN CONNECTOR FEMALE PLUG 3.81 MM N OF POLES: 16 90° CLAMPING YOKE CONNECTION CLAMPING RANGE MAX. : 1.5 MM² BOX | 1
21243 | 1939980000 | PCB PLUG-IN CONNECTOR FEMALE PLUG 3.81 MM N OF POLES: 2 90° CLAMPING YOKE CONNECTION CLAMPING RANGE MAX. : 1.5 MM² BOX | 1
21244 | 1939990000 | PCB PLUG-IN CONNECTOR FEMALE PLUG 3.81 MM N OF POLES: 3 90° CLAMPING YOKE CONNECTION CLAMPING RANGE MAX. : 1.5 MM² BOX | 1
21245 | 1940000000 | PCB PLUG-IN CONNECTOR FEMALE PLUG 3.81 MM N OF POLES: 4 90° CLAMPING YOKE CONNECTION CLAMPING RANGE MAX. : 1.5 MM² BOX | 1
21246 | 1940010000 | PCB PLUG-IN CONNECTOR FEMALE PLUG 3.81 MM N OF POLES: 5 90° CLAMPING YOKE CONNECTION CLAMPING RANGE MAX. : 1.5 MM² BOX | 1
21247 | 1940020000 | PCB PLUG-IN CONNECTOR FEMALE PLUG 3.81 MM N OF POLES: 6 90° CLAMPING YOKE CONNECTION CLAMPING RANGE MAX. : 1.5 MM² BOX | 1
21248 | 1940030000 | PCB PLUG-IN CONNECTOR FEMALE PLUG 3.81 MM N OF POLES: 7 90° CLAMPING YOKE CONNECTION CLAMPING RANGE MAX. : 1.5 MM² BOX | 1
21249 | 1940040000 | PCB PLUG-IN CONNECTOR FEMALE PLUG 3.81 MM N OF POLES: 8 90° CLAMPING YOKE CONNECTION CLAMPING RANGE MAX. : 1.5 MM² BOX | 1
21250 | 1940050000 | PCB PLUG-IN CONNECTOR FEMALE PLUG 3.81 MM N OF POLES: 9 90° CLAMPING YOKE CONNECTION CLAMPING RANGE MAX. : 1.5 MM² BOX | 1
21251 | 1940060000 | PCB PLUG-IN CONNECTOR FEMALE PLUG 3.81 MM N OF POLES: 10 90° CLAMPING YOKE CONNECTION CLAMPING RANGE MAX. : 1.5 MM² BOX | 1
21252 | 1940070000 | PCB PLUG-IN CONNECTOR FEMALE PLUG 3.81 MM N OF POLES: 11 90° CLAMPING YOKE CONNECTION CLAMPING RANGE MAX. : 1.5 MM² BOX | 1
21253 | 1940080000 | PCB PLUG-IN CONNECTOR FEMALE PLUG 3.81 MM N OF POLES: 12 90° CLAMPING YOKE CONNECTION CLAMPING RANGE MAX. : 1.5 MM² BOX | 1
21254 | 1940090000 | PCB PLUG-IN CONNECTOR FEMALE PLUG 3.81 MM N OF POLES: 13 90° CLAMPING YOKE CONNECTION CLAMPING RANGE MAX. : 1.5 MM² BOX | 1
21255 | 1940100000 | PCB PLUG-IN CONNECTOR FEMALE PLUG 3.81 MM N OF POLES: 14 90° CLAMPING YOKE CONNECTION CLAMPING RANGE MAX. : 1.5 MM² BOX | 1
21256 | 1940110000 | PCB PLUG-IN CONNECTOR FEMALE PLUG 3.81 MM N OF POLES: 15 90° CLAMPING YOKE CONNECTION CLAMPING RANGE MAX. : 1.5 MM² BOX | 1
21257 | 1940120000 | PCB PLUG-IN CONNECTOR FEMALE PLUG 3.81 MM N OF POLES: 16 90° CLAMPING YOKE CONNECTION CLAMPING RANGE MAX. : 1.5 MM² BOX | 1
21258 | 1940190000 | PCB PLUG-IN CONNECTOR FEMALE PLUG 3.81 MM N OF POLES: 2 270° CLAMPING YOKE CONNECTION CLAMPING RANGE MAX. : 1.5 MM² BOX | 1
21259 | 1940200000 | PCB PLUG-IN CONNECTOR FEMALE PLUG 3.81 MM N OF POLES: 3 270° CLAMPING YOKE CONNECTION CLAMPING RANGE MAX. : 1.5 MM² BOX | 1
21260 | 1940210000 | PCB PLUG-IN CONNECTOR FEMALE PLUG 3.81 MM N OF POLES: 4 270° CLAMPING YOKE CONNECTION CLAMPING RANGE MAX. : 1.5 MM² BOX | 1
21261 | 1940220000 | PCB PLUG-IN CONNECTOR FEMALE PLUG 3.81 MM N OF POLES: 5 270° CLAMPING YOKE CONNECTION CLAMPING RANGE MAX. : 1.5 MM² BOX | 1
21262 | 1940230000 | PCB PLUG-IN CONNECTOR FEMALE PLUG 3.81 MM N OF POLES: 6 270° CLAMPING YOKE CONNECTION CLAMPING RANGE MAX. : 1.5 MM² BOX | 1
21263 | 1940240000 | PCB PLUG-IN CONNECTOR FEMALE PLUG 3.81 MM N OF POLES: 7 270° CLAMPING YOKE CONNECTION CLAMPING RANGE MAX. : 1.5 MM² BOX | 1
21264 | 1940250000 | PCB PLUG-IN CONNECTOR FEMALE PLUG 3.81 MM N OF POLES: 8 270° CLAMPING YOKE CONNECTION CLAMPING RANGE MAX. : 1.5 MM² BOX | 1
21265 | 1940260000 | PCB PLUG-IN CONNECTOR FEMALE PLUG 3.81 MM N OF POLES: 9 270° CLAMPING YOKE CONNECTION CLAMPING RANGE MAX. : 1.5 MM² BOX | 1
21266 | 1940270000 | PCB PLUG-IN CONNECTOR FEMALE PLUG 3.81 MM N OF POLES: 10 270° CLAMPING YOKE CONNECTION CLAMPING RANGE MAX. : 1.5 MM² BOX | 1
21267 | 1940280000 | PCB PLUG-IN CONNECTOR FEMALE PLUG 3.81 MM N OF POLES: 11 270° CLAMPING YOKE CONNECTION CLAMPING RANGE MAX. : 1.5 MM² BOX | 1
21268 | 1940290000 | PCB PLUG-IN CONNECTOR FEMALE PLUG 3.81 MM N OF POLES: 12 270° CLAMPING YOKE CONNECTION CLAMPING RANGE MAX. : 1.5 MM² BOX | 1
21269 | 1940300000 | PCB PLUG-IN CONNECTOR FEMALE PLUG 3.81 MM N OF POLES: 13 270° CLAMPING YOKE CONNECTION CLAMPING RANGE MAX. : 1.5 MM² BOX | 1
21270 | 1940310000 | PCB PLUG-IN CONNECTOR FEMALE PLUG 3.81 MM N OF POLES: 14 270° CLAMPING YOKE CONNECTION CLAMPING RANGE MAX. : 1.5 MM² BOX | 1
21271 | 1940320000 | PCB PLUG-IN CONNECTOR FEMALE PLUG 3.81 MM N OF POLES: 15 270° CLAMPING YOKE CONNECTION CLAMPING RANGE MAX. : 1.5 MM² BOX | 1
21272 | 1940330000 | PCB PLUG-IN CONNECTOR FEMALE PLUG 3.81 MM N OF POLES: 16 270° CLAMPING YOKE CONNECTION CLAMPING RANGE MAX. : 1.5 MM² BOX | 1
21273 | 1940350000 | PCB PLUG-IN CONNECTOR FEMALE PLUG 3.81 MM N OF POLES: 9 270° CLAMPING YOKE CONNECTION CLAMPING RANGE MAX. : 1.5 MM² BOX | 1
21274 | 1940460000 | PCB PLUG-IN CONNECTOR FEMALE PLUG 3.81 MM N OF POLES: 2 270° CLAMPING YOKE CONNECTION CLAMPING RANGE MAX. : 1.5 MM² BOX | 1
21275 | 1940470000 | PCB PLUG-IN CONNECTOR FEMALE PLUG 3.81 MM N OF POLES: 3 270° CLAMPING YOKE CONNECTION CLAMPING RANGE MAX. : 1.5 MM² BOX | 1
21276 | 1940480000 | PCB PLUG-IN CONNECTOR FEMALE PLUG 3.81 MM N OF POLES: 4 270° CLAMPING YOKE CONNECTION CLAMPING RANGE MAX. : 1.5 MM² BOX | 1
21277 | 1940490000 | PCB PLUG-IN CONNECTOR FEMALE PLUG 3.81 MM N OF POLES: 5 270° CLAMPING YOKE CONNECTION CLAMPING RANGE MAX. : 1.5 MM² BOX | 1
21278 | 1940500000 | PCB PLUG-IN CONNECTOR FEMALE PLUG 3.81 MM N OF POLES: 6 270° CLAMPING YOKE CONNECTION CLAMPING RANGE MAX. : 1.5 MM² BOX | 1
21279 | 1940510000 | PCB PLUG-IN CONNECTOR FEMALE PLUG 3.81 MM N OF POLES: 7 270° CLAMPING YOKE CONNECTION CLAMPING RANGE MAX. : 1.5 MM² BOX | 1
21280 | 1940520000 | PCB PLUG-IN CONNECTOR FEMALE PLUG 3.81 MM N OF POLES: 8 270° CLAMPING YOKE CONNECTION CLAMPING RANGE MAX. : 1.5 MM² BOX | 1
21281 | 1940530000 | PCB PLUG-IN CONNECTOR FEMALE PLUG 3.81 MM N OF POLES: 9 270° CLAMPING YOKE CONNECTION CLAMPING RANGE MAX. : 1.5 MM² BOX | 1
21282 | 1940540000 | PCB PLUG-IN CONNECTOR FEMALE PLUG 3.81 MM N OF POLES: 10 270° CLAMPING YOKE CONNECTION CLAMPING RANGE MAX. : 1.5 MM² BOX | 1
21283 | 1940550000 | PCB PLUG-IN CONNECTOR FEMALE PLUG 3.81 MM N OF POLES: 11 270° CLAMPING YOKE CONNECTION CLAMPING RANGE MAX. : 1.5 MM² BOX | 1
21284 | 1940560000 | PCB PLUG-IN CONNECTOR FEMALE PLUG 3.81 MM N OF POLES: 12 270° CLAMPING YOKE CONNECTION CLAMPING RANGE MAX. : 1.5 MM² BOX | 1
21285 | 1940570000 | PCB PLUG-IN CONNECTOR FEMALE PLUG 3.81 MM N OF POLES: 13 270° CLAMPING YOKE CONNECTION CLAMPING RANGE MAX. : 1.5 MM² BOX | 1
21286 | 1940580000 | PCB PLUG-IN CONNECTOR FEMALE PLUG 3.81 MM N OF POLES: 14 270° CLAMPING YOKE CONNECTION CLAMPING RANGE MAX. : 1.5 MM² BOX | 1
21287 | 1940590000 | PCB PLUG-IN CONNECTOR FEMALE PLUG 3.81 MM N OF POLES: 15 270° CLAMPING YOKE CONNECTION CLAMPING RANGE MAX. : 1.5 MM² BOX | 1
21288 | 1940600000 | PCB PLUG-IN CONNECTOR FEMALE PLUG 3.81 MM N OF POLES: 16 270° CLAMPING YOKE CONNECTION CLAMPING RANGE MAX. : 1.5 MM² BOX | 1
21289 | 1940730000 | PCB PLUG-IN CONNECTOR FEMALE PLUG 3.81 MM N OF POLES: 2 180° CLAMPING YOKE CONNECTION CLAMPING RANGE MAX. : 1.5 MM² BOX | 1
21290 | 1940740000 | PCB PLUG-IN CONNECTOR FEMALE PLUG 3.81 MM N OF POLES: 3 180° CLAMPING YOKE CONNECTION CLAMPING RANGE MAX. : 1.5 MM² BOX | 1
21291 | 1940750000 | PCB PLUG-IN CONNECTOR FEMALE PLUG 3.81 MM N OF POLES: 4 180° CLAMPING YOKE CONNECTION CLAMPING RANGE MAX. : 1.5 MM² BOX | 1
21292 | 1940760000 | PCB PLUG-IN CONNECTOR FEMALE PLUG 3.81 MM N OF POLES: 5 180° CLAMPING YOKE CONNECTION CLAMPING RANGE MAX. : 1.5 MM² BOX | 1
21293 | 1940770000 | PCB PLUG-IN CONNECTOR FEMALE PLUG 3.81 MM N OF POLES: 6 180° CLAMPING YOKE CONNECTION CLAMPING RANGE MAX. : 1.5 MM² BOX | 1
21294 | 1940780000 | PCB PLUG-IN CONNECTOR FEMALE PLUG 3.81 MM N OF POLES: 7 180° CLAMPING YOKE CONNECTION CLAMPING RANGE MAX. : 1.5 MM² BOX | 1
21295 | 1940790000 | PCB PLUG-IN CONNECTOR FEMALE PLUG 3.81 MM N OF POLES: 8 180° CLAMPING YOKE CONNECTION CLAMPING RANGE MAX. : 1.5 MM² BOX | 1
21296 | 1940800000 | PCB PLUG-IN CONNECTOR FEMALE PLUG 3.81 MM N OF POLES: 9 180° CLAMPING YOKE CONNECTION CLAMPING RANGE MAX. : 1.5 MM² BOX | 1
21297 | 1940810000 | PCB PLUG-IN CONNECTOR FEMALE PLUG 3.81 MM N OF POLES: 10 180° CLAMPING YOKE CONNECTION CLAMPING RANGE MAX. : 1.5 MM² BOX | 1
21298 | 1940820000 | PCB PLUG-IN CONNECTOR FEMALE PLUG 3.81 MM N OF POLES: 11 180° CLAMPING YOKE CONNECTION CLAMPING RANGE MAX. : 1.5 MM² BOX | 1
21299 | 1940830000 | PCB PLUG-IN CONNECTOR FEMALE PLUG 3.81 MM N OF POLES: 12 180° CLAMPING YOKE CONNECTION CLAMPING RANGE MAX. : 1.5 MM² BOX | 1
21300 | 1940840000 | PCB PLUG-IN CONNECTOR FEMALE PLUG 3.81 MM N OF POLES: 13 180° CLAMPING YOKE CONNECTION CLAMPING RANGE MAX. : 1.5 MM² BOX | 1
21301 | 1940850000 | PCB PLUG-IN CONNECTOR FEMALE PLUG 3.81 MM N OF POLES: 14 180° CLAMPING YOKE CONNECTION CLAMPING RANGE MAX. : 1.5 MM² BOX | 1
21302 | 1940860000 | PCB PLUG-IN CONNECTOR FEMALE PLUG 3.81 MM N OF POLES: 15 180° CLAMPING YOKE CONNECTION CLAMPING RANGE MAX. : 1.5 MM² BOX | 1
21303 | 1940870000 | PCB PLUG-IN CONNECTOR FEMALE PLUG 3.81 MM N OF POLES: 16 180° CLAMPING YOKE CONNECTION CLAMPING RANGE MAX. : 1.5 MM² BOX | 1
21304 | 1940890000 | PCB PLUG-IN CONNECTOR FEMALE PLUG 3.81 MM N OF POLES: 17 180° CLAMPING YOKE CONNECTION CLAMPING RANGE MAX. : 1.5 MM² BOX | 1
21305 | 1940900000 | PCB PLUG-IN CONNECTOR FEMALE PLUG 3.81 MM N OF POLES: 18 180° CLAMPING YOKE CONNECTION CLAMPING RANGE MAX. : 1.5 MM² BOX | 1
21306 | 1940910000 | PCB PLUG-IN CONNECTOR FEMALE PLUG 3.81 MM N OF POLES: 19 180° CLAMPING YOKE CONNECTION CLAMPING RANGE MAX. : 1.5 MM² BOX | 1
21307 | 1940920000 | PCB PLUG-IN CONNECTOR FEMALE PLUG 3.81 MM N OF POLES: 20 180° CLAMPING YOKE CONNECTION CLAMPING RANGE MAX. : 1.5 MM² BOX | 1
21308 | 1941010000 | PCB PLUG-IN CONNECTOR FEMALE PLUG 3.81 MM N OF POLES: 2 180° CLAMPING YOKE CONNECTION CLAMPING RANGE MAX. : 1.5 MM² BOX | 1
21309 | 1941020000 | PCB PLUG-IN CONNECTOR FEMALE PLUG 3.81 MM N OF POLES: 3 180° CLAMPING YOKE CONNECTION CLAMPING RANGE MAX. : 1.5 MM² BOX | 1
21310 | 1941030000 | PCB PLUG-IN CONNECTOR FEMALE PLUG 3.81 MM N OF POLES: 4 180° CLAMPING YOKE CONNECTION CLAMPING RANGE MAX. : 1.5 MM² BOX | 1
21311 | 1941040000 | PCB PLUG-IN CONNECTOR FEMALE PLUG 3.81 MM N OF POLES: 5 180° CLAMPING YOKE CONNECTION CLAMPING RANGE MAX. : 1.5 MM² BOX | 1
21312 | 1941050000 | PCB PLUG-IN CONNECTOR FEMALE PLUG 3.81 MM N OF POLES: 6 180° CLAMPING YOKE CONNECTION CLAMPING RANGE MAX. : 1.5 MM² BOX | 1
21313 | 1941060000 | PCB PLUG-IN CONNECTOR FEMALE PLUG 3.81 MM N OF POLES: 7 180° CLAMPING YOKE CONNECTION CLAMPING RANGE MAX. : 1.5 MM² BOX | 1
21314 | 1941070000 | PCB PLUG-IN CONNECTOR FEMALE PLUG 3.81 MM N OF POLES: 8 180° CLAMPING YOKE CONNECTION CLAMPING RANGE MAX. : 1.5 MM² BOX | 1
21315 | 1941080000 | PCB PLUG-IN CONNECTOR FEMALE PLUG 3.81 MM N OF POLES: 9 180° CLAMPING YOKE CONNECTION CLAMPING RANGE MAX. : 1.5 MM² BOX | 1
21316 | 1941090000 | PCB PLUG-IN CONNECTOR FEMALE PLUG 3.81 MM N OF POLES: 10 180° CLAMPING YOKE CONNECTION CLAMPING RANGE MAX. : 1.5 MM² BOX | 1
21317 | 1941100000 | PCB PLUG-IN CONNECTOR FEMALE PLUG 3.81 MM N OF POLES: 11 180° CLAMPING YOKE CONNECTION CLAMPING RANGE MAX. : 1.5 MM² BOX | 1
21318 | 1941110000 | PCB PLUG-IN CONNECTOR FEMALE PLUG 3.81 MM N OF POLES: 12 180° CLAMPING YOKE CONNECTION CLAMPING RANGE MAX. : 1.5 MM² BOX | 1
21319 | 1941120000 | PCB PLUG-IN CONNECTOR FEMALE PLUG 3.81 MM N OF POLES: 13 180° CLAMPING YOKE CONNECTION CLAMPING RANGE MAX. : 1.5 MM² BOX | 1
21320 | 1941130000 | PCB PLUG-IN CONNECTOR FEMALE PLUG 3.81 MM N OF POLES: 14 180° CLAMPING YOKE CONNECTION CLAMPING RANGE MAX. : 1.5 MM² BOX | 1
21321 | 1941140000 | PCB PLUG-IN CONNECTOR FEMALE PLUG 3.81 MM N OF POLES: 15 180° CLAMPING YOKE CONNECTION CLAMPING RANGE MAX. : 1.5 MM² BOX | 1
21322 | 1941150000 | PCB PLUG-IN CONNECTOR FEMALE PLUG 3.81 MM N OF POLES: 16 180° CLAMPING YOKE CONNECTION CLAMPING RANGE MAX. : 1.5 MM² BOX | 1
21323 | 1941160000 | PCB PLUG-IN CONNECTOR FEMALE PLUG 3.81 MM N OF POLES: 17 180° CLAMPING YOKE CONNECTION CLAMPING RANGE MAX. : 1.5 MM² BOX | 1
21324 | 1941170000 | PCB PLUG-IN CONNECTOR FEMALE PLUG 3.81 MM N OF POLES: 18 180° CLAMPING YOKE CONNECTION CLAMPING RANGE MAX. : 1.5 MM² BOX | 1
21325 | 1941180000 | PCB PLUG-IN CONNECTOR FEMALE PLUG 3.81 MM N OF POLES: 19 180° CLAMPING YOKE CONNECTION CLAMPING RANGE MAX. : 1.5 MM² BOX | 1
21326 | 1941190000 | PCB PLUG-IN CONNECTOR FEMALE PLUG 3.81 MM N OF POLES: 20 180° CLAMPING YOKE CONNECTION CLAMPING RANGE MAX. : 1.5 MM² BOX | 1
21327 | 1941260000 | PCB PLUG-IN CONNECTOR FEMALE PLUG 3.81 MM N OF POLES: 7 180° CLAMPING YOKE CONNECTION CLAMPING RANGE MAX. : 1.5 MM² BOX | 1
21328 | 1941270000 | PCB PLUG-IN CONNECTOR FEMALE PLUG 3.81 MM N OF POLES: 9 180° CLAMPING YOKE CONNECTION CLAMPING RANGE MAX. : 1.5 MM² BOX | 1
21329 | 1941280000 | PCB PLUG-IN CONNECTOR FEMALE PLUG 3.81 MM N OF POLES: 11 180° CLAMPING YOKE CONNECTION CLAMPING RANGE MAX. : 1.5 MM² BOX | 1
21330 | 1941300000 | PCB PLUG-IN CONNECTOR FEMALE PLUG 3.81 MM N OF POLES: 14 180° CLAMPING YOKE CONNECTION CLAMPING RANGE MAX. : 1.5 MM² BOX | 1
21331 | 1942020000 | PCB PLUG-IN CONNECTOR MALE HEADER CLOSED SIDE THT SOLDER CONNECTION 3.81 MM N OF POLES: 2 90° SOLDER PIN LENGTH (L): 3.2 MM TINNED ORANGE BOX | 0
21332 | 1942040000 | PCB PLUG-IN CONNECTOR MALE HEADER CLOSED SIDE THT SOLDER CONNECTION 3.81 MM N OF POLES: 3 90° SOLDER PIN LENGTH (L): 3.2 MM TINNED ORANGE BOX | 0
21333 | 1942070000 | PCB PLUG-IN CONNECTOR MALE HEADER CLOSED SIDE THT SOLDER CONNECTION 3.81 MM N OF POLES: 4 90° SOLDER PIN LENGTH (L): 3.2 MM TINNED ORANGE BOX | 0
21334 | 1942090000 | PCB PLUG-IN CONNECTOR MALE HEADER CLOSED SIDE THT SOLDER CONNECTION 3.81 MM N OF POLES: 5 90° SOLDER PIN LENGTH (L): 3.2 MM TINNED ORANGE BOX | 0
21335 | 1942100000 | PCB PLUG-IN CONNECTOR MALE HEADER CLOSED SIDE THT SOLDER CONNECTION 3.81 MM N OF POLES: 6 90° SOLDER PIN LENGTH (L): 3.2 MM TINNED ORANGE BOX | 0
21336 | 1942120000 | PCB PLUG-IN CONNECTOR MALE HEADER CLOSED SIDE THT SOLDER CONNECTION 3.81 MM N OF POLES: 7 90° SOLDER PIN LENGTH (L): 3.2 MM TINNED ORANGE BOX | 0
21337 | 1942130000 | PCB PLUG-IN CONNECTOR MALE HEADER CLOSED SIDE THT SOLDER CONNECTION 3.81 MM N OF POLES: 8 90° SOLDER PIN LENGTH (L): 3.2 MM TINNED ORANGE BOX | 0
21338 | 1942140000 | PCB PLUG-IN CONNECTOR MALE HEADER CLOSED SIDE THT SOLDER CONNECTION 3.81 MM N OF POLES: 9 90° SOLDER PIN LENGTH (L): 3.2 MM TINNED ORANGE BOX | 0
21339 | 1942150000 | PCB PLUG-IN CONNECTOR MALE HEADER CLOSED SIDE THT SOLDER CONNECTION 3.81 MM N OF POLES: 10 90° SOLDER PIN LENGTH (L): 3.2 MM TINNED ORANGE BOX | 0
21340 | 1942160000 | PCB PLUG-IN CONNECTOR MALE HEADER CLOSED SIDE THT SOLDER CONNECTION 3.81 MM N OF POLES: 11 90° SOLDER PIN LENGTH (L): 3.2 MM TINNED ORANGE BOX | 0
21341 | 1942170000 | PCB PLUG-IN CONNECTOR MALE HEADER CLOSED SIDE THT SOLDER CONNECTION 3.81 MM N OF POLES: 12 90° SOLDER PIN LENGTH (L): 3.2 MM TINNED ORANGE BOX | 0
21342 | 1942180000 | PCB PLUG-IN CONNECTOR MALE HEADER CLOSED SIDE THT SOLDER CONNECTION 3.81 MM N OF POLES: 13 90° SOLDER PIN LENGTH (L): 3.2 MM TINNED ORANGE BOX | 0
21343 | 1942190000 | PCB PLUG-IN CONNECTOR MALE HEADER CLOSED SIDE THT SOLDER CONNECTION 3.81 MM N OF POLES: 14 90° SOLDER PIN LENGTH (L): 3.2 MM TINNED ORANGE BOX | 0
21344 | 1942200000 | PCB PLUG-IN CONNECTOR MALE HEADER CLOSED SIDE THT SOLDER CONNECTION 3.81 MM N OF POLES: 15 90° SOLDER PIN LENGTH (L): 3.2 MM TINNED ORANGE BOX | 0
21345 | 1942210000 | PCB PLUG-IN CONNECTOR MALE HEADER CLOSED SIDE THT SOLDER CONNECTION 3.81 MM N OF POLES: 16 90° SOLDER PIN LENGTH (L): 3.2 MM TINNED ORANGE BOX | 0
21346 | 1942220000 | PCB PLUG-IN CONNECTOR MALE HEADER CLOSED SIDE THT SOLDER CONNECTION 3.81 MM N OF POLES: 17 90° SOLDER PIN LENGTH (L): 3.2 MM TINNED ORANGE BOX | 0
21347 | 1942230000 | PCB PLUG-IN CONNECTOR MALE HEADER CLOSED SIDE THT SOLDER CONNECTION 3.81 MM N OF POLES: 18 90° SOLDER PIN LENGTH (L): 3.2 MM TINNED ORANGE BOX | 0
21348 | 1942240000 | PCB PLUG-IN CONNECTOR MALE HEADER CLOSED SIDE THT SOLDER CONNECTION 3.81 MM N OF POLES: 19 90° SOLDER PIN LENGTH (L): 3.2 MM TINNED ORANGE BOX | 0
21349 | 1942250000 | PCB PLUG-IN CONNECTOR MALE HEADER CLOSED SIDE THT SOLDER CONNECTION 3.81 MM N OF POLES: 20 90° SOLDER PIN LENGTH (L): 3.2 MM TINNED ORANGE BOX | 0
21350 | 1942270000 | PCB PLUG-IN CONNECTOR MALE HEADER CLOSED SIDE THT SOLDER CONNECTION 3.81 MM N OF POLES: 9 90° SOLDER PIN LENGTH (L): 3.2 MM TINNED PALE GREEN BOX | 0
21351 | 1942450000 | PCB PLUG-IN CONNECTOR MALE HEADER FLANGE THT SOLDER CONNECTION 3.81 MM N OF POLES: 2 90° SOLDER PIN LENGTH (L): 3.2 MM TINNED ORANGE BOX | 0
21352 | 1942460000 | PCB PLUG-IN CONNECTOR MALE HEADER FLANGE THT SOLDER CONNECTION 3.81 MM N OF POLES: 3 90° SOLDER PIN LENGTH (L): 3.2 MM TINNED ORANGE BOX | 0
21353 | 1942470000 | PCB PLUG-IN CONNECTOR MALE HEADER FLANGE THT SOLDER CONNECTION 3.81 MM N OF POLES: 4 90° SOLDER PIN LENGTH (L): 3.2 MM TINNED ORANGE BOX | 0
21354 | 1942480000 | PCB PLUG-IN CONNECTOR MALE HEADER FLANGE THT SOLDER CONNECTION 3.81 MM N OF POLES: 5 90° SOLDER PIN LENGTH (L): 3.2 MM TINNED ORANGE BOX | 0
21355 | 1942490000 | PCB PLUG-IN CONNECTOR MALE HEADER FLANGE THT SOLDER CONNECTION 3.81 MM N OF POLES: 6 90° SOLDER PIN LENGTH (L): 3.2 MM TINNED ORANGE BOX | 0
21356 | 1942500000 | PCB PLUG-IN CONNECTOR MALE HEADER FLANGE THT SOLDER CONNECTION 3.81 MM N OF POLES: 7 90° SOLDER PIN LENGTH (L): 3.2 MM TINNED ORANGE BOX | 0
21357 | 1942510000 | PCB PLUG-IN CONNECTOR MALE HEADER FLANGE THT SOLDER CONNECTION 3.81 MM N OF POLES: 8 90° SOLDER PIN LENGTH (L): 3.2 MM TINNED ORANGE BOX | 0
21358 | 1942520000 | PCB PLUG-IN CONNECTOR MALE HEADER FLANGE THT SOLDER CONNECTION 3.81 MM N OF POLES: 9 90° SOLDER PIN LENGTH (L): 3.2 MM TINNED ORANGE BOX | 0
21359 | 1942530000 | PCB PLUG-IN CONNECTOR MALE HEADER FLANGE THT SOLDER CONNECTION 3.81 MM N OF POLES: 10 90° SOLDER PIN LENGTH (L): 3.2 MM TINNED ORANGE BOX | 0
21360 | 1942540000 | PCB PLUG-IN CONNECTOR MALE HEADER FLANGE THT SOLDER CONNECTION 3.81 MM N OF POLES: 11 90° SOLDER PIN LENGTH (L): 3.2 MM TINNED ORANGE BOX | 0
21361 | 1942550000 | PCB PLUG-IN CONNECTOR MALE HEADER FLANGE THT SOLDER CONNECTION 3.81 MM N OF POLES: 12 90° SOLDER PIN LENGTH (L): 3.2 MM TINNED ORANGE BOX | 0
21362 | 1942560000 | PCB PLUG-IN CONNECTOR MALE HEADER FLANGE THT SOLDER CONNECTION 3.81 MM N OF POLES: 13 90° SOLDER PIN LENGTH (L): 3.2 MM TINNED ORANGE BOX | 0
21363 | 1942570000 | PCB PLUG-IN CONNECTOR MALE HEADER FLANGE THT SOLDER CONNECTION 3.81 MM N OF POLES: 14 90° SOLDER PIN LENGTH (L): 3.2 MM TINNED ORANGE BOX | 0
21364 | 1942580000 | PCB PLUG-IN CONNECTOR MALE HEADER FLANGE THT SOLDER CONNECTION 3.81 MM N OF POLES: 15 90° SOLDER PIN LENGTH (L): 3.2 MM TINNED ORANGE BOX | 0
21365 | 1942590000 | PCB PLUG-IN CONNECTOR MALE HEADER FLANGE THT SOLDER CONNECTION 3.81 MM N OF POLES: 16 90° SOLDER PIN LENGTH (L): 3.2 MM TINNED ORANGE BOX | 0
21366 | 1942600000 | PCB PLUG-IN CONNECTOR MALE HEADER FLANGE THT SOLDER CONNECTION 3.81 MM N OF POLES: 17 90° SOLDER PIN LENGTH (L): 3.2 MM TINNED ORANGE BOX | 0
21367 | 1942610000 | PCB PLUG-IN CONNECTOR MALE HEADER FLANGE THT SOLDER CONNECTION 3.81 MM N OF POLES: 18 90° SOLDER PIN LENGTH (L): 3.2 MM TINNED ORANGE BOX | 0
21368 | 1942620000 | PCB PLUG-IN CONNECTOR MALE HEADER FLANGE THT SOLDER CONNECTION 3.81 MM N OF POLES: 19 90° SOLDER PIN LENGTH (L): 3.2 MM TINNED ORANGE BOX | 0
21369 | 1942630000 | PCB PLUG-IN CONNECTOR MALE HEADER FLANGE THT SOLDER CONNECTION 3.81 MM N OF POLES: 20 90° SOLDER PIN LENGTH (L): 3.2 MM TINNED ORANGE BOX | 0
21370 | 1942840000 | PCB PLUG-IN CONNECTOR MALE HEADER CLOSED SIDE THT SOLDER CONNECTION 3.81 MM N OF POLES: 2 180° SOLDER PIN LENGTH (L): 3.2 MM TINNED ORANGE BOX | 0
21371 | 1942850000 | PCB PLUG-IN CONNECTOR MALE HEADER CLOSED SIDE THT SOLDER CONNECTION 3.81 MM N OF POLES: 3 180° SOLDER PIN LENGTH (L): 3.2 MM TINNED ORANGE BOX | 0
21372 | 1942860000 | PCB PLUG-IN CONNECTOR MALE HEADER CLOSED SIDE THT SOLDER CONNECTION 3.81 MM N OF POLES: 4 180° SOLDER PIN LENGTH (L): 3.2 MM TINNED ORANGE BOX | 0
21373 | 1942870000 | PCB PLUG-IN CONNECTOR MALE HEADER CLOSED SIDE THT SOLDER CONNECTION 3.81 MM N OF POLES: 5 180° SOLDER PIN LENGTH (L): 3.2 MM TINNED ORANGE BOX | 0
21374 | 1942880000 | PCB PLUG-IN CONNECTOR MALE HEADER CLOSED SIDE THT SOLDER CONNECTION 3.81 MM N OF POLES: 6 180° SOLDER PIN LENGTH (L): 3.2 MM TINNED ORANGE BOX | 0
21375 | 1942890000 | PCB PLUG-IN CONNECTOR MALE HEADER CLOSED SIDE THT SOLDER CONNECTION 3.81 MM N OF POLES: 7 180° SOLDER PIN LENGTH (L): 3.2 MM TINNED ORANGE BOX | 0
21376 | 1942900000 | PCB PLUG-IN CONNECTOR MALE HEADER CLOSED SIDE THT SOLDER CONNECTION 3.81 MM N OF POLES: 8 180° SOLDER PIN LENGTH (L): 3.2 MM TINNED ORANGE BOX | 0
21377 | 1942910000 | PCB PLUG-IN CONNECTOR MALE HEADER CLOSED SIDE THT SOLDER CONNECTION 3.81 MM N OF POLES: 9 180° SOLDER PIN LENGTH (L): 3.2 MM TINNED ORANGE BOX | 0
21378 | 1942920000 | PCB PLUG-IN CONNECTOR MALE HEADER CLOSED SIDE THT SOLDER CONNECTION 3.81 MM N OF POLES: 10 180° SOLDER PIN LENGTH (L): 3.2 MM TINNED ORANGE BOX | 0
21379 | 1942930000 | PCB PLUG-IN CONNECTOR MALE HEADER CLOSED SIDE THT SOLDER CONNECTION 3.81 MM N OF POLES: 11 180° SOLDER PIN LENGTH (L): 3.2 MM TINNED ORANGE BOX | 0
21380 | 1942940000 | PCB PLUG-IN CONNECTOR MALE HEADER CLOSED SIDE THT SOLDER CONNECTION 3.81 MM N OF POLES: 12 180° SOLDER PIN LENGTH (L): 3.2 MM TINNED ORANGE BOX | 0
21381 | 1942950000 | PCB PLUG-IN CONNECTOR MALE HEADER CLOSED SIDE THT SOLDER CONNECTION 3.81 MM N OF POLES: 13 180° SOLDER PIN LENGTH (L): 3.2 MM TINNED ORANGE BOX | 0
21382 | 1942960000 | PCB PLUG-IN CONNECTOR MALE HEADER CLOSED SIDE THT SOLDER CONNECTION 3.81 MM N OF POLES: 14 180° SOLDER PIN LENGTH (L): 3.2 MM TINNED ORANGE BOX | 0
21383 | 1942970000 | PCB PLUG-IN CONNECTOR MALE HEADER CLOSED SIDE THT SOLDER CONNECTION 3.81 MM N OF POLES: 15 180° SOLDER PIN LENGTH (L): 3.2 MM TINNED ORANGE BOX | 0
21384 | 1942980000 | PCB PLUG-IN CONNECTOR MALE HEADER CLOSED SIDE THT SOLDER CONNECTION 3.81 MM N OF POLES: 16 180° SOLDER PIN LENGTH (L): 3.2 MM TINNED ORANGE BOX | 0
21385 | 1942990000 | PCB PLUG-IN CONNECTOR MALE HEADER CLOSED SIDE THT SOLDER CONNECTION 3.81 MM N OF POLES: 17 180° SOLDER PIN LENGTH (L): 3.2 MM TINNED ORANGE BOX | 0
21386 | 1943000000 | PCB PLUG-IN CONNECTOR MALE HEADER CLOSED SIDE THT SOLDER CONNECTION 3.81 MM N OF POLES: 18 180° SOLDER PIN LENGTH (L): 3.2 MM TINNED ORANGE BOX | 0
21387 | 1943010000 | PCB PLUG-IN CONNECTOR MALE HEADER CLOSED SIDE THT SOLDER CONNECTION 3.81 MM N OF POLES: 19 180° SOLDER PIN LENGTH (L): 3.2 MM TINNED ORANGE BOX | 0
21388 | 1943020000 | PCB PLUG-IN CONNECTOR MALE HEADER CLOSED SIDE THT SOLDER CONNECTION 3.81 MM N OF POLES: 20 180° SOLDER PIN LENGTH (L): 3.2 MM TINNED ORANGE BOX | 0
21389 | 1943030000 | PCB PLUG-IN CONNECTOR MALE HEADER CLOSED SIDE THT SOLDER CONNECTION 3.81 MM N OF POLES: 11 180° SOLDER PIN LENGTH (L): 3.2 MM TINNED PALE GREEN BOX | 0
21390 | 1943180000 | PCB PLUG-IN CONNECTOR MALE HEADER FLANGE THT SOLDER CONNECTION 3.81 MM N OF POLES: 2 180° SOLDER PIN LENGTH (L): 3.2 MM TINNED ORANGE BOX | 0
21391 | 1943190000 | PCB PLUG-IN CONNECTOR MALE HEADER FLANGE THT SOLDER CONNECTION 3.81 MM N OF POLES: 3 180° SOLDER PIN LENGTH (L): 3.2 MM TINNED ORANGE BOX | 0
21392 | 1943200000 | PCB PLUG-IN CONNECTOR MALE HEADER FLANGE THT SOLDER CONNECTION 3.81 MM N OF POLES: 4 180° SOLDER PIN LENGTH (L): 3.2 MM TINNED ORANGE BOX | 0
21393 | 1943210000 | PCB PLUG-IN CONNECTOR MALE HEADER FLANGE THT SOLDER CONNECTION 3.81 MM N OF POLES: 5 180° SOLDER PIN LENGTH (L): 3.2 MM TINNED ORANGE BOX | 0
21394 | 1943220000 | PCB PLUG-IN CONNECTOR MALE HEADER FLANGE THT SOLDER CONNECTION 3.81 MM N OF POLES: 6 180° SOLDER PIN LENGTH (L): 3.2 MM TINNED ORANGE BOX | 0
21395 | 1943230000 | PCB PLUG-IN CONNECTOR MALE HEADER FLANGE THT SOLDER CONNECTION 3.81 MM N OF POLES: 7 180° SOLDER PIN LENGTH (L): 3.2 MM TINNED ORANGE BOX | 0
21396 | 1943240000 | PCB PLUG-IN CONNECTOR MALE HEADER FLANGE THT SOLDER CONNECTION 3.81 MM N OF POLES: 8 180° SOLDER PIN LENGTH (L): 3.2 MM TINNED ORANGE BOX | 0
21397 | 1943250000 | PCB PLUG-IN CONNECTOR MALE HEADER FLANGE THT SOLDER CONNECTION 3.81 MM N OF POLES: 9 180° SOLDER PIN LENGTH (L): 3.2 MM TINNED ORANGE BOX | 0
21398 | 1943260000 | PCB PLUG-IN CONNECTOR MALE HEADER FLANGE THT SOLDER CONNECTION 3.81 MM N OF POLES: 10 180° SOLDER PIN LENGTH (L): 3.2 MM TINNED ORANGE BOX | 0
21399 | 1943270000 | PCB PLUG-IN CONNECTOR MALE HEADER FLANGE THT SOLDER CONNECTION 3.81 MM N OF POLES: 11 180° SOLDER PIN LENGTH (L): 3.2 MM TINNED ORANGE BOX | 0
21400 | 1943280000 | PCB PLUG-IN CONNECTOR MALE HEADER FLANGE THT SOLDER CONNECTION 3.81 MM N OF POLES: 12 180° SOLDER PIN LENGTH (L): 3.2 MM TINNED ORANGE BOX | 0
21401 | 1943290000 | PCB PLUG-IN CONNECTOR MALE HEADER FLANGE THT SOLDER CONNECTION 3.81 MM N OF POLES: 13 180° SOLDER PIN LENGTH (L): 3.2 MM TINNED ORANGE BOX | 0
21402 | 1943300000 | PCB PLUG-IN CONNECTOR MALE HEADER FLANGE THT SOLDER CONNECTION 3.81 MM N OF POLES: 14 180° SOLDER PIN LENGTH (L): 3.2 MM TINNED ORANGE BOX | 0
21403 | 1943310000 | PCB PLUG-IN CONNECTOR MALE HEADER FLANGE THT SOLDER CONNECTION 3.81 MM N OF POLES: 15 180° SOLDER PIN LENGTH (L): 3.2 MM TINNED ORANGE BOX | 0
21404 | 1943320000 | PCB PLUG-IN CONNECTOR MALE HEADER FLANGE THT SOLDER CONNECTION 3.81 MM N OF POLES: 16 180° SOLDER PIN LENGTH (L): 3.2 MM TINNED ORANGE BOX | 0
21405 | 1943330000 | PCB PLUG-IN CONNECTOR MALE HEADER FLANGE THT SOLDER CONNECTION 3.81 MM N OF POLES: 17 180° SOLDER PIN LENGTH (L): 3.2 MM TINNED ORANGE BOX | 0
21406 | 1943340000 | PCB PLUG-IN CONNECTOR MALE HEADER FLANGE THT SOLDER CONNECTION 3.81 MM N OF POLES: 18 180° SOLDER PIN LENGTH (L): 3.2 MM TINNED ORANGE BOX | 0
21407 | 1943350000 | PCB PLUG-IN CONNECTOR MALE HEADER FLANGE THT SOLDER CONNECTION 3.81 MM N OF POLES: 19 180° SOLDER PIN LENGTH (L): 3.2 MM TINNED ORANGE BOX | 0
21408 | 1943360000 | PCB PLUG-IN CONNECTOR MALE HEADER FLANGE THT SOLDER CONNECTION 3.81 MM N OF POLES: 20 180° SOLDER PIN LENGTH (L): 3.2 MM TINNED ORANGE BOX | 0
21409 | 1943390000 | PCB PLUG-IN CONNECTOR MALE HEADER FLANGE THT SOLDER CONNECTION 3.81 MM N OF POLES: 11 180° SOLDER PIN LENGTH (L): 3.2 MM TINNED PALE GREEN BOX | 0
21410 | 1952240000 | PRINTED CIRCUIT BOARD TERMINALS 7.50 MM N OF POLES: 2 135° SOLDER PIN LENGTH (L): 3.5 MM TINNED TENSION-CLAMP CONNECTION CLAMPING RANGE MAX. : 2.5 MM² BOX | 1
21411 | 1952250000 | PRINTED CIRCUIT BOARD TERMINALS 7.50 MM N OF POLES: 3 135° SOLDER PIN LENGTH (L): 3.5 MM TINNED TENSION-CLAMP CONNECTION CLAMPING RANGE MAX. : 2.5 MM² BOX | 1
21412 | 1952260000 | PRINTED CIRCUIT BOARD TERMINALS 7.50 MM N OF POLES: 4 135° SOLDER PIN LENGTH (L): 3.5 MM TINNED TENSION-CLAMP CONNECTION CLAMPING RANGE MAX. : 2.5 MM² BOX | 1
21413 | 1952270000 | PRINTED CIRCUIT BOARD TERMINALS 7.50 MM N OF POLES: 5 135° SOLDER PIN LENGTH (L): 3.5 MM TINNED TENSION-CLAMP CONNECTION CLAMPING RANGE MAX. : 2.5 MM² BOX | 1
21414 | 1952280000 | PRINTED CIRCUIT BOARD TERMINALS 7.50 MM N OF POLES: 6 135° SOLDER PIN LENGTH (L): 3.5 MM TINNED TENSION-CLAMP CONNECTION CLAMPING RANGE MAX. : 2.5 MM² BOX | 1
21415 | 1952320000 | PRINTED CIRCUIT BOARD TERMINALS 7.50 MM N OF POLES: 10 135° SOLDER PIN LENGTH (L): 3.5 MM TINNED TENSION-CLAMP CONNECTION CLAMPING RANGE MAX. : 2.5 MM² BOX | 1
21416 | 1952570000 | PRINTED CIRCUIT BOARD TERMINALS 7.50 MM N OF POLES: 2 135° SOLDER PIN LENGTH (L): 3.5 MM TINNED ORANGE TENSION-CLAMP CONNECTION CLAMPING RANGE MAX. : 2.5 MM² BOX | 1
21417 | 1952580000 | PRINTED CIRCUIT BOARD TERMINALS 7.50 MM N OF POLES: 3 135° SOLDER PIN LENGTH (L): 3.5 MM TINNED ORANGE TENSION-CLAMP CONNECTION CLAMPING RANGE MAX. : 2.5 MM² BOX | 1
21418 | 1952590000 | PRINTED CIRCUIT BOARD TERMINALS 7.50 MM N OF POLES: 4 135° SOLDER PIN LENGTH (L): 3.5 MM TINNED ORANGE TENSION-CLAMP CONNECTION CLAMPING RANGE MAX. : 2.5 MM² BOX | 1
21419 | 1952600000 | PRINTED CIRCUIT BOARD TERMINALS 7.50 MM N OF POLES: 5 135° SOLDER PIN LENGTH (L): 3.5 MM TINNED ORANGE TENSION-CLAMP CONNECTION CLAMPING RANGE MAX. : 2.5 MM² BOX | 1
21420 | 1952610000 | PRINTED CIRCUIT BOARD TERMINALS 7.50 MM N OF POLES: 6 135° SOLDER PIN LENGTH (L): 3.5 MM TINNED ORANGE TENSION-CLAMP CONNECTION CLAMPING RANGE MAX. : 2.5 MM² BOX | 1
21421 | 1952620000 | PRINTED CIRCUIT BOARD TERMINALS 7.50 MM N OF POLES: 7 135° SOLDER PIN LENGTH (L): 3.5 MM TINNED ORANGE TENSION-CLAMP CONNECTION CLAMPING RANGE MAX. : 2.5 MM² BOX | 1
21422 | 1952630000 | PRINTED CIRCUIT BOARD TERMINALS 7.50 MM N OF POLES: 8 135° SOLDER PIN LENGTH (L): 3.5 MM TINNED ORANGE TENSION-CLAMP CONNECTION CLAMPING RANGE MAX. : 2.5 MM² BOX | 1
21423 | 1952640000 | PRINTED CIRCUIT BOARD TERMINALS 7.50 MM N OF POLES: 9 135° SOLDER PIN LENGTH (L): 3.5 MM TINNED ORANGE TENSION-CLAMP CONNECTION CLAMPING RANGE MAX. : 2.5 MM² BOX | 1
21424 | 1952650000 | PRINTED CIRCUIT BOARD TERMINALS 7.50 MM N OF POLES: 10 135° SOLDER PIN LENGTH (L): 3.5 MM TINNED ORANGE TENSION-CLAMP CONNECTION CLAMPING RANGE MAX. : 2.5 MM² BOX | 1
21425 | 1952660000 | PRINTED CIRCUIT BOARD TERMINALS 7.50 MM N OF POLES: 11 135° SOLDER PIN LENGTH (L): 3.5 MM TINNED ORANGE TENSION-CLAMP CONNECTION CLAMPING RANGE MAX. : 2.5 MM² BOX | 1
21426 | 1952670000 | PRINTED CIRCUIT BOARD TERMINALS 7.50 MM N OF POLES: 12 135° SOLDER PIN LENGTH (L): 3.5 MM TINNED ORANGE TENSION-CLAMP CONNECTION CLAMPING RANGE MAX. : 2.5 MM² BOX | 1
21427 | 1952680000 | PRINTED CIRCUIT BOARD TERMINALS 7.50 MM N OF POLES: 2 135° SOLDER PIN LENGTH (L): 3.5 MM TINNED TENSION CLAMP CONNECTION WITH ACTUATOR CLAMPING RANGE MAX. : 2.5 MM² BOX | 1
21428 | 1952690000 | PRINTED CIRCUIT BOARD TERMINALS 7.50 MM N OF POLES: 3 135° SOLDER PIN LENGTH (L): 3.5 MM TINNED TENSION CLAMP CONNECTION WITH ACTUATOR CLAMPING RANGE MAX. : 2.5 MM² BOX | 1
21429 | 1952700000 | PRINTED CIRCUIT BOARD TERMINALS 7.50 MM N OF POLES: 4 135° SOLDER PIN LENGTH (L): 3.5 MM TINNED TENSION CLAMP CONNECTION WITH ACTUATOR CLAMPING RANGE MAX. : 2.5 MM² BOX | 1
21430 | 1952710000 | PRINTED CIRCUIT BOARD TERMINALS 7.50 MM N OF POLES: 5 135° SOLDER PIN LENGTH (L): 3.5 MM TINNED TENSION CLAMP CONNECTION WITH ACTUATOR CLAMPING RANGE MAX. : 2.5 MM² BOX | 1
21431 | 1952720000 | PRINTED CIRCUIT BOARD TERMINALS 7.50 MM N OF POLES: 6 135° SOLDER PIN LENGTH (L): 3.5 MM TINNED TENSION CLAMP CONNECTION WITH ACTUATOR CLAMPING RANGE MAX. : 2.5 MM² BOX | 1
21432 | 1952730000 | PRINTED CIRCUIT BOARD TERMINALS 7.50 MM N OF POLES: 7 135° SOLDER PIN LENGTH (L): 3.5 MM TINNED TENSION CLAMP CONNECTION WITH ACTUATOR CLAMPING RANGE MAX. : 2.5 MM² BOX | 1
21433 | 1952740000 | PRINTED CIRCUIT BOARD TERMINALS 7.50 MM N OF POLES: 8 135° SOLDER PIN LENGTH (L): 3.5 MM TINNED TENSION CLAMP CONNECTION WITH ACTUATOR CLAMPING RANGE MAX. : 2.5 MM² BOX | 1
21434 | 1952760000 | PRINTED CIRCUIT BOARD TERMINALS 7.50 MM N OF POLES: 10 135° SOLDER PIN LENGTH (L): 3.5 MM TINNED TENSION CLAMP CONNECTION WITH ACTUATOR CLAMPING RANGE MAX. : 2.5 MM² BOX | 1
21435 | 1953010000 | PRINTED CIRCUIT BOARD TERMINALS 7.50 MM N OF POLES: 2 135° SOLDER PIN LENGTH (L): 3.5 MM TINNED ORANGE TENSION CLAMP CONNECTION WITH ACTUATOR CLAMPING RANGE MAX. : 2.5 MM² BOX | 1
21436 | 1953020000 | PRINTED CIRCUIT BOARD TERMINALS 7.50 MM N OF POLES: 3 135° SOLDER PIN LENGTH (L): 3.5 MM TINNED ORANGE TENSION CLAMP CONNECTION WITH ACTUATOR CLAMPING RANGE MAX. : 2.5 MM² BOX | 1
21437 | 1953030000 | PRINTED CIRCUIT BOARD TERMINALS 7.50 MM N OF POLES: 4 135° SOLDER PIN LENGTH (L): 3.5 MM TINNED ORANGE TENSION CLAMP CONNECTION WITH ACTUATOR CLAMPING RANGE MAX. : 2.5 MM² BOX | 1
21438 | 1953040000 | PRINTED CIRCUIT BOARD TERMINALS 7.50 MM N OF POLES: 5 135° SOLDER PIN LENGTH (L): 3.5 MM TINNED ORANGE TENSION CLAMP CONNECTION WITH ACTUATOR CLAMPING RANGE MAX. : 2.5 MM² BOX | 1
21439 | 1953050000 | PRINTED CIRCUIT BOARD TERMINALS 7.50 MM N OF POLES: 6 135° SOLDER PIN LENGTH (L): 3.5 MM TINNED ORANGE TENSION CLAMP CONNECTION WITH ACTUATOR CLAMPING RANGE MAX. : 2.5 MM² BOX | 1
21440 | 1953060000 | PRINTED CIRCUIT BOARD TERMINALS 7.50 MM N OF POLES: 7 135° SOLDER PIN LENGTH (L): 3.5 MM TINNED ORANGE TENSION CLAMP CONNECTION WITH ACTUATOR CLAMPING RANGE MAX. : 2.5 MM² BOX | 1
21441 | 1953070000 | PRINTED CIRCUIT BOARD TERMINALS 7.50 MM N OF POLES: 8 135° SOLDER PIN LENGTH (L): 3.5 MM TINNED ORANGE TENSION CLAMP CONNECTION WITH ACTUATOR CLAMPING RANGE MAX. : 2.5 MM² BOX | 1
21442 | 1953080000 | PRINTED CIRCUIT BOARD TERMINALS 7.50 MM N OF POLES: 9 135° SOLDER PIN LENGTH (L): 3.5 MM TINNED ORANGE TENSION CLAMP CONNECTION WITH ACTUATOR CLAMPING RANGE MAX. : 2.5 MM² BOX | 1
21443 | 1953090000 | PRINTED CIRCUIT BOARD TERMINALS 7.50 MM N OF POLES: 10 135° SOLDER PIN LENGTH (L): 3.5 MM TINNED ORANGE TENSION CLAMP CONNECTION WITH ACTUATOR CLAMPING RANGE MAX. : 2.5 MM² BOX | 1
21444 | 1953100000 | PRINTED CIRCUIT BOARD TERMINALS 7.50 MM N OF POLES: 11 135° SOLDER PIN LENGTH (L): 3.5 MM TINNED ORANGE TENSION CLAMP CONNECTION WITH ACTUATOR CLAMPING RANGE MAX. : 2.5 MM² BOX | 1
21445 | 1953110000 | PRINTED CIRCUIT BOARD TERMINALS 7.50 MM N OF POLES: 12 135° SOLDER PIN LENGTH (L): 3.5 MM TINNED ORANGE TENSION CLAMP CONNECTION WITH ACTUATOR CLAMPING RANGE MAX. : 2.5 MM² BOX | 1
21446 | 1953120000 | PRINTED CIRCUIT BOARD TERMINALS 10.00 MM N OF POLES: 2 135° SOLDER PIN LENGTH (L): 3.5 MM TINNED TENSION-CLAMP CONNECTION CLAMPING RANGE MAX. : 2.5 MM² BOX | 1
21447 | 1953130000 | PRINTED CIRCUIT BOARD TERMINALS 10.00 MM N OF POLES: 3 135° SOLDER PIN LENGTH (L): 3.5 MM TINNED TENSION-CLAMP CONNECTION CLAMPING RANGE MAX. : 2.5 MM² BOX | 1
21448 | 1953140000 | PRINTED CIRCUIT BOARD TERMINALS 10.00 MM N OF POLES: 4 135° SOLDER PIN LENGTH (L): 3.5 MM TINNED TENSION-CLAMP CONNECTION CLAMPING RANGE MAX. : 2.5 MM² BOX | 1
21449 | 1953150000 | PRINTED CIRCUIT BOARD TERMINALS 10.00 MM N OF POLES: 5 135° SOLDER PIN LENGTH (L): 3.5 MM TINNED TENSION-CLAMP CONNECTION CLAMPING RANGE MAX. : 2.5 MM² BOX | 1
21450 | 1953160000 | PRINTED CIRCUIT BOARD TERMINALS 10.00 MM N OF POLES: 6 135° SOLDER PIN LENGTH (L): 3.5 MM TINNED TENSION-CLAMP CONNECTION CLAMPING RANGE MAX. : 2.5 MM² BOX | 1
21451 | 1953200000 | PRINTED CIRCUIT BOARD TERMINALS 10.00 MM N OF POLES: 10 135° SOLDER PIN LENGTH (L): 3.5 MM TINNED TENSION-CLAMP CONNECTION CLAMPING RANGE MAX. : 2.5 MM² BOX | 1
21452 | 1953470000 | PRINTED CIRCUIT BOARD TERMINALS 10.00 MM N OF POLES: 2 135° SOLDER PIN LENGTH (L): 3.5 MM TINNED ORANGE TENSION-CLAMP CONNECTION CLAMPING RANGE MAX. : 2.5 MM² BOX | 1
21453 | 1953480000 | PRINTED CIRCUIT BOARD TERMINALS 10.00 MM N OF POLES: 3 135° SOLDER PIN LENGTH (L): 3.5 MM TINNED ORANGE TENSION-CLAMP CONNECTION CLAMPING RANGE MAX. : 2.5 MM² BOX | 1
21454 | 1953490000 | PRINTED CIRCUIT BOARD TERMINALS 10.00 MM N OF POLES: 4 135° SOLDER PIN LENGTH (L): 3.5 MM TINNED ORANGE TENSION-CLAMP CONNECTION CLAMPING RANGE MAX. : 2.5 MM² BOX | 1
21455 | 1953500000 | PRINTED CIRCUIT BOARD TERMINALS 10.00 MM N OF POLES: 5 135° SOLDER PIN LENGTH (L): 3.5 MM TINNED ORANGE TENSION-CLAMP CONNECTION CLAMPING RANGE MAX. : 2.5 MM² BOX | 1
21456 | 1953510000 | PRINTED CIRCUIT BOARD TERMINALS 10.00 MM N OF POLES: 6 135° SOLDER PIN LENGTH (L): 3.5 MM TINNED ORANGE TENSION-CLAMP CONNECTION CLAMPING RANGE MAX. : 2.5 MM² BOX | 1
21457 | 1953520000 | PRINTED CIRCUIT BOARD TERMINALS 10.00 MM N OF POLES: 7 135° SOLDER PIN LENGTH (L): 3.5 MM TINNED ORANGE TENSION-CLAMP CONNECTION CLAMPING RANGE MAX. : 2.5 MM² BOX | 1
21458 | 1953530000 | PRINTED CIRCUIT BOARD TERMINALS 10.00 MM N OF POLES: 8 135° SOLDER PIN LENGTH (L): 3.5 MM TINNED ORANGE TENSION-CLAMP CONNECTION CLAMPING RANGE MAX. : 2.5 MM² BOX | 1
21459 | 1953540000 | PRINTED CIRCUIT BOARD TERMINALS 10.00 MM N OF POLES: 9 135° SOLDER PIN LENGTH (L): 3.5 MM TINNED ORANGE TENSION-CLAMP CONNECTION CLAMPING RANGE MAX. : 2.5 MM² BOX | 1
21460 | 1953550000 | PRINTED CIRCUIT BOARD TERMINALS 10.00 MM N OF POLES: 10 135° SOLDER PIN LENGTH (L): 3.5 MM TINNED ORANGE TENSION-CLAMP CONNECTION CLAMPING RANGE MAX. : 2.5 MM² BOX | 1
21461 | 1953560000 | PRINTED CIRCUIT BOARD TERMINALS 10.00 MM N OF POLES: 11 135° SOLDER PIN LENGTH (L): 3.5 MM TINNED ORANGE TENSION-CLAMP CONNECTION CLAMPING RANGE MAX. : 2.5 MM² BOX | 1
21462 | 1953570000 | PRINTED CIRCUIT BOARD TERMINALS 10.00 MM N OF POLES: 12 135° SOLDER PIN LENGTH (L): 3.5 MM TINNED ORANGE TENSION-CLAMP CONNECTION CLAMPING RANGE MAX. : 2.5 MM² BOX | 1
21463 | 1953580000 | PRINTED CIRCUIT BOARD TERMINALS 10.00 MM N OF POLES: 2 135° SOLDER PIN LENGTH (L): 3.5 MM TINNED TENSION CLAMP CONNECTION WITH ACTUATOR CLAMPING RANGE MAX. : 2.5 MM² BOX | 1
21464 | 1953590000 | PRINTED CIRCUIT BOARD TERMINALS 10.00 MM N OF POLES: 3 135° SOLDER PIN LENGTH (L): 3.5 MM TINNED TENSION CLAMP CONNECTION WITH ACTUATOR CLAMPING RANGE MAX. : 2.5 MM² BOX | 1
21465 | 1953600000 | PRINTED CIRCUIT BOARD TERMINALS 10.00 MM N OF POLES: 4 135° SOLDER PIN LENGTH (L): 3.5 MM TINNED TENSION CLAMP CONNECTION WITH ACTUATOR CLAMPING RANGE MAX. : 2.5 MM² BOX | 1
21466 | 1953620000 | PRINTED CIRCUIT BOARD TERMINALS 10.00 MM N OF POLES: 6 135° SOLDER PIN LENGTH (L): 3.5 MM TINNED TENSION CLAMP CONNECTION WITH ACTUATOR CLAMPING RANGE MAX. : 2.5 MM² BOX | 1
21467 | 1953630000 | PRINTED CIRCUIT BOARD TERMINALS 10.00 MM N OF POLES: 7 135° SOLDER PIN LENGTH (L): 3.5 MM TINNED TENSION CLAMP CONNECTION WITH ACTUATOR CLAMPING RANGE MAX. : 2.5 MM² BOX | 1
21468 | 1953930000 | PRINTED CIRCUIT BOARD TERMINALS 10.00 MM N OF POLES: 2 135° SOLDER PIN LENGTH (L): 3.5 MM TINNED ORANGE TENSION CLAMP CONNECTION WITH ACTUATOR CLAMPING RANGE MAX. : 2.5 MM² BOX | 1
21469 | 1953940000 | PRINTED CIRCUIT BOARD TERMINALS 10.00 MM N OF POLES: 3 135° SOLDER PIN LENGTH (L): 3.5 MM TINNED ORANGE TENSION CLAMP CONNECTION WITH ACTUATOR CLAMPING RANGE MAX. : 2.5 MM² BOX | 1
21470 | 1953950000 | PRINTED CIRCUIT BOARD TERMINALS 10.00 MM N OF POLES: 4 135° SOLDER PIN LENGTH (L): 3.5 MM TINNED ORANGE TENSION CLAMP CONNECTION WITH ACTUATOR CLAMPING RANGE MAX. : 2.5 MM² BOX | 1
21471 | 1953960000 | PRINTED CIRCUIT BOARD TERMINALS 10.00 MM N OF POLES: 5 135° SOLDER PIN LENGTH (L): 3.5 MM TINNED ORANGE TENSION CLAMP CONNECTION WITH ACTUATOR CLAMPING RANGE MAX. : 2.5 MM² BOX | 1
21472 | 1953970000 | PRINTED CIRCUIT BOARD TERMINALS 10.00 MM N OF POLES: 6 135° SOLDER PIN LENGTH (L): 3.5 MM TINNED ORANGE TENSION CLAMP CONNECTION WITH ACTUATOR CLAMPING RANGE MAX. : 2.5 MM² BOX | 1
21473 | 1953980000 | PRINTED CIRCUIT BOARD TERMINALS 10.00 MM N OF POLES: 7 135° SOLDER PIN LENGTH (L): 3.5 MM TINNED ORANGE TENSION CLAMP CONNECTION WITH ACTUATOR CLAMPING RANGE MAX. : 2.5 MM² BOX | 1
21474 | 1953990000 | PRINTED CIRCUIT BOARD TERMINALS 10.00 MM N OF POLES: 8 135° SOLDER PIN LENGTH (L): 3.5 MM TINNED ORANGE TENSION CLAMP CONNECTION WITH ACTUATOR CLAMPING RANGE MAX. : 2.5 MM² BOX | 1
21475 | 1954000000 | PRINTED CIRCUIT BOARD TERMINALS 10.00 MM N OF POLES: 9 135° SOLDER PIN LENGTH (L): 3.5 MM TINNED ORANGE TENSION CLAMP CONNECTION WITH ACTUATOR CLAMPING RANGE MAX. : 2.5 MM² BOX | 1
21476 | 1954010000 | PRINTED CIRCUIT BOARD TERMINALS 10.00 MM N OF POLES: 10 135° SOLDER PIN LENGTH (L): 3.5 MM TINNED ORANGE TENSION CLAMP CONNECTION WITH ACTUATOR CLAMPING RANGE MAX. : 2.5 MM² BOX | 1
21477 | 1954020000 | PRINTED CIRCUIT BOARD TERMINALS 10.00 MM N OF POLES: 11 135° SOLDER PIN LENGTH (L): 3.5 MM TINNED ORANGE TENSION CLAMP CONNECTION WITH ACTUATOR CLAMPING RANGE MAX. : 2.5 MM² BOX | 1
21478 | 1954030000 | PRINTED CIRCUIT BOARD TERMINALS 10.00 MM N OF POLES: 12 135° SOLDER PIN LENGTH (L): 3.5 MM TINNED ORANGE TENSION CLAMP CONNECTION WITH ACTUATOR CLAMPING RANGE MAX. : 2.5 MM² BOX | 1
21479 | 1957720000 | PRINTED CIRCUIT BOARD TERMINALS 5.00 MM N OF POLES: 13 135° SOLDER PIN LENGTH (L): 3.5 MM TINNED TENSION CLAMP CONNECTION WITH ACTUATOR CLAMPING RANGE MAX. : 2.5 MM² BOX | 1
21480 | 1957730000 | PRINTED CIRCUIT BOARD TERMINALS 5.00 MM N OF POLES: 14 135° SOLDER PIN LENGTH (L): 3.5 MM TINNED TENSION CLAMP CONNECTION WITH ACTUATOR CLAMPING RANGE MAX. : 2.5 MM² BOX | 1
21481 | 1957740000 | PRINTED CIRCUIT BOARD TERMINALS 5.00 MM N OF POLES: 15 135° SOLDER PIN LENGTH (L): 3.5 MM TINNED TENSION CLAMP CONNECTION WITH ACTUATOR CLAMPING RANGE MAX. : 2.5 MM² BOX | 1
21482 | 1957750000 | PRINTED CIRCUIT BOARD TERMINALS 5.00 MM N OF POLES: 16 135° SOLDER PIN LENGTH (L): 3.5 MM TINNED TENSION CLAMP CONNECTION WITH ACTUATOR CLAMPING RANGE MAX. : 2.5 MM² BOX | 1
21483 | 1957770000 | PRINTED CIRCUIT BOARD TERMINALS 5.00 MM N OF POLES: 18 135° SOLDER PIN LENGTH (L): 3.5 MM TINNED TENSION CLAMP CONNECTION WITH ACTUATOR CLAMPING RANGE MAX. : 2.5 MM² BOX | 1
21484 | 1957790000 | PRINTED CIRCUIT BOARD TERMINALS 5.00 MM N OF POLES: 19 135° SOLDER PIN LENGTH (L): 3.5 MM TINNED TENSION CLAMP CONNECTION WITH ACTUATOR CLAMPING RANGE MAX. : 2.5 MM² BOX | 1
21485 | 1957890000 | PRINTED CIRCUIT BOARD TERMINALS 5.00 MM N OF POLES: 24 135° SOLDER PIN LENGTH (L): 3.5 MM TINNED TENSION CLAMP CONNECTION WITH ACTUATOR CLAMPING RANGE MAX. : 2.5 MM² BOX | 1
21486 | 1969780000 | PCB PLUG-IN CONNECTOR MALE PLUG 3.81 MM N OF POLES: 4 180° CLAMPING YOKE CONNECTION CLAMPING RANGE MAX. : 1.5 MM² BOX | 1
21487 | 1969800000 | PCB PLUG-IN CONNECTOR MALE PLUG 3.81 MM N OF POLES: 5 180° CLAMPING YOKE CONNECTION CLAMPING RANGE MAX. : 1.5 MM² BOX | 1
21488 | 1969860000 | PCB PLUG-IN CONNECTOR MALE PLUG 3.81 MM N OF POLES: 10 180° CLAMPING YOKE CONNECTION CLAMPING RANGE MAX. : 1.5 MM² BOX | 1
21489 | 1970260000 | PCB PLUG-IN CONNECTOR MALE PLUG 3.81 MM N OF POLES: 2 180° CLAMPING YOKE CONNECTION CLAMPING RANGE MAX. : 1.5 MM² BOX | 1
21490 | 1970270000 | PCB PLUG-IN CONNECTOR MALE PLUG 3.81 MM N OF POLES: 3 180° CLAMPING YOKE CONNECTION CLAMPING RANGE MAX. : 1.5 MM² BOX | 1
21491 | 1970300000 | PCB PLUG-IN CONNECTOR FEMALE PLUG 3.81 MM N OF POLES: 2 180° PUSH IN WITH ACTUATOR TENSION-CLAMP CONNECTION CLAMPING RANGE MAX. : 1.5 MM² BOX | 1
21492 | 1970310000 | PCB PLUG-IN CONNECTOR MALE PLUG 3.81 MM N OF POLES: 4 180° CLAMPING YOKE CONNECTION CLAMPING RANGE MAX. : 1.5 MM² BOX | 1
21493 | 1970320000 | PCB PLUG-IN CONNECTOR MALE PLUG 3.81 MM N OF POLES: 5 180° CLAMPING YOKE CONNECTION CLAMPING RANGE MAX. : 1.5 MM² BOX | 1
21494 | 1970330000 | PCB PLUG-IN CONNECTOR FEMALE PLUG 3.81 MM N OF POLES: 3 180° PUSH IN WITH ACTUATOR TENSION-CLAMP CONNECTION CLAMPING RANGE MAX. : 1.5 MM² BOX | 1
21495 | 1970340000 | PCB PLUG-IN CONNECTOR MALE PLUG 3.81 MM N OF POLES: 6 180° CLAMPING YOKE CONNECTION CLAMPING RANGE MAX. : 1.5 MM² BOX | 1
21496 | 1970350000 | PCB PLUG-IN CONNECTOR MALE PLUG 3.81 MM N OF POLES: 7 180° CLAMPING YOKE CONNECTION CLAMPING RANGE MAX. : 1.5 MM² BOX | 1
21497 | 1970360000 | PCB PLUG-IN CONNECTOR MALE PLUG 3.81 MM N OF POLES: 8 180° CLAMPING YOKE CONNECTION CLAMPING RANGE MAX. : 1.5 MM² BOX | 1
21498 | 1970370000 | PCB PLUG-IN CONNECTOR FEMALE PLUG 3.81 MM N OF POLES: 4 180° PUSH IN WITH ACTUATOR TENSION-CLAMP CONNECTION CLAMPING RANGE MAX. : 1.5 MM² BOX | 1
21499 | 1970380000 | PCB PLUG-IN CONNECTOR FEMALE PLUG 3.81 MM N OF POLES: 5 180° PUSH IN WITH ACTUATOR TENSION-CLAMP CONNECTION CLAMPING RANGE MAX. : 1.5 MM² BOX | 1
21500 | 1970390000 | PCB PLUG-IN CONNECTOR MALE PLUG 3.81 MM N OF POLES: 9 180° CLAMPING YOKE CONNECTION CLAMPING RANGE MAX. : 1.5 MM² BOX | 1
21501 | 1970400000 | PCB PLUG-IN CONNECTOR FEMALE PLUG 3.81 MM N OF POLES: 6 180° PUSH IN WITH ACTUATOR TENSION-CLAMP CONNECTION CLAMPING RANGE MAX. : 1.5 MM² BOX | 1
21502 | 1970410000 | PCB PLUG-IN CONNECTOR MALE PLUG 3.81 MM N OF POLES: 10 180° CLAMPING YOKE CONNECTION CLAMPING RANGE MAX. : 1.5 MM² BOX | 1
21503 | 1970420000 | PCB PLUG-IN CONNECTOR MALE PLUG 3.81 MM N OF POLES: 11 180° CLAMPING YOKE CONNECTION CLAMPING RANGE MAX. : 1.5 MM² BOX | 1
21504 | 1970430000 | PCB PLUG-IN CONNECTOR MALE PLUG 3.81 MM N OF POLES: 12 180° CLAMPING YOKE CONNECTION CLAMPING RANGE MAX. : 1.5 MM² BOX | 1
21505 | 1970440000 | PCB PLUG-IN CONNECTOR FEMALE PLUG 3.81 MM N OF POLES: 7 180° PUSH IN WITH ACTUATOR TENSION-CLAMP CONNECTION CLAMPING RANGE MAX. : 1.5 MM² BOX | 1
21506 | 1970550000 | PCB PLUG-IN CONNECTOR FEMALE PLUG 3.81 MM N OF POLES: 8 180° PUSH IN WITH ACTUATOR TENSION-CLAMP CONNECTION CLAMPING RANGE MAX. : 1.5 MM² BOX | 1
21507 | 1970570000 | PCB PLUG-IN CONNECTOR FEMALE PLUG 3.81 MM N OF POLES: 9 180° PUSH IN WITH ACTUATOR TENSION-CLAMP CONNECTION CLAMPING RANGE MAX. : 1.5 MM² BOX | 1
21508 | 1970580000 | PCB PLUG-IN CONNECTOR FEMALE PLUG 3.81 MM N OF POLES: 10 180° PUSH IN WITH ACTUATOR TENSION-CLAMP CONNECTION CLAMPING RANGE MAX. : 1.5 MM² BOX | 1
21509 | 1970620000 | PCB PLUG-IN CONNECTOR FEMALE PLUG 3.81 MM N OF POLES: 11 180° PUSH IN WITH ACTUATOR TENSION-CLAMP CONNECTION CLAMPING RANGE MAX. : 1.5 MM² BOX | 1
21510 | 1970650000 | PCB PLUG-IN CONNECTOR FEMALE PLUG 3.81 MM N OF POLES: 12 180° PUSH IN WITH ACTUATOR TENSION-CLAMP CONNECTION CLAMPING RANGE MAX. : 1.5 MM² BOX | 1
21511 | 1970690000 | PCB PLUG-IN CONNECTOR FEMALE PLUG 3.81 MM N OF POLES: 13 180° PUSH IN WITH ACTUATOR TENSION-CLAMP CONNECTION CLAMPING RANGE MAX. : 1.5 MM² BOX | 1
21512 | 1970730000 | PCB PLUG-IN CONNECTOR FEMALE PLUG 3.81 MM N OF POLES: 14 180° PUSH IN WITH ACTUATOR TENSION-CLAMP CONNECTION CLAMPING RANGE MAX. : 1.5 MM² BOX | 1
21513 | 1970750000 | PCB PLUG-IN CONNECTOR FEMALE PLUG 3.81 MM N OF POLES: 15 180° PUSH IN WITH ACTUATOR TENSION-CLAMP CONNECTION CLAMPING RANGE MAX. : 1.5 MM² BOX | 1
21514 | 1970820000 | PCB PLUG-IN CONNECTOR FEMALE PLUG 3.81 MM N OF POLES: 16 180° PUSH IN WITH ACTUATOR TENSION-CLAMP CONNECTION CLAMPING RANGE MAX. : 1.5 MM² BOX | 1
21515 | 1970850000 | PCB PLUG-IN CONNECTOR FEMALE PLUG 3.81 MM N OF POLES: 17 180° PUSH IN WITH ACTUATOR TENSION-CLAMP CONNECTION CLAMPING RANGE MAX. : 1.5 MM² BOX | 1
21516 | 1970890000 | PCB PLUG-IN CONNECTOR FEMALE PLUG 3.81 MM N OF POLES: 18 180° PUSH IN WITH ACTUATOR TENSION-CLAMP CONNECTION CLAMPING RANGE MAX. : 1.5 MM² BOX | 1
21517 | 1970910000 | PCB PLUG-IN CONNECTOR MALE PLUG 3.81 MM N OF POLES: 2 180° CLAMPING YOKE CONNECTION CLAMPING RANGE MAX. : 1.5 MM² BOX | 1
21518 | 1970920000 | PCB PLUG-IN CONNECTOR MALE PLUG 3.81 MM N OF POLES: 3 180° CLAMPING YOKE CONNECTION CLAMPING RANGE MAX. : 1.5 MM² BOX | 1
21519 | 1970930000 | PCB PLUG-IN CONNECTOR MALE PLUG 3.81 MM N OF POLES: 4 180° CLAMPING YOKE CONNECTION CLAMPING RANGE MAX. : 1.5 MM² BOX | 1
21520 | 1970940000 | PCB PLUG-IN CONNECTOR MALE PLUG 3.81 MM N OF POLES: 5 180° CLAMPING YOKE CONNECTION CLAMPING RANGE MAX. : 1.5 MM² BOX | 1
21521 | 1970960000 | PCB PLUG-IN CONNECTOR MALE PLUG 3.81 MM N OF POLES: 6 180° CLAMPING YOKE CONNECTION CLAMPING RANGE MAX. : 1.5 MM² BOX | 1
21522 | 1970970000 | PCB PLUG-IN CONNECTOR MALE PLUG 3.81 MM N OF POLES: 7 180° CLAMPING YOKE CONNECTION CLAMPING RANGE MAX. : 1.5 MM² BOX | 1
21523 | 1970980000 | PCB PLUG-IN CONNECTOR MALE PLUG 3.81 MM N OF POLES: 8 180° CLAMPING YOKE CONNECTION CLAMPING RANGE MAX. : 1.5 MM² BOX | 1
21524 | 1970990000 | PCB PLUG-IN CONNECTOR MALE PLUG 3.81 MM N OF POLES: 9 180° CLAMPING YOKE CONNECTION CLAMPING RANGE MAX. : 1.5 MM² BOX | 1
21525 | 1971000000 | PCB PLUG-IN CONNECTOR MALE PLUG 3.81 MM N OF POLES: 10 180° CLAMPING YOKE CONNECTION CLAMPING RANGE MAX. : 1.5 MM² BOX | 1
21526 | 1971010000 | PCB PLUG-IN CONNECTOR MALE PLUG 3.81 MM N OF POLES: 11 180° CLAMPING YOKE CONNECTION CLAMPING RANGE MAX. : 1.5 MM² BOX | 1
21527 | 1971020000 | PCB PLUG-IN CONNECTOR MALE PLUG 3.81 MM N OF POLES: 12 180° CLAMPING YOKE CONNECTION CLAMPING RANGE MAX. : 1.5 MM² BOX | 1
21528 | 1971100000 | PCB PLUG-IN CONNECTOR FEMALE PLUG 3.81 MM N OF POLES: 3 180° PUSH IN WITH ACTUATOR TENSION-CLAMP CONNECTION CLAMPING RANGE MAX. : 1.5 MM² BOX | 1
21529 | 1971130000 | PCB PLUG-IN CONNECTOR FEMALE PLUG 3.81 MM N OF POLES: 4 180° PUSH IN WITH ACTUATOR TENSION-CLAMP CONNECTION CLAMPING RANGE MAX. : 1.5 MM² BOX | 1
21530 | 1971150000 | PCB PLUG-IN CONNECTOR FEMALE PLUG 3.81 MM N OF POLES: 5 180° PUSH IN WITH ACTUATOR TENSION-CLAMP CONNECTION CLAMPING RANGE MAX. : 1.5 MM² BOX | 1
21531 | 1972790000 | PCB PLUG-IN CONNECTOR MALE HEADER CLOSED SIDE THT SOLDER CONNECTION 3.81 MM N OF POLES: 4 90° SOLDER PIN LENGTH (L): 3.2 MM TINNED ORANGE BOX | 0
21532 | 1972800000 | PCB PLUG-IN CONNECTOR MALE HEADER CLOSED SIDE THT SOLDER CONNECTION 3.81 MM N OF POLES: 6 90° SOLDER PIN LENGTH (L): 3.2 MM TINNED ORANGE BOX | 0
21533 | 1972810000 | PCB PLUG-IN CONNECTOR MALE HEADER CLOSED SIDE THT SOLDER CONNECTION 3.81 MM N OF POLES: 8 90° SOLDER PIN LENGTH (L): 3.2 MM TINNED ORANGE BOX | 0
21534 | 1972820000 | PCB PLUG-IN CONNECTOR MALE HEADER CLOSED SIDE THT SOLDER CONNECTION 3.81 MM N OF POLES: 10 90° SOLDER PIN LENGTH (L): 3.2 MM TINNED ORANGE BOX | 0
21535 | 1972830000 | PCB PLUG-IN CONNECTOR MALE HEADER CLOSED SIDE THT SOLDER CONNECTION 3.81 MM N OF POLES: 12 90° SOLDER PIN LENGTH (L): 3.2 MM TINNED ORANGE BOX | 0
21536 | 1972840000 | PCB PLUG-IN CONNECTOR MALE HEADER CLOSED SIDE THT SOLDER CONNECTION 3.81 MM N OF POLES: 14 90° SOLDER PIN LENGTH (L): 3.2 MM TINNED ORANGE BOX | 0
21537 | 1972850000 | PCB PLUG-IN CONNECTOR MALE HEADER CLOSED SIDE THT SOLDER CONNECTION 3.81 MM N OF POLES: 16 90° SOLDER PIN LENGTH (L): 3.2 MM TINNED ORANGE BOX | 0
21538 | 1972860000 | PCB PLUG-IN CONNECTOR MALE HEADER CLOSED SIDE THT SOLDER CONNECTION 3.81 MM N OF POLES: 18 90° SOLDER PIN LENGTH (L): 3.2 MM TINNED ORANGE BOX | 0
21539 | 1972870000 | PCB PLUG-IN CONNECTOR MALE HEADER CLOSED SIDE THT SOLDER CONNECTION 3.81 MM N OF POLES: 20 90° SOLDER PIN LENGTH (L): 3.2 MM TINNED ORANGE BOX | 0
21540 | 1972880000 | PCB PLUG-IN CONNECTOR MALE HEADER CLOSED SIDE THT SOLDER CONNECTION 3.81 MM N OF POLES: 22 90° SOLDER PIN LENGTH (L): 3.2 MM TINNED ORANGE BOX | 0
21541 | 1972890000 | PCB PLUG-IN CONNECTOR MALE HEADER CLOSED SIDE THT SOLDER CONNECTION 3.81 MM N OF POLES: 24 90° SOLDER PIN LENGTH (L): 3.2 MM TINNED ORANGE BOX | 0
21542 | 1972900000 | PCB PLUG-IN CONNECTOR MALE HEADER CLOSED SIDE THT SOLDER CONNECTION 3.81 MM N OF POLES: 26 90° SOLDER PIN LENGTH (L): 3.2 MM TINNED ORANGE BOX | 0
21543 | 1972910000 | PCB PLUG-IN CONNECTOR MALE HEADER CLOSED SIDE THT SOLDER CONNECTION 3.81 MM N OF POLES: 28 90° SOLDER PIN LENGTH (L): 3.2 MM TINNED ORANGE BOX | 0
21544 | 1972920000 | PCB PLUG-IN CONNECTOR MALE HEADER CLOSED SIDE THT SOLDER CONNECTION 3.81 MM N OF POLES: 30 90° SOLDER PIN LENGTH (L): 3.2 MM TINNED ORANGE BOX | 0
21545 | 1972930000 | PCB PLUG-IN CONNECTOR MALE HEADER CLOSED SIDE THT SOLDER CONNECTION 3.81 MM N OF POLES: 32 90° SOLDER PIN LENGTH (L): 3.2 MM TINNED ORANGE BOX | 0
21546 | 1973030000 | PCB PLUG-IN CONNECTOR MALE HEADER CLOSED SIDE THT SOLDER CONNECTION 3.81 MM N OF POLES: 20 90° SOLDER PIN LENGTH (L): 3.2 MM TINNED PALE GREEN BOX | 0
21547 | 1973260000 | PCB PLUG-IN CONNECTOR MALE HEADER FLANGE THT SOLDER CONNECTION 3.81 MM N OF POLES: 4 90° SOLDER PIN LENGTH (L): 3.2 MM TINNED ORANGE BOX | 0
21548 | 1973270000 | PCB PLUG-IN CONNECTOR MALE HEADER FLANGE THT SOLDER CONNECTION 3.81 MM N OF POLES: 6 90° SOLDER PIN LENGTH (L): 3.2 MM TINNED ORANGE BOX | 0
21549 | 1973280000 | PCB PLUG-IN CONNECTOR MALE HEADER FLANGE THT SOLDER CONNECTION 3.81 MM N OF POLES: 8 90° SOLDER PIN LENGTH (L): 3.2 MM TINNED ORANGE BOX | 0
21550 | 1973290000 | PCB PLUG-IN CONNECTOR MALE HEADER FLANGE THT SOLDER CONNECTION 3.81 MM N OF POLES: 10 90° SOLDER PIN LENGTH (L): 3.2 MM TINNED ORANGE BOX | 0
21551 | 1973300000 | PCB PLUG-IN CONNECTOR MALE HEADER FLANGE THT SOLDER CONNECTION 3.81 MM N OF POLES: 12 90° SOLDER PIN LENGTH (L): 3.2 MM TINNED ORANGE BOX | 0
21552 | 1973310000 | PCB PLUG-IN CONNECTOR MALE HEADER FLANGE THT SOLDER CONNECTION 3.81 MM N OF POLES: 14 90° SOLDER PIN LENGTH (L): 3.2 MM TINNED ORANGE BOX | 0
21553 | 1973320000 | PCB PLUG-IN CONNECTOR MALE HEADER FLANGE THT SOLDER CONNECTION 3.81 MM N OF POLES: 16 90° SOLDER PIN LENGTH (L): 3.2 MM TINNED ORANGE BOX | 0
21554 | 1973330000 | PCB PLUG-IN CONNECTOR MALE HEADER FLANGE THT SOLDER CONNECTION 3.81 MM N OF POLES: 18 90° SOLDER PIN LENGTH (L): 3.2 MM TINNED ORANGE BOX | 0
21555 | 1973340000 | PCB PLUG-IN CONNECTOR MALE HEADER FLANGE THT SOLDER CONNECTION 3.81 MM N OF POLES: 20 90° SOLDER PIN LENGTH (L): 3.2 MM TINNED ORANGE BOX | 0
21556 | 1973350000 | PCB PLUG-IN CONNECTOR MALE HEADER FLANGE THT SOLDER CONNECTION 3.81 MM N OF POLES: 22 90° SOLDER PIN LENGTH (L): 3.2 MM TINNED ORANGE BOX | 0
21557 | 1973360000 | PCB PLUG-IN CONNECTOR MALE HEADER FLANGE THT SOLDER CONNECTION 3.81 MM N OF POLES: 24 90° SOLDER PIN LENGTH (L): 3.2 MM TINNED ORANGE BOX | 0
21558 | 1973370000 | PCB PLUG-IN CONNECTOR MALE HEADER FLANGE THT SOLDER CONNECTION 3.81 MM N OF POLES: 26 90° SOLDER PIN LENGTH (L): 3.2 MM TINNED ORANGE BOX | 0
21559 | 1973380000 | PCB PLUG-IN CONNECTOR MALE HEADER FLANGE THT SOLDER CONNECTION 3.81 MM N OF POLES: 28 90° SOLDER PIN LENGTH (L): 3.2 MM TINNED ORANGE BOX | 0
21560 | 1973390000 | PCB PLUG-IN CONNECTOR MALE HEADER FLANGE THT SOLDER CONNECTION 3.81 MM N OF POLES: 30 90° SOLDER PIN LENGTH (L): 3.2 MM TINNED ORANGE BOX | 0
21561 | 1973400000 | PCB PLUG-IN CONNECTOR MALE HEADER FLANGE THT SOLDER CONNECTION 3.81 MM N OF POLES: 32 90° SOLDER PIN LENGTH (L): 3.2 MM TINNED ORANGE BOX | 0
21562 | 1973430000 | PCB PLUG-IN CONNECTOR MALE HEADER FLANGE THT SOLDER CONNECTION 3.81 MM N OF POLES: 8 90° SOLDER PIN LENGTH (L): 3.2 MM TINNED PALE GREEN BOX | 0
21563 | 1973730000 | PCB PLUG-IN CONNECTOR MALE HEADER CLOSED SIDE THT/THR SOLDER CONNECTION 3.81 MM N OF POLES: 4 90° SOLDER PIN LENGTH (L): 3.2 MM TINNED BOX | 0
21564 | 1973740000 | PCB PLUG-IN CONNECTOR MALE HEADER CLOSED SIDE THT/THR SOLDER CONNECTION 3.81 MM N OF POLES: 6 90° SOLDER PIN LENGTH (L): 3.2 MM TINNED BOX | 0
21565 | 1973750000 | PCB PLUG-IN CONNECTOR MALE HEADER CLOSED SIDE THT/THR SOLDER CONNECTION 3.81 MM N OF POLES: 8 90° SOLDER PIN LENGTH (L): 3.2 MM TINNED BOX | 0
21566 | 1973760000 | PCB PLUG-IN CONNECTOR MALE HEADER CLOSED SIDE THT/THR SOLDER CONNECTION 3.81 MM N OF POLES: 10 90° SOLDER PIN LENGTH (L): 3.2 MM TINNED BOX | 0
21567 | 1973770000 | PCB PLUG-IN CONNECTOR MALE HEADER CLOSED SIDE THT/THR SOLDER CONNECTION 3.81 MM N OF POLES: 12 90° SOLDER PIN LENGTH (L): 3.2 MM TINNED BOX | 0
21568 | 1973780000 | PCB PLUG-IN CONNECTOR MALE HEADER CLOSED SIDE THT/THR SOLDER CONNECTION 3.81 MM N OF POLES: 14 90° SOLDER PIN LENGTH (L): 3.2 MM TINNED BOX | 0
21569 | 1973790000 | PCB PLUG-IN CONNECTOR MALE HEADER CLOSED SIDE THT/THR SOLDER CONNECTION 3.81 MM N OF POLES: 16 90° SOLDER PIN LENGTH (L): 3.2 MM TINNED BOX | 0
21570 | 1973800000 | PCB PLUG-IN CONNECTOR MALE HEADER CLOSED SIDE THT/THR SOLDER CONNECTION 3.81 MM N OF POLES: 18 90° SOLDER PIN LENGTH (L): 3.2 MM TINNED BOX | 0
21571 | 1973810000 | PCB PLUG-IN CONNECTOR MALE HEADER CLOSED SIDE THT/THR SOLDER CONNECTION 3.81 MM N OF POLES: 20 90° SOLDER PIN LENGTH (L): 3.2 MM TINNED BOX | 0
21572 | 1973820000 | PCB PLUG-IN CONNECTOR MALE HEADER CLOSED SIDE THT/THR SOLDER CONNECTION 3.81 MM N OF POLES: 22 90° SOLDER PIN LENGTH (L): 3.2 MM TINNED BOX | 0
21573 | 1973830000 | PCB PLUG-IN CONNECTOR MALE HEADER CLOSED SIDE THT/THR SOLDER CONNECTION 3.81 MM N OF POLES: 24 90° SOLDER PIN LENGTH (L): 3.2 MM TINNED BOX | 0
21574 | 1973840000 | PCB PLUG-IN CONNECTOR MALE HEADER CLOSED SIDE THT/THR SOLDER CONNECTION 3.81 MM N OF POLES: 26 90° SOLDER PIN LENGTH (L): 3.2 MM TINNED BOX | 0
21575 | 1973850000 | PCB PLUG-IN CONNECTOR MALE HEADER CLOSED SIDE THT/THR SOLDER CONNECTION 3.81 MM N OF POLES: 28 90° SOLDER PIN LENGTH (L): 3.2 MM TINNED BOX | 0
21576 | 1973860000 | PCB PLUG-IN CONNECTOR MALE HEADER CLOSED SIDE THT/THR SOLDER CONNECTION 3.81 MM N OF POLES: 30 90° SOLDER PIN LENGTH (L): 3.2 MM TINNED BOX | 0
21577 | 1973870000 | PCB PLUG-IN CONNECTOR MALE HEADER CLOSED SIDE THT/THR SOLDER CONNECTION 3.81 MM N OF POLES: 32 90° SOLDER PIN LENGTH (L): 3.2 MM TINNED BOX | 0
21578 | 1974180000 | PCB PLUG-IN CONNECTOR MALE HEADER FLANGE THT/THR SOLDER CONNECTION 3.81 MM N OF POLES: 4 90° SOLDER PIN LENGTH (L): 3.2 MM TINNED BOX | 0
21579 | 1974190000 | PCB PLUG-IN CONNECTOR MALE HEADER FLANGE THT/THR SOLDER CONNECTION 3.81 MM N OF POLES: 6 90° SOLDER PIN LENGTH (L): 3.2 MM TINNED BOX | 0
21580 | 1974200000 | PCB PLUG-IN CONNECTOR MALE HEADER FLANGE THT/THR SOLDER CONNECTION 3.81 MM N OF POLES: 8 90° SOLDER PIN LENGTH (L): 3.2 MM TINNED BOX | 0
21581 | 1974210000 | PCB PLUG-IN CONNECTOR MALE HEADER FLANGE THT/THR SOLDER CONNECTION 3.81 MM N OF POLES: 10 90° SOLDER PIN LENGTH (L): 3.2 MM TINNED BOX | 0
21582 | 1974220000 | PCB PLUG-IN CONNECTOR MALE HEADER FLANGE THT/THR SOLDER CONNECTION 3.81 MM N OF POLES: 12 90° SOLDER PIN LENGTH (L): 3.2 MM TINNED BOX | 0
21583 | 1974230000 | PCB PLUG-IN CONNECTOR MALE HEADER FLANGE THT/THR SOLDER CONNECTION 3.81 MM N OF POLES: 14 90° SOLDER PIN LENGTH (L): 3.2 MM TINNED BOX | 0
21584 | 1974240000 | PCB PLUG-IN CONNECTOR MALE HEADER FLANGE THT/THR SOLDER CONNECTION 3.81 MM N OF POLES: 16 90° SOLDER PIN LENGTH (L): 3.2 MM TINNED BOX | 0
21585 | 1974250000 | PCB PLUG-IN CONNECTOR MALE HEADER FLANGE THT/THR SOLDER CONNECTION 3.81 MM N OF POLES: 18 90° SOLDER PIN LENGTH (L): 3.2 MM TINNED BOX | 0
21586 | 1974290000 | PCB PLUG-IN CONNECTOR MALE HEADER FLANGE THT/THR SOLDER CONNECTION 3.81 MM N OF POLES: 20 90° SOLDER PIN LENGTH (L): 3.2 MM TINNED BOX | 0
21587 | 1974310000 | PCB PLUG-IN CONNECTOR MALE HEADER FLANGE THT/THR SOLDER CONNECTION 3.81 MM N OF POLES: 22 90° SOLDER PIN LENGTH (L): 3.2 MM TINNED BOX | 0
21588 | 1974330000 | PCB PLUG-IN CONNECTOR MALE HEADER FLANGE THT/THR SOLDER CONNECTION 3.81 MM N OF POLES: 24 90° SOLDER PIN LENGTH (L): 3.2 MM TINNED BOX | 0
21589 | 1974350000 | PCB PLUG-IN CONNECTOR MALE HEADER FLANGE THT/THR SOLDER CONNECTION 3.81 MM N OF POLES: 26 90° SOLDER PIN LENGTH (L): 3.2 MM TINNED BOX | 0
21590 | 1974440000 | PCB PLUG-IN CONNECTOR MALE HEADER FLANGE THT/THR SOLDER CONNECTION 3.81 MM N OF POLES: 28 90° SOLDER PIN LENGTH (L): 3.2 MM TINNED BOX | 0
21591 | 1974470000 | PCB PLUG-IN CONNECTOR MALE HEADER FLANGE THT/THR SOLDER CONNECTION 3.81 MM N OF POLES: 30 90° SOLDER PIN LENGTH (L): 3.2 MM TINNED BOX | 0
21592 | 1974490000 | PCB PLUG-IN CONNECTOR MALE HEADER FLANGE THT/THR SOLDER CONNECTION 3.81 MM N OF POLES: 32 90° SOLDER PIN LENGTH (L): 3.2 MM TINNED BOX | 0
21593 | 1974750000 | PCB PLUG-IN CONNECTOR FEMALE HEADER CLOSED SIDE THT/THR SOLDER CONNECTION 3.81 MM N OF POLES: 2 90° SOLDER PIN LENGTH (L): 1.5 MM TINNED BOX | 0
21594 | 1974770000 | PCB PLUG-IN CONNECTOR FEMALE HEADER CLOSED SIDE THT/THR SOLDER CONNECTION 3.81 MM N OF POLES: 3 90° SOLDER PIN LENGTH (L): 1.5 MM TINNED BOX | 0
21595 | 1974780000 | PCB PLUG-IN CONNECTOR FEMALE HEADER CLOSED SIDE THT/THR SOLDER CONNECTION 3.81 MM N OF POLES: 4 90° SOLDER PIN LENGTH (L): 1.5 MM TINNED BOX | 0
21596 | 1974800000 | PCB PLUG-IN CONNECTOR FEMALE HEADER CLOSED SIDE THT/THR SOLDER CONNECTION 3.81 MM N OF POLES: 5 90° SOLDER PIN LENGTH (L): 1.5 MM TINNED BOX | 0
21597 | 1974820000 | PCB PLUG-IN CONNECTOR FEMALE HEADER CLOSED SIDE THT/THR SOLDER CONNECTION 3.81 MM N OF POLES: 6 90° SOLDER PIN LENGTH (L): 1.5 MM TINNED BOX | 0
21598 | 1974840000 | PCB PLUG-IN CONNECTOR FEMALE HEADER CLOSED SIDE THT/THR SOLDER CONNECTION 3.81 MM N OF POLES: 7 90° SOLDER PIN LENGTH (L): 1.5 MM TINNED BOX | 0
21599 | 1974850000 | PCB PLUG-IN CONNECTOR FEMALE HEADER CLOSED SIDE THT/THR SOLDER CONNECTION 3.81 MM N OF POLES: 8 90° SOLDER PIN LENGTH (L): 1.5 MM TINNED BOX | 0
21600 | 1974880000 | PCB PLUG-IN CONNECTOR FEMALE HEADER CLOSED SIDE THT/THR SOLDER CONNECTION 3.81 MM N OF POLES: 9 90° SOLDER PIN LENGTH (L): 1.5 MM TINNED BOX | 0
21601 | 1974890000 | PCB PLUG-IN CONNECTOR FEMALE HEADER CLOSED SIDE THT/THR SOLDER CONNECTION 3.81 MM N OF POLES: 10 90° SOLDER PIN LENGTH (L): 1.5 MM TINNED BOX | 0
21602 | 1974910000 | PCB PLUG-IN CONNECTOR FEMALE HEADER CLOSED SIDE THT/THR SOLDER CONNECTION 3.81 MM N OF POLES: 11 90° SOLDER PIN LENGTH (L): 1.5 MM TINNED BOX | 0
21603 | 1974930000 | PCB PLUG-IN CONNECTOR FEMALE HEADER CLOSED SIDE THT/THR SOLDER CONNECTION 3.81 MM N OF POLES: 12 90° SOLDER PIN LENGTH (L): 1.5 MM TINNED BOX | 0
21604 | 1975690000 | PCB PLUG-IN CONNECTOR FEMALE HEADER FLANGE THT/THR SOLDER CONNECTION 3.81 MM N OF POLES: 2 90° SOLDER PIN LENGTH (L): 1.5 MM TINNED BOX | 0
21605 | 1975700000 | PCB PLUG-IN CONNECTOR FEMALE HEADER FLANGE THT/THR SOLDER CONNECTION 3.81 MM N OF POLES: 3 90° SOLDER PIN LENGTH (L): 1.5 MM TINNED BOX | 0
21606 | 1975710000 | PCB PLUG-IN CONNECTOR FEMALE HEADER FLANGE THT/THR SOLDER CONNECTION 3.81 MM N OF POLES: 4 90° SOLDER PIN LENGTH (L): 1.5 MM TINNED BOX | 0
21607 | 1975720000 | PCB PLUG-IN CONNECTOR MALE HEADER CLOSED SIDE THT SOLDER CONNECTION 3.81 MM N OF POLES: 2 135° SOLDER PIN LENGTH (L): 3.2 MM TINNED ORANGE BOX | 0
21608 | 1975730000 | PCB PLUG-IN CONNECTOR FEMALE HEADER FLANGE THT/THR SOLDER CONNECTION 3.81 MM N OF POLES: 5 90° SOLDER PIN LENGTH (L): 1.5 MM TINNED BOX | 0
21609 | 1975740000 | PCB PLUG-IN CONNECTOR FEMALE HEADER FLANGE THT/THR SOLDER CONNECTION 3.81 MM N OF POLES: 6 90° SOLDER PIN LENGTH (L): 1.5 MM TINNED BOX | 0
21610 | 1975750000 | PCB PLUG-IN CONNECTOR FEMALE HEADER FLANGE THT/THR SOLDER CONNECTION 3.81 MM N OF POLES: 7 90° SOLDER PIN LENGTH (L): 1.5 MM TINNED BOX | 0
21611 | 1975760000 | PCB PLUG-IN CONNECTOR FEMALE HEADER FLANGE THT/THR SOLDER CONNECTION 3.81 MM N OF POLES: 8 90° SOLDER PIN LENGTH (L): 1.5 MM TINNED BOX | 0
21612 | 1975770000 | PCB PLUG-IN CONNECTOR MALE HEADER CLOSED SIDE THT SOLDER CONNECTION 3.81 MM N OF POLES: 3 135° SOLDER PIN LENGTH (L): 3.2 MM TINNED ORANGE BOX | 0
21613 | 1975780000 | PCB PLUG-IN CONNECTOR FEMALE HEADER FLANGE THT/THR SOLDER CONNECTION 3.81 MM N OF POLES: 9 90° SOLDER PIN LENGTH (L): 1.5 MM TINNED BOX | 0
21614 | 1975790000 | PCB PLUG-IN CONNECTOR FEMALE HEADER FLANGE THT/THR SOLDER CONNECTION 3.81 MM N OF POLES: 10 90° SOLDER PIN LENGTH (L): 1.5 MM TINNED BOX | 0
21615 | 1975800000 | PCB PLUG-IN CONNECTOR MALE HEADER CLOSED SIDE THT SOLDER CONNECTION 3.81 MM N OF POLES: 4 135° SOLDER PIN LENGTH (L): 3.2 MM TINNED ORANGE BOX | 0
21616 | 1975810000 | PCB PLUG-IN CONNECTOR MALE HEADER CLOSED SIDE THT SOLDER CONNECTION 3.81 MM N OF POLES: 5 135° SOLDER PIN LENGTH (L): 3.2 MM TINNED ORANGE BOX | 0
21617 | 1975820000 | PCB PLUG-IN CONNECTOR FEMALE HEADER FLANGE THT/THR SOLDER CONNECTION 3.81 MM N OF POLES: 11 90° SOLDER PIN LENGTH (L): 1.5 MM TINNED BOX | 0
21618 | 1975830000 | PCB PLUG-IN CONNECTOR FEMALE HEADER FLANGE THT/THR SOLDER CONNECTION 3.81 MM N OF POLES: 12 90° SOLDER PIN LENGTH (L): 1.5 MM TINNED BOX | 0
21619 | 1975880000 | PCB PLUG-IN CONNECTOR MALE HEADER CLOSED SIDE THT SOLDER CONNECTION 3.81 MM N OF POLES: 6 135° SOLDER PIN LENGTH (L): 3.2 MM TINNED ORANGE BOX | 0
21620 | 1975900000 | PCB PLUG-IN CONNECTOR MALE HEADER CLOSED SIDE THT SOLDER CONNECTION 3.81 MM N OF POLES: 7 135° SOLDER PIN LENGTH (L): 3.2 MM TINNED ORANGE BOX | 0
21621 | 1975920000 | PCB PLUG-IN CONNECTOR MALE HEADER CLOSED SIDE THT SOLDER CONNECTION 3.81 MM N OF POLES: 8 135° SOLDER PIN LENGTH (L): 3.2 MM TINNED ORANGE BOX | 0
21622 | 1975930000 | PCB PLUG-IN CONNECTOR MALE HEADER CLOSED SIDE THT SOLDER CONNECTION 3.81 MM N OF POLES: 9 135° SOLDER PIN LENGTH (L): 3.2 MM TINNED ORANGE BOX | 0
21623 | 1975940000 | PCB PLUG-IN CONNECTOR MALE HEADER CLOSED SIDE THT SOLDER CONNECTION 3.81 MM N OF POLES: 10 135° SOLDER PIN LENGTH (L): 3.2 MM TINNED ORANGE BOX | 0
21624 | 1975950000 | PCB PLUG-IN CONNECTOR MALE HEADER CLOSED SIDE THT SOLDER CONNECTION 3.81 MM N OF POLES: 11 135° SOLDER PIN LENGTH (L): 3.2 MM TINNED ORANGE BOX | 0
21625 | 1975960000 | PCB PLUG-IN CONNECTOR MALE HEADER CLOSED SIDE THT SOLDER CONNECTION 3.81 MM N OF POLES: 12 135° SOLDER PIN LENGTH (L): 3.2 MM TINNED ORANGE BOX | 0
21626 | 1975970000 | PCB PLUG-IN CONNECTOR MALE HEADER CLOSED SIDE THT SOLDER CONNECTION 3.81 MM N OF POLES: 13 135° SOLDER PIN LENGTH (L): 3.2 MM TINNED ORANGE BOX | 0
21627 | 1975980000 | PCB PLUG-IN CONNECTOR MALE HEADER CLOSED SIDE THT SOLDER CONNECTION 3.81 MM N OF POLES: 14 135° SOLDER PIN LENGTH (L): 3.2 MM TINNED ORANGE BOX | 0
21628 | 1975990000 | PCB PLUG-IN CONNECTOR MALE HEADER CLOSED SIDE THT SOLDER CONNECTION 3.81 MM N OF POLES: 15 135° SOLDER PIN LENGTH (L): 3.2 MM TINNED ORANGE BOX | 0
21629 | 1976000000 | PCB PLUG-IN CONNECTOR MALE HEADER CLOSED SIDE THT SOLDER CONNECTION 3.81 MM N OF POLES: 16 135° SOLDER PIN LENGTH (L): 3.2 MM TINNED ORANGE BOX | 0
21630 | 1976010000 | PCB PLUG-IN CONNECTOR MALE HEADER CLOSED SIDE THT SOLDER CONNECTION 3.81 MM N OF POLES: 2 135° SOLDER PIN LENGTH (L): 3.2 MM TINNED PALE GREEN BOX | 0
21631 | 1976020000 | PCB PLUG-IN CONNECTOR MALE HEADER CLOSED SIDE THT SOLDER CONNECTION 3.81 MM N OF POLES: 3 135° SOLDER PIN LENGTH (L): 3.2 MM TINNED PALE GREEN BOX | 0
21632 | 1976030000 | PCB PLUG-IN CONNECTOR MALE HEADER CLOSED SIDE THT SOLDER CONNECTION 3.81 MM N OF POLES: 4 135° SOLDER PIN LENGTH (L): 3.2 MM TINNED PALE GREEN BOX | 0
21633 | 1976040000 | PCB PLUG-IN CONNECTOR MALE HEADER CLOSED SIDE THT SOLDER CONNECTION 3.81 MM N OF POLES: 5 135° SOLDER PIN LENGTH (L): 3.2 MM TINNED PALE GREEN BOX | 0
21634 | 1976090000 | PCB PLUG-IN CONNECTOR MALE HEADER CLOSED SIDE THT SOLDER CONNECTION 3.81 MM N OF POLES: 7 135° SOLDER PIN LENGTH (L): 3.2 MM TINNED PALE GREEN BOX | 0
21635 | 1976140000 | PCB PLUG-IN CONNECTOR MALE HEADER CLOSED SIDE THT SOLDER CONNECTION 3.81 MM N OF POLES: 8 135° SOLDER PIN LENGTH (L): 3.2 MM TINNED PALE GREEN BOX | 0
21636 | 1976160000 | PCB PLUG-IN CONNECTOR MALE HEADER CLOSED SIDE THT SOLDER CONNECTION 3.81 MM N OF POLES: 9 135° SOLDER PIN LENGTH (L): 3.2 MM TINNED PALE GREEN BOX | 0
21637 | 1976230000 | PCB PLUG-IN CONNECTOR MALE HEADER CLOSED SIDE THT SOLDER CONNECTION 3.81 MM N OF POLES: 12 135° SOLDER PIN LENGTH (L): 3.2 MM TINNED PALE GREEN BOX | 0
21638 | 1976490000 | PCB PLUG-IN CONNECTOR FEMALE HEADER CLOSED SIDE THT/THR SOLDER CONNECTION 3.81 MM N OF POLES: 2 180° SOLDER PIN LENGTH (L): 1.5 MM TINNED BOX | 0
21639 | 1976500000 | PCB PLUG-IN CONNECTOR FEMALE HEADER CLOSED SIDE THT/THR SOLDER CONNECTION 3.81 MM N OF POLES: 3 180° SOLDER PIN LENGTH (L): 1.5 MM TINNED BOX | 0
21640 | 1976520000 | PCB PLUG-IN CONNECTOR FEMALE HEADER CLOSED SIDE THT/THR SOLDER CONNECTION 3.81 MM N OF POLES: 4 180° SOLDER PIN LENGTH (L): 1.5 MM TINNED BOX | 0
21641 | 1976530000 | PCB PLUG-IN CONNECTOR FEMALE HEADER CLOSED SIDE THT/THR SOLDER CONNECTION 3.81 MM N OF POLES: 5 180° SOLDER PIN LENGTH (L): 1.5 MM TINNED BOX | 0
21642 | 1976550000 | PCB PLUG-IN CONNECTOR FEMALE HEADER CLOSED SIDE THT/THR SOLDER CONNECTION 3.81 MM N OF POLES: 6 180° SOLDER PIN LENGTH (L): 1.5 MM TINNED BOX | 0
21643 | 1976570000 | PCB PLUG-IN CONNECTOR FEMALE HEADER CLOSED SIDE THT/THR SOLDER CONNECTION 3.81 MM N OF POLES: 7 180° SOLDER PIN LENGTH (L): 1.5 MM TINNED BOX | 0
21644 | 1976580000 | PCB PLUG-IN CONNECTOR FEMALE HEADER CLOSED SIDE THT/THR SOLDER CONNECTION 3.81 MM N OF POLES: 8 180° SOLDER PIN LENGTH (L): 1.5 MM TINNED BOX | 0
21645 | 1976590000 | PCB PLUG-IN CONNECTOR FEMALE HEADER CLOSED SIDE THT/THR SOLDER CONNECTION 3.81 MM N OF POLES: 9 180° SOLDER PIN LENGTH (L): 1.5 MM TINNED BOX | 0
21646 | 1976610000 | PCB PLUG-IN CONNECTOR FEMALE HEADER CLOSED SIDE THT/THR SOLDER CONNECTION 3.81 MM N OF POLES: 10 180° SOLDER PIN LENGTH (L): 1.5 MM TINNED BOX | 0
21647 | 1976620000 | PCB PLUG-IN CONNECTOR FEMALE HEADER CLOSED SIDE THT/THR SOLDER CONNECTION 3.81 MM N OF POLES: 11 180° SOLDER PIN LENGTH (L): 1.5 MM TINNED BOX | 0
21648 | 1976640000 | PCB PLUG-IN CONNECTOR FEMALE HEADER CLOSED SIDE THT/THR SOLDER CONNECTION 3.81 MM N OF POLES: 12 180° SOLDER PIN LENGTH (L): 1.5 MM TINNED BOX | 0
21649 | 1976740000 | PCB PLUG-IN CONNECTOR MALE HEADER FLANGE THT SOLDER CONNECTION 3.81 MM N OF POLES: 2 135° SOLDER PIN LENGTH (L): 3.2 MM TINNED ORANGE BOX | 0
21650 | 1976750000 | PCB PLUG-IN CONNECTOR MALE HEADER FLANGE THT SOLDER CONNECTION 3.81 MM N OF POLES: 3 135° SOLDER PIN LENGTH (L): 3.2 MM TINNED ORANGE BOX | 0
21651 | 1976760000 | PCB PLUG-IN CONNECTOR MALE HEADER FLANGE THT SOLDER CONNECTION 3.81 MM N OF POLES: 4 135° SOLDER PIN LENGTH (L): 3.2 MM TINNED ORANGE BOX | 0
21652 | 1976770000 | PCB PLUG-IN CONNECTOR MALE HEADER FLANGE THT SOLDER CONNECTION 3.81 MM N OF POLES: 5 135° SOLDER PIN LENGTH (L): 3.2 MM TINNED ORANGE BOX | 0
21653 | 1976780000 | PCB PLUG-IN CONNECTOR MALE HEADER FLANGE THT SOLDER CONNECTION 3.81 MM N OF POLES: 6 135° SOLDER PIN LENGTH (L): 3.2 MM TINNED ORANGE BOX | 0
21654 | 1976790000 | PCB PLUG-IN CONNECTOR MALE HEADER FLANGE THT SOLDER CONNECTION 3.81 MM N OF POLES: 7 135° SOLDER PIN LENGTH (L): 3.2 MM TINNED ORANGE BOX | 0
21655 | 1976800000 | PCB PLUG-IN CONNECTOR MALE HEADER FLANGE THT SOLDER CONNECTION 3.81 MM N OF POLES: 8 135° SOLDER PIN LENGTH (L): 3.2 MM TINNED ORANGE BOX | 0
21656 | 1976810000 | PCB PLUG-IN CONNECTOR MALE HEADER FLANGE THT SOLDER CONNECTION 3.81 MM N OF POLES: 9 135° SOLDER PIN LENGTH (L): 3.2 MM TINNED ORANGE BOX | 0
21657 | 1976820000 | PCB PLUG-IN CONNECTOR MALE HEADER FLANGE THT SOLDER CONNECTION 3.81 MM N OF POLES: 10 135° SOLDER PIN LENGTH (L): 3.2 MM TINNED ORANGE BOX | 0
21658 | 1977250000 | PCB PLUG-IN CONNECTOR MALE HEADER CLOSED SIDE THT/THR SOLDER CONNECTION 3.81 MM N OF POLES: 7 135° SOLDER PIN LENGTH (L): 3.2 MM TINNED BOX | 0
21659 | 1977690000 | PCB PLUG-IN CONNECTOR MALE HEADER CLOSED SIDE THT/THR SOLDER CONNECTION 3.81 MM N OF POLES: 8 135° SOLDER PIN LENGTH (L): 3.2 MM TINNED BOX | 0
21660 | 1977700000 | PCB PLUG-IN CONNECTOR MALE HEADER CLOSED SIDE THT/THR SOLDER CONNECTION 3.81 MM N OF POLES: 9 135° SOLDER PIN LENGTH (L): 3.2 MM TINNED BOX | 0
21661 | 1977710000 | PCB PLUG-IN CONNECTOR MALE HEADER CLOSED SIDE THT/THR SOLDER CONNECTION 3.81 MM N OF POLES: 10 135° SOLDER PIN LENGTH (L): 3.2 MM TINNED BOX | 0
21662 | 1977720000 | PCB PLUG-IN CONNECTOR MALE HEADER CLOSED SIDE THT/THR SOLDER CONNECTION 3.81 MM N OF POLES: 11 135° SOLDER PIN LENGTH (L): 3.2 MM TINNED BOX | 0
21663 | 1977730000 | PCB PLUG-IN CONNECTOR MALE HEADER CLOSED SIDE THT/THR SOLDER CONNECTION 3.81 MM N OF POLES: 12 135° SOLDER PIN LENGTH (L): 3.2 MM TINNED BOX | 0
21664 | 1977740000 | PCB PLUG-IN CONNECTOR MALE HEADER CLOSED SIDE THT/THR SOLDER CONNECTION 3.81 MM N OF POLES: 13 135° SOLDER PIN LENGTH (L): 3.2 MM TINNED BOX | 0
21665 | 1977750000 | PCB PLUG-IN CONNECTOR MALE HEADER CLOSED SIDE THT/THR SOLDER CONNECTION 3.81 MM N OF POLES: 14 135° SOLDER PIN LENGTH (L): 3.2 MM TINNED BOX | 0
21666 | 1977760000 | PCB PLUG-IN CONNECTOR MALE HEADER CLOSED SIDE THT/THR SOLDER CONNECTION 3.81 MM N OF POLES: 15 135° SOLDER PIN LENGTH (L): 3.2 MM TINNED BOX | 0
21667 | 1977770000 | PCB PLUG-IN CONNECTOR MALE HEADER CLOSED SIDE THT/THR SOLDER CONNECTION 3.81 MM N OF POLES: 16 135° SOLDER PIN LENGTH (L): 3.2 MM TINNED BOX | 0
21668 | 2599060000 | PRINTED CIRCUIT BOARD TERMINALS 5.08 MM N OF POLES: 48 90° SOLDER PIN LENGTH (L): 3.5 MM TINNED ORANGE CLAMPING YOKE CONNECTION CLAMPING RANGE MAX. : 2.5 MM² BOX | 1
21669 | 2599070000 | PCB PLUG-IN CONNECTOR FEMALE PLUG 5.08 MM N OF POLES: 4 270° CLAMPING YOKE CONNECTION CLAMPING RANGE MAX. : 4 MM² BOX | 1
21670 | 2599100000 | PCB PLUG-IN CONNECTOR FEMALE PLUG 5.08 MM N OF POLES: 5 270° CLAMPING YOKE CONNECTION CLAMPING RANGE MAX. : 4 MM² BOX | 1
21671 | 2599110000 | PCB PLUG-IN CONNECTOR FEMALE PLUG 5.08 MM N OF POLES: 6 270° CLAMPING YOKE CONNECTION CLAMPING RANGE MAX. : 4 MM² BOX | 1
21672 | 2599760000 | PCB PLUG-IN CONNECTOR MALE PLUG 5.08 MM N OF POLES: 18 180° CLAMPING YOKE CONNECTION CLAMPING RANGE MAX. : 3.31 MM² BOX | 1
21673 | 2623160000 | PCB PLUG-IN CONNECTOR FEMALE PLUG 7.62 MM N OF POLES: 2 CLAMPING YOKE CONNECTION CLAMPING RANGE MAX. : 4 MM² BOX | 1
21674 | 2625910000 | PCB PLUG-IN CONNECTOR FEMALE PLUG 3.81 MM N OF POLES: 4 180° CLAMPING YOKE CONNECTION CLAMPING RANGE MAX. : 1.5 MM² BOX | 1
21675 | 2625920000 | PCB PLUG-IN CONNECTOR FEMALE PLUG 3.81 MM N OF POLES: 4 180° CLAMPING YOKE CONNECTION CLAMPING RANGE MAX. : 1.5 MM² BOX | 1
21676 | 7789015030 | PRE-ASSEMBLED CABLE PAC CABLE LIYY 0.25 MM² | 2
21677 | 7789042080 | PRE-ASSEMBLED CABLE PAC CABLE LIYY 0.25 MM² | 2
21678 | 7789061035 | PRE-ASSEMBLED CABLE PAC CABLE LIYY 0.25 MM² | 2
21679 | 7789133060 | PRE-ASSEMBLED CABLE PAC CABLE LIYY 0.25 MM² | 2
21680 | 7789135035 | PRE-ASSEMBLED CABLE PAC CABLE LIYCY 0.25 MM² | 2
21681 | 7789192025 | PRE-ASSEMBLED CABLE PAC CABLE LIYY 8.6 ± 1 MM | 20
21682 | 7789229100 | PRE-ASSEMBLED CABLE PAC CABLE LIYCY 0.25 MM² | 2
21683 | 7789236100 | PRE-ASSEMBLED CABLE PAC CABLE LIYY 8.6 ± 1 MM | 20
21684 | 7789306005 | PRE-ASSEMBLED CABLE PAC CABLE LIYY 0.14 MM² | 2
21685 | 7789329025 | PRE-ASSEMBLED CABLE PAC CABLE LIYY 0.25 MM² | 2
21686 | 7789382015 | PRE-ASSEMBLED CABLE PAC CABLE LIYY 0.25 MM² | 2
21687 | 7789604015 | PRE-ASSEMBLED CABLE PAC CABLE LIYCY 0.25 MM² | 2
21688 | 7789606050 | PRE-ASSEMBLED CABLE PAC CABLE LIYY 0.25 MM² | 2
21689 | 7789631050 | PRE-ASSEMBLED CABLE PAC CABLE LIYY 0.25 MM² | 2
21690 | 7789632050 | PRE-ASSEMBLED CABLE PAC CABLE LIYY 0.25 MM² | 2
21691 | 7789638025 | PRE-ASSEMBLED CABLE PAC CABLE LIYCY 0.25 MM² | 2
21692 | 7789639025 | PRE-ASSEMBLED CABLE PAC CABLE LIYCY 0.25 MM² | 2
21693 | 7789648015 | PRE-ASSEMBLED CABLE PAC CABLE LIYY 0.25 MM² | 2
21694 | 7789666015 | PRE-ASSEMBLED CABLE PAC CABLE LIYY 0.25 MM² | 2
21695 | 7789704010 | PRE-ASSEMBLED CABLE PAC CABLE LIYCY 0.25 MM² | 2
21696 | 7789704020 | PRE-ASSEMBLED CABLE PAC CABLE LIYCY 0.25 MM² | 2
21697 | 7789704050 | PRE-ASSEMBLED CABLE PAC CABLE LIYCY 0.25 MM² | 2
21698 | 7789704090 | PRE-ASSEMBLED CABLE PAC CABLE LIYCY 0.25 MM² | 2
21699 | 7789733005 | PRE-ASSEMBLED CABLE PAC CABLE LIYY 0.25 MM² | 2
21700 | 7789733015 | PRE-ASSEMBLED CABLE PAC CABLE LIYY 0.25 MM² | 2
21701 | 7789733020 | PRE-ASSEMBLED CABLE PAC CABLE LIYY 0.25 MM² | 2
21702 | 7789733025 | PRE-ASSEMBLED CABLE PAC CABLE LIYY 0.25 MM² | 2
21703 | 7789734005 | PRE-ASSEMBLED CABLE PAC CABLE LIYCY 0.25 MM² | 2
21704 | 7789759100 | PRE-ASSEMBLED CABLE PAC CABLE LIYY 12.4 ± 1 MM | 20
21705 | 7789760080 | PRE-ASSEMBLED CABLE PAC PRE-ASSEMBLED CABLE CABLE LIYCY 0.25 MM² | 2
21706 | 7789765015 | PRE-ASSEMBLED CABLE PAC PRE-ASSEMBLED CABLE CABLE LIYCY 0.25 MM² | 2
21707 | 7789765050 | PRE-ASSEMBLED CABLE PAC PRE-ASSEMBLED CABLE CABLE LIYCY 0.25 MM² | 2
21708 | 7789801030 | PRE-ASSEMBLED CABLE PAC CABLE LIYCY 8.6 ± 1 MM | 20
21709 | 7789828250 | PRE-ASSEMBLED CABLE PAC CABLE LIYCY 0.25 MM² | 2
21710 | 7789829150 | PRE-ASSEMBLED CABLE PAC CABLE LIYCY 0.25 MM² | 2
21711 | 7789829250 | PRE-ASSEMBLED CABLE PAC CABLE LIYCY 0.25 MM² | 2
21712 | 7789834010 | PRE-ASSEMBLED CABLE PAC CABLE LIYY 0.25 MM² | 2
21713 | 7789846025 | PRE-ASSEMBLED CABLE PAC CABLE LIYCY 0.25 MM² | 2
21714 | 7789882200 | PRE-ASSEMBLED CABLE PAC CABLE LIYCY 0.50 MM² | 2
21715 | 7940008066 | PRINTED CIRCUIT BOARD TERMINALS 5.00 MM 90° SOLDER PIN LENGTH (L): 3.5 MM TINNED PRESSURE CLAMP CONNECTION CLAMPING RANGE MAX. : 2.5 MM² BOX | 1
21716 | 7789288015 | PRE-ASSEMBLED CABLE PAC CABLE LIYCY 0.25 MM² | 2
21717 | 8000071017 | KLIPPON EBX HS (ESSENTIAL BOX EX - HINGE SCREW) EMPTY ENCLOSURE HEIGHT: 200 MM WIDTH: 200 MM DEPTH: 150 MM GLAND PLATES: BOTTOM MATERIAL: STAINLESS STEEL 1.4404 (316L) BRUSHED | 4
21718 | 1959770000 | PRINTED CIRCUIT BOARD TERMINALS 5.00 MM N OF POLES: 14 135° SOLDER PIN LENGTH (L): 3.5 MM TINNED CLAMPING RANGE MAX. : 2.5 MM² BOX | 1
21719 | 1028720000 | PCB PLUG-IN CONNECTOR FEMALE HEADER SOLDER FLANGE INVERTED THT/THR SOLDER CONNECTION 3.81 MM N OF POLES: 2 90° SOLDER PIN LENGTH (L): 1.5 MM TINNED BOX | 0
21720 | 1028730000 | PCB PLUG-IN CONNECTOR FEMALE HEADER SOLDER FLANGE INVERTED THT/THR SOLDER CONNECTION 3.81 MM N OF POLES: 3 90° SOLDER PIN LENGTH (L): 1.5 MM TINNED BOX | 0
21721 | 1028740000 | PCB PLUG-IN CONNECTOR FEMALE HEADER SOLDER FLANGE INVERTED THT/THR SOLDER CONNECTION 3.81 MM N OF POLES: 4 90° SOLDER PIN LENGTH (L): 1.5 MM TINNED BOX | 0
21722 | 1028750000 | PCB PLUG-IN CONNECTOR FEMALE HEADER SOLDER FLANGE INVERTED THT/THR SOLDER CONNECTION 3.81 MM N OF POLES: 5 90° SOLDER PIN LENGTH (L): 1.5 MM TINNED BOX | 0
21723 | 1028760000 | PCB PLUG-IN CONNECTOR FEMALE HEADER SOLDER FLANGE INVERTED THT/THR SOLDER CONNECTION 3.81 MM N OF POLES: 6 90° SOLDER PIN LENGTH (L): 1.5 MM TINNED BOX | 0
21724 | 1028770000 | PCB PLUG-IN CONNECTOR FEMALE HEADER SOLDER FLANGE INVERTED THT/THR SOLDER CONNECTION 3.81 MM N OF POLES: 7 90° SOLDER PIN LENGTH (L): 1.5 MM TINNED BOX | 0
21725 | 1028790000 | PCB PLUG-IN CONNECTOR FEMALE HEADER SOLDER FLANGE INVERTED THT/THR SOLDER CONNECTION 3.81 MM N OF POLES: 8 90° SOLDER PIN LENGTH (L): 1.5 MM TINNED BOX | 0
21726 | 1028810000 | PCB PLUG-IN CONNECTOR FEMALE HEADER SOLDER FLANGE INVERTED THT/THR SOLDER CONNECTION 3.81 MM N OF POLES: 9 90° SOLDER PIN LENGTH (L): 1.5 MM TINNED BOX | 0
21727 | 1028820000 | PCB PLUG-IN CONNECTOR FEMALE HEADER SOLDER FLANGE INVERTED THT/THR SOLDER CONNECTION 3.81 MM N OF POLES: 10 90° SOLDER PIN LENGTH (L): 1.5 MM TINNED BOX | 0
21728 | 1028830000 | PCB PLUG-IN CONNECTOR FEMALE HEADER SOLDER FLANGE INVERTED THT/THR SOLDER CONNECTION 3.81 MM N OF POLES: 11 90° SOLDER PIN LENGTH (L): 1.5 MM TINNED BOX | 0
21729 | 1028840000 | PCB PLUG-IN CONNECTOR FEMALE HEADER SOLDER FLANGE INVERTED THT/THR SOLDER CONNECTION 3.81 MM N OF POLES: 12 90° SOLDER PIN LENGTH (L): 1.5 MM TINNED BOX | 0
21730 | 1029260000 | PCB PLUG-IN CONNECTOR FEMALE HEADER SOLDER FLANGE INVERTED THT/THR SOLDER CONNECTION 3.81 MM N OF POLES: 2 180° SOLDER PIN LENGTH (L): 1.5 MM TINNED BOX | 0
21731 | 1029270000 | PCB PLUG-IN CONNECTOR FEMALE HEADER SOLDER FLANGE INVERTED THT/THR SOLDER CONNECTION 3.81 MM N OF POLES: 3 180° SOLDER PIN LENGTH (L): 1.5 MM TINNED BOX | 0
21732 | 1029280000 | PCB PLUG-IN CONNECTOR FEMALE HEADER SOLDER FLANGE INVERTED THT/THR SOLDER CONNECTION 3.81 MM N OF POLES: 4 180° SOLDER PIN LENGTH (L): 1.5 MM TINNED BOX | 0
21733 | 1029290000 | PCB PLUG-IN CONNECTOR FEMALE HEADER SOLDER FLANGE INVERTED THT/THR SOLDER CONNECTION 3.81 MM N OF POLES: 5 180° SOLDER PIN LENGTH (L): 1.5 MM TINNED BOX | 0
21734 | 1029310000 | PCB PLUG-IN CONNECTOR FEMALE HEADER SOLDER FLANGE INVERTED THT/THR SOLDER CONNECTION 3.81 MM N OF POLES: 6 180° SOLDER PIN LENGTH (L): 1.5 MM TINNED BOX | 0
21735 | 1029320000 | PCB PLUG-IN CONNECTOR FEMALE HEADER SOLDER FLANGE INVERTED THT/THR SOLDER CONNECTION 3.81 MM N OF POLES: 7 180° SOLDER PIN LENGTH (L): 1.5 MM TINNED BOX | 0
21736 | 1029330000 | PCB PLUG-IN CONNECTOR FEMALE HEADER SOLDER FLANGE INVERTED THT/THR SOLDER CONNECTION 3.81 MM N OF POLES: 8 180° SOLDER PIN LENGTH (L): 1.5 MM TINNED BOX | 0
21737 | 1029340000 | PCB PLUG-IN CONNECTOR FEMALE HEADER SOLDER FLANGE INVERTED THT/THR SOLDER CONNECTION 3.81 MM N OF POLES: 9 180° SOLDER PIN LENGTH (L): 1.5 MM TINNED BOX | 0
21738 | 1029350000 | PCB PLUG-IN CONNECTOR FEMALE HEADER SOLDER FLANGE INVERTED THT/THR SOLDER CONNECTION 3.81 MM N OF POLES: 10 180° SOLDER PIN LENGTH (L): 1.5 MM TINNED BOX | 0
21739 | 1029360000 | PCB PLUG-IN CONNECTOR FEMALE HEADER SOLDER FLANGE INVERTED THT/THR SOLDER CONNECTION 3.81 MM N OF POLES: 11 180° SOLDER PIN LENGTH (L): 1.5 MM TINNED BOX | 0
21740 | 1029370000 | PCB PLUG-IN CONNECTOR FEMALE HEADER SOLDER FLANGE INVERTED THT/THR SOLDER CONNECTION 3.81 MM N OF POLES: 12 180° SOLDER PIN LENGTH (L): 1.5 MM TINNED BOX | 0
21741 | 1029540000 | PCB PLUG-IN CONNECTOR FEMALE PLUG 5.08 MM N OF POLES: 6 180° TOP CONNECTION CLAMPING RANGE MAX. : 2.5 MM² BOX | 1
21742 | 1029920000 | PCB PLUG-IN CONNECTOR MALE HEADER CLOSED SIDE THT SOLDER CONNECTION 3.81 MM N OF POLES: 4 180° SOLDER PIN LENGTH (L): 3.2 MM TINNED ORANGE BOX | 0
21743 | 1029940000 | PCB PLUG-IN CONNECTOR MALE HEADER CLOSED SIDE THT SOLDER CONNECTION 3.81 MM N OF POLES: 6 180° SOLDER PIN LENGTH (L): 3.2 MM TINNED ORANGE BOX | 0
21744 | 1029950000 | PCB PLUG-IN CONNECTOR MALE HEADER CLOSED SIDE THT SOLDER CONNECTION 3.81 MM N OF POLES: 8 180° SOLDER PIN LENGTH (L): 3.2 MM TINNED ORANGE BOX | 0
21745 | 1029960000 | PCB PLUG-IN CONNECTOR MALE HEADER CLOSED SIDE THT SOLDER CONNECTION 3.81 MM N OF POLES: 10 180° SOLDER PIN LENGTH (L): 3.2 MM TINNED ORANGE BOX | 0
21746 | 1029970000 | PCB PLUG-IN CONNECTOR MALE HEADER CLOSED SIDE THT SOLDER CONNECTION 3.81 MM N OF POLES: 12 180° SOLDER PIN LENGTH (L): 3.2 MM TINNED ORANGE BOX | 0
21747 | 1029980000 | PCB PLUG-IN CONNECTOR MALE HEADER CLOSED SIDE THT SOLDER CONNECTION 3.81 MM N OF POLES: 14 180° SOLDER PIN LENGTH (L): 3.2 MM TINNED ORANGE BOX | 0
21748 | 1029990000 | PCB PLUG-IN CONNECTOR MALE HEADER CLOSED SIDE THT SOLDER CONNECTION 3.81 MM N OF POLES: 16 180° SOLDER PIN LENGTH (L): 3.2 MM TINNED ORANGE BOX | 0
21749 | 1030010000 | PCB PLUG-IN CONNECTOR MALE HEADER CLOSED SIDE THT SOLDER CONNECTION 3.81 MM N OF POLES: 18 180° SOLDER PIN LENGTH (L): 3.2 MM TINNED ORANGE BOX | 0
21750 | 1030020000 | PCB PLUG-IN CONNECTOR MALE HEADER CLOSED SIDE THT SOLDER CONNECTION 3.81 MM N OF POLES: 20 180° SOLDER PIN LENGTH (L): 3.2 MM TINNED ORANGE BOX | 0
21751 | 1030030000 | PCB PLUG-IN CONNECTOR MALE HEADER CLOSED SIDE THT SOLDER CONNECTION 3.81 MM N OF POLES: 22 180° SOLDER PIN LENGTH (L): 3.2 MM TINNED ORANGE BOX | 0
21752 | 1030040000 | PCB PLUG-IN CONNECTOR MALE HEADER CLOSED SIDE THT SOLDER CONNECTION 3.81 MM N OF POLES: 24 180° SOLDER PIN LENGTH (L): 3.2 MM TINNED ORANGE BOX | 0
21753 | 1030050000 | PCB PLUG-IN CONNECTOR MALE HEADER CLOSED SIDE THT SOLDER CONNECTION 3.81 MM N OF POLES: 26 180° SOLDER PIN LENGTH (L): 3.2 MM TINNED ORANGE BOX | 0
21754 | 1030060000 | PCB PLUG-IN CONNECTOR MALE HEADER CLOSED SIDE THT SOLDER CONNECTION 3.81 MM N OF POLES: 28 180° SOLDER PIN LENGTH (L): 3.2 MM TINNED ORANGE BOX | 0
21755 | 1030070000 | PCB PLUG-IN CONNECTOR MALE HEADER CLOSED SIDE THT SOLDER CONNECTION 3.81 MM N OF POLES: 30 180° SOLDER PIN LENGTH (L): 3.2 MM TINNED ORANGE BOX | 0
21756 | 1030080000 | PCB PLUG-IN CONNECTOR MALE HEADER CLOSED SIDE THT SOLDER CONNECTION 3.81 MM N OF POLES: 32 180° SOLDER PIN LENGTH (L): 3.2 MM TINNED ORANGE BOX | 0
21757 | 1030090000 | PCB PLUG-IN CONNECTOR MALE HEADER CLOSED SIDE THT SOLDER CONNECTION 3.81 MM N OF POLES: 4 180° SOLDER PIN LENGTH (L): 3.2 MM TINNED PALE GREEN BOX | 0
21758 | 1030440000 | PCB PLUG-IN CONNECTOR MALE HEADER FLANGE THT SOLDER CONNECTION 3.81 MM N OF POLES: 4 180° SOLDER PIN LENGTH (L): 3.2 MM TINNED ORANGE BOX | 0
21759 | 1030450000 | PCB PLUG-IN CONNECTOR MALE HEADER FLANGE THT SOLDER CONNECTION 3.81 MM N OF POLES: 6 180° SOLDER PIN LENGTH (L): 3.2 MM TINNED ORANGE BOX | 0
21760 | 1030460000 | PCB PLUG-IN CONNECTOR MALE HEADER FLANGE THT SOLDER CONNECTION 3.81 MM N OF POLES: 8 180° SOLDER PIN LENGTH (L): 3.2 MM TINNED ORANGE BOX | 0
21761 | 1030470000 | PCB PLUG-IN CONNECTOR MALE HEADER FLANGE THT SOLDER CONNECTION 3.81 MM N OF POLES: 10 180° SOLDER PIN LENGTH (L): 3.2 MM TINNED ORANGE BOX | 0
21762 | 1030480000 | PCB PLUG-IN CONNECTOR MALE HEADER FLANGE THT SOLDER CONNECTION 3.81 MM N OF POLES: 12 180° SOLDER PIN LENGTH (L): 3.2 MM TINNED ORANGE BOX | 0
21763 | 1030490000 | PCB PLUG-IN CONNECTOR MALE HEADER FLANGE THT SOLDER CONNECTION 3.81 MM N OF POLES: 14 180° SOLDER PIN LENGTH (L): 3.2 MM TINNED ORANGE BOX | 0
21764 | 1030510000 | PCB PLUG-IN CONNECTOR MALE HEADER FLANGE THT SOLDER CONNECTION 3.81 MM N OF POLES: 16 180° SOLDER PIN LENGTH (L): 3.2 MM TINNED ORANGE BOX | 0
21765 | 1030520000 | PCB PLUG-IN CONNECTOR MALE HEADER FLANGE THT SOLDER CONNECTION 3.81 MM N OF POLES: 18 180° SOLDER PIN LENGTH (L): 3.2 MM TINNED ORANGE BOX | 0
21766 | 1030530000 | PCB PLUG-IN CONNECTOR MALE HEADER FLANGE THT SOLDER CONNECTION 3.81 MM N OF POLES: 20 180° SOLDER PIN LENGTH (L): 3.2 MM TINNED ORANGE BOX | 0
21767 | 1030540000 | PCB PLUG-IN CONNECTOR MALE HEADER FLANGE THT SOLDER CONNECTION 3.81 MM N OF POLES: 22 180° SOLDER PIN LENGTH (L): 3.2 MM TINNED ORANGE BOX | 0
21768 | 1030550000 | PCB PLUG-IN CONNECTOR MALE HEADER FLANGE THT SOLDER CONNECTION 3.81 MM N OF POLES: 24 180° SOLDER PIN LENGTH (L): 3.2 MM TINNED ORANGE BOX | 0
21769 | 1030560000 | PCB PLUG-IN CONNECTOR MALE HEADER FLANGE THT SOLDER CONNECTION 3.81 MM N OF POLES: 26 180° SOLDER PIN LENGTH (L): 3.2 MM TINNED ORANGE BOX | 0
21770 | 1030570000 | PCB PLUG-IN CONNECTOR MALE HEADER FLANGE THT SOLDER CONNECTION 3.81 MM N OF POLES: 28 180° SOLDER PIN LENGTH (L): 3.2 MM TINNED ORANGE BOX | 0
21771 | 1030580000 | PCB PLUG-IN CONNECTOR MALE HEADER FLANGE THT SOLDER CONNECTION 3.81 MM N OF POLES: 30 180° SOLDER PIN LENGTH (L): 3.2 MM TINNED ORANGE BOX | 0
21772 | 1030590000 | PCB PLUG-IN CONNECTOR MALE HEADER FLANGE THT SOLDER CONNECTION 3.81 MM N OF POLES: 32 180° SOLDER PIN LENGTH (L): 3.2 MM TINNED ORANGE BOX | 0
21773 | 1030950000 | PCB PLUG-IN CONNECTOR MALE HEADER CLOSED SIDE THT/THR SOLDER CONNECTION 3.81 MM N OF POLES: 4 180° SOLDER PIN LENGTH (L): 3.2 MM TINNED BOX | 0
21774 | 1030960000 | PCB PLUG-IN CONNECTOR MALE HEADER CLOSED SIDE THT/THR SOLDER CONNECTION 3.81 MM N OF POLES: 6 180° SOLDER PIN LENGTH (L): 3.2 MM TINNED BOX | 0
21775 | 1030970000 | PCB PLUG-IN CONNECTOR MALE HEADER CLOSED SIDE THT/THR SOLDER CONNECTION 3.81 MM N OF POLES: 8 180° SOLDER PIN LENGTH (L): 3.2 MM TINNED BOX | 0
21776 | 1030980000 | PCB PLUG-IN CONNECTOR MALE HEADER CLOSED SIDE THT/THR SOLDER CONNECTION 3.81 MM N OF POLES: 10 180° SOLDER PIN LENGTH (L): 3.2 MM TINNED BOX | 0
21777 | 1030990000 | PCB PLUG-IN CONNECTOR MALE HEADER CLOSED SIDE THT/THR SOLDER CONNECTION 3.81 MM N OF POLES: 12 180° SOLDER PIN LENGTH (L): 3.2 MM TINNED BOX | 0
21778 | 1031010000 | PCB PLUG-IN CONNECTOR MALE HEADER CLOSED SIDE THT/THR SOLDER CONNECTION 3.81 MM N OF POLES: 14 180° SOLDER PIN LENGTH (L): 3.2 MM TINNED BOX | 0
21779 | 1031020000 | PCB PLUG-IN CONNECTOR MALE HEADER CLOSED SIDE THT/THR SOLDER CONNECTION 3.81 MM N OF POLES: 16 180° SOLDER PIN LENGTH (L): 3.2 MM TINNED BOX | 0
21780 | 1031030000 | PCB PLUG-IN CONNECTOR MALE HEADER CLOSED SIDE THT/THR SOLDER CONNECTION 3.81 MM N OF POLES: 18 180° SOLDER PIN LENGTH (L): 3.2 MM TINNED BOX | 0
21781 | 1031040000 | PCB PLUG-IN CONNECTOR MALE HEADER CLOSED SIDE THT/THR SOLDER CONNECTION 3.81 MM N OF POLES: 20 180° SOLDER PIN LENGTH (L): 3.2 MM TINNED BOX | 0
21782 | 1031050000 | PCB PLUG-IN CONNECTOR MALE HEADER CLOSED SIDE THT/THR SOLDER CONNECTION 3.81 MM N OF POLES: 22 180° SOLDER PIN LENGTH (L): 3.2 MM TINNED BOX | 0
21783 | 1031060000 | PCB PLUG-IN CONNECTOR MALE HEADER CLOSED SIDE THT/THR SOLDER CONNECTION 3.81 MM N OF POLES: 24 180° SOLDER PIN LENGTH (L): 3.2 MM TINNED BOX | 0
21784 | 1031070000 | PCB PLUG-IN CONNECTOR MALE HEADER CLOSED SIDE THT/THR SOLDER CONNECTION 3.81 MM N OF POLES: 26 180° SOLDER PIN LENGTH (L): 3.2 MM TINNED BOX | 0
21785 | 1031080000 | PCB PLUG-IN CONNECTOR MALE HEADER CLOSED SIDE THT/THR SOLDER CONNECTION 3.81 MM N OF POLES: 28 180° SOLDER PIN LENGTH (L): 3.2 MM TINNED BOX | 0
21786 | 1031090000 | PCB PLUG-IN CONNECTOR MALE HEADER CLOSED SIDE THT/THR SOLDER CONNECTION 3.81 MM N OF POLES: 30 180° SOLDER PIN LENGTH (L): 3.2 MM TINNED BOX | 0
21787 | 1031110000 | PCB PLUG-IN CONNECTOR MALE HEADER CLOSED SIDE THT/THR SOLDER CONNECTION 3.81 MM N OF POLES: 32 180° SOLDER PIN LENGTH (L): 3.2 MM TINNED BOX | 0
21788 | 1031320000 | PCB PLUG-IN CONNECTOR MALE HEADER CLOSED SIDE THT/THR SOLDER CONNECTION 3.81 MM N OF POLES: 8 180° SOLDER PIN LENGTH (L): 1.5 MM TINNED BOX | 0
21789 | 1031410000 | PCB PLUG-IN CONNECTOR MALE HEADER CLOSED SIDE THT/THR SOLDER CONNECTION 3.81 MM N OF POLES: 24 180° SOLDER PIN LENGTH (L): 1.5 MM TINNED BOX | 0
21790 | 1031460000 | PCB PLUG-IN CONNECTOR MALE HEADER FLANGE THT/THR SOLDER CONNECTION 3.81 MM N OF POLES: 4 180° SOLDER PIN LENGTH (L): 3.2 MM TINNED BOX | 0
21791 | 1031470000 | PCB PLUG-IN CONNECTOR MALE HEADER FLANGE THT/THR SOLDER CONNECTION 3.81 MM N OF POLES: 6 180° SOLDER PIN LENGTH (L): 3.2 MM TINNED BOX | 0
21792 | 1031490000 | PCB PLUG-IN CONNECTOR MALE HEADER FLANGE THT/THR SOLDER CONNECTION 3.81 MM N OF POLES: 8 180° SOLDER PIN LENGTH (L): 3.2 MM TINNED BOX | 0
21793 | 1031510000 | PCB PLUG-IN CONNECTOR MALE HEADER FLANGE THT/THR SOLDER CONNECTION 3.81 MM N OF POLES: 10 180° SOLDER PIN LENGTH (L): 3.2 MM TINNED BOX | 0
21794 | 1031520000 | PCB PLUG-IN CONNECTOR MALE HEADER FLANGE THT/THR SOLDER CONNECTION 3.81 MM N OF POLES: 12 180° SOLDER PIN LENGTH (L): 3.2 MM TINNED BOX | 0
21795 | 1031530000 | PCB PLUG-IN CONNECTOR MALE HEADER FLANGE THT/THR SOLDER CONNECTION 3.81 MM N OF POLES: 14 180° SOLDER PIN LENGTH (L): 3.2 MM TINNED BOX | 0
21796 | 1031540000 | PCB PLUG-IN CONNECTOR MALE HEADER FLANGE THT/THR SOLDER CONNECTION 3.81 MM N OF POLES: 16 180° SOLDER PIN LENGTH (L): 3.2 MM TINNED BOX | 0
21797 | 1031560000 | PCB PLUG-IN CONNECTOR MALE HEADER FLANGE THT/THR SOLDER CONNECTION 3.81 MM N OF POLES: 18 180° SOLDER PIN LENGTH (L): 3.2 MM TINNED BOX | 0
21798 | 1031570000 | PCB PLUG-IN CONNECTOR MALE HEADER FLANGE THT/THR SOLDER CONNECTION 3.81 MM N OF POLES: 20 180° SOLDER PIN LENGTH (L): 3.2 MM TINNED BOX | 0
21799 | 1031590000 | PCB PLUG-IN CONNECTOR MALE HEADER FLANGE THT/THR SOLDER CONNECTION 3.81 MM N OF POLES: 22 180° SOLDER PIN LENGTH (L): 3.2 MM TINNED BOX | 0
21800 | 1031610000 | PCB PLUG-IN CONNECTOR MALE HEADER FLANGE THT/THR SOLDER CONNECTION 3.81 MM N OF POLES: 24 180° SOLDER PIN LENGTH (L): 3.2 MM TINNED BOX | 0
21801 | 1031620000 | PCB PLUG-IN CONNECTOR MALE HEADER FLANGE THT/THR SOLDER CONNECTION 3.81 MM N OF POLES: 26 180° SOLDER PIN LENGTH (L): 3.2 MM TINNED BOX | 0
21802 | 1031630000 | PCB PLUG-IN CONNECTOR MALE HEADER FLANGE THT/THR SOLDER CONNECTION 3.81 MM N OF POLES: 28 180° SOLDER PIN LENGTH (L): 3.2 MM TINNED BOX | 0
21803 | 1031640000 | PCB PLUG-IN CONNECTOR MALE HEADER FLANGE THT/THR SOLDER CONNECTION 3.81 MM N OF POLES: 30 180° SOLDER PIN LENGTH (L): 3.2 MM TINNED BOX | 0
21804 | 1031660000 | PCB PLUG-IN CONNECTOR MALE HEADER FLANGE THT/THR SOLDER CONNECTION 3.81 MM N OF POLES: 32 180° SOLDER PIN LENGTH (L): 3.2 MM TINNED BOX | 0
21805 | 1031930000 | PCB PLUG-IN CONNECTOR MALE HEADER FLANGE THT/THR SOLDER CONNECTION 3.81 MM N OF POLES: 14 180° SOLDER PIN LENGTH (L): 1.5 MM TINNED BOX | 0
21806 | 1032050000 | PCB PLUG-IN CONNECTOR MALE HEADER FLANGE THT/THR SOLDER CONNECTION 3.81 MM N OF POLES: 28 180° SOLDER PIN LENGTH (L): 1.5 MM TINNED BOX | 0
21807 | 1032090000 | PCB PLUG-IN CONNECTOR MALE HEADER CLOSED SIDE THT SOLDER CONNECTION 3.81 MM N OF POLES: 4 90° SOLDER PIN LENGTH (L): 3.2 MM TINNED ORANGE BOX | 0
21808 | 1032110000 | PCB PLUG-IN CONNECTOR MALE HEADER CLOSED SIDE THT SOLDER CONNECTION 3.81 MM N OF POLES: 6 90° SOLDER PIN LENGTH (L): 3.2 MM TINNED ORANGE BOX | 0
21809 | 1032120000 | PCB PLUG-IN CONNECTOR MALE HEADER CLOSED SIDE THT SOLDER CONNECTION 3.81 MM N OF POLES: 8 90° SOLDER PIN LENGTH (L): 3.2 MM TINNED ORANGE BOX | 0
21810 | 1032130000 | PCB PLUG-IN CONNECTOR MALE HEADER CLOSED SIDE THT SOLDER CONNECTION 3.81 MM N OF POLES: 10 90° SOLDER PIN LENGTH (L): 3.2 MM TINNED ORANGE BOX | 0
21811 | 1032140000 | PCB PLUG-IN CONNECTOR MALE HEADER CLOSED SIDE THT SOLDER CONNECTION 3.81 MM N OF POLES: 12 90° SOLDER PIN LENGTH (L): 3.2 MM TINNED ORANGE BOX | 0
21812 | 1032150000 | PCB PLUG-IN CONNECTOR MALE HEADER CLOSED SIDE THT SOLDER CONNECTION 3.81 MM N OF POLES: 14 90° SOLDER PIN LENGTH (L): 3.2 MM TINNED ORANGE BOX | 0
21813 | 1032160000 | PCB PLUG-IN CONNECTOR MALE HEADER CLOSED SIDE THT SOLDER CONNECTION 3.81 MM N OF POLES: 16 90° SOLDER PIN LENGTH (L): 3.2 MM TINNED ORANGE BOX | 0
21814 | 1032170000 | PCB PLUG-IN CONNECTOR MALE HEADER CLOSED SIDE THT SOLDER CONNECTION 3.81 MM N OF POLES: 18 90° SOLDER PIN LENGTH (L): 3.2 MM TINNED ORANGE BOX | 0
21815 | 1032190000 | PCB PLUG-IN CONNECTOR MALE HEADER CLOSED SIDE THT SOLDER CONNECTION 3.81 MM N OF POLES: 20 90° SOLDER PIN LENGTH (L): 3.2 MM TINNED ORANGE BOX | 0
21816 | 1032200000 | PCB PLUG-IN CONNECTOR MALE HEADER CLOSED SIDE THT SOLDER CONNECTION 3.81 MM N OF POLES: 22 90° SOLDER PIN LENGTH (L): 3.2 MM TINNED ORANGE BOX | 0
21817 | 1032210000 | PCB PLUG-IN CONNECTOR MALE HEADER CLOSED SIDE THT SOLDER CONNECTION 3.81 MM N OF POLES: 24 90° SOLDER PIN LENGTH (L): 3.2 MM TINNED ORANGE BOX | 0
21818 | 1032220000 | PCB PLUG-IN CONNECTOR MALE HEADER CLOSED SIDE THT SOLDER CONNECTION 3.81 MM N OF POLES: 26 90° SOLDER PIN LENGTH (L): 3.2 MM TINNED ORANGE BOX | 0
21819 | 1032230000 | PCB PLUG-IN CONNECTOR MALE HEADER CLOSED SIDE THT SOLDER CONNECTION 3.81 MM N OF POLES: 28 90° SOLDER PIN LENGTH (L): 3.2 MM TINNED ORANGE BOX | 0
21820 | 1032240000 | PCB PLUG-IN CONNECTOR MALE HEADER CLOSED SIDE THT SOLDER CONNECTION 3.81 MM N OF POLES: 30 90° SOLDER PIN LENGTH (L): 3.2 MM TINNED ORANGE BOX | 0
21821 | 1032250000 | PCB PLUG-IN CONNECTOR MALE HEADER CLOSED SIDE THT SOLDER CONNECTION 3.81 MM N OF POLES: 32 90° SOLDER PIN LENGTH (L): 3.2 MM TINNED ORANGE BOX | 0
21822 | 1032260000 | PCB PLUG-IN CONNECTOR MALE HEADER CLOSED SIDE THT SOLDER CONNECTION 3.81 MM N OF POLES: 4 90° SOLDER PIN LENGTH (L): 3.2 MM TINNED PALE GREEN BOX | 0
21823 | 1032270000 | PCB PLUG-IN CONNECTOR MALE HEADER CLOSED SIDE THT SOLDER CONNECTION 3.81 MM N OF POLES: 6 90° SOLDER PIN LENGTH (L): 3.2 MM TINNED PALE GREEN BOX | 0
21824 | 1032280000 | PCB PLUG-IN CONNECTOR MALE HEADER CLOSED SIDE THT SOLDER CONNECTION 3.81 MM N OF POLES: 8 90° SOLDER PIN LENGTH (L): 3.2 MM TINNED PALE GREEN BOX | 0
21825 | 1032290000 | PCB PLUG-IN CONNECTOR MALE HEADER CLOSED SIDE THT SOLDER CONNECTION 3.81 MM N OF POLES: 10 90° SOLDER PIN LENGTH (L): 3.2 MM TINNED PALE GREEN BOX | 0
21826 | 1032330000 | PCB PLUG-IN CONNECTOR MALE HEADER CLOSED SIDE THT SOLDER CONNECTION 3.81 MM N OF POLES: 16 90° SOLDER PIN LENGTH (L): 3.2 MM TINNED PALE GREEN BOX | 0
21827 | 1032580000 | PCB PLUG-IN CONNECTOR MALE HEADER FLANGE THT SOLDER CONNECTION 3.81 MM N OF POLES: 4 90° SOLDER PIN LENGTH (L): 3.2 MM TINNED ORANGE BOX | 0
21828 | 1032590000 | PCB PLUG-IN CONNECTOR MALE HEADER FLANGE THT SOLDER CONNECTION 3.81 MM N OF POLES: 6 90° SOLDER PIN LENGTH (L): 3.2 MM TINNED ORANGE BOX | 0
21829 | 1032600000 | PCB PLUG-IN CONNECTOR MALE HEADER FLANGE THT SOLDER CONNECTION 3.81 MM N OF POLES: 8 90° SOLDER PIN LENGTH (L): 3.2 MM TINNED ORANGE BOX | 0
21830 | 1032610000 | PCB PLUG-IN CONNECTOR MALE HEADER FLANGE THT SOLDER CONNECTION 3.81 MM N OF POLES: 10 90° SOLDER PIN LENGTH (L): 3.2 MM TINNED ORANGE BOX | 0
21831 | 1032620000 | PCB PLUG-IN CONNECTOR MALE HEADER FLANGE THT SOLDER CONNECTION 3.81 MM N OF POLES: 12 90° SOLDER PIN LENGTH (L): 3.2 MM TINNED ORANGE BOX | 0
21832 | 1032630000 | PCB PLUG-IN CONNECTOR MALE HEADER FLANGE THT SOLDER CONNECTION 3.81 MM N OF POLES: 14 90° SOLDER PIN LENGTH (L): 3.2 MM TINNED ORANGE BOX | 0
21833 | 1032640000 | PCB PLUG-IN CONNECTOR MALE HEADER FLANGE THT SOLDER CONNECTION 3.81 MM N OF POLES: 16 90° SOLDER PIN LENGTH (L): 3.2 MM TINNED ORANGE BOX | 0
21834 | 1032650000 | PCB PLUG-IN CONNECTOR MALE HEADER FLANGE THT SOLDER CONNECTION 3.81 MM N OF POLES: 18 90° SOLDER PIN LENGTH (L): 3.2 MM TINNED ORANGE BOX | 0
21835 | 1032660000 | PCB PLUG-IN CONNECTOR MALE HEADER FLANGE THT SOLDER CONNECTION 3.81 MM N OF POLES: 20 90° SOLDER PIN LENGTH (L): 3.2 MM TINNED ORANGE BOX | 0
21836 | 1032670000 | PCB PLUG-IN CONNECTOR MALE HEADER FLANGE THT SOLDER CONNECTION 3.81 MM N OF POLES: 22 90° SOLDER PIN LENGTH (L): 3.2 MM TINNED ORANGE BOX | 0
21837 | 1032680000 | PCB PLUG-IN CONNECTOR MALE HEADER FLANGE THT SOLDER CONNECTION 3.81 MM N OF POLES: 24 90° SOLDER PIN LENGTH (L): 3.2 MM TINNED ORANGE BOX | 0
21838 | 1032690000 | PCB PLUG-IN CONNECTOR MALE HEADER FLANGE THT SOLDER CONNECTION 3.81 MM N OF POLES: 26 90° SOLDER PIN LENGTH (L): 3.2 MM TINNED ORANGE BOX | 0
21839 | 1032710000 | PCB PLUG-IN CONNECTOR MALE HEADER FLANGE THT SOLDER CONNECTION 3.81 MM N OF POLES: 28 90° SOLDER PIN LENGTH (L): 3.2 MM TINNED ORANGE BOX | 0
21840 | 1032720000 | PCB PLUG-IN CONNECTOR MALE HEADER FLANGE THT SOLDER CONNECTION 3.81 MM N OF POLES: 30 90° SOLDER PIN LENGTH (L): 3.2 MM TINNED ORANGE BOX | 0
21841 | 1032730000 | PCB PLUG-IN CONNECTOR MALE HEADER FLANGE THT SOLDER CONNECTION 3.81 MM N OF POLES: 32 90° SOLDER PIN LENGTH (L): 3.2 MM TINNED ORANGE BOX | 0
21842 | 1033490000 | PCB PLUG-IN CONNECTOR MALE HEADER CLOSED SIDE THT/THR SOLDER CONNECTION 3.81 MM N OF POLES: 4 90° SOLDER PIN LENGTH (L): 3.2 MM TINNED BOX | 0
21843 | 1033510000 | PCB PLUG-IN CONNECTOR MALE HEADER CLOSED SIDE THT/THR SOLDER CONNECTION 3.81 MM N OF POLES: 6 90° SOLDER PIN LENGTH (L): 3.2 MM TINNED BOX | 0
21844 | 1033520000 | PCB PLUG-IN CONNECTOR MALE HEADER CLOSED SIDE THT/THR SOLDER CONNECTION 3.81 MM N OF POLES: 8 90° SOLDER PIN LENGTH (L): 3.2 MM TINNED BOX | 0
21845 | 1033530000 | PCB PLUG-IN CONNECTOR MALE HEADER CLOSED SIDE THT/THR SOLDER CONNECTION 3.81 MM N OF POLES: 10 90° SOLDER PIN LENGTH (L): 3.2 MM TINNED BOX | 0
21846 | 1033540000 | PCB PLUG-IN CONNECTOR MALE HEADER CLOSED SIDE THT/THR SOLDER CONNECTION 3.81 MM N OF POLES: 12 90° SOLDER PIN LENGTH (L): 3.2 MM TINNED BOX | 0
21847 | 1033550000 | PCB PLUG-IN CONNECTOR MALE HEADER CLOSED SIDE THT/THR SOLDER CONNECTION 3.81 MM N OF POLES: 14 90° SOLDER PIN LENGTH (L): 3.2 MM TINNED BOX | 0
21848 | 1033560000 | PCB PLUG-IN CONNECTOR MALE HEADER CLOSED SIDE THT/THR SOLDER CONNECTION 3.81 MM N OF POLES: 16 90° SOLDER PIN LENGTH (L): 3.2 MM TINNED BOX | 0
21849 | 1033570000 | PCB PLUG-IN CONNECTOR MALE HEADER CLOSED SIDE THT/THR SOLDER CONNECTION 3.81 MM N OF POLES: 18 90° SOLDER PIN LENGTH (L): 3.2 MM TINNED BOX | 0
21850 | 1033580000 | PCB PLUG-IN CONNECTOR MALE HEADER CLOSED SIDE THT/THR SOLDER CONNECTION 3.81 MM N OF POLES: 20 90° SOLDER PIN LENGTH (L): 3.2 MM TINNED BOX | 0
21851 | 1033590000 | PCB PLUG-IN CONNECTOR MALE HEADER CLOSED SIDE THT/THR SOLDER CONNECTION 3.81 MM N OF POLES: 22 90° SOLDER PIN LENGTH (L): 3.2 MM TINNED BOX | 0
21852 | 1033600000 | PCB PLUG-IN CONNECTOR MALE HEADER CLOSED SIDE THT/THR SOLDER CONNECTION 3.81 MM N OF POLES: 24 90° SOLDER PIN LENGTH (L): 3.2 MM TINNED BOX | 0
21853 | 1033620000 | PCB PLUG-IN CONNECTOR MALE HEADER CLOSED SIDE THT/THR SOLDER CONNECTION 3.81 MM N OF POLES: 28 90° SOLDER PIN LENGTH (L): 3.2 MM TINNED BOX | 0
21854 | 1033630000 | PCB PLUG-IN CONNECTOR MALE HEADER CLOSED SIDE THT/THR SOLDER CONNECTION 3.81 MM N OF POLES: 30 90° SOLDER PIN LENGTH (L): 3.2 MM TINNED BOX | 0
21855 | 1033640000 | PCB PLUG-IN CONNECTOR MALE HEADER CLOSED SIDE THT/THR SOLDER CONNECTION 3.81 MM N OF POLES: 32 90° SOLDER PIN LENGTH (L): 3.2 MM TINNED BOX | 0
21856 | 1033900000 | PCB PLUG-IN CONNECTOR MALE HEADER CLOSED SIDE THT/THR SOLDER CONNECTION 3.81 MM N OF POLES: 20 90° SOLDER PIN LENGTH (L): 1.5 MM TINNED BOX | 0
21857 | 1033960000 | PCB PLUG-IN CONNECTOR MALE HEADER CLOSED SIDE THT/THR SOLDER CONNECTION 3.81 MM N OF POLES: 32 90° SOLDER PIN LENGTH (L): 1.5 MM TINNED BOX | 0
21858 | 1033970000 | PCB PLUG-IN CONNECTOR MALE HEADER FLANGE THT/THR SOLDER CONNECTION 3.81 MM N OF POLES: 4 90° SOLDER PIN LENGTH (L): 3.2 MM TINNED BOX | 0
21859 | 1033980000 | PCB PLUG-IN CONNECTOR MALE HEADER FLANGE THT/THR SOLDER CONNECTION 3.81 MM N OF POLES: 6 90° SOLDER PIN LENGTH (L): 3.2 MM TINNED BOX | 0
21860 | 1033990000 | PCB PLUG-IN CONNECTOR MALE HEADER FLANGE THT/THR SOLDER CONNECTION 3.81 MM N OF POLES: 8 90° SOLDER PIN LENGTH (L): 3.2 MM TINNED BOX | 0
21861 | 1034010000 | PCB PLUG-IN CONNECTOR MALE HEADER FLANGE THT/THR SOLDER CONNECTION 3.81 MM N OF POLES: 10 90° SOLDER PIN LENGTH (L): 3.2 MM TINNED BOX | 0
21862 | 1034020000 | PCB PLUG-IN CONNECTOR MALE HEADER FLANGE THT/THR SOLDER CONNECTION 3.81 MM N OF POLES: 12 90° SOLDER PIN LENGTH (L): 3.2 MM TINNED BOX | 0
21863 | 1034030000 | PCB PLUG-IN CONNECTOR MALE HEADER FLANGE THT/THR SOLDER CONNECTION 3.81 MM N OF POLES: 14 90° SOLDER PIN LENGTH (L): 3.2 MM TINNED BOX | 0
21864 | 1034040000 | PCB PLUG-IN CONNECTOR MALE HEADER FLANGE THT/THR SOLDER CONNECTION 3.81 MM N OF POLES: 16 90° SOLDER PIN LENGTH (L): 3.2 MM TINNED BOX | 0
21865 | 1034050000 | PCB PLUG-IN CONNECTOR MALE HEADER FLANGE THT/THR SOLDER CONNECTION 3.81 MM N OF POLES: 18 90° SOLDER PIN LENGTH (L): 3.2 MM TINNED BOX | 0
21866 | 1034060000 | PCB PLUG-IN CONNECTOR MALE HEADER FLANGE THT/THR SOLDER CONNECTION 3.81 MM N OF POLES: 20 90° SOLDER PIN LENGTH (L): 3.2 MM TINNED BOX | 0
21867 | 1034070000 | PCB PLUG-IN CONNECTOR MALE HEADER FLANGE THT/THR SOLDER CONNECTION 3.81 MM N OF POLES: 22 90° SOLDER PIN LENGTH (L): 3.2 MM TINNED BOX | 0
21868 | 1034080000 | PCB PLUG-IN CONNECTOR MALE HEADER FLANGE THT/THR SOLDER CONNECTION 3.81 MM N OF POLES: 24 90° SOLDER PIN LENGTH (L): 3.2 MM TINNED BOX | 0
21869 | 1034090000 | PCB PLUG-IN CONNECTOR MALE HEADER FLANGE THT/THR SOLDER CONNECTION 3.81 MM N OF POLES: 26 90° SOLDER PIN LENGTH (L): 3.2 MM TINNED BOX | 0
21870 | 1034110000 | PCB PLUG-IN CONNECTOR MALE HEADER FLANGE THT/THR SOLDER CONNECTION 3.81 MM N OF POLES: 28 90° SOLDER PIN LENGTH (L): 3.2 MM TINNED BOX | 0
21871 | 1034120000 | PCB PLUG-IN CONNECTOR MALE HEADER FLANGE THT/THR SOLDER CONNECTION 3.81 MM N OF POLES: 30 90° SOLDER PIN LENGTH (L): 3.2 MM TINNED BOX | 0
21872 | 1034130000 | PCB PLUG-IN CONNECTOR MALE HEADER FLANGE THT/THR SOLDER CONNECTION 3.81 MM N OF POLES: 32 90° SOLDER PIN LENGTH (L): 3.2 MM TINNED BOX | 0
21873 | 1034430000 | PCB PLUG-IN CONNECTOR MALE HEADER FLANGE THT/THR SOLDER CONNECTION 3.81 MM N OF POLES: 26 90° SOLDER PIN LENGTH (L): 1.5 MM TINNED BOX | 0
21874 | 1034470000 | PCB PLUG-IN CONNECTOR MALE HEADER CLOSED SIDE THT SOLDER CONNECTION 3.81 MM N OF POLES: 4 180° SOLDER PIN LENGTH (L): 3.2 MM TINNED ORANGE BOX | 0
21875 | 1034490000 | PCB PLUG-IN CONNECTOR MALE HEADER CLOSED SIDE THT SOLDER CONNECTION 3.81 MM N OF POLES: 6 180° SOLDER PIN LENGTH (L): 3.2 MM TINNED ORANGE BOX | 0
21876 | 1034510000 | PCB PLUG-IN CONNECTOR MALE HEADER CLOSED SIDE THT SOLDER CONNECTION 3.81 MM N OF POLES: 8 180° SOLDER PIN LENGTH (L): 3.2 MM TINNED ORANGE BOX | 0
21877 | 1034520000 | PCB PLUG-IN CONNECTOR MALE HEADER CLOSED SIDE THT SOLDER CONNECTION 3.81 MM N OF POLES: 10 180° SOLDER PIN LENGTH (L): 3.2 MM TINNED ORANGE BOX | 0
21878 | 1034530000 | PCB PLUG-IN CONNECTOR MALE HEADER CLOSED SIDE THT SOLDER CONNECTION 3.81 MM N OF POLES: 12 180° SOLDER PIN LENGTH (L): 3.2 MM TINNED ORANGE BOX | 0
21879 | 1034540000 | PCB PLUG-IN CONNECTOR MALE HEADER CLOSED SIDE THT SOLDER CONNECTION 3.81 MM N OF POLES: 14 180° SOLDER PIN LENGTH (L): 3.2 MM TINNED ORANGE BOX | 0
21880 | 1034550000 | PCB PLUG-IN CONNECTOR MALE HEADER CLOSED SIDE THT SOLDER CONNECTION 3.81 MM N OF POLES: 16 180° SOLDER PIN LENGTH (L): 3.2 MM TINNED ORANGE BOX | 0
21881 | 1034560000 | PCB PLUG-IN CONNECTOR MALE HEADER CLOSED SIDE THT SOLDER CONNECTION 3.81 MM N OF POLES: 18 180° SOLDER PIN LENGTH (L): 3.2 MM TINNED ORANGE BOX | 0
21882 | 1034570000 | PCB PLUG-IN CONNECTOR MALE HEADER CLOSED SIDE THT SOLDER CONNECTION 3.81 MM N OF POLES: 20 180° SOLDER PIN LENGTH (L): 3.2 MM TINNED ORANGE BOX | 0
21883 | 1034580000 | PCB PLUG-IN CONNECTOR MALE HEADER CLOSED SIDE THT SOLDER CONNECTION 3.81 MM N OF POLES: 22 180° SOLDER PIN LENGTH (L): 3.2 MM TINNED ORANGE BOX | 0
21884 | 1034590000 | PCB PLUG-IN CONNECTOR MALE HEADER CLOSED SIDE THT SOLDER CONNECTION 3.81 MM N OF POLES: 24 180° SOLDER PIN LENGTH (L): 3.2 MM TINNED ORANGE BOX | 0
21885 | 1034610000 | PCB PLUG-IN CONNECTOR MALE HEADER CLOSED SIDE THT SOLDER CONNECTION 3.81 MM N OF POLES: 26 180° SOLDER PIN LENGTH (L): 3.2 MM TINNED ORANGE BOX | 0
21886 | 1034620000 | PCB PLUG-IN CONNECTOR MALE HEADER CLOSED SIDE THT SOLDER CONNECTION 3.81 MM N OF POLES: 28 180° SOLDER PIN LENGTH (L): 3.2 MM TINNED ORANGE BOX | 0
21887 | 1034630000 | PCB PLUG-IN CONNECTOR MALE HEADER CLOSED SIDE THT SOLDER CONNECTION 3.81 MM N OF POLES: 30 180° SOLDER PIN LENGTH (L): 3.2 MM TINNED ORANGE BOX | 0
21888 | 1034640000 | PCB PLUG-IN CONNECTOR MALE HEADER CLOSED SIDE THT SOLDER CONNECTION 3.81 MM N OF POLES: 32 180° SOLDER PIN LENGTH (L): 3.2 MM TINNED ORANGE BOX | 0
21889 | 1034980000 | PCB PLUG-IN CONNECTOR MALE HEADER FLANGE THT SOLDER CONNECTION 3.81 MM N OF POLES: 4 180° SOLDER PIN LENGTH (L): 3.2 MM TINNED ORANGE BOX | 0
21890 | 1034990000 | PCB PLUG-IN CONNECTOR MALE HEADER FLANGE THT SOLDER CONNECTION 3.81 MM N OF POLES: 6 180° SOLDER PIN LENGTH (L): 3.2 MM TINNED ORANGE BOX | 0
21891 | 1035010000 | PCB PLUG-IN CONNECTOR MALE HEADER FLANGE THT SOLDER CONNECTION 3.81 MM N OF POLES: 8 180° SOLDER PIN LENGTH (L): 3.2 MM TINNED ORANGE BOX | 0
21892 | 1035020000 | PCB PLUG-IN CONNECTOR MALE HEADER FLANGE THT SOLDER CONNECTION 3.81 MM N OF POLES: 10 180° SOLDER PIN LENGTH (L): 3.2 MM TINNED ORANGE BOX | 0
21893 | 1035030000 | PCB PLUG-IN CONNECTOR MALE HEADER FLANGE THT SOLDER CONNECTION 3.81 MM N OF POLES: 12 180° SOLDER PIN LENGTH (L): 3.2 MM TINNED ORANGE BOX | 0
21894 | 1035040000 | PCB PLUG-IN CONNECTOR MALE HEADER FLANGE THT SOLDER CONNECTION 3.81 MM N OF POLES: 14 180° SOLDER PIN LENGTH (L): 3.2 MM TINNED ORANGE BOX | 0
21895 | 1035050000 | PCB PLUG-IN CONNECTOR MALE HEADER FLANGE THT SOLDER CONNECTION 3.81 MM N OF POLES: 16 180° SOLDER PIN LENGTH (L): 3.2 MM TINNED ORANGE BOX | 0
21896 | 1035060000 | PCB PLUG-IN CONNECTOR MALE HEADER FLANGE THT SOLDER CONNECTION 3.81 MM N OF POLES: 18 180° SOLDER PIN LENGTH (L): 3.2 MM TINNED ORANGE BOX | 0
21897 | 1035070000 | PCB PLUG-IN CONNECTOR MALE HEADER FLANGE THT SOLDER CONNECTION 3.81 MM N OF POLES: 20 180° SOLDER PIN LENGTH (L): 3.2 MM TINNED ORANGE BOX | 0
21898 | 1035080000 | PCB PLUG-IN CONNECTOR MALE HEADER FLANGE THT SOLDER CONNECTION 3.81 MM N OF POLES: 22 180° SOLDER PIN LENGTH (L): 3.2 MM TINNED ORANGE BOX | 0
21899 | 1035090000 | PCB PLUG-IN CONNECTOR MALE HEADER FLANGE THT SOLDER CONNECTION 3.81 MM N OF POLES: 24 180° SOLDER PIN LENGTH (L): 3.2 MM TINNED ORANGE BOX | 0
21900 | 1035110000 | PCB PLUG-IN CONNECTOR MALE HEADER FLANGE THT SOLDER CONNECTION 3.81 MM N OF POLES: 26 180° SOLDER PIN LENGTH (L): 3.2 MM TINNED ORANGE BOX | 0
21901 | 1035120000 | PCB PLUG-IN CONNECTOR MALE HEADER FLANGE THT SOLDER CONNECTION 3.81 MM N OF POLES: 28 180° SOLDER PIN LENGTH (L): 3.2 MM TINNED ORANGE BOX | 0
21902 | 1035130000 | PCB PLUG-IN CONNECTOR MALE HEADER FLANGE THT SOLDER CONNECTION 3.81 MM N OF POLES: 30 180° SOLDER PIN LENGTH (L): 3.2 MM TINNED ORANGE BOX | 0
21903 | 1035140000 | PCB PLUG-IN CONNECTOR MALE HEADER FLANGE THT SOLDER CONNECTION 3.81 MM N OF POLES: 32 180° SOLDER PIN LENGTH (L): 3.2 MM TINNED ORANGE BOX | 0
21904 | 1035160000 | PCB PLUG-IN CONNECTOR MALE HEADER FLANGE THT SOLDER CONNECTION 3.81 MM N OF POLES: 6 180° SOLDER PIN LENGTH (L): 3.2 MM TINNED PALE GREEN BOX | 0
21905 | 1035220000 | PCB PLUG-IN CONNECTOR MALE HEADER FLANGE THT SOLDER CONNECTION 3.81 MM N OF POLES: 16 180° SOLDER PIN LENGTH (L): 3.2 MM TINNED PALE GREEN BOX | 0
21906 | 1035280000 | PCB PLUG-IN CONNECTOR MALE HEADER FLANGE THT SOLDER CONNECTION 3.81 MM N OF POLES: 28 180° SOLDER PIN LENGTH (L): 3.2 MM TINNED PALE GREEN BOX | 0
21907 | 1035470000 | PCB PLUG-IN CONNECTOR MALE HEADER CLOSED SIDE THT/THR SOLDER CONNECTION 3.81 MM N OF POLES: 4 180° SOLDER PIN LENGTH (L): 3.2 MM TINNED BOX | 0
21908 | 1035480000 | PCB PLUG-IN CONNECTOR MALE HEADER CLOSED SIDE THT/THR SOLDER CONNECTION 3.81 MM N OF POLES: 6 180° SOLDER PIN LENGTH (L): 3.2 MM TINNED BOX | 0
21909 | 1035490000 | PCB PLUG-IN CONNECTOR MALE HEADER CLOSED SIDE THT/THR SOLDER CONNECTION 3.81 MM N OF POLES: 8 180° SOLDER PIN LENGTH (L): 3.2 MM TINNED BOX | 0
21910 | 1035510000 | PCB PLUG-IN CONNECTOR MALE HEADER CLOSED SIDE THT/THR SOLDER CONNECTION 3.81 MM N OF POLES: 10 180° SOLDER PIN LENGTH (L): 3.2 MM TINNED BOX | 0
21911 | 1035520000 | PCB PLUG-IN CONNECTOR MALE HEADER CLOSED SIDE THT/THR SOLDER CONNECTION 3.81 MM N OF POLES: 12 180° SOLDER PIN LENGTH (L): 3.2 MM TINNED BOX | 0
21912 | 1035530000 | PCB PLUG-IN CONNECTOR MALE HEADER CLOSED SIDE THT/THR SOLDER CONNECTION 3.81 MM N OF POLES: 14 180° SOLDER PIN LENGTH (L): 3.2 MM TINNED BOX | 0
21913 | 1035540000 | PCB PLUG-IN CONNECTOR MALE HEADER CLOSED SIDE THT/THR SOLDER CONNECTION 3.81 MM N OF POLES: 16 180° SOLDER PIN LENGTH (L): 3.2 MM TINNED BOX | 0
21914 | 1035550000 | PCB PLUG-IN CONNECTOR MALE HEADER CLOSED SIDE THT/THR SOLDER CONNECTION 3.81 MM N OF POLES: 18 180° SOLDER PIN LENGTH (L): 3.2 MM TINNED BOX | 0
21915 | 1035560000 | PCB PLUG-IN CONNECTOR MALE HEADER CLOSED SIDE THT/THR SOLDER CONNECTION 3.81 MM N OF POLES: 20 180° SOLDER PIN LENGTH (L): 3.2 MM TINNED BOX | 0
21916 | 1035570000 | PCB PLUG-IN CONNECTOR MALE HEADER CLOSED SIDE THT/THR SOLDER CONNECTION 3.81 MM N OF POLES: 22 180° SOLDER PIN LENGTH (L): 3.2 MM TINNED BOX | 0
21917 | 1035580000 | PCB PLUG-IN CONNECTOR MALE HEADER CLOSED SIDE THT/THR SOLDER CONNECTION 3.81 MM N OF POLES: 24 180° SOLDER PIN LENGTH (L): 3.2 MM TINNED BOX | 0
21918 | 1035590000 | PCB PLUG-IN CONNECTOR MALE HEADER CLOSED SIDE THT/THR SOLDER CONNECTION 3.81 MM N OF POLES: 26 180° SOLDER PIN LENGTH (L): 3.2 MM TINNED BOX | 0
21919 | 1035610000 | PCB PLUG-IN CONNECTOR MALE HEADER CLOSED SIDE THT/THR SOLDER CONNECTION 3.81 MM N OF POLES: 28 180° SOLDER PIN LENGTH (L): 3.2 MM TINNED BOX | 0
21920 | 1035620000 | PCB PLUG-IN CONNECTOR MALE HEADER CLOSED SIDE THT/THR SOLDER CONNECTION 3.81 MM N OF POLES: 30 180° SOLDER PIN LENGTH (L): 3.2 MM TINNED BOX | 0
21921 | 1035630000 | PCB PLUG-IN CONNECTOR MALE HEADER CLOSED SIDE THT/THR SOLDER CONNECTION 3.81 MM N OF POLES: 32 180° SOLDER PIN LENGTH (L): 3.2 MM TINNED BOX | 0
21922 | 1035950000 | PCB PLUG-IN CONNECTOR MALE HEADER FLANGE THT/THR SOLDER CONNECTION 3.81 MM N OF POLES: 4 180° SOLDER PIN LENGTH (L): 3.2 MM TINNED BOX | 0
21923 | 1035960000 | PCB PLUG-IN CONNECTOR MALE HEADER FLANGE THT/THR SOLDER CONNECTION 3.81 MM N OF POLES: 6 180° SOLDER PIN LENGTH (L): 3.2 MM TINNED BOX | 0
21924 | 1035970000 | PCB PLUG-IN CONNECTOR MALE HEADER FLANGE THT/THR SOLDER CONNECTION 3.81 MM N OF POLES: 8 180° SOLDER PIN LENGTH (L): 3.2 MM TINNED BOX | 0
21925 | 1035980000 | PCB PLUG-IN CONNECTOR MALE HEADER FLANGE THT/THR SOLDER CONNECTION 3.81 MM N OF POLES: 10 180° SOLDER PIN LENGTH (L): 3.2 MM TINNED BOX | 0
21926 | 1035990000 | PCB PLUG-IN CONNECTOR MALE HEADER FLANGE THT/THR SOLDER CONNECTION 3.81 MM N OF POLES: 12 180° SOLDER PIN LENGTH (L): 3.2 MM TINNED BOX | 0
21927 | 1036010000 | PCB PLUG-IN CONNECTOR MALE HEADER FLANGE THT/THR SOLDER CONNECTION 3.81 MM N OF POLES: 14 180° SOLDER PIN LENGTH (L): 3.2 MM TINNED BOX | 0
21928 | 1036020000 | PCB PLUG-IN CONNECTOR MALE HEADER FLANGE THT/THR SOLDER CONNECTION 3.81 MM N OF POLES: 16 180° SOLDER PIN LENGTH (L): 3.2 MM TINNED BOX | 0
21929 | 1036030000 | PCB PLUG-IN CONNECTOR MALE HEADER FLANGE THT/THR SOLDER CONNECTION 3.81 MM N OF POLES: 18 180° SOLDER PIN LENGTH (L): 3.2 MM TINNED BOX | 0
21930 | 1036040000 | PCB PLUG-IN CONNECTOR MALE HEADER FLANGE THT/THR SOLDER CONNECTION 3.81 MM N OF POLES: 20 180° SOLDER PIN LENGTH (L): 3.2 MM TINNED BOX | 0
21931 | 1036050000 | PCB PLUG-IN CONNECTOR MALE HEADER FLANGE THT/THR SOLDER CONNECTION 3.81 MM N OF POLES: 22 180° SOLDER PIN LENGTH (L): 3.2 MM TINNED BOX | 0
21932 | 1036060000 | PCB PLUG-IN CONNECTOR MALE HEADER FLANGE THT/THR SOLDER CONNECTION 3.81 MM N OF POLES: 24 180° SOLDER PIN LENGTH (L): 3.2 MM TINNED BOX | 0
21933 | 1036070000 | PCB PLUG-IN CONNECTOR MALE HEADER FLANGE THT/THR SOLDER CONNECTION 3.81 MM N OF POLES: 26 180° SOLDER PIN LENGTH (L): 3.2 MM TINNED BOX | 0
21934 | 1036080000 | PCB PLUG-IN CONNECTOR MALE HEADER FLANGE THT/THR SOLDER CONNECTION 3.81 MM N OF POLES: 28 180° SOLDER PIN LENGTH (L): 3.2 MM TINNED BOX | 0
21935 | 1036090000 | PCB PLUG-IN CONNECTOR MALE HEADER FLANGE THT/THR SOLDER CONNECTION 3.81 MM N OF POLES: 30 180° SOLDER PIN LENGTH (L): 3.2 MM TINNED BOX | 0
21936 | 1036110000 | PCB PLUG-IN CONNECTOR MALE HEADER FLANGE THT/THR SOLDER CONNECTION 3.81 MM N OF POLES: 32 180° SOLDER PIN LENGTH (L): 3.2 MM TINNED BOX | 0
21937 | 1036480000 | PCB PLUG-IN CONNECTOR MALE HEADER CLOSED SIDE THT/THR SOLDER CONNECTION 3.81 MM N OF POLES: 2 270° SOLDER PIN LENGTH (L): 3.2 MM TINNED BOX | 0
21938 | 1036490000 | PCB PLUG-IN CONNECTOR MALE HEADER CLOSED SIDE THT/THR SOLDER CONNECTION 3.81 MM N OF POLES: 3 270° SOLDER PIN LENGTH (L): 3.2 MM TINNED BOX | 0
21939 | 1036510000 | PCB PLUG-IN CONNECTOR MALE HEADER CLOSED SIDE THT/THR SOLDER CONNECTION 3.81 MM N OF POLES: 4 270° SOLDER PIN LENGTH (L): 3.2 MM TINNED BOX | 0
21940 | 1036520000 | PCB PLUG-IN CONNECTOR MALE HEADER CLOSED SIDE THT/THR SOLDER CONNECTION 3.81 MM N OF POLES: 5 270° SOLDER PIN LENGTH (L): 3.2 MM TINNED BOX | 0
21941 | 1036530000 | PCB PLUG-IN CONNECTOR MALE HEADER CLOSED SIDE THT/THR SOLDER CONNECTION 3.81 MM N OF POLES: 6 270° SOLDER PIN LENGTH (L): 3.2 MM TINNED BOX | 0
21942 | 1036540000 | PCB PLUG-IN CONNECTOR MALE HEADER CLOSED SIDE THT/THR SOLDER CONNECTION 3.81 MM N OF POLES: 7 270° SOLDER PIN LENGTH (L): 3.2 MM TINNED BOX | 0
21943 | 1036550000 | PCB PLUG-IN CONNECTOR MALE HEADER CLOSED SIDE THT/THR SOLDER CONNECTION 3.81 MM N OF POLES: 8 270° SOLDER PIN LENGTH (L): 3.2 MM TINNED BOX | 0
21944 | 1036560000 | PCB PLUG-IN CONNECTOR MALE HEADER CLOSED SIDE THT/THR SOLDER CONNECTION 3.81 MM N OF POLES: 9 270° SOLDER PIN LENGTH (L): 3.2 MM TINNED BOX | 0
21945 | 1036570000 | PCB PLUG-IN CONNECTOR MALE HEADER CLOSED SIDE THT/THR SOLDER CONNECTION 3.81 MM N OF POLES: 10 270° SOLDER PIN LENGTH (L): 3.2 MM TINNED BOX | 0
21946 | 1036580000 | PCB PLUG-IN CONNECTOR MALE HEADER CLOSED SIDE THT/THR SOLDER CONNECTION 3.81 MM N OF POLES: 11 270° SOLDER PIN LENGTH (L): 3.2 MM TINNED BOX | 0
21947 | 1036590000 | PCB PLUG-IN CONNECTOR MALE HEADER CLOSED SIDE THT/THR SOLDER CONNECTION 3.81 MM N OF POLES: 12 270° SOLDER PIN LENGTH (L): 3.2 MM TINNED BOX | 0
21948 | 1036610000 | PCB PLUG-IN CONNECTOR MALE HEADER CLOSED SIDE THT/THR SOLDER CONNECTION 3.81 MM N OF POLES: 13 270° SOLDER PIN LENGTH (L): 3.2 MM TINNED BOX | 0
21949 | 1036620000 | PCB PLUG-IN CONNECTOR MALE HEADER CLOSED SIDE THT/THR SOLDER CONNECTION 3.81 MM N OF POLES: 14 270° SOLDER PIN LENGTH (L): 3.2 MM TINNED BOX | 0
21950 | 1036630000 | PCB PLUG-IN CONNECTOR MALE HEADER CLOSED SIDE THT/THR SOLDER CONNECTION 3.81 MM N OF POLES: 15 270° SOLDER PIN LENGTH (L): 3.2 MM TINNED BOX | 0
21951 | 1036640000 | PCB PLUG-IN CONNECTOR MALE HEADER CLOSED SIDE THT/THR SOLDER CONNECTION 3.81 MM N OF POLES: 16 270° SOLDER PIN LENGTH (L): 3.2 MM TINNED BOX | 0
21952 | 1036840000 | PCB PLUG-IN CONNECTOR MALE HEADER CLOSED SIDE THT/THR SOLDER CONNECTION 3.81 MM N OF POLES: 3 270° SOLDER PIN LENGTH (L): 1.5 MM TINNED BOX | 0
21953 | 1036860000 | PCB PLUG-IN CONNECTOR MALE HEADER CLOSED SIDE THT/THR SOLDER CONNECTION 3.81 MM N OF POLES: 5 270° SOLDER PIN LENGTH (L): 1.5 MM TINNED BOX | 0
21954 | 1036870000 | PCB PLUG-IN CONNECTOR MALE HEADER CLOSED SIDE THT/THR SOLDER CONNECTION 3.81 MM N OF POLES: 6 270° SOLDER PIN LENGTH (L): 1.5 MM TINNED BOX | 0
21955 | 1036890000 | PCB PLUG-IN CONNECTOR MALE HEADER CLOSED SIDE THT/THR SOLDER CONNECTION 3.81 MM N OF POLES: 8 270° SOLDER PIN LENGTH (L): 1.5 MM TINNED BOX | 0
21956 | 1036920000 | PCB PLUG-IN CONNECTOR MALE HEADER CLOSED SIDE THT/THR SOLDER CONNECTION 3.81 MM N OF POLES: 10 270° SOLDER PIN LENGTH (L): 1.5 MM TINNED BOX | 0
21957 | 1036940000 | PCB PLUG-IN CONNECTOR MALE HEADER CLOSED SIDE THT/THR SOLDER CONNECTION 3.81 MM N OF POLES: 12 270° SOLDER PIN LENGTH (L): 1.5 MM TINNED BOX | 0
21958 | 1036990000 | PCB PLUG-IN CONNECTOR MALE HEADER FLANGE THT/THR SOLDER CONNECTION 3.81 MM N OF POLES: 2 270° SOLDER PIN LENGTH (L): 3.2 MM TINNED BOX | 0
21959 | 1037010000 | PCB PLUG-IN CONNECTOR MALE HEADER FLANGE THT/THR SOLDER CONNECTION 3.81 MM N OF POLES: 3 270° SOLDER PIN LENGTH (L): 3.2 MM TINNED BOX | 0
21960 | 1037020000 | PCB PLUG-IN CONNECTOR MALE HEADER FLANGE THT/THR SOLDER CONNECTION 3.81 MM N OF POLES: 4 270° SOLDER PIN LENGTH (L): 3.2 MM TINNED BOX | 0
21961 | 1037030000 | PCB PLUG-IN CONNECTOR MALE HEADER FLANGE THT/THR SOLDER CONNECTION 3.81 MM N OF POLES: 5 270° SOLDER PIN LENGTH (L): 3.2 MM TINNED BOX | 0
21962 | 1037040000 | PCB PLUG-IN CONNECTOR MALE HEADER FLANGE THT/THR SOLDER CONNECTION 3.81 MM N OF POLES: 6 270° SOLDER PIN LENGTH (L): 3.2 MM TINNED BOX | 0
21963 | 1037050000 | PCB PLUG-IN CONNECTOR MALE HEADER FLANGE THT/THR SOLDER CONNECTION 3.81 MM N OF POLES: 7 270° SOLDER PIN LENGTH (L): 3.2 MM TINNED BOX | 0
21964 | 1037060000 | PCB PLUG-IN CONNECTOR MALE HEADER FLANGE THT/THR SOLDER CONNECTION 3.81 MM N OF POLES: 8 270° SOLDER PIN LENGTH (L): 3.2 MM TINNED BOX | 0
21965 | 1037070000 | PCB PLUG-IN CONNECTOR MALE HEADER FLANGE THT/THR SOLDER CONNECTION 3.81 MM N OF POLES: 9 270° SOLDER PIN LENGTH (L): 3.2 MM TINNED BOX | 0
21966 | 1037080000 | PCB PLUG-IN CONNECTOR MALE HEADER FLANGE THT/THR SOLDER CONNECTION 3.81 MM N OF POLES: 10 270° SOLDER PIN LENGTH (L): 3.2 MM TINNED BOX | 0
21967 | 1037090000 | PCB PLUG-IN CONNECTOR MALE HEADER FLANGE THT/THR SOLDER CONNECTION 3.81 MM N OF POLES: 11 270° SOLDER PIN LENGTH (L): 3.2 MM TINNED BOX | 0
21968 | 1037110000 | PCB PLUG-IN CONNECTOR MALE HEADER FLANGE THT/THR SOLDER CONNECTION 3.81 MM N OF POLES: 12 270° SOLDER PIN LENGTH (L): 3.2 MM TINNED BOX | 0
21969 | 1037120000 | PCB PLUG-IN CONNECTOR MALE HEADER FLANGE THT/THR SOLDER CONNECTION 3.81 MM N OF POLES: 13 270° SOLDER PIN LENGTH (L): 3.2 MM TINNED BOX | 0
21970 | 1037130000 | PCB PLUG-IN CONNECTOR MALE HEADER FLANGE THT/THR SOLDER CONNECTION 3.81 MM N OF POLES: 14 270° SOLDER PIN LENGTH (L): 3.2 MM TINNED BOX | 0
21971 | 1037140000 | PCB PLUG-IN CONNECTOR MALE HEADER FLANGE THT/THR SOLDER CONNECTION 3.81 MM N OF POLES: 15 270° SOLDER PIN LENGTH (L): 3.2 MM TINNED BOX | 0
21972 | 1037150000 | PCB PLUG-IN CONNECTOR MALE HEADER FLANGE THT/THR SOLDER CONNECTION 3.81 MM N OF POLES: 16 270° SOLDER PIN LENGTH (L): 3.2 MM TINNED BOX | 0
21973 | 1037360000 | PCB PLUG-IN CONNECTOR MALE HEADER FLANGE THT/THR SOLDER CONNECTION 3.81 MM N OF POLES: 5 270° SOLDER PIN LENGTH (L): 1.5 MM TINNED BOX | 0
21974 | 1037370000 | PCB PLUG-IN CONNECTOR MALE HEADER FLANGE THT/THR SOLDER CONNECTION 3.81 MM N OF POLES: 6 270° SOLDER PIN LENGTH (L): 1.5 MM TINNED BOX | 0
21975 | 1037390000 | PCB PLUG-IN CONNECTOR MALE HEADER FLANGE THT/THR SOLDER CONNECTION 3.81 MM N OF POLES: 8 270° SOLDER PIN LENGTH (L): 1.5 MM TINNED BOX | 0
21976 | 1037400000 | PCB PLUG-IN CONNECTOR MALE HEADER FLANGE THT/THR SOLDER CONNECTION 3.81 MM N OF POLES: 9 270° SOLDER PIN LENGTH (L): 1.5 MM TINNED BOX | 0
21977 | 1037490000 | PCB PLUG-IN CONNECTOR MALE HEADER CLOSED SIDE THT SOLDER CONNECTION 3.81 MM N OF POLES: 2 270° SOLDER PIN LENGTH (L): 3.2 MM TINNED ORANGE BOX | 0
21978 | 1037510000 | PCB PLUG-IN CONNECTOR MALE HEADER CLOSED SIDE THT SOLDER CONNECTION 3.81 MM N OF POLES: 3 270° SOLDER PIN LENGTH (L): 3.2 MM TINNED ORANGE BOX | 0
21979 | 1037520000 | PCB PLUG-IN CONNECTOR MALE HEADER CLOSED SIDE THT SOLDER CONNECTION 3.81 MM N OF POLES: 4 270° SOLDER PIN LENGTH (L): 3.2 MM TINNED ORANGE BOX | 0
21980 | 1037530000 | PCB PLUG-IN CONNECTOR MALE HEADER CLOSED SIDE THT SOLDER CONNECTION 3.81 MM N OF POLES: 5 270° SOLDER PIN LENGTH (L): 3.2 MM TINNED ORANGE BOX | 0
21981 | 1037540000 | PCB PLUG-IN CONNECTOR MALE HEADER CLOSED SIDE THT SOLDER CONNECTION 3.81 MM N OF POLES: 6 270° SOLDER PIN LENGTH (L): 3.2 MM TINNED ORANGE BOX | 0
21982 | 1037550000 | PCB PLUG-IN CONNECTOR MALE HEADER CLOSED SIDE THT SOLDER CONNECTION 3.81 MM N OF POLES: 7 270° SOLDER PIN LENGTH (L): 3.2 MM TINNED ORANGE BOX | 0
21983 | 1037560000 | PCB PLUG-IN CONNECTOR MALE HEADER CLOSED SIDE THT SOLDER CONNECTION 3.81 MM N OF POLES: 8 270° SOLDER PIN LENGTH (L): 3.2 MM TINNED ORANGE BOX | 0
21984 | 1037570000 | PCB PLUG-IN CONNECTOR MALE HEADER CLOSED SIDE THT SOLDER CONNECTION 3.81 MM N OF POLES: 9 270° SOLDER PIN LENGTH (L): 3.2 MM TINNED ORANGE BOX | 0
21985 | 1037580000 | PCB PLUG-IN CONNECTOR MALE HEADER CLOSED SIDE THT SOLDER CONNECTION 3.81 MM N OF POLES: 10 270° SOLDER PIN LENGTH (L): 3.2 MM TINNED ORANGE BOX | 0
21986 | 1037590000 | PCB PLUG-IN CONNECTOR MALE HEADER CLOSED SIDE THT SOLDER CONNECTION 3.81 MM N OF POLES: 11 270° SOLDER PIN LENGTH (L): 3.2 MM TINNED ORANGE BOX | 0
21987 | 1037610000 | PCB PLUG-IN CONNECTOR MALE HEADER CLOSED SIDE THT SOLDER CONNECTION 3.81 MM N OF POLES: 12 270° SOLDER PIN LENGTH (L): 3.2 MM TINNED ORANGE BOX | 0
21988 | 1037620000 | PCB PLUG-IN CONNECTOR MALE HEADER CLOSED SIDE THT SOLDER CONNECTION 3.81 MM N OF POLES: 13 270° SOLDER PIN LENGTH (L): 3.2 MM TINNED ORANGE BOX | 0
21989 | 1037630000 | PCB PLUG-IN CONNECTOR MALE HEADER CLOSED SIDE THT SOLDER CONNECTION 3.81 MM N OF POLES: 14 270° SOLDER PIN LENGTH (L): 3.2 MM TINNED ORANGE BOX | 0
21990 | 1037640000 | PCB PLUG-IN CONNECTOR MALE HEADER CLOSED SIDE THT SOLDER CONNECTION 3.81 MM N OF POLES: 15 270° SOLDER PIN LENGTH (L): 3.2 MM TINNED ORANGE BOX | 0
21991 | 1037650000 | PCB PLUG-IN CONNECTOR MALE HEADER CLOSED SIDE THT SOLDER CONNECTION 3.81 MM N OF POLES: 16 270° SOLDER PIN LENGTH (L): 3.2 MM TINNED ORANGE BOX | 0
21992 | 1038040000 | PCB PLUG-IN CONNECTOR MALE HEADER FLANGE THT SOLDER CONNECTION 3.81 MM N OF POLES: 2 270° SOLDER PIN LENGTH (L): 3.2 MM TINNED ORANGE BOX | 0
21993 | 1038050000 | PCB PLUG-IN CONNECTOR MALE HEADER FLANGE THT SOLDER CONNECTION 3.81 MM N OF POLES: 3 270° SOLDER PIN LENGTH (L): 3.2 MM TINNED ORANGE BOX | 0
21994 | 1038060000 | PCB PLUG-IN CONNECTOR MALE HEADER FLANGE THT SOLDER CONNECTION 3.81 MM N OF POLES: 4 270° SOLDER PIN LENGTH (L): 3.2 MM TINNED ORANGE BOX | 0
21995 | 1038070000 | PCB PLUG-IN CONNECTOR MALE HEADER FLANGE THT SOLDER CONNECTION 3.81 MM N OF POLES: 5 270° SOLDER PIN LENGTH (L): 3.2 MM TINNED ORANGE BOX | 0
21996 | 1038080000 | PCB PLUG-IN CONNECTOR MALE HEADER FLANGE THT SOLDER CONNECTION 3.81 MM N OF POLES: 6 270° SOLDER PIN LENGTH (L): 3.2 MM TINNED ORANGE BOX | 0
21997 | 1038090000 | PCB PLUG-IN CONNECTOR MALE HEADER FLANGE THT SOLDER CONNECTION 3.81 MM N OF POLES: 7 270° SOLDER PIN LENGTH (L): 3.2 MM TINNED ORANGE BOX | 0
21998 | 1038110000 | PCB PLUG-IN CONNECTOR MALE HEADER FLANGE THT SOLDER CONNECTION 3.81 MM N OF POLES: 8 270° SOLDER PIN LENGTH (L): 3.2 MM TINNED ORANGE BOX | 0
21999 | 1038130000 | PCB PLUG-IN CONNECTOR MALE HEADER FLANGE THT SOLDER CONNECTION 3.81 MM N OF POLES: 9 270° SOLDER PIN LENGTH (L): 3.2 MM TINNED ORANGE BOX | 0
22000 | 1038140000 | PCB PLUG-IN CONNECTOR MALE HEADER FLANGE THT SOLDER CONNECTION 3.81 MM N OF POLES: 10 270° SOLDER PIN LENGTH (L): 3.2 MM TINNED ORANGE BOX | 0
22001 | 1038150000 | PCB PLUG-IN CONNECTOR MALE HEADER FLANGE THT SOLDER CONNECTION 3.81 MM N OF POLES: 11 270° SOLDER PIN LENGTH (L): 3.2 MM TINNED ORANGE BOX | 0
22002 | 1038160000 | PCB PLUG-IN CONNECTOR MALE HEADER FLANGE THT SOLDER CONNECTION 3.81 MM N OF POLES: 12 270° SOLDER PIN LENGTH (L): 3.2 MM TINNED ORANGE BOX | 0
22003 | 1038170000 | PCB PLUG-IN CONNECTOR MALE HEADER FLANGE THT SOLDER CONNECTION 3.81 MM N OF POLES: 13 270° SOLDER PIN LENGTH (L): 3.2 MM TINNED ORANGE BOX | 0
22004 | 1038180000 | PCB PLUG-IN CONNECTOR MALE HEADER FLANGE THT SOLDER CONNECTION 3.81 MM N OF POLES: 14 270° SOLDER PIN LENGTH (L): 3.2 MM TINNED ORANGE BOX | 0
22005 | 1038190000 | PCB PLUG-IN CONNECTOR MALE HEADER FLANGE THT SOLDER CONNECTION 3.81 MM N OF POLES: 15 270° SOLDER PIN LENGTH (L): 3.2 MM TINNED ORANGE BOX | 0
22006 | 1038210000 | PCB PLUG-IN CONNECTOR MALE HEADER FLANGE THT SOLDER CONNECTION 3.81 MM N OF POLES: 16 270° SOLDER PIN LENGTH (L): 3.2 MM TINNED ORANGE BOX | 0
22007 | 1038950000 | PCB PLUG-IN CONNECTOR MALE HEADER CLOSED SIDE THT/THR SOLDER CONNECTION 3.81 MM N OF POLES: 4 90° SOLDER PIN LENGTH (L): 3.2 MM TINNED BOX | 0
22008 | 1038960000 | PCB PLUG-IN CONNECTOR MALE HEADER CLOSED SIDE THT/THR SOLDER CONNECTION 3.81 MM N OF POLES: 6 90° SOLDER PIN LENGTH (L): 3.2 MM TINNED BOX | 0
22009 | 1038970000 | PCB PLUG-IN CONNECTOR MALE HEADER CLOSED SIDE THT/THR SOLDER CONNECTION 3.81 MM N OF POLES: 8 90° SOLDER PIN LENGTH (L): 3.2 MM TINNED BOX | 0
22010 | 1038980000 | PCB PLUG-IN CONNECTOR MALE HEADER CLOSED SIDE THT/THR SOLDER CONNECTION 3.81 MM N OF POLES: 10 90° SOLDER PIN LENGTH (L): 3.2 MM TINNED BOX | 0
22011 | 1038990000 | PCB PLUG-IN CONNECTOR MALE HEADER CLOSED SIDE THT/THR SOLDER CONNECTION 3.81 MM N OF POLES: 12 90° SOLDER PIN LENGTH (L): 3.2 MM TINNED BOX | 0
22012 | 1039010000 | PCB PLUG-IN CONNECTOR MALE HEADER CLOSED SIDE THT/THR SOLDER CONNECTION 3.81 MM N OF POLES: 14 90° SOLDER PIN LENGTH (L): 3.2 MM TINNED BOX | 0
22013 | 1039020000 | PCB PLUG-IN CONNECTOR MALE HEADER CLOSED SIDE THT/THR SOLDER CONNECTION 3.81 MM N OF POLES: 16 90° SOLDER PIN LENGTH (L): 3.2 MM TINNED BOX | 0
22014 | 1039030000 | PCB PLUG-IN CONNECTOR MALE HEADER CLOSED SIDE THT/THR SOLDER CONNECTION 3.81 MM N OF POLES: 18 90° SOLDER PIN LENGTH (L): 3.2 MM TINNED BOX | 0
22015 | 1039040000 | PCB PLUG-IN CONNECTOR MALE HEADER CLOSED SIDE THT/THR SOLDER CONNECTION 3.81 MM N OF POLES: 20 90° SOLDER PIN LENGTH (L): 3.2 MM TINNED BOX | 0
22016 | 1039050000 | PCB PLUG-IN CONNECTOR MALE HEADER CLOSED SIDE THT/THR SOLDER CONNECTION 3.81 MM N OF POLES: 22 90° SOLDER PIN LENGTH (L): 3.2 MM TINNED BOX | 0
22017 | 1039060000 | PCB PLUG-IN CONNECTOR MALE HEADER CLOSED SIDE THT/THR SOLDER CONNECTION 3.81 MM N OF POLES: 24 90° SOLDER PIN LENGTH (L): 3.2 MM TINNED BOX | 0
22018 | 1039070000 | PCB PLUG-IN CONNECTOR MALE HEADER CLOSED SIDE THT/THR SOLDER CONNECTION 3.81 MM N OF POLES: 26 90° SOLDER PIN LENGTH (L): 3.2 MM TINNED BOX | 0
22019 | 1039080000 | PCB PLUG-IN CONNECTOR MALE HEADER CLOSED SIDE THT/THR SOLDER CONNECTION 3.81 MM N OF POLES: 28 90° SOLDER PIN LENGTH (L): 3.2 MM TINNED BOX | 0
22020 | 1039090000 | PCB PLUG-IN CONNECTOR MALE HEADER CLOSED SIDE THT/THR SOLDER CONNECTION 3.81 MM N OF POLES: 30 90° SOLDER PIN LENGTH (L): 3.2 MM TINNED BOX | 0
22021 | 1039100000 | PCB PLUG-IN CONNECTOR MALE HEADER CLOSED SIDE THT/THR SOLDER CONNECTION 3.81 MM N OF POLES: 32 90° SOLDER PIN LENGTH (L): 3.2 MM TINNED BOX | 0
22022 | 1039270000 | PCB PLUG-IN CONNECTOR MALE HEADER CLOSED SIDE THT/THR SOLDER CONNECTION 3.81 MM N OF POLES: 4 90° SOLDER PIN LENGTH (L): 1.5 MM TINNED BOX | 0
22023 | 1039290000 | PCB PLUG-IN CONNECTOR MALE HEADER CLOSED SIDE THT/THR SOLDER CONNECTION 3.81 MM N OF POLES: 8 90° SOLDER PIN LENGTH (L): 1.5 MM TINNED BOX | 0
22024 | 1039300000 | PCB PLUG-IN CONNECTOR MALE HEADER CLOSED SIDE THT/THR SOLDER CONNECTION 3.81 MM N OF POLES: 10 90° SOLDER PIN LENGTH (L): 1.5 MM TINNED BOX | 0
22025 | 1039310000 | PCB PLUG-IN CONNECTOR MALE HEADER CLOSED SIDE THT/THR SOLDER CONNECTION 3.81 MM N OF POLES: 12 90° SOLDER PIN LENGTH (L): 1.5 MM TINNED BOX | 0
22026 | 1039440000 | PCB PLUG-IN CONNECTOR MALE HEADER FLANGE THT/THR SOLDER CONNECTION 3.81 MM N OF POLES: 4 90° SOLDER PIN LENGTH (L): 3.2 MM TINNED BOX | 0
22027 | 1039450000 | PCB PLUG-IN CONNECTOR MALE HEADER FLANGE THT/THR SOLDER CONNECTION 3.81 MM N OF POLES: 6 90° SOLDER PIN LENGTH (L): 3.2 MM TINNED BOX | 0
22028 | 1039460000 | PCB PLUG-IN CONNECTOR MALE HEADER FLANGE THT/THR SOLDER CONNECTION 3.81 MM N OF POLES: 8 90° SOLDER PIN LENGTH (L): 3.2 MM TINNED BOX | 0
22029 | 1039520000 | PCB PLUG-IN CONNECTOR MALE HEADER FLANGE THT/THR SOLDER CONNECTION 3.81 MM N OF POLES: 10 90° SOLDER PIN LENGTH (L): 3.2 MM TINNED BOX | 0
22030 | 1039530000 | PCB PLUG-IN CONNECTOR MALE HEADER FLANGE THT/THR SOLDER CONNECTION 3.81 MM N OF POLES: 12 90° SOLDER PIN LENGTH (L): 3.2 MM TINNED BOX | 0
22031 | 1039540000 | PCB PLUG-IN CONNECTOR MALE HEADER FLANGE THT/THR SOLDER CONNECTION 3.81 MM N OF POLES: 14 90° SOLDER PIN LENGTH (L): 3.2 MM TINNED BOX | 0
22032 | 1039550000 | PCB PLUG-IN CONNECTOR MALE HEADER FLANGE THT/THR SOLDER CONNECTION 3.81 MM N OF POLES: 16 90° SOLDER PIN LENGTH (L): 3.2 MM TINNED BOX | 0
22033 | 1039560000 | PCB PLUG-IN CONNECTOR MALE HEADER FLANGE THT/THR SOLDER CONNECTION 3.81 MM N OF POLES: 18 90° SOLDER PIN LENGTH (L): 3.2 MM TINNED BOX | 0
22034 | 1039570000 | PCB PLUG-IN CONNECTOR MALE HEADER FLANGE THT/THR SOLDER CONNECTION 3.81 MM N OF POLES: 20 90° SOLDER PIN LENGTH (L): 3.2 MM TINNED BOX | 0
22035 | 1039580000 | PCB PLUG-IN CONNECTOR MALE HEADER FLANGE THT/THR SOLDER CONNECTION 3.81 MM N OF POLES: 22 90° SOLDER PIN LENGTH (L): 3.2 MM TINNED BOX | 0
22036 | 1039590000 | PCB PLUG-IN CONNECTOR MALE HEADER FLANGE THT/THR SOLDER CONNECTION 3.81 MM N OF POLES: 24 90° SOLDER PIN LENGTH (L): 3.2 MM TINNED BOX | 0
22037 | 1039610000 | PCB PLUG-IN CONNECTOR MALE HEADER FLANGE THT/THR SOLDER CONNECTION 3.81 MM N OF POLES: 26 90° SOLDER PIN LENGTH (L): 3.2 MM TINNED BOX | 0
22038 | 1039720000 | PCB PLUG-IN CONNECTOR MALE HEADER FLANGE THT/THR SOLDER CONNECTION 3.81 MM N OF POLES: 28 90° SOLDER PIN LENGTH (L): 3.2 MM TINNED BOX | 0
22039 | 1039730000 | PCB PLUG-IN CONNECTOR MALE HEADER FLANGE THT/THR SOLDER CONNECTION 3.81 MM N OF POLES: 30 90° SOLDER PIN LENGTH (L): 3.2 MM TINNED BOX | 0
22040 | 1039740000 | PCB PLUG-IN CONNECTOR MALE HEADER FLANGE THT/THR SOLDER CONNECTION 3.81 MM N OF POLES: 32 90° SOLDER PIN LENGTH (L): 3.2 MM TINNED BOX | 0
22041 | 1040150000 | PCB PLUG-IN CONNECTOR MALE HEADER FLANGE THT/THR SOLDER CONNECTION 3.81 MM N OF POLES: 10 90° SOLDER PIN LENGTH (L): 1.5 MM TINNED BOX | 0
22042 | 1040170000 | PCB PLUG-IN CONNECTOR MALE HEADER FLANGE THT/THR SOLDER CONNECTION 3.81 MM N OF POLES: 12 90° SOLDER PIN LENGTH (L): 1.5 MM TINNED BOX | 0
22043 | 1040270000 | PCB PLUG-IN CONNECTOR MALE HEADER FLANGE THT/THR SOLDER CONNECTION 3.81 MM N OF POLES: 22 90° SOLDER PIN LENGTH (L): 1.5 MM TINNED BOX | 0
22044 | 1040380000 | PCB PLUG-IN CONNECTOR MALE HEADER FLANGE THT/THR SOLDER CONNECTION 3.81 MM N OF POLES: 30 90° SOLDER PIN LENGTH (L): 1.5 MM TINNED BOX | 0
22045 | 1040410000 | PCB PLUG-IN CONNECTOR MALE HEADER CLOSED SIDE THT SOLDER CONNECTION 3.81 MM N OF POLES: 4 90° SOLDER PIN LENGTH (L): 3.2 MM TINNED ORANGE BOX | 0
22046 | 1040420000 | PCB PLUG-IN CONNECTOR MALE HEADER CLOSED SIDE THT SOLDER CONNECTION 3.81 MM N OF POLES: 6 90° SOLDER PIN LENGTH (L): 3.2 MM TINNED ORANGE BOX | 0
22047 | 1040430000 | PCB PLUG-IN CONNECTOR MALE HEADER CLOSED SIDE THT SOLDER CONNECTION 3.81 MM N OF POLES: 8 90° SOLDER PIN LENGTH (L): 3.2 MM TINNED ORANGE BOX | 0
22048 | 1040440000 | PCB PLUG-IN CONNECTOR MALE HEADER CLOSED SIDE THT SOLDER CONNECTION 3.81 MM N OF POLES: 10 90° SOLDER PIN LENGTH (L): 3.2 MM TINNED ORANGE BOX | 0
22049 | 1040450000 | PCB PLUG-IN CONNECTOR MALE HEADER CLOSED SIDE THT SOLDER CONNECTION 3.81 MM N OF POLES: 12 90° SOLDER PIN LENGTH (L): 3.2 MM TINNED ORANGE BOX | 0
22050 | 1040460000 | PCB PLUG-IN CONNECTOR MALE HEADER CLOSED SIDE THT SOLDER CONNECTION 3.81 MM N OF POLES: 14 90° SOLDER PIN LENGTH (L): 3.2 MM TINNED ORANGE BOX | 0
22051 | 1040470000 | PCB PLUG-IN CONNECTOR MALE HEADER CLOSED SIDE THT SOLDER CONNECTION 3.81 MM N OF POLES: 16 90° SOLDER PIN LENGTH (L): 3.2 MM TINNED ORANGE BOX | 0
22052 | 1040490000 | PCB PLUG-IN CONNECTOR MALE HEADER CLOSED SIDE THT SOLDER CONNECTION 3.81 MM N OF POLES: 18 90° SOLDER PIN LENGTH (L): 3.2 MM TINNED ORANGE BOX | 0
22053 | 1040510000 | PCB PLUG-IN CONNECTOR MALE HEADER CLOSED SIDE THT SOLDER CONNECTION 3.81 MM N OF POLES: 20 90° SOLDER PIN LENGTH (L): 3.2 MM TINNED ORANGE BOX | 0
22054 | 1040520000 | PCB PLUG-IN CONNECTOR MALE HEADER CLOSED SIDE THT SOLDER CONNECTION 3.81 MM N OF POLES: 22 90° SOLDER PIN LENGTH (L): 3.2 MM TINNED ORANGE BOX | 0
22055 | 1040530000 | PCB PLUG-IN CONNECTOR MALE HEADER CLOSED SIDE THT SOLDER CONNECTION 3.81 MM N OF POLES: 24 90° SOLDER PIN LENGTH (L): 3.2 MM TINNED ORANGE BOX | 0
22056 | 1040540000 | PCB PLUG-IN CONNECTOR MALE HEADER CLOSED SIDE THT SOLDER CONNECTION 3.81 MM N OF POLES: 26 90° SOLDER PIN LENGTH (L): 3.2 MM TINNED ORANGE BOX | 0
22057 | 1040550000 | PCB PLUG-IN CONNECTOR MALE HEADER CLOSED SIDE THT SOLDER CONNECTION 3.81 MM N OF POLES: 28 90° SOLDER PIN LENGTH (L): 3.2 MM TINNED ORANGE BOX | 0
22058 | 1040560000 | PCB PLUG-IN CONNECTOR MALE HEADER CLOSED SIDE THT SOLDER CONNECTION 3.81 MM N OF POLES: 30 90° SOLDER PIN LENGTH (L): 3.2 MM TINNED ORANGE BOX | 0
22059 | 1040570000 | PCB PLUG-IN CONNECTOR MALE HEADER CLOSED SIDE THT SOLDER CONNECTION 3.81 MM N OF POLES: 32 90° SOLDER PIN LENGTH (L): 3.2 MM TINNED ORANGE BOX | 0
22060 | 1040960000 | PCB PLUG-IN CONNECTOR MALE HEADER FLANGE THT SOLDER CONNECTION 3.81 MM N OF POLES: 4 90° SOLDER PIN LENGTH (L): 3.2 MM TINNED ORANGE BOX | 0
22061 | 1040970000 | PCB PLUG-IN CONNECTOR MALE HEADER FLANGE THT SOLDER CONNECTION 3.81 MM N OF POLES: 6 90° SOLDER PIN LENGTH (L): 3.2 MM TINNED ORANGE BOX | 0
22062 | 1040980000 | PCB PLUG-IN CONNECTOR MALE HEADER FLANGE THT SOLDER CONNECTION 3.81 MM N OF POLES: 8 90° SOLDER PIN LENGTH (L): 3.2 MM TINNED ORANGE BOX | 0
22063 | 1040990000 | PCB PLUG-IN CONNECTOR MALE HEADER FLANGE THT SOLDER CONNECTION 3.81 MM N OF POLES: 10 90° SOLDER PIN LENGTH (L): 3.2 MM TINNED ORANGE BOX | 0
22064 | 1041000000 | PCB PLUG-IN CONNECTOR MALE HEADER FLANGE THT SOLDER CONNECTION 3.81 MM N OF POLES: 12 90° SOLDER PIN LENGTH (L): 3.2 MM TINNED ORANGE BOX | 0
22065 | 1041010000 | PCB PLUG-IN CONNECTOR MALE HEADER FLANGE THT SOLDER CONNECTION 3.81 MM N OF POLES: 14 90° SOLDER PIN LENGTH (L): 3.2 MM TINNED ORANGE BOX | 0
22066 | 1041020000 | PCB PLUG-IN CONNECTOR MALE HEADER FLANGE THT SOLDER CONNECTION 3.81 MM N OF POLES: 16 90° SOLDER PIN LENGTH (L): 3.2 MM TINNED ORANGE BOX | 0
22067 | 1041030000 | PCB PLUG-IN CONNECTOR MALE HEADER FLANGE THT SOLDER CONNECTION 3.81 MM N OF POLES: 18 90° SOLDER PIN LENGTH (L): 3.2 MM TINNED ORANGE BOX | 0
22068 | 1041040000 | PCB PLUG-IN CONNECTOR MALE HEADER FLANGE THT SOLDER CONNECTION 3.81 MM N OF POLES: 20 90° SOLDER PIN LENGTH (L): 3.2 MM TINNED ORANGE BOX | 0
22069 | 1041050000 | PCB PLUG-IN CONNECTOR MALE HEADER FLANGE THT SOLDER CONNECTION 3.81 MM N OF POLES: 22 90° SOLDER PIN LENGTH (L): 3.2 MM TINNED ORANGE BOX | 0
22070 | 1041060000 | PCB PLUG-IN CONNECTOR MALE HEADER FLANGE THT SOLDER CONNECTION 3.81 MM N OF POLES: 24 90° SOLDER PIN LENGTH (L): 3.2 MM TINNED ORANGE BOX | 0
22071 | 1041070000 | PCB PLUG-IN CONNECTOR MALE HEADER FLANGE THT SOLDER CONNECTION 3.81 MM N OF POLES: 26 90° SOLDER PIN LENGTH (L): 3.2 MM TINNED ORANGE BOX | 0
22072 | 1041080000 | PCB PLUG-IN CONNECTOR MALE HEADER FLANGE THT SOLDER CONNECTION 3.81 MM N OF POLES: 28 90° SOLDER PIN LENGTH (L): 3.2 MM TINNED ORANGE BOX | 0
22073 | 1041090000 | PCB PLUG-IN CONNECTOR MALE HEADER FLANGE THT SOLDER CONNECTION 3.81 MM N OF POLES: 30 90° SOLDER PIN LENGTH (L): 3.2 MM TINNED ORANGE BOX | 0
22074 | 1041110000 | PCB PLUG-IN CONNECTOR MALE HEADER FLANGE THT SOLDER CONNECTION 3.81 MM N OF POLES: 32 90° SOLDER PIN LENGTH (L): 3.2 MM TINNED ORANGE BOX | 0
22075 | 1047870000 | PCB PLUG-IN CONNECTOR FEMALE PLUG 5.08 MM N OF POLES: 17 180° CRIMP CONNECTION CLAMPING RANGE MAX. : 2.5 MM² BOX | 1
22076 | 1501910000 | PCB PLUG-IN CONNECTOR FEMALE PLUG 5.08 MM N OF POLES: 3 180° TOP CONNECTION CLAMPING RANGE MAX. : 2.5 MM² BOX | 1
22077 | 1760490000 | PRINTED CIRCUIT BOARD TERMINALS 5.08 MM N OF POLES: 2 90° SOLDER PIN LENGTH (L): 3.5 MM TINNED ORANGE PRESSURE CLAMP CONNECTION CLAMPING RANGE MAX. : 2.5 MM² BOX | 1
22078 | 1760500000 | PRINTED CIRCUIT BOARD TERMINALS 5.08 MM N OF POLES: 3 90° SOLDER PIN LENGTH (L): 3.5 MM TINNED ORANGE PRESSURE CLAMP CONNECTION CLAMPING RANGE MAX. : 2.5 MM² BOX | 1
22079 | 1760510000 | PRINTED CIRCUIT BOARD TERMINALS 5.08 MM N OF POLES: 2 90° SOLDER PIN LENGTH (L): 3.5 MM TINNED PRESSURE CLAMP CONNECTION CLAMPING RANGE MAX. : 2.5 MM² BOX | 1
22080 | 1760520000 | PRINTED CIRCUIT BOARD TERMINALS 5.08 MM N OF POLES: 3 90° SOLDER PIN LENGTH (L): 3.5 MM TINNED PRESSURE CLAMP CONNECTION CLAMPING RANGE MAX. : 2.5 MM² BOX | 1
22081 | 1791630000 | PRINTED CIRCUIT BOARD TERMINALS 5.00 MM N OF POLES: 2 90° SOLDER PIN LENGTH (L): 3.5 MM TINNED PRESSURE CLAMP CONNECTION CLAMPING RANGE MAX. : 2.5 MM² BOX | 1
22082 | 1810850000 | PRINTED CIRCUIT BOARD TERMINALS 5.08 MM N OF POLES: 2 90° SOLDER PIN LENGTH (L): 3.5 MM TINNED CLAMPING YOKE CONNECTION CLAMPING RANGE MAX. : 1.5 MM² BOX | 1
22083 | 1810860000 | PRINTED CIRCUIT BOARD TERMINALS 5.08 MM N OF POLES: 3 90° SOLDER PIN LENGTH (L): 3.5 MM TINNED CLAMPING YOKE CONNECTION CLAMPING RANGE MAX. : 1.5 MM² BOX | 1
22084 | 1810870000 | PRINTED CIRCUIT BOARD TERMINALS 5.08 MM N OF POLES: 4 90° SOLDER PIN LENGTH (L): 3.5 MM TINNED CLAMPING YOKE CONNECTION CLAMPING RANGE MAX. : 1.5 MM² BOX | 1
22085 | 1810880000 | PRINTED CIRCUIT BOARD TERMINALS 5.08 MM N OF POLES: 5 90° SOLDER PIN LENGTH (L): 3.5 MM TINNED CLAMPING YOKE CONNECTION CLAMPING RANGE MAX. : 1.5 MM² BOX | 1
22086 | 1810900000 | PRINTED CIRCUIT BOARD TERMINALS 5.08 MM N OF POLES: 7 90° SOLDER PIN LENGTH (L): 3.5 MM TINNED CLAMPING YOKE CONNECTION CLAMPING RANGE MAX. : 1.5 MM² BOX | 1
22087 | 1810910000 | PRINTED CIRCUIT BOARD TERMINALS 5.08 MM N OF POLES: 8 90° SOLDER PIN LENGTH (L): 3.5 MM TINNED CLAMPING YOKE CONNECTION CLAMPING RANGE MAX. : 1.5 MM² BOX | 1
22088 | 1810920000 | PRINTED CIRCUIT BOARD TERMINALS 5.08 MM N OF POLES: 9 90° SOLDER PIN LENGTH (L): 3.5 MM TINNED CLAMPING YOKE CONNECTION CLAMPING RANGE MAX. : 1.5 MM² BOX | 1
22089 | 1810950000 | PRINTED CIRCUIT BOARD TERMINALS 5.08 MM N OF POLES: 12 90° SOLDER PIN LENGTH (L): 3.5 MM TINNED CLAMPING YOKE CONNECTION CLAMPING RANGE MAX. : 1.5 MM² BOX | 1
22090 | 1810960000 | PRINTED CIRCUIT BOARD TERMINALS 5.08 MM N OF POLES: 2 90° SOLDER PIN LENGTH (L): 3.5 MM TINNED PEBBLE GREY CLAMPING YOKE CONNECTION CLAMPING RANGE MAX. : 1.5 MM² BOX | 1
22091 | 1810970000 | PRINTED CIRCUIT BOARD TERMINALS 5.08 MM N OF POLES: 3 90° SOLDER PIN LENGTH (L): 3.5 MM TINNED PEBBLE GREY CLAMPING YOKE CONNECTION CLAMPING RANGE MAX. : 1.5 MM² BOX | 1
22092 | 1811070000 | PRINTED CIRCUIT BOARD TERMINALS 5.08 MM N OF POLES: 2 90° SOLDER PIN LENGTH (L): 3.5 MM TINNED PALE GREEN CLAMPING YOKE CONNECTION CLAMPING RANGE MAX. : 1.5 MM² BOX | 1
22093 | 1811080000 | PRINTED CIRCUIT BOARD TERMINALS 5.08 MM N OF POLES: 3 90° SOLDER PIN LENGTH (L): 3.5 MM TINNED PALE GREEN CLAMPING YOKE CONNECTION CLAMPING RANGE MAX. : 1.5 MM² BOX | 1
22094 | 1811170000 | PRINTED CIRCUIT BOARD TERMINALS 5.08 MM N OF POLES: 12 90° SOLDER PIN LENGTH (L): 3.5 MM TINNED PALE GREEN CLAMPING YOKE CONNECTION CLAMPING RANGE MAX. : 1.5 MM² BOX | 1
22095 | 1811180000 | PRINTED CIRCUIT BOARD TERMINALS 3.50 MM N OF POLES: 2 90° SOLDER PIN LENGTH (L): 3.5 MM TINNED PRESSURE CLAMP CONNECTION CLAMPING RANGE MAX. : 1.5 MM² BOX | 1
22096 | 1811190000 | PRINTED CIRCUIT BOARD TERMINALS 3.50 MM N OF POLES: 3 90° SOLDER PIN LENGTH (L): 3.5 MM TINNED PRESSURE CLAMP CONNECTION CLAMPING RANGE MAX. : 1.5 MM² BOX | 1
22097 | 1811200000 | PRINTED CIRCUIT BOARD TERMINALS 3.50 MM N OF POLES: 4 90° SOLDER PIN LENGTH (L): 3.5 MM TINNED PRESSURE CLAMP CONNECTION CLAMPING RANGE MAX. : 1.5 MM² BOX | 1
22098 | 1811210000 | PRINTED CIRCUIT BOARD TERMINALS 3.50 MM N OF POLES: 5 90° SOLDER PIN LENGTH (L): 3.5 MM TINNED PRESSURE CLAMP CONNECTION CLAMPING RANGE MAX. : 1.5 MM² BOX | 1
22099 | 1811220000 | PRINTED CIRCUIT BOARD TERMINALS 3.50 MM N OF POLES: 6 90° SOLDER PIN LENGTH (L): 3.5 MM TINNED PRESSURE CLAMP CONNECTION CLAMPING RANGE MAX. : 1.5 MM² BOX | 1
22100 | 1811230000 | PRINTED CIRCUIT BOARD TERMINALS 3.50 MM N OF POLES: 7 90° SOLDER PIN LENGTH (L): 3.5 MM TINNED PRESSURE CLAMP CONNECTION CLAMPING RANGE MAX. : 1.5 MM² BOX | 1
22101 | 1811260000 | PRINTED CIRCUIT BOARD TERMINALS 3.50 MM N OF POLES: 10 90° SOLDER PIN LENGTH (L): 3.5 MM TINNED PRESSURE CLAMP CONNECTION CLAMPING RANGE MAX. : 1.5 MM² BOX | 1
22102 | 1811280000 | PRINTED CIRCUIT BOARD TERMINALS 3.50 MM N OF POLES: 12 90° SOLDER PIN LENGTH (L): 3.5 MM TINNED PRESSURE CLAMP CONNECTION CLAMPING RANGE MAX. : 1.5 MM² BOX | 1
22103 | 1811290000 | PRINTED CIRCUIT BOARD TERMINALS 3.50 MM N OF POLES: 2 90° SOLDER PIN LENGTH (L): 3.5 MM TINNED PEBBLE GREY PRESSURE CLAMP CONNECTION CLAMPING RANGE MAX. : 1.5 MM² BOX | 1
22104 | 1811300000 | PRINTED CIRCUIT BOARD TERMINALS 3.50 MM N OF POLES: 3 90° SOLDER PIN LENGTH (L): 3.5 MM TINNED PEBBLE GREY PRESSURE CLAMP CONNECTION CLAMPING RANGE MAX. : 1.5 MM² BOX | 1
22105 | 1811400000 | PRINTED CIRCUIT BOARD TERMINALS 3.50 MM N OF POLES: 2 90° SOLDER PIN LENGTH (L): 3.5 MM TINNED PALE GREEN PRESSURE CLAMP CONNECTION CLAMPING RANGE MAX. : 1.5 MM² BOX | 1
22106 | 1811410000 | PRINTED CIRCUIT BOARD TERMINALS 3.50 MM N OF POLES: 3 90° SOLDER PIN LENGTH (L): 3.5 MM TINNED PALE GREEN PRESSURE CLAMP CONNECTION CLAMPING RANGE MAX. : 1.5 MM² BOX | 1
22107 | 1811480000 | PRINTED CIRCUIT BOARD TERMINALS 3.50 MM N OF POLES: 10 90° SOLDER PIN LENGTH (L): 3.5 MM TINNED PALE GREEN PRESSURE CLAMP CONNECTION CLAMPING RANGE MAX. : 1.5 MM² BOX | 1
22108 | 1811510000 | PRINTED CIRCUIT BOARD TERMINALS 5.00 MM N OF POLES: 2 135° SOLDER PIN LENGTH (L): 3.5 MM TINNED TENSION CLAMP CONNECTION WITH ACTUATOR CLAMPING RANGE MAX. : 2.5 MM² BOX | 1
22109 | 1811520000 | PRINTED CIRCUIT BOARD TERMINALS 5.00 MM N OF POLES: 3 135° SOLDER PIN LENGTH (L): 3.5 MM TINNED TENSION CLAMP CONNECTION WITH ACTUATOR CLAMPING RANGE MAX. : 2.5 MM² BOX | 1
22110 | 1811530000 | PRINTED CIRCUIT BOARD TERMINALS 5.00 MM N OF POLES: 4 135° SOLDER PIN LENGTH (L): 3.5 MM TINNED TENSION CLAMP CONNECTION WITH ACTUATOR CLAMPING RANGE MAX. : 2.5 MM² BOX | 1
22111 | 1811540000 | PRINTED CIRCUIT BOARD TERMINALS 5.00 MM N OF POLES: 5 135° SOLDER PIN LENGTH (L): 3.5 MM TINNED TENSION CLAMP CONNECTION WITH ACTUATOR CLAMPING RANGE MAX. : 2.5 MM² BOX | 1
22112 | 1811550000 | PRINTED CIRCUIT BOARD TERMINALS 5.00 MM N OF POLES: 6 135° SOLDER PIN LENGTH (L): 3.5 MM TINNED TENSION CLAMP CONNECTION WITH ACTUATOR CLAMPING RANGE MAX. : 2.5 MM² BOX | 1
22113 | 1811560000 | PRINTED CIRCUIT BOARD TERMINALS 5.00 MM N OF POLES: 7 135° SOLDER PIN LENGTH (L): 3.5 MM TINNED TENSION CLAMP CONNECTION WITH ACTUATOR CLAMPING RANGE MAX. : 2.5 MM² BOX | 1
22114 | 1811570000 | PRINTED CIRCUIT BOARD TERMINALS 5.00 MM N OF POLES: 8 135° SOLDER PIN LENGTH (L): 3.5 MM TINNED TENSION CLAMP CONNECTION WITH ACTUATOR CLAMPING RANGE MAX. : 2.5 MM² BOX | 1
22115 | 1811580000 | PRINTED CIRCUIT BOARD TERMINALS 5.00 MM N OF POLES: 9 135° SOLDER PIN LENGTH (L): 3.5 MM TINNED TENSION CLAMP CONNECTION WITH ACTUATOR CLAMPING RANGE MAX. : 2.5 MM² BOX | 1
22116 | 1811590000 | PRINTED CIRCUIT BOARD TERMINALS 5.00 MM N OF POLES: 10 135° SOLDER PIN LENGTH (L): 3.5 MM TINNED TENSION CLAMP CONNECTION WITH ACTUATOR CLAMPING RANGE MAX. : 2.5 MM² BOX | 1
22117 | 1811600000 | PRINTED CIRCUIT BOARD TERMINALS 5.00 MM N OF POLES: 11 135° SOLDER PIN LENGTH (L): 3.5 MM TINNED TENSION CLAMP CONNECTION WITH ACTUATOR CLAMPING RANGE MAX. : 2.5 MM² BOX | 1
22118 | 1811610000 | PRINTED CIRCUIT BOARD TERMINALS 5.00 MM N OF POLES: 12 135° SOLDER PIN LENGTH (L): 3.5 MM TINNED TENSION CLAMP CONNECTION WITH ACTUATOR CLAMPING RANGE MAX. : 2.5 MM² BOX | 1
22119 | 1811620000 | PRINTED CIRCUIT BOARD TERMINALS 5.00 MM N OF POLES: 2 135° SOLDER PIN LENGTH (L): 3.5 MM TINNED PEBBLE GREY TENSION CLAMP CONNECTION WITH ACTUATOR CLAMPING RANGE MAX. : 2.5 MM² BOX | 1
22120 | 1811840000 | PRINTED CIRCUIT BOARD TERMINALS 5.00 MM N OF POLES: 2 135° SOLDER PIN LENGTH (L): 3.5 MM TINNED TENSION-CLAMP CONNECTION CLAMPING RANGE MAX. : 2.5 MM² BOX | 1
22121 | 1811850000 | PRINTED CIRCUIT BOARD TERMINALS 5.00 MM N OF POLES: 3 135° SOLDER PIN LENGTH (L): 3.5 MM TINNED TENSION-CLAMP CONNECTION CLAMPING RANGE MAX. : 2.5 MM² BOX | 1
22122 | 1811860000 | PRINTED CIRCUIT BOARD TERMINALS 5.00 MM N OF POLES: 4 135° SOLDER PIN LENGTH (L): 3.5 MM TINNED TENSION-CLAMP CONNECTION CLAMPING RANGE MAX. : 2.5 MM² BOX | 1
22123 | 1811870000 | PRINTED CIRCUIT BOARD TERMINALS 5.00 MM N OF POLES: 5 135° SOLDER PIN LENGTH (L): 3.5 MM TINNED TENSION-CLAMP CONNECTION CLAMPING RANGE MAX. : 2.5 MM² BOX | 1
22124 | 1811880000 | PRINTED CIRCUIT BOARD TERMINALS 5.00 MM N OF POLES: 6 135° SOLDER PIN LENGTH (L): 3.5 MM TINNED TENSION-CLAMP CONNECTION CLAMPING RANGE MAX. : 2.5 MM² BOX | 1
22125 | 1811890000 | PRINTED CIRCUIT BOARD TERMINALS 5.00 MM N OF POLES: 7 135° SOLDER PIN LENGTH (L): 3.5 MM TINNED TENSION-CLAMP CONNECTION CLAMPING RANGE MAX. : 2.5 MM² BOX | 1
22126 | 1811900000 | PRINTED CIRCUIT BOARD TERMINALS 5.00 MM N OF POLES: 8 135° SOLDER PIN LENGTH (L): 3.5 MM TINNED TENSION-CLAMP CONNECTION CLAMPING RANGE MAX. : 2.5 MM² BOX | 1
22127 | 1811910000 | PRINTED CIRCUIT BOARD TERMINALS 5.00 MM N OF POLES: 9 135° SOLDER PIN LENGTH (L): 3.5 MM TINNED TENSION-CLAMP CONNECTION CLAMPING RANGE MAX. : 2.5 MM² BOX | 1
22128 | 1811920000 | PRINTED CIRCUIT BOARD TERMINALS 5.00 MM N OF POLES: 10 135° SOLDER PIN LENGTH (L): 3.5 MM TINNED TENSION-CLAMP CONNECTION CLAMPING RANGE MAX. : 2.5 MM² BOX | 1
22129 | 1811930000 | PRINTED CIRCUIT BOARD TERMINALS 5.00 MM N OF POLES: 11 135° SOLDER PIN LENGTH (L): 3.5 MM TINNED TENSION-CLAMP CONNECTION CLAMPING RANGE MAX. : 2.5 MM² BOX | 1
22130 | 1811940000 | PRINTED CIRCUIT BOARD TERMINALS 5.00 MM N OF POLES: 12 135° SOLDER PIN LENGTH (L): 3.5 MM TINNED TENSION-CLAMP CONNECTION CLAMPING RANGE MAX. : 2.5 MM² BOX | 1
22131 | 1811950000 | PRINTED CIRCUIT BOARD TERMINALS 5.00 MM N OF POLES: 2 135° SOLDER PIN LENGTH (L): 3.5 MM TINNED PEBBLE GREY TENSION-CLAMP CONNECTION CLAMPING RANGE MAX. : 2.5 MM² BOX | 1
22132 | 1811960000 | PRINTED CIRCUIT BOARD TERMINALS 5.00 MM N OF POLES: 3 135° SOLDER PIN LENGTH (L): 3.5 MM TINNED PEBBLE GREY TENSION-CLAMP CONNECTION CLAMPING RANGE MAX. : 2.5 MM² BOX | 1
22133 | 1812060000 | PRINTED CIRCUIT BOARD TERMINALS 5.00 MM N OF POLES: 2 135° SOLDER PIN LENGTH (L): 3.5 MM TINNED PALE GREEN TENSION-CLAMP CONNECTION CLAMPING RANGE MAX. : 2.5 MM² BOX | 1
22134 | 1812070000 | PRINTED CIRCUIT BOARD TERMINALS 5.00 MM N OF POLES: 3 135° SOLDER PIN LENGTH (L): 3.5 MM TINNED PALE GREEN TENSION-CLAMP CONNECTION CLAMPING RANGE MAX. : 2.5 MM² BOX | 1
22135 | 1812120000 | PRINTED CIRCUIT BOARD TERMINALS 5.00 MM N OF POLES: 8 135° SOLDER PIN LENGTH (L): 3.5 MM TINNED PALE GREEN TENSION-CLAMP CONNECTION CLAMPING RANGE MAX. : 2.5 MM² BOX | 1
22136 | 1875420000 | PCB PLUG-IN CONNECTOR FEMALE HEADER INVERTED FLANGE THT SOLDER CONNECTION 5.08 MM N OF POLES: 3 90° SOLDER PIN LENGTH (L): 3.2 MM BOX | 0
22137 | 1939770000 | PCB PLUG-IN CONNECTOR FEMALE HEADER CLOSED SIDE THT SOLDER CONNECTION 5.08 MM N OF POLES: 4 90° SOLDER PIN LENGTH (L): 3.2 MM BOX | 0
22138 | 1943690000 | PCB PLUG-IN CONNECTOR FEMALE PLUG 5.08 MM N OF POLES: 13 180° CLAMPING YOKE CONNECTION CLAMPING RANGE MAX. : 4 MM² BOX | 1
22139 | 1943700000 | PCB PLUG-IN CONNECTOR FEMALE PLUG 5.08 MM N OF POLES: 14 180° CLAMPING YOKE CONNECTION CLAMPING RANGE MAX. : 4 MM² BOX | 1
22140 | 1943710000 | PCB PLUG-IN CONNECTOR FEMALE PLUG 5.08 MM N OF POLES: 15 180° CLAMPING YOKE CONNECTION CLAMPING RANGE MAX. : 4 MM² BOX | 1
22141 | 1946950000 | PCB PLUG-IN CONNECTOR FEMALE PLUG 5.08 MM N OF POLES: 7 225° CLAMPING YOKE CONNECTION CLAMPING RANGE MAX. : 4 MM² BOX | 1
22142 | 1947530000 | PCB PLUG-IN CONNECTOR FEMALE PLUG 5.08 MM N OF POLES: 2 270° CLAMPING YOKE CONNECTION CLAMPING RANGE MAX. : 4 MM² BOX | 1
22143 | 1948420000 | PCB PLUG-IN CONNECTOR FEMALE PLUG 5.08 MM N OF POLES: 20 90° CLAMPING YOKE CONNECTION CLAMPING RANGE MAX. : 4 MM² BOX | 1
22144 | 1948430000 | PCB PLUG-IN CONNECTOR FEMALE PLUG 5.08 MM N OF POLES: 21 90° CLAMPING YOKE CONNECTION CLAMPING RANGE MAX. : 4 MM² BOX | 1
22145 | 1948440000 | PCB PLUG-IN CONNECTOR FEMALE PLUG 5.08 MM N OF POLES: 22 90° CLAMPING YOKE CONNECTION CLAMPING RANGE MAX. : 4 MM² BOX | 1
22146 | 1948450000 | PCB PLUG-IN CONNECTOR FEMALE PLUG 5.08 MM N OF POLES: 23 90° CLAMPING YOKE CONNECTION CLAMPING RANGE MAX. : 4 MM² BOX | 1
22147 | 1948460000 | PCB PLUG-IN CONNECTOR FEMALE PLUG 5.08 MM N OF POLES: 24 90° CLAMPING YOKE CONNECTION CLAMPING RANGE MAX. : 4 MM² BOX | 1
22148 | 1948790000 | PCB PLUG-IN CONNECTOR FEMALE PLUG 5.08 MM N OF POLES: 2 270° CLAMPING YOKE CONNECTION CLAMPING RANGE MAX. : 4 MM² BOX | 1
22149 | 1948800000 | PCB PLUG-IN CONNECTOR FEMALE PLUG 5.08 MM N OF POLES: 3 270° CLAMPING YOKE CONNECTION CLAMPING RANGE MAX. : 4 MM² BOX | 1
22150 | 1948810000 | PCB PLUG-IN CONNECTOR FEMALE PLUG 5.08 MM N OF POLES: 4 270° CLAMPING YOKE CONNECTION CLAMPING RANGE MAX. : 4 MM² BOX | 1
22151 | 1948820000 | PCB PLUG-IN CONNECTOR FEMALE PLUG 5.08 MM N OF POLES: 5 270° CLAMPING YOKE CONNECTION CLAMPING RANGE MAX. : 4 MM² BOX | 1
22152 | 1948830000 | PCB PLUG-IN CONNECTOR FEMALE PLUG 5.08 MM N OF POLES: 6 270° CLAMPING YOKE CONNECTION CLAMPING RANGE MAX. : 4 MM² BOX | 1
22153 | 1948840000 | PCB PLUG-IN CONNECTOR FEMALE PLUG 5.08 MM N OF POLES: 7 270° CLAMPING YOKE CONNECTION CLAMPING RANGE MAX. : 4 MM² BOX | 1
22154 | 1948850000 | PCB PLUG-IN CONNECTOR FEMALE PLUG 5.08 MM N OF POLES: 8 270° CLAMPING YOKE CONNECTION CLAMPING RANGE MAX. : 4 MM² BOX | 1
22155 | 1948860000 | PCB PLUG-IN CONNECTOR FEMALE PLUG 5.08 MM N OF POLES: 9 270° CLAMPING YOKE CONNECTION CLAMPING RANGE MAX. : 4 MM² BOX | 1
22156 | 1948870000 | PCB PLUG-IN CONNECTOR FEMALE PLUG 5.08 MM N OF POLES: 10 270° CLAMPING YOKE CONNECTION CLAMPING RANGE MAX. : 4 MM² BOX | 1
22157 | 1948880000 | PCB PLUG-IN CONNECTOR FEMALE PLUG 5.08 MM N OF POLES: 11 270° CLAMPING YOKE CONNECTION CLAMPING RANGE MAX. : 4 MM² BOX | 1
22158 | 1948890000 | PCB PLUG-IN CONNECTOR FEMALE PLUG 5.08 MM N OF POLES: 12 270° CLAMPING YOKE CONNECTION CLAMPING RANGE MAX. : 4 MM² BOX | 1
22159 | 1948900000 | PCB PLUG-IN CONNECTOR FEMALE PLUG 5.08 MM N OF POLES: 13 270° CLAMPING YOKE CONNECTION CLAMPING RANGE MAX. : 4 MM² BOX | 1
22160 | 1948910000 | PCB PLUG-IN CONNECTOR FEMALE PLUG 5.08 MM N OF POLES: 14 270° CLAMPING YOKE CONNECTION CLAMPING RANGE MAX. : 4 MM² BOX | 1
22161 | 1948920000 | PCB PLUG-IN CONNECTOR FEMALE PLUG 5.08 MM N OF POLES: 15 270° CLAMPING YOKE CONNECTION CLAMPING RANGE MAX. : 4 MM² BOX | 1
22162 | 1948930000 | PCB PLUG-IN CONNECTOR FEMALE PLUG 5.08 MM N OF POLES: 16 270° CLAMPING YOKE CONNECTION CLAMPING RANGE MAX. : 4 MM² BOX | 1
22163 | 1948940000 | PCB PLUG-IN CONNECTOR FEMALE PLUG 5.08 MM N OF POLES: 17 270° CLAMPING YOKE CONNECTION CLAMPING RANGE MAX. : 4 MM² BOX | 1
22164 | 1948950000 | PCB PLUG-IN CONNECTOR FEMALE PLUG 5.08 MM N OF POLES: 18 270° CLAMPING YOKE CONNECTION CLAMPING RANGE MAX. : 4 MM² BOX | 1
22165 | 1948960000 | PCB PLUG-IN CONNECTOR FEMALE PLUG 5.08 MM N OF POLES: 19 270° CLAMPING YOKE CONNECTION CLAMPING RANGE MAX. : 4 MM² BOX | 1
22166 | 1948970000 | PCB PLUG-IN CONNECTOR FEMALE PLUG 5.08 MM N OF POLES: 20 270° CLAMPING YOKE CONNECTION CLAMPING RANGE MAX. : 4 MM² BOX | 1
22167 | 1948980000 | PCB PLUG-IN CONNECTOR FEMALE PLUG 5.08 MM N OF POLES: 21 270° CLAMPING YOKE CONNECTION CLAMPING RANGE MAX. : 4 MM² BOX | 1
22168 | 1948990000 | PCB PLUG-IN CONNECTOR FEMALE PLUG 5.08 MM N OF POLES: 22 270° CLAMPING YOKE CONNECTION CLAMPING RANGE MAX. : 4 MM² BOX | 1
22169 | 1949000000 | PCB PLUG-IN CONNECTOR FEMALE PLUG 5.08 MM N OF POLES: 23 270° CLAMPING YOKE CONNECTION CLAMPING RANGE MAX. : 4 MM² BOX | 1
22170 | 1949010000 | PCB PLUG-IN CONNECTOR FEMALE PLUG 5.08 MM N OF POLES: 24 270° CLAMPING YOKE CONNECTION CLAMPING RANGE MAX. : 4 MM² BOX | 1
22171 | 1949020000 | PCB PLUG-IN CONNECTOR FEMALE PLUG 5.08 MM N OF POLES: 2 270° CLAMPING YOKE CONNECTION CLAMPING RANGE MAX. : 4 MM² BOX | 1
22172 | 1949030000 | PCB PLUG-IN CONNECTOR FEMALE PLUG 5.08 MM N OF POLES: 3 270° CLAMPING YOKE CONNECTION CLAMPING RANGE MAX. : 4 MM² BOX | 1
22173 | 1949050000 | PCB PLUG-IN CONNECTOR FEMALE PLUG 5.08 MM N OF POLES: 5 270° CLAMPING YOKE CONNECTION CLAMPING RANGE MAX. : 4 MM² BOX | 1
22174 | 1949060000 | PCB PLUG-IN CONNECTOR FEMALE PLUG 5.08 MM N OF POLES: 6 270° CLAMPING YOKE CONNECTION CLAMPING RANGE MAX. : 4 MM² BOX | 1
22175 | 1949070000 | PCB PLUG-IN CONNECTOR FEMALE PLUG 5.08 MM N OF POLES: 7 270° CLAMPING YOKE CONNECTION CLAMPING RANGE MAX. : 4 MM² BOX | 1
22176 | 1949080000 | PCB PLUG-IN CONNECTOR FEMALE PLUG 5.08 MM N OF POLES: 8 270° CLAMPING YOKE CONNECTION CLAMPING RANGE MAX. : 4 MM² BOX | 1
22177 | 1949090000 | PCB PLUG-IN CONNECTOR FEMALE PLUG 5.08 MM N OF POLES: 9 270° CLAMPING YOKE CONNECTION CLAMPING RANGE MAX. : 4 MM² BOX | 1
22178 | 1949100000 | PCB PLUG-IN CONNECTOR FEMALE PLUG 5.08 MM N OF POLES: 10 270° CLAMPING YOKE CONNECTION CLAMPING RANGE MAX. : 4 MM² BOX | 1
22179 | 1949110000 | PCB PLUG-IN CONNECTOR FEMALE PLUG 5.08 MM N OF POLES: 11 270° CLAMPING YOKE CONNECTION CLAMPING RANGE MAX. : 4 MM² BOX | 1
22180 | 1949120000 | PCB PLUG-IN CONNECTOR FEMALE PLUG 5.08 MM N OF POLES: 12 270° CLAMPING YOKE CONNECTION CLAMPING RANGE MAX. : 4 MM² BOX | 1
22181 | 1949130000 | PCB PLUG-IN CONNECTOR FEMALE PLUG 5.08 MM N OF POLES: 13 270° CLAMPING YOKE CONNECTION CLAMPING RANGE MAX. : 4 MM² BOX | 1
22182 | 1949160000 | PCB PLUG-IN CONNECTOR FEMALE PLUG 5.08 MM N OF POLES: 16 270° CLAMPING YOKE CONNECTION CLAMPING RANGE MAX. : 4 MM² BOX | 1
22183 | 1949800000 | PCB PLUG-IN CONNECTOR FEMALE PLUG 5.08 MM N OF POLES: 2 90° CLAMPING YOKE CONNECTION CLAMPING RANGE MAX. : 4 MM² BOX | 1
22184 | 1949810000 | PCB PLUG-IN CONNECTOR FEMALE PLUG 5.08 MM N OF POLES: 3 90° CLAMPING YOKE CONNECTION CLAMPING RANGE MAX. : 4 MM² BOX | 1
22185 | 1949820000 | PCB PLUG-IN CONNECTOR FEMALE PLUG 5.08 MM N OF POLES: 4 90° CLAMPING YOKE CONNECTION CLAMPING RANGE MAX. : 4 MM² BOX | 1
22186 | 1949830000 | PCB PLUG-IN CONNECTOR FEMALE PLUG 5.08 MM N OF POLES: 5 90° CLAMPING YOKE CONNECTION CLAMPING RANGE MAX. : 4 MM² BOX | 1
22187 | 1949840000 | PCB PLUG-IN CONNECTOR FEMALE PLUG 5.08 MM N OF POLES: 6 90° CLAMPING YOKE CONNECTION CLAMPING RANGE MAX. : 4 MM² BOX | 1
22188 | 1949850000 | PCB PLUG-IN CONNECTOR FEMALE PLUG 5.08 MM N OF POLES: 7 90° CLAMPING YOKE CONNECTION CLAMPING RANGE MAX. : 4 MM² BOX | 1
22189 | 1949860000 | PCB PLUG-IN CONNECTOR FEMALE PLUG 5.08 MM N OF POLES: 8 90° CLAMPING YOKE CONNECTION CLAMPING RANGE MAX. : 4 MM² BOX | 1
22190 | 1949870000 | PCB PLUG-IN CONNECTOR FEMALE PLUG 5.08 MM N OF POLES: 9 90° CLAMPING YOKE CONNECTION CLAMPING RANGE MAX. : 4 MM² BOX | 1
22191 | 1949880000 | PCB PLUG-IN CONNECTOR FEMALE PLUG 5.08 MM N OF POLES: 10 90° CLAMPING YOKE CONNECTION CLAMPING RANGE MAX. : 4 MM² BOX | 1
22192 | 1949890000 | PCB PLUG-IN CONNECTOR FEMALE PLUG 5.08 MM N OF POLES: 11 90° CLAMPING YOKE CONNECTION CLAMPING RANGE MAX. : 4 MM² BOX | 1
22193 | 1949900000 | PCB PLUG-IN CONNECTOR FEMALE PLUG 5.08 MM N OF POLES: 12 90° CLAMPING YOKE CONNECTION CLAMPING RANGE MAX. : 4 MM² BOX | 1
22194 | 1949910000 | PCB PLUG-IN CONNECTOR FEMALE PLUG 5.08 MM N OF POLES: 13 90° CLAMPING YOKE CONNECTION CLAMPING RANGE MAX. : 4 MM² BOX | 1
22195 | 1949920000 | PCB PLUG-IN CONNECTOR FEMALE PLUG 5.08 MM N OF POLES: 14 90° CLAMPING YOKE CONNECTION CLAMPING RANGE MAX. : 4 MM² BOX | 1
22196 | 1949930000 | PCB PLUG-IN CONNECTOR FEMALE PLUG 5.08 MM N OF POLES: 15 90° CLAMPING YOKE CONNECTION CLAMPING RANGE MAX. : 4 MM² BOX | 1
22197 | 1949940000 | PCB PLUG-IN CONNECTOR FEMALE PLUG 5.08 MM N OF POLES: 16 90° CLAMPING YOKE CONNECTION CLAMPING RANGE MAX. : 4 MM² BOX | 1
22198 | 1949950000 | PCB PLUG-IN CONNECTOR FEMALE PLUG 5.08 MM N OF POLES: 17 90° CLAMPING YOKE CONNECTION CLAMPING RANGE MAX. : 4 MM² BOX | 1
22199 | 1949960000 | PCB PLUG-IN CONNECTOR FEMALE PLUG 5.08 MM N OF POLES: 18 90° CLAMPING YOKE CONNECTION CLAMPING RANGE MAX. : 4 MM² BOX | 1
22200 | 1949970000 | PCB PLUG-IN CONNECTOR FEMALE PLUG 5.08 MM N OF POLES: 19 90° CLAMPING YOKE CONNECTION CLAMPING RANGE MAX. : 4 MM² BOX | 1
22201 | 1949980000 | PCB PLUG-IN CONNECTOR FEMALE PLUG 5.08 MM N OF POLES: 20 90° CLAMPING YOKE CONNECTION CLAMPING RANGE MAX. : 4 MM² BOX | 1
22202 | 1949990000 | PCB PLUG-IN CONNECTOR FEMALE PLUG 5.08 MM N OF POLES: 21 90° CLAMPING YOKE CONNECTION CLAMPING RANGE MAX. : 4 MM² BOX | 1
22203 | 1950010000 | PCB PLUG-IN CONNECTOR FEMALE PLUG 5.08 MM N OF POLES: 22 90° CLAMPING YOKE CONNECTION CLAMPING RANGE MAX. : 4 MM² BOX | 1
22204 | 1950020000 | PCB PLUG-IN CONNECTOR FEMALE PLUG 5.08 MM N OF POLES: 23 90° CLAMPING YOKE CONNECTION CLAMPING RANGE MAX. : 4 MM² BOX | 1
22205 | 1950030000 | PCB PLUG-IN CONNECTOR FEMALE PLUG 5.08 MM N OF POLES: 24 90° CLAMPING YOKE CONNECTION CLAMPING RANGE MAX. : 4 MM² BOX | 1
22206 | 1950040000 | PCB PLUG-IN CONNECTOR FEMALE PLUG 5.08 MM N OF POLES: 2 90° CLAMPING YOKE CONNECTION CLAMPING RANGE MAX. : 4 MM² BOX | 1
22207 | 1950050000 | PCB PLUG-IN CONNECTOR FEMALE PLUG 5.08 MM N OF POLES: 3 90° CLAMPING YOKE CONNECTION CLAMPING RANGE MAX. : 4 MM² BOX | 1
22208 | 1950060000 | PCB PLUG-IN CONNECTOR FEMALE PLUG 5.08 MM N OF POLES: 4 90° CLAMPING YOKE CONNECTION CLAMPING RANGE MAX. : 4 MM² BOX | 1
22209 | 1950070000 | PCB PLUG-IN CONNECTOR FEMALE PLUG 5.08 MM N OF POLES: 5 90° CLAMPING YOKE CONNECTION CLAMPING RANGE MAX. : 4 MM² BOX | 1
22210 | 1950080000 | PCB PLUG-IN CONNECTOR FEMALE PLUG 5.08 MM N OF POLES: 6 90° CLAMPING YOKE CONNECTION CLAMPING RANGE MAX. : 4 MM² BOX | 1
22211 | 1950090000 | PCB PLUG-IN CONNECTOR FEMALE PLUG 5.08 MM N OF POLES: 7 90° CLAMPING YOKE CONNECTION CLAMPING RANGE MAX. : 4 MM² BOX | 1
22212 | 1950100000 | PCB PLUG-IN CONNECTOR FEMALE PLUG 5.08 MM N OF POLES: 8 90° CLAMPING YOKE CONNECTION CLAMPING RANGE MAX. : 4 MM² BOX | 1
22213 | 1950110000 | PCB PLUG-IN CONNECTOR FEMALE PLUG 5.08 MM N OF POLES: 9 90° CLAMPING YOKE CONNECTION CLAMPING RANGE MAX. : 4 MM² BOX | 1
22214 | 1950120000 | PCB PLUG-IN CONNECTOR FEMALE PLUG 5.08 MM N OF POLES: 10 90° CLAMPING YOKE CONNECTION CLAMPING RANGE MAX. : 4 MM² BOX | 1
22215 | 1950140000 | PCB PLUG-IN CONNECTOR FEMALE PLUG 5.08 MM N OF POLES: 12 90° CLAMPING YOKE CONNECTION CLAMPING RANGE MAX. : 4 MM² BOX | 1
22216 | 1950150000 | PCB PLUG-IN CONNECTOR FEMALE PLUG 5.08 MM N OF POLES: 13 90° CLAMPING YOKE CONNECTION CLAMPING RANGE MAX. : 4 MM² BOX | 1
22217 | 1950160000 | PCB PLUG-IN CONNECTOR FEMALE PLUG 5.08 MM N OF POLES: 14 90° CLAMPING YOKE CONNECTION CLAMPING RANGE MAX. : 4 MM² BOX | 1
22218 | 1950170000 | PCB PLUG-IN CONNECTOR FEMALE PLUG 5.08 MM N OF POLES: 15 90° CLAMPING YOKE CONNECTION CLAMPING RANGE MAX. : 4 MM² BOX | 1
22219 | 1950180000 | PCB PLUG-IN CONNECTOR FEMALE PLUG 5.08 MM N OF POLES: 16 90° CLAMPING YOKE CONNECTION CLAMPING RANGE MAX. : 4 MM² BOX | 1
22220 | 1950190000 | PCB PLUG-IN CONNECTOR FEMALE PLUG 5.08 MM N OF POLES: 17 90° CLAMPING YOKE CONNECTION CLAMPING RANGE MAX. : 4 MM² BOX | 1
22221 | 1950200000 | PCB PLUG-IN CONNECTOR FEMALE PLUG 5.08 MM N OF POLES: 18 90° CLAMPING YOKE CONNECTION CLAMPING RANGE MAX. : 4 MM² BOX | 1
22222 | 1950220000 | PCB PLUG-IN CONNECTOR FEMALE PLUG 5.08 MM N OF POLES: 20 90° CLAMPING YOKE CONNECTION CLAMPING RANGE MAX. : 4 MM² BOX | 1
22223 | 1950260000 | PCB PLUG-IN CONNECTOR FEMALE PLUG 5.08 MM N OF POLES: 24 90° CLAMPING YOKE CONNECTION CLAMPING RANGE MAX. : 4 MM² BOX | 1
22224 | 1950310000 | PCB PLUG-IN CONNECTOR FEMALE PLUG 5.08 MM N OF POLES: 2 270° CLAMPING YOKE CONNECTION CLAMPING RANGE MAX. : 4 MM² BOX | 1
22225 | 1950320000 | PCB PLUG-IN CONNECTOR FEMALE PLUG 5.08 MM N OF POLES: 3 270° CLAMPING YOKE CONNECTION CLAMPING RANGE MAX. : 4 MM² BOX | 1
22226 | 1950330000 | PCB PLUG-IN CONNECTOR FEMALE PLUG 5.08 MM N OF POLES: 4 270° CLAMPING YOKE CONNECTION CLAMPING RANGE MAX. : 4 MM² BOX | 1
22227 | 1950340000 | PCB PLUG-IN CONNECTOR FEMALE PLUG 5.08 MM N OF POLES: 5 270° CLAMPING YOKE CONNECTION CLAMPING RANGE MAX. : 4 MM² BOX | 1
22228 | 1950350000 | PCB PLUG-IN CONNECTOR FEMALE PLUG 5.08 MM N OF POLES: 6 270° CLAMPING YOKE CONNECTION CLAMPING RANGE MAX. : 4 MM² BOX | 1
22229 | 1950360000 | PCB PLUG-IN CONNECTOR FEMALE PLUG 5.08 MM N OF POLES: 7 270° CLAMPING YOKE CONNECTION CLAMPING RANGE MAX. : 4 MM² BOX | 1
22230 | 1950370000 | PCB PLUG-IN CONNECTOR FEMALE PLUG 5.08 MM N OF POLES: 8 270° CLAMPING YOKE CONNECTION CLAMPING RANGE MAX. : 4 MM² BOX | 1
22231 | 1950380000 | PCB PLUG-IN CONNECTOR FEMALE PLUG 5.08 MM N OF POLES: 9 270° CLAMPING YOKE CONNECTION CLAMPING RANGE MAX. : 4 MM² BOX | 1
22232 | 1950390000 | PCB PLUG-IN CONNECTOR FEMALE PLUG 5.08 MM N OF POLES: 10 270° CLAMPING YOKE CONNECTION CLAMPING RANGE MAX. : 4 MM² BOX | 1
22233 | 1950400000 | PCB PLUG-IN CONNECTOR FEMALE PLUG 5.08 MM N OF POLES: 11 270° CLAMPING YOKE CONNECTION CLAMPING RANGE MAX. : 4 MM² BOX | 1
22234 | 1950410000 | PCB PLUG-IN CONNECTOR FEMALE PLUG 5.08 MM N OF POLES: 12 270° CLAMPING YOKE CONNECTION CLAMPING RANGE MAX. : 4 MM² BOX | 1
22235 | 1950420000 | PCB PLUG-IN CONNECTOR FEMALE PLUG 5.08 MM N OF POLES: 13 270° CLAMPING YOKE CONNECTION CLAMPING RANGE MAX. : 4 MM² BOX | 1
22236 | 1950430000 | PCB PLUG-IN CONNECTOR FEMALE PLUG 5.08 MM N OF POLES: 14 270° CLAMPING YOKE CONNECTION CLAMPING RANGE MAX. : 4 MM² BOX | 1
22237 | 1950440000 | PCB PLUG-IN CONNECTOR FEMALE PLUG 5.08 MM N OF POLES: 15 270° CLAMPING YOKE CONNECTION CLAMPING RANGE MAX. : 4 MM² BOX | 1
22238 | 1950450000 | PCB PLUG-IN CONNECTOR FEMALE PLUG 5.08 MM N OF POLES: 16 270° CLAMPING YOKE CONNECTION CLAMPING RANGE MAX. : 4 MM² BOX | 1
22239 | 1950460000 | PCB PLUG-IN CONNECTOR FEMALE PLUG 5.08 MM N OF POLES: 17 270° CLAMPING YOKE CONNECTION CLAMPING RANGE MAX. : 4 MM² BOX | 1
22240 | 1950470000 | PCB PLUG-IN CONNECTOR FEMALE PLUG 5.08 MM N OF POLES: 18 270° CLAMPING YOKE CONNECTION CLAMPING RANGE MAX. : 4 MM² BOX | 1
22241 | 1950480000 | PCB PLUG-IN CONNECTOR FEMALE PLUG 5.08 MM N OF POLES: 19 270° CLAMPING YOKE CONNECTION CLAMPING RANGE MAX. : 4 MM² BOX | 1
22242 | 1950490000 | PCB PLUG-IN CONNECTOR FEMALE PLUG 5.08 MM N OF POLES: 20 270° CLAMPING YOKE CONNECTION CLAMPING RANGE MAX. : 4 MM² BOX | 1
22243 | 1950500000 | PCB PLUG-IN CONNECTOR FEMALE PLUG 5.08 MM N OF POLES: 21 270° CLAMPING YOKE CONNECTION CLAMPING RANGE MAX. : 4 MM² BOX | 1
22244 | 1950510000 | PCB PLUG-IN CONNECTOR FEMALE PLUG 5.08 MM N OF POLES: 22 270° CLAMPING YOKE CONNECTION CLAMPING RANGE MAX. : 4 MM² BOX | 1
22245 | 1950520000 | PCB PLUG-IN CONNECTOR FEMALE PLUG 5.08 MM N OF POLES: 23 270° CLAMPING YOKE CONNECTION CLAMPING RANGE MAX. : 4 MM² BOX | 1
22246 | 1950540000 | PCB PLUG-IN CONNECTOR FEMALE PLUG 5.08 MM N OF POLES: 24 270° CLAMPING YOKE CONNECTION CLAMPING RANGE MAX. : 4 MM² BOX | 1
22247 | 1950550000 | PCB PLUG-IN CONNECTOR FEMALE PLUG 5.08 MM N OF POLES: 2 270° CLAMPING YOKE CONNECTION CLAMPING RANGE MAX. : 4 MM² BOX | 1
22248 | 1950560000 | PCB PLUG-IN CONNECTOR FEMALE PLUG 5.08 MM N OF POLES: 3 270° CLAMPING YOKE CONNECTION CLAMPING RANGE MAX. : 4 MM² BOX | 1
22249 | 1950570000 | PCB PLUG-IN CONNECTOR FEMALE PLUG 5.08 MM N OF POLES: 4 270° CLAMPING YOKE CONNECTION CLAMPING RANGE MAX. : 4 MM² BOX | 1
22250 | 1950580000 | PCB PLUG-IN CONNECTOR FEMALE PLUG 5.08 MM N OF POLES: 5 270° CLAMPING YOKE CONNECTION CLAMPING RANGE MAX. : 4 MM² BOX | 1
22251 | 1950620000 | PCB PLUG-IN CONNECTOR FEMALE PLUG 5.08 MM N OF POLES: 6 270° CLAMPING YOKE CONNECTION CLAMPING RANGE MAX. : 4 MM² BOX | 1
22252 | 1950630000 | PCB PLUG-IN CONNECTOR FEMALE PLUG 5.08 MM N OF POLES: 7 270° CLAMPING YOKE CONNECTION CLAMPING RANGE MAX. : 4 MM² BOX | 1
22253 | 1950640000 | PCB PLUG-IN CONNECTOR FEMALE PLUG 5.08 MM N OF POLES: 8 270° CLAMPING YOKE CONNECTION CLAMPING RANGE MAX. : 4 MM² BOX | 1
22254 | 1950650000 | PCB PLUG-IN CONNECTOR FEMALE PLUG 5.08 MM N OF POLES: 9 270° CLAMPING YOKE CONNECTION CLAMPING RANGE MAX. : 4 MM² BOX | 1
22255 | 1950660000 | PCB PLUG-IN CONNECTOR FEMALE PLUG 5.08 MM N OF POLES: 10 270° CLAMPING YOKE CONNECTION CLAMPING RANGE MAX. : 4 MM² BOX | 1
22256 | 1950670000 | PCB PLUG-IN CONNECTOR FEMALE PLUG 5.08 MM N OF POLES: 11 270° CLAMPING YOKE CONNECTION CLAMPING RANGE MAX. : 4 MM² BOX | 1
22257 | 1950690000 | PCB PLUG-IN CONNECTOR FEMALE PLUG 5.08 MM N OF POLES: 12 270° CLAMPING YOKE CONNECTION CLAMPING RANGE MAX. : 4 MM² BOX | 1
22258 | 1950700000 | PCB PLUG-IN CONNECTOR FEMALE PLUG 5.08 MM N OF POLES: 13 270° CLAMPING YOKE CONNECTION CLAMPING RANGE MAX. : 4 MM² BOX | 1
22259 | 1950750000 | PCB PLUG-IN CONNECTOR FEMALE PLUG 5.08 MM N OF POLES: 18 270° CLAMPING YOKE CONNECTION CLAMPING RANGE MAX. : 4 MM² BOX | 1
22260 | 1950810000 | PCB PLUG-IN CONNECTOR FEMALE PLUG 5.08 MM N OF POLES: 24 270° CLAMPING YOKE CONNECTION CLAMPING RANGE MAX. : 4 MM² BOX | 1
22261 | 1954260000 | PCB PLUG-IN CONNECTOR FEMALE PLUG 5.00 MM N OF POLES: 24 180° CLAMPING YOKE CONNECTION CLAMPING RANGE MAX. : 4 MM² BOX | 1
22262 | 1954270000 | PCB PLUG-IN CONNECTOR FEMALE PLUG 5.00 MM N OF POLES: 23 180° CLAMPING YOKE CONNECTION CLAMPING RANGE MAX. : 4 MM² BOX | 1
22263 | 1954280000 | PCB PLUG-IN CONNECTOR FEMALE PLUG 5.00 MM N OF POLES: 22 180° CLAMPING YOKE CONNECTION CLAMPING RANGE MAX. : 4 MM² BOX | 1
22264 | 1954290000 | PCB PLUG-IN CONNECTOR FEMALE PLUG 5.00 MM N OF POLES: 21 180° CLAMPING YOKE CONNECTION CLAMPING RANGE MAX. : 4 MM² BOX | 1
22265 | 1954300000 | PCB PLUG-IN CONNECTOR FEMALE PLUG 5.00 MM N OF POLES: 20 180° CLAMPING YOKE CONNECTION CLAMPING RANGE MAX. : 4 MM² BOX | 1
22266 | 1954310000 | PCB PLUG-IN CONNECTOR FEMALE PLUG 5.00 MM N OF POLES: 19 180° CLAMPING YOKE CONNECTION CLAMPING RANGE MAX. : 4 MM² BOX | 1
22267 | 1954320000 | PCB PLUG-IN CONNECTOR FEMALE PLUG 5.00 MM N OF POLES: 18 180° CLAMPING YOKE CONNECTION CLAMPING RANGE MAX. : 4 MM² BOX | 1
22268 | 1954330000 | PCB PLUG-IN CONNECTOR FEMALE PLUG 5.00 MM N OF POLES: 17 180° CLAMPING YOKE CONNECTION CLAMPING RANGE MAX. : 4 MM² BOX | 1
22269 | 1954350000 | PCB PLUG-IN CONNECTOR FEMALE PLUG 5.00 MM N OF POLES: 16 180° CLAMPING YOKE CONNECTION CLAMPING RANGE MAX. : 4 MM² BOX | 1
22270 | 1954360000 | PCB PLUG-IN CONNECTOR FEMALE PLUG 5.00 MM N OF POLES: 15 180° CLAMPING YOKE CONNECTION CLAMPING RANGE MAX. : 4 MM² BOX | 1
22271 | 1954370000 | PCB PLUG-IN CONNECTOR FEMALE PLUG 5.00 MM N OF POLES: 14 180° CLAMPING YOKE CONNECTION CLAMPING RANGE MAX. : 4 MM² BOX | 1
22272 | 1954380000 | PCB PLUG-IN CONNECTOR FEMALE PLUG 5.00 MM N OF POLES: 13 180° CLAMPING YOKE CONNECTION CLAMPING RANGE MAX. : 4 MM² BOX | 1
22273 | 1954390000 | PCB PLUG-IN CONNECTOR FEMALE PLUG 5.00 MM N OF POLES: 12 180° CLAMPING YOKE CONNECTION CLAMPING RANGE MAX. : 4 MM² BOX | 1
22274 | 1954400000 | PCB PLUG-IN CONNECTOR FEMALE PLUG 5.00 MM N OF POLES: 11 180° CLAMPING YOKE CONNECTION CLAMPING RANGE MAX. : 4 MM² BOX | 1
22275 | 1954410000 | PCB PLUG-IN CONNECTOR FEMALE PLUG 5.00 MM N OF POLES: 10 180° CLAMPING YOKE CONNECTION CLAMPING RANGE MAX. : 4 MM² BOX | 1
22276 | 1954420000 | PCB PLUG-IN CONNECTOR FEMALE PLUG 5.00 MM N OF POLES: 9 180° CLAMPING YOKE CONNECTION CLAMPING RANGE MAX. : 4 MM² BOX | 1
22277 | 1954430000 | PCB PLUG-IN CONNECTOR FEMALE PLUG 5.00 MM N OF POLES: 8 180° CLAMPING YOKE CONNECTION CLAMPING RANGE MAX. : 4 MM² BOX | 1
22278 | 1954440000 | PCB PLUG-IN CONNECTOR FEMALE PLUG 5.00 MM N OF POLES: 7 180° CLAMPING YOKE CONNECTION CLAMPING RANGE MAX. : 4 MM² BOX | 1
22279 | 1954450000 | PCB PLUG-IN CONNECTOR FEMALE PLUG 5.00 MM N OF POLES: 6 180° CLAMPING YOKE CONNECTION CLAMPING RANGE MAX. : 4 MM² BOX | 1
22280 | 1954460000 | PCB PLUG-IN CONNECTOR FEMALE PLUG 5.00 MM N OF POLES: 5 180° CLAMPING YOKE CONNECTION CLAMPING RANGE MAX. : 4 MM² BOX | 1
22281 | 1954470000 | PCB PLUG-IN CONNECTOR FEMALE PLUG 5.00 MM N OF POLES: 4 180° CLAMPING YOKE CONNECTION CLAMPING RANGE MAX. : 4 MM² BOX | 1
22282 | 1954480000 | PCB PLUG-IN CONNECTOR FEMALE PLUG 5.00 MM N OF POLES: 3 180° CLAMPING YOKE CONNECTION CLAMPING RANGE MAX. : 4 MM² BOX | 1
22283 | 1954490000 | PCB PLUG-IN CONNECTOR FEMALE PLUG 5.00 MM N OF POLES: 2 180° CLAMPING YOKE CONNECTION CLAMPING RANGE MAX. : 4 MM² BOX | 1
22284 | 1955390000 | PCB PLUG-IN CONNECTOR FEMALE PLUG 5.00 MM N OF POLES: 20 180° CLAMPING YOKE CONNECTION CLAMPING RANGE MAX. : 4 MM² BOX | 1
22285 | 1955400000 | PCB PLUG-IN CONNECTOR FEMALE PLUG 5.00 MM N OF POLES: 19 180° CLAMPING YOKE CONNECTION CLAMPING RANGE MAX. : 4 MM² BOX | 1
22286 | 1955410000 | PCB PLUG-IN CONNECTOR FEMALE PLUG 5.00 MM N OF POLES: 18 180° CLAMPING YOKE CONNECTION CLAMPING RANGE MAX. : 4 MM² BOX | 1
22287 | 1955420000 | PCB PLUG-IN CONNECTOR FEMALE PLUG 5.00 MM N OF POLES: 17 180° CLAMPING YOKE CONNECTION CLAMPING RANGE MAX. : 4 MM² BOX | 1
22288 | 1955430000 | PCB PLUG-IN CONNECTOR FEMALE PLUG 5.00 MM N OF POLES: 16 180° CLAMPING YOKE CONNECTION CLAMPING RANGE MAX. : 4 MM² BOX | 1
22289 | 1955440000 | PCB PLUG-IN CONNECTOR FEMALE PLUG 5.00 MM N OF POLES: 15 180° CLAMPING YOKE CONNECTION CLAMPING RANGE MAX. : 4 MM² BOX | 1
22290 | 1955450000 | PCB PLUG-IN CONNECTOR FEMALE PLUG 5.00 MM N OF POLES: 14 180° CLAMPING YOKE CONNECTION CLAMPING RANGE MAX. : 4 MM² BOX | 1
22291 | 1955470000 | PCB PLUG-IN CONNECTOR FEMALE PLUG 5.00 MM N OF POLES: 12 180° CLAMPING YOKE CONNECTION CLAMPING RANGE MAX. : 4 MM² BOX | 1
22292 | 1955480000 | PCB PLUG-IN CONNECTOR FEMALE PLUG 5.00 MM N OF POLES: 11 180° CLAMPING YOKE CONNECTION CLAMPING RANGE MAX. : 4 MM² BOX | 1
22293 | 1955490000 | PCB PLUG-IN CONNECTOR FEMALE PLUG 5.00 MM N OF POLES: 10 180° CLAMPING YOKE CONNECTION CLAMPING RANGE MAX. : 4 MM² BOX | 1
22294 | 1955500000 | PCB PLUG-IN CONNECTOR FEMALE PLUG 5.00 MM N OF POLES: 9 180° CLAMPING YOKE CONNECTION CLAMPING RANGE MAX. : 4 MM² BOX | 1
22295 | 1955510000 | PCB PLUG-IN CONNECTOR FEMALE PLUG 5.00 MM N OF POLES: 8 180° CLAMPING YOKE CONNECTION CLAMPING RANGE MAX. : 4 MM² BOX | 1
22296 | 1955520000 | PCB PLUG-IN CONNECTOR FEMALE PLUG 5.00 MM N OF POLES: 7 180° CLAMPING YOKE CONNECTION CLAMPING RANGE MAX. : 4 MM² BOX | 1
22297 | 1955530000 | PCB PLUG-IN CONNECTOR FEMALE PLUG 5.00 MM N OF POLES: 6 180° CLAMPING YOKE CONNECTION CLAMPING RANGE MAX. : 4 MM² BOX | 1
22298 | 1955540000 | PCB PLUG-IN CONNECTOR FEMALE PLUG 5.00 MM N OF POLES: 5 180° CLAMPING YOKE CONNECTION CLAMPING RANGE MAX. : 4 MM² BOX | 1
22299 | 1955550000 | PCB PLUG-IN CONNECTOR FEMALE PLUG 5.00 MM N OF POLES: 4 180° CLAMPING YOKE CONNECTION CLAMPING RANGE MAX. : 4 MM² BOX | 1
22300 | 1955560000 | PCB PLUG-IN CONNECTOR FEMALE PLUG 5.00 MM N OF POLES: 3 180° CLAMPING YOKE CONNECTION CLAMPING RANGE MAX. : 4 MM² BOX | 1
22301 | 1955570000 | PCB PLUG-IN CONNECTOR FEMALE PLUG 5.00 MM N OF POLES: 2 180° CLAMPING YOKE CONNECTION CLAMPING RANGE MAX. : 4 MM² BOX | 1
22302 | 1955580000 | PCB PLUG-IN CONNECTOR FEMALE PLUG 5.00 MM N OF POLES: 24 180° CLAMPING YOKE CONNECTION CLAMPING RANGE MAX. : 4 MM² BOX | 1
22303 | 1955590000 | PCB PLUG-IN CONNECTOR FEMALE PLUG 5.00 MM N OF POLES: 23 180° CLAMPING YOKE CONNECTION CLAMPING RANGE MAX. : 4 MM² BOX | 1
22304 | 1955600000 | PCB PLUG-IN CONNECTOR FEMALE PLUG 5.00 MM N OF POLES: 22 180° CLAMPING YOKE CONNECTION CLAMPING RANGE MAX. : 4 MM² BOX | 1
22305 | 1955610000 | PCB PLUG-IN CONNECTOR FEMALE PLUG 5.00 MM N OF POLES: 21 180° CLAMPING YOKE CONNECTION CLAMPING RANGE MAX. : 4 MM² BOX | 1
22306 | 1955620000 | PCB PLUG-IN CONNECTOR FEMALE PLUG 5.00 MM N OF POLES: 20 180° CLAMPING YOKE CONNECTION CLAMPING RANGE MAX. : 4 MM² BOX | 1
22307 | 1955630000 | PCB PLUG-IN CONNECTOR FEMALE PLUG 5.00 MM N OF POLES: 19 180° CLAMPING YOKE CONNECTION CLAMPING RANGE MAX. : 4 MM² BOX | 1
22308 | 1955640000 | PCB PLUG-IN CONNECTOR FEMALE PLUG 5.00 MM N OF POLES: 18 180° CLAMPING YOKE CONNECTION CLAMPING RANGE MAX. : 4 MM² BOX | 1
22309 | 1955650000 | PCB PLUG-IN CONNECTOR FEMALE PLUG 5.00 MM N OF POLES: 17 180° CLAMPING YOKE CONNECTION CLAMPING RANGE MAX. : 4 MM² BOX | 1
22310 | 1955660000 | PCB PLUG-IN CONNECTOR FEMALE PLUG 5.00 MM N OF POLES: 16 180° CLAMPING YOKE CONNECTION CLAMPING RANGE MAX. : 4 MM² BOX | 1
22311 | 1955670000 | PCB PLUG-IN CONNECTOR FEMALE PLUG 5.00 MM N OF POLES: 15 180° CLAMPING YOKE CONNECTION CLAMPING RANGE MAX. : 4 MM² BOX | 1
22312 | 1955680000 | PCB PLUG-IN CONNECTOR FEMALE PLUG 5.00 MM N OF POLES: 14 180° CLAMPING YOKE CONNECTION CLAMPING RANGE MAX. : 4 MM² BOX | 1
22313 | 1955690000 | PCB PLUG-IN CONNECTOR FEMALE PLUG 5.00 MM N OF POLES: 13 180° CLAMPING YOKE CONNECTION CLAMPING RANGE MAX. : 4 MM² BOX | 1
22314 | 1955700000 | PCB PLUG-IN CONNECTOR FEMALE PLUG 5.00 MM N OF POLES: 12 180° CLAMPING YOKE CONNECTION CLAMPING RANGE MAX. : 4 MM² BOX | 1
22315 | 1955710000 | PCB PLUG-IN CONNECTOR FEMALE PLUG 5.00 MM N OF POLES: 11 180° CLAMPING YOKE CONNECTION CLAMPING RANGE MAX. : 4 MM² BOX | 1
22316 | 1955720000 | PCB PLUG-IN CONNECTOR FEMALE PLUG 5.00 MM N OF POLES: 10 180° CLAMPING YOKE CONNECTION CLAMPING RANGE MAX. : 4 MM² BOX | 1
22317 | 1955730000 | PCB PLUG-IN CONNECTOR FEMALE PLUG 5.00 MM N OF POLES: 9 180° CLAMPING YOKE CONNECTION CLAMPING RANGE MAX. : 4 MM² BOX | 1
22318 | 1955740000 | PCB PLUG-IN CONNECTOR FEMALE PLUG 5.00 MM N OF POLES: 8 180° CLAMPING YOKE CONNECTION CLAMPING RANGE MAX. : 4 MM² BOX | 1
22319 | 1955750000 | PCB PLUG-IN CONNECTOR FEMALE PLUG 5.00 MM N OF POLES: 7 180° CLAMPING YOKE CONNECTION CLAMPING RANGE MAX. : 4 MM² BOX | 1
22320 | 1955760000 | PCB PLUG-IN CONNECTOR FEMALE PLUG 5.00 MM N OF POLES: 6 180° CLAMPING YOKE CONNECTION CLAMPING RANGE MAX. : 4 MM² BOX | 1
22321 | 1955770000 | PCB PLUG-IN CONNECTOR FEMALE PLUG 5.00 MM N OF POLES: 5 180° CLAMPING YOKE CONNECTION CLAMPING RANGE MAX. : 4 MM² BOX | 1
22322 | 1955780000 | PCB PLUG-IN CONNECTOR FEMALE PLUG 5.00 MM N OF POLES: 4 180° CLAMPING YOKE CONNECTION CLAMPING RANGE MAX. : 4 MM² BOX | 1
22323 | 1955790000 | PCB PLUG-IN CONNECTOR FEMALE PLUG 5.00 MM N OF POLES: 3 180° CLAMPING YOKE CONNECTION CLAMPING RANGE MAX. : 4 MM² BOX | 1
22324 | 1955800000 | PCB PLUG-IN CONNECTOR FEMALE PLUG 5.00 MM N OF POLES: 2 180° CLAMPING YOKE CONNECTION CLAMPING RANGE MAX. : 4 MM² BOX | 1
22325 | 1955830000 | PCB PLUG-IN CONNECTOR FEMALE PLUG 5.00 MM N OF POLES: 22 180° CLAMPING YOKE CONNECTION CLAMPING RANGE MAX. : 4 MM² BOX | 1
22326 | 1955850000 | PCB PLUG-IN CONNECTOR FEMALE PLUG 5.00 MM N OF POLES: 20 180° CLAMPING YOKE CONNECTION CLAMPING RANGE MAX. : 4 MM² BOX | 1
22327 | 1955890000 | PCB PLUG-IN CONNECTOR FEMALE PLUG 5.00 MM N OF POLES: 16 180° CLAMPING YOKE CONNECTION CLAMPING RANGE MAX. : 4 MM² BOX | 1
22328 | 1955900000 | PCB PLUG-IN CONNECTOR FEMALE PLUG 5.00 MM N OF POLES: 15 180° CLAMPING YOKE CONNECTION CLAMPING RANGE MAX. : 4 MM² BOX | 1
22329 | 1955930000 | PCB PLUG-IN CONNECTOR FEMALE PLUG 5.00 MM N OF POLES: 12 180° CLAMPING YOKE CONNECTION CLAMPING RANGE MAX. : 4 MM² BOX | 1
22330 | 1955950000 | PCB PLUG-IN CONNECTOR FEMALE PLUG 5.00 MM N OF POLES: 10 180° CLAMPING YOKE CONNECTION CLAMPING RANGE MAX. : 4 MM² BOX | 1
22331 | 1955990000 | PCB PLUG-IN CONNECTOR FEMALE PLUG 5.00 MM N OF POLES: 6 180° CLAMPING YOKE CONNECTION CLAMPING RANGE MAX. : 4 MM² BOX | 1
22332 | 1956000000 | PCB PLUG-IN CONNECTOR FEMALE PLUG 5.00 MM N OF POLES: 5 180° CLAMPING YOKE CONNECTION CLAMPING RANGE MAX. : 4 MM² BOX | 1
22333 | 1956020000 | PCB PLUG-IN CONNECTOR FEMALE PLUG 5.00 MM N OF POLES: 3 180° CLAMPING YOKE CONNECTION CLAMPING RANGE MAX. : 4 MM² BOX | 1
22334 | 1956030000 | PCB PLUG-IN CONNECTOR FEMALE PLUG 5.00 MM N OF POLES: 2 180° CLAMPING YOKE CONNECTION CLAMPING RANGE MAX. : 4 MM² BOX | 1
22335 | 1956150000 | PCB PLUG-IN CONNECTOR FEMALE PLUG 5.00 MM N OF POLES: 24 180° CLAMPING YOKE CONNECTION CLAMPING RANGE MAX. : 4 MM² BOX | 1
22336 | 1956160000 | PCB PLUG-IN CONNECTOR FEMALE PLUG 5.00 MM N OF POLES: 23 180° CLAMPING YOKE CONNECTION CLAMPING RANGE MAX. : 4 MM² BOX | 1
22337 | 1956170000 | PCB PLUG-IN CONNECTOR FEMALE PLUG 5.00 MM N OF POLES: 22 180° CLAMPING YOKE CONNECTION CLAMPING RANGE MAX. : 4 MM² BOX | 1
22338 | 1956180000 | PCB PLUG-IN CONNECTOR FEMALE PLUG 5.00 MM N OF POLES: 21 180° CLAMPING YOKE CONNECTION CLAMPING RANGE MAX. : 4 MM² BOX | 1
22339 | 1956190000 | PCB PLUG-IN CONNECTOR FEMALE PLUG 5.00 MM N OF POLES: 20 180° CLAMPING YOKE CONNECTION CLAMPING RANGE MAX. : 4 MM² BOX | 1
22340 | 1956200000 | PCB PLUG-IN CONNECTOR FEMALE PLUG 5.00 MM N OF POLES: 19 180° CLAMPING YOKE CONNECTION CLAMPING RANGE MAX. : 4 MM² BOX | 1
22341 | 1956210000 | PCB PLUG-IN CONNECTOR FEMALE PLUG 5.00 MM N OF POLES: 18 180° CLAMPING YOKE CONNECTION CLAMPING RANGE MAX. : 4 MM² BOX | 1
22342 | 1956220000 | PCB PLUG-IN CONNECTOR FEMALE PLUG 5.00 MM N OF POLES: 17 180° CLAMPING YOKE CONNECTION CLAMPING RANGE MAX. : 4 MM² BOX | 1
22343 | 1956230000 | PCB PLUG-IN CONNECTOR FEMALE PLUG 5.00 MM N OF POLES: 16 180° CLAMPING YOKE CONNECTION CLAMPING RANGE MAX. : 4 MM² BOX | 1
22344 | 1956240000 | PCB PLUG-IN CONNECTOR FEMALE PLUG 5.00 MM N OF POLES: 15 180° CLAMPING YOKE CONNECTION CLAMPING RANGE MAX. : 4 MM² BOX | 1
22345 | 1956250000 | PCB PLUG-IN CONNECTOR FEMALE PLUG 5.00 MM N OF POLES: 14 180° CLAMPING YOKE CONNECTION CLAMPING RANGE MAX. : 4 MM² BOX | 1
22346 | 1956260000 | PCB PLUG-IN CONNECTOR FEMALE PLUG 5.00 MM N OF POLES: 13 180° CLAMPING YOKE CONNECTION CLAMPING RANGE MAX. : 4 MM² BOX | 1
22347 | 1956270000 | PCB PLUG-IN CONNECTOR FEMALE PLUG 5.00 MM N OF POLES: 12 180° CLAMPING YOKE CONNECTION CLAMPING RANGE MAX. : 4 MM² BOX | 1
22348 | 1956280000 | PCB PLUG-IN CONNECTOR FEMALE PLUG 5.00 MM N OF POLES: 11 180° CLAMPING YOKE CONNECTION CLAMPING RANGE MAX. : 4 MM² BOX | 1
22349 | 1956290000 | PCB PLUG-IN CONNECTOR FEMALE PLUG 5.00 MM N OF POLES: 10 180° CLAMPING YOKE CONNECTION CLAMPING RANGE MAX. : 4 MM² BOX | 1
22350 | 1956300000 | PCB PLUG-IN CONNECTOR FEMALE PLUG 5.00 MM N OF POLES: 9 180° CLAMPING YOKE CONNECTION CLAMPING RANGE MAX. : 4 MM² BOX | 1
22351 | 1956310000 | PCB PLUG-IN CONNECTOR FEMALE PLUG 5.00 MM N OF POLES: 8 180° CLAMPING YOKE CONNECTION CLAMPING RANGE MAX. : 4 MM² BOX | 1
22352 | 1956320000 | PCB PLUG-IN CONNECTOR FEMALE PLUG 5.00 MM N OF POLES: 7 180° CLAMPING YOKE CONNECTION CLAMPING RANGE MAX. : 4 MM² BOX | 1
22353 | 1956330000 | PCB PLUG-IN CONNECTOR FEMALE PLUG 5.00 MM N OF POLES: 6 180° CLAMPING YOKE CONNECTION CLAMPING RANGE MAX. : 4 MM² BOX | 1
22354 | 1956340000 | PCB PLUG-IN CONNECTOR FEMALE PLUG 5.00 MM N OF POLES: 5 180° CLAMPING YOKE CONNECTION CLAMPING RANGE MAX. : 4 MM² BOX | 1
22355 | 1956350000 | PCB PLUG-IN CONNECTOR FEMALE PLUG 5.00 MM N OF POLES: 4 180° CLAMPING YOKE CONNECTION CLAMPING RANGE MAX. : 4 MM² BOX | 1
22356 | 1956360000 | PCB PLUG-IN CONNECTOR FEMALE PLUG 5.00 MM N OF POLES: 3 180° CLAMPING YOKE CONNECTION CLAMPING RANGE MAX. : 4 MM² BOX | 1
22357 | 1956370000 | PCB PLUG-IN CONNECTOR FEMALE PLUG 5.00 MM N OF POLES: 2 180° CLAMPING YOKE CONNECTION CLAMPING RANGE MAX. : 4 MM² BOX | 1
22358 | 1956460000 | PCB PLUG-IN CONNECTOR FEMALE PLUG 5.00 MM N OF POLES: 16 180° CLAMPING YOKE CONNECTION CLAMPING RANGE MAX. : 4 MM² BOX | 1
22359 | 1956540000 | PCB PLUG-IN CONNECTOR FEMALE PLUG 5.00 MM N OF POLES: 8 180° CLAMPING YOKE CONNECTION CLAMPING RANGE MAX. : 4 MM² BOX | 1
22360 | 1956550000 | PCB PLUG-IN CONNECTOR FEMALE PLUG 5.00 MM N OF POLES: 7 180° CLAMPING YOKE CONNECTION CLAMPING RANGE MAX. : 4 MM² BOX | 1
22361 | 1956570000 | PCB PLUG-IN CONNECTOR FEMALE PLUG 5.00 MM N OF POLES: 5 180° CLAMPING YOKE CONNECTION CLAMPING RANGE MAX. : 4 MM² BOX | 1
22362 | 1956590000 | PCB PLUG-IN CONNECTOR FEMALE PLUG 5.00 MM N OF POLES: 3 180° CLAMPING YOKE CONNECTION CLAMPING RANGE MAX. : 4 MM² BOX | 1
22363 | 1956600000 | PCB PLUG-IN CONNECTOR FEMALE PLUG 5.00 MM N OF POLES: 2 180° CLAMPING YOKE CONNECTION CLAMPING RANGE MAX. : 4 MM² BOX | 1
22364 | 1956770000 | PCB PLUG-IN CONNECTOR FEMALE PLUG 5.00 MM N OF POLES: 18 180° CLAMPING YOKE CONNECTION CLAMPING RANGE MAX. : 4 MM² BOX | 1
22365 | 1957100000 | PCB PLUG-IN CONNECTOR FEMALE PLUG 5.00 MM N OF POLES: 14 180° CLAMPING YOKE CONNECTION CLAMPING RANGE MAX. : 4 MM² BOX | 1
22366 | 1957780000 | PCB PLUG-IN CONNECTOR FEMALE PLUG 5.00 MM N OF POLES: 24 90° CLAMPING YOKE CONNECTION CLAMPING RANGE MAX. : 4 MM² BOX | 1
22367 | 1957800000 | PCB PLUG-IN CONNECTOR FEMALE PLUG 5.00 MM N OF POLES: 23 90° CLAMPING YOKE CONNECTION CLAMPING RANGE MAX. : 4 MM² BOX | 1
22368 | 1957820000 | PCB PLUG-IN CONNECTOR FEMALE PLUG 5.00 MM N OF POLES: 22 90° CLAMPING YOKE CONNECTION CLAMPING RANGE MAX. : 4 MM² BOX | 1
22369 | 1957830000 | PCB PLUG-IN CONNECTOR FEMALE PLUG 5.00 MM N OF POLES: 21 90° CLAMPING YOKE CONNECTION CLAMPING RANGE MAX. : 4 MM² BOX | 1
22370 | 1957850000 | PCB PLUG-IN CONNECTOR FEMALE PLUG 5.00 MM N OF POLES: 20 90° CLAMPING YOKE CONNECTION CLAMPING RANGE MAX. : 4 MM² BOX | 1
22371 | 1957880000 | PCB PLUG-IN CONNECTOR FEMALE PLUG 5.00 MM N OF POLES: 19 90° CLAMPING YOKE CONNECTION CLAMPING RANGE MAX. : 4 MM² BOX | 1
22372 | 1957900000 | PCB PLUG-IN CONNECTOR FEMALE PLUG 5.00 MM N OF POLES: 18 90° CLAMPING YOKE CONNECTION CLAMPING RANGE MAX. : 4 MM² BOX | 1
22373 | 1957910000 | PCB PLUG-IN CONNECTOR FEMALE PLUG 5.00 MM N OF POLES: 17 90° CLAMPING YOKE CONNECTION CLAMPING RANGE MAX. : 4 MM² BOX | 1
22374 | 1957960000 | PCB PLUG-IN CONNECTOR FEMALE PLUG 5.00 MM N OF POLES: 16 90° CLAMPING YOKE CONNECTION CLAMPING RANGE MAX. : 4 MM² BOX | 1
22375 | 1958040000 | PCB PLUG-IN CONNECTOR FEMALE PLUG 5.00 MM N OF POLES: 15 90° CLAMPING YOKE CONNECTION CLAMPING RANGE MAX. : 4 MM² BOX | 1
22376 | 1958060000 | PCB PLUG-IN CONNECTOR FEMALE PLUG 5.00 MM N OF POLES: 14 90° CLAMPING YOKE CONNECTION CLAMPING RANGE MAX. : 4 MM² BOX | 1
22377 | 1958090000 | PCB PLUG-IN CONNECTOR FEMALE PLUG 5.00 MM N OF POLES: 13 90° CLAMPING YOKE CONNECTION CLAMPING RANGE MAX. : 4 MM² BOX | 1
22378 | 1958120000 | PCB PLUG-IN CONNECTOR FEMALE PLUG 5.00 MM N OF POLES: 12 90° CLAMPING YOKE CONNECTION CLAMPING RANGE MAX. : 4 MM² BOX | 1
22379 | 1958130000 | PCB PLUG-IN CONNECTOR FEMALE PLUG 5.00 MM N OF POLES: 11 90° CLAMPING YOKE CONNECTION CLAMPING RANGE MAX. : 4 MM² BOX | 1
22380 | 1958160000 | PCB PLUG-IN CONNECTOR FEMALE PLUG 5.00 MM N OF POLES: 10 90° CLAMPING YOKE CONNECTION CLAMPING RANGE MAX. : 4 MM² BOX | 1
22381 | 1958190000 | PCB PLUG-IN CONNECTOR FEMALE PLUG 5.00 MM N OF POLES: 9 90° CLAMPING YOKE CONNECTION CLAMPING RANGE MAX. : 4 MM² BOX | 1
22382 | 1958230000 | PCB PLUG-IN CONNECTOR FEMALE PLUG 5.00 MM N OF POLES: 8 90° CLAMPING YOKE CONNECTION CLAMPING RANGE MAX. : 4 MM² BOX | 1
22383 | 1958250000 | PCB PLUG-IN CONNECTOR FEMALE PLUG 5.00 MM N OF POLES: 7 90° CLAMPING YOKE CONNECTION CLAMPING RANGE MAX. : 4 MM² BOX | 1
22384 | 1958320000 | PRINTED CIRCUIT BOARD TERMINALS 5.00 MM N OF POLES: 13 135° SOLDER PIN LENGTH (L): 3.5 MM TINNED ORANGE TENSION CLAMP CONNECTION WITH ACTUATOR CLAMPING RANGE MAX. : 2.5 MM² BOX | 1
22385 | 1958330000 | PRINTED CIRCUIT BOARD TERMINALS 5.00 MM N OF POLES: 14 135° SOLDER PIN LENGTH (L): 3.5 MM TINNED ORANGE TENSION CLAMP CONNECTION WITH ACTUATOR CLAMPING RANGE MAX. : 2.5 MM² BOX | 1
22386 | 1958350000 | PRINTED CIRCUIT BOARD TERMINALS 5.00 MM N OF POLES: 15 135° SOLDER PIN LENGTH (L): 3.5 MM TINNED ORANGE TENSION CLAMP CONNECTION WITH ACTUATOR CLAMPING RANGE MAX. : 2.5 MM² BOX | 1
22387 | 1958370000 | PRINTED CIRCUIT BOARD TERMINALS 5.00 MM N OF POLES: 16 135° SOLDER PIN LENGTH (L): 3.5 MM TINNED ORANGE TENSION CLAMP CONNECTION WITH ACTUATOR CLAMPING RANGE MAX. : 2.5 MM² BOX | 1
22388 | 1958390000 | PRINTED CIRCUIT BOARD TERMINALS 5.00 MM N OF POLES: 17 135° SOLDER PIN LENGTH (L): 3.5 MM TINNED ORANGE TENSION CLAMP CONNECTION WITH ACTUATOR CLAMPING RANGE MAX. : 2.5 MM² BOX | 1
22389 | 1958410000 | PRINTED CIRCUIT BOARD TERMINALS 5.00 MM N OF POLES: 18 135° SOLDER PIN LENGTH (L): 3.5 MM TINNED ORANGE TENSION CLAMP CONNECTION WITH ACTUATOR CLAMPING RANGE MAX. : 2.5 MM² BOX | 1
22390 | 1958440000 | PRINTED CIRCUIT BOARD TERMINALS 5.00 MM N OF POLES: 19 135° SOLDER PIN LENGTH (L): 3.5 MM TINNED ORANGE TENSION CLAMP CONNECTION WITH ACTUATOR CLAMPING RANGE MAX. : 2.5 MM² BOX | 1
22391 | 1958450000 | PRINTED CIRCUIT BOARD TERMINALS 5.00 MM N OF POLES: 20 135° SOLDER PIN LENGTH (L): 3.5 MM TINNED ORANGE TENSION CLAMP CONNECTION WITH ACTUATOR CLAMPING RANGE MAX. : 2.5 MM² BOX | 1
22392 | 1958470000 | PRINTED CIRCUIT BOARD TERMINALS 5.00 MM N OF POLES: 21 135° SOLDER PIN LENGTH (L): 3.5 MM TINNED ORANGE TENSION CLAMP CONNECTION WITH ACTUATOR CLAMPING RANGE MAX. : 2.5 MM² BOX | 1
22393 | 1958490000 | PRINTED CIRCUIT BOARD TERMINALS 5.00 MM N OF POLES: 22 135° SOLDER PIN LENGTH (L): 3.5 MM TINNED ORANGE TENSION CLAMP CONNECTION WITH ACTUATOR CLAMPING RANGE MAX. : 2.5 MM² BOX | 1
22394 | 1958500000 | PRINTED CIRCUIT BOARD TERMINALS 5.00 MM N OF POLES: 23 135° SOLDER PIN LENGTH (L): 3.5 MM TINNED ORANGE TENSION CLAMP CONNECTION WITH ACTUATOR CLAMPING RANGE MAX. : 2.5 MM² BOX | 1
22395 | 1958510000 | PRINTED CIRCUIT BOARD TERMINALS 5.00 MM N OF POLES: 24 135° SOLDER PIN LENGTH (L): 3.5 MM TINNED ORANGE TENSION CLAMP CONNECTION WITH ACTUATOR CLAMPING RANGE MAX. : 2.5 MM² BOX | 1
22396 | 1959760000 | PRINTED CIRCUIT BOARD TERMINALS 5.00 MM N OF POLES: 13 135° SOLDER PIN LENGTH (L): 3.5 MM TINNED TENSION-CLAMP CONNECTION CLAMPING RANGE MAX. : 2.5 MM² BOX | 1
22397 | 1959780000 | PRINTED CIRCUIT BOARD TERMINALS 5.00 MM N OF POLES: 15 135° SOLDER PIN LENGTH (L): 3.5 MM TINNED TENSION-CLAMP CONNECTION CLAMPING RANGE MAX. : 2.5 MM² BOX | 1
22398 | 1959800000 | PRINTED CIRCUIT BOARD TERMINALS 5.00 MM N OF POLES: 17 135° SOLDER PIN LENGTH (L): 3.5 MM TINNED TENSION-CLAMP CONNECTION CLAMPING RANGE MAX. : 2.5 MM² BOX | 1
22399 | 1959830000 | PRINTED CIRCUIT BOARD TERMINALS 5.00 MM N OF POLES: 20 135° SOLDER PIN LENGTH (L): 3.5 MM TINNED TENSION-CLAMP CONNECTION CLAMPING RANGE MAX. : 2.5 MM² BOX | 1
22400 | 1960140000 | PRINTED CIRCUIT BOARD TERMINALS 5.00 MM N OF POLES: 13 135° SOLDER PIN LENGTH (L): 3.5 MM TINNED ORANGE TENSION-CLAMP CONNECTION CLAMPING RANGE MAX. : 2.5 MM² BOX | 1
22401 | 1960150000 | PRINTED CIRCUIT BOARD TERMINALS 5.00 MM N OF POLES: 14 135° SOLDER PIN LENGTH (L): 3.5 MM TINNED ORANGE TENSION-CLAMP CONNECTION CLAMPING RANGE MAX. : 2.5 MM² BOX | 1
22402 | 1960160000 | PRINTED CIRCUIT BOARD TERMINALS 5.00 MM N OF POLES: 15 135° SOLDER PIN LENGTH (L): 3.5 MM TINNED ORANGE TENSION-CLAMP CONNECTION CLAMPING RANGE MAX. : 2.5 MM² BOX | 1
22403 | 1960170000 | PRINTED CIRCUIT BOARD TERMINALS 5.00 MM N OF POLES: 16 135° SOLDER PIN LENGTH (L): 3.5 MM TINNED ORANGE TENSION-CLAMP CONNECTION CLAMPING RANGE MAX. : 2.5 MM² BOX | 1
22404 | 1960180000 | PRINTED CIRCUIT BOARD TERMINALS 5.00 MM N OF POLES: 17 135° SOLDER PIN LENGTH (L): 3.5 MM TINNED ORANGE TENSION-CLAMP CONNECTION CLAMPING RANGE MAX. : 2.5 MM² BOX | 1
22405 | 1960190000 | PRINTED CIRCUIT BOARD TERMINALS 5.00 MM N OF POLES: 18 135° SOLDER PIN LENGTH (L): 3.5 MM TINNED ORANGE TENSION-CLAMP CONNECTION CLAMPING RANGE MAX. : 2.5 MM² BOX | 1
22406 | 1960200000 | PRINTED CIRCUIT BOARD TERMINALS 5.00 MM N OF POLES: 19 135° SOLDER PIN LENGTH (L): 3.5 MM TINNED ORANGE TENSION-CLAMP CONNECTION CLAMPING RANGE MAX. : 2.5 MM² BOX | 1
22407 | 1960210000 | PRINTED CIRCUIT BOARD TERMINALS 5.00 MM N OF POLES: 20 135° SOLDER PIN LENGTH (L): 3.5 MM TINNED ORANGE TENSION-CLAMP CONNECTION CLAMPING RANGE MAX. : 2.5 MM² BOX | 1
22408 | 1960220000 | PRINTED CIRCUIT BOARD TERMINALS 5.00 MM N OF POLES: 21 135° SOLDER PIN LENGTH (L): 3.5 MM TINNED ORANGE TENSION-CLAMP CONNECTION CLAMPING RANGE MAX. : 2.5 MM² BOX | 1
22409 | 1960230000 | PRINTED CIRCUIT BOARD TERMINALS 5.00 MM N OF POLES: 22 135° SOLDER PIN LENGTH (L): 3.5 MM TINNED ORANGE TENSION-CLAMP CONNECTION CLAMPING RANGE MAX. : 2.5 MM² BOX | 1
22410 | 1960240000 | PRINTED CIRCUIT BOARD TERMINALS 5.00 MM N OF POLES: 23 135° SOLDER PIN LENGTH (L): 3.5 MM TINNED ORANGE TENSION-CLAMP CONNECTION CLAMPING RANGE MAX. : 2.5 MM² BOX | 1
22411 | 1960250000 | PRINTED CIRCUIT BOARD TERMINALS 5.00 MM N OF POLES: 24 135° SOLDER PIN LENGTH (L): 3.5 MM TINNED ORANGE TENSION-CLAMP CONNECTION CLAMPING RANGE MAX. : 2.5 MM² BOX | 1
22412 | 1967930000 | PRINTED CIRCUIT BOARD TERMINALS 5.00 MM N OF POLES: 1 135° SOLDER PIN LENGTH (L): 3.5 MM TINNED TENSION CLAMP CONNECTION WITH ACTUATOR CLAMPING RANGE MAX. : 2.5 MM² BOX | 1
22413 | 1969090000 | PCB PLUG-IN CONNECTOR FEMALE PLUG 3.81 MM N OF POLES: 2 180° PUSH IN WITH ACTUATOR TENSION-CLAMP CONNECTION CLAMPING RANGE MAX. : 1.5 MM² BOX | 1
22414 | 1969100000 | PCB PLUG-IN CONNECTOR FEMALE PLUG 3.81 MM N OF POLES: 3 180° PUSH IN WITH ACTUATOR TENSION-CLAMP CONNECTION CLAMPING RANGE MAX. : 1.5 MM² BOX | 1
22415 | 1969110000 | PCB PLUG-IN CONNECTOR FEMALE PLUG 3.81 MM N OF POLES: 4 180° PUSH IN WITH ACTUATOR TENSION-CLAMP CONNECTION CLAMPING RANGE MAX. : 1.5 MM² BOX | 1
22416 | 1969120000 | PCB PLUG-IN CONNECTOR FEMALE PLUG 3.81 MM N OF POLES: 5 180° PUSH IN WITH ACTUATOR TENSION-CLAMP CONNECTION CLAMPING RANGE MAX. : 1.5 MM² BOX | 1
22417 | 1969130000 | PCB PLUG-IN CONNECTOR FEMALE PLUG 3.81 MM N OF POLES: 6 180° PUSH IN WITH ACTUATOR TENSION-CLAMP CONNECTION CLAMPING RANGE MAX. : 1.5 MM² BOX | 1
22418 | 1969140000 | PCB PLUG-IN CONNECTOR FEMALE PLUG 3.81 MM N OF POLES: 7 180° PUSH IN WITH ACTUATOR TENSION-CLAMP CONNECTION CLAMPING RANGE MAX. : 1.5 MM² BOX | 1
22419 | 1969150000 | PCB PLUG-IN CONNECTOR FEMALE PLUG 3.81 MM N OF POLES: 8 180° PUSH IN WITH ACTUATOR TENSION-CLAMP CONNECTION CLAMPING RANGE MAX. : 1.5 MM² BOX | 1
22420 | 1969160000 | PCB PLUG-IN CONNECTOR FEMALE PLUG 3.81 MM N OF POLES: 9 180° PUSH IN WITH ACTUATOR TENSION-CLAMP CONNECTION CLAMPING RANGE MAX. : 1.5 MM² BOX | 1
22421 | 1969170000 | PCB PLUG-IN CONNECTOR FEMALE PLUG 3.81 MM N OF POLES: 10 180° PUSH IN WITH ACTUATOR TENSION-CLAMP CONNECTION CLAMPING RANGE MAX. : 1.5 MM² BOX | 1
22422 | 1969180000 | PCB PLUG-IN CONNECTOR FEMALE PLUG 3.81 MM N OF POLES: 11 180° PUSH IN WITH ACTUATOR TENSION-CLAMP CONNECTION CLAMPING RANGE MAX. : 1.5 MM² BOX | 1
22423 | 1969190000 | PCB PLUG-IN CONNECTOR FEMALE PLUG 3.81 MM N OF POLES: 12 180° PUSH IN WITH ACTUATOR TENSION-CLAMP CONNECTION CLAMPING RANGE MAX. : 1.5 MM² BOX | 1
22424 | 1969200000 | PCB PLUG-IN CONNECTOR FEMALE PLUG 3.81 MM N OF POLES: 13 180° PUSH IN WITH ACTUATOR TENSION-CLAMP CONNECTION CLAMPING RANGE MAX. : 1.5 MM² BOX | 1
22425 | 1969210000 | PCB PLUG-IN CONNECTOR FEMALE PLUG 3.81 MM N OF POLES: 14 180° PUSH IN WITH ACTUATOR TENSION-CLAMP CONNECTION CLAMPING RANGE MAX. : 1.5 MM² BOX | 1
22426 | 1969220000 | PCB PLUG-IN CONNECTOR FEMALE PLUG 3.81 MM N OF POLES: 15 180° PUSH IN WITH ACTUATOR TENSION-CLAMP CONNECTION CLAMPING RANGE MAX. : 1.5 MM² BOX | 1
22427 | 1969230000 | PCB PLUG-IN CONNECTOR FEMALE PLUG 3.81 MM N OF POLES: 16 180° PUSH IN WITH ACTUATOR TENSION-CLAMP CONNECTION CLAMPING RANGE MAX. : 1.5 MM² BOX | 1
22428 | 1969240000 | PCB PLUG-IN CONNECTOR FEMALE PLUG 3.81 MM N OF POLES: 17 180° PUSH IN WITH ACTUATOR TENSION-CLAMP CONNECTION CLAMPING RANGE MAX. : 1.5 MM² BOX | 1
22429 | 1969250000 | PCB PLUG-IN CONNECTOR FEMALE PLUG 3.81 MM N OF POLES: 18 180° PUSH IN WITH ACTUATOR TENSION-CLAMP CONNECTION CLAMPING RANGE MAX. : 1.5 MM² BOX | 1
22430 | 1969280000 | PCB PLUG-IN CONNECTOR FEMALE PLUG 3.81 MM N OF POLES: 2 180° PUSH IN WITH ACTUATOR TENSION-CLAMP CONNECTION CLAMPING RANGE MAX. : 1.5 MM² BOX | 1
22431 | 1969290000 | PCB PLUG-IN CONNECTOR FEMALE PLUG 3.81 MM N OF POLES: 3 180° PUSH IN WITH ACTUATOR TENSION-CLAMP CONNECTION CLAMPING RANGE MAX. : 1.5 MM² BOX | 1
22432 | 1969300000 | PCB PLUG-IN CONNECTOR FEMALE PLUG 3.81 MM N OF POLES: 4 180° PUSH IN WITH ACTUATOR TENSION-CLAMP CONNECTION CLAMPING RANGE MAX. : 1.5 MM² BOX | 1
22433 | 1969480000 | PCB PLUG-IN CONNECTOR FEMALE PLUG 3.81 MM N OF POLES: 5 180° PUSH IN WITH ACTUATOR TENSION-CLAMP CONNECTION CLAMPING RANGE MAX. : 1.5 MM² BOX | 1
22434 | 1969490000 | PCB PLUG-IN CONNECTOR FEMALE PLUG 3.81 MM N OF POLES: 6 180° PUSH IN WITH ACTUATOR TENSION-CLAMP CONNECTION CLAMPING RANGE MAX. : 1.5 MM² BOX | 1
22435 | 1969510000 | PCB PLUG-IN CONNECTOR FEMALE PLUG 3.81 MM N OF POLES: 8 180° PUSH IN WITH ACTUATOR TENSION-CLAMP CONNECTION CLAMPING RANGE MAX. : 1.5 MM² BOX | 1
22436 | 1969520000 | PCB PLUG-IN CONNECTOR MALE PLUG 3.81 MM N OF POLES: 2 180° CLAMPING YOKE CONNECTION CLAMPING RANGE MAX. : 1.5 MM² BOX | 1
22437 | 1969540000 | PCB PLUG-IN CONNECTOR MALE PLUG 3.81 MM N OF POLES: 3 180° CLAMPING YOKE CONNECTION CLAMPING RANGE MAX. : 1.5 MM² BOX | 1
22438 | 1969550000 | PCB PLUG-IN CONNECTOR FEMALE PLUG 3.81 MM N OF POLES: 10 180° PUSH IN WITH ACTUATOR TENSION-CLAMP CONNECTION CLAMPING RANGE MAX. : 1.5 MM² BOX | 1
22439 | 1969560000 | PCB PLUG-IN CONNECTOR MALE PLUG 3.81 MM N OF POLES: 4 180° CLAMPING YOKE CONNECTION CLAMPING RANGE MAX. : 1.5 MM² BOX | 1
22440 | 1969570000 | PCB PLUG-IN CONNECTOR MALE PLUG 3.81 MM N OF POLES: 5 180° CLAMPING YOKE CONNECTION CLAMPING RANGE MAX. : 1.5 MM² BOX | 1
22441 | 1969580000 | PCB PLUG-IN CONNECTOR MALE PLUG 3.81 MM N OF POLES: 6 180° CLAMPING YOKE CONNECTION CLAMPING RANGE MAX. : 1.5 MM² BOX | 1
22442 | 1969590000 | PCB PLUG-IN CONNECTOR MALE PLUG 3.81 MM N OF POLES: 7 180° CLAMPING YOKE CONNECTION CLAMPING RANGE MAX. : 1.5 MM² BOX | 1
22443 | 1969610000 | PCB PLUG-IN CONNECTOR MALE PLUG 3.81 MM N OF POLES: 8 180° CLAMPING YOKE CONNECTION CLAMPING RANGE MAX. : 1.5 MM² BOX | 1
22444 | 1969630000 | PCB PLUG-IN CONNECTOR MALE PLUG 3.81 MM N OF POLES: 9 180° CLAMPING YOKE CONNECTION CLAMPING RANGE MAX. : 1.5 MM² BOX | 1
22445 | 1969640000 | PCB PLUG-IN CONNECTOR MALE PLUG 3.81 MM N OF POLES: 10 180° CLAMPING YOKE CONNECTION CLAMPING RANGE MAX. : 1.5 MM² BOX | 1
22446 | 1969660000 | PCB PLUG-IN CONNECTOR MALE PLUG 3.81 MM N OF POLES: 11 180° CLAMPING YOKE CONNECTION CLAMPING RANGE MAX. : 1.5 MM² BOX | 1
22447 | 1969670000 | PCB PLUG-IN CONNECTOR MALE PLUG 3.81 MM N OF POLES: 12 180° CLAMPING YOKE CONNECTION CLAMPING RANGE MAX. : 1.5 MM² BOX | 1
22448 | 1976830000 | PCB PLUG-IN CONNECTOR MALE HEADER FLANGE THT SOLDER CONNECTION 3.81 MM N OF POLES: 11 135° SOLDER PIN LENGTH (L): 3.2 MM TINNED ORANGE BOX | 0
22449 | 1976840000 | PCB PLUG-IN CONNECTOR MALE HEADER FLANGE THT SOLDER CONNECTION 3.81 MM N OF POLES: 12 135° SOLDER PIN LENGTH (L): 3.2 MM TINNED ORANGE BOX | 0
22450 | 1976850000 | PCB PLUG-IN CONNECTOR MALE HEADER FLANGE THT SOLDER CONNECTION 3.81 MM N OF POLES: 13 135° SOLDER PIN LENGTH (L): 3.2 MM TINNED ORANGE BOX | 0
22451 | 1976860000 | PCB PLUG-IN CONNECTOR MALE HEADER FLANGE THT SOLDER CONNECTION 3.81 MM N OF POLES: 14 135° SOLDER PIN LENGTH (L): 3.2 MM TINNED ORANGE BOX | 0
22452 | 1976870000 | PCB PLUG-IN CONNECTOR MALE HEADER FLANGE THT SOLDER CONNECTION 3.81 MM N OF POLES: 15 135° SOLDER PIN LENGTH (L): 3.2 MM TINNED ORANGE BOX | 0
22453 | 1976880000 | PCB PLUG-IN CONNECTOR MALE HEADER FLANGE THT SOLDER CONNECTION 3.81 MM N OF POLES: 16 135° SOLDER PIN LENGTH (L): 3.2 MM TINNED ORANGE BOX | 0
22454 | 1977200000 | PCB PLUG-IN CONNECTOR MALE HEADER CLOSED SIDE THT/THR SOLDER CONNECTION 3.81 MM N OF POLES: 2 135° SOLDER PIN LENGTH (L): 3.2 MM TINNED BOX | 0
22455 | 1977210000 | PCB PLUG-IN CONNECTOR MALE HEADER CLOSED SIDE THT/THR SOLDER CONNECTION 3.81 MM N OF POLES: 3 135° SOLDER PIN LENGTH (L): 3.2 MM TINNED BOX | 0
22456 | 1977220000 | PCB PLUG-IN CONNECTOR MALE HEADER CLOSED SIDE THT/THR SOLDER CONNECTION 3.81 MM N OF POLES: 4 135° SOLDER PIN LENGTH (L): 3.2 MM TINNED BOX | 0
22457 | 1977230000 | PCB PLUG-IN CONNECTOR MALE HEADER CLOSED SIDE THT/THR SOLDER CONNECTION 3.81 MM N OF POLES: 5 135° SOLDER PIN LENGTH (L): 3.2 MM TINNED BOX | 0
22458 | 1977240000 | PCB PLUG-IN CONNECTOR MALE HEADER CLOSED SIDE THT/THR SOLDER CONNECTION 3.81 MM N OF POLES: 6 135° SOLDER PIN LENGTH (L): 3.2 MM TINNED BOX | 0
22459 | 1977950000 | PCB PLUG-IN CONNECTOR MALE HEADER CLOSED SIDE THT/THR SOLDER CONNECTION 3.81 MM N OF POLES: 4 135° SOLDER PIN LENGTH (L): 1.5 MM TINNED BOX | 0
22460 | 1977960000 | PCB PLUG-IN CONNECTOR MALE HEADER CLOSED SIDE THT/THR SOLDER CONNECTION 3.81 MM N OF POLES: 5 135° SOLDER PIN LENGTH (L): 1.5 MM TINNED BOX | 0
22461 | 1977990000 | PCB PLUG-IN CONNECTOR MALE HEADER CLOSED SIDE THT/THR SOLDER CONNECTION 3.81 MM N OF POLES: 8 135° SOLDER PIN LENGTH (L): 1.5 MM TINNED BOX | 0
22462 | 1978080000 | PCB PLUG-IN CONNECTOR MALE HEADER SOLDER FLANGE THT/THR SOLDER CONNECTION 3.81 MM N OF POLES: 2 135° SOLDER PIN LENGTH (L): 3.2 MM TINNED BOX | 0
22463 | 1978090000 | PCB PLUG-IN CONNECTOR MALE HEADER SOLDER FLANGE THT/THR SOLDER CONNECTION 3.81 MM N OF POLES: 3 135° SOLDER PIN LENGTH (L): 3.2 MM TINNED BOX | 0
22464 | 1978100000 | PCB PLUG-IN CONNECTOR MALE HEADER SOLDER FLANGE THT/THR SOLDER CONNECTION 3.81 MM N OF POLES: 4 135° SOLDER PIN LENGTH (L): 3.2 MM TINNED BOX | 0
22465 | 1978110000 | PCB PLUG-IN CONNECTOR MALE HEADER SOLDER FLANGE THT/THR SOLDER CONNECTION 3.81 MM N OF POLES: 5 135° SOLDER PIN LENGTH (L): 3.2 MM TINNED BOX | 0
22466 | 1978120000 | PCB PLUG-IN CONNECTOR MALE HEADER SOLDER FLANGE THT/THR SOLDER CONNECTION 3.81 MM N OF POLES: 6 135° SOLDER PIN LENGTH (L): 3.2 MM TINNED BOX | 0
22467 | 1978130000 | PCB PLUG-IN CONNECTOR MALE HEADER SOLDER FLANGE THT/THR SOLDER CONNECTION 3.81 MM N OF POLES: 7 135° SOLDER PIN LENGTH (L): 3.2 MM TINNED BOX | 0
22468 | 1978140000 | PCB PLUG-IN CONNECTOR MALE HEADER SOLDER FLANGE THT/THR SOLDER CONNECTION 3.81 MM N OF POLES: 8 135° SOLDER PIN LENGTH (L): 3.2 MM TINNED BOX | 0
22469 | 1978150000 | PCB PLUG-IN CONNECTOR MALE HEADER SOLDER FLANGE THT/THR SOLDER CONNECTION 3.81 MM N OF POLES: 9 135° SOLDER PIN LENGTH (L): 3.2 MM TINNED BOX | 0
22470 | 1978160000 | PCB PLUG-IN CONNECTOR MALE HEADER SOLDER FLANGE THT/THR SOLDER CONNECTION 3.81 MM N OF POLES: 10 135° SOLDER PIN LENGTH (L): 3.2 MM TINNED BOX | 0
22471 | 1978170000 | PCB PLUG-IN CONNECTOR MALE HEADER SOLDER FLANGE THT/THR SOLDER CONNECTION 3.81 MM N OF POLES: 11 135° SOLDER PIN LENGTH (L): 3.2 MM TINNED BOX | 0
22472 | 1978180000 | PCB PLUG-IN CONNECTOR MALE HEADER SOLDER FLANGE THT/THR SOLDER CONNECTION 3.81 MM N OF POLES: 12 135° SOLDER PIN LENGTH (L): 3.2 MM TINNED BOX | 0
22473 | 1978190000 | PCB PLUG-IN CONNECTOR MALE HEADER SOLDER FLANGE THT/THR SOLDER CONNECTION 3.81 MM N OF POLES: 13 135° SOLDER PIN LENGTH (L): 3.2 MM TINNED BOX | 0
22474 | 1978200000 | PCB PLUG-IN CONNECTOR MALE HEADER SOLDER FLANGE THT/THR SOLDER CONNECTION 3.81 MM N OF POLES: 14 135° SOLDER PIN LENGTH (L): 3.2 MM TINNED BOX | 0
22475 | 1978210000 | PCB PLUG-IN CONNECTOR MALE HEADER SOLDER FLANGE THT/THR SOLDER CONNECTION 3.81 MM N OF POLES: 15 135° SOLDER PIN LENGTH (L): 3.2 MM TINNED BOX | 0
22476 | 1978220000 | PCB PLUG-IN CONNECTOR MALE HEADER SOLDER FLANGE THT/THR SOLDER CONNECTION 3.81 MM N OF POLES: 16 135° SOLDER PIN LENGTH (L): 3.2 MM TINNED BOX | 0
22477 | 1978400000 | PCB PLUG-IN CONNECTOR MALE HEADER SOLDER FLANGE THT/THR SOLDER CONNECTION 3.81 MM N OF POLES: 4 135° SOLDER PIN LENGTH (L): 1.5 MM TINNED BOX | 0
22478 | 1959410000 | PCB PLUG-IN CONNECTOR FEMALE PLUG 5.00 MM N OF POLES: 14 90° CLAMPING YOKE CONNECTION CLAMPING RANGE MAX. : 4 MM² BOX | 1
22479 | 1043350000 | PCB PLUG-IN CONNECTOR MALE PLUG 7.62 MM N OF POLES: 2 CLAMPING YOKE CONNECTION CLAMPING RANGE MAX. : 2.5 MM² BOX | 1
22480 | 1043360000 | PCB PLUG-IN CONNECTOR MALE PLUG 7.62 MM N OF POLES: 3 CLAMPING YOKE CONNECTION CLAMPING RANGE MAX. : 2.5 MM² BOX | 1
22481 | 1043370000 | PCB PLUG-IN CONNECTOR MALE PLUG 7.62 MM N OF POLES: 4 CLAMPING YOKE CONNECTION CLAMPING RANGE MAX. : 2.5 MM² BOX | 1
22482 | 1043380000 | PCB PLUG-IN CONNECTOR MALE PLUG 7.62 MM N OF POLES: 5 CLAMPING YOKE CONNECTION CLAMPING RANGE MAX. : 2.5 MM² BOX | 1
22483 | 1043430000 | PCB PLUG-IN CONNECTOR MALE PLUG 7.62 MM N OF POLES: 2 CLAMPING YOKE CONNECTION CLAMPING RANGE MAX. : 2.5 MM² BOX | 1
22484 | 1043440000 | PCB PLUG-IN CONNECTOR MALE PLUG 7.62 MM N OF POLES: 3 CLAMPING YOKE CONNECTION CLAMPING RANGE MAX. : 2.5 MM² BOX | 1
22485 | 1043450000 | PCB PLUG-IN CONNECTOR MALE PLUG 7.62 MM N OF POLES: 4 CLAMPING YOKE CONNECTION CLAMPING RANGE MAX. : 2.5 MM² BOX | 1
22486 | 1043460000 | PCB PLUG-IN CONNECTOR MALE PLUG 7.62 MM N OF POLES: 5 CLAMPING YOKE CONNECTION CLAMPING RANGE MAX. : 2.5 MM² BOX | 1
22487 | 1043490000 | PCB PLUG-IN CONNECTOR MALE PLUG 7.62 MM N OF POLES: 4 CLAMPING YOKE CONNECTION CLAMPING RANGE MAX. : 2.5 MM² BOX | 1
22488 | 1043510000 | PCB PLUG-IN CONNECTOR MALE PLUG 7.62 MM N OF POLES: 2 CLAMPING YOKE CONNECTION CLAMPING RANGE MAX. : 2.5 MM² BOX | 1
22489 | 1043520000 | PCB PLUG-IN CONNECTOR MALE PLUG 7.62 MM N OF POLES: 3 CLAMPING YOKE CONNECTION CLAMPING RANGE MAX. : 2.5 MM² BOX | 1
22490 | 1043530000 | PCB PLUG-IN CONNECTOR MALE PLUG 7.62 MM N OF POLES: 4 CLAMPING YOKE CONNECTION CLAMPING RANGE MAX. : 2.5 MM² BOX | 1
22491 | 1043540000 | PCB PLUG-IN CONNECTOR MALE PLUG 7.62 MM N OF POLES: 5 CLAMPING YOKE CONNECTION CLAMPING RANGE MAX. : 2.5 MM² BOX | 1
22492 | 1043590000 | PCB PLUG-IN CONNECTOR MALE PLUG 7.62 MM N OF POLES: 2 PUSH IN WITH ACTUATOR TENSION-CLAMP CONNECTION CLAMPING RANGE MAX. : 2.5 MM² BOX | 1
22493 | 1043600000 | PCB PLUG-IN CONNECTOR MALE PLUG 7.62 MM N OF POLES: 3 PUSH IN WITH ACTUATOR TENSION-CLAMP CONNECTION CLAMPING RANGE MAX. : 2.5 MM² BOX | 1
22494 | 1043610000 | PCB PLUG-IN CONNECTOR MALE PLUG 7.62 MM N OF POLES: 4 PUSH IN WITH ACTUATOR TENSION-CLAMP CONNECTION CLAMPING RANGE MAX. : 2.5 MM² BOX | 1
22495 | 1043620000 | PCB PLUG-IN CONNECTOR MALE PLUG 7.62 MM N OF POLES: 5 PUSH IN WITH ACTUATOR TENSION-CLAMP CONNECTION CLAMPING RANGE MAX. : 2.5 MM² BOX | 1
22496 | 1043650000 | PCB PLUG-IN CONNECTOR MALE PLUG 7.62 MM N OF POLES: 4 180° PUSH IN WITH ACTUATOR TENSION-CLAMP CONNECTION CLAMPING RANGE MAX. : 2.5 MM² BOX | 1
22497 | 1043670000 | PCB PLUG-IN CONNECTOR MALE PLUG 7.62 MM N OF POLES: 2 180° PUSH IN WITH ACTUATOR TENSION-CLAMP CONNECTION CLAMPING RANGE MAX. : 2.5 MM² BOX | 1
22498 | 1043680000 | PCB PLUG-IN CONNECTOR MALE PLUG 7.62 MM N OF POLES: 3 180° PUSH IN WITH ACTUATOR TENSION-CLAMP CONNECTION CLAMPING RANGE MAX. : 2.5 MM² BOX | 1
22499 | 1043690000 | PCB PLUG-IN CONNECTOR MALE PLUG 7.62 MM N OF POLES: 4 180° PUSH IN WITH ACTUATOR TENSION-CLAMP CONNECTION CLAMPING RANGE MAX. : 2.5 MM² BOX | 1
22500 | 1043700000 | PCB PLUG-IN CONNECTOR MALE PLUG 7.62 MM N OF POLES: 5 180° PUSH IN WITH ACTUATOR TENSION-CLAMP CONNECTION CLAMPING RANGE MAX. : 2.5 MM² BOX | 1
22501 | 1043750000 | PCB PLUG-IN CONNECTOR MALE PLUG 7.62 MM N OF POLES: 2 PUSH IN WITH ACTUATOR TENSION-CLAMP CONNECTION CLAMPING RANGE MAX. : 2.5 MM² BOX | 1
22502 | 1043760000 | PCB PLUG-IN CONNECTOR MALE PLUG 7.62 MM N OF POLES: 3 PUSH IN WITH ACTUATOR TENSION-CLAMP CONNECTION CLAMPING RANGE MAX. : 2.5 MM² BOX | 1
22503 | 1043770000 | PCB PLUG-IN CONNECTOR MALE PLUG 7.62 MM N OF POLES: 4 PUSH IN WITH ACTUATOR TENSION-CLAMP CONNECTION CLAMPING RANGE MAX. : 2.5 MM² BOX | 1
22504 | 1043780000 | PCB PLUG-IN CONNECTOR MALE PLUG 7.62 MM N OF POLES: 5 PUSH IN WITH ACTUATOR TENSION-CLAMP CONNECTION CLAMPING RANGE MAX. : 2.5 MM² BOX | 1
22505 | 1043790000 | PCB PLUG-IN CONNECTOR FEMALE PLUG 7.62 MM N OF POLES: 2 PUSH IN WITH ACTUATOR TENSION-CLAMP CONNECTION CLAMPING RANGE MAX. : 2.5 MM² BOX | 1
22506 | 1043800000 | PCB PLUG-IN CONNECTOR FEMALE PLUG 7.62 MM N OF POLES: 3 PUSH IN WITH ACTUATOR TENSION-CLAMP CONNECTION CLAMPING RANGE MAX. : 2.5 MM² BOX | 1
22507 | 1043810000 | PCB PLUG-IN CONNECTOR FEMALE PLUG 7.62 MM N OF POLES: 4 PUSH IN WITH ACTUATOR TENSION-CLAMP CONNECTION CLAMPING RANGE MAX. : 2.5 MM² BOX | 1
22508 | 1043820000 | PCB PLUG-IN CONNECTOR FEMALE PLUG 7.62 MM N OF POLES: 5 PUSH IN WITH ACTUATOR TENSION-CLAMP CONNECTION CLAMPING RANGE MAX. : 2.5 MM² BOX | 1
22509 | 1043830000 | PCB PLUG-IN CONNECTOR FEMALE PLUG 7.62 MM N OF POLES: 2 PUSH IN WITH ACTUATOR TENSION-CLAMP CONNECTION CLAMPING RANGE MAX. : 2.5 MM² BOX | 1
22510 | 1043840000 | PCB PLUG-IN CONNECTOR FEMALE PLUG 7.62 MM N OF POLES: 3 PUSH IN WITH ACTUATOR TENSION-CLAMP CONNECTION CLAMPING RANGE MAX. : 2.5 MM² BOX | 1
22511 | 1043850000 | PCB PLUG-IN CONNECTOR FEMALE PLUG 7.62 MM N OF POLES: 4 PUSH IN WITH ACTUATOR TENSION-CLAMP CONNECTION CLAMPING RANGE MAX. : 2.5 MM² BOX | 1
22512 | 1043860000 | PCB PLUG-IN CONNECTOR FEMALE PLUG 7.62 MM N OF POLES: 5 PUSH IN WITH ACTUATOR TENSION-CLAMP CONNECTION CLAMPING RANGE MAX. : 2.5 MM² BOX | 1
22513 | 1043870000 | PCB PLUG-IN CONNECTOR FEMALE PLUG 7.62 MM N OF POLES: 2 PUSH IN WITH ACTUATOR TENSION-CLAMP CONNECTION CLAMPING RANGE MAX. : 2.5 MM² BOX | 1
22514 | 1043880000 | PCB PLUG-IN CONNECTOR FEMALE PLUG 7.62 MM N OF POLES: 3 PUSH IN WITH ACTUATOR TENSION-CLAMP CONNECTION CLAMPING RANGE MAX. : 2.5 MM² BOX | 1
22515 | 1043890000 | PCB PLUG-IN CONNECTOR FEMALE PLUG 7.62 MM N OF POLES: 4 PUSH IN WITH ACTUATOR TENSION-CLAMP CONNECTION CLAMPING RANGE MAX. : 2.5 MM² BOX | 1
22516 | 1043900000 | PCB PLUG-IN CONNECTOR FEMALE PLUG 7.62 MM N OF POLES: 5 PUSH IN WITH ACTUATOR TENSION-CLAMP CONNECTION CLAMPING RANGE MAX. : 2.5 MM² BOX | 1
22517 | 1043910000 | PCB PLUG-IN CONNECTOR FEMALE PLUG 7.62 MM N OF POLES: 2 PUSH IN WITH ACTUATOR TENSION-CLAMP CONNECTION CLAMPING RANGE MAX. : 2.5 MM² BOX | 1
22518 | 1043930000 | PCB PLUG-IN CONNECTOR FEMALE PLUG 7.62 MM N OF POLES: 4 PUSH IN WITH ACTUATOR TENSION-CLAMP CONNECTION CLAMPING RANGE MAX. : 2.5 MM² BOX | 1
22519 | 1043940000 | PCB PLUG-IN CONNECTOR FEMALE PLUG 7.62 MM N OF POLES: 5 PUSH IN WITH ACTUATOR TENSION-CLAMP CONNECTION CLAMPING RANGE MAX. : 2.5 MM² BOX | 1
22520 | 1043960000 | PCB PLUG-IN CONNECTOR FEMALE PLUG 7.62 MM N OF POLES: 3 PUSH IN WITH ACTUATOR TENSION-CLAMP CONNECTION CLAMPING RANGE MAX. : 2.5 MM² BOX | 1
22521 | 1043990000 | PCB PLUG-IN CONNECTOR FEMALE PLUG 7.62 MM N OF POLES: 2 PUSH IN WITH ACTUATOR TENSION-CLAMP CONNECTION CLAMPING RANGE MAX. : 2.5 MM² BOX | 1
22522 | 1044000000 | PCB PLUG-IN CONNECTOR FEMALE PLUG 7.62 MM N OF POLES: 3 PUSH IN WITH ACTUATOR TENSION-CLAMP CONNECTION CLAMPING RANGE MAX. : 2.5 MM² BOX | 1
22523 | 1044010000 | PCB PLUG-IN CONNECTOR FEMALE PLUG 7.62 MM N OF POLES: 4 PUSH IN WITH ACTUATOR TENSION-CLAMP CONNECTION CLAMPING RANGE MAX. : 2.5 MM² BOX | 1
22524 | 1044020000 | PCB PLUG-IN CONNECTOR FEMALE PLUG 7.62 MM N OF POLES: 5 PUSH IN WITH ACTUATOR TENSION-CLAMP CONNECTION CLAMPING RANGE MAX. : 2.5 MM² BOX | 1
22525 | 1499510000 | PCB PLUG-IN CONNECTOR FEMALE PLUG 5.08 MM N OF POLES: 2 180° TOP CONNECTION CLAMPING RANGE MAX. : 2.5 MM² BOX | 1
22526 | 1499560000 | PCB PLUG-IN CONNECTOR FEMALE PLUG 5.08 MM N OF POLES: 2 180° TOP CONNECTION CLAMPING RANGE MAX. : 2.5 MM² BOX | 1
22527 | 1499610000 | PCB PLUG-IN CONNECTOR FEMALE PLUG 5.08 MM N OF POLES: 3 180° TOP CONNECTION CLAMPING RANGE MAX. : 2.5 MM² BOX | 1
22528 | 1499660000 | PCB PLUG-IN CONNECTOR FEMALE PLUG 5.08 MM N OF POLES: 3 180° TOP CONNECTION CLAMPING RANGE MAX. : 2.5 MM² BOX | 1
22529 | 1499710000 | PCB PLUG-IN CONNECTOR FEMALE PLUG 5.08 MM N OF POLES: 4 180° TOP CONNECTION CLAMPING RANGE MAX. : 2.5 MM² BOX | 1
22530 | 1499760000 | PCB PLUG-IN CONNECTOR FEMALE PLUG 5.08 MM N OF POLES: 4 180° TOP CONNECTION CLAMPING RANGE MAX. : 2.5 MM² BOX | 1
22531 | 1499810000 | PCB PLUG-IN CONNECTOR FEMALE PLUG 5.08 MM N OF POLES: 5 180° TOP CONNECTION CLAMPING RANGE MAX. : 2.5 MM² BOX | 1
22532 | 1499860000 | PCB PLUG-IN CONNECTOR FEMALE PLUG 5.08 MM N OF POLES: 5 180° TOP CONNECTION CLAMPING RANGE MAX. : 2.5 MM² BOX | 1
22533 | 1499910000 | PCB PLUG-IN CONNECTOR FEMALE PLUG 5.08 MM N OF POLES: 6 180° TOP CONNECTION CLAMPING RANGE MAX. : 2.5 MM² BOX | 1
22534 | 1499960000 | PCB PLUG-IN CONNECTOR FEMALE PLUG 5.08 MM N OF POLES: 6 180° TOP CONNECTION CLAMPING RANGE MAX. : 2.5 MM² BOX | 1
22535 | 1500060000 | PCB PLUG-IN CONNECTOR FEMALE PLUG 5.08 MM N OF POLES: 7 180° TOP CONNECTION CLAMPING RANGE MAX. : 2.5 MM² BOX | 1
22536 | 1500100000 | PCB PLUG-IN CONNECTOR FEMALE PLUG 5.08 MM N OF POLES: 8 180° TOP CONNECTION CLAMPING RANGE MAX. : 2.5 MM² BOX | 1
22537 | 1500110000 | PCB PLUG-IN CONNECTOR FEMALE PLUG 5.08 MM N OF POLES: 8 180° TOP CONNECTION CLAMPING RANGE MAX. : 2.5 MM² BOX | 1
22538 | 1500160000 | PCB PLUG-IN CONNECTOR FEMALE PLUG 5.08 MM N OF POLES: 8 180° TOP CONNECTION CLAMPING RANGE MAX. : 2.5 MM² BOX | 1
22539 | 1500210000 | PCB PLUG-IN CONNECTOR FEMALE PLUG 5.08 MM N OF POLES: 9 180° TOP CONNECTION CLAMPING RANGE MAX. : 2.5 MM² BOX | 1
22540 | 1500260000 | PCB PLUG-IN CONNECTOR FEMALE PLUG 5.08 MM N OF POLES: 9 180° TOP CONNECTION CLAMPING RANGE MAX. : 2.5 MM² BOX | 1
22541 | 1500310000 | PCB PLUG-IN CONNECTOR FEMALE PLUG 5.08 MM N OF POLES: 10 180° TOP CONNECTION CLAMPING RANGE MAX. : 2.5 MM² BOX | 1
22542 | 1500360000 | PCB PLUG-IN CONNECTOR FEMALE PLUG 5.08 MM N OF POLES: 10 180° TOP CONNECTION CLAMPING RANGE MAX. : 2.5 MM² BOX | 1
22543 | 1500460000 | PCB PLUG-IN CONNECTOR FEMALE PLUG 5.08 MM N OF POLES: 11 180° TOP CONNECTION CLAMPING RANGE MAX. : 2.5 MM² BOX | 1
22544 | 1500510000 | PCB PLUG-IN CONNECTOR FEMALE PLUG 5.08 MM N OF POLES: 12 180° TOP CONNECTION CLAMPING RANGE MAX. : 2.5 MM² BOX | 1
22545 | 1500560000 | PCB PLUG-IN CONNECTOR FEMALE PLUG 5.08 MM N OF POLES: 12 180° TOP CONNECTION CLAMPING RANGE MAX. : 2.5 MM² BOX | 1
22546 | 1500610000 | PCB PLUG-IN CONNECTOR FEMALE PLUG 5.08 MM N OF POLES: 13 180° TOP CONNECTION CLAMPING RANGE MAX. : 2.5 MM² BOX | 1
22547 | 1500660000 | PCB PLUG-IN CONNECTOR FEMALE PLUG 5.08 MM N OF POLES: 13 180° TOP CONNECTION CLAMPING RANGE MAX. : 2.5 MM² BOX | 1
22548 | 1500760000 | PCB PLUG-IN CONNECTOR FEMALE PLUG 5.08 MM N OF POLES: 14 180° TOP CONNECTION CLAMPING RANGE MAX. : 2.5 MM² BOX | 1
22549 | 1500860000 | PCB PLUG-IN CONNECTOR FEMALE PLUG 5.08 MM N OF POLES: 15 180° TOP CONNECTION CLAMPING RANGE MAX. : 2.5 MM² BOX | 1
22550 | 1500910000 | PCB PLUG-IN CONNECTOR FEMALE PLUG 5.08 MM N OF POLES: 16 180° TOP CONNECTION CLAMPING RANGE MAX. : 2.5 MM² BOX | 1
22551 | 1500960000 | PCB PLUG-IN CONNECTOR FEMALE PLUG 5.08 MM N OF POLES: 16 180° TOP CONNECTION CLAMPING RANGE MAX. : 2.5 MM² BOX | 1
22552 | 1501060000 | PCB PLUG-IN CONNECTOR FEMALE PLUG 5.08 MM N OF POLES: 17 180° TOP CONNECTION CLAMPING RANGE MAX. : 2.5 MM² BOX | 1
22553 | 1501160000 | PCB PLUG-IN CONNECTOR FEMALE PLUG 5.08 MM N OF POLES: 18 180° TOP CONNECTION CLAMPING RANGE MAX. : 2.5 MM² BOX | 1
22554 | 1501210000 | PCB PLUG-IN CONNECTOR FEMALE PLUG 5.08 MM N OF POLES: 19 180° TOP CONNECTION CLAMPING RANGE MAX. : 2.5 MM² BOX | 1
22555 | 1501260000 | PCB PLUG-IN CONNECTOR FEMALE PLUG 5.08 MM N OF POLES: 19 180° TOP CONNECTION CLAMPING RANGE MAX. : 2.5 MM² BOX | 1
22556 | 1501310000 | PCB PLUG-IN CONNECTOR FEMALE PLUG 5.08 MM N OF POLES: 20 180° TOP CONNECTION CLAMPING RANGE MAX. : 2.5 MM² BOX | 1
22557 | 1501360000 | PCB PLUG-IN CONNECTOR FEMALE PLUG 5.08 MM N OF POLES: 20 180° TOP CONNECTION CLAMPING RANGE MAX. : 2.5 MM² BOX | 1
22558 | 1501460000 | PCB PLUG-IN CONNECTOR FEMALE PLUG 5.08 MM N OF POLES: 21 180° TOP CONNECTION CLAMPING RANGE MAX. : 2.5 MM² BOX | 1
22559 | 1501560000 | PCB PLUG-IN CONNECTOR FEMALE PLUG 5.08 MM N OF POLES: 22 180° TOP CONNECTION CLAMPING RANGE MAX. : 2.5 MM² BOX | 1
22560 | 1501660000 | PCB PLUG-IN CONNECTOR FEMALE PLUG 5.08 MM N OF POLES: 23 180° TOP CONNECTION CLAMPING RANGE MAX. : 2.5 MM² BOX | 1
22561 | 1501710000 | PCB PLUG-IN CONNECTOR FEMALE PLUG 5.08 MM N OF POLES: 24 180° TOP CONNECTION CLAMPING RANGE MAX. : 2.5 MM² BOX | 1
22562 | 1501760000 | PCB PLUG-IN CONNECTOR FEMALE PLUG 5.08 MM N OF POLES: 24 180° TOP CONNECTION CLAMPING RANGE MAX. : 2.5 MM² BOX | 1
22563 | 1501860000 | PCB PLUG-IN CONNECTOR FEMALE PLUG 5.08 MM N OF POLES: 2 180° TOP CONNECTION CLAMPING RANGE MAX. : 2.5 MM² BOX | 1
22564 | 1501960000 | PCB PLUG-IN CONNECTOR FEMALE PLUG 5.08 MM N OF POLES: 3 180° TOP CONNECTION CLAMPING RANGE MAX. : 2.5 MM² BOX | 1
22565 | 1502060000 | PCB PLUG-IN CONNECTOR FEMALE PLUG 5.08 MM N OF POLES: 4 180° TOP CONNECTION CLAMPING RANGE MAX. : 2.5 MM² BOX | 1
22566 | 1502160000 | PCB PLUG-IN CONNECTOR FEMALE PLUG 5.08 MM N OF POLES: 5 180° TOP CONNECTION CLAMPING RANGE MAX. : 2.5 MM² BOX | 1
22567 | 1502260000 | PCB PLUG-IN CONNECTOR FEMALE PLUG 5.08 MM N OF POLES: 6 180° TOP CONNECTION CLAMPING RANGE MAX. : 2.5 MM² BOX | 1
22568 | 1502360000 | PCB PLUG-IN CONNECTOR FEMALE PLUG 5.08 MM N OF POLES: 7 180° TOP CONNECTION CLAMPING RANGE MAX. : 2.5 MM² BOX | 1
22569 | 1502460000 | PCB PLUG-IN CONNECTOR FEMALE PLUG 5.08 MM N OF POLES: 8 180° TOP CONNECTION CLAMPING RANGE MAX. : 2.5 MM² BOX | 1
22570 | 1502560000 | PCB PLUG-IN CONNECTOR FEMALE PLUG 5.08 MM N OF POLES: 9 180° TOP CONNECTION CLAMPING RANGE MAX. : 2.5 MM² BOX | 1
22571 | 1502660000 | PCB PLUG-IN CONNECTOR FEMALE PLUG 5.08 MM N OF POLES: 10 180° TOP CONNECTION CLAMPING RANGE MAX. : 2.5 MM² BOX | 1
22572 | 1502760000 | PCB PLUG-IN CONNECTOR FEMALE PLUG 5.08 MM N OF POLES: 11 180° TOP CONNECTION CLAMPING RANGE MAX. : 2.5 MM² BOX | 1
22573 | 1502860000 | PCB PLUG-IN CONNECTOR FEMALE PLUG 5.08 MM N OF POLES: 12 180° TOP CONNECTION CLAMPING RANGE MAX. : 2.5 MM² BOX | 1
22574 | 1503060000 | PCB PLUG-IN CONNECTOR FEMALE PLUG 5.08 MM N OF POLES: 14 180° TOP CONNECTION CLAMPING RANGE MAX. : 2.5 MM² BOX | 1
22575 | 1503160000 | PCB PLUG-IN CONNECTOR FEMALE PLUG 5.08 MM N OF POLES: 15 180° TOP CONNECTION CLAMPING RANGE MAX. : 2.5 MM² BOX | 1
22576 | 1503260000 | PCB PLUG-IN CONNECTOR FEMALE PLUG 5.08 MM N OF POLES: 16 180° TOP CONNECTION CLAMPING RANGE MAX. : 2.5 MM² BOX | 1
22577 | 1503460000 | PCB PLUG-IN CONNECTOR FEMALE PLUG 5.08 MM N OF POLES: 18 180° TOP CONNECTION CLAMPING RANGE MAX. : 2.5 MM² BOX | 1
22578 | 1503860000 | PCB PLUG-IN CONNECTOR FEMALE PLUG 5.08 MM N OF POLES: 22 180° TOP CONNECTION CLAMPING RANGE MAX. : 2.5 MM² BOX | 1
22579 | 1504060000 | PCB PLUG-IN CONNECTOR FEMALE PLUG 5.08 MM N OF POLES: 24 180° TOP CONNECTION CLAMPING RANGE MAX. : 2.5 MM² BOX | 1
22580 | 1610490000 | PCB PLUG-IN CONNECTOR FEMALE PLUG 5.08 MM N OF POLES: 2 180° CRIMP CONNECTION CLAMPING RANGE MAX. : 2.5 MM² BOX | 1
22581 | 1610500000 | PCB PLUG-IN CONNECTOR FEMALE PLUG 5.08 MM N OF POLES: 3 180° CRIMP CONNECTION CLAMPING RANGE MAX. : 2.5 MM² BOX | 1
22582 | 1610510000 | PCB PLUG-IN CONNECTOR FEMALE PLUG 5.08 MM N OF POLES: 4 180° CRIMP CONNECTION CLAMPING RANGE MAX. : 2.5 MM² BOX | 1
22583 | 1610520000 | PCB PLUG-IN CONNECTOR FEMALE PLUG 5.08 MM N OF POLES: 5 180° CRIMP CONNECTION CLAMPING RANGE MAX. : 2.5 MM² BOX | 1
22584 | 1610530000 | PCB PLUG-IN CONNECTOR FEMALE PLUG 5.08 MM N OF POLES: 6 180° CRIMP CONNECTION CLAMPING RANGE MAX. : 2.5 MM² BOX | 1
22585 | 1610540000 | PCB PLUG-IN CONNECTOR FEMALE PLUG 5.08 MM N OF POLES: 7 180° CRIMP CONNECTION CLAMPING RANGE MAX. : 2.5 MM² BOX | 1
22586 | 1610550000 | PCB PLUG-IN CONNECTOR FEMALE PLUG 5.08 MM N OF POLES: 8 180° CRIMP CONNECTION CLAMPING RANGE MAX. : 2.5 MM² BOX | 1
22587 | 1610560000 | PCB PLUG-IN CONNECTOR FEMALE PLUG 5.08 MM N OF POLES: 9 180° CRIMP CONNECTION CLAMPING RANGE MAX. : 2.5 MM² BOX | 1
22588 | 1610570000 | PCB PLUG-IN CONNECTOR FEMALE PLUG 5.08 MM N OF POLES: 10 180° CRIMP CONNECTION CLAMPING RANGE MAX. : 2.5 MM² BOX | 1
22589 | 1610580000 | PCB PLUG-IN CONNECTOR FEMALE PLUG 5.08 MM N OF POLES: 11 180° CRIMP CONNECTION CLAMPING RANGE MAX. : 2.5 MM² BOX | 1
22590 | 1610590000 | PCB PLUG-IN CONNECTOR FEMALE PLUG 5.08 MM N OF POLES: 12 180° CRIMP CONNECTION CLAMPING RANGE MAX. : 2.5 MM² BOX | 1
22591 | 1610600000 | PCB PLUG-IN CONNECTOR FEMALE PLUG 5.08 MM N OF POLES: 13 180° CRIMP CONNECTION CLAMPING RANGE MAX. : 2.5 MM² BOX | 1
22592 | 1610610000 | PCB PLUG-IN CONNECTOR FEMALE PLUG 5.08 MM N OF POLES: 14 180° CRIMP CONNECTION CLAMPING RANGE MAX. : 2.5 MM² BOX | 1
22593 | 1610620000 | PCB PLUG-IN CONNECTOR FEMALE PLUG 5.08 MM N OF POLES: 15 180° CRIMP CONNECTION CLAMPING RANGE MAX. : 2.5 MM² BOX | 1
22594 | 1610630000 | PCB PLUG-IN CONNECTOR FEMALE PLUG 5.08 MM N OF POLES: 16 180° CRIMP CONNECTION CLAMPING RANGE MAX. : 2.5 MM² BOX | 1
22595 | 1622940000 | PCB PLUG-IN CONNECTOR FEMALE HEADER CLOSED SIDE THT SOLDER CONNECTION 5.08 MM N OF POLES: 2 90° SOLDER PIN LENGTH (L): 3.2 MM TINNED ORANGE BOX | 0
22596 | 1622950000 | PCB PLUG-IN CONNECTOR FEMALE HEADER CLOSED SIDE THT SOLDER CONNECTION 5.08 MM N OF POLES: 3 90° SOLDER PIN LENGTH (L): 3.2 MM TINNED ORANGE BOX | 0
22597 | 1622960000 | PCB PLUG-IN CONNECTOR FEMALE HEADER CLOSED SIDE THT SOLDER CONNECTION 5.08 MM N OF POLES: 4 90° SOLDER PIN LENGTH (L): 3.2 MM TINNED ORANGE BOX | 0
22598 | 1622970000 | PCB PLUG-IN CONNECTOR FEMALE HEADER CLOSED SIDE THT SOLDER CONNECTION 5.08 MM N OF POLES: 5 90° SOLDER PIN LENGTH (L): 3.2 MM TINNED ORANGE BOX | 0
22599 | 1622980000 | PCB PLUG-IN CONNECTOR FEMALE HEADER CLOSED SIDE THT SOLDER CONNECTION 5.08 MM N OF POLES: 6 90° SOLDER PIN LENGTH (L): 3.2 MM TINNED ORANGE BOX | 0
22600 | 1622990000 | PCB PLUG-IN CONNECTOR FEMALE HEADER CLOSED SIDE THT SOLDER CONNECTION 5.08 MM N OF POLES: 7 90° SOLDER PIN LENGTH (L): 3.2 MM TINNED ORANGE BOX | 0
22601 | 1623000000 | PCB PLUG-IN CONNECTOR FEMALE HEADER CLOSED SIDE THT SOLDER CONNECTION 5.08 MM N OF POLES: 8 90° SOLDER PIN LENGTH (L): 3.2 MM TINNED ORANGE BOX | 0
22602 | 1623010000 | PCB PLUG-IN CONNECTOR FEMALE HEADER CLOSED SIDE THT SOLDER CONNECTION 5.08 MM N OF POLES: 9 90° SOLDER PIN LENGTH (L): 3.2 MM TINNED ORANGE BOX | 0
22603 | 1623020000 | PCB PLUG-IN CONNECTOR FEMALE HEADER CLOSED SIDE THT SOLDER CONNECTION 5.08 MM N OF POLES: 10 90° SOLDER PIN LENGTH (L): 3.2 MM TINNED ORANGE BOX | 0
22604 | 1623030000 | PCB PLUG-IN CONNECTOR FEMALE HEADER CLOSED SIDE THT SOLDER CONNECTION 5.08 MM N OF POLES: 11 90° SOLDER PIN LENGTH (L): 3.2 MM TINNED ORANGE BOX | 0
22605 | 1623040000 | PCB PLUG-IN CONNECTOR FEMALE HEADER CLOSED SIDE THT SOLDER CONNECTION 5.08 MM N OF POLES: 12 90° SOLDER PIN LENGTH (L): 3.2 MM TINNED ORANGE BOX | 0
22606 | 1630710000 | PCB PLUG-IN CONNECTOR FEMALE HEADER CLOSED SIDE THT SOLDER CONNECTION 5.08 MM N OF POLES: 2 180° SOLDER PIN LENGTH (L): 3.2 MM TINNED ORANGE BOX | 0
22607 | 1630720000 | PCB PLUG-IN CONNECTOR FEMALE HEADER CLOSED SIDE THT SOLDER CONNECTION 5.08 MM N OF POLES: 3 180° SOLDER PIN LENGTH (L): 3.2 MM TINNED ORANGE BOX | 0
22608 | 1630730000 | PCB PLUG-IN CONNECTOR FEMALE HEADER CLOSED SIDE THT SOLDER CONNECTION 5.08 MM N OF POLES: 4 180° SOLDER PIN LENGTH (L): 3.2 MM TINNED ORANGE BOX | 0
22609 | 1630740000 | PCB PLUG-IN CONNECTOR FEMALE HEADER CLOSED SIDE THT SOLDER CONNECTION 5.08 MM N OF POLES: 5 180° SOLDER PIN LENGTH (L): 3.2 MM TINNED ORANGE BOX | 0
22610 | 1630750000 | PCB PLUG-IN CONNECTOR FEMALE HEADER CLOSED SIDE THT SOLDER CONNECTION 5.08 MM N OF POLES: 6 180° SOLDER PIN LENGTH (L): 3.2 MM TINNED ORANGE BOX | 0
22611 | 1630760000 | PCB PLUG-IN CONNECTOR FEMALE HEADER CLOSED SIDE THT SOLDER CONNECTION 5.08 MM N OF POLES: 7 180° SOLDER PIN LENGTH (L): 3.2 MM TINNED ORANGE BOX | 0
22612 | 1630770000 | PCB PLUG-IN CONNECTOR FEMALE HEADER CLOSED SIDE THT SOLDER CONNECTION 5.08 MM N OF POLES: 8 180° SOLDER PIN LENGTH (L): 3.2 MM TINNED ORANGE BOX | 0
22613 | 1630780000 | PCB PLUG-IN CONNECTOR FEMALE HEADER CLOSED SIDE THT SOLDER CONNECTION 5.08 MM N OF POLES: 9 180° SOLDER PIN LENGTH (L): 3.2 MM TINNED ORANGE BOX | 0
22614 | 1630790000 | PCB PLUG-IN CONNECTOR FEMALE HEADER CLOSED SIDE THT SOLDER CONNECTION 5.08 MM N OF POLES: 10 180° SOLDER PIN LENGTH (L): 3.2 MM TINNED ORANGE BOX | 0
22615 | 1630800000 | PCB PLUG-IN CONNECTOR FEMALE HEADER CLOSED SIDE THT SOLDER CONNECTION 5.08 MM N OF POLES: 11 180° SOLDER PIN LENGTH (L): 3.2 MM TINNED ORANGE BOX | 0
22616 | 1630810000 | PCB PLUG-IN CONNECTOR FEMALE HEADER CLOSED SIDE THT SOLDER CONNECTION 5.08 MM N OF POLES: 12 180° SOLDER PIN LENGTH (L): 3.2 MM TINNED ORANGE BOX | 0
22617 | 1644730000 | PCB PLUG-IN CONNECTOR FEMALE PLUG 5.08 MM N OF POLES: 2 90°/270° CLAMPING YOKE CONNECTION CLAMPING RANGE MAX. : 3.31 MM² BOX | 1
22618 | 1644740000 | PCB PLUG-IN CONNECTOR FEMALE PLUG 5.08 MM N OF POLES: 3 90°/270° CLAMPING YOKE CONNECTION CLAMPING RANGE MAX. : 3.31 MM² BOX | 1
22619 | 1644750000 | PCB PLUG-IN CONNECTOR FEMALE PLUG 5.08 MM N OF POLES: 4 90°/270° CLAMPING YOKE CONNECTION CLAMPING RANGE MAX. : 3.31 MM² BOX | 1
22620 | 1644760000 | PCB PLUG-IN CONNECTOR FEMALE PLUG 5.08 MM N OF POLES: 5 90°/270° CLAMPING YOKE CONNECTION CLAMPING RANGE MAX. : 3.31 MM² BOX | 1
22621 | 1644770000 | PCB PLUG-IN CONNECTOR FEMALE PLUG 5.08 MM N OF POLES: 6 90°/270° CLAMPING YOKE CONNECTION CLAMPING RANGE MAX. : 3.31 MM² BOX | 1
22622 | 1644780000 | PCB PLUG-IN CONNECTOR FEMALE PLUG 5.08 MM N OF POLES: 7 90°/270° CLAMPING YOKE CONNECTION CLAMPING RANGE MAX. : 3.31 MM² BOX | 1
22623 | 1644790000 | PCB PLUG-IN CONNECTOR FEMALE PLUG 5.08 MM N OF POLES: 8 90°/270° CLAMPING YOKE CONNECTION CLAMPING RANGE MAX. : 3.31 MM² BOX | 1
22624 | 1644800000 | PCB PLUG-IN CONNECTOR FEMALE PLUG 5.08 MM N OF POLES: 9 90°/270° CLAMPING YOKE CONNECTION CLAMPING RANGE MAX. : 3.31 MM² BOX | 1
22625 | 1644810000 | PCB PLUG-IN CONNECTOR FEMALE PLUG 5.08 MM N OF POLES: 10 90°/270° CLAMPING YOKE CONNECTION CLAMPING RANGE MAX. : 3.31 MM² BOX | 1
22626 | 1644820000 | PCB PLUG-IN CONNECTOR FEMALE PLUG 5.08 MM N OF POLES: 11 90°/270° CLAMPING YOKE CONNECTION CLAMPING RANGE MAX. : 3.31 MM² BOX | 1
22627 | 1644830000 | PCB PLUG-IN CONNECTOR FEMALE PLUG 5.08 MM N OF POLES: 12 90°/270° CLAMPING YOKE CONNECTION CLAMPING RANGE MAX. : 3.31 MM² BOX | 1
22628 | 1645930000 | PCB PLUG-IN CONNECTOR FEMALE HEADER CLOSED SIDE THT SOLDER CONNECTION 5.08 MM N OF POLES: 3 90° SOLDER PIN LENGTH (L): 4.5 MM TINNED ORANGE BOX | 0
22629 | 1645960000 | PCB PLUG-IN CONNECTOR FEMALE HEADER CLOSED SIDE THT SOLDER CONNECTION 5.08 MM N OF POLES: 6 90° SOLDER PIN LENGTH (L): 4.5 MM TINNED ORANGE BOX | 0
22630 | 1646050000 | PCB PLUG-IN CONNECTOR FEMALE HEADER CLOSED SIDE THT SOLDER CONNECTION 5.08 MM N OF POLES: 4 90° SOLDER PIN LENGTH (L): 4.5 MM TINNED BOX | 0
22631 | 1646060000 | PCB PLUG-IN CONNECTOR FEMALE HEADER CLOSED SIDE THT SOLDER CONNECTION 5.08 MM N OF POLES: 5 90° SOLDER PIN LENGTH (L): 4.5 MM TINNED BOX | 0
22632 | 1646110000 | PCB PLUG-IN CONNECTOR FEMALE HEADER CLOSED SIDE THT SOLDER CONNECTION 5.08 MM N OF POLES: 10 90° SOLDER PIN LENGTH (L): 4.5 MM TINNED BOX | 0
22633 | 1646160000 | PCB PLUG-IN CONNECTOR FEMALE HEADER CLOSED SIDE THT SOLDER CONNECTION 5.08 MM N OF POLES: 4 180° SOLDER PIN LENGTH (L): 4.5 MM TINNED ORANGE BOX | 0
22634 | 1646170000 | PCB PLUG-IN CONNECTOR FEMALE HEADER CLOSED SIDE THT SOLDER CONNECTION 5.08 MM N OF POLES: 5 180° SOLDER PIN LENGTH (L): 4.5 MM TINNED ORANGE BOX | 0
22635 | 1646180000 | PCB PLUG-IN CONNECTOR FEMALE HEADER CLOSED SIDE THT SOLDER CONNECTION 5.08 MM N OF POLES: 6 180° SOLDER PIN LENGTH (L): 4.5 MM TINNED ORANGE BOX | 0
22636 | 1646250000 | PCB PLUG-IN CONNECTOR FEMALE HEADER CLOSED SIDE THT SOLDER CONNECTION 5.08 MM N OF POLES: 2 180° SOLDER PIN LENGTH (L): 4.5 MM TINNED BOX | 0
22637 | 1646260000 | PCB PLUG-IN CONNECTOR FEMALE HEADER CLOSED SIDE THT SOLDER CONNECTION 5.08 MM N OF POLES: 3 180° SOLDER PIN LENGTH (L): 4.5 MM TINNED BOX | 0
22638 | 1646280000 | PCB PLUG-IN CONNECTOR FEMALE HEADER CLOSED SIDE THT SOLDER CONNECTION 5.08 MM N OF POLES: 5 180° SOLDER PIN LENGTH (L): 4.5 MM TINNED BOX | 0
22639 | 1646290000 | PCB PLUG-IN CONNECTOR FEMALE HEADER CLOSED SIDE THT SOLDER CONNECTION 5.08 MM N OF POLES: 6 180° SOLDER PIN LENGTH (L): 4.5 MM TINNED BOX | 0
22640 | 1646310000 | PCB PLUG-IN CONNECTOR FEMALE HEADER CLOSED SIDE THT SOLDER CONNECTION 5.08 MM N OF POLES: 8 180° SOLDER PIN LENGTH (L): 4.5 MM TINNED BOX | 0
22641 | 1648420000 | PCB PLUG-IN CONNECTOR FEMALE HEADER CLOSED SIDE THT SOLDER CONNECTION 5.08 MM N OF POLES: 13 90° SOLDER PIN LENGTH (L): 3.2 MM TINNED ORANGE BOX | 0
22642 | 1648430000 | PCB PLUG-IN CONNECTOR FEMALE HEADER CLOSED SIDE THT SOLDER CONNECTION 5.08 MM N OF POLES: 14 90° SOLDER PIN LENGTH (L): 3.2 MM TINNED ORANGE BOX | 0
22643 | 1648440000 | PCB PLUG-IN CONNECTOR FEMALE HEADER CLOSED SIDE THT SOLDER CONNECTION 5.08 MM N OF POLES: 15 90° SOLDER PIN LENGTH (L): 3.2 MM TINNED ORANGE BOX | 0
22644 | 1648450000 | PCB PLUG-IN CONNECTOR FEMALE HEADER CLOSED SIDE THT SOLDER CONNECTION 5.08 MM N OF POLES: 16 90° SOLDER PIN LENGTH (L): 3.2 MM TINNED ORANGE BOX | 0
22645 | 1648460000 | PCB PLUG-IN CONNECTOR FEMALE HEADER CLOSED SIDE THT SOLDER CONNECTION 5.08 MM N OF POLES: 17 90° SOLDER PIN LENGTH (L): 3.2 MM TINNED ORANGE BOX | 0
22646 | 1648470000 | PCB PLUG-IN CONNECTOR FEMALE HEADER CLOSED SIDE THT SOLDER CONNECTION 5.08 MM N OF POLES: 18 90° SOLDER PIN LENGTH (L): 3.2 MM TINNED ORANGE BOX | 0
22647 | 1648480000 | PCB PLUG-IN CONNECTOR FEMALE HEADER CLOSED SIDE THT SOLDER CONNECTION 5.08 MM N OF POLES: 19 90° SOLDER PIN LENGTH (L): 3.2 MM TINNED ORANGE BOX | 0
22648 | 1648490000 | PCB PLUG-IN CONNECTOR FEMALE HEADER CLOSED SIDE THT SOLDER CONNECTION 5.08 MM N OF POLES: 20 90° SOLDER PIN LENGTH (L): 3.2 MM TINNED ORANGE BOX | 0
22649 | 1648500000 | PCB PLUG-IN CONNECTOR FEMALE HEADER CLOSED SIDE THT SOLDER CONNECTION 5.08 MM N OF POLES: 21 90° SOLDER PIN LENGTH (L): 3.2 MM TINNED ORANGE BOX | 0
22650 | 1648510000 | PCB PLUG-IN CONNECTOR FEMALE HEADER CLOSED SIDE THT SOLDER CONNECTION 5.08 MM N OF POLES: 22 90° SOLDER PIN LENGTH (L): 3.2 MM TINNED ORANGE BOX | 0
22651 | 1648520000 | PCB PLUG-IN CONNECTOR FEMALE HEADER CLOSED SIDE THT SOLDER CONNECTION 5.08 MM N OF POLES: 23 90° SOLDER PIN LENGTH (L): 3.2 MM TINNED ORANGE BOX | 0
22652 | 1648530000 | PCB PLUG-IN CONNECTOR FEMALE HEADER CLOSED SIDE THT SOLDER CONNECTION 5.08 MM N OF POLES: 24 90° SOLDER PIN LENGTH (L): 3.2 MM TINNED ORANGE BOX | 0
22653 | 1648900000 | PCB PLUG-IN CONNECTOR FEMALE HEADER CLOSED SIDE THT SOLDER CONNECTION 5.08 MM N OF POLES: 13 180° SOLDER PIN LENGTH (L): 3.2 MM TINNED ORANGE BOX | 0
22654 | 1648910000 | PCB PLUG-IN CONNECTOR FEMALE HEADER CLOSED SIDE THT SOLDER CONNECTION 5.08 MM N OF POLES: 14 180° SOLDER PIN LENGTH (L): 3.2 MM TINNED ORANGE BOX | 0
22655 | 1648920000 | PCB PLUG-IN CONNECTOR FEMALE HEADER CLOSED SIDE THT SOLDER CONNECTION 5.08 MM N OF POLES: 15 180° SOLDER PIN LENGTH (L): 3.2 MM TINNED ORANGE BOX | 0
22656 | 1648930000 | PCB PLUG-IN CONNECTOR FEMALE HEADER CLOSED SIDE THT SOLDER CONNECTION 5.08 MM N OF POLES: 16 180° SOLDER PIN LENGTH (L): 3.2 MM TINNED ORANGE BOX | 0
22657 | 1648940000 | PCB PLUG-IN CONNECTOR FEMALE HEADER CLOSED SIDE THT SOLDER CONNECTION 5.08 MM N OF POLES: 17 180° SOLDER PIN LENGTH (L): 3.2 MM TINNED ORANGE BOX | 0
22658 | 1648950000 | PCB PLUG-IN CONNECTOR FEMALE HEADER CLOSED SIDE THT SOLDER CONNECTION 5.08 MM N OF POLES: 18 180° SOLDER PIN LENGTH (L): 3.2 MM TINNED ORANGE BOX | 0
22659 | 1648960000 | PCB PLUG-IN CONNECTOR FEMALE HEADER CLOSED SIDE THT SOLDER CONNECTION 5.08 MM N OF POLES: 19 180° SOLDER PIN LENGTH (L): 3.2 MM TINNED ORANGE BOX | 0
22660 | 1648970000 | PCB PLUG-IN CONNECTOR FEMALE HEADER CLOSED SIDE THT SOLDER CONNECTION 5.08 MM N OF POLES: 20 180° SOLDER PIN LENGTH (L): 3.2 MM TINNED ORANGE BOX | 0
22661 | 1648980000 | PCB PLUG-IN CONNECTOR FEMALE HEADER CLOSED SIDE THT SOLDER CONNECTION 5.08 MM N OF POLES: 21 180° SOLDER PIN LENGTH (L): 3.2 MM TINNED ORANGE BOX | 0
22662 | 1648990000 | PCB PLUG-IN CONNECTOR FEMALE HEADER CLOSED SIDE THT SOLDER CONNECTION 5.08 MM N OF POLES: 22 180° SOLDER PIN LENGTH (L): 3.2 MM TINNED ORANGE BOX | 0
22663 | 1649000000 | PCB PLUG-IN CONNECTOR FEMALE HEADER CLOSED SIDE THT SOLDER CONNECTION 5.08 MM N OF POLES: 23 180° SOLDER PIN LENGTH (L): 3.2 MM TINNED ORANGE BOX | 0
22664 | 1649010000 | PCB PLUG-IN CONNECTOR FEMALE HEADER CLOSED SIDE THT SOLDER CONNECTION 5.08 MM N OF POLES: 24 180° SOLDER PIN LENGTH (L): 3.2 MM TINNED ORANGE BOX | 0
22665 | 1649370000 | PCB PLUG-IN CONNECTOR FEMALE PLUG 5.08 MM N OF POLES: 2 180° CRIMP CONNECTION CLAMPING RANGE MAX. : 2.5 MM² BOX | 1
22666 | 1649380000 | PCB PLUG-IN CONNECTOR FEMALE PLUG 5.08 MM N OF POLES: 3 180° CRIMP CONNECTION CLAMPING RANGE MAX. : 2.5 MM² BOX | 1
22667 | 1649390000 | PCB PLUG-IN CONNECTOR FEMALE PLUG 5.08 MM N OF POLES: 4 180° CRIMP CONNECTION CLAMPING RANGE MAX. : 2.5 MM² BOX | 1
22668 | 1649400000 | PCB PLUG-IN CONNECTOR FEMALE PLUG 5.08 MM N OF POLES: 5 180° CRIMP CONNECTION CLAMPING RANGE MAX. : 2.5 MM² BOX | 1
22669 | 1649410000 | PCB PLUG-IN CONNECTOR FEMALE PLUG 5.08 MM N OF POLES: 6 180° CRIMP CONNECTION CLAMPING RANGE MAX. : 2.5 MM² BOX | 1
22670 | 1649420000 | PCB PLUG-IN CONNECTOR FEMALE PLUG 5.08 MM N OF POLES: 7 180° CRIMP CONNECTION CLAMPING RANGE MAX. : 2.5 MM² BOX | 1
22671 | 1649430000 | PCB PLUG-IN CONNECTOR FEMALE PLUG 5.08 MM N OF POLES: 8 180° CRIMP CONNECTION CLAMPING RANGE MAX. : 2.5 MM² BOX | 1
22672 | 1649440000 | PCB PLUG-IN CONNECTOR FEMALE PLUG 5.08 MM N OF POLES: 9 180° CRIMP CONNECTION CLAMPING RANGE MAX. : 2.5 MM² BOX | 1
22673 | 1649450000 | PCB PLUG-IN CONNECTOR FEMALE PLUG 5.08 MM N OF POLES: 10 180° CRIMP CONNECTION CLAMPING RANGE MAX. : 2.5 MM² BOX | 1
22674 | 1649460000 | PCB PLUG-IN CONNECTOR FEMALE PLUG 5.08 MM N OF POLES: 11 180° CRIMP CONNECTION CLAMPING RANGE MAX. : 2.5 MM² BOX | 1
22675 | 1649470000 | PCB PLUG-IN CONNECTOR FEMALE PLUG 5.08 MM N OF POLES: 12 180° CRIMP CONNECTION CLAMPING RANGE MAX. : 2.5 MM² BOX | 1
22676 | 1649480000 | PCB PLUG-IN CONNECTOR FEMALE PLUG 5.08 MM N OF POLES: 13 180° CRIMP CONNECTION CLAMPING RANGE MAX. : 2.5 MM² BOX | 1
22677 | 1649490000 | PCB PLUG-IN CONNECTOR FEMALE PLUG 5.08 MM N OF POLES: 14 180° CRIMP CONNECTION CLAMPING RANGE MAX. : 2.5 MM² BOX | 1
22678 | 1649500000 | PCB PLUG-IN CONNECTOR FEMALE PLUG 5.08 MM N OF POLES: 15 180° CRIMP CONNECTION CLAMPING RANGE MAX. : 2.5 MM² BOX | 1
22679 | 1649510000 | PCB PLUG-IN CONNECTOR FEMALE PLUG 5.08 MM N OF POLES: 16 180° CRIMP CONNECTION CLAMPING RANGE MAX. : 2.5 MM² BOX | 1
22680 | 1651740000 | PCB PLUG-IN CONNECTOR FEMALE PLUG 5.08 MM N OF POLES: 2 90°/270° CLAMPING YOKE CONNECTION CLAMPING RANGE MAX. : 3.31 MM² BOX | 1
22681 | 1651750000 | PCB PLUG-IN CONNECTOR FEMALE PLUG 5.08 MM N OF POLES: 3 90°/270° CLAMPING YOKE CONNECTION CLAMPING RANGE MAX. : 3.31 MM² BOX | 1
22682 | 1651760000 | PCB PLUG-IN CONNECTOR FEMALE PLUG 5.08 MM N OF POLES: 4 90°/270° CLAMPING YOKE CONNECTION CLAMPING RANGE MAX. : 3.31 MM² BOX | 1
22683 | 1651770000 | PCB PLUG-IN CONNECTOR FEMALE PLUG 5.08 MM N OF POLES: 5 90°/270° CLAMPING YOKE CONNECTION CLAMPING RANGE MAX. : 3.31 MM² BOX | 1
22684 | 1651780000 | PCB PLUG-IN CONNECTOR FEMALE PLUG 5.08 MM N OF POLES: 6 90°/270° CLAMPING YOKE CONNECTION CLAMPING RANGE MAX. : 3.31 MM² BOX | 1
22685 | 1651790000 | PCB PLUG-IN CONNECTOR FEMALE PLUG 5.08 MM N OF POLES: 7 90°/270° CLAMPING YOKE CONNECTION CLAMPING RANGE MAX. : 3.31 MM² BOX | 1
22686 | 1651800000 | PCB PLUG-IN CONNECTOR FEMALE PLUG 5.08 MM N OF POLES: 8 90°/270° CLAMPING YOKE CONNECTION CLAMPING RANGE MAX. : 3.31 MM² BOX | 1
22687 | 1651810000 | PCB PLUG-IN CONNECTOR FEMALE PLUG 5.08 MM N OF POLES: 9 90°/270° CLAMPING YOKE CONNECTION CLAMPING RANGE MAX. : 3.31 MM² BOX | 1
22688 | 1651820000 | PCB PLUG-IN CONNECTOR FEMALE PLUG 5.08 MM N OF POLES: 10 90°/270° CLAMPING YOKE CONNECTION CLAMPING RANGE MAX. : 3.31 MM² BOX | 1
22689 | 1651830000 | PCB PLUG-IN CONNECTOR FEMALE PLUG 5.08 MM N OF POLES: 11 90°/270° CLAMPING YOKE CONNECTION CLAMPING RANGE MAX. : 3.31 MM² BOX | 1
22690 | 1660710000 | PCB PLUG-IN CONNECTOR FEMALE PLUG 5.08 MM N OF POLES: 2 90°/270° CLAMPING YOKE CONNECTION CLAMPING RANGE MAX. : 3.31 MM² BOX | 1
22691 | 1660720000 | PCB PLUG-IN CONNECTOR FEMALE PLUG 5.08 MM N OF POLES: 3 90°/270° CLAMPING YOKE CONNECTION CLAMPING RANGE MAX. : 3.31 MM² BOX | 1
22692 | 1660730000 | PCB PLUG-IN CONNECTOR FEMALE PLUG 5.08 MM N OF POLES: 4 90°/270° CLAMPING YOKE CONNECTION CLAMPING RANGE MAX. : 3.31 MM² BOX | 1
22693 | 1660740000 | PCB PLUG-IN CONNECTOR FEMALE PLUG 5.08 MM N OF POLES: 5 90°/270° CLAMPING YOKE CONNECTION CLAMPING RANGE MAX. : 3.31 MM² BOX | 1
22694 | 1660750000 | PCB PLUG-IN CONNECTOR FEMALE PLUG 5.08 MM N OF POLES: 6 90°/270° CLAMPING YOKE CONNECTION CLAMPING RANGE MAX. : 3.31 MM² BOX | 1
22695 | 1660810000 | PCB PLUG-IN CONNECTOR FEMALE PLUG 5.08 MM N OF POLES: 12 90°/270° CLAMPING YOKE CONNECTION CLAMPING RANGE MAX. : 3.31 MM² BOX | 1
22696 | 1673780000 | PCB PLUG-IN CONNECTOR FEMALE PLUG 5.08 MM N OF POLES: 2 90°/270° CLAMPING YOKE CONNECTION CLAMPING RANGE MAX. : 3.31 MM² BOX | 1
22697 | 1682730000 | PCB PLUG-IN CONNECTOR FEMALE HEADER DOVETAILS FOR FIXING BLOCKS THT SOLDER CONNECTION 5.08 MM N OF POLES: 2 180° SOLDER PIN LENGTH (L): 3.2 MM TINNED ORANGE BOX | 0
22698 | 1682740000 | PCB PLUG-IN CONNECTOR FEMALE HEADER DOVETAILS FOR FIXING BLOCKS THT SOLDER CONNECTION 5.08 MM N OF POLES: 3 180° SOLDER PIN LENGTH (L): 3.2 MM TINNED ORANGE BOX | 0
22699 | 1682750000 | PCB PLUG-IN CONNECTOR FEMALE HEADER DOVETAILS FOR FIXING BLOCKS THT SOLDER CONNECTION 5.08 MM N OF POLES: 4 180° SOLDER PIN LENGTH (L): 3.2 MM TINNED ORANGE BOX | 0
22700 | 1682760000 | PCB PLUG-IN CONNECTOR FEMALE HEADER DOVETAILS FOR FIXING BLOCKS THT SOLDER CONNECTION 5.08 MM N OF POLES: 5 180° SOLDER PIN LENGTH (L): 3.2 MM TINNED ORANGE BOX | 0
22701 | 1682770000 | PCB PLUG-IN CONNECTOR FEMALE HEADER DOVETAILS FOR FIXING BLOCKS THT SOLDER CONNECTION 5.08 MM N OF POLES: 6 180° SOLDER PIN LENGTH (L): 3.2 MM TINNED ORANGE BOX | 0
22702 | 1682780000 | PCB PLUG-IN CONNECTOR FEMALE HEADER DOVETAILS FOR FIXING BLOCKS THT SOLDER CONNECTION 5.08 MM N OF POLES: 7 180° SOLDER PIN LENGTH (L): 3.2 MM TINNED ORANGE BOX | 0
22703 | 1682790000 | PCB PLUG-IN CONNECTOR FEMALE HEADER DOVETAILS FOR FIXING BLOCKS THT SOLDER CONNECTION 5.08 MM N OF POLES: 8 180° SOLDER PIN LENGTH (L): 3.2 MM TINNED ORANGE BOX | 0
22704 | 1682800000 | PCB PLUG-IN CONNECTOR FEMALE HEADER DOVETAILS FOR FIXING BLOCKS THT SOLDER CONNECTION 5.08 MM N OF POLES: 9 180° SOLDER PIN LENGTH (L): 3.2 MM TINNED ORANGE BOX | 0
22705 | 1682810000 | PCB PLUG-IN CONNECTOR FEMALE HEADER DOVETAILS FOR FIXING BLOCKS THT SOLDER CONNECTION 5.08 MM N OF POLES: 10 180° SOLDER PIN LENGTH (L): 3.2 MM TINNED ORANGE BOX | 0
22706 | 1682820000 | PCB PLUG-IN CONNECTOR FEMALE HEADER DOVETAILS FOR FIXING BLOCKS THT SOLDER CONNECTION 5.08 MM N OF POLES: 11 180° SOLDER PIN LENGTH (L): 3.2 MM TINNED ORANGE BOX | 0
22707 | 1682830000 | PCB PLUG-IN CONNECTOR FEMALE HEADER DOVETAILS FOR FIXING BLOCKS THT SOLDER CONNECTION 5.08 MM N OF POLES: 12 180° SOLDER PIN LENGTH (L): 3.2 MM TINNED ORANGE BOX | 0
22708 | 1682840000 | PCB PLUG-IN CONNECTOR FEMALE HEADER DOVETAILS FOR FIXING BLOCKS THT SOLDER CONNECTION 5.08 MM N OF POLES: 13 180° SOLDER PIN LENGTH (L): 3.2 MM TINNED ORANGE BOX | 0
22709 | 1682850000 | PCB PLUG-IN CONNECTOR FEMALE HEADER DOVETAILS FOR FIXING BLOCKS THT SOLDER CONNECTION 5.08 MM N OF POLES: 14 180° SOLDER PIN LENGTH (L): 3.2 MM TINNED ORANGE BOX | 0
22710 | 1682860000 | PCB PLUG-IN CONNECTOR FEMALE HEADER DOVETAILS FOR FIXING BLOCKS THT SOLDER CONNECTION 5.08 MM N OF POLES: 15 180° SOLDER PIN LENGTH (L): 3.2 MM TINNED ORANGE BOX | 0
22711 | 1682870000 | PCB PLUG-IN CONNECTOR FEMALE HEADER DOVETAILS FOR FIXING BLOCKS THT SOLDER CONNECTION 5.08 MM N OF POLES: 16 180° SOLDER PIN LENGTH (L): 3.2 MM TINNED ORANGE BOX | 0
22712 | 1682880000 | PCB PLUG-IN CONNECTOR FEMALE HEADER DOVETAILS FOR FIXING BLOCKS THT SOLDER CONNECTION 5.08 MM N OF POLES: 17 180° SOLDER PIN LENGTH (L): 3.2 MM TINNED ORANGE BOX | 0
22713 | 1682890000 | PCB PLUG-IN CONNECTOR FEMALE HEADER DOVETAILS FOR FIXING BLOCKS THT SOLDER CONNECTION 5.08 MM N OF POLES: 18 180° SOLDER PIN LENGTH (L): 3.2 MM TINNED ORANGE BOX | 0
22714 | 1682900000 | PCB PLUG-IN CONNECTOR FEMALE HEADER DOVETAILS FOR FIXING BLOCKS THT SOLDER CONNECTION 5.08 MM N OF POLES: 19 180° SOLDER PIN LENGTH (L): 3.2 MM TINNED ORANGE BOX | 0
22715 | 1682910000 | PCB PLUG-IN CONNECTOR FEMALE HEADER DOVETAILS FOR FIXING BLOCKS THT SOLDER CONNECTION 5.08 MM N OF POLES: 20 180° SOLDER PIN LENGTH (L): 3.2 MM TINNED ORANGE BOX | 0
22716 | 1682920000 | PCB PLUG-IN CONNECTOR FEMALE HEADER DOVETAILS FOR FIXING BLOCKS THT SOLDER CONNECTION 5.08 MM N OF POLES: 21 180° SOLDER PIN LENGTH (L): 3.2 MM TINNED ORANGE BOX | 0
22717 | 1682930000 | PCB PLUG-IN CONNECTOR FEMALE HEADER DOVETAILS FOR FIXING BLOCKS THT SOLDER CONNECTION 5.08 MM N OF POLES: 22 180° SOLDER PIN LENGTH (L): 3.2 MM TINNED ORANGE BOX | 0
22718 | 1682940000 | PCB PLUG-IN CONNECTOR FEMALE HEADER DOVETAILS FOR FIXING BLOCKS THT SOLDER CONNECTION 5.08 MM N OF POLES: 23 180° SOLDER PIN LENGTH (L): 3.2 MM TINNED ORANGE BOX | 0
22719 | 1682950000 | PCB PLUG-IN CONNECTOR FEMALE HEADER DOVETAILS FOR FIXING BLOCKS THT SOLDER CONNECTION 5.08 MM N OF POLES: 24 180° SOLDER PIN LENGTH (L): 3.2 MM TINNED ORANGE BOX | 0
22720 | 1687580000 | PCB PLUG-IN CONNECTOR FEMALE HEADER CLOSED SIDE THT SOLDER CONNECTION 5.08 MM N OF POLES: 4 180° SOLDER PIN LENGTH (L): 3.2 MM TINNED PEBBLE GREY BOX | 0
22721 | 1711960000 | PCB PLUG-IN CONNECTOR FEMALE PLUG 5.08 MM N OF POLES: 2 180° CRIMP CONNECTION CLAMPING RANGE MAX. : 2.5 MM² BOX | 1
22722 | 1711970000 | PCB PLUG-IN CONNECTOR FEMALE PLUG 5.08 MM N OF POLES: 3 180° CRIMP CONNECTION CLAMPING RANGE MAX. : 2.5 MM² BOX | 1
22723 | 1711980000 | PCB PLUG-IN CONNECTOR FEMALE PLUG 5.08 MM N OF POLES: 4 180° CRIMP CONNECTION CLAMPING RANGE MAX. : 2.5 MM² BOX | 1
22724 | 1711990000 | PCB PLUG-IN CONNECTOR FEMALE PLUG 5.08 MM N OF POLES: 5 180° CRIMP CONNECTION CLAMPING RANGE MAX. : 2.5 MM² BOX | 1
22725 | 1712000000 | PCB PLUG-IN CONNECTOR FEMALE PLUG 5.08 MM N OF POLES: 6 180° CRIMP CONNECTION CLAMPING RANGE MAX. : 2.5 MM² BOX | 1
22726 | 1712020000 | PCB PLUG-IN CONNECTOR FEMALE PLUG 5.08 MM N OF POLES: 8 180° CRIMP CONNECTION CLAMPING RANGE MAX. : 2.5 MM² BOX | 1
22727 | 1712100000 | PCB PLUG-IN CONNECTOR FEMALE PLUG 5.08 MM N OF POLES: 16 180° CRIMP CONNECTION CLAMPING RANGE MAX. : 2.5 MM² BOX | 1
22728 | 1712110000 | PCB PLUG-IN CONNECTOR FEMALE PLUG 5.08 MM N OF POLES: 2 180° CRIMP CONNECTION CLAMPING RANGE MAX. : 2.5 MM² BOX | 1
22729 | 1712120000 | PCB PLUG-IN CONNECTOR FEMALE PLUG 5.08 MM N OF POLES: 3 180° CRIMP CONNECTION CLAMPING RANGE MAX. : 2.5 MM² BOX | 1
22730 | 1712130000 | PCB PLUG-IN CONNECTOR FEMALE PLUG 5.08 MM N OF POLES: 4 180° CRIMP CONNECTION CLAMPING RANGE MAX. : 2.5 MM² BOX | 1
22731 | 1712140000 | PCB PLUG-IN CONNECTOR FEMALE PLUG 5.08 MM N OF POLES: 5 180° CRIMP CONNECTION CLAMPING RANGE MAX. : 2.5 MM² BOX | 1
22732 | 1712150000 | PCB PLUG-IN CONNECTOR FEMALE PLUG 5.08 MM N OF POLES: 6 180° CRIMP CONNECTION CLAMPING RANGE MAX. : 2.5 MM² BOX | 1
22733 | 1712180000 | PCB PLUG-IN CONNECTOR FEMALE PLUG 5.08 MM N OF POLES: 9 180° CRIMP CONNECTION CLAMPING RANGE MAX. : 2.5 MM² BOX | 1
22734 | 1712250000 | PCB PLUG-IN CONNECTOR FEMALE PLUG 5.08 MM N OF POLES: 16 180° CRIMP CONNECTION CLAMPING RANGE MAX. : 2.5 MM² BOX | 1
22735 | 1730190000 | PCB PLUG-IN CONNECTOR FEMALE HEADER CLOSED SIDE THT SOLDER CONNECTION 5.08 MM N OF POLES: 8 90° SOLDER PIN LENGTH (L): 3.2 MM TINNED BOX | 0
22736 | 1781920000 | PCB PLUG-IN CONNECTOR FEMALE HEADER CLOSED SIDE THT SOLDER CONNECTION 5.00 MM N OF POLES: 8 180° SOLDER PIN LENGTH (L): 4.5 MM TINNED BOX | 0
22737 | 1843750000 | PCB PLUG-IN CONNECTOR FEMALE HEADER INVERTED FLANGE THT SOLDER CONNECTION 5.08 MM N OF POLES: 2 90° SOLDER PIN LENGTH (L): 3.2 MM TINNED ORANGE BOX | 0
22738 | 1843760000 | PCB PLUG-IN CONNECTOR FEMALE HEADER INVERTED FLANGE THT SOLDER CONNECTION 5.08 MM N OF POLES: 3 90° SOLDER PIN LENGTH (L): 3.2 MM TINNED ORANGE BOX | 0
22739 | 1843770000 | PCB PLUG-IN CONNECTOR FEMALE HEADER INVERTED FLANGE THT SOLDER CONNECTION 5.08 MM N OF POLES: 4 90° SOLDER PIN LENGTH (L): 3.2 MM TINNED ORANGE BOX | 0
22740 | 1843780000 | PCB PLUG-IN CONNECTOR FEMALE HEADER INVERTED FLANGE THT SOLDER CONNECTION 5.08 MM N OF POLES: 5 90° SOLDER PIN LENGTH (L): 3.2 MM TINNED ORANGE BOX | 0
22741 | 1843790000 | PCB PLUG-IN CONNECTOR FEMALE HEADER INVERTED FLANGE THT SOLDER CONNECTION 5.08 MM N OF POLES: 6 90° SOLDER PIN LENGTH (L): 3.2 MM TINNED ORANGE BOX | 0
22742 | 1843800000 | PCB PLUG-IN CONNECTOR FEMALE HEADER INVERTED FLANGE THT SOLDER CONNECTION 5.08 MM N OF POLES: 7 90° SOLDER PIN LENGTH (L): 3.2 MM TINNED ORANGE BOX | 0
22743 | 1843810000 | PCB PLUG-IN CONNECTOR FEMALE HEADER INVERTED FLANGE THT SOLDER CONNECTION 5.08 MM N OF POLES: 8 90° SOLDER PIN LENGTH (L): 3.2 MM TINNED ORANGE BOX | 0
22744 | 1843820000 | PCB PLUG-IN CONNECTOR FEMALE HEADER INVERTED FLANGE THT SOLDER CONNECTION 5.08 MM N OF POLES: 9 90° SOLDER PIN LENGTH (L): 3.2 MM TINNED ORANGE BOX | 0
22745 | 1843830000 | PCB PLUG-IN CONNECTOR FEMALE HEADER INVERTED FLANGE THT SOLDER CONNECTION 5.08 MM N OF POLES: 10 90° SOLDER PIN LENGTH (L): 3.2 MM TINNED ORANGE BOX | 0
22746 | 1843840000 | PCB PLUG-IN CONNECTOR FEMALE HEADER INVERTED FLANGE THT SOLDER CONNECTION 5.08 MM N OF POLES: 11 90° SOLDER PIN LENGTH (L): 3.2 MM TINNED ORANGE BOX | 0
22747 | 1843850000 | PCB PLUG-IN CONNECTOR FEMALE HEADER INVERTED FLANGE THT SOLDER CONNECTION 5.08 MM N OF POLES: 12 90° SOLDER PIN LENGTH (L): 3.2 MM TINNED ORANGE BOX | 0
22748 | 1843860000 | PCB PLUG-IN CONNECTOR FEMALE HEADER INVERTED FLANGE THT SOLDER CONNECTION 5.08 MM N OF POLES: 13 90° SOLDER PIN LENGTH (L): 3.2 MM TINNED ORANGE BOX | 0
22749 | 1843870000 | PCB PLUG-IN CONNECTOR FEMALE HEADER INVERTED FLANGE THT SOLDER CONNECTION 5.08 MM N OF POLES: 14 90° SOLDER PIN LENGTH (L): 3.2 MM TINNED ORANGE BOX | 0
22750 | 1843880000 | PCB PLUG-IN CONNECTOR FEMALE HEADER INVERTED FLANGE THT SOLDER CONNECTION 5.08 MM N OF POLES: 15 90° SOLDER PIN LENGTH (L): 3.2 MM TINNED ORANGE BOX | 0
22751 | 1843890000 | PCB PLUG-IN CONNECTOR FEMALE HEADER INVERTED FLANGE THT SOLDER CONNECTION 5.08 MM N OF POLES: 16 90° SOLDER PIN LENGTH (L): 3.2 MM TINNED ORANGE BOX | 0
22752 | 1843900000 | PCB PLUG-IN CONNECTOR FEMALE HEADER INVERTED FLANGE THT SOLDER CONNECTION 5.08 MM N OF POLES: 17 90° SOLDER PIN LENGTH (L): 3.2 MM TINNED ORANGE BOX | 0
22753 | 1843910000 | PCB PLUG-IN CONNECTOR FEMALE HEADER INVERTED FLANGE THT SOLDER CONNECTION 5.08 MM N OF POLES: 18 90° SOLDER PIN LENGTH (L): 3.2 MM TINNED ORANGE BOX | 0
22754 | 1843920000 | PCB PLUG-IN CONNECTOR FEMALE HEADER INVERTED FLANGE THT SOLDER CONNECTION 5.08 MM N OF POLES: 19 90° SOLDER PIN LENGTH (L): 3.2 MM TINNED ORANGE BOX | 0
22755 | 1843930000 | PCB PLUG-IN CONNECTOR FEMALE HEADER INVERTED FLANGE THT SOLDER CONNECTION 5.08 MM N OF POLES: 20 90° SOLDER PIN LENGTH (L): 3.2 MM TINNED ORANGE BOX | 0
22756 | 1843940000 | PCB PLUG-IN CONNECTOR FEMALE HEADER INVERTED FLANGE THT SOLDER CONNECTION 5.08 MM N OF POLES: 21 90° SOLDER PIN LENGTH (L): 3.2 MM TINNED ORANGE BOX | 0
22757 | 1843950000 | PCB PLUG-IN CONNECTOR FEMALE HEADER INVERTED FLANGE THT SOLDER CONNECTION 5.08 MM N OF POLES: 22 90° SOLDER PIN LENGTH (L): 3.2 MM TINNED ORANGE BOX | 0
22758 | 1843960000 | PCB PLUG-IN CONNECTOR FEMALE HEADER INVERTED FLANGE THT SOLDER CONNECTION 5.08 MM N OF POLES: 23 90° SOLDER PIN LENGTH (L): 3.2 MM TINNED ORANGE BOX | 0
22759 | 1843970000 | PCB PLUG-IN CONNECTOR FEMALE HEADER INVERTED FLANGE THT SOLDER CONNECTION 5.08 MM N OF POLES: 24 90° SOLDER PIN LENGTH (L): 3.2 MM TINNED ORANGE BOX | 0
22760 | 1843990000 | PCB PLUG-IN CONNECTOR FEMALE PLUG 5.08 MM N OF POLES: 2 180° TOP CONNECTION CLAMPING RANGE MAX. : 2.5 MM² BOX | 1
22761 | 1844000000 | PCB PLUG-IN CONNECTOR FEMALE PLUG 5.08 MM N OF POLES: 3 180° TOP CONNECTION CLAMPING RANGE MAX. : 2.5 MM² BOX | 1
22762 | 1844010000 | PCB PLUG-IN CONNECTOR FEMALE PLUG 5.08 MM N OF POLES: 4 180° TOP CONNECTION CLAMPING RANGE MAX. : 2.5 MM² BOX | 1
22763 | 1844020000 | PCB PLUG-IN CONNECTOR FEMALE PLUG 5.08 MM N OF POLES: 5 180° TOP CONNECTION CLAMPING RANGE MAX. : 2.5 MM² BOX | 1
22764 | 1844030000 | PCB PLUG-IN CONNECTOR FEMALE PLUG 5.08 MM N OF POLES: 6 180° TOP CONNECTION CLAMPING RANGE MAX. : 2.5 MM² BOX | 1
22765 | 1844040000 | PCB PLUG-IN CONNECTOR FEMALE PLUG 5.08 MM N OF POLES: 7 180° TOP CONNECTION CLAMPING RANGE MAX. : 2.5 MM² BOX | 1
22766 | 1844050000 | PCB PLUG-IN CONNECTOR FEMALE PLUG 5.08 MM N OF POLES: 8 180° TOP CONNECTION CLAMPING RANGE MAX. : 2.5 MM² BOX | 1
22767 | 1844060000 | PCB PLUG-IN CONNECTOR FEMALE PLUG 5.08 MM N OF POLES: 9 180° TOP CONNECTION CLAMPING RANGE MAX. : 2.5 MM² BOX | 1
22768 | 1844070000 | PCB PLUG-IN CONNECTOR FEMALE PLUG 5.08 MM N OF POLES: 10 180° TOP CONNECTION CLAMPING RANGE MAX. : 2.5 MM² BOX | 1
22769 | 1844080000 | PCB PLUG-IN CONNECTOR FEMALE PLUG 5.08 MM N OF POLES: 11 180° TOP CONNECTION CLAMPING RANGE MAX. : 2.5 MM² BOX | 1
22770 | 1844090000 | PCB PLUG-IN CONNECTOR FEMALE PLUG 5.08 MM N OF POLES: 12 180° TOP CONNECTION CLAMPING RANGE MAX. : 2.5 MM² BOX | 1
22771 | 1844100000 | PCB PLUG-IN CONNECTOR FEMALE PLUG 5.08 MM N OF POLES: 13 180° TOP CONNECTION CLAMPING RANGE MAX. : 2.5 MM² BOX | 1
22772 | 1844110000 | PCB PLUG-IN CONNECTOR FEMALE PLUG 5.08 MM N OF POLES: 14 180° TOP CONNECTION CLAMPING RANGE MAX. : 2.5 MM² BOX | 1
22773 | 1844120000 | PCB PLUG-IN CONNECTOR FEMALE PLUG 5.08 MM N OF POLES: 15 180° TOP CONNECTION CLAMPING RANGE MAX. : 2.5 MM² BOX | 1
22774 | 1844130000 | PCB PLUG-IN CONNECTOR FEMALE PLUG 5.08 MM N OF POLES: 16 180° TOP CONNECTION CLAMPING RANGE MAX. : 2.5 MM² BOX | 1
22775 | 1844140000 | PCB PLUG-IN CONNECTOR FEMALE PLUG 5.08 MM N OF POLES: 17 180° TOP CONNECTION CLAMPING RANGE MAX. : 2.5 MM² BOX | 1
22776 | 1844150000 | PCB PLUG-IN CONNECTOR FEMALE PLUG 5.08 MM N OF POLES: 18 180° TOP CONNECTION CLAMPING RANGE MAX. : 2.5 MM² BOX | 1
22777 | 1844160000 | PCB PLUG-IN CONNECTOR FEMALE PLUG 5.08 MM N OF POLES: 19 180° TOP CONNECTION CLAMPING RANGE MAX. : 2.5 MM² BOX | 1
22778 | 1844170000 | PCB PLUG-IN CONNECTOR FEMALE PLUG 5.08 MM N OF POLES: 20 180° TOP CONNECTION CLAMPING RANGE MAX. : 2.5 MM² BOX | 1
22779 | 1844180000 | PCB PLUG-IN CONNECTOR FEMALE PLUG 5.08 MM N OF POLES: 21 180° TOP CONNECTION CLAMPING RANGE MAX. : 2.5 MM² BOX | 1
22780 | 1844190000 | PCB PLUG-IN CONNECTOR FEMALE PLUG 5.08 MM N OF POLES: 22 180° TOP CONNECTION CLAMPING RANGE MAX. : 2.5 MM² BOX | 1
22781 | 1844200000 | PCB PLUG-IN CONNECTOR FEMALE PLUG 5.08 MM N OF POLES: 23 180° TOP CONNECTION CLAMPING RANGE MAX. : 2.5 MM² BOX | 1
22782 | 1844210000 | PCB PLUG-IN CONNECTOR FEMALE PLUG 5.08 MM N OF POLES: 24 180° TOP CONNECTION CLAMPING RANGE MAX. : 2.5 MM² BOX | 1
22783 | 1844220000 | PCB PLUG-IN CONNECTOR FEMALE PLUG 5.08 MM N OF POLES: 2 180° TOP CONNECTION CLAMPING RANGE MAX. : 2.5 MM² BOX | 1
22784 | 1844230000 | PCB PLUG-IN CONNECTOR FEMALE PLUG 5.08 MM N OF POLES: 3 180° TOP CONNECTION CLAMPING RANGE MAX. : 2.5 MM² BOX | 1
22785 | 1844240000 | PCB PLUG-IN CONNECTOR FEMALE PLUG 5.08 MM N OF POLES: 4 180° TOP CONNECTION CLAMPING RANGE MAX. : 2.5 MM² BOX | 1
22786 | 1844250000 | PCB PLUG-IN CONNECTOR FEMALE PLUG 5.08 MM N OF POLES: 5 180° TOP CONNECTION CLAMPING RANGE MAX. : 2.5 MM² BOX | 1
22787 | 1844260000 | PCB PLUG-IN CONNECTOR FEMALE PLUG 5.08 MM N OF POLES: 6 180° TOP CONNECTION CLAMPING RANGE MAX. : 2.5 MM² BOX | 1
22788 | 1844280000 | PCB PLUG-IN CONNECTOR FEMALE PLUG 5.08 MM N OF POLES: 8 180° TOP CONNECTION CLAMPING RANGE MAX. : 2.5 MM² BOX | 1
22789 | 1844290000 | PCB PLUG-IN CONNECTOR FEMALE PLUG 5.08 MM N OF POLES: 9 180° TOP CONNECTION CLAMPING RANGE MAX. : 2.5 MM² BOX | 1
22790 | 1844300000 | PCB PLUG-IN CONNECTOR FEMALE PLUG 5.08 MM N OF POLES: 10 180° TOP CONNECTION CLAMPING RANGE MAX. : 2.5 MM² BOX | 1
22791 | 1844310000 | PCB PLUG-IN CONNECTOR FEMALE PLUG 5.08 MM N OF POLES: 11 180° TOP CONNECTION CLAMPING RANGE MAX. : 2.5 MM² BOX | 1
22792 | 1844320000 | PCB PLUG-IN CONNECTOR FEMALE PLUG 5.08 MM N OF POLES: 12 180° TOP CONNECTION CLAMPING RANGE MAX. : 2.5 MM² BOX | 1
22793 | 1844350000 | PCB PLUG-IN CONNECTOR FEMALE PLUG 5.08 MM N OF POLES: 15 180° TOP CONNECTION CLAMPING RANGE MAX. : 2.5 MM² BOX | 1
22794 | 1844360000 | PCB PLUG-IN CONNECTOR FEMALE PLUG 5.08 MM N OF POLES: 16 180° TOP CONNECTION CLAMPING RANGE MAX. : 2.5 MM² BOX | 1
22795 | 1844380000 | PCB PLUG-IN CONNECTOR FEMALE PLUG 5.08 MM N OF POLES: 18 180° TOP CONNECTION CLAMPING RANGE MAX. : 2.5 MM² BOX | 1
22796 | 1844390000 | PCB PLUG-IN CONNECTOR FEMALE PLUG 5.08 MM N OF POLES: 19 180° TOP CONNECTION CLAMPING RANGE MAX. : 2.5 MM² BOX | 1
22797 | 1844440000 | PCB PLUG-IN CONNECTOR FEMALE PLUG 5.08 MM N OF POLES: 24 180° TOP CONNECTION CLAMPING RANGE MAX. : 2.5 MM² BOX | 1
22798 | 1879920000 | PCB PLUG-IN CONNECTOR MALE HEADER FLANGE THT/THR SOLDER CONNECTION 5.08 MM N OF POLES: 13 180° SOLDER PIN LENGTH (L): 1.5 MM TINNED BOX | 0
22799 | 1879930000 | PCB PLUG-IN CONNECTOR MALE HEADER FLANGE THT/THR SOLDER CONNECTION 5.08 MM N OF POLES: 4 90° SOLDER PIN LENGTH (L): 1.5 MM TINNED BOX | 0
22800 | 1943730000 | PCB PLUG-IN CONNECTOR FEMALE PLUG 5.08 MM N OF POLES: 17 180° CLAMPING YOKE CONNECTION CLAMPING RANGE MAX. : 4 MM² BOX | 1
22801 | 1943740000 | PCB PLUG-IN CONNECTOR FEMALE PLUG 5.08 MM N OF POLES: 18 180° CLAMPING YOKE CONNECTION CLAMPING RANGE MAX. : 4 MM² BOX | 1
22802 | 1943750000 | PCB PLUG-IN CONNECTOR FEMALE PLUG 5.08 MM N OF POLES: 19 180° CLAMPING YOKE CONNECTION CLAMPING RANGE MAX. : 4 MM² BOX | 1
22803 | 1943760000 | PCB PLUG-IN CONNECTOR FEMALE PLUG 5.08 MM N OF POLES: 20 180° CLAMPING YOKE CONNECTION CLAMPING RANGE MAX. : 4 MM² BOX | 1
22804 | 1943770000 | PCB PLUG-IN CONNECTOR FEMALE PLUG 5.08 MM N OF POLES: 21 180° CLAMPING YOKE CONNECTION CLAMPING RANGE MAX. : 4 MM² BOX | 1
22805 | 1943780000 | PCB PLUG-IN CONNECTOR FEMALE PLUG 5.08 MM N OF POLES: 22 180° CLAMPING YOKE CONNECTION CLAMPING RANGE MAX. : 4 MM² BOX | 1
22806 | 1943790000 | PCB PLUG-IN CONNECTOR FEMALE PLUG 5.08 MM N OF POLES: 23 180° CLAMPING YOKE CONNECTION CLAMPING RANGE MAX. : 4 MM² BOX | 1
22807 | 1943800000 | PCB PLUG-IN CONNECTOR FEMALE PLUG 5.08 MM N OF POLES: 24 180° CLAMPING YOKE CONNECTION CLAMPING RANGE MAX. : 4 MM² BOX | 1
22808 | 1943820000 | PCB PLUG-IN CONNECTOR FEMALE PLUG 5.08 MM N OF POLES: 3 180° CLAMPING YOKE CONNECTION CLAMPING RANGE MAX. : 4 MM² BOX | 1
22809 | 1943830000 | PCB PLUG-IN CONNECTOR FEMALE PLUG 5.08 MM N OF POLES: 4 180° CLAMPING YOKE CONNECTION CLAMPING RANGE MAX. : 4 MM² BOX | 1
22810 | 1943840000 | PCB PLUG-IN CONNECTOR FEMALE PLUG 5.08 MM N OF POLES: 5 180° CLAMPING YOKE CONNECTION CLAMPING RANGE MAX. : 4 MM² BOX | 1
22811 | 1943850000 | PCB PLUG-IN CONNECTOR FEMALE PLUG 5.08 MM N OF POLES: 6 180° CLAMPING YOKE CONNECTION CLAMPING RANGE MAX. : 4 MM² BOX | 1
22812 | 1943860000 | PCB PLUG-IN CONNECTOR FEMALE PLUG 5.08 MM N OF POLES: 7 180° CLAMPING YOKE CONNECTION CLAMPING RANGE MAX. : 4 MM² BOX | 1
22813 | 1943870000 | PCB PLUG-IN CONNECTOR FEMALE PLUG 5.08 MM N OF POLES: 8 180° CLAMPING YOKE CONNECTION CLAMPING RANGE MAX. : 4 MM² BOX | 1
22814 | 1943880000 | PCB PLUG-IN CONNECTOR FEMALE PLUG 5.08 MM N OF POLES: 9 180° CLAMPING YOKE CONNECTION CLAMPING RANGE MAX. : 4 MM² BOX | 1
22815 | 1943890000 | PCB PLUG-IN CONNECTOR FEMALE PLUG 5.08 MM N OF POLES: 10 180° CLAMPING YOKE CONNECTION CLAMPING RANGE MAX. : 4 MM² BOX | 1
22816 | 1943900000 | PCB PLUG-IN CONNECTOR FEMALE PLUG 5.08 MM N OF POLES: 11 180° CLAMPING YOKE CONNECTION CLAMPING RANGE MAX. : 4 MM² BOX | 1
22817 | 1943910000 | PCB PLUG-IN CONNECTOR FEMALE PLUG 5.08 MM N OF POLES: 12 180° CLAMPING YOKE CONNECTION CLAMPING RANGE MAX. : 4 MM² BOX | 1
22818 | 1943920000 | PCB PLUG-IN CONNECTOR FEMALE PLUG 5.08 MM N OF POLES: 13 180° CLAMPING YOKE CONNECTION CLAMPING RANGE MAX. : 4 MM² BOX | 1
22819 | 1943930000 | PCB PLUG-IN CONNECTOR FEMALE PLUG 5.08 MM N OF POLES: 14 180° CLAMPING YOKE CONNECTION CLAMPING RANGE MAX. : 4 MM² BOX | 1
22820 | 1943940000 | PCB PLUG-IN CONNECTOR FEMALE PLUG 5.08 MM N OF POLES: 15 180° CLAMPING YOKE CONNECTION CLAMPING RANGE MAX. : 4 MM² BOX | 1
22821 | 1943950000 | PCB PLUG-IN CONNECTOR FEMALE PLUG 5.08 MM N OF POLES: 16 180° CLAMPING YOKE CONNECTION CLAMPING RANGE MAX. : 4 MM² BOX | 1
22822 | 1943960000 | PCB PLUG-IN CONNECTOR FEMALE PLUG 5.08 MM N OF POLES: 17 180° CLAMPING YOKE CONNECTION CLAMPING RANGE MAX. : 4 MM² BOX | 1
22823 | 1943970000 | PCB PLUG-IN CONNECTOR FEMALE PLUG 5.08 MM N OF POLES: 18 180° CLAMPING YOKE CONNECTION CLAMPING RANGE MAX. : 4 MM² BOX | 1
22824 | 1943980000 | PCB PLUG-IN CONNECTOR FEMALE PLUG 5.08 MM N OF POLES: 19 180° CLAMPING YOKE CONNECTION CLAMPING RANGE MAX. : 4 MM² BOX | 1
22825 | 1943990000 | PCB PLUG-IN CONNECTOR FEMALE PLUG 5.08 MM N OF POLES: 20 180° CLAMPING YOKE CONNECTION CLAMPING RANGE MAX. : 4 MM² BOX | 1
22826 | 1944000000 | PCB PLUG-IN CONNECTOR FEMALE PLUG 5.08 MM N OF POLES: 21 180° CLAMPING YOKE CONNECTION CLAMPING RANGE MAX. : 4 MM² BOX | 1
22827 | 1944010000 | PCB PLUG-IN CONNECTOR FEMALE PLUG 5.08 MM N OF POLES: 22 180° CLAMPING YOKE CONNECTION CLAMPING RANGE MAX. : 4 MM² BOX | 1
22828 | 1944030000 | PCB PLUG-IN CONNECTOR FEMALE PLUG 5.08 MM N OF POLES: 24 180° CLAMPING YOKE CONNECTION CLAMPING RANGE MAX. : 4 MM² BOX | 1
22829 | 1944090000 | PCB PLUG-IN CONNECTOR FEMALE PLUG 5.08 MM N OF POLES: 2 180° CLAMPING YOKE CONNECTION CLAMPING RANGE MAX. : 4 MM² BOX | 1
22830 | 1944100000 | PCB PLUG-IN CONNECTOR FEMALE PLUG 5.08 MM N OF POLES: 3 180° CLAMPING YOKE CONNECTION CLAMPING RANGE MAX. : 4 MM² BOX | 1
22831 | 1944110000 | PCB PLUG-IN CONNECTOR FEMALE PLUG 5.08 MM N OF POLES: 4 180° CLAMPING YOKE CONNECTION CLAMPING RANGE MAX. : 4 MM² BOX | 1
22832 | 1944120000 | PCB PLUG-IN CONNECTOR FEMALE PLUG 5.08 MM N OF POLES: 5 180° CLAMPING YOKE CONNECTION CLAMPING RANGE MAX. : 4 MM² BOX | 1
22833 | 1944130000 | PCB PLUG-IN CONNECTOR FEMALE PLUG 5.08 MM N OF POLES: 6 180° CLAMPING YOKE CONNECTION CLAMPING RANGE MAX. : 4 MM² BOX | 1
22834 | 1944140000 | PCB PLUG-IN CONNECTOR FEMALE PLUG 5.08 MM N OF POLES: 7 180° CLAMPING YOKE CONNECTION CLAMPING RANGE MAX. : 4 MM² BOX | 1
22835 | 1944150000 | PCB PLUG-IN CONNECTOR FEMALE PLUG 5.08 MM N OF POLES: 8 180° CLAMPING YOKE CONNECTION CLAMPING RANGE MAX. : 4 MM² BOX | 1
22836 | 1944160000 | PCB PLUG-IN CONNECTOR FEMALE PLUG 5.08 MM N OF POLES: 9 180° CLAMPING YOKE CONNECTION CLAMPING RANGE MAX. : 4 MM² BOX | 1
22837 | 1944170000 | PCB PLUG-IN CONNECTOR FEMALE PLUG 5.08 MM N OF POLES: 10 180° CLAMPING YOKE CONNECTION CLAMPING RANGE MAX. : 4 MM² BOX | 1
22838 | 1944180000 | PCB PLUG-IN CONNECTOR FEMALE PLUG 5.08 MM N OF POLES: 11 180° CLAMPING YOKE CONNECTION CLAMPING RANGE MAX. : 4 MM² BOX | 1
22839 | 1944190000 | PCB PLUG-IN CONNECTOR FEMALE PLUG 5.08 MM N OF POLES: 12 180° CLAMPING YOKE CONNECTION CLAMPING RANGE MAX. : 4 MM² BOX | 1
22840 | 1944200000 | PCB PLUG-IN CONNECTOR FEMALE PLUG 5.08 MM N OF POLES: 13 180° CLAMPING YOKE CONNECTION CLAMPING RANGE MAX. : 4 MM² BOX | 1
22841 | 1944210000 | PCB PLUG-IN CONNECTOR FEMALE PLUG 5.08 MM N OF POLES: 14 180° CLAMPING YOKE CONNECTION CLAMPING RANGE MAX. : 4 MM² BOX | 1
22842 | 1944220000 | PCB PLUG-IN CONNECTOR FEMALE PLUG 5.08 MM N OF POLES: 15 180° CLAMPING YOKE CONNECTION CLAMPING RANGE MAX. : 4 MM² BOX | 1
22843 | 1944240000 | PCB PLUG-IN CONNECTOR FEMALE PLUG 5.08 MM N OF POLES: 17 180° CLAMPING YOKE CONNECTION CLAMPING RANGE MAX. : 4 MM² BOX | 1
22844 | 1944250000 | PCB PLUG-IN CONNECTOR FEMALE PLUG 5.08 MM N OF POLES: 18 180° CLAMPING YOKE CONNECTION CLAMPING RANGE MAX. : 4 MM² BOX | 1
22845 | 1944260000 | PCB PLUG-IN CONNECTOR FEMALE PLUG 5.08 MM N OF POLES: 19 180° CLAMPING YOKE CONNECTION CLAMPING RANGE MAX. : 4 MM² BOX | 1
22846 | 1944270000 | PCB PLUG-IN CONNECTOR FEMALE PLUG 5.08 MM N OF POLES: 20 180° CLAMPING YOKE CONNECTION CLAMPING RANGE MAX. : 4 MM² BOX | 1
22847 | 1944280000 | PCB PLUG-IN CONNECTOR FEMALE PLUG 5.08 MM N OF POLES: 21 180° CLAMPING YOKE CONNECTION CLAMPING RANGE MAX. : 4 MM² BOX | 1
22848 | 1944290000 | PCB PLUG-IN CONNECTOR FEMALE PLUG 5.08 MM N OF POLES: 22 180° CLAMPING YOKE CONNECTION CLAMPING RANGE MAX. : 4 MM² BOX | 1
22849 | 1944300000 | PCB PLUG-IN CONNECTOR FEMALE PLUG 5.08 MM N OF POLES: 23 180° CLAMPING YOKE CONNECTION CLAMPING RANGE MAX. : 4 MM² BOX | 1
22850 | 1944310000 | PCB PLUG-IN CONNECTOR FEMALE PLUG 5.08 MM N OF POLES: 24 180° CLAMPING YOKE CONNECTION CLAMPING RANGE MAX. : 4 MM² BOX | 1
22851 | 1944330000 | PCB PLUG-IN CONNECTOR FEMALE PLUG 5.08 MM N OF POLES: 2 180° CLAMPING YOKE CONNECTION CLAMPING RANGE MAX. : 4 MM² BOX | 1
22852 | 1944350000 | PCB PLUG-IN CONNECTOR FEMALE PLUG 5.08 MM N OF POLES: 4 180° CLAMPING YOKE CONNECTION CLAMPING RANGE MAX. : 4 MM² BOX | 1
22853 | 1944360000 | PCB PLUG-IN CONNECTOR FEMALE PLUG 5.08 MM N OF POLES: 5 180° CLAMPING YOKE CONNECTION CLAMPING RANGE MAX. : 4 MM² BOX | 1
22854 | 1944380000 | PCB PLUG-IN CONNECTOR FEMALE PLUG 5.08 MM N OF POLES: 7 180° CLAMPING YOKE CONNECTION CLAMPING RANGE MAX. : 4 MM² BOX | 1
22855 | 1944400000 | PCB PLUG-IN CONNECTOR FEMALE PLUG 5.08 MM N OF POLES: 9 180° CLAMPING YOKE CONNECTION CLAMPING RANGE MAX. : 4 MM² BOX | 1
22856 | 1944410000 | PCB PLUG-IN CONNECTOR FEMALE PLUG 5.08 MM N OF POLES: 10 180° CLAMPING YOKE CONNECTION CLAMPING RANGE MAX. : 4 MM² BOX | 1
22857 | 1944420000 | PCB PLUG-IN CONNECTOR FEMALE PLUG 5.08 MM N OF POLES: 11 180° CLAMPING YOKE CONNECTION CLAMPING RANGE MAX. : 4 MM² BOX | 1
22858 | 1944430000 | PCB PLUG-IN CONNECTOR FEMALE PLUG 5.08 MM N OF POLES: 12 180° CLAMPING YOKE CONNECTION CLAMPING RANGE MAX. : 4 MM² BOX | 1
22859 | 1944450000 | PCB PLUG-IN CONNECTOR FEMALE PLUG 5.08 MM N OF POLES: 14 180° CLAMPING YOKE CONNECTION CLAMPING RANGE MAX. : 4 MM² BOX | 1
22860 | 1944480000 | PCB PLUG-IN CONNECTOR FEMALE PLUG 5.08 MM N OF POLES: 17 180° CLAMPING YOKE CONNECTION CLAMPING RANGE MAX. : 4 MM² BOX | 1
22861 | 1944490000 | PCB PLUG-IN CONNECTOR FEMALE PLUG 5.08 MM N OF POLES: 18 180° CLAMPING YOKE CONNECTION CLAMPING RANGE MAX. : 4 MM² BOX | 1
22862 | 1944500000 | PCB PLUG-IN CONNECTOR FEMALE PLUG 5.08 MM N OF POLES: 19 180° CLAMPING YOKE CONNECTION CLAMPING RANGE MAX. : 4 MM² BOX | 1
22863 | 1944510000 | PCB PLUG-IN CONNECTOR FEMALE PLUG 5.08 MM N OF POLES: 20 180° CLAMPING YOKE CONNECTION CLAMPING RANGE MAX. : 4 MM² BOX | 1
22864 | 1944520000 | PCB PLUG-IN CONNECTOR FEMALE PLUG 5.08 MM N OF POLES: 21 180° CLAMPING YOKE CONNECTION CLAMPING RANGE MAX. : 4 MM² BOX | 1
22865 | 1944550000 | PCB PLUG-IN CONNECTOR FEMALE PLUG 5.08 MM N OF POLES: 24 180° CLAMPING YOKE CONNECTION CLAMPING RANGE MAX. : 4 MM² BOX | 1
22866 | 1944830000 | PCB PLUG-IN CONNECTOR FEMALE PLUG 5.08 MM N OF POLES: 2 180° CLAMPING YOKE CONNECTION CLAMPING RANGE MAX. : 4 MM² BOX | 1
22867 | 1944840000 | PCB PLUG-IN CONNECTOR FEMALE PLUG 5.08 MM N OF POLES: 3 180° CLAMPING YOKE CONNECTION CLAMPING RANGE MAX. : 4 MM² BOX | 1
22868 | 1944850000 | PCB PLUG-IN CONNECTOR FEMALE PLUG 5.08 MM N OF POLES: 4 180° CLAMPING YOKE CONNECTION CLAMPING RANGE MAX. : 4 MM² BOX | 1
22869 | 1944860000 | PCB PLUG-IN CONNECTOR FEMALE PLUG 5.08 MM N OF POLES: 5 180° CLAMPING YOKE CONNECTION CLAMPING RANGE MAX. : 4 MM² BOX | 1
22870 | 1944870000 | PCB PLUG-IN CONNECTOR FEMALE PLUG 5.08 MM N OF POLES: 6 180° CLAMPING YOKE CONNECTION CLAMPING RANGE MAX. : 4 MM² BOX | 1
22871 | 1944880000 | PCB PLUG-IN CONNECTOR FEMALE PLUG 5.08 MM N OF POLES: 7 180° CLAMPING YOKE CONNECTION CLAMPING RANGE MAX. : 4 MM² BOX | 1
22872 | 1944890000 | PCB PLUG-IN CONNECTOR FEMALE PLUG 5.08 MM N OF POLES: 8 180° CLAMPING YOKE CONNECTION CLAMPING RANGE MAX. : 4 MM² BOX | 1
22873 | 1944900000 | PCB PLUG-IN CONNECTOR FEMALE PLUG 5.08 MM N OF POLES: 9 180° CLAMPING YOKE CONNECTION CLAMPING RANGE MAX. : 4 MM² BOX | 1
22874 | 1944910000 | PCB PLUG-IN CONNECTOR FEMALE PLUG 5.08 MM N OF POLES: 10 180° CLAMPING YOKE CONNECTION CLAMPING RANGE MAX. : 4 MM² BOX | 1
22875 | 1944920000 | PCB PLUG-IN CONNECTOR FEMALE PLUG 5.08 MM N OF POLES: 11 180° CLAMPING YOKE CONNECTION CLAMPING RANGE MAX. : 4 MM² BOX | 1
22876 | 1944930000 | PCB PLUG-IN CONNECTOR FEMALE PLUG 5.08 MM N OF POLES: 12 180° CLAMPING YOKE CONNECTION CLAMPING RANGE MAX. : 4 MM² BOX | 1
22877 | 1944940000 | PCB PLUG-IN CONNECTOR FEMALE PLUG 5.08 MM N OF POLES: 13 180° CLAMPING YOKE CONNECTION CLAMPING RANGE MAX. : 4 MM² BOX | 1
22878 | 1944950000 | PCB PLUG-IN CONNECTOR FEMALE PLUG 5.08 MM N OF POLES: 14 180° CLAMPING YOKE CONNECTION CLAMPING RANGE MAX. : 4 MM² BOX | 1
22879 | 1944960000 | PCB PLUG-IN CONNECTOR FEMALE PLUG 5.08 MM N OF POLES: 15 180° CLAMPING YOKE CONNECTION CLAMPING RANGE MAX. : 4 MM² BOX | 1
22880 | 1944970000 | PCB PLUG-IN CONNECTOR FEMALE PLUG 5.08 MM N OF POLES: 16 180° CLAMPING YOKE CONNECTION CLAMPING RANGE MAX. : 4 MM² BOX | 1
22881 | 1944980000 | PCB PLUG-IN CONNECTOR FEMALE PLUG 5.08 MM N OF POLES: 17 180° CLAMPING YOKE CONNECTION CLAMPING RANGE MAX. : 4 MM² BOX | 1
22882 | 1944990000 | PCB PLUG-IN CONNECTOR FEMALE PLUG 5.08 MM N OF POLES: 18 180° CLAMPING YOKE CONNECTION CLAMPING RANGE MAX. : 4 MM² BOX | 1
22883 | 1945000000 | PCB PLUG-IN CONNECTOR FEMALE PLUG 5.08 MM N OF POLES: 19 180° CLAMPING YOKE CONNECTION CLAMPING RANGE MAX. : 4 MM² BOX | 1
22884 | 1945010000 | PCB PLUG-IN CONNECTOR FEMALE PLUG 5.08 MM N OF POLES: 20 180° CLAMPING YOKE CONNECTION CLAMPING RANGE MAX. : 4 MM² BOX | 1
22885 | 1945020000 | PCB PLUG-IN CONNECTOR FEMALE PLUG 5.08 MM N OF POLES: 21 180° CLAMPING YOKE CONNECTION CLAMPING RANGE MAX. : 4 MM² BOX | 1
22886 | 1945030000 | PCB PLUG-IN CONNECTOR FEMALE PLUG 5.08 MM N OF POLES: 22 180° CLAMPING YOKE CONNECTION CLAMPING RANGE MAX. : 4 MM² BOX | 1
22887 | 1945040000 | PCB PLUG-IN CONNECTOR FEMALE PLUG 5.08 MM N OF POLES: 23 180° CLAMPING YOKE CONNECTION CLAMPING RANGE MAX. : 4 MM² BOX | 1
22888 | 1945050000 | PCB PLUG-IN CONNECTOR FEMALE PLUG 5.08 MM N OF POLES: 24 180° CLAMPING YOKE CONNECTION CLAMPING RANGE MAX. : 4 MM² BOX | 1
22889 | 1945060000 | PCB PLUG-IN CONNECTOR FEMALE PLUG 5.08 MM N OF POLES: 2 180° CLAMPING YOKE CONNECTION CLAMPING RANGE MAX. : 4 MM² BOX | 1
22890 | 1945070000 | PCB PLUG-IN CONNECTOR FEMALE PLUG 5.08 MM N OF POLES: 3 180° CLAMPING YOKE CONNECTION CLAMPING RANGE MAX. : 4 MM² BOX | 1
22891 | 1945080000 | PCB PLUG-IN CONNECTOR FEMALE PLUG 5.08 MM N OF POLES: 4 180° CLAMPING YOKE CONNECTION CLAMPING RANGE MAX. : 4 MM² BOX | 1
22892 | 1945090000 | PCB PLUG-IN CONNECTOR FEMALE PLUG 5.08 MM N OF POLES: 5 180° CLAMPING YOKE CONNECTION CLAMPING RANGE MAX. : 4 MM² BOX | 1
22893 | 1945100000 | PCB PLUG-IN CONNECTOR FEMALE PLUG 5.08 MM N OF POLES: 6 180° CLAMPING YOKE CONNECTION CLAMPING RANGE MAX. : 4 MM² BOX | 1
22894 | 1945120000 | PCB PLUG-IN CONNECTOR FEMALE PLUG 5.08 MM N OF POLES: 8 180° CLAMPING YOKE CONNECTION CLAMPING RANGE MAX. : 4 MM² BOX | 1
22895 | 1945130000 | PCB PLUG-IN CONNECTOR FEMALE PLUG 5.08 MM N OF POLES: 9 180° CLAMPING YOKE CONNECTION CLAMPING RANGE MAX. : 4 MM² BOX | 1
22896 | 1945140000 | PCB PLUG-IN CONNECTOR FEMALE PLUG 5.08 MM N OF POLES: 10 180° CLAMPING YOKE CONNECTION CLAMPING RANGE MAX. : 4 MM² BOX | 1
22897 | 1945150000 | PCB PLUG-IN CONNECTOR FEMALE PLUG 5.08 MM N OF POLES: 11 180° CLAMPING YOKE CONNECTION CLAMPING RANGE MAX. : 4 MM² BOX | 1
22898 | 1945160000 | PCB PLUG-IN CONNECTOR FEMALE PLUG 5.08 MM N OF POLES: 12 180° CLAMPING YOKE CONNECTION CLAMPING RANGE MAX. : 4 MM² BOX | 1
22899 | 1945180000 | PCB PLUG-IN CONNECTOR FEMALE PLUG 5.08 MM N OF POLES: 14 180° CLAMPING YOKE CONNECTION CLAMPING RANGE MAX. : 4 MM² BOX | 1
22900 | 1945200000 | PCB PLUG-IN CONNECTOR FEMALE PLUG 5.08 MM N OF POLES: 16 180° CLAMPING YOKE CONNECTION CLAMPING RANGE MAX. : 4 MM² BOX | 1
22901 | 1945210000 | PCB PLUG-IN CONNECTOR FEMALE PLUG 5.08 MM N OF POLES: 17 180° CLAMPING YOKE CONNECTION CLAMPING RANGE MAX. : 4 MM² BOX | 1
22902 | 1945220000 | PCB PLUG-IN CONNECTOR FEMALE PLUG 5.08 MM N OF POLES: 18 180° CLAMPING YOKE CONNECTION CLAMPING RANGE MAX. : 4 MM² BOX | 1
22903 | 1945240000 | PCB PLUG-IN CONNECTOR FEMALE PLUG 5.08 MM N OF POLES: 20 180° CLAMPING YOKE CONNECTION CLAMPING RANGE MAX. : 4 MM² BOX | 1
22904 | 1945750000 | PCB PLUG-IN CONNECTOR FEMALE PLUG 5.08 MM N OF POLES: 2 225° CLAMPING YOKE CONNECTION CLAMPING RANGE MAX. : 4 MM² BOX | 1
22905 | 1945760000 | PCB PLUG-IN CONNECTOR FEMALE PLUG 5.08 MM N OF POLES: 3 225° CLAMPING YOKE CONNECTION CLAMPING RANGE MAX. : 4 MM² BOX | 1
22906 | 1945770000 | PCB PLUG-IN CONNECTOR FEMALE PLUG 5.08 MM N OF POLES: 4 225° CLAMPING YOKE CONNECTION CLAMPING RANGE MAX. : 4 MM² BOX | 1
22907 | 1945780000 | PCB PLUG-IN CONNECTOR FEMALE PLUG 5.08 MM N OF POLES: 5 225° CLAMPING YOKE CONNECTION CLAMPING RANGE MAX. : 4 MM² BOX | 1
22908 | 1945790000 | PCB PLUG-IN CONNECTOR FEMALE PLUG 5.08 MM N OF POLES: 6 225° CLAMPING YOKE CONNECTION CLAMPING RANGE MAX. : 4 MM² BOX | 1
22909 | 1945800000 | PCB PLUG-IN CONNECTOR FEMALE PLUG 5.08 MM N OF POLES: 7 225° CLAMPING YOKE CONNECTION CLAMPING RANGE MAX. : 4 MM² BOX | 1
22910 | 1945810000 | PCB PLUG-IN CONNECTOR FEMALE PLUG 5.08 MM N OF POLES: 8 225° CLAMPING YOKE CONNECTION CLAMPING RANGE MAX. : 4 MM² BOX | 1
22911 | 1945820000 | PCB PLUG-IN CONNECTOR FEMALE PLUG 5.08 MM N OF POLES: 9 225° CLAMPING YOKE CONNECTION CLAMPING RANGE MAX. : 4 MM² BOX | 1
22912 | 1945830000 | PCB PLUG-IN CONNECTOR FEMALE PLUG 5.08 MM N OF POLES: 10 225° CLAMPING YOKE CONNECTION CLAMPING RANGE MAX. : 4 MM² BOX | 1
22913 | 1945840000 | PCB PLUG-IN CONNECTOR FEMALE PLUG 5.08 MM N OF POLES: 11 225° CLAMPING YOKE CONNECTION CLAMPING RANGE MAX. : 4 MM² BOX | 1
22914 | 1945850000 | PCB PLUG-IN CONNECTOR FEMALE PLUG 5.08 MM N OF POLES: 12 225° CLAMPING YOKE CONNECTION CLAMPING RANGE MAX. : 4 MM² BOX | 1
22915 | 1945860000 | PCB PLUG-IN CONNECTOR FEMALE PLUG 5.08 MM N OF POLES: 13 225° CLAMPING YOKE CONNECTION CLAMPING RANGE MAX. : 4 MM² BOX | 1
22916 | 1945870000 | PCB PLUG-IN CONNECTOR FEMALE PLUG 5.08 MM N OF POLES: 14 225° CLAMPING YOKE CONNECTION CLAMPING RANGE MAX. : 4 MM² BOX | 1
22917 | 1945880000 | PCB PLUG-IN CONNECTOR FEMALE PLUG 5.08 MM N OF POLES: 15 225° CLAMPING YOKE CONNECTION CLAMPING RANGE MAX. : 4 MM² BOX | 1
22918 | 1945890000 | PCB PLUG-IN CONNECTOR FEMALE PLUG 5.08 MM N OF POLES: 16 225° CLAMPING YOKE CONNECTION CLAMPING RANGE MAX. : 4 MM² BOX | 1
22919 | 1945900000 | PCB PLUG-IN CONNECTOR FEMALE PLUG 5.08 MM N OF POLES: 17 225° CLAMPING YOKE CONNECTION CLAMPING RANGE MAX. : 4 MM² BOX | 1
22920 | 1945910000 | PCB PLUG-IN CONNECTOR FEMALE PLUG 5.08 MM N OF POLES: 18 225° CLAMPING YOKE CONNECTION CLAMPING RANGE MAX. : 4 MM² BOX | 1
22921 | 1945920000 | PCB PLUG-IN CONNECTOR FEMALE PLUG 5.08 MM N OF POLES: 19 225° CLAMPING YOKE CONNECTION CLAMPING RANGE MAX. : 4 MM² BOX | 1
22922 | 1945930000 | PCB PLUG-IN CONNECTOR FEMALE PLUG 5.08 MM N OF POLES: 20 225° CLAMPING YOKE CONNECTION CLAMPING RANGE MAX. : 4 MM² BOX | 1
22923 | 1945940000 | PCB PLUG-IN CONNECTOR FEMALE PLUG 5.08 MM N OF POLES: 21 225° CLAMPING YOKE CONNECTION CLAMPING RANGE MAX. : 4 MM² BOX | 1
22924 | 1945950000 | PCB PLUG-IN CONNECTOR FEMALE PLUG 5.08 MM N OF POLES: 22 225° CLAMPING YOKE CONNECTION CLAMPING RANGE MAX. : 4 MM² BOX | 1
22925 | 1945960000 | PCB PLUG-IN CONNECTOR FEMALE PLUG 5.08 MM N OF POLES: 23 225° CLAMPING YOKE CONNECTION CLAMPING RANGE MAX. : 4 MM² BOX | 1
22926 | 1945970000 | PCB PLUG-IN CONNECTOR FEMALE PLUG 5.08 MM N OF POLES: 24 225° CLAMPING YOKE CONNECTION CLAMPING RANGE MAX. : 4 MM² BOX | 1
22927 | 1945980000 | PCB PLUG-IN CONNECTOR FEMALE PLUG 5.08 MM N OF POLES: 2 225° CLAMPING YOKE CONNECTION CLAMPING RANGE MAX. : 4 MM² BOX | 1
22928 | 1945990000 | PCB PLUG-IN CONNECTOR FEMALE PLUG 5.08 MM N OF POLES: 3 225° CLAMPING YOKE CONNECTION CLAMPING RANGE MAX. : 4 MM² BOX | 1
22929 | 1946080000 | PCB PLUG-IN CONNECTOR FEMALE PLUG 5.08 MM N OF POLES: 12 225° CLAMPING YOKE CONNECTION CLAMPING RANGE MAX. : 4 MM² BOX | 1
22930 | 1946110000 | PCB PLUG-IN CONNECTOR FEMALE PLUG 5.08 MM N OF POLES: 15 225° CLAMPING YOKE CONNECTION CLAMPING RANGE MAX. : 4 MM² BOX | 1
22931 | 1946140000 | PCB PLUG-IN CONNECTOR FEMALE PLUG 5.08 MM N OF POLES: 18 225° CLAMPING YOKE CONNECTION CLAMPING RANGE MAX. : 4 MM² BOX | 1
22932 | 1946200000 | PCB PLUG-IN CONNECTOR FEMALE PLUG 5.08 MM N OF POLES: 24 225° CLAMPING YOKE CONNECTION CLAMPING RANGE MAX. : 4 MM² BOX | 1
22933 | 1946910000 | PCB PLUG-IN CONNECTOR FEMALE PLUG 5.08 MM N OF POLES: 10 225° CLAMPING YOKE CONNECTION CLAMPING RANGE MAX. : 4 MM² BOX | 1
22934 | 1947540000 | PCB PLUG-IN CONNECTOR FEMALE PLUG 5.08 MM N OF POLES: 3 270° CLAMPING YOKE CONNECTION CLAMPING RANGE MAX. : 4 MM² BOX | 1
22935 | 1947550000 | PCB PLUG-IN CONNECTOR FEMALE PLUG 5.08 MM N OF POLES: 4 270° CLAMPING YOKE CONNECTION CLAMPING RANGE MAX. : 4 MM² BOX | 1
22936 | 1947560000 | PCB PLUG-IN CONNECTOR FEMALE PLUG 5.08 MM N OF POLES: 5 270° CLAMPING YOKE CONNECTION CLAMPING RANGE MAX. : 4 MM² BOX | 1
22937 | 1947570000 | PCB PLUG-IN CONNECTOR FEMALE PLUG 5.08 MM N OF POLES: 6 270° CLAMPING YOKE CONNECTION CLAMPING RANGE MAX. : 4 MM² BOX | 1
22938 | 1947580000 | PCB PLUG-IN CONNECTOR FEMALE PLUG 5.08 MM N OF POLES: 7 270° CLAMPING YOKE CONNECTION CLAMPING RANGE MAX. : 4 MM² BOX | 1
22939 | 1947590000 | PCB PLUG-IN CONNECTOR FEMALE PLUG 5.08 MM N OF POLES: 8 270° CLAMPING YOKE CONNECTION CLAMPING RANGE MAX. : 4 MM² BOX | 1
22940 | 1947600000 | PCB PLUG-IN CONNECTOR FEMALE PLUG 5.08 MM N OF POLES: 9 270° CLAMPING YOKE CONNECTION CLAMPING RANGE MAX. : 4 MM² BOX | 1
22941 | 1947610000 | PCB PLUG-IN CONNECTOR FEMALE PLUG 5.08 MM N OF POLES: 10 270° CLAMPING YOKE CONNECTION CLAMPING RANGE MAX. : 4 MM² BOX | 1
22942 | 1947620000 | PCB PLUG-IN CONNECTOR FEMALE PLUG 5.08 MM N OF POLES: 11 270° CLAMPING YOKE CONNECTION CLAMPING RANGE MAX. : 4 MM² BOX | 1
22943 | 1947630000 | PCB PLUG-IN CONNECTOR FEMALE PLUG 5.08 MM N OF POLES: 12 270° CLAMPING YOKE CONNECTION CLAMPING RANGE MAX. : 4 MM² BOX | 1
22944 | 1947640000 | PCB PLUG-IN CONNECTOR FEMALE PLUG 5.08 MM N OF POLES: 13 270° CLAMPING YOKE CONNECTION CLAMPING RANGE MAX. : 4 MM² BOX | 1
22945 | 1947650000 | PCB PLUG-IN CONNECTOR FEMALE PLUG 5.08 MM N OF POLES: 14 270° CLAMPING YOKE CONNECTION CLAMPING RANGE MAX. : 4 MM² BOX | 1
22946 | 1947660000 | PCB PLUG-IN CONNECTOR FEMALE PLUG 5.08 MM N OF POLES: 15 270° CLAMPING YOKE CONNECTION CLAMPING RANGE MAX. : 4 MM² BOX | 1
22947 | 1947670000 | PCB PLUG-IN CONNECTOR FEMALE PLUG 5.08 MM N OF POLES: 16 270° CLAMPING YOKE CONNECTION CLAMPING RANGE MAX. : 4 MM² BOX | 1
22948 | 1947680000 | PCB PLUG-IN CONNECTOR FEMALE PLUG 5.08 MM N OF POLES: 17 270° CLAMPING YOKE CONNECTION CLAMPING RANGE MAX. : 4 MM² BOX | 1
22949 | 1947690000 | PCB PLUG-IN CONNECTOR FEMALE PLUG 5.08 MM N OF POLES: 18 270° CLAMPING YOKE CONNECTION CLAMPING RANGE MAX. : 4 MM² BOX | 1
22950 | 1947700000 | PCB PLUG-IN CONNECTOR FEMALE PLUG 5.08 MM N OF POLES: 19 270° CLAMPING YOKE CONNECTION CLAMPING RANGE MAX. : 4 MM² BOX | 1
22951 | 1947710000 | PCB PLUG-IN CONNECTOR FEMALE PLUG 5.08 MM N OF POLES: 20 270° CLAMPING YOKE CONNECTION CLAMPING RANGE MAX. : 4 MM² BOX | 1
22952 | 1947720000 | PCB PLUG-IN CONNECTOR FEMALE PLUG 5.08 MM N OF POLES: 21 270° CLAMPING YOKE CONNECTION CLAMPING RANGE MAX. : 4 MM² BOX | 1
22953 | 1947730000 | PCB PLUG-IN CONNECTOR FEMALE PLUG 5.08 MM N OF POLES: 22 270° CLAMPING YOKE CONNECTION CLAMPING RANGE MAX. : 4 MM² BOX | 1
22954 | 1947740000 | PCB PLUG-IN CONNECTOR FEMALE PLUG 5.08 MM N OF POLES: 23 270° CLAMPING YOKE CONNECTION CLAMPING RANGE MAX. : 4 MM² BOX | 1
22955 | 1947750000 | PCB PLUG-IN CONNECTOR FEMALE PLUG 5.08 MM N OF POLES: 24 270° CLAMPING YOKE CONNECTION CLAMPING RANGE MAX. : 4 MM² BOX | 1
22956 | 1947770000 | PCB PLUG-IN CONNECTOR FEMALE PLUG 5.08 MM N OF POLES: 3 270° CLAMPING YOKE CONNECTION CLAMPING RANGE MAX. : 4 MM² BOX | 1
22957 | 1947780000 | PCB PLUG-IN CONNECTOR FEMALE PLUG 5.08 MM N OF POLES: 4 270° CLAMPING YOKE CONNECTION CLAMPING RANGE MAX. : 4 MM² BOX | 1
22958 | 1947790000 | PCB PLUG-IN CONNECTOR FEMALE PLUG 5.08 MM N OF POLES: 5 270° CLAMPING YOKE CONNECTION CLAMPING RANGE MAX. : 4 MM² BOX | 1
22959 | 1947840000 | PCB PLUG-IN CONNECTOR FEMALE PLUG 5.08 MM N OF POLES: 10 270° CLAMPING YOKE CONNECTION CLAMPING RANGE MAX. : 4 MM² BOX | 1
22960 | 1947900000 | PCB PLUG-IN CONNECTOR FEMALE PLUG 5.08 MM N OF POLES: 16 270° CLAMPING YOKE CONNECTION CLAMPING RANGE MAX. : 4 MM² BOX | 1
22961 | 1947920000 | PCB PLUG-IN CONNECTOR FEMALE PLUG 5.08 MM N OF POLES: 18 270° CLAMPING YOKE CONNECTION CLAMPING RANGE MAX. : 4 MM² BOX | 1
22962 | 1948010000 | PCB PLUG-IN CONNECTOR FEMALE PLUG 5.08 MM N OF POLES: 3 90° CLAMPING YOKE CONNECTION CLAMPING RANGE MAX. : 4 MM² BOX | 1
22963 | 1948030000 | PCB PLUG-IN CONNECTOR FEMALE PLUG 5.08 MM N OF POLES: 5 90° CLAMPING YOKE CONNECTION CLAMPING RANGE MAX. : 4 MM² BOX | 1
22964 | 1948040000 | PCB PLUG-IN CONNECTOR FEMALE PLUG 5.08 MM N OF POLES: 6 90° CLAMPING YOKE CONNECTION CLAMPING RANGE MAX. : 4 MM² BOX | 1
22965 | 1948050000 | PCB PLUG-IN CONNECTOR FEMALE PLUG 5.08 MM N OF POLES: 7 90° CLAMPING YOKE CONNECTION CLAMPING RANGE MAX. : 4 MM² BOX | 1
22966 | 1948070000 | PCB PLUG-IN CONNECTOR FEMALE PLUG 5.08 MM N OF POLES: 9 90° CLAMPING YOKE CONNECTION CLAMPING RANGE MAX. : 4 MM² BOX | 1
22967 | 1948080000 | PCB PLUG-IN CONNECTOR FEMALE PLUG 5.08 MM N OF POLES: 10 90° CLAMPING YOKE CONNECTION CLAMPING RANGE MAX. : 4 MM² BOX | 1
22968 | 1948100000 | PCB PLUG-IN CONNECTOR FEMALE PLUG 5.08 MM N OF POLES: 11 90° CLAMPING YOKE CONNECTION CLAMPING RANGE MAX. : 4 MM² BOX | 1
22969 | 1948110000 | PCB PLUG-IN CONNECTOR FEMALE PLUG 5.08 MM N OF POLES: 12 90° CLAMPING YOKE CONNECTION CLAMPING RANGE MAX. : 4 MM² BOX | 1
22970 | 1948120000 | PCB PLUG-IN CONNECTOR FEMALE PLUG 5.08 MM N OF POLES: 13 90° CLAMPING YOKE CONNECTION CLAMPING RANGE MAX. : 4 MM² BOX | 1
22971 | 1948130000 | PCB PLUG-IN CONNECTOR FEMALE PLUG 5.08 MM N OF POLES: 14 90° CLAMPING YOKE CONNECTION CLAMPING RANGE MAX. : 4 MM² BOX | 1
22972 | 1948140000 | PCB PLUG-IN CONNECTOR FEMALE PLUG 5.08 MM N OF POLES: 15 90° CLAMPING YOKE CONNECTION CLAMPING RANGE MAX. : 4 MM² BOX | 1
22973 | 1948150000 | PCB PLUG-IN CONNECTOR FEMALE PLUG 5.08 MM N OF POLES: 16 90° CLAMPING YOKE CONNECTION CLAMPING RANGE MAX. : 4 MM² BOX | 1
22974 | 1948160000 | PCB PLUG-IN CONNECTOR FEMALE PLUG 5.08 MM N OF POLES: 17 90° CLAMPING YOKE CONNECTION CLAMPING RANGE MAX. : 4 MM² BOX | 1
22975 | 1948170000 | PCB PLUG-IN CONNECTOR FEMALE PLUG 5.08 MM N OF POLES: 18 90° CLAMPING YOKE CONNECTION CLAMPING RANGE MAX. : 4 MM² BOX | 1
22976 | 1948180000 | PCB PLUG-IN CONNECTOR FEMALE PLUG 5.08 MM N OF POLES: 19 90° CLAMPING YOKE CONNECTION CLAMPING RANGE MAX. : 4 MM² BOX | 1
22977 | 1948190000 | PCB PLUG-IN CONNECTOR FEMALE PLUG 5.08 MM N OF POLES: 20 90° CLAMPING YOKE CONNECTION CLAMPING RANGE MAX. : 4 MM² BOX | 1
22978 | 1948200000 | PCB PLUG-IN CONNECTOR FEMALE PLUG 5.08 MM N OF POLES: 21 90° CLAMPING YOKE CONNECTION CLAMPING RANGE MAX. : 4 MM² BOX | 1
22979 | 1948210000 | PCB PLUG-IN CONNECTOR FEMALE PLUG 5.08 MM N OF POLES: 22 90° CLAMPING YOKE CONNECTION CLAMPING RANGE MAX. : 4 MM² BOX | 1
22980 | 1948220000 | PCB PLUG-IN CONNECTOR FEMALE PLUG 5.08 MM N OF POLES: 23 90° CLAMPING YOKE CONNECTION CLAMPING RANGE MAX. : 4 MM² BOX | 1
22981 | 1948230000 | PCB PLUG-IN CONNECTOR FEMALE PLUG 5.08 MM N OF POLES: 24 90° CLAMPING YOKE CONNECTION CLAMPING RANGE MAX. : 4 MM² BOX | 1
22982 | 1948240000 | PCB PLUG-IN CONNECTOR FEMALE PLUG 5.08 MM N OF POLES: 2 90° CLAMPING YOKE CONNECTION CLAMPING RANGE MAX. : 4 MM² BOX | 1
22983 | 1948250000 | PCB PLUG-IN CONNECTOR FEMALE PLUG 5.08 MM N OF POLES: 3 90° CLAMPING YOKE CONNECTION CLAMPING RANGE MAX. : 4 MM² BOX | 1
22984 | 1948260000 | PCB PLUG-IN CONNECTOR FEMALE PLUG 5.08 MM N OF POLES: 4 90° CLAMPING YOKE CONNECTION CLAMPING RANGE MAX. : 4 MM² BOX | 1
22985 | 1948270000 | PCB PLUG-IN CONNECTOR FEMALE PLUG 5.08 MM N OF POLES: 5 90° CLAMPING YOKE CONNECTION CLAMPING RANGE MAX. : 4 MM² BOX | 1
22986 | 1948280000 | PCB PLUG-IN CONNECTOR FEMALE PLUG 5.08 MM N OF POLES: 6 90° CLAMPING YOKE CONNECTION CLAMPING RANGE MAX. : 4 MM² BOX | 1
22987 | 1948290000 | PCB PLUG-IN CONNECTOR FEMALE PLUG 5.08 MM N OF POLES: 7 90° CLAMPING YOKE CONNECTION CLAMPING RANGE MAX. : 4 MM² BOX | 1
22988 | 1948300000 | PCB PLUG-IN CONNECTOR FEMALE PLUG 5.08 MM N OF POLES: 8 90° CLAMPING YOKE CONNECTION CLAMPING RANGE MAX. : 4 MM² BOX | 1
22989 | 1948310000 | PCB PLUG-IN CONNECTOR FEMALE PLUG 5.08 MM N OF POLES: 9 90° CLAMPING YOKE CONNECTION CLAMPING RANGE MAX. : 4 MM² BOX | 1
22990 | 1948320000 | PCB PLUG-IN CONNECTOR FEMALE PLUG 5.08 MM N OF POLES: 10 90° CLAMPING YOKE CONNECTION CLAMPING RANGE MAX. : 4 MM² BOX | 1
22991 | 1948330000 | PCB PLUG-IN CONNECTOR FEMALE PLUG 5.08 MM N OF POLES: 11 90° CLAMPING YOKE CONNECTION CLAMPING RANGE MAX. : 4 MM² BOX | 1
22992 | 1948340000 | PCB PLUG-IN CONNECTOR FEMALE PLUG 5.08 MM N OF POLES: 12 90° CLAMPING YOKE CONNECTION CLAMPING RANGE MAX. : 4 MM² BOX | 1
22993 | 1948350000 | PCB PLUG-IN CONNECTOR FEMALE PLUG 5.08 MM N OF POLES: 13 90° CLAMPING YOKE CONNECTION CLAMPING RANGE MAX. : 4 MM² BOX | 1
22994 | 1948360000 | PCB PLUG-IN CONNECTOR FEMALE PLUG 5.08 MM N OF POLES: 14 90° CLAMPING YOKE CONNECTION CLAMPING RANGE MAX. : 4 MM² BOX | 1
22995 | 1948370000 | PCB PLUG-IN CONNECTOR FEMALE PLUG 5.08 MM N OF POLES: 15 90° CLAMPING YOKE CONNECTION CLAMPING RANGE MAX. : 4 MM² BOX | 1
22996 | 1948380000 | PCB PLUG-IN CONNECTOR FEMALE PLUG 5.08 MM N OF POLES: 16 90° CLAMPING YOKE CONNECTION CLAMPING RANGE MAX. : 4 MM² BOX | 1
22997 | 1948390000 | PCB PLUG-IN CONNECTOR FEMALE PLUG 5.08 MM N OF POLES: 17 90° CLAMPING YOKE CONNECTION CLAMPING RANGE MAX. : 4 MM² BOX | 1
22998 | 1948400000 | PCB PLUG-IN CONNECTOR FEMALE PLUG 5.08 MM N OF POLES: 18 90° CLAMPING YOKE CONNECTION CLAMPING RANGE MAX. : 4 MM² BOX | 1
22999 | 1948410000 | PCB PLUG-IN CONNECTOR FEMALE PLUG 5.08 MM N OF POLES: 19 90° CLAMPING YOKE CONNECTION CLAMPING RANGE MAX. : 4 MM² BOX | 1
23000 | 1958260000 | PCB PLUG-IN CONNECTOR FEMALE PLUG 5.00 MM N OF POLES: 6 90° CLAMPING YOKE CONNECTION CLAMPING RANGE MAX. : 4 MM² BOX | 1
23001 | 1958270000 | PCB PLUG-IN CONNECTOR FEMALE PLUG 5.00 MM N OF POLES: 5 90° CLAMPING YOKE CONNECTION CLAMPING RANGE MAX. : 4 MM² BOX | 1
23002 | 1958280000 | PCB PLUG-IN CONNECTOR FEMALE PLUG 5.00 MM N OF POLES: 4 90° CLAMPING YOKE CONNECTION CLAMPING RANGE MAX. : 4 MM² BOX | 1
23003 | 1958290000 | PCB PLUG-IN CONNECTOR FEMALE PLUG 5.00 MM N OF POLES: 3 90° CLAMPING YOKE CONNECTION CLAMPING RANGE MAX. : 4 MM² BOX | 1
23004 | 1958300000 | PCB PLUG-IN CONNECTOR FEMALE PLUG 5.00 MM N OF POLES: 2 90° CLAMPING YOKE CONNECTION CLAMPING RANGE MAX. : 4 MM² BOX | 1
23005 | 1958400000 | PCB PLUG-IN CONNECTOR FEMALE PLUG 5.00 MM N OF POLES: 20 90° CLAMPING YOKE CONNECTION CLAMPING RANGE MAX. : 4 MM² BOX | 1
23006 | 1958540000 | PCB PLUG-IN CONNECTOR FEMALE PLUG 5.00 MM N OF POLES: 13 90° CLAMPING YOKE CONNECTION CLAMPING RANGE MAX. : 4 MM² BOX | 1
23007 | 1958550000 | PCB PLUG-IN CONNECTOR FEMALE PLUG 5.00 MM N OF POLES: 12 90° CLAMPING YOKE CONNECTION CLAMPING RANGE MAX. : 4 MM² BOX | 1
23008 | 1958570000 | PCB PLUG-IN CONNECTOR FEMALE PLUG 5.00 MM N OF POLES: 10 90° CLAMPING YOKE CONNECTION CLAMPING RANGE MAX. : 4 MM² BOX | 1
23009 | 1958580000 | PCB PLUG-IN CONNECTOR FEMALE PLUG 5.00 MM N OF POLES: 9 90° CLAMPING YOKE CONNECTION CLAMPING RANGE MAX. : 4 MM² BOX | 1
23010 | 1958590000 | PCB PLUG-IN CONNECTOR FEMALE PLUG 5.00 MM N OF POLES: 8 90° CLAMPING YOKE CONNECTION CLAMPING RANGE MAX. : 4 MM² BOX | 1
23011 | 1958610000 | PCB PLUG-IN CONNECTOR FEMALE PLUG 5.00 MM N OF POLES: 6 90° CLAMPING YOKE CONNECTION CLAMPING RANGE MAX. : 4 MM² BOX | 1
23012 | 1958620000 | PCB PLUG-IN CONNECTOR FEMALE PLUG 5.00 MM N OF POLES: 5 90° CLAMPING YOKE CONNECTION CLAMPING RANGE MAX. : 4 MM² BOX | 1
23013 | 1958630000 | PCB PLUG-IN CONNECTOR FEMALE PLUG 5.00 MM N OF POLES: 4 90° CLAMPING YOKE CONNECTION CLAMPING RANGE MAX. : 4 MM² BOX | 1
23014 | 1958640000 | PCB PLUG-IN CONNECTOR FEMALE PLUG 5.00 MM N OF POLES: 3 90° CLAMPING YOKE CONNECTION CLAMPING RANGE MAX. : 4 MM² BOX | 1
23015 | 1958650000 | PCB PLUG-IN CONNECTOR FEMALE PLUG 5.00 MM N OF POLES: 2 90° CLAMPING YOKE CONNECTION CLAMPING RANGE MAX. : 4 MM² BOX | 1
23016 | 1958660000 | PCB PLUG-IN CONNECTOR FEMALE PLUG 5.00 MM N OF POLES: 24 90° CLAMPING YOKE CONNECTION CLAMPING RANGE MAX. : 4 MM² BOX | 1
23017 | 1958670000 | PCB PLUG-IN CONNECTOR FEMALE PLUG 5.00 MM N OF POLES: 23 90° CLAMPING YOKE CONNECTION CLAMPING RANGE MAX. : 4 MM² BOX | 1
23018 | 1958680000 | PCB PLUG-IN CONNECTOR FEMALE PLUG 5.00 MM N OF POLES: 22 90° CLAMPING YOKE CONNECTION CLAMPING RANGE MAX. : 4 MM² BOX | 1
23019 | 1958690000 | PCB PLUG-IN CONNECTOR FEMALE PLUG 5.00 MM N OF POLES: 21 90° CLAMPING YOKE CONNECTION CLAMPING RANGE MAX. : 4 MM² BOX | 1
23020 | 1958700000 | PCB PLUG-IN CONNECTOR FEMALE PLUG 5.00 MM N OF POLES: 20 90° CLAMPING YOKE CONNECTION CLAMPING RANGE MAX. : 4 MM² BOX | 1
23021 | 1958710000 | PCB PLUG-IN CONNECTOR FEMALE PLUG 5.00 MM N OF POLES: 19 90° CLAMPING YOKE CONNECTION CLAMPING RANGE MAX. : 4 MM² BOX | 1
23022 | 1958720000 | PCB PLUG-IN CONNECTOR FEMALE PLUG 5.00 MM N OF POLES: 18 90° CLAMPING YOKE CONNECTION CLAMPING RANGE MAX. : 4 MM² BOX | 1
23023 | 1958730000 | PCB PLUG-IN CONNECTOR FEMALE PLUG 5.00 MM N OF POLES: 17 90° CLAMPING YOKE CONNECTION CLAMPING RANGE MAX. : 4 MM² BOX | 1
23024 | 1958740000 | PCB PLUG-IN CONNECTOR FEMALE PLUG 5.00 MM N OF POLES: 16 90° CLAMPING YOKE CONNECTION CLAMPING RANGE MAX. : 4 MM² BOX | 1
23025 | 1958750000 | PCB PLUG-IN CONNECTOR FEMALE PLUG 5.00 MM N OF POLES: 15 90° CLAMPING YOKE CONNECTION CLAMPING RANGE MAX. : 4 MM² BOX | 1
23026 | 1958760000 | PCB PLUG-IN CONNECTOR FEMALE PLUG 5.00 MM N OF POLES: 14 90° CLAMPING YOKE CONNECTION CLAMPING RANGE MAX. : 4 MM² BOX | 1
23027 | 1958770000 | PCB PLUG-IN CONNECTOR FEMALE PLUG 5.00 MM N OF POLES: 13 90° CLAMPING YOKE CONNECTION CLAMPING RANGE MAX. : 4 MM² BOX | 1
23028 | 1958780000 | PCB PLUG-IN CONNECTOR FEMALE PLUG 5.00 MM N OF POLES: 11 90° CLAMPING YOKE CONNECTION CLAMPING RANGE MAX. : 4 MM² BOX | 1
23029 | 1958790000 | PCB PLUG-IN CONNECTOR FEMALE PLUG 5.00 MM N OF POLES: 10 90° CLAMPING YOKE CONNECTION CLAMPING RANGE MAX. : 4 MM² BOX | 1
23030 | 1958800000 | PCB PLUG-IN CONNECTOR FEMALE PLUG 5.00 MM N OF POLES: 9 90° CLAMPING YOKE CONNECTION CLAMPING RANGE MAX. : 4 MM² BOX | 1
23031 | 1958810000 | PCB PLUG-IN CONNECTOR FEMALE PLUG 5.00 MM N OF POLES: 8 90° CLAMPING YOKE CONNECTION CLAMPING RANGE MAX. : 4 MM² BOX | 1
23032 | 1958820000 | PCB PLUG-IN CONNECTOR FEMALE PLUG 5.00 MM N OF POLES: 7 90° CLAMPING YOKE CONNECTION CLAMPING RANGE MAX. : 4 MM² BOX | 1
23033 | 1958830000 | PCB PLUG-IN CONNECTOR FEMALE PLUG 5.00 MM N OF POLES: 6 90° CLAMPING YOKE CONNECTION CLAMPING RANGE MAX. : 4 MM² BOX | 1
23034 | 1958840000 | PCB PLUG-IN CONNECTOR FEMALE PLUG 5.00 MM N OF POLES: 5 90° CLAMPING YOKE CONNECTION CLAMPING RANGE MAX. : 4 MM² BOX | 1
23035 | 1958850000 | PCB PLUG-IN CONNECTOR FEMALE PLUG 5.00 MM N OF POLES: 4 90° CLAMPING YOKE CONNECTION CLAMPING RANGE MAX. : 4 MM² BOX | 1
23036 | 1958860000 | PCB PLUG-IN CONNECTOR FEMALE PLUG 5.00 MM N OF POLES: 3 90° CLAMPING YOKE CONNECTION CLAMPING RANGE MAX. : 4 MM² BOX | 1
23037 | 1958870000 | PCB PLUG-IN CONNECTOR FEMALE PLUG 5.00 MM N OF POLES: 2 90° CLAMPING YOKE CONNECTION CLAMPING RANGE MAX. : 4 MM² BOX | 1
23038 | 1958910000 | PCB PLUG-IN CONNECTOR FEMALE PLUG 5.00 MM N OF POLES: 21 90° CLAMPING YOKE CONNECTION CLAMPING RANGE MAX. : 4 MM² BOX | 1
23039 | 1958970000 | PCB PLUG-IN CONNECTOR FEMALE PLUG 5.00 MM N OF POLES: 15 90° CLAMPING YOKE CONNECTION CLAMPING RANGE MAX. : 4 MM² BOX | 1
23040 | 1959000000 | PCB PLUG-IN CONNECTOR FEMALE PLUG 5.00 MM N OF POLES: 12 90° CLAMPING YOKE CONNECTION CLAMPING RANGE MAX. : 4 MM² BOX | 1
23041 | 1959010000 | PCB PLUG-IN CONNECTOR FEMALE PLUG 5.00 MM N OF POLES: 11 90° CLAMPING YOKE CONNECTION CLAMPING RANGE MAX. : 4 MM² BOX | 1
23042 | 1959030000 | PCB PLUG-IN CONNECTOR FEMALE PLUG 5.00 MM N OF POLES: 9 90° CLAMPING YOKE CONNECTION CLAMPING RANGE MAX. : 4 MM² BOX | 1
23043 | 1959040000 | PCB PLUG-IN CONNECTOR FEMALE PLUG 5.00 MM N OF POLES: 8 90° CLAMPING YOKE CONNECTION CLAMPING RANGE MAX. : 4 MM² BOX | 1
23044 | 1959060000 | PCB PLUG-IN CONNECTOR FEMALE PLUG 5.00 MM N OF POLES: 6 90° CLAMPING YOKE CONNECTION CLAMPING RANGE MAX. : 4 MM² BOX | 1
23045 | 1959070000 | PCB PLUG-IN CONNECTOR FEMALE PLUG 5.00 MM N OF POLES: 5 90° CLAMPING YOKE CONNECTION CLAMPING RANGE MAX. : 4 MM² BOX | 1
23046 | 1959080000 | PCB PLUG-IN CONNECTOR FEMALE PLUG 5.00 MM N OF POLES: 4 90° CLAMPING YOKE CONNECTION CLAMPING RANGE MAX. : 4 MM² BOX | 1
23047 | 1959090000 | PCB PLUG-IN CONNECTOR FEMALE PLUG 5.00 MM N OF POLES: 3 90° CLAMPING YOKE CONNECTION CLAMPING RANGE MAX. : 4 MM² BOX | 1
23048 | 1959150000 | PCB PLUG-IN CONNECTOR FEMALE PLUG 5.00 MM N OF POLES: 12 90° CLAMPING YOKE CONNECTION CLAMPING RANGE MAX. : 4 MM² BOX | 1
23049 | 1959200000 | PCB PLUG-IN CONNECTOR FEMALE PLUG 5.00 MM N OF POLES: 24 90° CLAMPING YOKE CONNECTION CLAMPING RANGE MAX. : 4 MM² BOX | 1
23050 | 1959220000 | PCB PLUG-IN CONNECTOR FEMALE PLUG 5.00 MM N OF POLES: 23 90° CLAMPING YOKE CONNECTION CLAMPING RANGE MAX. : 4 MM² BOX | 1
23051 | 1959240000 | PCB PLUG-IN CONNECTOR FEMALE PLUG 5.00 MM N OF POLES: 22 90° CLAMPING YOKE CONNECTION CLAMPING RANGE MAX. : 4 MM² BOX | 1
23052 | 1959250000 | PCB PLUG-IN CONNECTOR FEMALE PLUG 5.00 MM N OF POLES: 21 90° CLAMPING YOKE CONNECTION CLAMPING RANGE MAX. : 4 MM² BOX | 1
23053 | 1959270000 | PCB PLUG-IN CONNECTOR FEMALE PLUG 5.00 MM N OF POLES: 20 90° CLAMPING YOKE CONNECTION CLAMPING RANGE MAX. : 4 MM² BOX | 1
23054 | 1959290000 | PCB PLUG-IN CONNECTOR FEMALE PLUG 5.00 MM N OF POLES: 19 90° CLAMPING YOKE CONNECTION CLAMPING RANGE MAX. : 4 MM² BOX | 1
23055 | 1959300000 | PCB PLUG-IN CONNECTOR FEMALE PLUG 5.00 MM N OF POLES: 18 90° CLAMPING YOKE CONNECTION CLAMPING RANGE MAX. : 4 MM² BOX | 1
23056 | 1959320000 | PCB PLUG-IN CONNECTOR FEMALE PLUG 5.00 MM N OF POLES: 17 90° CLAMPING YOKE CONNECTION CLAMPING RANGE MAX. : 4 MM² BOX | 1
23057 | 1959330000 | PCB PLUG-IN CONNECTOR FEMALE PLUG 5.00 MM N OF POLES: 16 90° CLAMPING YOKE CONNECTION CLAMPING RANGE MAX. : 4 MM² BOX | 1
23058 | 1959340000 | PCB PLUG-IN CONNECTOR FEMALE PLUG 5.00 MM N OF POLES: 15 90° CLAMPING YOKE CONNECTION CLAMPING RANGE MAX. : 4 MM² BOX | 1
23059 | 1959350000 | PCB PLUG-IN CONNECTOR FEMALE PLUG 5.00 MM N OF POLES: 14 90° CLAMPING YOKE CONNECTION CLAMPING RANGE MAX. : 4 MM² BOX | 1
23060 | 1959360000 | PCB PLUG-IN CONNECTOR FEMALE PLUG 5.00 MM N OF POLES: 13 90° CLAMPING YOKE CONNECTION CLAMPING RANGE MAX. : 4 MM² BOX | 1
23061 | 1959370000 | PCB PLUG-IN CONNECTOR FEMALE PLUG 5.00 MM N OF POLES: 12 90° CLAMPING YOKE CONNECTION CLAMPING RANGE MAX. : 4 MM² BOX | 1
23062 | 1959390000 | PCB PLUG-IN CONNECTOR FEMALE PLUG 5.00 MM N OF POLES: 11 90° CLAMPING YOKE CONNECTION CLAMPING RANGE MAX. : 4 MM² BOX | 1
23063 | 1959430000 | PCB PLUG-IN CONNECTOR FEMALE PLUG 5.00 MM N OF POLES: 10 90° CLAMPING YOKE CONNECTION CLAMPING RANGE MAX. : 4 MM² BOX | 1
23064 | 1959440000 | PCB PLUG-IN CONNECTOR FEMALE PLUG 5.00 MM N OF POLES: 9 90° CLAMPING YOKE CONNECTION CLAMPING RANGE MAX. : 4 MM² BOX | 1
23065 | 1959460000 | PCB PLUG-IN CONNECTOR FEMALE PLUG 5.00 MM N OF POLES: 8 90° CLAMPING YOKE CONNECTION CLAMPING RANGE MAX. : 4 MM² BOX | 1
23066 | 1959470000 | PCB PLUG-IN CONNECTOR FEMALE PLUG 5.00 MM N OF POLES: 7 90° CLAMPING YOKE CONNECTION CLAMPING RANGE MAX. : 4 MM² BOX | 1
23067 | 1959480000 | PCB PLUG-IN CONNECTOR FEMALE PLUG 5.00 MM N OF POLES: 6 90° CLAMPING YOKE CONNECTION CLAMPING RANGE MAX. : 4 MM² BOX | 1
23068 | 1959490000 | PCB PLUG-IN CONNECTOR FEMALE PLUG 5.00 MM N OF POLES: 5 90° CLAMPING YOKE CONNECTION CLAMPING RANGE MAX. : 4 MM² BOX | 1
23069 | 1959500000 | PCB PLUG-IN CONNECTOR FEMALE PLUG 5.00 MM N OF POLES: 4 90° CLAMPING YOKE CONNECTION CLAMPING RANGE MAX. : 4 MM² BOX | 1
23070 | 1959510000 | PCB PLUG-IN CONNECTOR FEMALE PLUG 5.00 MM N OF POLES: 3 90° CLAMPING YOKE CONNECTION CLAMPING RANGE MAX. : 4 MM² BOX | 1
23071 | 1959520000 | PCB PLUG-IN CONNECTOR FEMALE PLUG 5.00 MM N OF POLES: 2 90° CLAMPING YOKE CONNECTION CLAMPING RANGE MAX. : 4 MM² BOX | 1
23072 | 1959580000 | PCB PLUG-IN CONNECTOR FEMALE PLUG 5.00 MM N OF POLES: 19 90° CLAMPING YOKE CONNECTION CLAMPING RANGE MAX. : 4 MM² BOX | 1
23073 | 1959590000 | PCB PLUG-IN CONNECTOR FEMALE PLUG 5.00 MM N OF POLES: 18 90° CLAMPING YOKE CONNECTION CLAMPING RANGE MAX. : 4 MM² BOX | 1
23074 | 1959630000 | PCB PLUG-IN CONNECTOR FEMALE PLUG 5.00 MM N OF POLES: 14 90° CLAMPING YOKE CONNECTION CLAMPING RANGE MAX. : 4 MM² BOX | 1
23075 | 1959670000 | PCB PLUG-IN CONNECTOR FEMALE PLUG 5.00 MM N OF POLES: 10 90° CLAMPING YOKE CONNECTION CLAMPING RANGE MAX. : 4 MM² BOX | 1
23076 | 1959750000 | PCB PLUG-IN CONNECTOR FEMALE PLUG 5.00 MM N OF POLES: 2 90° CLAMPING YOKE CONNECTION CLAMPING RANGE MAX. : 4 MM² BOX | 1
23077 | 1960390000 | PCB PLUG-IN CONNECTOR FEMALE PLUG 5.00 MM N OF POLES: 9 90° CLAMPING YOKE CONNECTION CLAMPING RANGE MAX. : 4 MM² BOX | 1
23078 | 1960410000 | PCB PLUG-IN CONNECTOR FEMALE PLUG 5.00 MM N OF POLES: 7 90° CLAMPING YOKE CONNECTION CLAMPING RANGE MAX. : 4 MM² BOX | 1
23079 | 1960420000 | PCB PLUG-IN CONNECTOR FEMALE PLUG 5.00 MM N OF POLES: 6 90° CLAMPING YOKE CONNECTION CLAMPING RANGE MAX. : 4 MM² BOX | 1
23080 | 1960440000 | PCB PLUG-IN CONNECTOR FEMALE PLUG 5.00 MM N OF POLES: 4 90° CLAMPING YOKE CONNECTION CLAMPING RANGE MAX. : 4 MM² BOX | 1
23081 | 1960580000 | PCB PLUG-IN CONNECTOR FEMALE PLUG 5.00 MM N OF POLES: 16 90° CLAMPING YOKE CONNECTION CLAMPING RANGE MAX. : 4 MM² BOX | 1
23082 | 1960600000 | PCB PLUG-IN CONNECTOR FEMALE PLUG 5.00 MM N OF POLES: 14 90° CLAMPING YOKE CONNECTION CLAMPING RANGE MAX. : 4 MM² BOX | 1
23083 | 1960700000 | PCB PLUG-IN CONNECTOR FEMALE PLUG 5.00 MM N OF POLES: 5 90° CLAMPING YOKE CONNECTION CLAMPING RANGE MAX. : 4 MM² BOX | 1
23084 | 1960720000 | PCB PLUG-IN CONNECTOR FEMALE PLUG 5.00 MM N OF POLES: 3 90° CLAMPING YOKE CONNECTION CLAMPING RANGE MAX. : 4 MM² BOX | 1
23085 | 1961020000 | PCB PLUG-IN CONNECTOR FEMALE PLUG 5.00 MM N OF POLES: 19 90° CLAMPING YOKE CONNECTION CLAMPING RANGE MAX. : 4 MM² BOX | 1
23086 | 1961050000 | PCB PLUG-IN CONNECTOR FEMALE PLUG 5.00 MM N OF POLES: 16 90° CLAMPING YOKE CONNECTION CLAMPING RANGE MAX. : 4 MM² BOX | 1
23087 | 1961150000 | PCB PLUG-IN CONNECTOR FEMALE PLUG 5.00 MM N OF POLES: 6 90° CLAMPING YOKE CONNECTION CLAMPING RANGE MAX. : 4 MM² BOX | 1
23088 | 1961180000 | PCB PLUG-IN CONNECTOR FEMALE PLUG 5.00 MM N OF POLES: 3 90° CLAMPING YOKE CONNECTION CLAMPING RANGE MAX. : 4 MM² BOX | 1
23089 | 1961300000 | PCB PLUG-IN CONNECTOR FEMALE PLUG 5.00 MM N OF POLES: 16 90° CLAMPING YOKE CONNECTION CLAMPING RANGE MAX. : 4 MM² BOX | 1
23090 | 1979270000 | PCB PLUG-IN CONNECTOR FEMALE PLUG 5.00 MM N OF POLES: 2 90° PUSH IN WITH ACTUATOR TENSION-CLAMP CONNECTION CLAMPING RANGE MAX. : 3.31 MM² BOX | 1
23091 | 1979280000 | PCB PLUG-IN CONNECTOR FEMALE PLUG 5.00 MM N OF POLES: 3 90° PUSH IN WITH ACTUATOR TENSION-CLAMP CONNECTION CLAMPING RANGE MAX. : 3.31 MM² BOX | 1
23092 | 1979290000 | PCB PLUG-IN CONNECTOR FEMALE PLUG 5.00 MM N OF POLES: 4 90° PUSH IN WITH ACTUATOR TENSION-CLAMP CONNECTION CLAMPING RANGE MAX. : 3.31 MM² BOX | 1
23093 | 1979300000 | PCB PLUG-IN CONNECTOR FEMALE PLUG 5.00 MM N OF POLES: 5 90° PUSH IN WITH ACTUATOR TENSION-CLAMP CONNECTION CLAMPING RANGE MAX. : 3.31 MM² BOX | 1
23094 | 1979330000 | PCB PLUG-IN CONNECTOR FEMALE PLUG 5.00 MM N OF POLES: 8 90° PUSH IN WITH ACTUATOR TENSION-CLAMP CONNECTION CLAMPING RANGE MAX. : 3.31 MM² BOX | 1
23095 | 1979350000 | PCB PLUG-IN CONNECTOR FEMALE PLUG 5.00 MM N OF POLES: 10 90° PUSH IN WITH ACTUATOR TENSION-CLAMP CONNECTION CLAMPING RANGE MAX. : 3.31 MM² BOX | 1
23096 | 1979420000 | PCB PLUG-IN CONNECTOR FEMALE PLUG 5.00 MM N OF POLES: 17 90° PUSH IN WITH ACTUATOR TENSION-CLAMP CONNECTION CLAMPING RANGE MAX. : 3.31 MM² BOX | 1
23097 | 1979520000 | PCB PLUG-IN CONNECTOR FEMALE PLUG 5.00 MM N OF POLES: 8 90° PUSH IN WITH ACTUATOR TENSION-CLAMP CONNECTION CLAMPING RANGE MAX. : 3.31 MM² BOX | 1
23098 | 1979540000 | PCB PLUG-IN CONNECTOR FEMALE PLUG 5.00 MM N OF POLES: 10 90° PUSH IN WITH ACTUATOR TENSION-CLAMP CONNECTION CLAMPING RANGE MAX. : 3.31 MM² BOX | 1
23099 | 1979560000 | PCB PLUG-IN CONNECTOR FEMALE PLUG 5.00 MM N OF POLES: 12 90° PUSH IN WITH ACTUATOR TENSION-CLAMP CONNECTION CLAMPING RANGE MAX. : 3.31 MM² BOX | 1
23100 | 1979580000 | PCB PLUG-IN CONNECTOR FEMALE PLUG 5.00 MM N OF POLES: 14 90° PUSH IN WITH ACTUATOR TENSION-CLAMP CONNECTION CLAMPING RANGE MAX. : 3.31 MM² BOX | 1
23101 | 1979600000 | PCB PLUG-IN CONNECTOR FEMALE PLUG 5.00 MM N OF POLES: 16 90° PUSH IN WITH ACTUATOR TENSION-CLAMP CONNECTION CLAMPING RANGE MAX. : 3.31 MM² BOX | 1
23102 | 1979610000 | PCB PLUG-IN CONNECTOR FEMALE PLUG 5.00 MM N OF POLES: 17 90° PUSH IN WITH ACTUATOR TENSION-CLAMP CONNECTION CLAMPING RANGE MAX. : 3.31 MM² BOX | 1
23103 | 1979640000 | PCB PLUG-IN CONNECTOR FEMALE PLUG 5.00 MM N OF POLES: 20 90° PUSH IN WITH ACTUATOR TENSION-CLAMP CONNECTION CLAMPING RANGE MAX. : 3.31 MM² BOX | 1
23104 | 1979810000 | PCB PLUG-IN CONNECTOR FEMALE PLUG 5.00 MM N OF POLES: 4 90° PUSH IN WITH ACTUATOR TENSION-CLAMP CONNECTION CLAMPING RANGE MAX. : 3.31 MM² BOX | 1
23105 | 1979820000 | PCB PLUG-IN CONNECTOR FEMALE PLUG 5.00 MM N OF POLES: 5 90° PUSH IN WITH ACTUATOR TENSION-CLAMP CONNECTION CLAMPING RANGE MAX. : 3.31 MM² BOX | 1
23106 | 1979850000 | PCB PLUG-IN CONNECTOR FEMALE PLUG 5.00 MM N OF POLES: 8 90° PUSH IN WITH ACTUATOR TENSION-CLAMP CONNECTION CLAMPING RANGE MAX. : 3.31 MM² BOX | 1
23107 | 1980010000 | PCB PLUG-IN CONNECTOR FEMALE PLUG 5.00 MM N OF POLES: 5 90° PUSH IN WITH ACTUATOR TENSION-CLAMP CONNECTION CLAMPING RANGE MAX. : 3.31 MM² BOX | 1
23108 | 1980060000 | PCB PLUG-IN CONNECTOR FEMALE PLUG 5.00 MM N OF POLES: 10 90° PUSH IN WITH ACTUATOR TENSION-CLAMP CONNECTION CLAMPING RANGE MAX. : 3.31 MM² BOX | 1
23109 | 1980170000 | PCB PLUG-IN CONNECTOR FEMALE PLUG 5.00 MM N OF POLES: 2 90° PUSH IN WITH ACTUATOR TENSION-CLAMP CONNECTION CLAMPING RANGE MAX. : 3.31 MM² BOX | 1
23110 | 1980180000 | PCB PLUG-IN CONNECTOR FEMALE PLUG 5.00 MM N OF POLES: 3 90° PUSH IN WITH ACTUATOR TENSION-CLAMP CONNECTION CLAMPING RANGE MAX. : 3.31 MM² BOX | 1
23111 | 1980190000 | PCB PLUG-IN CONNECTOR FEMALE PLUG 5.00 MM N OF POLES: 4 90° PUSH IN WITH ACTUATOR TENSION-CLAMP CONNECTION CLAMPING RANGE MAX. : 3.31 MM² BOX | 1
23112 | 1980200000 | PCB PLUG-IN CONNECTOR FEMALE PLUG 5.00 MM N OF POLES: 5 90° PUSH IN WITH ACTUATOR TENSION-CLAMP CONNECTION CLAMPING RANGE MAX. : 3.31 MM² BOX | 1
23113 | 1980210000 | PCB PLUG-IN CONNECTOR FEMALE PLUG 5.00 MM N OF POLES: 6 90° PUSH IN WITH ACTUATOR TENSION-CLAMP CONNECTION CLAMPING RANGE MAX. : 3.31 MM² BOX | 1
23114 | 1980220000 | PCB PLUG-IN CONNECTOR FEMALE PLUG 5.00 MM N OF POLES: 7 90° PUSH IN WITH ACTUATOR TENSION-CLAMP CONNECTION CLAMPING RANGE MAX. : 3.31 MM² BOX | 1
23115 | 1980230000 | PCB PLUG-IN CONNECTOR FEMALE PLUG 5.00 MM N OF POLES: 8 90° PUSH IN WITH ACTUATOR TENSION-CLAMP CONNECTION CLAMPING RANGE MAX. : 3.31 MM² BOX | 1
23116 | 1980240000 | PCB PLUG-IN CONNECTOR FEMALE PLUG 5.00 MM N OF POLES: 9 90° PUSH IN WITH ACTUATOR TENSION-CLAMP CONNECTION CLAMPING RANGE MAX. : 3.31 MM² BOX | 1
23117 | 1980250000 | PCB PLUG-IN CONNECTOR FEMALE PLUG 5.00 MM N OF POLES: 10 90° PUSH IN WITH ACTUATOR TENSION-CLAMP CONNECTION CLAMPING RANGE MAX. : 3.31 MM² BOX | 1
23118 | 1980260000 | PCB PLUG-IN CONNECTOR FEMALE PLUG 5.00 MM N OF POLES: 11 90° PUSH IN WITH ACTUATOR TENSION-CLAMP CONNECTION CLAMPING RANGE MAX. : 3.31 MM² BOX | 1
23119 | 1980270000 | PCB PLUG-IN CONNECTOR FEMALE PLUG 5.00 MM N OF POLES: 12 90° PUSH IN WITH ACTUATOR TENSION-CLAMP CONNECTION CLAMPING RANGE MAX. : 3.31 MM² BOX | 1
23120 | 1980280000 | PCB PLUG-IN CONNECTOR FEMALE PLUG 5.00 MM N OF POLES: 13 90° PUSH IN WITH ACTUATOR TENSION-CLAMP CONNECTION CLAMPING RANGE MAX. : 3.31 MM² BOX | 1
23121 | 1980290000 | PCB PLUG-IN CONNECTOR FEMALE PLUG 5.00 MM N OF POLES: 14 90° PUSH IN WITH ACTUATOR TENSION-CLAMP CONNECTION CLAMPING RANGE MAX. : 3.31 MM² BOX | 1
23122 | 1980300000 | PCB PLUG-IN CONNECTOR FEMALE PLUG 5.00 MM N OF POLES: 15 90° PUSH IN WITH ACTUATOR TENSION-CLAMP CONNECTION CLAMPING RANGE MAX. : 3.31 MM² BOX | 1
23123 | 1980310000 | PCB PLUG-IN CONNECTOR FEMALE PLUG 5.00 MM N OF POLES: 16 90° PUSH IN WITH ACTUATOR TENSION-CLAMP CONNECTION CLAMPING RANGE MAX. : 3.31 MM² BOX | 1
23124 | 1980320000 | PCB PLUG-IN CONNECTOR FEMALE PLUG 5.00 MM N OF POLES: 17 90° PUSH IN WITH ACTUATOR TENSION-CLAMP CONNECTION CLAMPING RANGE MAX. : 3.31 MM² BOX | 1
23125 | 1980330000 | PCB PLUG-IN CONNECTOR FEMALE PLUG 5.00 MM N OF POLES: 18 90° PUSH IN WITH ACTUATOR TENSION-CLAMP CONNECTION CLAMPING RANGE MAX. : 3.31 MM² BOX | 1
23126 | 1980340000 | PCB PLUG-IN CONNECTOR FEMALE PLUG 5.00 MM N OF POLES: 19 90° PUSH IN WITH ACTUATOR TENSION-CLAMP CONNECTION CLAMPING RANGE MAX. : 3.31 MM² BOX | 1
23127 | 1980360000 | PCB PLUG-IN CONNECTOR FEMALE PLUG 5.00 MM N OF POLES: 20 90° PUSH IN WITH ACTUATOR TENSION-CLAMP CONNECTION CLAMPING RANGE MAX. : 3.31 MM² BOX | 1
23128 | 1980640000 | PCB PLUG-IN CONNECTOR FEMALE PLUG 5.00 MM N OF POLES: 2 90° PUSH IN WITH ACTUATOR TENSION-CLAMP CONNECTION CLAMPING RANGE MAX. : 3.31 MM² BOX | 1
23129 | 1980650000 | PCB PLUG-IN CONNECTOR FEMALE PLUG 5.00 MM N OF POLES: 3 90° PUSH IN WITH ACTUATOR TENSION-CLAMP CONNECTION CLAMPING RANGE MAX. : 3.31 MM² BOX | 1
23130 | 1980660000 | PCB PLUG-IN CONNECTOR FEMALE PLUG 5.00 MM N OF POLES: 4 90° PUSH IN WITH ACTUATOR TENSION-CLAMP CONNECTION CLAMPING RANGE MAX. : 3.31 MM² BOX | 1
23131 | 1980670000 | PCB PLUG-IN CONNECTOR FEMALE PLUG 5.00 MM N OF POLES: 5 90° PUSH IN WITH ACTUATOR TENSION-CLAMP CONNECTION CLAMPING RANGE MAX. : 3.31 MM² BOX | 1
23132 | 1980680000 | PCB PLUG-IN CONNECTOR FEMALE PLUG 5.00 MM N OF POLES: 6 90° PUSH IN WITH ACTUATOR TENSION-CLAMP CONNECTION CLAMPING RANGE MAX. : 3.31 MM² BOX | 1
23133 | 1980690000 | PCB PLUG-IN CONNECTOR FEMALE PLUG 5.00 MM N OF POLES: 7 90° PUSH IN WITH ACTUATOR TENSION-CLAMP CONNECTION CLAMPING RANGE MAX. : 3.31 MM² BOX | 1
23134 | 1980700000 | PCB PLUG-IN CONNECTOR FEMALE PLUG 5.00 MM N OF POLES: 8 90° PUSH IN WITH ACTUATOR TENSION-CLAMP CONNECTION CLAMPING RANGE MAX. : 3.31 MM² BOX | 1
23135 | 1980710000 | PCB PLUG-IN CONNECTOR FEMALE PLUG 5.00 MM N OF POLES: 9 90° PUSH IN WITH ACTUATOR TENSION-CLAMP CONNECTION CLAMPING RANGE MAX. : 3.31 MM² BOX | 1
23136 | 1980720000 | PCB PLUG-IN CONNECTOR FEMALE PLUG 5.00 MM N OF POLES: 10 90° PUSH IN WITH ACTUATOR TENSION-CLAMP CONNECTION CLAMPING RANGE MAX. : 3.31 MM² BOX | 1
23137 | 1980730000 | PCB PLUG-IN CONNECTOR FEMALE PLUG 5.00 MM N OF POLES: 11 90° PUSH IN WITH ACTUATOR TENSION-CLAMP CONNECTION CLAMPING RANGE MAX. : 3.31 MM² BOX | 1
23138 | 1980740000 | PCB PLUG-IN CONNECTOR FEMALE PLUG 5.00 MM N OF POLES: 12 90° PUSH IN WITH ACTUATOR TENSION-CLAMP CONNECTION CLAMPING RANGE MAX. : 3.31 MM² BOX | 1
23139 | 1980750000 | PCB PLUG-IN CONNECTOR FEMALE PLUG 5.00 MM N OF POLES: 13 90° PUSH IN WITH ACTUATOR TENSION-CLAMP CONNECTION CLAMPING RANGE MAX. : 3.31 MM² BOX | 1
23140 | 1980760000 | PCB PLUG-IN CONNECTOR FEMALE PLUG 5.00 MM N OF POLES: 14 90° PUSH IN WITH ACTUATOR TENSION-CLAMP CONNECTION CLAMPING RANGE MAX. : 3.31 MM² BOX | 1
23141 | 1980780000 | PCB PLUG-IN CONNECTOR FEMALE PLUG 5.00 MM N OF POLES: 15 90° PUSH IN WITH ACTUATOR TENSION-CLAMP CONNECTION CLAMPING RANGE MAX. : 3.31 MM² BOX | 1
23142 | 1980790000 | PCB PLUG-IN CONNECTOR FEMALE PLUG 5.00 MM N OF POLES: 16 90° PUSH IN WITH ACTUATOR TENSION-CLAMP CONNECTION CLAMPING RANGE MAX. : 3.31 MM² BOX | 1
23143 | 1980800000 | PCB PLUG-IN CONNECTOR FEMALE PLUG 5.00 MM N OF POLES: 17 90° PUSH IN WITH ACTUATOR TENSION-CLAMP CONNECTION CLAMPING RANGE MAX. : 3.31 MM² BOX | 1
23144 | 1980810000 | PCB PLUG-IN CONNECTOR FEMALE PLUG 5.00 MM N OF POLES: 18 90° PUSH IN WITH ACTUATOR TENSION-CLAMP CONNECTION CLAMPING RANGE MAX. : 3.31 MM² BOX | 1
23145 | 1980820000 | PCB PLUG-IN CONNECTOR FEMALE PLUG 5.00 MM N OF POLES: 19 90° PUSH IN WITH ACTUATOR TENSION-CLAMP CONNECTION CLAMPING RANGE MAX. : 3.31 MM² BOX | 1
23146 | 1980840000 | PCB PLUG-IN CONNECTOR FEMALE PLUG 5.00 MM N OF POLES: 20 90° PUSH IN WITH ACTUATOR TENSION-CLAMP CONNECTION CLAMPING RANGE MAX. : 3.31 MM² BOX | 1
23147 | 1980870000 | PCB PLUG-IN CONNECTOR FEMALE PLUG 5.00 MM N OF POLES: 2 90° PUSH IN WITH ACTUATOR TENSION-CLAMP CONNECTION CLAMPING RANGE MAX. : 3.31 MM² BOX | 1
23148 | 1980880000 | PCB PLUG-IN CONNECTOR FEMALE PLUG 5.00 MM N OF POLES: 3 90° PUSH IN WITH ACTUATOR TENSION-CLAMP CONNECTION CLAMPING RANGE MAX. : 3.31 MM² BOX | 1
23149 | 1980890000 | PCB PLUG-IN CONNECTOR FEMALE PLUG 5.00 MM N OF POLES: 4 90° PUSH IN WITH ACTUATOR TENSION-CLAMP CONNECTION CLAMPING RANGE MAX. : 3.31 MM² BOX | 1
23150 | 1980900000 | PCB PLUG-IN CONNECTOR FEMALE PLUG 5.00 MM N OF POLES: 5 90° PUSH IN WITH ACTUATOR TENSION-CLAMP CONNECTION CLAMPING RANGE MAX. : 3.31 MM² BOX | 1
23151 | 1980910000 | PCB PLUG-IN CONNECTOR FEMALE PLUG 5.00 MM N OF POLES: 6 90° PUSH IN WITH ACTUATOR TENSION-CLAMP CONNECTION CLAMPING RANGE MAX. : 3.31 MM² BOX | 1
23152 | 1980920000 | PCB PLUG-IN CONNECTOR FEMALE PLUG 5.00 MM N OF POLES: 7 90° PUSH IN WITH ACTUATOR TENSION-CLAMP CONNECTION CLAMPING RANGE MAX. : 3.31 MM² BOX | 1
23153 | 1980930000 | PCB PLUG-IN CONNECTOR FEMALE PLUG 5.00 MM N OF POLES: 8 90° PUSH IN WITH ACTUATOR TENSION-CLAMP CONNECTION CLAMPING RANGE MAX. : 3.31 MM² BOX | 1
23154 | 1980940000 | PCB PLUG-IN CONNECTOR FEMALE PLUG 5.00 MM N OF POLES: 9 90° PUSH IN WITH ACTUATOR TENSION-CLAMP CONNECTION CLAMPING RANGE MAX. : 3.31 MM² BOX | 1
23155 | 1980950000 | PCB PLUG-IN CONNECTOR FEMALE PLUG 5.00 MM N OF POLES: 10 90° PUSH IN WITH ACTUATOR TENSION-CLAMP CONNECTION CLAMPING RANGE MAX. : 3.31 MM² BOX | 1
23156 | 1980960000 | PCB PLUG-IN CONNECTOR FEMALE PLUG 5.00 MM N OF POLES: 11 90° PUSH IN WITH ACTUATOR TENSION-CLAMP CONNECTION CLAMPING RANGE MAX. : 3.31 MM² BOX | 1
23157 | 1980970000 | PCB PLUG-IN CONNECTOR FEMALE PLUG 5.00 MM N OF POLES: 12 90° PUSH IN WITH ACTUATOR TENSION-CLAMP CONNECTION CLAMPING RANGE MAX. : 3.31 MM² BOX | 1
23158 | 1980980000 | PCB PLUG-IN CONNECTOR FEMALE PLUG 5.00 MM N OF POLES: 13 90° PUSH IN WITH ACTUATOR TENSION-CLAMP CONNECTION CLAMPING RANGE MAX. : 3.31 MM² BOX | 1
23159 | 1980990000 | PCB PLUG-IN CONNECTOR FEMALE PLUG 5.00 MM N OF POLES: 14 90° PUSH IN WITH ACTUATOR TENSION-CLAMP CONNECTION CLAMPING RANGE MAX. : 3.31 MM² BOX | 1
23160 | 1981000000 | PCB PLUG-IN CONNECTOR FEMALE PLUG 5.00 MM N OF POLES: 15 90° PUSH IN WITH ACTUATOR TENSION-CLAMP CONNECTION CLAMPING RANGE MAX. : 3.31 MM² BOX | 1
23161 | 1981010000 | PCB PLUG-IN CONNECTOR FEMALE PLUG 5.00 MM N OF POLES: 16 90° PUSH IN WITH ACTUATOR TENSION-CLAMP CONNECTION CLAMPING RANGE MAX. : 3.31 MM² BOX | 1
23162 | 1981020000 | PCB PLUG-IN CONNECTOR FEMALE PLUG 5.00 MM N OF POLES: 17 90° PUSH IN WITH ACTUATOR TENSION-CLAMP CONNECTION CLAMPING RANGE MAX. : 3.31 MM² BOX | 1
23163 | 1981030000 | PCB PLUG-IN CONNECTOR FEMALE PLUG 5.00 MM N OF POLES: 18 90° PUSH IN WITH ACTUATOR TENSION-CLAMP CONNECTION CLAMPING RANGE MAX. : 3.31 MM² BOX | 1
23164 | 1981040000 | PCB PLUG-IN CONNECTOR FEMALE PLUG 5.00 MM N OF POLES: 19 90° PUSH IN WITH ACTUATOR TENSION-CLAMP CONNECTION CLAMPING RANGE MAX. : 3.31 MM² BOX | 1
23165 | 1981050000 | PCB PLUG-IN CONNECTOR FEMALE PLUG 5.00 MM N OF POLES: 20 90° PUSH IN WITH ACTUATOR TENSION-CLAMP CONNECTION CLAMPING RANGE MAX. : 3.31 MM² BOX | 1
23166 | 1981930000 | PCB PLUG-IN CONNECTOR FEMALE PLUG 5.08 MM N OF POLES: 2 270° PUSH IN WITH ACTUATOR TENSION-CLAMP CONNECTION CLAMPING RANGE MAX. : 3.31 MM² BOX | 1
23167 | 1981940000 | PCB PLUG-IN CONNECTOR FEMALE PLUG 5.08 MM N OF POLES: 3 270° PUSH IN WITH ACTUATOR TENSION-CLAMP CONNECTION CLAMPING RANGE MAX. : 3.31 MM² BOX | 1
23168 | 1981950000 | PCB PLUG-IN CONNECTOR FEMALE PLUG 5.08 MM N OF POLES: 4 270° PUSH IN WITH ACTUATOR TENSION-CLAMP CONNECTION CLAMPING RANGE MAX. : 3.31 MM² BOX | 1
23169 | 1981960000 | PCB PLUG-IN CONNECTOR FEMALE PLUG 5.08 MM N OF POLES: 5 270° PUSH IN WITH ACTUATOR TENSION-CLAMP CONNECTION CLAMPING RANGE MAX. : 3.31 MM² BOX | 1
23170 | 1982130000 | PCB PLUG-IN CONNECTOR FEMALE PLUG 5.08 MM N OF POLES: 3 270° PUSH IN WITH ACTUATOR TENSION-CLAMP CONNECTION CLAMPING RANGE MAX. : 3.31 MM² BOX | 1
23171 | 1982180000 | PCB PLUG-IN CONNECTOR FEMALE PLUG 5.08 MM N OF POLES: 8 270° PUSH IN WITH ACTUATOR TENSION-CLAMP CONNECTION CLAMPING RANGE MAX. : 3.31 MM² BOX | 1
23172 | 1982200000 | PCB PLUG-IN CONNECTOR FEMALE PLUG 5.08 MM N OF POLES: 10 270° PUSH IN WITH ACTUATOR TENSION-CLAMP CONNECTION CLAMPING RANGE MAX. : 3.31 MM² BOX | 1
23173 | 1982220000 | PCB PLUG-IN CONNECTOR FEMALE PLUG 5.08 MM N OF POLES: 12 270° PUSH IN WITH ACTUATOR TENSION-CLAMP CONNECTION CLAMPING RANGE MAX. : 3.31 MM² BOX | 1
23174 | 1982280000 | PCB PLUG-IN CONNECTOR FEMALE PLUG 5.08 MM N OF POLES: 18 270° PUSH IN WITH ACTUATOR TENSION-CLAMP CONNECTION CLAMPING RANGE MAX. : 3.31 MM² BOX | 1
23175 | 1982310000 | PCB PLUG-IN CONNECTOR FEMALE PLUG 5.08 MM N OF POLES: 2 270° PUSH IN WITH ACTUATOR TENSION-CLAMP CONNECTION CLAMPING RANGE MAX. : 3.31 MM² BOX | 1
23176 | 1982330000 | PCB PLUG-IN CONNECTOR FEMALE PLUG 5.08 MM N OF POLES: 4 270° PUSH IN WITH ACTUATOR TENSION-CLAMP CONNECTION CLAMPING RANGE MAX. : 3.31 MM² BOX | 1
23177 | 1982340000 | PCB PLUG-IN CONNECTOR FEMALE PLUG 5.08 MM N OF POLES: 5 270° PUSH IN WITH ACTUATOR TENSION-CLAMP CONNECTION CLAMPING RANGE MAX. : 3.31 MM² BOX | 1
23178 | 1982470000 | PCB PLUG-IN CONNECTOR FEMALE PLUG 5.08 MM N OF POLES: 18 270° PUSH IN WITH ACTUATOR TENSION-CLAMP CONNECTION CLAMPING RANGE MAX. : 3.31 MM² BOX | 1
23179 | 1982710000 | PCB PLUG-IN CONNECTOR FEMALE PLUG 5.08 MM N OF POLES: 3 270° PUSH IN WITH ACTUATOR TENSION-CLAMP CONNECTION CLAMPING RANGE MAX. : 3.31 MM² BOX | 1
23180 | 1982720000 | PCB PLUG-IN CONNECTOR FEMALE PLUG 5.08 MM N OF POLES: 4 270° PUSH IN WITH ACTUATOR TENSION-CLAMP CONNECTION CLAMPING RANGE MAX. : 3.31 MM² BOX | 1
23181 | 1982730000 | PCB PLUG-IN CONNECTOR FEMALE PLUG 5.08 MM N OF POLES: 5 270° PUSH IN WITH ACTUATOR TENSION-CLAMP CONNECTION CLAMPING RANGE MAX. : 3.31 MM² BOX | 1
23182 | 1982740000 | PCB PLUG-IN CONNECTOR FEMALE PLUG 5.08 MM N OF POLES: 6 270° PUSH IN WITH ACTUATOR TENSION-CLAMP CONNECTION CLAMPING RANGE MAX. : 3.31 MM² BOX | 1
23183 | 1982750000 | PCB PLUG-IN CONNECTOR FEMALE PLUG 5.08 MM N OF POLES: 7 270° PUSH IN WITH ACTUATOR TENSION-CLAMP CONNECTION CLAMPING RANGE MAX. : 3.31 MM² BOX | 1
23184 | 1982760000 | PCB PLUG-IN CONNECTOR FEMALE PLUG 5.08 MM N OF POLES: 8 270° PUSH IN WITH ACTUATOR TENSION-CLAMP CONNECTION CLAMPING RANGE MAX. : 3.31 MM² BOX | 1
23185 | 1982770000 | PCB PLUG-IN CONNECTOR FEMALE PLUG 5.08 MM N OF POLES: 9 270° PUSH IN WITH ACTUATOR TENSION-CLAMP CONNECTION CLAMPING RANGE MAX. : 3.31 MM² BOX | 1
23186 | 1982780000 | PCB PLUG-IN CONNECTOR FEMALE PLUG 5.08 MM N OF POLES: 10 270° PUSH IN WITH ACTUATOR TENSION-CLAMP CONNECTION CLAMPING RANGE MAX. : 3.31 MM² BOX | 1
23187 | 1982790000 | PCB PLUG-IN CONNECTOR FEMALE PLUG 5.08 MM N OF POLES: 11 270° PUSH IN WITH ACTUATOR TENSION-CLAMP CONNECTION CLAMPING RANGE MAX. : 3.31 MM² BOX | 1
23188 | 1982800000 | PCB PLUG-IN CONNECTOR FEMALE PLUG 5.08 MM N OF POLES: 12 270° PUSH IN WITH ACTUATOR TENSION-CLAMP CONNECTION CLAMPING RANGE MAX. : 3.31 MM² BOX | 1
23189 | 1982810000 | PCB PLUG-IN CONNECTOR FEMALE PLUG 5.08 MM N OF POLES: 13 270° PUSH IN WITH ACTUATOR TENSION-CLAMP CONNECTION CLAMPING RANGE MAX. : 3.31 MM² BOX | 1
23190 | 1982820000 | PCB PLUG-IN CONNECTOR FEMALE PLUG 5.08 MM N OF POLES: 14 270° PUSH IN WITH ACTUATOR TENSION-CLAMP CONNECTION CLAMPING RANGE MAX. : 3.31 MM² BOX | 1
23191 | 1982830000 | PCB PLUG-IN CONNECTOR FEMALE PLUG 5.08 MM N OF POLES: 15 270° PUSH IN WITH ACTUATOR TENSION-CLAMP CONNECTION CLAMPING RANGE MAX. : 3.31 MM² BOX | 1
23192 | 1982840000 | PCB PLUG-IN CONNECTOR FEMALE PLUG 5.08 MM N OF POLES: 16 270° PUSH IN WITH ACTUATOR TENSION-CLAMP CONNECTION CLAMPING RANGE MAX. : 3.31 MM² BOX | 1
23193 | 1982850000 | PCB PLUG-IN CONNECTOR FEMALE PLUG 5.08 MM N OF POLES: 17 270° PUSH IN WITH ACTUATOR TENSION-CLAMP CONNECTION CLAMPING RANGE MAX. : 3.31 MM² BOX | 1
23194 | 1982860000 | PCB PLUG-IN CONNECTOR FEMALE PLUG 5.08 MM N OF POLES: 18 270° PUSH IN WITH ACTUATOR TENSION-CLAMP CONNECTION CLAMPING RANGE MAX. : 3.31 MM² BOX | 1
23195 | 1982870000 | PCB PLUG-IN CONNECTOR FEMALE PLUG 5.08 MM N OF POLES: 19 270° PUSH IN WITH ACTUATOR TENSION-CLAMP CONNECTION CLAMPING RANGE MAX. : 3.31 MM² BOX | 1
23196 | 1982880000 | PCB PLUG-IN CONNECTOR FEMALE PLUG 5.08 MM N OF POLES: 20 270° PUSH IN WITH ACTUATOR TENSION-CLAMP CONNECTION CLAMPING RANGE MAX. : 3.31 MM² BOX | 1
23197 | 1982890000 | PCB PLUG-IN CONNECTOR FEMALE PLUG 5.08 MM N OF POLES: 2 270° PUSH IN WITH ACTUATOR TENSION-CLAMP CONNECTION CLAMPING RANGE MAX. : 3.31 MM² BOX | 1
23198 | 1982900000 | PCB PLUG-IN CONNECTOR FEMALE PLUG 5.08 MM N OF POLES: 3 270° PUSH IN WITH ACTUATOR TENSION-CLAMP CONNECTION CLAMPING RANGE MAX. : 3.31 MM² BOX | 1
23199 | 1982910000 | PCB PLUG-IN CONNECTOR FEMALE PLUG 5.08 MM N OF POLES: 4 270° PUSH IN WITH ACTUATOR TENSION-CLAMP CONNECTION CLAMPING RANGE MAX. : 3.31 MM² BOX | 1
23200 | 1982920000 | PCB PLUG-IN CONNECTOR FEMALE PLUG 5.08 MM N OF POLES: 5 270° PUSH IN WITH ACTUATOR TENSION-CLAMP CONNECTION CLAMPING RANGE MAX. : 3.31 MM² BOX | 1
23201 | 1982930000 | PCB PLUG-IN CONNECTOR FEMALE PLUG 5.08 MM N OF POLES: 6 270° PUSH IN WITH ACTUATOR TENSION-CLAMP CONNECTION CLAMPING RANGE MAX. : 3.31 MM² BOX | 1
23202 | 1982940000 | PCB PLUG-IN CONNECTOR FEMALE PLUG 5.08 MM N OF POLES: 7 270° PUSH IN WITH ACTUATOR TENSION-CLAMP CONNECTION CLAMPING RANGE MAX. : 3.31 MM² BOX | 1
23203 | 1982950000 | PCB PLUG-IN CONNECTOR FEMALE PLUG 5.08 MM N OF POLES: 8 270° PUSH IN WITH ACTUATOR TENSION-CLAMP CONNECTION CLAMPING RANGE MAX. : 3.31 MM² BOX | 1
23204 | 1982960000 | PCB PLUG-IN CONNECTOR FEMALE PLUG 5.08 MM N OF POLES: 9 270° PUSH IN WITH ACTUATOR TENSION-CLAMP CONNECTION CLAMPING RANGE MAX. : 3.31 MM² BOX | 1
23205 | 1982970000 | PCB PLUG-IN CONNECTOR FEMALE PLUG 5.08 MM N OF POLES: 10 270° PUSH IN WITH ACTUATOR TENSION-CLAMP CONNECTION CLAMPING RANGE MAX. : 3.31 MM² BOX | 1
23206 | 1982980000 | PCB PLUG-IN CONNECTOR FEMALE PLUG 5.08 MM N OF POLES: 11 270° PUSH IN WITH ACTUATOR TENSION-CLAMP CONNECTION CLAMPING RANGE MAX. : 3.31 MM² BOX | 1
23207 | 1982990000 | PCB PLUG-IN CONNECTOR FEMALE PLUG 5.08 MM N OF POLES: 12 270° PUSH IN WITH ACTUATOR TENSION-CLAMP CONNECTION CLAMPING RANGE MAX. : 3.31 MM² BOX | 1
23208 | 1983000000 | PCB PLUG-IN CONNECTOR FEMALE PLUG 5.08 MM N OF POLES: 13 270° PUSH IN WITH ACTUATOR TENSION-CLAMP CONNECTION CLAMPING RANGE MAX. : 3.31 MM² BOX | 1
23209 | 1983010000 | PCB PLUG-IN CONNECTOR FEMALE PLUG 5.08 MM N OF POLES: 14 270° PUSH IN WITH ACTUATOR TENSION-CLAMP CONNECTION CLAMPING RANGE MAX. : 3.31 MM² BOX | 1
23210 | 1983020000 | PCB PLUG-IN CONNECTOR FEMALE PLUG 5.08 MM N OF POLES: 15 270° PUSH IN WITH ACTUATOR TENSION-CLAMP CONNECTION CLAMPING RANGE MAX. : 3.31 MM² BOX | 1
23211 | 1983030000 | PCB PLUG-IN CONNECTOR FEMALE PLUG 5.08 MM N OF POLES: 16 270° PUSH IN WITH ACTUATOR TENSION-CLAMP CONNECTION CLAMPING RANGE MAX. : 3.31 MM² BOX | 1
23212 | 1983040000 | PCB PLUG-IN CONNECTOR FEMALE PLUG 5.08 MM N OF POLES: 17 270° PUSH IN WITH ACTUATOR TENSION-CLAMP CONNECTION CLAMPING RANGE MAX. : 3.31 MM² BOX | 1
23213 | 1983050000 | PCB PLUG-IN CONNECTOR FEMALE PLUG 5.08 MM N OF POLES: 18 270° PUSH IN WITH ACTUATOR TENSION-CLAMP CONNECTION CLAMPING RANGE MAX. : 3.31 MM² BOX | 1
23214 | 1983060000 | PCB PLUG-IN CONNECTOR FEMALE PLUG 5.08 MM N OF POLES: 19 270° PUSH IN WITH ACTUATOR TENSION-CLAMP CONNECTION CLAMPING RANGE MAX. : 3.31 MM² BOX | 1
23215 | 1983070000 | PCB PLUG-IN CONNECTOR FEMALE PLUG 5.08 MM N OF POLES: 20 270° PUSH IN WITH ACTUATOR TENSION-CLAMP CONNECTION CLAMPING RANGE MAX. : 3.31 MM² BOX | 1
23216 | 1983080000 | PCB PLUG-IN CONNECTOR FEMALE PLUG 5.08 MM N OF POLES: 2 270° PUSH IN WITH ACTUATOR TENSION-CLAMP CONNECTION CLAMPING RANGE MAX. : 3.31 MM² BOX | 1
23217 | 1983090000 | PCB PLUG-IN CONNECTOR FEMALE PLUG 5.08 MM N OF POLES: 3 270° PUSH IN WITH ACTUATOR TENSION-CLAMP CONNECTION CLAMPING RANGE MAX. : 3.31 MM² BOX | 1
23218 | 1983100000 | PCB PLUG-IN CONNECTOR FEMALE PLUG 5.08 MM N OF POLES: 4 270° PUSH IN WITH ACTUATOR TENSION-CLAMP CONNECTION CLAMPING RANGE MAX. : 3.31 MM² BOX | 1
23219 | 1983110000 | PCB PLUG-IN CONNECTOR FEMALE PLUG 5.08 MM N OF POLES: 5 270° PUSH IN WITH ACTUATOR TENSION-CLAMP CONNECTION CLAMPING RANGE MAX. : 3.31 MM² BOX | 1
23220 | 1983120000 | PCB PLUG-IN CONNECTOR FEMALE PLUG 5.08 MM N OF POLES: 6 270° PUSH IN WITH ACTUATOR TENSION-CLAMP CONNECTION CLAMPING RANGE MAX. : 3.31 MM² BOX | 1
23221 | 1983130000 | PCB PLUG-IN CONNECTOR FEMALE PLUG 5.08 MM N OF POLES: 7 270° PUSH IN WITH ACTUATOR TENSION-CLAMP CONNECTION CLAMPING RANGE MAX. : 3.31 MM² BOX | 1
23222 | 1983140000 | PCB PLUG-IN CONNECTOR FEMALE PLUG 5.08 MM N OF POLES: 8 270° PUSH IN WITH ACTUATOR TENSION-CLAMP CONNECTION CLAMPING RANGE MAX. : 3.31 MM² BOX | 1
23223 | 1983150000 | PCB PLUG-IN CONNECTOR FEMALE PLUG 5.08 MM N OF POLES: 9 270° PUSH IN WITH ACTUATOR TENSION-CLAMP CONNECTION CLAMPING RANGE MAX. : 3.31 MM² BOX | 1
23224 | 1983160000 | PCB PLUG-IN CONNECTOR FEMALE PLUG 5.08 MM N OF POLES: 10 270° PUSH IN WITH ACTUATOR TENSION-CLAMP CONNECTION CLAMPING RANGE MAX. : 3.31 MM² BOX | 1
23225 | 1983170000 | PCB PLUG-IN CONNECTOR FEMALE PLUG 5.08 MM N OF POLES: 11 270° PUSH IN WITH ACTUATOR TENSION-CLAMP CONNECTION CLAMPING RANGE MAX. : 3.31 MM² BOX | 1
23226 | 1983180000 | PCB PLUG-IN CONNECTOR FEMALE PLUG 5.08 MM N OF POLES: 12 270° PUSH IN WITH ACTUATOR TENSION-CLAMP CONNECTION CLAMPING RANGE MAX. : 3.31 MM² BOX | 1
23227 | 1983190000 | PCB PLUG-IN CONNECTOR FEMALE PLUG 5.08 MM N OF POLES: 13 270° PUSH IN WITH ACTUATOR TENSION-CLAMP CONNECTION CLAMPING RANGE MAX. : 3.31 MM² BOX | 1
23228 | 1983200000 | PCB PLUG-IN CONNECTOR FEMALE PLUG 5.08 MM N OF POLES: 14 270° PUSH IN WITH ACTUATOR TENSION-CLAMP CONNECTION CLAMPING RANGE MAX. : 3.31 MM² BOX | 1
23229 | 1983210000 | PCB PLUG-IN CONNECTOR FEMALE PLUG 5.08 MM N OF POLES: 15 270° PUSH IN WITH ACTUATOR TENSION-CLAMP CONNECTION CLAMPING RANGE MAX. : 3.31 MM² BOX | 1
23230 | 1983220000 | PCB PLUG-IN CONNECTOR FEMALE PLUG 5.08 MM N OF POLES: 16 270° PUSH IN WITH ACTUATOR TENSION-CLAMP CONNECTION CLAMPING RANGE MAX. : 3.31 MM² BOX | 1
23231 | 1983230000 | PCB PLUG-IN CONNECTOR FEMALE PLUG 5.08 MM N OF POLES: 17 270° PUSH IN WITH ACTUATOR TENSION-CLAMP CONNECTION CLAMPING RANGE MAX. : 3.31 MM² BOX | 1
23232 | 1983240000 | PCB PLUG-IN CONNECTOR FEMALE PLUG 5.08 MM N OF POLES: 18 270° PUSH IN WITH ACTUATOR TENSION-CLAMP CONNECTION CLAMPING RANGE MAX. : 3.31 MM² BOX | 1
23233 | 1983250000 | PCB PLUG-IN CONNECTOR FEMALE PLUG 5.08 MM N OF POLES: 19 270° PUSH IN WITH ACTUATOR TENSION-CLAMP CONNECTION CLAMPING RANGE MAX. : 3.31 MM² BOX | 1
23234 | 1983260000 | PCB PLUG-IN CONNECTOR FEMALE PLUG 5.08 MM N OF POLES: 20 270° PUSH IN WITH ACTUATOR TENSION-CLAMP CONNECTION CLAMPING RANGE MAX. : 3.31 MM² BOX | 1
23235 | 1000030001 | PCB PLUG-IN CONNECTOR FEMALE PLUG 5.08 MM N OF POLES: 2 90° PUSH IN WITH ACTUATOR TENSION-CLAMP CONNECTION CLAMPING RANGE MAX. : 3.31 MM² BOX | 1
23236 | 1000040001 | PCB PLUG-IN CONNECTOR FEMALE PLUG 5.08 MM N OF POLES: 3 90° PUSH IN WITH ACTUATOR TENSION-CLAMP CONNECTION CLAMPING RANGE MAX. : 3.31 MM² BOX | 1
23237 | 1000050001 | PCB PLUG-IN CONNECTOR FEMALE PLUG 5.08 MM N OF POLES: 4 90° PUSH IN WITH ACTUATOR TENSION-CLAMP CONNECTION CLAMPING RANGE MAX. : 3.31 MM² BOX | 1
23238 | 1000060001 | PCB PLUG-IN CONNECTOR FEMALE PLUG 5.08 MM N OF POLES: 5 90° PUSH IN WITH ACTUATOR TENSION-CLAMP CONNECTION CLAMPING RANGE MAX. : 3.31 MM² BOX | 1
23239 | 1000070001 | PCB PLUG-IN CONNECTOR FEMALE PLUG 5.08 MM N OF POLES: 6 90° PUSH IN WITH ACTUATOR TENSION-CLAMP CONNECTION CLAMPING RANGE MAX. : 3.31 MM² BOX | 1
23240 | 1000090001 | PCB PLUG-IN CONNECTOR FEMALE PLUG 5.08 MM N OF POLES: 8 90° PUSH IN WITH ACTUATOR TENSION-CLAMP CONNECTION CLAMPING RANGE MAX. : 3.31 MM² BOX | 1
23241 | 1000110001 | PCB PLUG-IN CONNECTOR FEMALE PLUG 5.08 MM N OF POLES: 10 90° PUSH IN WITH ACTUATOR TENSION-CLAMP CONNECTION CLAMPING RANGE MAX. : 3.31 MM² BOX | 1
23242 | 1000120001 | PCB PLUG-IN CONNECTOR FEMALE PLUG 5.08 MM N OF POLES: 11 90° PUSH IN WITH ACTUATOR TENSION-CLAMP CONNECTION CLAMPING RANGE MAX. : 3.31 MM² BOX | 1
23243 | 1000130001 | PCB PLUG-IN CONNECTOR FEMALE PLUG 5.08 MM N OF POLES: 12 90° PUSH IN WITH ACTUATOR TENSION-CLAMP CONNECTION CLAMPING RANGE MAX. : 3.31 MM² BOX | 1
23244 | 1000140001 | PCB PLUG-IN CONNECTOR FEMALE PLUG 5.08 MM N OF POLES: 13 90° PUSH IN WITH ACTUATOR TENSION-CLAMP CONNECTION CLAMPING RANGE MAX. : 3.31 MM² BOX | 1
23245 | 1000150001 | PCB PLUG-IN CONNECTOR FEMALE PLUG 5.08 MM N OF POLES: 14 90° PUSH IN WITH ACTUATOR TENSION-CLAMP CONNECTION CLAMPING RANGE MAX. : 3.31 MM² BOX | 1
23246 | 1000170001 | PCB PLUG-IN CONNECTOR FEMALE PLUG 5.08 MM N OF POLES: 16 90° PUSH IN WITH ACTUATOR TENSION-CLAMP CONNECTION CLAMPING RANGE MAX. : 3.31 MM² BOX | 1
23247 | 1000180001 | PCB PLUG-IN CONNECTOR FEMALE PLUG 5.08 MM N OF POLES: 17 90° PUSH IN WITH ACTUATOR TENSION-CLAMP CONNECTION CLAMPING RANGE MAX. : 3.31 MM² BOX | 1
23248 | 1000190001 | PCB PLUG-IN CONNECTOR FEMALE PLUG 5.08 MM N OF POLES: 18 90° PUSH IN WITH ACTUATOR TENSION-CLAMP CONNECTION CLAMPING RANGE MAX. : 3.31 MM² BOX | 1
23249 | 1000200001 | PCB PLUG-IN CONNECTOR FEMALE PLUG 5.08 MM N OF POLES: 19 90° PUSH IN WITH ACTUATOR TENSION-CLAMP CONNECTION CLAMPING RANGE MAX. : 3.31 MM² BOX | 1
23250 | 1000220001 | PCB PLUG-IN CONNECTOR FEMALE PLUG 5.08 MM N OF POLES: 2 90° PUSH IN WITH ACTUATOR TENSION-CLAMP CONNECTION CLAMPING RANGE MAX. : 3.31 MM² BOX | 1
23251 | 1000230001 | PCB PLUG-IN CONNECTOR FEMALE PLUG 5.08 MM N OF POLES: 3 90° PUSH IN WITH ACTUATOR TENSION-CLAMP CONNECTION CLAMPING RANGE MAX. : 3.31 MM² BOX | 1
23252 | 1000240001 | PCB PLUG-IN CONNECTOR FEMALE PLUG 5.08 MM N OF POLES: 4 90° PUSH IN WITH ACTUATOR TENSION-CLAMP CONNECTION CLAMPING RANGE MAX. : 3.31 MM² BOX | 1
23253 | 1000260001 | PCB PLUG-IN CONNECTOR FEMALE PLUG 5.08 MM N OF POLES: 6 90° PUSH IN WITH ACTUATOR TENSION-CLAMP CONNECTION CLAMPING RANGE MAX. : 3.31 MM² BOX | 1
23254 | 1000280001 | PCB PLUG-IN CONNECTOR FEMALE PLUG 5.08 MM N OF POLES: 8 90° PUSH IN WITH ACTUATOR TENSION-CLAMP CONNECTION CLAMPING RANGE MAX. : 3.31 MM² BOX | 1
23255 | 1000300001 | PCB PLUG-IN CONNECTOR FEMALE PLUG 5.08 MM N OF POLES: 10 90° PUSH IN WITH ACTUATOR TENSION-CLAMP CONNECTION CLAMPING RANGE MAX. : 3.31 MM² BOX | 1
23256 | 1000320001 | PCB PLUG-IN CONNECTOR FEMALE PLUG 5.08 MM N OF POLES: 12 90° PUSH IN WITH ACTUATOR TENSION-CLAMP CONNECTION CLAMPING RANGE MAX. : 3.31 MM² BOX | 1
23257 | 1000360001 | PCB PLUG-IN CONNECTOR FEMALE PLUG 5.08 MM N OF POLES: 16 90° PUSH IN WITH ACTUATOR TENSION-CLAMP CONNECTION CLAMPING RANGE MAX. : 3.31 MM² BOX | 1
23258 | 1000410001 | PCB PLUG-IN CONNECTOR FEMALE PLUG 5.08 MM N OF POLES: 2 90° PUSH IN WITH ACTUATOR TENSION-CLAMP CONNECTION CLAMPING RANGE MAX. : 3.31 MM² BOX | 1
23259 | 1000420001 | PCB PLUG-IN CONNECTOR FEMALE PLUG 5.08 MM N OF POLES: 3 90° PUSH IN WITH ACTUATOR TENSION-CLAMP CONNECTION CLAMPING RANGE MAX. : 3.31 MM² BOX | 1
23260 | 1000430001 | PCB PLUG-IN CONNECTOR FEMALE PLUG 5.08 MM N OF POLES: 4 90° PUSH IN WITH ACTUATOR TENSION-CLAMP CONNECTION CLAMPING RANGE MAX. : 3.31 MM² BOX | 1
23261 | 1000440001 | PCB PLUG-IN CONNECTOR FEMALE PLUG 5.08 MM N OF POLES: 5 90° PUSH IN WITH ACTUATOR TENSION-CLAMP CONNECTION CLAMPING RANGE MAX. : 3.31 MM² BOX | 1
23262 | 1000450001 | PCB PLUG-IN CONNECTOR FEMALE PLUG 5.08 MM N OF POLES: 6 90° PUSH IN WITH ACTUATOR TENSION-CLAMP CONNECTION CLAMPING RANGE MAX. : 3.31 MM² BOX | 1
23263 | 1000470001 | PCB PLUG-IN CONNECTOR FEMALE PLUG 5.08 MM N OF POLES: 8 90° PUSH IN WITH ACTUATOR TENSION-CLAMP CONNECTION CLAMPING RANGE MAX. : 3.31 MM² BOX | 1
23264 | 1000490001 | PCB PLUG-IN CONNECTOR FEMALE PLUG 5.08 MM N OF POLES: 10 90° PUSH IN WITH ACTUATOR TENSION-CLAMP CONNECTION CLAMPING RANGE MAX. : 3.31 MM² BOX | 1
23265 | 1000640001 | PCB PLUG-IN CONNECTOR FEMALE PLUG 5.08 MM N OF POLES: 2 90° PUSH IN WITH ACTUATOR TENSION-CLAMP CONNECTION CLAMPING RANGE MAX. : 3.31 MM² BOX | 1
23266 | 1000650001 | PCB PLUG-IN CONNECTOR FEMALE PLUG 5.08 MM N OF POLES: 3 90° PUSH IN WITH ACTUATOR TENSION-CLAMP CONNECTION CLAMPING RANGE MAX. : 3.31 MM² BOX | 1
23267 | 1000660001 | PCB PLUG-IN CONNECTOR FEMALE PLUG 5.08 MM N OF POLES: 4 90° PUSH IN WITH ACTUATOR TENSION-CLAMP CONNECTION CLAMPING RANGE MAX. : 3.31 MM² BOX | 1
23268 | 1000700001 | PCB PLUG-IN CONNECTOR FEMALE PLUG 5.08 MM N OF POLES: 8 90° PUSH IN WITH ACTUATOR TENSION-CLAMP CONNECTION CLAMPING RANGE MAX. : 3.31 MM² BOX | 1
23269 | 1000720001 | PCB PLUG-IN CONNECTOR FEMALE PLUG 5.08 MM N OF POLES: 10 90° PUSH IN WITH ACTUATOR TENSION-CLAMP CONNECTION CLAMPING RANGE MAX. : 3.31 MM² BOX | 1
23270 | 1001530000 | PCB PLUG-IN CONNECTOR FEMALE PLUG 5.08 MM N OF POLES: 2 90° PUSH IN WITH ACTUATOR TENSION-CLAMP CONNECTION CLAMPING RANGE MAX. : 3.31 MM² BOX | 1
23271 | 1001540000 | PCB PLUG-IN CONNECTOR FEMALE PLUG 5.08 MM N OF POLES: 3 90° PUSH IN WITH ACTUATOR TENSION-CLAMP CONNECTION CLAMPING RANGE MAX. : 3.31 MM² BOX | 1
23272 | 1001550000 | PCB PLUG-IN CONNECTOR FEMALE PLUG 5.08 MM N OF POLES: 4 90° PUSH IN WITH ACTUATOR TENSION-CLAMP CONNECTION CLAMPING RANGE MAX. : 3.31 MM² BOX | 1
23273 | 1001560000 | PCB PLUG-IN CONNECTOR FEMALE PLUG 5.08 MM N OF POLES: 5 90° PUSH IN WITH ACTUATOR TENSION-CLAMP CONNECTION CLAMPING RANGE MAX. : 3.31 MM² BOX | 1
23274 | 1001570000 | PCB PLUG-IN CONNECTOR FEMALE PLUG 5.08 MM N OF POLES: 6 90° PUSH IN WITH ACTUATOR TENSION-CLAMP CONNECTION CLAMPING RANGE MAX. : 3.31 MM² BOX | 1
23275 | 1001580000 | PCB PLUG-IN CONNECTOR FEMALE PLUG 5.08 MM N OF POLES: 7 90° PUSH IN WITH ACTUATOR TENSION-CLAMP CONNECTION CLAMPING RANGE MAX. : 3.31 MM² BOX | 1
23276 | 1001590000 | PCB PLUG-IN CONNECTOR FEMALE PLUG 5.08 MM N OF POLES: 8 90° PUSH IN WITH ACTUATOR TENSION-CLAMP CONNECTION CLAMPING RANGE MAX. : 3.31 MM² BOX | 1
23277 | 1001600000 | PCB PLUG-IN CONNECTOR FEMALE PLUG 5.08 MM N OF POLES: 9 90° PUSH IN WITH ACTUATOR TENSION-CLAMP CONNECTION CLAMPING RANGE MAX. : 3.31 MM² BOX | 1
23278 | 1001610000 | PCB PLUG-IN CONNECTOR FEMALE PLUG 5.08 MM N OF POLES: 10 90° PUSH IN WITH ACTUATOR TENSION-CLAMP CONNECTION CLAMPING RANGE MAX. : 3.31 MM² BOX | 1
23279 | 1001620000 | PCB PLUG-IN CONNECTOR FEMALE PLUG 5.08 MM N OF POLES: 11 90° PUSH IN WITH ACTUATOR TENSION-CLAMP CONNECTION CLAMPING RANGE MAX. : 3.31 MM² BOX | 1
23280 | 1001630000 | PCB PLUG-IN CONNECTOR FEMALE PLUG 5.08 MM N OF POLES: 12 90° PUSH IN WITH ACTUATOR TENSION-CLAMP CONNECTION CLAMPING RANGE MAX. : 3.31 MM² BOX | 1
23281 | 1001640000 | PCB PLUG-IN CONNECTOR FEMALE PLUG 5.08 MM N OF POLES: 13 90° PUSH IN WITH ACTUATOR TENSION-CLAMP CONNECTION CLAMPING RANGE MAX. : 3.31 MM² BOX | 1
23282 | 1001650000 | PCB PLUG-IN CONNECTOR FEMALE PLUG 5.08 MM N OF POLES: 14 90° PUSH IN WITH ACTUATOR TENSION-CLAMP CONNECTION CLAMPING RANGE MAX. : 3.31 MM² BOX | 1
23283 | 1001660000 | PCB PLUG-IN CONNECTOR FEMALE PLUG 5.08 MM N OF POLES: 15 90° PUSH IN WITH ACTUATOR TENSION-CLAMP CONNECTION CLAMPING RANGE MAX. : 3.31 MM² BOX | 1
23284 | 1001670000 | PCB PLUG-IN CONNECTOR FEMALE PLUG 5.08 MM N OF POLES: 16 90° PUSH IN WITH ACTUATOR TENSION-CLAMP CONNECTION CLAMPING RANGE MAX. : 3.31 MM² BOX | 1
23285 | 1001680000 | PCB PLUG-IN CONNECTOR FEMALE PLUG 5.08 MM N OF POLES: 17 90° PUSH IN WITH ACTUATOR TENSION-CLAMP CONNECTION CLAMPING RANGE MAX. : 3.31 MM² BOX | 1
23286 | 1001690000 | PCB PLUG-IN CONNECTOR FEMALE PLUG 5.08 MM N OF POLES: 18 90° PUSH IN WITH ACTUATOR TENSION-CLAMP CONNECTION CLAMPING RANGE MAX. : 3.31 MM² BOX | 1
23287 | 1001700000 | PCB PLUG-IN CONNECTOR FEMALE PLUG 5.08 MM N OF POLES: 19 90° PUSH IN WITH ACTUATOR TENSION-CLAMP CONNECTION CLAMPING RANGE MAX. : 3.31 MM² BOX | 1
23288 | 1001710000 | PCB PLUG-IN CONNECTOR FEMALE PLUG 5.08 MM N OF POLES: 20 90° PUSH IN WITH ACTUATOR TENSION-CLAMP CONNECTION CLAMPING RANGE MAX. : 3.31 MM² BOX | 1
23289 | 1002090000 | PCB PLUG-IN CONNECTOR FEMALE PLUG 5.08 MM N OF POLES: 2 90° PUSH IN WITH ACTUATOR TENSION-CLAMP CONNECTION CLAMPING RANGE MAX. : 3.31 MM² BOX | 1
23290 | 1002100000 | PCB PLUG-IN CONNECTOR FEMALE PLUG 5.08 MM N OF POLES: 3 90° PUSH IN WITH ACTUATOR TENSION-CLAMP CONNECTION CLAMPING RANGE MAX. : 3.31 MM² BOX | 1
23291 | 1002110000 | PCB PLUG-IN CONNECTOR FEMALE PLUG 5.08 MM N OF POLES: 4 90° PUSH IN WITH ACTUATOR TENSION-CLAMP CONNECTION CLAMPING RANGE MAX. : 3.31 MM² BOX | 1
23292 | 1002120000 | PCB PLUG-IN CONNECTOR FEMALE PLUG 5.08 MM N OF POLES: 5 90° PUSH IN WITH ACTUATOR TENSION-CLAMP CONNECTION CLAMPING RANGE MAX. : 3.31 MM² BOX | 1
23293 | 1002130000 | PCB PLUG-IN CONNECTOR FEMALE PLUG 5.08 MM N OF POLES: 6 90° PUSH IN WITH ACTUATOR TENSION-CLAMP CONNECTION CLAMPING RANGE MAX. : 3.31 MM² BOX | 1
23294 | 1002140000 | PCB PLUG-IN CONNECTOR FEMALE PLUG 5.08 MM N OF POLES: 7 90° PUSH IN WITH ACTUATOR TENSION-CLAMP CONNECTION CLAMPING RANGE MAX. : 3.31 MM² BOX | 1
23295 | 1002150000 | PCB PLUG-IN CONNECTOR FEMALE PLUG 5.08 MM N OF POLES: 8 90° PUSH IN WITH ACTUATOR TENSION-CLAMP CONNECTION CLAMPING RANGE MAX. : 3.31 MM² BOX | 1
23296 | 1002160000 | PCB PLUG-IN CONNECTOR FEMALE PLUG 5.08 MM N OF POLES: 9 90° PUSH IN WITH ACTUATOR TENSION-CLAMP CONNECTION CLAMPING RANGE MAX. : 3.31 MM² BOX | 1
23297 | 1002170000 | PCB PLUG-IN CONNECTOR FEMALE PLUG 5.08 MM N OF POLES: 10 90° PUSH IN WITH ACTUATOR TENSION-CLAMP CONNECTION CLAMPING RANGE MAX. : 3.31 MM² BOX | 1
23298 | 1002180000 | PCB PLUG-IN CONNECTOR FEMALE PLUG 5.08 MM N OF POLES: 11 90° PUSH IN WITH ACTUATOR TENSION-CLAMP CONNECTION CLAMPING RANGE MAX. : 3.31 MM² BOX | 1
23299 | 1002190000 | PCB PLUG-IN CONNECTOR FEMALE PLUG 5.08 MM N OF POLES: 12 90° PUSH IN WITH ACTUATOR TENSION-CLAMP CONNECTION CLAMPING RANGE MAX. : 3.31 MM² BOX | 1
23300 | 1002200000 | PCB PLUG-IN CONNECTOR FEMALE PLUG 5.08 MM N OF POLES: 13 90° PUSH IN WITH ACTUATOR TENSION-CLAMP CONNECTION CLAMPING RANGE MAX. : 3.31 MM² BOX | 1
23301 | 1002210000 | PCB PLUG-IN CONNECTOR FEMALE PLUG 5.08 MM N OF POLES: 14 90° PUSH IN WITH ACTUATOR TENSION-CLAMP CONNECTION CLAMPING RANGE MAX. : 3.31 MM² BOX | 1
23302 | 1002220000 | PCB PLUG-IN CONNECTOR FEMALE PLUG 5.08 MM N OF POLES: 15 90° PUSH IN WITH ACTUATOR TENSION-CLAMP CONNECTION CLAMPING RANGE MAX. : 3.31 MM² BOX | 1
23303 | 1002230000 | PCB PLUG-IN CONNECTOR FEMALE PLUG 5.08 MM N OF POLES: 16 90° PUSH IN WITH ACTUATOR TENSION-CLAMP CONNECTION CLAMPING RANGE MAX. : 3.31 MM² BOX | 1
23304 | 1002240000 | PCB PLUG-IN CONNECTOR FEMALE PLUG 5.08 MM N OF POLES: 17 90° PUSH IN WITH ACTUATOR TENSION-CLAMP CONNECTION CLAMPING RANGE MAX. : 3.31 MM² BOX | 1
23305 | 1002250000 | PCB PLUG-IN CONNECTOR FEMALE PLUG 5.08 MM N OF POLES: 18 90° PUSH IN WITH ACTUATOR TENSION-CLAMP CONNECTION CLAMPING RANGE MAX. : 3.31 MM² BOX | 1
23306 | 1002260000 | PCB PLUG-IN CONNECTOR FEMALE PLUG 5.08 MM N OF POLES: 19 90° PUSH IN WITH ACTUATOR TENSION-CLAMP CONNECTION CLAMPING RANGE MAX. : 3.31 MM² BOX | 1
23307 | 1002270000 | PCB PLUG-IN CONNECTOR FEMALE PLUG 5.08 MM N OF POLES: 20 90° PUSH IN WITH ACTUATOR TENSION-CLAMP CONNECTION CLAMPING RANGE MAX. : 3.31 MM² BOX | 1
23308 | 1002280000 | PCB PLUG-IN CONNECTOR FEMALE PLUG 5.08 MM N OF POLES: 2 90° PUSH IN WITH ACTUATOR TENSION-CLAMP CONNECTION CLAMPING RANGE MAX. : 3.31 MM² BOX | 1
23309 | 1002290000 | PCB PLUG-IN CONNECTOR FEMALE PLUG 5.08 MM N OF POLES: 3 90° PUSH IN WITH ACTUATOR TENSION-CLAMP CONNECTION CLAMPING RANGE MAX. : 3.31 MM² BOX | 1
23310 | 1002300000 | PCB PLUG-IN CONNECTOR FEMALE PLUG 5.08 MM N OF POLES: 4 90° PUSH IN WITH ACTUATOR TENSION-CLAMP CONNECTION CLAMPING RANGE MAX. : 3.31 MM² BOX | 1
23311 | 1002310000 | PCB PLUG-IN CONNECTOR FEMALE PLUG 5.08 MM N OF POLES: 5 90° PUSH IN WITH ACTUATOR TENSION-CLAMP CONNECTION CLAMPING RANGE MAX. : 3.31 MM² BOX | 1
23312 | 1002320000 | PCB PLUG-IN CONNECTOR FEMALE PLUG 5.08 MM N OF POLES: 6 90° PUSH IN WITH ACTUATOR TENSION-CLAMP CONNECTION CLAMPING RANGE MAX. : 3.31 MM² BOX | 1
23313 | 1002330000 | PCB PLUG-IN CONNECTOR FEMALE PLUG 5.08 MM N OF POLES: 7 90° PUSH IN WITH ACTUATOR TENSION-CLAMP CONNECTION CLAMPING RANGE MAX. : 3.31 MM² BOX | 1
23314 | 1002340000 | PCB PLUG-IN CONNECTOR FEMALE PLUG 5.08 MM N OF POLES: 8 90° PUSH IN WITH ACTUATOR TENSION-CLAMP CONNECTION CLAMPING RANGE MAX. : 3.31 MM² BOX | 1
23315 | 1002350000 | PCB PLUG-IN CONNECTOR FEMALE PLUG 5.08 MM N OF POLES: 9 90° PUSH IN WITH ACTUATOR TENSION-CLAMP CONNECTION CLAMPING RANGE MAX. : 3.31 MM² BOX | 1
23316 | 1002360000 | PCB PLUG-IN CONNECTOR FEMALE PLUG 5.08 MM N OF POLES: 10 90° PUSH IN WITH ACTUATOR TENSION-CLAMP CONNECTION CLAMPING RANGE MAX. : 3.31 MM² BOX | 1
23317 | 1002370000 | PCB PLUG-IN CONNECTOR FEMALE PLUG 5.08 MM N OF POLES: 11 90° PUSH IN WITH ACTUATOR TENSION-CLAMP CONNECTION CLAMPING RANGE MAX. : 3.31 MM² BOX | 1
23318 | 1002380000 | PCB PLUG-IN CONNECTOR FEMALE PLUG 5.08 MM N OF POLES: 12 90° PUSH IN WITH ACTUATOR TENSION-CLAMP CONNECTION CLAMPING RANGE MAX. : 3.31 MM² BOX | 1
23319 | 1002390000 | PCB PLUG-IN CONNECTOR FEMALE PLUG 5.08 MM N OF POLES: 13 90° PUSH IN WITH ACTUATOR TENSION-CLAMP CONNECTION CLAMPING RANGE MAX. : 3.31 MM² BOX | 1
23320 | 1002400000 | PCB PLUG-IN CONNECTOR FEMALE PLUG 5.08 MM N OF POLES: 14 90° PUSH IN WITH ACTUATOR TENSION-CLAMP CONNECTION CLAMPING RANGE MAX. : 3.31 MM² BOX | 1
23321 | 1002410000 | PCB PLUG-IN CONNECTOR FEMALE PLUG 5.08 MM N OF POLES: 15 90° PUSH IN WITH ACTUATOR TENSION-CLAMP CONNECTION CLAMPING RANGE MAX. : 3.31 MM² BOX | 1
23322 | 1002420000 | PCB PLUG-IN CONNECTOR FEMALE PLUG 5.08 MM N OF POLES: 16 90° PUSH IN WITH ACTUATOR TENSION-CLAMP CONNECTION CLAMPING RANGE MAX. : 3.31 MM² BOX | 1
23323 | 1002430000 | PCB PLUG-IN CONNECTOR FEMALE PLUG 5.08 MM N OF POLES: 17 90° PUSH IN WITH ACTUATOR TENSION-CLAMP CONNECTION CLAMPING RANGE MAX. : 3.31 MM² BOX | 1
23324 | 1002440000 | PCB PLUG-IN CONNECTOR FEMALE PLUG 5.08 MM N OF POLES: 18 90° PUSH IN WITH ACTUATOR TENSION-CLAMP CONNECTION CLAMPING RANGE MAX. : 3.31 MM² BOX | 1
23325 | 1002450000 | PCB PLUG-IN CONNECTOR FEMALE PLUG 5.08 MM N OF POLES: 19 90° PUSH IN WITH ACTUATOR TENSION-CLAMP CONNECTION CLAMPING RANGE MAX. : 3.31 MM² BOX | 1
23326 | 1002460000 | PCB PLUG-IN CONNECTOR FEMALE PLUG 5.08 MM N OF POLES: 20 90° PUSH IN WITH ACTUATOR TENSION-CLAMP CONNECTION CLAMPING RANGE MAX. : 3.31 MM² BOX | 1
23327 | 1007120000 | PCB PLUG-IN CONNECTOR THT SOLDER CONNECTION PITCH IN MM (P): 5.00 MM N OF POLES: 2 BOX | 1
23328 | 1012640000 | PCB PLUG-IN CONNECTOR FEMALE PLUG 5.08 MM N OF POLES: 2 180° PUSH IN WITH ACTUATOR TENSION-CLAMP CONNECTION CLAMPING RANGE MAX. : 3.31 MM² BOX | 1
23329 | 1012650000 | PCB PLUG-IN CONNECTOR FEMALE PLUG 5.08 MM N OF POLES: 3 180° PUSH IN WITH ACTUATOR TENSION-CLAMP CONNECTION CLAMPING RANGE MAX. : 3.31 MM² BOX | 1
23330 | 1012660000 | PCB PLUG-IN CONNECTOR FEMALE PLUG 5.08 MM N OF POLES: 4 180° PUSH IN WITH ACTUATOR TENSION-CLAMP CONNECTION CLAMPING RANGE MAX. : 3.31 MM² BOX | 1
23331 | 1012670000 | PCB PLUG-IN CONNECTOR FEMALE PLUG 5.08 MM N OF POLES: 5 180° PUSH IN WITH ACTUATOR TENSION-CLAMP CONNECTION CLAMPING RANGE MAX. : 3.31 MM² BOX | 1
23332 | 1012680000 | PCB PLUG-IN CONNECTOR FEMALE PLUG 5.08 MM N OF POLES: 6 180° PUSH IN WITH ACTUATOR TENSION-CLAMP CONNECTION CLAMPING RANGE MAX. : 3.31 MM² BOX | 1
23333 | 1012690000 | PCB PLUG-IN CONNECTOR FEMALE PLUG 5.08 MM N OF POLES: 7 180° PUSH IN WITH ACTUATOR TENSION-CLAMP CONNECTION CLAMPING RANGE MAX. : 3.31 MM² BOX | 1
23334 | 1012710000 | PCB PLUG-IN CONNECTOR FEMALE PLUG 5.08 MM N OF POLES: 8 180° PUSH IN WITH ACTUATOR TENSION-CLAMP CONNECTION CLAMPING RANGE MAX. : 3.31 MM² BOX | 1
23335 | 1012720000 | PCB PLUG-IN CONNECTOR FEMALE PLUG 5.08 MM N OF POLES: 9 180° PUSH IN WITH ACTUATOR TENSION-CLAMP CONNECTION CLAMPING RANGE MAX. : 3.31 MM² BOX | 1
23336 | 1012730000 | PCB PLUG-IN CONNECTOR FEMALE PLUG 5.08 MM N OF POLES: 10 180° PUSH IN WITH ACTUATOR TENSION-CLAMP CONNECTION CLAMPING RANGE MAX. : 3.31 MM² BOX | 1
23337 | 1012740000 | PCB PLUG-IN CONNECTOR FEMALE PLUG 5.08 MM N OF POLES: 11 180° PUSH IN WITH ACTUATOR TENSION-CLAMP CONNECTION CLAMPING RANGE MAX. : 3.31 MM² BOX | 1
23338 | 1012750000 | PCB PLUG-IN CONNECTOR FEMALE PLUG 5.08 MM N OF POLES: 12 180° PUSH IN WITH ACTUATOR TENSION-CLAMP CONNECTION CLAMPING RANGE MAX. : 3.31 MM² BOX | 1
23339 | 1012950000 | PCB PLUG-IN CONNECTOR FEMALE PLUG 5.08 MM N OF POLES: 14 180° PUSH IN WITH ACTUATOR TENSION-CLAMP CONNECTION CLAMPING RANGE MAX. : 3.31 MM² BOX | 1
23340 | 1012960000 | PCB PLUG-IN CONNECTOR FEMALE PLUG 5.08 MM N OF POLES: 15 180° PUSH IN WITH ACTUATOR TENSION-CLAMP CONNECTION CLAMPING RANGE MAX. : 3.31 MM² BOX | 1
23341 | 1012970000 | PCB PLUG-IN CONNECTOR FEMALE PLUG 5.08 MM N OF POLES: 16 180° PUSH IN WITH ACTUATOR TENSION-CLAMP CONNECTION CLAMPING RANGE MAX. : 3.31 MM² BOX | 1
23342 | 1012990000 | PCB PLUG-IN CONNECTOR FEMALE PLUG 5.08 MM N OF POLES: 18 180° PUSH IN WITH ACTUATOR TENSION-CLAMP CONNECTION CLAMPING RANGE MAX. : 3.31 MM² BOX | 1
23343 | 1013020000 | PCB PLUG-IN CONNECTOR FEMALE PLUG 5.08 MM N OF POLES: 20 180° PUSH IN WITH ACTUATOR TENSION-CLAMP CONNECTION CLAMPING RANGE MAX. : 3.31 MM² BOX | 1
23344 | 1013060000 | PCB PLUG-IN CONNECTOR FEMALE PLUG 5.08 MM N OF POLES: 24 180° PUSH IN WITH ACTUATOR TENSION-CLAMP CONNECTION CLAMPING RANGE MAX. : 3.31 MM² BOX | 1
23345 | 1013070000 | PCB PLUG-IN CONNECTOR FEMALE PLUG 5.08 MM N OF POLES: 2 180° PUSH IN WITH ACTUATOR TENSION-CLAMP CONNECTION CLAMPING RANGE MAX. : 3.31 MM² BOX | 1
23346 | 1013090000 | PCB PLUG-IN CONNECTOR FEMALE PLUG 5.08 MM N OF POLES: 3 180° PUSH IN WITH ACTUATOR TENSION-CLAMP CONNECTION CLAMPING RANGE MAX. : 3.31 MM² BOX | 1
23347 | 1013110000 | PCB PLUG-IN CONNECTOR FEMALE PLUG 5.08 MM N OF POLES: 4 180° PUSH IN WITH ACTUATOR TENSION-CLAMP CONNECTION CLAMPING RANGE MAX. : 3.31 MM² BOX | 1
23348 | 1013120000 | PCB PLUG-IN CONNECTOR FEMALE PLUG 5.08 MM N OF POLES: 5 180° PUSH IN WITH ACTUATOR TENSION-CLAMP CONNECTION CLAMPING RANGE MAX. : 3.31 MM² BOX | 1
23349 | 1013130000 | PCB PLUG-IN CONNECTOR FEMALE PLUG 5.08 MM N OF POLES: 6 180° PUSH IN WITH ACTUATOR TENSION-CLAMP CONNECTION CLAMPING RANGE MAX. : 3.31 MM² BOX | 1
23350 | 1013140000 | PCB PLUG-IN CONNECTOR FEMALE PLUG 5.08 MM N OF POLES: 7 180° PUSH IN WITH ACTUATOR TENSION-CLAMP CONNECTION CLAMPING RANGE MAX. : 3.31 MM² BOX | 1
23351 | 1013150000 | PCB PLUG-IN CONNECTOR FEMALE PLUG 5.08 MM N OF POLES: 8 180° PUSH IN WITH ACTUATOR TENSION-CLAMP CONNECTION CLAMPING RANGE MAX. : 3.31 MM² BOX | 1
23352 | 1013160000 | PCB PLUG-IN CONNECTOR FEMALE PLUG 5.08 MM N OF POLES: 9 180° PUSH IN WITH ACTUATOR TENSION-CLAMP CONNECTION CLAMPING RANGE MAX. : 3.31 MM² BOX | 1
23353 | 1013170000 | PCB PLUG-IN CONNECTOR FEMALE PLUG 5.08 MM N OF POLES: 10 180° PUSH IN WITH ACTUATOR TENSION-CLAMP CONNECTION CLAMPING RANGE MAX. : 3.31 MM² BOX | 1
23354 | 1013180000 | PCB PLUG-IN CONNECTOR FEMALE PLUG 5.08 MM N OF POLES: 11 180° PUSH IN WITH ACTUATOR TENSION-CLAMP CONNECTION CLAMPING RANGE MAX. : 3.31 MM² BOX | 1
23355 | 1013190000 | PCB PLUG-IN CONNECTOR FEMALE PLUG 5.08 MM N OF POLES: 12 180° PUSH IN WITH ACTUATOR TENSION-CLAMP CONNECTION CLAMPING RANGE MAX. : 3.31 MM² BOX | 1
23356 | 1013210000 | PCB PLUG-IN CONNECTOR FEMALE PLUG 5.08 MM N OF POLES: 13 180° PUSH IN WITH ACTUATOR TENSION-CLAMP CONNECTION CLAMPING RANGE MAX. : 3.31 MM² BOX | 1
23357 | 1013220000 | PCB PLUG-IN CONNECTOR FEMALE PLUG 5.08 MM N OF POLES: 14 180° PUSH IN WITH ACTUATOR TENSION-CLAMP CONNECTION CLAMPING RANGE MAX. : 3.31 MM² BOX | 1
23358 | 1013230000 | PCB PLUG-IN CONNECTOR FEMALE PLUG 5.08 MM N OF POLES: 15 180° PUSH IN WITH ACTUATOR TENSION-CLAMP CONNECTION CLAMPING RANGE MAX. : 3.31 MM² BOX | 1
23359 | 1013240000 | PCB PLUG-IN CONNECTOR FEMALE PLUG 5.08 MM N OF POLES: 16 180° PUSH IN WITH ACTUATOR TENSION-CLAMP CONNECTION CLAMPING RANGE MAX. : 3.31 MM² BOX | 1
23360 | 1013250000 | PCB PLUG-IN CONNECTOR FEMALE PLUG 5.08 MM N OF POLES: 17 180° PUSH IN WITH ACTUATOR TENSION-CLAMP CONNECTION CLAMPING RANGE MAX. : 3.31 MM² BOX | 1
23361 | 1013260000 | PCB PLUG-IN CONNECTOR FEMALE PLUG 5.08 MM N OF POLES: 18 180° PUSH IN WITH ACTUATOR TENSION-CLAMP CONNECTION CLAMPING RANGE MAX. : 3.31 MM² BOX | 1
23362 | 1013270000 | PCB PLUG-IN CONNECTOR FEMALE PLUG 5.08 MM N OF POLES: 19 180° PUSH IN WITH ACTUATOR TENSION-CLAMP CONNECTION CLAMPING RANGE MAX. : 3.31 MM² BOX | 1
23363 | 1013280000 | PCB PLUG-IN CONNECTOR FEMALE PLUG 5.08 MM N OF POLES: 20 180° PUSH IN WITH ACTUATOR TENSION-CLAMP CONNECTION CLAMPING RANGE MAX. : 3.31 MM² BOX | 1
23364 | 1013290000 | PCB PLUG-IN CONNECTOR FEMALE PLUG 5.08 MM N OF POLES: 21 180° PUSH IN WITH ACTUATOR TENSION-CLAMP CONNECTION CLAMPING RANGE MAX. : 3.31 MM² BOX | 1
23365 | 1013310000 | PCB PLUG-IN CONNECTOR FEMALE PLUG 5.08 MM N OF POLES: 22 180° PUSH IN WITH ACTUATOR TENSION-CLAMP CONNECTION CLAMPING RANGE MAX. : 3.31 MM² BOX | 1
23366 | 1013320000 | PCB PLUG-IN CONNECTOR FEMALE PLUG 5.08 MM N OF POLES: 23 180° PUSH IN WITH ACTUATOR TENSION-CLAMP CONNECTION CLAMPING RANGE MAX. : 3.31 MM² BOX | 1
23367 | 1013330000 | PCB PLUG-IN CONNECTOR FEMALE PLUG 5.08 MM N OF POLES: 24 180° PUSH IN WITH ACTUATOR TENSION-CLAMP CONNECTION CLAMPING RANGE MAX. : 3.31 MM² BOX | 1
23368 | 1013430000 | PCB PLUG-IN CONNECTOR FEMALE PLUG 5.08 MM N OF POLES: 2 180° PUSH IN WITH ACTUATOR TENSION-CLAMP CONNECTION CLAMPING RANGE MAX. : 3.31 MM² BOX | 1
23369 | 1013440000 | PCB PLUG-IN CONNECTOR FEMALE PLUG 5.08 MM N OF POLES: 3 180° PUSH IN WITH ACTUATOR TENSION-CLAMP CONNECTION CLAMPING RANGE MAX. : 3.31 MM² BOX | 1
23370 | 1013450000 | PCB PLUG-IN CONNECTOR FEMALE PLUG 5.08 MM N OF POLES: 4 180° PUSH IN WITH ACTUATOR TENSION-CLAMP CONNECTION CLAMPING RANGE MAX. : 3.31 MM² BOX | 1
23371 | 1013460000 | PCB PLUG-IN CONNECTOR FEMALE PLUG 5.08 MM N OF POLES: 5 180° PUSH IN WITH ACTUATOR TENSION-CLAMP CONNECTION CLAMPING RANGE MAX. : 3.31 MM² BOX | 1
23372 | 1013470000 | PCB PLUG-IN CONNECTOR FEMALE PLUG 5.08 MM N OF POLES: 6 180° PUSH IN WITH ACTUATOR TENSION-CLAMP CONNECTION CLAMPING RANGE MAX. : 3.31 MM² BOX | 1
23373 | 1013480000 | PCB PLUG-IN CONNECTOR FEMALE PLUG 5.08 MM N OF POLES: 7 180° PUSH IN WITH ACTUATOR TENSION-CLAMP CONNECTION CLAMPING RANGE MAX. : 3.31 MM² BOX | 1
23374 | 1013490000 | PCB PLUG-IN CONNECTOR FEMALE PLUG 5.08 MM N OF POLES: 8 180° PUSH IN WITH ACTUATOR TENSION-CLAMP CONNECTION CLAMPING RANGE MAX. : 3.31 MM² BOX | 1
23375 | 1013510000 | PCB PLUG-IN CONNECTOR FEMALE PLUG 5.08 MM N OF POLES: 9 180° PUSH IN WITH ACTUATOR TENSION-CLAMP CONNECTION CLAMPING RANGE MAX. : 3.31 MM² BOX | 1
23376 | 1013520000 | PCB PLUG-IN CONNECTOR FEMALE PLUG 5.08 MM N OF POLES: 10 180° PUSH IN WITH ACTUATOR TENSION-CLAMP CONNECTION CLAMPING RANGE MAX. : 3.31 MM² BOX | 1
23377 | 1013530000 | PCB PLUG-IN CONNECTOR FEMALE PLUG 5.08 MM N OF POLES: 11 180° PUSH IN WITH ACTUATOR TENSION-CLAMP CONNECTION CLAMPING RANGE MAX. : 3.31 MM² BOX | 1
23378 | 1013540000 | PCB PLUG-IN CONNECTOR FEMALE PLUG 5.08 MM N OF POLES: 12 180° PUSH IN WITH ACTUATOR TENSION-CLAMP CONNECTION CLAMPING RANGE MAX. : 3.31 MM² BOX | 1
23379 | 1013550000 | PCB PLUG-IN CONNECTOR FEMALE PLUG 5.08 MM N OF POLES: 13 180° PUSH IN WITH ACTUATOR TENSION-CLAMP CONNECTION CLAMPING RANGE MAX. : 3.31 MM² BOX | 1
23380 | 1013560000 | PCB PLUG-IN CONNECTOR FEMALE PLUG 5.08 MM N OF POLES: 14 180° PUSH IN WITH ACTUATOR TENSION-CLAMP CONNECTION CLAMPING RANGE MAX. : 3.31 MM² BOX | 1
23381 | 1013570000 | PCB PLUG-IN CONNECTOR FEMALE PLUG 5.08 MM N OF POLES: 15 180° PUSH IN WITH ACTUATOR TENSION-CLAMP CONNECTION CLAMPING RANGE MAX. : 3.31 MM² BOX | 1
23382 | 1013580000 | PCB PLUG-IN CONNECTOR FEMALE PLUG 5.08 MM N OF POLES: 16 180° PUSH IN WITH ACTUATOR TENSION-CLAMP CONNECTION CLAMPING RANGE MAX. : 3.31 MM² BOX | 1
23383 | 1013590000 | PCB PLUG-IN CONNECTOR FEMALE PLUG 5.08 MM N OF POLES: 17 180° PUSH IN WITH ACTUATOR TENSION-CLAMP CONNECTION CLAMPING RANGE MAX. : 3.31 MM² BOX | 1
23384 | 1013610000 | PCB PLUG-IN CONNECTOR FEMALE PLUG 5.08 MM N OF POLES: 18 180° PUSH IN WITH ACTUATOR TENSION-CLAMP CONNECTION CLAMPING RANGE MAX. : 3.31 MM² BOX | 1
23385 | 1013620000 | PCB PLUG-IN CONNECTOR FEMALE PLUG 5.08 MM N OF POLES: 19 180° PUSH IN WITH ACTUATOR TENSION-CLAMP CONNECTION CLAMPING RANGE MAX. : 3.31 MM² BOX | 1
23386 | 1013630000 | PCB PLUG-IN CONNECTOR FEMALE PLUG 5.08 MM N OF POLES: 20 180° PUSH IN WITH ACTUATOR TENSION-CLAMP CONNECTION CLAMPING RANGE MAX. : 3.31 MM² BOX | 1
23387 | 1013650000 | PCB PLUG-IN CONNECTOR FEMALE PLUG 5.08 MM N OF POLES: 22 180° PUSH IN WITH ACTUATOR TENSION-CLAMP CONNECTION CLAMPING RANGE MAX. : 3.31 MM² BOX | 1
23388 | 1013670000 | PCB PLUG-IN CONNECTOR FEMALE PLUG 5.08 MM N OF POLES: 24 180° PUSH IN WITH ACTUATOR TENSION-CLAMP CONNECTION CLAMPING RANGE MAX. : 3.31 MM² BOX | 1
23389 | 1013690000 | PCB PLUG-IN CONNECTOR FEMALE PLUG 5.08 MM N OF POLES: 3 180° PUSH IN WITH ACTUATOR TENSION-CLAMP CONNECTION CLAMPING RANGE MAX. : 3.31 MM² BOX | 1
23390 | 1013710000 | PCB PLUG-IN CONNECTOR FEMALE PLUG 5.08 MM N OF POLES: 4 180° PUSH IN WITH ACTUATOR TENSION-CLAMP CONNECTION CLAMPING RANGE MAX. : 3.31 MM² BOX | 1
23391 | 1013720000 | PCB PLUG-IN CONNECTOR FEMALE PLUG 5.08 MM N OF POLES: 5 180° PUSH IN WITH ACTUATOR TENSION-CLAMP CONNECTION CLAMPING RANGE MAX. : 3.31 MM² BOX | 1
23392 | 1013730000 | PCB PLUG-IN CONNECTOR FEMALE PLUG 5.08 MM N OF POLES: 6 180° PUSH IN WITH ACTUATOR TENSION-CLAMP CONNECTION CLAMPING RANGE MAX. : 3.31 MM² BOX | 1
23393 | 1013740000 | PCB PLUG-IN CONNECTOR FEMALE PLUG 5.08 MM N OF POLES: 7 180° PUSH IN WITH ACTUATOR TENSION-CLAMP CONNECTION CLAMPING RANGE MAX. : 3.31 MM² BOX | 1
23394 | 1013750000 | PCB PLUG-IN CONNECTOR FEMALE PLUG 5.08 MM N OF POLES: 8 180° PUSH IN WITH ACTUATOR TENSION-CLAMP CONNECTION CLAMPING RANGE MAX. : 3.31 MM² BOX | 1
23395 | 1013760000 | PCB PLUG-IN CONNECTOR FEMALE PLUG 5.08 MM N OF POLES: 9 180° PUSH IN WITH ACTUATOR TENSION-CLAMP CONNECTION CLAMPING RANGE MAX. : 3.31 MM² BOX | 1
23396 | 1013770000 | PCB PLUG-IN CONNECTOR FEMALE PLUG 5.08 MM N OF POLES: 10 180° PUSH IN WITH ACTUATOR TENSION-CLAMP CONNECTION CLAMPING RANGE MAX. : 3.31 MM² BOX | 1
23397 | 1013780000 | PCB PLUG-IN CONNECTOR FEMALE PLUG 5.08 MM N OF POLES: 11 180° PUSH IN WITH ACTUATOR TENSION-CLAMP CONNECTION CLAMPING RANGE MAX. : 3.31 MM² BOX | 1
23398 | 1013790000 | PCB PLUG-IN CONNECTOR FEMALE PLUG 5.08 MM N OF POLES: 12 180° PUSH IN WITH ACTUATOR TENSION-CLAMP CONNECTION CLAMPING RANGE MAX. : 3.31 MM² BOX | 1
23399 | 1013810000 | PCB PLUG-IN CONNECTOR FEMALE PLUG 5.08 MM N OF POLES: 13 180° PUSH IN WITH ACTUATOR TENSION-CLAMP CONNECTION CLAMPING RANGE MAX. : 3.31 MM² BOX | 1
23400 | 1013820000 | PCB PLUG-IN CONNECTOR FEMALE PLUG 5.08 MM N OF POLES: 14 180° PUSH IN WITH ACTUATOR TENSION-CLAMP CONNECTION CLAMPING RANGE MAX. : 3.31 MM² BOX | 1
23401 | 1013830000 | PCB PLUG-IN CONNECTOR FEMALE PLUG 5.08 MM N OF POLES: 15 180° PUSH IN WITH ACTUATOR TENSION-CLAMP CONNECTION CLAMPING RANGE MAX. : 3.31 MM² BOX | 1
23402 | 1013840000 | PCB PLUG-IN CONNECTOR FEMALE PLUG 5.08 MM N OF POLES: 16 180° PUSH IN WITH ACTUATOR TENSION-CLAMP CONNECTION CLAMPING RANGE MAX. : 3.31 MM² BOX | 1
23403 | 1013850000 | PCB PLUG-IN CONNECTOR FEMALE PLUG 5.08 MM N OF POLES: 17 180° PUSH IN WITH ACTUATOR TENSION-CLAMP CONNECTION CLAMPING RANGE MAX. : 3.31 MM² BOX | 1
23404 | 1013860000 | PCB PLUG-IN CONNECTOR FEMALE PLUG 5.08 MM N OF POLES: 18 180° PUSH IN WITH ACTUATOR TENSION-CLAMP CONNECTION CLAMPING RANGE MAX. : 3.31 MM² BOX | 1
23405 | 1013870000 | PCB PLUG-IN CONNECTOR FEMALE PLUG 5.08 MM N OF POLES: 19 180° PUSH IN WITH ACTUATOR TENSION-CLAMP CONNECTION CLAMPING RANGE MAX. : 3.31 MM² BOX | 1
23406 | 1013880000 | PCB PLUG-IN CONNECTOR FEMALE PLUG 5.08 MM N OF POLES: 20 180° PUSH IN WITH ACTUATOR TENSION-CLAMP CONNECTION CLAMPING RANGE MAX. : 3.31 MM² BOX | 1
23407 | 1013890000 | PCB PLUG-IN CONNECTOR FEMALE PLUG 5.08 MM N OF POLES: 21 180° PUSH IN WITH ACTUATOR TENSION-CLAMP CONNECTION CLAMPING RANGE MAX. : 3.31 MM² BOX | 1
23408 | 1013910000 | PCB PLUG-IN CONNECTOR FEMALE PLUG 5.08 MM N OF POLES: 22 180° PUSH IN WITH ACTUATOR TENSION-CLAMP CONNECTION CLAMPING RANGE MAX. : 3.31 MM² BOX | 1
23409 | 1013920000 | PCB PLUG-IN CONNECTOR FEMALE PLUG 5.08 MM N OF POLES: 23 180° PUSH IN WITH ACTUATOR TENSION-CLAMP CONNECTION CLAMPING RANGE MAX. : 3.31 MM² BOX | 1
23410 | 1013930000 | PCB PLUG-IN CONNECTOR FEMALE PLUG 5.08 MM N OF POLES: 24 180° PUSH IN WITH ACTUATOR TENSION-CLAMP CONNECTION CLAMPING RANGE MAX. : 3.31 MM² BOX | 1
23411 | 1014120000 | PCB PLUG-IN CONNECTOR FEMALE PLUG 5.08 MM N OF POLES: 2 180° PUSH IN WITH ACTUATOR TENSION-CLAMP CONNECTION CLAMPING RANGE MAX. : 3.31 MM² BOX | 1
23412 | 1014130000 | PCB PLUG-IN CONNECTOR FEMALE PLUG 5.08 MM N OF POLES: 3 180° PUSH IN WITH ACTUATOR TENSION-CLAMP CONNECTION CLAMPING RANGE MAX. : 3.31 MM² BOX | 1
23413 | 1014140000 | PCB PLUG-IN CONNECTOR FEMALE PLUG 5.08 MM N OF POLES: 4 180° PUSH IN WITH ACTUATOR TENSION-CLAMP CONNECTION CLAMPING RANGE MAX. : 3.31 MM² BOX | 1
23414 | 1014150000 | PCB PLUG-IN CONNECTOR FEMALE PLUG 5.08 MM N OF POLES: 5 180° PUSH IN WITH ACTUATOR TENSION-CLAMP CONNECTION CLAMPING RANGE MAX. : 3.31 MM² BOX | 1
23415 | 1014160000 | PCB PLUG-IN CONNECTOR FEMALE PLUG 5.08 MM N OF POLES: 6 180° PUSH IN WITH ACTUATOR TENSION-CLAMP CONNECTION CLAMPING RANGE MAX. : 3.31 MM² BOX | 1
23416 | 1014170000 | PCB PLUG-IN CONNECTOR FEMALE PLUG 5.08 MM N OF POLES: 7 180° PUSH IN WITH ACTUATOR TENSION-CLAMP CONNECTION CLAMPING RANGE MAX. : 3.31 MM² BOX | 1
23417 | 1014180000 | PCB PLUG-IN CONNECTOR FEMALE PLUG 5.08 MM N OF POLES: 8 180° PUSH IN WITH ACTUATOR TENSION-CLAMP CONNECTION CLAMPING RANGE MAX. : 3.31 MM² BOX | 1
23418 | 1014210000 | PCB PLUG-IN CONNECTOR FEMALE PLUG 5.08 MM N OF POLES: 10 180° PUSH IN WITH ACTUATOR TENSION-CLAMP CONNECTION CLAMPING RANGE MAX. : 3.31 MM² BOX | 1
23419 | 1014230000 | PCB PLUG-IN CONNECTOR FEMALE PLUG 5.08 MM N OF POLES: 12 180° PUSH IN WITH ACTUATOR TENSION-CLAMP CONNECTION CLAMPING RANGE MAX. : 3.31 MM² BOX | 1
23420 | 1014240000 | PCB PLUG-IN CONNECTOR FEMALE PLUG 5.08 MM N OF POLES: 13 180° PUSH IN WITH ACTUATOR TENSION-CLAMP CONNECTION CLAMPING RANGE MAX. : 3.31 MM² BOX | 1
23421 | 1014250000 | PCB PLUG-IN CONNECTOR FEMALE PLUG 5.08 MM N OF POLES: 14 180° PUSH IN WITH ACTUATOR TENSION-CLAMP CONNECTION CLAMPING RANGE MAX. : 3.31 MM² BOX | 1
23422 | 1014260000 | PCB PLUG-IN CONNECTOR FEMALE PLUG 5.08 MM N OF POLES: 15 180° PUSH IN WITH ACTUATOR TENSION-CLAMP CONNECTION CLAMPING RANGE MAX. : 3.31 MM² BOX | 1
23423 | 1014270000 | PCB PLUG-IN CONNECTOR FEMALE PLUG 5.08 MM N OF POLES: 16 180° PUSH IN WITH ACTUATOR TENSION-CLAMP CONNECTION CLAMPING RANGE MAX. : 3.31 MM² BOX | 1
23424 | 1014290000 | PCB PLUG-IN CONNECTOR FEMALE PLUG 5.08 MM N OF POLES: 18 180° PUSH IN WITH ACTUATOR TENSION-CLAMP CONNECTION CLAMPING RANGE MAX. : 3.31 MM² BOX | 1
23425 | 1014310000 | PCB PLUG-IN CONNECTOR FEMALE PLUG 5.08 MM N OF POLES: 19 180° PUSH IN WITH ACTUATOR TENSION-CLAMP CONNECTION CLAMPING RANGE MAX. : 3.31 MM² BOX | 1
23426 | 1014320000 | PCB PLUG-IN CONNECTOR FEMALE PLUG 5.08 MM N OF POLES: 20 180° PUSH IN WITH ACTUATOR TENSION-CLAMP CONNECTION CLAMPING RANGE MAX. : 3.31 MM² BOX | 1
23427 | 1014340000 | PCB PLUG-IN CONNECTOR FEMALE PLUG 5.08 MM N OF POLES: 22 180° PUSH IN WITH ACTUATOR TENSION-CLAMP CONNECTION CLAMPING RANGE MAX. : 3.31 MM² BOX | 1
23428 | 1014360000 | PCB PLUG-IN CONNECTOR FEMALE PLUG 5.08 MM N OF POLES: 24 180° PUSH IN WITH ACTUATOR TENSION-CLAMP CONNECTION CLAMPING RANGE MAX. : 3.31 MM² BOX | 1
23429 | 1014370000 | PCB PLUG-IN CONNECTOR FEMALE PLUG 5.08 MM N OF POLES: 2 180° PUSH IN WITH ACTUATOR TENSION-CLAMP CONNECTION CLAMPING RANGE MAX. : 3.31 MM² BOX | 1
23430 | 1014380000 | PCB PLUG-IN CONNECTOR FEMALE PLUG 5.08 MM N OF POLES: 3 180° PUSH IN WITH ACTUATOR TENSION-CLAMP CONNECTION CLAMPING RANGE MAX. : 3.31 MM² BOX | 1
23431 | 1014390000 | PCB PLUG-IN CONNECTOR FEMALE PLUG 5.08 MM N OF POLES: 4 180° PUSH IN WITH ACTUATOR TENSION-CLAMP CONNECTION CLAMPING RANGE MAX. : 3.31 MM² BOX | 1
23432 | 1014410000 | PCB PLUG-IN CONNECTOR FEMALE PLUG 5.08 MM N OF POLES: 5 180° PUSH IN WITH ACTUATOR TENSION-CLAMP CONNECTION CLAMPING RANGE MAX. : 3.31 MM² BOX | 1
23433 | 1014420000 | PCB PLUG-IN CONNECTOR FEMALE PLUG 5.08 MM N OF POLES: 6 180° PUSH IN WITH ACTUATOR TENSION-CLAMP CONNECTION CLAMPING RANGE MAX. : 3.31 MM² BOX | 1
23434 | 1014430000 | PCB PLUG-IN CONNECTOR FEMALE PLUG 5.08 MM N OF POLES: 7 180° PUSH IN WITH ACTUATOR TENSION-CLAMP CONNECTION CLAMPING RANGE MAX. : 3.31 MM² BOX | 1
23435 | 1014440000 | PCB PLUG-IN CONNECTOR FEMALE PLUG 5.08 MM N OF POLES: 8 180° PUSH IN WITH ACTUATOR TENSION-CLAMP CONNECTION CLAMPING RANGE MAX. : 3.31 MM² BOX | 1
23436 | 1014450000 | PCB PLUG-IN CONNECTOR FEMALE PLUG 5.08 MM N OF POLES: 9 180° PUSH IN WITH ACTUATOR TENSION-CLAMP CONNECTION CLAMPING RANGE MAX. : 3.31 MM² BOX | 1
23437 | 1014460000 | PCB PLUG-IN CONNECTOR FEMALE PLUG 5.08 MM N OF POLES: 10 180° PUSH IN WITH ACTUATOR TENSION-CLAMP CONNECTION CLAMPING RANGE MAX. : 3.31 MM² BOX | 1
23438 | 1014470000 | PCB PLUG-IN CONNECTOR FEMALE PLUG 5.08 MM N OF POLES: 11 180° PUSH IN WITH ACTUATOR TENSION-CLAMP CONNECTION CLAMPING RANGE MAX. : 3.31 MM² BOX | 1
23439 | 1014480000 | PCB PLUG-IN CONNECTOR FEMALE PLUG 5.08 MM N OF POLES: 12 180° PUSH IN WITH ACTUATOR TENSION-CLAMP CONNECTION CLAMPING RANGE MAX. : 3.31 MM² BOX | 1
23440 | 1014490000 | PCB PLUG-IN CONNECTOR FEMALE PLUG 5.08 MM N OF POLES: 13 180° PUSH IN WITH ACTUATOR TENSION-CLAMP CONNECTION CLAMPING RANGE MAX. : 3.31 MM² BOX | 1
23441 | 1014510000 | PCB PLUG-IN CONNECTOR FEMALE PLUG 5.08 MM N OF POLES: 14 180° PUSH IN WITH ACTUATOR TENSION-CLAMP CONNECTION CLAMPING RANGE MAX. : 3.31 MM² BOX | 1
23442 | 1014520000 | PCB PLUG-IN CONNECTOR FEMALE PLUG 5.08 MM N OF POLES: 15 180° PUSH IN WITH ACTUATOR TENSION-CLAMP CONNECTION CLAMPING RANGE MAX. : 3.31 MM² BOX | 1
23443 | 1014530000 | PCB PLUG-IN CONNECTOR FEMALE PLUG 5.08 MM N OF POLES: 16 180° PUSH IN WITH ACTUATOR TENSION-CLAMP CONNECTION CLAMPING RANGE MAX. : 3.31 MM² BOX | 1
23444 | 1014540000 | PCB PLUG-IN CONNECTOR FEMALE PLUG 5.08 MM N OF POLES: 17 180° PUSH IN WITH ACTUATOR TENSION-CLAMP CONNECTION CLAMPING RANGE MAX. : 3.31 MM² BOX | 1
23445 | 1014550000 | PCB PLUG-IN CONNECTOR FEMALE PLUG 5.08 MM N OF POLES: 18 180° PUSH IN WITH ACTUATOR TENSION-CLAMP CONNECTION CLAMPING RANGE MAX. : 3.31 MM² BOX | 1
23446 | 1014560000 | PCB PLUG-IN CONNECTOR FEMALE PLUG 5.08 MM N OF POLES: 19 180° PUSH IN WITH ACTUATOR TENSION-CLAMP CONNECTION CLAMPING RANGE MAX. : 3.31 MM² BOX | 1
23447 | 1014570000 | PCB PLUG-IN CONNECTOR FEMALE PLUG 5.08 MM N OF POLES: 20 180° PUSH IN WITH ACTUATOR TENSION-CLAMP CONNECTION CLAMPING RANGE MAX. : 3.31 MM² BOX | 1
23448 | 1014580000 | PCB PLUG-IN CONNECTOR FEMALE PLUG 5.08 MM N OF POLES: 21 180° PUSH IN WITH ACTUATOR TENSION-CLAMP CONNECTION CLAMPING RANGE MAX. : 3.31 MM² BOX | 1
23449 | 1014590000 | PCB PLUG-IN CONNECTOR FEMALE PLUG 5.08 MM N OF POLES: 22 180° PUSH IN WITH ACTUATOR TENSION-CLAMP CONNECTION CLAMPING RANGE MAX. : 3.31 MM² BOX | 1
23450 | 1014610000 | PCB PLUG-IN CONNECTOR FEMALE PLUG 5.08 MM N OF POLES: 23 180° PUSH IN WITH ACTUATOR TENSION-CLAMP CONNECTION CLAMPING RANGE MAX. : 3.31 MM² BOX | 1
23451 | 1014620000 | PCB PLUG-IN CONNECTOR FEMALE PLUG 5.08 MM N OF POLES: 24 180° PUSH IN WITH ACTUATOR TENSION-CLAMP CONNECTION CLAMPING RANGE MAX. : 3.31 MM² BOX | 1
23452 | 1014730000 | PCB PLUG-IN CONNECTOR FEMALE PLUG 5.08 MM N OF POLES: 2 180° PUSH IN WITH ACTUATOR TENSION-CLAMP CONNECTION CLAMPING RANGE MAX. : 3.31 MM² BOX | 1
23453 | 1014770000 | PCB PLUG-IN CONNECTOR FEMALE PLUG 5.08 MM N OF POLES: 6 180° PUSH IN WITH ACTUATOR TENSION-CLAMP CONNECTION CLAMPING RANGE MAX. : 3.31 MM² BOX | 1
23454 | 1014790000 | PCB PLUG-IN CONNECTOR FEMALE PLUG 5.08 MM N OF POLES: 8 180° PUSH IN WITH ACTUATOR TENSION-CLAMP CONNECTION CLAMPING RANGE MAX. : 3.31 MM² BOX | 1
23455 | 1014820000 | PCB PLUG-IN CONNECTOR FEMALE PLUG 5.08 MM N OF POLES: 10 180° PUSH IN WITH ACTUATOR TENSION-CLAMP CONNECTION CLAMPING RANGE MAX. : 3.31 MM² BOX | 1
23456 | 1014880000 | PCB PLUG-IN CONNECTOR FEMALE PLUG 5.08 MM N OF POLES: 16 180° PUSH IN WITH ACTUATOR TENSION-CLAMP CONNECTION CLAMPING RANGE MAX. : 3.31 MM² BOX | 1
23457 | 1014910000 | PCB PLUG-IN CONNECTOR FEMALE PLUG 5.08 MM N OF POLES: 19 180° PUSH IN WITH ACTUATOR TENSION-CLAMP CONNECTION CLAMPING RANGE MAX. : 3.31 MM² BOX | 1
23458 | 1014970000 | PCB PLUG-IN CONNECTOR FEMALE PLUG 5.08 MM N OF POLES: 24 180° PUSH IN WITH ACTUATOR TENSION-CLAMP CONNECTION CLAMPING RANGE MAX. : 3.31 MM² BOX | 1
23459 | 1014990000 | PCB PLUG-IN CONNECTOR FEMALE PLUG 5.08 MM N OF POLES: 3 180° PUSH IN WITH ACTUATOR TENSION-CLAMP CONNECTION CLAMPING RANGE MAX. : 3.31 MM² BOX | 1
23460 | 1015050000 | PCB PLUG-IN CONNECTOR FEMALE PLUG 5.08 MM N OF POLES: 8 180° PUSH IN WITH ACTUATOR TENSION-CLAMP CONNECTION CLAMPING RANGE MAX. : 3.31 MM² BOX | 1
23461 | 1015130000 | PCB PLUG-IN CONNECTOR FEMALE PLUG 5.08 MM N OF POLES: 16 180° PUSH IN WITH ACTUATOR TENSION-CLAMP CONNECTION CLAMPING RANGE MAX. : 3.31 MM² BOX | 1
23462 | 1015210000 | PCB PLUG-IN CONNECTOR FEMALE PLUG 5.08 MM N OF POLES: 24 180° PUSH IN WITH ACTUATOR TENSION-CLAMP CONNECTION CLAMPING RANGE MAX. : 3.31 MM² BOX | 1
23463 | 1015600000 | PCB PLUG-IN CONNECTOR FEMALE PLUG 5.00 MM N OF POLES: 8 180° PUSH IN WITH ACTUATOR TENSION-CLAMP CONNECTION CLAMPING RANGE MAX. : 3.31 MM² BOX | 1
23464 | 1015680000 | PCB PLUG-IN CONNECTOR FEMALE PLUG 5.00 MM N OF POLES: 15 180° PUSH IN WITH ACTUATOR TENSION-CLAMP CONNECTION CLAMPING RANGE MAX. : 3.31 MM² BOX | 1
23465 | 1015790000 | PCB PLUG-IN CONNECTOR FEMALE PLUG 5.00 MM N OF POLES: 8 180° PUSH IN WITH ACTUATOR TENSION-CLAMP CONNECTION CLAMPING RANGE MAX. : 3.31 MM² BOX | 1
23466 | 1016190000 | PCB PLUG-IN CONNECTOR FEMALE PLUG 5.00 MM N OF POLES: 6 180° PUSH IN WITH ACTUATOR TENSION-CLAMP CONNECTION CLAMPING RANGE MAX. : 3.31 MM² BOX | 1
23467 | 1016280000 | PCB PLUG-IN CONNECTOR FEMALE PLUG 5.00 MM N OF POLES: 14 180° PUSH IN WITH ACTUATOR TENSION-CLAMP CONNECTION CLAMPING RANGE MAX. : 3.31 MM² BOX | 1
23468 | 1016340000 | PCB PLUG-IN CONNECTOR FEMALE PLUG 5.00 MM N OF POLES: 2 180° PUSH IN WITH ACTUATOR TENSION-CLAMP CONNECTION CLAMPING RANGE MAX. : 3.31 MM² BOX | 1
23469 | 1016350000 | PCB PLUG-IN CONNECTOR FEMALE PLUG 5.00 MM N OF POLES: 3 180° PUSH IN WITH ACTUATOR TENSION-CLAMP CONNECTION CLAMPING RANGE MAX. : 3.31 MM² BOX | 1
23470 | 1016360000 | PCB PLUG-IN CONNECTOR FEMALE PLUG 5.00 MM N OF POLES: 4 180° PUSH IN WITH ACTUATOR TENSION-CLAMP CONNECTION CLAMPING RANGE MAX. : 3.31 MM² BOX | 1
23471 | 1016370000 | PCB PLUG-IN CONNECTOR FEMALE PLUG 5.00 MM N OF POLES: 5 180° PUSH IN WITH ACTUATOR TENSION-CLAMP CONNECTION CLAMPING RANGE MAX. : 3.31 MM² BOX | 1
23472 | 1016380000 | PCB PLUG-IN CONNECTOR FEMALE PLUG 5.00 MM N OF POLES: 6 180° PUSH IN WITH ACTUATOR TENSION-CLAMP CONNECTION CLAMPING RANGE MAX. : 3.31 MM² BOX | 1
23473 | 1016390000 | PCB PLUG-IN CONNECTOR FEMALE PLUG 5.00 MM N OF POLES: 7 180° PUSH IN WITH ACTUATOR TENSION-CLAMP CONNECTION CLAMPING RANGE MAX. : 3.31 MM² BOX | 1
23474 | 1016410000 | PCB PLUG-IN CONNECTOR FEMALE PLUG 5.00 MM N OF POLES: 8 180° PUSH IN WITH ACTUATOR TENSION-CLAMP CONNECTION CLAMPING RANGE MAX. : 3.31 MM² BOX | 1
23475 | 1016420000 | PCB PLUG-IN CONNECTOR FEMALE PLUG 5.00 MM N OF POLES: 9 180° PUSH IN WITH ACTUATOR TENSION-CLAMP CONNECTION CLAMPING RANGE MAX. : 3.31 MM² BOX | 1
23476 | 1016430000 | PCB PLUG-IN CONNECTOR FEMALE PLUG 5.00 MM N OF POLES: 10 180° PUSH IN WITH ACTUATOR TENSION-CLAMP CONNECTION CLAMPING RANGE MAX. : 3.31 MM² BOX | 1
23477 | 1016440000 | PCB PLUG-IN CONNECTOR FEMALE PLUG 5.00 MM N OF POLES: 11 180° PUSH IN WITH ACTUATOR TENSION-CLAMP CONNECTION CLAMPING RANGE MAX. : 3.31 MM² BOX | 1
23478 | 1016450000 | PCB PLUG-IN CONNECTOR FEMALE PLUG 5.00 MM N OF POLES: 12 180° PUSH IN WITH ACTUATOR TENSION-CLAMP CONNECTION CLAMPING RANGE MAX. : 3.31 MM² BOX | 1
23479 | 1016460000 | PCB PLUG-IN CONNECTOR FEMALE PLUG 5.00 MM N OF POLES: 13 180° PUSH IN WITH ACTUATOR TENSION-CLAMP CONNECTION CLAMPING RANGE MAX. : 3.31 MM² BOX | 1
23480 | 1016470000 | PCB PLUG-IN CONNECTOR FEMALE PLUG 5.00 MM N OF POLES: 14 180° PUSH IN WITH ACTUATOR TENSION-CLAMP CONNECTION CLAMPING RANGE MAX. : 3.31 MM² BOX | 1
23481 | 1016480000 | PCB PLUG-IN CONNECTOR FEMALE PLUG 5.00 MM N OF POLES: 15 180° PUSH IN WITH ACTUATOR TENSION-CLAMP CONNECTION CLAMPING RANGE MAX. : 3.31 MM² BOX | 1
23482 | 1016490000 | PCB PLUG-IN CONNECTOR FEMALE PLUG 5.00 MM N OF POLES: 16 180° PUSH IN WITH ACTUATOR TENSION-CLAMP CONNECTION CLAMPING RANGE MAX. : 3.31 MM² BOX | 1
23483 | 1016510000 | PCB PLUG-IN CONNECTOR FEMALE PLUG 5.00 MM N OF POLES: 17 180° PUSH IN WITH ACTUATOR TENSION-CLAMP CONNECTION CLAMPING RANGE MAX. : 3.31 MM² BOX | 1
23484 | 1016520000 | PCB PLUG-IN CONNECTOR FEMALE PLUG 5.00 MM N OF POLES: 18 180° PUSH IN WITH ACTUATOR TENSION-CLAMP CONNECTION CLAMPING RANGE MAX. : 3.31 MM² BOX | 1
23485 | 1017240000 | PCB PLUG-IN CONNECTOR FEMALE PLUG 5.00 MM N OF POLES: 2 180° PUSH IN WITH ACTUATOR TENSION-CLAMP CONNECTION CLAMPING RANGE MAX. : 3.31 MM² BOX | 1
23486 | 1017250000 | PCB PLUG-IN CONNECTOR FEMALE PLUG 5.00 MM N OF POLES: 3 180° PUSH IN WITH ACTUATOR TENSION-CLAMP CONNECTION CLAMPING RANGE MAX. : 3.31 MM² BOX | 1
23487 | 1017260000 | PCB PLUG-IN CONNECTOR FEMALE PLUG 5.00 MM N OF POLES: 4 180° PUSH IN WITH ACTUATOR TENSION-CLAMP CONNECTION CLAMPING RANGE MAX. : 3.31 MM² BOX | 1
23488 | 1017270000 | PCB PLUG-IN CONNECTOR FEMALE PLUG 5.00 MM N OF POLES: 5 180° PUSH IN WITH ACTUATOR TENSION-CLAMP CONNECTION CLAMPING RANGE MAX. : 3.31 MM² BOX | 1
23489 | 1017280000 | PCB PLUG-IN CONNECTOR FEMALE PLUG 5.00 MM N OF POLES: 6 180° PUSH IN WITH ACTUATOR TENSION-CLAMP CONNECTION CLAMPING RANGE MAX. : 3.31 MM² BOX | 1
23490 | 1017310000 | PCB PLUG-IN CONNECTOR FEMALE PLUG 5.00 MM N OF POLES: 8 180° PUSH IN WITH ACTUATOR TENSION-CLAMP CONNECTION CLAMPING RANGE MAX. : 3.31 MM² BOX | 1
23491 | 1017320000 | PCB PLUG-IN CONNECTOR FEMALE PLUG 5.00 MM N OF POLES: 9 180° PUSH IN WITH ACTUATOR TENSION-CLAMP CONNECTION CLAMPING RANGE MAX. : 3.31 MM² BOX | 1
23492 | 1017330000 | PCB PLUG-IN CONNECTOR FEMALE PLUG 5.00 MM N OF POLES: 10 180° PUSH IN WITH ACTUATOR TENSION-CLAMP CONNECTION CLAMPING RANGE MAX. : 3.31 MM² BOX | 1
23493 | 1017350000 | PCB PLUG-IN CONNECTOR FEMALE PLUG 5.00 MM N OF POLES: 12 180° PUSH IN WITH ACTUATOR TENSION-CLAMP CONNECTION CLAMPING RANGE MAX. : 3.31 MM² BOX | 1
23494 | 1017360000 | PCB PLUG-IN CONNECTOR FEMALE PLUG 5.00 MM N OF POLES: 13 180° PUSH IN WITH ACTUATOR TENSION-CLAMP CONNECTION CLAMPING RANGE MAX. : 3.31 MM² BOX | 1
23495 | 1017390000 | PCB PLUG-IN CONNECTOR FEMALE PLUG 5.00 MM N OF POLES: 16 180° PUSH IN WITH ACTUATOR TENSION-CLAMP CONNECTION CLAMPING RANGE MAX. : 3.31 MM² BOX | 1
23496 | 1017410000 | PCB PLUG-IN CONNECTOR FEMALE PLUG 5.00 MM N OF POLES: 18 180° PUSH IN WITH ACTUATOR TENSION-CLAMP CONNECTION CLAMPING RANGE MAX. : 3.31 MM² BOX | 1
23497 | 1017420000 | PCB PLUG-IN CONNECTOR FEMALE PLUG 5.00 MM N OF POLES: 2 180° PUSH IN WITH ACTUATOR TENSION-CLAMP CONNECTION CLAMPING RANGE MAX. : 3.31 MM² BOX | 1
23498 | 1017430000 | PCB PLUG-IN CONNECTOR FEMALE PLUG 5.00 MM N OF POLES: 3 180° PUSH IN WITH ACTUATOR TENSION-CLAMP CONNECTION CLAMPING RANGE MAX. : 3.31 MM² BOX | 1
23499 | 1017440000 | PCB PLUG-IN CONNECTOR FEMALE PLUG 5.00 MM N OF POLES: 4 180° PUSH IN WITH ACTUATOR TENSION-CLAMP CONNECTION CLAMPING RANGE MAX. : 3.31 MM² BOX | 1
23500 | 1017450000 | PCB PLUG-IN CONNECTOR FEMALE PLUG 5.00 MM N OF POLES: 5 180° PUSH IN WITH ACTUATOR TENSION-CLAMP CONNECTION CLAMPING RANGE MAX. : 3.31 MM² BOX | 1
23501 | 1017470000 | PCB PLUG-IN CONNECTOR FEMALE PLUG 5.00 MM N OF POLES: 6 180° PUSH IN WITH ACTUATOR TENSION-CLAMP CONNECTION CLAMPING RANGE MAX. : 3.31 MM² BOX | 1
23502 | 1017480000 | PCB PLUG-IN CONNECTOR FEMALE PLUG 5.00 MM N OF POLES: 7 180° PUSH IN WITH ACTUATOR TENSION-CLAMP CONNECTION CLAMPING RANGE MAX. : 3.31 MM² BOX | 1
23503 | 1017490000 | PCB PLUG-IN CONNECTOR FEMALE PLUG 5.00 MM N OF POLES: 8 180° PUSH IN WITH ACTUATOR TENSION-CLAMP CONNECTION CLAMPING RANGE MAX. : 3.31 MM² BOX | 1
23504 | 1017510000 | PCB PLUG-IN CONNECTOR FEMALE PLUG 5.00 MM N OF POLES: 9 180° PUSH IN WITH ACTUATOR TENSION-CLAMP CONNECTION CLAMPING RANGE MAX. : 3.31 MM² BOX | 1
23505 | 1017520000 | PCB PLUG-IN CONNECTOR FEMALE PLUG 5.00 MM N OF POLES: 10 180° PUSH IN WITH ACTUATOR TENSION-CLAMP CONNECTION CLAMPING RANGE MAX. : 3.31 MM² BOX | 1
23506 | 1017530000 | PCB PLUG-IN CONNECTOR FEMALE PLUG 5.00 MM N OF POLES: 11 180° PUSH IN WITH ACTUATOR TENSION-CLAMP CONNECTION CLAMPING RANGE MAX. : 3.31 MM² BOX | 1
23507 | 1017540000 | PCB PLUG-IN CONNECTOR FEMALE PLUG 5.00 MM N OF POLES: 12 180° PUSH IN WITH ACTUATOR TENSION-CLAMP CONNECTION CLAMPING RANGE MAX. : 3.31 MM² BOX | 1
23508 | 1017550000 | PCB PLUG-IN CONNECTOR FEMALE PLUG 5.00 MM N OF POLES: 13 180° PUSH IN WITH ACTUATOR TENSION-CLAMP CONNECTION CLAMPING RANGE MAX. : 3.31 MM² BOX | 1
23509 | 1017570000 | PCB PLUG-IN CONNECTOR FEMALE PLUG 5.00 MM N OF POLES: 14 180° PUSH IN WITH ACTUATOR TENSION-CLAMP CONNECTION CLAMPING RANGE MAX. : 3.31 MM² BOX | 1
23510 | 1017590000 | PCB PLUG-IN CONNECTOR FEMALE PLUG 5.00 MM N OF POLES: 15 180° PUSH IN WITH ACTUATOR TENSION-CLAMP CONNECTION CLAMPING RANGE MAX. : 3.31 MM² BOX | 1
23511 | 1017600000 | PCB PLUG-IN CONNECTOR FEMALE PLUG 5.00 MM N OF POLES: 16 180° PUSH IN WITH ACTUATOR TENSION-CLAMP CONNECTION CLAMPING RANGE MAX. : 3.31 MM² BOX | 1
23512 | 1017610000 | PCB PLUG-IN CONNECTOR FEMALE PLUG 5.00 MM N OF POLES: 17 180° PUSH IN WITH ACTUATOR TENSION-CLAMP CONNECTION CLAMPING RANGE MAX. : 3.31 MM² BOX | 1
23513 | 1017620000 | PCB PLUG-IN CONNECTOR FEMALE PLUG 5.00 MM N OF POLES: 18 180° PUSH IN WITH ACTUATOR TENSION-CLAMP CONNECTION CLAMPING RANGE MAX. : 3.31 MM² BOX | 1
23514 | 1017670000 | PCB PLUG-IN CONNECTOR FEMALE PLUG 5.00 MM N OF POLES: 2 180° PUSH IN WITH ACTUATOR TENSION-CLAMP CONNECTION CLAMPING RANGE MAX. : 3.31 MM² BOX | 1
23515 | 1017680000 | PCB PLUG-IN CONNECTOR FEMALE PLUG 5.00 MM N OF POLES: 3 180° PUSH IN WITH ACTUATOR TENSION-CLAMP CONNECTION CLAMPING RANGE MAX. : 3.31 MM² BOX | 1
23516 | 1017690000 | PCB PLUG-IN CONNECTOR FEMALE PLUG 5.00 MM N OF POLES: 4 180° PUSH IN WITH ACTUATOR TENSION-CLAMP CONNECTION CLAMPING RANGE MAX. : 3.31 MM² BOX | 1
23517 | 1017710000 | PCB PLUG-IN CONNECTOR FEMALE PLUG 5.00 MM N OF POLES: 5 180° PUSH IN WITH ACTUATOR TENSION-CLAMP CONNECTION CLAMPING RANGE MAX. : 3.31 MM² BOX | 1
23518 | 1017720000 | PCB PLUG-IN CONNECTOR FEMALE PLUG 5.00 MM N OF POLES: 6 180° PUSH IN WITH ACTUATOR TENSION-CLAMP CONNECTION CLAMPING RANGE MAX. : 3.31 MM² BOX | 1
23519 | 1017730000 | PCB PLUG-IN CONNECTOR FEMALE PLUG 5.00 MM N OF POLES: 7 180° PUSH IN WITH ACTUATOR TENSION-CLAMP CONNECTION CLAMPING RANGE MAX. : 3.31 MM² BOX | 1
23520 | 1017740000 | PCB PLUG-IN CONNECTOR FEMALE PLUG 5.00 MM N OF POLES: 8 180° PUSH IN WITH ACTUATOR TENSION-CLAMP CONNECTION CLAMPING RANGE MAX. : 3.31 MM² BOX | 1
23521 | 1017750000 | PCB PLUG-IN CONNECTOR FEMALE PLUG 5.00 MM N OF POLES: 9 180° PUSH IN WITH ACTUATOR TENSION-CLAMP CONNECTION CLAMPING RANGE MAX. : 3.31 MM² BOX | 1
23522 | 1017760000 | PCB PLUG-IN CONNECTOR FEMALE PLUG 5.00 MM N OF POLES: 10 180° PUSH IN WITH ACTUATOR TENSION-CLAMP CONNECTION CLAMPING RANGE MAX. : 3.31 MM² BOX | 1
23523 | 1017770000 | PCB PLUG-IN CONNECTOR FEMALE PLUG 5.00 MM N OF POLES: 11 180° PUSH IN WITH ACTUATOR TENSION-CLAMP CONNECTION CLAMPING RANGE MAX. : 3.31 MM² BOX | 1
23524 | 1017780000 | PCB PLUG-IN CONNECTOR FEMALE PLUG 5.00 MM N OF POLES: 12 180° PUSH IN WITH ACTUATOR TENSION-CLAMP CONNECTION CLAMPING RANGE MAX. : 3.31 MM² BOX | 1
23525 | 1017820000 | PCB PLUG-IN CONNECTOR FEMALE PLUG 5.00 MM N OF POLES: 15 180° PUSH IN WITH ACTUATOR TENSION-CLAMP CONNECTION CLAMPING RANGE MAX. : 3.31 MM² BOX | 1
23526 | 1017840000 | PCB PLUG-IN CONNECTOR FEMALE PLUG 5.00 MM N OF POLES: 17 180° PUSH IN WITH ACTUATOR TENSION-CLAMP CONNECTION CLAMPING RANGE MAX. : 3.31 MM² BOX | 1
23527 | 1017850000 | PCB PLUG-IN CONNECTOR FEMALE PLUG 5.00 MM N OF POLES: 18 180° PUSH IN WITH ACTUATOR TENSION-CLAMP CONNECTION CLAMPING RANGE MAX. : 3.31 MM² BOX | 1
23528 | 1017860000 | PCB PLUG-IN CONNECTOR FEMALE PLUG 5.00 MM N OF POLES: 2 180° PUSH IN WITH ACTUATOR TENSION-CLAMP CONNECTION CLAMPING RANGE MAX. : 3.31 MM² BOX | 1
23529 | 1017870000 | PCB PLUG-IN CONNECTOR FEMALE PLUG 5.00 MM N OF POLES: 3 180° PUSH IN WITH ACTUATOR TENSION-CLAMP CONNECTION CLAMPING RANGE MAX. : 3.31 MM² BOX | 1
23530 | 1017880000 | PCB PLUG-IN CONNECTOR FEMALE PLUG 5.00 MM N OF POLES: 4 180° PUSH IN WITH ACTUATOR TENSION-CLAMP CONNECTION CLAMPING RANGE MAX. : 3.31 MM² BOX | 1
23531 | 1017890000 | PCB PLUG-IN CONNECTOR FEMALE PLUG 5.00 MM N OF POLES: 5 180° PUSH IN WITH ACTUATOR TENSION-CLAMP CONNECTION CLAMPING RANGE MAX. : 3.31 MM² BOX | 1
23532 | 1017910000 | PCB PLUG-IN CONNECTOR FEMALE PLUG 5.00 MM N OF POLES: 6 180° PUSH IN WITH ACTUATOR TENSION-CLAMP CONNECTION CLAMPING RANGE MAX. : 3.31 MM² BOX | 1
23533 | 1017920000 | PCB PLUG-IN CONNECTOR FEMALE PLUG 5.00 MM N OF POLES: 7 180° PUSH IN WITH ACTUATOR TENSION-CLAMP CONNECTION CLAMPING RANGE MAX. : 3.31 MM² BOX | 1
23534 | 1017930000 | PCB PLUG-IN CONNECTOR FEMALE PLUG 5.00 MM N OF POLES: 8 180° PUSH IN WITH ACTUATOR TENSION-CLAMP CONNECTION CLAMPING RANGE MAX. : 3.31 MM² BOX | 1
23535 | 1017950000 | PCB PLUG-IN CONNECTOR FEMALE PLUG 5.00 MM N OF POLES: 9 180° PUSH IN WITH ACTUATOR TENSION-CLAMP CONNECTION CLAMPING RANGE MAX. : 3.31 MM² BOX | 1
23536 | 1017960000 | PCB PLUG-IN CONNECTOR FEMALE PLUG 5.00 MM N OF POLES: 10 180° PUSH IN WITH ACTUATOR TENSION-CLAMP CONNECTION CLAMPING RANGE MAX. : 3.31 MM² BOX | 1
23537 | 1017970000 | PCB PLUG-IN CONNECTOR FEMALE PLUG 5.00 MM N OF POLES: 11 180° PUSH IN WITH ACTUATOR TENSION-CLAMP CONNECTION CLAMPING RANGE MAX. : 3.31 MM² BOX | 1
23538 | 1017980000 | PCB PLUG-IN CONNECTOR FEMALE PLUG 5.00 MM N OF POLES: 12 180° PUSH IN WITH ACTUATOR TENSION-CLAMP CONNECTION CLAMPING RANGE MAX. : 3.31 MM² BOX | 1
23539 | 1017990000 | PCB PLUG-IN CONNECTOR FEMALE PLUG 5.00 MM N OF POLES: 13 180° PUSH IN WITH ACTUATOR TENSION-CLAMP CONNECTION CLAMPING RANGE MAX. : 3.31 MM² BOX | 1
23540 | 1018010000 | PCB PLUG-IN CONNECTOR FEMALE PLUG 5.00 MM N OF POLES: 14 180° PUSH IN WITH ACTUATOR TENSION-CLAMP CONNECTION CLAMPING RANGE MAX. : 3.31 MM² BOX | 1
23541 | 1018020000 | PCB PLUG-IN CONNECTOR FEMALE PLUG 5.00 MM N OF POLES: 15 180° PUSH IN WITH ACTUATOR TENSION-CLAMP CONNECTION CLAMPING RANGE MAX. : 3.31 MM² BOX | 1
23542 | 1018030000 | PCB PLUG-IN CONNECTOR FEMALE PLUG 5.00 MM N OF POLES: 16 180° PUSH IN WITH ACTUATOR TENSION-CLAMP CONNECTION CLAMPING RANGE MAX. : 3.31 MM² BOX | 1
23543 | 1018040000 | PCB PLUG-IN CONNECTOR FEMALE PLUG 5.00 MM N OF POLES: 17 180° PUSH IN WITH ACTUATOR TENSION-CLAMP CONNECTION CLAMPING RANGE MAX. : 3.31 MM² BOX | 1
23544 | 1018050000 | PCB PLUG-IN CONNECTOR FEMALE PLUG 5.00 MM N OF POLES: 18 180° PUSH IN WITH ACTUATOR TENSION-CLAMP CONNECTION CLAMPING RANGE MAX. : 3.31 MM² BOX | 1
23545 | 1775232001 | PCB PLUG-IN CONNECTOR MALE HEADER SOLDER FLANGE THT/THR SOLDER CONNECTION 5.08 MM N OF POLES: 2 90° SOLDER PIN LENGTH (L): 1.5 MM TINNED BOX | 0
23546 | 1775242001 | PCB PLUG-IN CONNECTOR MALE HEADER SOLDER FLANGE THT/THR SOLDER CONNECTION 5.08 MM N OF POLES: 3 90° SOLDER PIN LENGTH (L): 1.5 MM TINNED BOX | 0
23547 | 1775252001 | PCB PLUG-IN CONNECTOR MALE HEADER SOLDER FLANGE THT/THR SOLDER CONNECTION 5.08 MM N OF POLES: 4 90° SOLDER PIN LENGTH (L): 1.5 MM TINNED BOX | 0
23548 | 1775262001 | PCB PLUG-IN CONNECTOR MALE HEADER SOLDER FLANGE THT/THR SOLDER CONNECTION 5.08 MM N OF POLES: 5 90° SOLDER PIN LENGTH (L): 1.5 MM TINNED BOX | 0
23549 | 1775292001 | PCB PLUG-IN CONNECTOR MALE HEADER SOLDER FLANGE THT/THR SOLDER CONNECTION 5.08 MM N OF POLES: 8 90° SOLDER PIN LENGTH (L): 1.5 MM TINNED BOX | 0
23550 | 1775312001 | PCB PLUG-IN CONNECTOR MALE HEADER SOLDER FLANGE THT/THR SOLDER CONNECTION 5.08 MM N OF POLES: 10 90° SOLDER PIN LENGTH (L): 1.5 MM TINNED BOX | 0
23551 | 1775332001 | PCB PLUG-IN CONNECTOR MALE HEADER SOLDER FLANGE THT/THR SOLDER CONNECTION 5.08 MM N OF POLES: 12 90° SOLDER PIN LENGTH (L): 1.5 MM TINNED BOX | 0
23552 | 1775352001 | PCB PLUG-IN CONNECTOR MALE HEADER SOLDER FLANGE THT/THR SOLDER CONNECTION 5.08 MM N OF POLES: 14 90° SOLDER PIN LENGTH (L): 1.5 MM TINNED BOX | 0
23553 | 1775452001 | PCB PLUG-IN CONNECTOR MALE HEADER SOLDER FLANGE THT/THR SOLDER CONNECTION 5.08 MM N OF POLES: 24 90° SOLDER PIN LENGTH (L): 1.5 MM TINNED BOX | 0
23554 | 1775522001 | PCB PLUG-IN CONNECTOR MALE HEADER OPEN SIDE THT/THR SOLDER CONNECTION 5.08 MM N OF POLES: 2 180° SOLDER PIN LENGTH (L): 1.5 MM TINNED BOX | 0
23555 | 1775572001 | PCB PLUG-IN CONNECTOR MALE HEADER OPEN SIDE THT/THR SOLDER CONNECTION 5.08 MM N OF POLES: 3 180° SOLDER PIN LENGTH (L): 1.5 MM TINNED BOX | 0
23556 | 1775592001 | PCB PLUG-IN CONNECTOR MALE HEADER OPEN SIDE THT/THR SOLDER CONNECTION 5.08 MM N OF POLES: 4 180° SOLDER PIN LENGTH (L): 1.5 MM TINNED BOX | 0
23557 | 1775632001 | PCB PLUG-IN CONNECTOR MALE HEADER OPEN SIDE THT/THR SOLDER CONNECTION 5.08 MM N OF POLES: 5 180° SOLDER PIN LENGTH (L): 1.5 MM TINNED BOX | 0
23558 | 1775642001 | PCB PLUG-IN CONNECTOR MALE HEADER OPEN SIDE THT/THR SOLDER CONNECTION 5.08 MM N OF POLES: 6 180° SOLDER PIN LENGTH (L): 1.5 MM TINNED BOX | 0
23559 | 1775652001 | PCB PLUG-IN CONNECTOR MALE HEADER OPEN SIDE THT/THR SOLDER CONNECTION 5.08 MM N OF POLES: 7 180° SOLDER PIN LENGTH (L): 1.5 MM TINNED BOX | 0
23560 | 1775682001 | PCB PLUG-IN CONNECTOR MALE HEADER OPEN SIDE THT/THR SOLDER CONNECTION 5.08 MM N OF POLES: 10 180° SOLDER PIN LENGTH (L): 1.5 MM TINNED BOX | 0
23561 | 1775722001 | PCB PLUG-IN CONNECTOR MALE HEADER OPEN SIDE THT/THR SOLDER CONNECTION 5.08 MM N OF POLES: 14 180° SOLDER PIN LENGTH (L): 1.5 MM TINNED BOX | 0
23562 | 1775812001 | PCB PLUG-IN CONNECTOR MALE HEADER OPEN SIDE THT/THR SOLDER CONNECTION 5.08 MM N OF POLES: 23 180° SOLDER PIN LENGTH (L): 1.5 MM TINNED BOX | 0
23563 | 1775922001 | PCB PLUG-IN CONNECTOR MALE HEADER CLOSED SIDE THT/THR SOLDER CONNECTION 5.08 MM N OF POLES: 2 180° SOLDER PIN LENGTH (L): 1.5 MM TINNED BOX | 0
23564 | 1775932001 | PCB PLUG-IN CONNECTOR MALE HEADER CLOSED SIDE THT/THR SOLDER CONNECTION 5.08 MM N OF POLES: 3 180° SOLDER PIN LENGTH (L): 1.5 MM TINNED BOX | 0
23565 | 1775942001 | PCB PLUG-IN CONNECTOR MALE HEADER CLOSED SIDE THT/THR SOLDER CONNECTION 5.08 MM N OF POLES: 4 180° SOLDER PIN LENGTH (L): 1.5 MM TINNED BOX | 0
23566 | 1775952001 | PCB PLUG-IN CONNECTOR MALE HEADER CLOSED SIDE THT/THR SOLDER CONNECTION 5.08 MM N OF POLES: 5 180° SOLDER PIN LENGTH (L): 1.5 MM TINNED BOX | 0
23567 | 1775962001 | PCB PLUG-IN CONNECTOR MALE HEADER CLOSED SIDE THT/THR SOLDER CONNECTION 5.08 MM N OF POLES: 6 180° SOLDER PIN LENGTH (L): 1.5 MM TINNED BOX | 0
23568 | 1775963001 | PCB PLUG-IN CONNECTOR MALE HEADER CLOSED SIDE THT/THR SOLDER CONNECTION 5.08 MM N OF POLES: 6 180° SOLDER PIN LENGTH (L): 1.5 MM TINNED TRAY | 0
23569 | 1775972001 | PCB PLUG-IN CONNECTOR MALE HEADER CLOSED SIDE THT/THR SOLDER CONNECTION 5.08 MM N OF POLES: 7 180° SOLDER PIN LENGTH (L): 1.5 MM TINNED BOX | 0
23570 | 1775982001 | PCB PLUG-IN CONNECTOR MALE HEADER CLOSED SIDE THT/THR SOLDER CONNECTION 5.08 MM N OF POLES: 8 180° SOLDER PIN LENGTH (L): 1.5 MM TINNED BOX | 0
23571 | 1775992001 | PCB PLUG-IN CONNECTOR MALE HEADER CLOSED SIDE THT/THR SOLDER CONNECTION 5.08 MM N OF POLES: 9 180° SOLDER PIN LENGTH (L): 1.5 MM TINNED BOX | 0
23572 | 1776002001 | PCB PLUG-IN CONNECTOR MALE HEADER CLOSED SIDE THT/THR SOLDER CONNECTION 5.08 MM N OF POLES: 10 180° SOLDER PIN LENGTH (L): 1.5 MM TINNED BOX | 0
23573 | 1776003001 | PCB PLUG-IN CONNECTOR MALE HEADER CLOSED SIDE THT/THR SOLDER CONNECTION 5.08 MM N OF POLES: 10 180° SOLDER PIN LENGTH (L): 1.5 MM TINNED TRAY | 0
23574 | 1776022001 | PCB PLUG-IN CONNECTOR MALE HEADER CLOSED SIDE THT/THR SOLDER CONNECTION 5.08 MM N OF POLES: 12 180° SOLDER PIN LENGTH (L): 1.5 MM TINNED BOX | 0
23575 | 1776362001 | PCB PLUG-IN CONNECTOR MALE HEADER SOLDER FLANGE THT/THR SOLDER CONNECTION 5.08 MM N OF POLES: 2 180° SOLDER PIN LENGTH (L): 1.5 MM TINNED BOX | 0
23576 | 1776372001 | PCB PLUG-IN CONNECTOR MALE HEADER SOLDER FLANGE THT/THR SOLDER CONNECTION 5.08 MM N OF POLES: 3 180° SOLDER PIN LENGTH (L): 1.5 MM TINNED BOX | 0
23577 | 1776382001 | PCB PLUG-IN CONNECTOR MALE HEADER SOLDER FLANGE THT/THR SOLDER CONNECTION 5.08 MM N OF POLES: 4 180° SOLDER PIN LENGTH (L): 1.5 MM TINNED BOX | 0
23578 | 1776392001 | PCB PLUG-IN CONNECTOR MALE HEADER SOLDER FLANGE THT/THR SOLDER CONNECTION 5.08 MM N OF POLES: 5 180° SOLDER PIN LENGTH (L): 1.5 MM TINNED BOX | 0
23579 | 1776402001 | PCB PLUG-IN CONNECTOR MALE HEADER SOLDER FLANGE THT/THR SOLDER CONNECTION 5.08 MM N OF POLES: 6 180° SOLDER PIN LENGTH (L): 1.5 MM TINNED BOX | 0
23580 | 1776422001 | PCB PLUG-IN CONNECTOR MALE HEADER SOLDER FLANGE THT/THR SOLDER CONNECTION 5.08 MM N OF POLES: 8 180° SOLDER PIN LENGTH (L): 1.5 MM TINNED BOX | 0
23581 | 1776432001 | PCB PLUG-IN CONNECTOR MALE HEADER SOLDER FLANGE THT/THR SOLDER CONNECTION 5.08 MM N OF POLES: 9 180° SOLDER PIN LENGTH (L): 1.5 MM TINNED BOX | 0
23582 | 1776442001 | PCB PLUG-IN CONNECTOR MALE HEADER SOLDER FLANGE THT/THR SOLDER CONNECTION 5.08 MM N OF POLES: 10 180° SOLDER PIN LENGTH (L): 1.5 MM TINNED BOX | 0
23583 | 1776522001 | PCB PLUG-IN CONNECTOR MALE HEADER SOLDER FLANGE THT/THR SOLDER CONNECTION 5.08 MM N OF POLES: 18 180° SOLDER PIN LENGTH (L): 1.5 MM TINNED BOX | 0
23584 | 1780190000 | PCB PLUG-IN CONNECTOR MALE HEADER CLOSED SIDE THT/THR SOLDER CONNECTION 5.08 MM N OF POLES: 3 90° SOLDER PIN LENGTH (L): 3.2 MM TINNED BOX | 0
23585 | 1780200000 | PCB PLUG-IN CONNECTOR MALE HEADER CLOSED SIDE THT/THR SOLDER CONNECTION 5.08 MM N OF POLES: 4 90° SOLDER PIN LENGTH (L): 3.2 MM TINNED BOX | 0
23586 | 1780210000 | PCB PLUG-IN CONNECTOR MALE HEADER CLOSED SIDE THT/THR SOLDER CONNECTION 5.08 MM N OF POLES: 5 90° SOLDER PIN LENGTH (L): 3.2 MM TINNED BOX | 0
23587 | 1780220000 | PCB PLUG-IN CONNECTOR MALE HEADER CLOSED SIDE THT/THR SOLDER CONNECTION 5.08 MM N OF POLES: 6 90° SOLDER PIN LENGTH (L): 3.2 MM TINNED BOX | 0
23588 | 1780230000 | PCB PLUG-IN CONNECTOR MALE HEADER CLOSED SIDE THT/THR SOLDER CONNECTION 5.08 MM N OF POLES: 7 90° SOLDER PIN LENGTH (L): 3.2 MM TINNED BOX | 0
23589 | 1780240000 | PCB PLUG-IN CONNECTOR MALE HEADER CLOSED SIDE THT/THR SOLDER CONNECTION 5.08 MM N OF POLES: 8 90° SOLDER PIN LENGTH (L): 3.2 MM TINNED BOX | 0
23590 | 1780250000 | PCB PLUG-IN CONNECTOR MALE HEADER CLOSED SIDE THT/THR SOLDER CONNECTION 5.08 MM N OF POLES: 9 90° SOLDER PIN LENGTH (L): 3.2 MM TINNED BOX | 0
23591 | 1780260000 | PCB PLUG-IN CONNECTOR MALE HEADER CLOSED SIDE THT/THR SOLDER CONNECTION 5.08 MM N OF POLES: 10 90° SOLDER PIN LENGTH (L): 3.2 MM TINNED BOX | 0
23592 | 1780270000 | PCB PLUG-IN CONNECTOR MALE HEADER CLOSED SIDE THT/THR SOLDER CONNECTION 5.08 MM N OF POLES: 11 90° SOLDER PIN LENGTH (L): 3.2 MM TINNED BOX | 0
23593 | 1780280000 | PCB PLUG-IN CONNECTOR MALE HEADER CLOSED SIDE THT/THR SOLDER CONNECTION 5.08 MM N OF POLES: 12 90° SOLDER PIN LENGTH (L): 3.2 MM TINNED BOX | 0
23594 | 1780290000 | PCB PLUG-IN CONNECTOR MALE HEADER CLOSED SIDE THT/THR SOLDER CONNECTION 5.08 MM N OF POLES: 13 90° SOLDER PIN LENGTH (L): 3.2 MM TINNED BOX | 0
23595 | 1780300000 | PCB PLUG-IN CONNECTOR MALE HEADER CLOSED SIDE THT/THR SOLDER CONNECTION 5.08 MM N OF POLES: 14 90° SOLDER PIN LENGTH (L): 3.2 MM TINNED BOX | 0
23596 | 1780310000 | PCB PLUG-IN CONNECTOR MALE HEADER CLOSED SIDE THT/THR SOLDER CONNECTION 5.08 MM N OF POLES: 15 90° SOLDER PIN LENGTH (L): 3.2 MM TINNED BOX | 0
23597 | 1780320000 | PCB PLUG-IN CONNECTOR MALE HEADER CLOSED SIDE THT/THR SOLDER CONNECTION 5.08 MM N OF POLES: 16 90° SOLDER PIN LENGTH (L): 3.2 MM TINNED BOX | 0
23598 | 1780330000 | PCB PLUG-IN CONNECTOR MALE HEADER CLOSED SIDE THT/THR SOLDER CONNECTION 5.08 MM N OF POLES: 17 90° SOLDER PIN LENGTH (L): 3.2 MM TINNED BOX | 0
23599 | 1780340000 | PCB PLUG-IN CONNECTOR MALE HEADER CLOSED SIDE THT/THR SOLDER CONNECTION 5.08 MM N OF POLES: 18 90° SOLDER PIN LENGTH (L): 3.2 MM TINNED BOX | 0
23600 | 1780350000 | PCB PLUG-IN CONNECTOR MALE HEADER CLOSED SIDE THT/THR SOLDER CONNECTION 5.08 MM N OF POLES: 19 90° SOLDER PIN LENGTH (L): 3.2 MM TINNED BOX | 0
23601 | 1780360000 | PCB PLUG-IN CONNECTOR MALE HEADER CLOSED SIDE THT/THR SOLDER CONNECTION 5.08 MM N OF POLES: 20 90° SOLDER PIN LENGTH (L): 3.2 MM TINNED BOX | 0
23602 | 1780370000 | PCB PLUG-IN CONNECTOR MALE HEADER CLOSED SIDE THT/THR SOLDER CONNECTION 5.08 MM N OF POLES: 21 90° SOLDER PIN LENGTH (L): 3.2 MM TINNED BOX | 0
23603 | 1780380000 | PCB PLUG-IN CONNECTOR MALE HEADER CLOSED SIDE THT/THR SOLDER CONNECTION 5.08 MM N OF POLES: 22 90° SOLDER PIN LENGTH (L): 3.2 MM TINNED BOX | 0
23604 | 1780390000 | PCB PLUG-IN CONNECTOR MALE HEADER CLOSED SIDE THT/THR SOLDER CONNECTION 5.08 MM N OF POLES: 23 90° SOLDER PIN LENGTH (L): 3.2 MM TINNED BOX | 0
23605 | 1780400000 | PCB PLUG-IN CONNECTOR MALE HEADER CLOSED SIDE THT/THR SOLDER CONNECTION 5.08 MM N OF POLES: 24 90° SOLDER PIN LENGTH (L): 3.2 MM TINNED BOX | 0
23606 | 1780410000 | PCB PLUG-IN CONNECTOR MALE HEADER SOLDER FLANGE THT/THR SOLDER CONNECTION 5.08 MM N OF POLES: 2 90° SOLDER PIN LENGTH (L): 3.2 MM TINNED BOX | 0
23607 | 1780420000 | PCB PLUG-IN CONNECTOR MALE HEADER SOLDER FLANGE THT/THR SOLDER CONNECTION 5.08 MM N OF POLES: 3 90° SOLDER PIN LENGTH (L): 3.2 MM TINNED BOX | 0
23608 | 1780430000 | PCB PLUG-IN CONNECTOR MALE HEADER SOLDER FLANGE THT/THR SOLDER CONNECTION 5.08 MM N OF POLES: 4 90° SOLDER PIN LENGTH (L): 3.2 MM TINNED BOX | 0
23609 | 1780440000 | PCB PLUG-IN CONNECTOR MALE HEADER SOLDER FLANGE THT/THR SOLDER CONNECTION 5.08 MM N OF POLES: 5 90° SOLDER PIN LENGTH (L): 3.2 MM TINNED BOX | 0
23610 | 1780450000 | PCB PLUG-IN CONNECTOR MALE HEADER SOLDER FLANGE THT/THR SOLDER CONNECTION 5.08 MM N OF POLES: 6 90° SOLDER PIN LENGTH (L): 3.2 MM TINNED BOX | 0
23611 | 1780460000 | PCB PLUG-IN CONNECTOR MALE HEADER SOLDER FLANGE THT/THR SOLDER CONNECTION 5.08 MM N OF POLES: 7 90° SOLDER PIN LENGTH (L): 3.2 MM TINNED BOX | 0
23612 | 1780470000 | PCB PLUG-IN CONNECTOR MALE HEADER SOLDER FLANGE THT/THR SOLDER CONNECTION 5.08 MM N OF POLES: 8 90° SOLDER PIN LENGTH (L): 3.2 MM TINNED BOX | 0
23613 | 1780480000 | PCB PLUG-IN CONNECTOR MALE HEADER SOLDER FLANGE THT/THR SOLDER CONNECTION 5.08 MM N OF POLES: 9 90° SOLDER PIN LENGTH (L): 3.2 MM TINNED BOX | 0
23614 | 1780490000 | PCB PLUG-IN CONNECTOR MALE HEADER SOLDER FLANGE THT/THR SOLDER CONNECTION 5.08 MM N OF POLES: 10 90° SOLDER PIN LENGTH (L): 3.2 MM TINNED BOX | 0
23615 | 1820600000 | PCB PLUG-IN CONNECTOR MALE HEADER FLANGE THT/THR SOLDER CONNECTION 5.08 MM N OF POLES: 3 180° SOLDER PIN LENGTH (L): 3.2 MM TINNED BOX | 0
23616 | 1820610000 | PCB PLUG-IN CONNECTOR MALE HEADER FLANGE THT/THR SOLDER CONNECTION 5.08 MM N OF POLES: 6 180° SOLDER PIN LENGTH (L): 3.2 MM TINNED BOX | 0
23617 | 1820620000 | PCB PLUG-IN CONNECTOR MALE HEADER FLANGE THT/THR SOLDER CONNECTION 5.08 MM N OF POLES: 8 180° SOLDER PIN LENGTH (L): 3.2 MM TINNED BOX | 0
23618 | 1820630000 | PCB PLUG-IN CONNECTOR MALE HEADER FLANGE THT/THR SOLDER CONNECTION 5.08 MM N OF POLES: 12 180° SOLDER PIN LENGTH (L): 3.2 MM TINNED BOX | 0
23619 | 1820640000 | PCB PLUG-IN CONNECTOR MALE HEADER FLANGE THT/THR SOLDER CONNECTION 5.08 MM N OF POLES: 16 180° SOLDER PIN LENGTH (L): 3.2 MM TINNED BOX | 0
23620 | 1820650000 | PCB PLUG-IN CONNECTOR MALE HEADER FLANGE THT/THR SOLDER CONNECTION 5.08 MM N OF POLES: 18 180° SOLDER PIN LENGTH (L): 3.2 MM TINNED BOX | 0
23621 | 1820770000 | PCB PLUG-IN CONNECTOR MALE HEADER FLANGE THT/THR SOLDER CONNECTION 5.08 MM N OF POLES: 5 180° SOLDER PIN LENGTH (L): 3.2 MM TINNED BOX | 0
23622 | 1820780000 | PCB PLUG-IN CONNECTOR MALE HEADER FLANGE THT/THR SOLDER CONNECTION 5.08 MM N OF POLES: 10 180° SOLDER PIN LENGTH (L): 3.2 MM TINNED BOX | 0
23623 | 1820790000 | PCB PLUG-IN CONNECTOR MALE HEADER FLANGE THT/THR SOLDER CONNECTION 5.08 MM N OF POLES: 13 180° SOLDER PIN LENGTH (L): 3.2 MM TINNED BOX | 0
23624 | 1820800000 | PCB PLUG-IN CONNECTOR MALE HEADER FLANGE THT/THR SOLDER CONNECTION 5.08 MM N OF POLES: 14 180° SOLDER PIN LENGTH (L): 3.2 MM TINNED BOX | 0
23625 | 1820810000 | PCB PLUG-IN CONNECTOR MALE HEADER FLANGE THT/THR SOLDER CONNECTION 5.08 MM N OF POLES: 20 180° SOLDER PIN LENGTH (L): 3.2 MM TINNED BOX | 0
23626 | 1828770000 | PCB PLUG-IN CONNECTOR MALE HEADER FLANGE THT/THR SOLDER CONNECTION 5.08 MM N OF POLES: 4 180° SOLDER PIN LENGTH (L): 3.2 MM TINNED BOX | 0
23627 | 1828780000 | PCB PLUG-IN CONNECTOR MALE HEADER FLANGE THT/THR SOLDER CONNECTION 5.08 MM N OF POLES: 6 180° SOLDER PIN LENGTH (L): 3.2 MM TINNED BOX | 0
23628 | 1828790000 | PCB PLUG-IN CONNECTOR MALE HEADER FLANGE THT/THR SOLDER CONNECTION 5.08 MM N OF POLES: 8 180° SOLDER PIN LENGTH (L): 3.2 MM TINNED BOX | 0
23629 | 1828800000 | PCB PLUG-IN CONNECTOR MALE HEADER FLANGE THT/THR SOLDER CONNECTION 5.08 MM N OF POLES: 10 180° SOLDER PIN LENGTH (L): 3.2 MM TINNED BOX | 0
23630 | 1828810000 | PCB PLUG-IN CONNECTOR MALE HEADER FLANGE THT/THR SOLDER CONNECTION 5.08 MM N OF POLES: 12 180° SOLDER PIN LENGTH (L): 3.2 MM TINNED BOX | 0
23631 | 1828820000 | PCB PLUG-IN CONNECTOR MALE HEADER FLANGE THT/THR SOLDER CONNECTION 5.08 MM N OF POLES: 14 180° SOLDER PIN LENGTH (L): 3.2 MM TINNED BOX | 0
23632 | 1828830000 | PCB PLUG-IN CONNECTOR MALE HEADER FLANGE THT/THR SOLDER CONNECTION 5.08 MM N OF POLES: 16 180° SOLDER PIN LENGTH (L): 3.2 MM TINNED BOX | 0
23633 | 1828840000 | PCB PLUG-IN CONNECTOR MALE HEADER FLANGE THT/THR SOLDER CONNECTION 5.08 MM N OF POLES: 18 180° SOLDER PIN LENGTH (L): 3.2 MM TINNED BOX | 0
23634 | 1828850000 | PCB PLUG-IN CONNECTOR MALE HEADER FLANGE THT/THR SOLDER CONNECTION 5.08 MM N OF POLES: 20 180° SOLDER PIN LENGTH (L): 3.2 MM TINNED BOX | 0
23635 | 1828860000 | PCB PLUG-IN CONNECTOR MALE HEADER FLANGE THT/THR SOLDER CONNECTION 5.08 MM N OF POLES: 22 180° SOLDER PIN LENGTH (L): 3.2 MM TINNED BOX | 0
23636 | 1828870000 | PCB PLUG-IN CONNECTOR MALE HEADER FLANGE THT/THR SOLDER CONNECTION 5.08 MM N OF POLES: 24 180° SOLDER PIN LENGTH (L): 3.2 MM TINNED BOX | 0
23637 | 1828880000 | PCB PLUG-IN CONNECTOR MALE HEADER FLANGE THT/THR SOLDER CONNECTION 5.08 MM N OF POLES: 26 180° SOLDER PIN LENGTH (L): 3.2 MM TINNED BOX | 0
23638 | 1828900000 | PCB PLUG-IN CONNECTOR MALE HEADER FLANGE THT/THR SOLDER CONNECTION 5.08 MM N OF POLES: 6 180° SOLDER PIN LENGTH (L): 1.5 MM TINNED BOX | 0
23639 | 1828910000 | PCB PLUG-IN CONNECTOR MALE HEADER FLANGE THT/THR SOLDER CONNECTION 5.08 MM N OF POLES: 8 180° SOLDER PIN LENGTH (L): 1.5 MM TINNED BOX | 0
23640 | 1828920000 | PCB PLUG-IN CONNECTOR MALE HEADER FLANGE THT/THR SOLDER CONNECTION 5.08 MM N OF POLES: 10 180° SOLDER PIN LENGTH (L): 1.5 MM TINNED BOX | 0
23641 | 1828930000 | PCB PLUG-IN CONNECTOR MALE HEADER FLANGE THT/THR SOLDER CONNECTION 5.08 MM N OF POLES: 12 180° SOLDER PIN LENGTH (L): 1.5 MM TINNED BOX | 0
23642 | 1828950000 | PCB PLUG-IN CONNECTOR MALE HEADER FLANGE THT/THR SOLDER CONNECTION 5.08 MM N OF POLES: 16 180° SOLDER PIN LENGTH (L): 1.5 MM TINNED BOX | 0
23643 | 1828960000 | PCB PLUG-IN CONNECTOR MALE HEADER FLANGE THT/THR SOLDER CONNECTION 5.08 MM N OF POLES: 18 180° SOLDER PIN LENGTH (L): 1.5 MM TINNED BOX | 0
23644 | 1828970000 | PCB PLUG-IN CONNECTOR MALE HEADER FLANGE THT/THR SOLDER CONNECTION 5.08 MM N OF POLES: 20 180° SOLDER PIN LENGTH (L): 1.5 MM TINNED BOX | 0
23645 | 1828980000 | PCB PLUG-IN CONNECTOR MALE HEADER FLANGE THT/THR SOLDER CONNECTION 5.08 MM N OF POLES: 22 180° SOLDER PIN LENGTH (L): 1.5 MM TINNED BOX | 0
23646 | 1828990000 | PCB PLUG-IN CONNECTOR MALE HEADER FLANGE THT/THR SOLDER CONNECTION 5.08 MM N OF POLES: 24 180° SOLDER PIN LENGTH (L): 1.5 MM TINNED BOX | 0
23647 | 1829000000 | PCB PLUG-IN CONNECTOR MALE HEADER FLANGE THT/THR SOLDER CONNECTION 5.08 MM N OF POLES: 26 180° SOLDER PIN LENGTH (L): 1.5 MM TINNED BOX | 0
23648 | 1829010000 | PCB PLUG-IN CONNECTOR MALE HEADER FLANGE / SOLDER FLANGE THT/THR SOLDER CONNECTION 5.08 MM N OF POLES: 4 180° SOLDER PIN LENGTH (L): 3.2 MM TINNED BOX | 0
23649 | 1829020000 | PCB PLUG-IN CONNECTOR MALE HEADER FLANGE / SOLDER FLANGE THT/THR SOLDER CONNECTION 5.08 MM N OF POLES: 6 180° SOLDER PIN LENGTH (L): 3.2 MM TINNED BOX | 0
23650 | 1829030000 | PCB PLUG-IN CONNECTOR MALE HEADER FLANGE / SOLDER FLANGE THT/THR SOLDER CONNECTION 5.08 MM N OF POLES: 8 180° SOLDER PIN LENGTH (L): 3.2 MM TINNED BOX | 0
23651 | 1829040000 | PCB PLUG-IN CONNECTOR MALE HEADER FLANGE / SOLDER FLANGE THT/THR SOLDER CONNECTION 5.08 MM N OF POLES: 10 180° SOLDER PIN LENGTH (L): 3.2 MM TINNED BOX | 0
23652 | 1829050000 | PCB PLUG-IN CONNECTOR MALE HEADER FLANGE / SOLDER FLANGE THT/THR SOLDER CONNECTION 5.08 MM N OF POLES: 12 180° SOLDER PIN LENGTH (L): 3.2 MM TINNED BOX | 0
23653 | 1829060000 | PCB PLUG-IN CONNECTOR MALE HEADER FLANGE / SOLDER FLANGE THT/THR SOLDER CONNECTION 5.08 MM N OF POLES: 14 180° SOLDER PIN LENGTH (L): 3.2 MM TINNED BOX | 0
23654 | 1829070000 | PCB PLUG-IN CONNECTOR MALE HEADER FLANGE / SOLDER FLANGE THT/THR SOLDER CONNECTION 5.08 MM N OF POLES: 16 180° SOLDER PIN LENGTH (L): 3.2 MM TINNED BOX | 0
23655 | 1829080000 | PCB PLUG-IN CONNECTOR MALE HEADER FLANGE / SOLDER FLANGE THT/THR SOLDER CONNECTION 5.08 MM N OF POLES: 18 180° SOLDER PIN LENGTH (L): 3.2 MM TINNED BOX | 0
23656 | 1829090000 | PCB PLUG-IN CONNECTOR MALE HEADER FLANGE / SOLDER FLANGE THT/THR SOLDER CONNECTION 5.08 MM N OF POLES: 20 180° SOLDER PIN LENGTH (L): 3.2 MM TINNED BOX | 0
23657 | 1829100000 | PCB PLUG-IN CONNECTOR MALE HEADER FLANGE / SOLDER FLANGE THT/THR SOLDER CONNECTION 5.08 MM N OF POLES: 22 180° SOLDER PIN LENGTH (L): 3.2 MM TINNED BOX | 0
23658 | 1829110000 | PCB PLUG-IN CONNECTOR MALE HEADER FLANGE / SOLDER FLANGE THT/THR SOLDER CONNECTION 5.08 MM N OF POLES: 24 180° SOLDER PIN LENGTH (L): 3.2 MM TINNED BOX | 0
23659 | 1829120000 | PCB PLUG-IN CONNECTOR MALE HEADER FLANGE / SOLDER FLANGE THT/THR SOLDER CONNECTION 5.08 MM N OF POLES: 26 180° SOLDER PIN LENGTH (L): 3.2 MM TINNED BOX | 0
23660 | 1829150000 | PCB PLUG-IN CONNECTOR MALE HEADER FLANGE / SOLDER FLANGE THT/THR SOLDER CONNECTION 5.08 MM N OF POLES: 8 180° SOLDER PIN LENGTH (L): 1.5 MM TINNED BOX | 0
23661 | 1829190000 | PCB PLUG-IN CONNECTOR MALE HEADER FLANGE / SOLDER FLANGE THT/THR SOLDER CONNECTION 5.08 MM N OF POLES: 16 180° SOLDER PIN LENGTH (L): 1.5 MM TINNED BOX | 0
23662 | 1829230000 | PCB PLUG-IN CONNECTOR MALE HEADER FLANGE / SOLDER FLANGE THT/THR SOLDER CONNECTION 5.08 MM N OF POLES: 24 180° SOLDER PIN LENGTH (L): 1.5 MM TINNED BOX | 0
23663 | 1838360000 | PCB PLUG-IN CONNECTOR MALE HEADER CLOSED SIDE THT/THR SOLDER CONNECTION 5.08 MM N OF POLES: 17 180° SOLDER PIN LENGTH (L): 3.2 MM TINNED BOX | 0
23664 | 1861020000 | PCB PLUG-IN CONNECTOR MALE HEADER FLANGE THT/THR SOLDER CONNECTION 5.08 MM N OF POLES: 5 90° SOLDER PIN LENGTH (L): 1.5 MM TINNED BOX | 0
23665 | 1861410000 | PCB PLUG-IN CONNECTOR MALE HEADER FLANGE THT/THR SOLDER CONNECTION 5.08 MM N OF POLES: 6 90° SOLDER PIN LENGTH (L): 1.5 MM TINNED BOX | 0
23666 | 1862370000 | PCB PLUG-IN CONNECTOR MALE HEADER CLOSED SIDE THT/THR SOLDER CONNECTION 5.00 MM N OF POLES: 8 180° SOLDER PIN LENGTH (L): 3.2 MM TINNED BOX | 0
23667 | 1862380000 | PCB PLUG-IN CONNECTOR MALE HEADER CLOSED SIDE THT/THR SOLDER CONNECTION 5.00 MM N OF POLES: 16 180° SOLDER PIN LENGTH (L): 3.2 MM TINNED BOX | 0
23668 | 1866320000 | PCB PLUG-IN CONNECTOR MALE HEADER FLANGE / SOLDER FLANGE THT/THR SOLDER CONNECTION 5.08 MM N OF POLES: 32 180° SOLDER PIN LENGTH (L): 3.2 MM TINNED BOX | 0
23669 | 1866330000 | PCB PLUG-IN CONNECTOR MALE HEADER FLANGE THT/THR SOLDER CONNECTION 5.08 MM N OF POLES: 32 180° SOLDER PIN LENGTH (L): 3.2 MM TINNED BOX | 0
23670 | 1876850000 | PCB PLUG-IN CONNECTOR MALE HEADER SOLDER FLANGE THT/THR SOLDER CONNECTION 5.08 MM N OF POLES: 2 270° SOLDER PIN LENGTH (L): 3.2 MM TINNED BOX | 0
23671 | 1876860000 | PCB PLUG-IN CONNECTOR MALE HEADER SOLDER FLANGE THT/THR SOLDER CONNECTION 5.08 MM N OF POLES: 3 270° SOLDER PIN LENGTH (L): 3.2 MM TINNED BOX | 0
23672 | 1876870000 | PCB PLUG-IN CONNECTOR MALE HEADER SOLDER FLANGE THT/THR SOLDER CONNECTION 5.08 MM N OF POLES: 4 270° SOLDER PIN LENGTH (L): 3.2 MM TINNED BOX | 0
23673 | 1876880000 | PCB PLUG-IN CONNECTOR MALE HEADER SOLDER FLANGE THT/THR SOLDER CONNECTION 5.08 MM N OF POLES: 5 270° SOLDER PIN LENGTH (L): 3.2 MM TINNED BOX | 0
23674 | 1876890000 | PCB PLUG-IN CONNECTOR MALE HEADER SOLDER FLANGE THT/THR SOLDER CONNECTION 5.08 MM N OF POLES: 6 270° SOLDER PIN LENGTH (L): 3.2 MM TINNED BOX | 0
23675 | 1876900000 | PCB PLUG-IN CONNECTOR MALE HEADER SOLDER FLANGE THT/THR SOLDER CONNECTION 5.08 MM N OF POLES: 7 270° SOLDER PIN LENGTH (L): 3.2 MM TINNED BOX | 0
23676 | 1876910000 | PCB PLUG-IN CONNECTOR MALE HEADER SOLDER FLANGE THT/THR SOLDER CONNECTION 5.08 MM N OF POLES: 8 270° SOLDER PIN LENGTH (L): 3.2 MM TINNED BOX | 0
23677 | 1877190000 | PCB PLUG-IN CONNECTOR MALE HEADER SOLDER FLANGE THT/THR SOLDER CONNECTION 5.08 MM N OF POLES: 2 270° SOLDER PIN LENGTH (L): 3.2 MM TINNED BOX | 0
23678 | 1877210000 | PCB PLUG-IN CONNECTOR MALE HEADER SOLDER FLANGE THT/THR SOLDER CONNECTION 5.08 MM N OF POLES: 3 270° SOLDER PIN LENGTH (L): 3.2 MM TINNED BOX | 0
23679 | 1877330000 | PCB PLUG-IN CONNECTOR MALE HEADER SOLDER FLANGE THT/THR SOLDER CONNECTION 5.08 MM N OF POLES: 4 270° SOLDER PIN LENGTH (L): 3.2 MM TINNED BOX | 0
23680 | 1877430000 | PCB PLUG-IN CONNECTOR MALE HEADER SOLDER FLANGE THT/THR SOLDER CONNECTION 5.08 MM N OF POLES: 5 270° SOLDER PIN LENGTH (L): 3.2 MM TINNED BOX | 0
23681 | 1877460000 | PCB PLUG-IN CONNECTOR MALE HEADER SOLDER FLANGE THT/THR SOLDER CONNECTION 5.08 MM N OF POLES: 6 270° SOLDER PIN LENGTH (L): 3.2 MM TINNED BOX | 0
23682 | 1877480000 | PCB PLUG-IN CONNECTOR MALE HEADER SOLDER FLANGE THT/THR SOLDER CONNECTION 5.08 MM N OF POLES: 7 270° SOLDER PIN LENGTH (L): 3.2 MM TINNED BOX | 0
23683 | 1877500000 | PCB PLUG-IN CONNECTOR MALE HEADER SOLDER FLANGE THT/THR SOLDER CONNECTION 5.08 MM N OF POLES: 8 270° SOLDER PIN LENGTH (L): 3.2 MM TINNED BOX | 0
23684 | 1878110000 | PCB PLUG-IN CONNECTOR MALE HEADER SOLDER FLANGE THT/THR SOLDER CONNECTION 5.08 MM N OF POLES: 3 270° SOLDER PIN LENGTH (L): 1.5 MM TINNED BOX | 0
23685 | 1878140000 | PCB PLUG-IN CONNECTOR MALE HEADER SOLDER FLANGE THT/THR SOLDER CONNECTION 5.08 MM N OF POLES: 6 270° SOLDER PIN LENGTH (L): 1.5 MM TINNED BOX | 0
23686 | 1881310000 | PCB PLUG-IN CONNECTOR MALE HEADER FLANGE THT/THR SOLDER CONNECTION 5.08 MM N OF POLES: 28 180° SOLDER PIN LENGTH (L): 1.5 MM TINNED BOX | 0
23687 | 1881340000 | PCB PLUG-IN CONNECTOR MALE HEADER FLANGE THT/THR SOLDER CONNECTION 5.00 MM N OF POLES: 20 180° SOLDER PIN LENGTH (L): 3.2 MM TINNED BOX | 0
23688 | 1881370000 | PCB PLUG-IN CONNECTOR MALE HEADER FLANGE THT/THR SOLDER CONNECTION 5.00 MM N OF POLES: 24 180° SOLDER PIN LENGTH (L): 3.2 MM TINNED BOX | 0
23689 | 1881390000 | PCB PLUG-IN CONNECTOR MALE HEADER FLANGE THT/THR SOLDER CONNECTION 5.00 MM N OF POLES: 28 180° SOLDER PIN LENGTH (L): 3.2 MM TINNED BOX | 0
23690 | 1881400000 | PCB PLUG-IN CONNECTOR MALE HEADER FLANGE THT/THR SOLDER CONNECTION 5.00 MM N OF POLES: 32 180° SOLDER PIN LENGTH (L): 3.2 MM TINNED BOX | 0
23691 | 1881420000 | PCB PLUG-IN CONNECTOR MALE HEADER FLANGE THT/THR SOLDER CONNECTION 5.00 MM N OF POLES: 34 180° SOLDER PIN LENGTH (L): 3.2 MM TINNED BOX | 0
23692 | 1881430000 | PCB PLUG-IN CONNECTOR MALE HEADER FLANGE THT/THR SOLDER CONNECTION 5.08 MM N OF POLES: 42 180° SOLDER PIN LENGTH (L): 1.5 MM TINNED BOX | 0
23693 | 1881470000 | PCB PLUG-IN CONNECTOR MALE HEADER FLANGE THT/THR SOLDER CONNECTION 5.00 MM N OF POLES: 36 180° SOLDER PIN LENGTH (L): 3.2 MM TINNED BOX | 0
23694 | 1881490000 | PCB PLUG-IN CONNECTOR MALE HEADER FLANGE THT/THR SOLDER CONNECTION 5.00 MM N OF POLES: 40 180° SOLDER PIN LENGTH (L): 3.2 MM TINNED BOX | 0
23695 | 1881590000 | PCB PLUG-IN CONNECTOR MALE HEADER FLANGE / SOLDER FLANGE THT/THR SOLDER CONNECTION 5.08 MM N OF POLES: 48 180° SOLDER PIN LENGTH (L): 1.5 MM TINNED BOX | 0
23696 | 1882700000 | PCB PLUG-IN CONNECTOR MALE HEADER CLOSED SIDE THT/THR SOLDER CONNECTION 5.00 MM N OF POLES: 6 180° SOLDER PIN LENGTH (L): 3.2 MM TINNED BOX | 0
23697 | 1882750000 | PCB PLUG-IN CONNECTOR MALE HEADER CLOSED SIDE THT/THR SOLDER CONNECTION 5.00 MM N OF POLES: 22 180° SOLDER PIN LENGTH (L): 3.2 MM TINNED BOX | 0
23698 | 1882800000 | PCB PLUG-IN CONNECTOR MALE HEADER CLOSED SIDE THT/THR SOLDER CONNECTION 5.00 MM N OF POLES: 32 180° SOLDER PIN LENGTH (L): 3.2 MM TINNED BOX | 0
23699 | 1882990000 | PCB PLUG-IN CONNECTOR MALE HEADER FLANGE THT/THR SOLDER CONNECTION 5.00 MM N OF POLES: 16 180° SOLDER PIN LENGTH (L): 3.2 MM TINNED BOX | 0
23700 | 1883000000 | PCB PLUG-IN CONNECTOR MALE HEADER FLANGE THT/THR SOLDER CONNECTION 5.00 MM N OF POLES: 18 180° SOLDER PIN LENGTH (L): 3.2 MM TINNED BOX | 0
23701 | 1883100000 | PCB PLUG-IN CONNECTOR MALE HEADER FLANGE / SOLDER FLANGE THT/THR SOLDER CONNECTION 5.00 MM N OF POLES: 4 180° SOLDER PIN LENGTH (L): 3.2 MM TINNED BOX | 0
23702 | 1883300000 | PCB PLUG-IN CONNECTOR MALE HEADER FLANGE / SOLDER FLANGE THT/THR SOLDER CONNECTION 5.00 MM N OF POLES: 38 180° SOLDER PIN LENGTH (L): 3.2 MM TINNED BOX | 0
23703 | 1883330000 | PCB PLUG-IN CONNECTOR MALE HEADER FLANGE / SOLDER FLANGE THT/THR SOLDER CONNECTION 5.00 MM N OF POLES: 44 180° SOLDER PIN LENGTH (L): 3.2 MM TINNED BOX | 0
23704 | 1889200000 | PCB PLUG-IN CONNECTOR MALE HEADER FLANGE / SOLDER FLANGE THT/THR SOLDER CONNECTION 5.08 MM N OF POLES: 28 180° SOLDER PIN LENGTH (L): 3.2 MM TINNED BOX | 0
23705 | 1889210000 | PCB PLUG-IN CONNECTOR MALE HEADER FLANGE / SOLDER FLANGE THT/THR SOLDER CONNECTION 5.08 MM N OF POLES: 30 180° SOLDER PIN LENGTH (L): 3.2 MM TINNED BOX | 0
23706 | 1889220000 | PCB PLUG-IN CONNECTOR MALE HEADER FLANGE / SOLDER FLANGE THT/THR SOLDER CONNECTION 5.08 MM N OF POLES: 34 180° SOLDER PIN LENGTH (L): 3.2 MM TINNED BOX | 0
23707 | 1889270000 | PCB PLUG-IN CONNECTOR MALE HEADER FLANGE / SOLDER FLANGE THT/THR SOLDER CONNECTION 5.08 MM N OF POLES: 36 180° SOLDER PIN LENGTH (L): 3.2 MM TINNED BOX | 0
23708 | 1889280000 | PCB PLUG-IN CONNECTOR MALE HEADER FLANGE / SOLDER FLANGE THT/THR SOLDER CONNECTION 5.08 MM N OF POLES: 38 180° SOLDER PIN LENGTH (L): 3.2 MM TINNED BOX | 0
23709 | 1889290000 | PCB PLUG-IN CONNECTOR MALE HEADER FLANGE / SOLDER FLANGE THT/THR SOLDER CONNECTION 5.08 MM N OF POLES: 40 180° SOLDER PIN LENGTH (L): 3.2 MM TINNED BOX | 0
23710 | 1889300000 | PCB PLUG-IN CONNECTOR MALE HEADER FLANGE / SOLDER FLANGE THT/THR SOLDER CONNECTION 5.08 MM N OF POLES: 42 180° SOLDER PIN LENGTH (L): 3.2 MM TINNED BOX | 0
23711 | 1889310000 | PCB PLUG-IN CONNECTOR MALE HEADER FLANGE / SOLDER FLANGE THT/THR SOLDER CONNECTION 5.08 MM N OF POLES: 44 180° SOLDER PIN LENGTH (L): 3.2 MM TINNED BOX | 0
23712 | 1889320000 | PCB PLUG-IN CONNECTOR MALE HEADER FLANGE / SOLDER FLANGE THT/THR SOLDER CONNECTION 5.08 MM N OF POLES: 46 180° SOLDER PIN LENGTH (L): 3.2 MM TINNED BOX | 0
23713 | 1889330000 | PCB PLUG-IN CONNECTOR MALE HEADER FLANGE / SOLDER FLANGE THT/THR SOLDER CONNECTION 5.08 MM N OF POLES: 48 180° SOLDER PIN LENGTH (L): 3.2 MM TINNED BOX | 0
23714 | 1889340000 | PCB PLUG-IN CONNECTOR MALE HEADER FLANGE THT/THR SOLDER CONNECTION 5.08 MM N OF POLES: 28 180° SOLDER PIN LENGTH (L): 3.2 MM TINNED BOX | 0
23715 | 1889350000 | PCB PLUG-IN CONNECTOR MALE HEADER FLANGE THT/THR SOLDER CONNECTION 5.08 MM N OF POLES: 30 180° SOLDER PIN LENGTH (L): 3.2 MM TINNED BOX | 0
23716 | 1889360000 | PCB PLUG-IN CONNECTOR MALE HEADER FLANGE THT/THR SOLDER CONNECTION 5.08 MM N OF POLES: 34 180° SOLDER PIN LENGTH (L): 3.2 MM TINNED BOX | 0
23717 | 1889370000 | PCB PLUG-IN CONNECTOR MALE HEADER FLANGE THT/THR SOLDER CONNECTION 5.08 MM N OF POLES: 36 180° SOLDER PIN LENGTH (L): 3.2 MM TINNED BOX | 0
23718 | 1889380000 | PCB PLUG-IN CONNECTOR MALE HEADER FLANGE THT/THR SOLDER CONNECTION 5.08 MM N OF POLES: 38 180° SOLDER PIN LENGTH (L): 3.2 MM TINNED BOX | 0
23719 | 1889390000 | PCB PLUG-IN CONNECTOR MALE HEADER FLANGE THT/THR SOLDER CONNECTION 5.08 MM N OF POLES: 40 180° SOLDER PIN LENGTH (L): 3.2 MM TINNED BOX | 0
23720 | 1889400000 | PCB PLUG-IN CONNECTOR MALE HEADER FLANGE THT/THR SOLDER CONNECTION 5.08 MM N OF POLES: 42 180° SOLDER PIN LENGTH (L): 3.2 MM TINNED BOX | 0
23721 | 1889410000 | PCB PLUG-IN CONNECTOR MALE HEADER FLANGE THT/THR SOLDER CONNECTION 5.08 MM N OF POLES: 44 180° SOLDER PIN LENGTH (L): 3.2 MM TINNED BOX | 0
23722 | 1889420000 | PCB PLUG-IN CONNECTOR MALE HEADER FLANGE THT/THR SOLDER CONNECTION 5.08 MM N OF POLES: 46 180° SOLDER PIN LENGTH (L): 3.2 MM TINNED BOX | 0
23723 | 1889430000 | PCB PLUG-IN CONNECTOR MALE HEADER FLANGE THT/THR SOLDER CONNECTION 5.08 MM N OF POLES: 48 180° SOLDER PIN LENGTH (L): 3.2 MM TINNED BOX | 0
23724 | 1894980000 | PCB PLUG-IN CONNECTOR MALE HEADER CLOSED SIDE THT/THR SOLDER CONNECTION 5.00 MM N OF POLES: 4 180° SOLDER PIN LENGTH (L): 1.5 MM TINNED BOX | 0
23725 | 1895000000 | PCB PLUG-IN CONNECTOR MALE HEADER CLOSED SIDE THT/THR SOLDER CONNECTION 5.00 MM N OF POLES: 8 180° SOLDER PIN LENGTH (L): 1.5 MM TINNED BOX | 0
23726 | 1895020000 | PCB PLUG-IN CONNECTOR MALE HEADER CLOSED SIDE THT/THR SOLDER CONNECTION 5.00 MM N OF POLES: 12 180° SOLDER PIN LENGTH (L): 1.5 MM TINNED BOX | 0
23727 | 1895600000 | PCB PLUG-IN CONNECTOR MALE HEADER FLANGE / SOLDER FLANGE THT/THR SOLDER CONNECTION 5.00 MM N OF POLES: 32 180° SOLDER PIN LENGTH (L): 1.5 MM TINNED BOX | 0
23728 | 1911320000 | PCB PLUG-IN CONNECTOR MALE HEADER CLOSED SIDE / SOLDER FLANGE THT/THR SOLDER CONNECTION 5.00 MM N OF POLES: 8 180° SOLDER PIN LENGTH (L): 3.2 MM TINNED BOX | 0
23729 | 1911360000 | PCB PLUG-IN CONNECTOR MALE HEADER CLOSED SIDE / SOLDER FLANGE THT/THR SOLDER CONNECTION 5.00 MM N OF POLES: 16 180° SOLDER PIN LENGTH (L): 3.2 MM TINNED BOX | 0
23730 | 1911500000 | PCB PLUG-IN CONNECTOR MALE HEADER CLOSED SIDE / SOLDER FLANGE THT/THR SOLDER CONNECTION 5.00 MM N OF POLES: 24 180° SOLDER PIN LENGTH (L): 3.2 MM TINNED BOX | 0
23731 | 1911520000 | PCB PLUG-IN CONNECTOR MALE HEADER CLOSED SIDE / SOLDER FLANGE THT/THR SOLDER CONNECTION 5.00 MM N OF POLES: 26 180° SOLDER PIN LENGTH (L): 3.2 MM TINNED BOX | 0
23732 | 1911650000 | PCB PLUG-IN CONNECTOR MALE HEADER CLOSED SIDE / SOLDER FLANGE THT/THR SOLDER CONNECTION 5.00 MM N OF POLES: 32 180° SOLDER PIN LENGTH (L): 3.2 MM TINNED BOX | 0
23733 | 1945300000 | PCB PLUG-IN CONNECTOR FEMALE PLUG 5.08 MM N OF POLES: 3 180° CLAMPING YOKE CONNECTION CLAMPING RANGE MAX. : 4 MM² BOX | 1
23734 | 1945330000 | PCB PLUG-IN CONNECTOR FEMALE PLUG 5.08 MM N OF POLES: 6 180° CLAMPING YOKE CONNECTION CLAMPING RANGE MAX. : 4 MM² BOX | 1
23735 | 1945410000 | PCB PLUG-IN CONNECTOR FEMALE PLUG 5.08 MM N OF POLES: 14 180° CLAMPING YOKE CONNECTION CLAMPING RANGE MAX. : 4 MM² BOX | 1
23736 | 1945430000 | PCB PLUG-IN CONNECTOR FEMALE PLUG 5.08 MM N OF POLES: 16 180° CLAMPING YOKE CONNECTION CLAMPING RANGE MAX. : 4 MM² BOX | 1
23737 | 1945490000 | PCB PLUG-IN CONNECTOR FEMALE PLUG 5.08 MM N OF POLES: 22 180° CLAMPING YOKE CONNECTION CLAMPING RANGE MAX. : 4 MM² BOX | 1
23738 | 1946250000 | PCB PLUG-IN CONNECTOR FEMALE PLUG 5.08 MM N OF POLES: 2 225° CLAMPING YOKE CONNECTION CLAMPING RANGE MAX. : 4 MM² BOX | 1
23739 | 1946260000 | PCB PLUG-IN CONNECTOR FEMALE PLUG 5.08 MM N OF POLES: 3 225° CLAMPING YOKE CONNECTION CLAMPING RANGE MAX. : 4 MM² BOX | 1
23740 | 1946270000 | PCB PLUG-IN CONNECTOR FEMALE PLUG 5.08 MM N OF POLES: 4 225° CLAMPING YOKE CONNECTION CLAMPING RANGE MAX. : 4 MM² BOX | 1
23741 | 1946280000 | PCB PLUG-IN CONNECTOR FEMALE PLUG 5.08 MM N OF POLES: 5 225° CLAMPING YOKE CONNECTION CLAMPING RANGE MAX. : 4 MM² BOX | 1
23742 | 1946290000 | PCB PLUG-IN CONNECTOR FEMALE PLUG 5.08 MM N OF POLES: 6 225° CLAMPING YOKE CONNECTION CLAMPING RANGE MAX. : 4 MM² BOX | 1
23743 | 1946300000 | PCB PLUG-IN CONNECTOR FEMALE PLUG 5.08 MM N OF POLES: 7 225° CLAMPING YOKE CONNECTION CLAMPING RANGE MAX. : 4 MM² BOX | 1
23744 | 1946310000 | PCB PLUG-IN CONNECTOR FEMALE PLUG 5.08 MM N OF POLES: 8 225° CLAMPING YOKE CONNECTION CLAMPING RANGE MAX. : 4 MM² BOX | 1
23745 | 1946320000 | PCB PLUG-IN CONNECTOR FEMALE PLUG 5.08 MM N OF POLES: 9 225° CLAMPING YOKE CONNECTION CLAMPING RANGE MAX. : 4 MM² BOX | 1
23746 | 1946330000 | PCB PLUG-IN CONNECTOR FEMALE PLUG 5.08 MM N OF POLES: 10 225° CLAMPING YOKE CONNECTION CLAMPING RANGE MAX. : 4 MM² BOX | 1
23747 | 1946340000 | PCB PLUG-IN CONNECTOR FEMALE PLUG 5.08 MM N OF POLES: 11 225° CLAMPING YOKE CONNECTION CLAMPING RANGE MAX. : 4 MM² BOX | 1
23748 | 1946350000 | PCB PLUG-IN CONNECTOR FEMALE PLUG 5.08 MM N OF POLES: 12 225° CLAMPING YOKE CONNECTION CLAMPING RANGE MAX. : 4 MM² BOX | 1
23749 | 1946360000 | PCB PLUG-IN CONNECTOR FEMALE PLUG 5.08 MM N OF POLES: 13 225° CLAMPING YOKE CONNECTION CLAMPING RANGE MAX. : 4 MM² BOX | 1
23750 | 1946370000 | PCB PLUG-IN CONNECTOR FEMALE PLUG 5.08 MM N OF POLES: 14 225° CLAMPING YOKE CONNECTION CLAMPING RANGE MAX. : 4 MM² BOX | 1
23751 | 1946380000 | PCB PLUG-IN CONNECTOR FEMALE PLUG 5.08 MM N OF POLES: 15 225° CLAMPING YOKE CONNECTION CLAMPING RANGE MAX. : 4 MM² BOX | 1
23752 | 1946390000 | PCB PLUG-IN CONNECTOR FEMALE PLUG 5.08 MM N OF POLES: 16 225° CLAMPING YOKE CONNECTION CLAMPING RANGE MAX. : 4 MM² BOX | 1
23753 | 1946400000 | PCB PLUG-IN CONNECTOR FEMALE PLUG 5.08 MM N OF POLES: 17 225° CLAMPING YOKE CONNECTION CLAMPING RANGE MAX. : 4 MM² BOX | 1
23754 | 1946410000 | PCB PLUG-IN CONNECTOR FEMALE PLUG 5.08 MM N OF POLES: 18 225° CLAMPING YOKE CONNECTION CLAMPING RANGE MAX. : 4 MM² BOX | 1
23755 | 1946420000 | PCB PLUG-IN CONNECTOR FEMALE PLUG 5.08 MM N OF POLES: 19 225° CLAMPING YOKE CONNECTION CLAMPING RANGE MAX. : 4 MM² BOX | 1
23756 | 1946430000 | PCB PLUG-IN CONNECTOR FEMALE PLUG 5.08 MM N OF POLES: 20 225° CLAMPING YOKE CONNECTION CLAMPING RANGE MAX. : 4 MM² BOX | 1
23757 | 1946440000 | PCB PLUG-IN CONNECTOR FEMALE PLUG 5.08 MM N OF POLES: 21 225° CLAMPING YOKE CONNECTION CLAMPING RANGE MAX. : 4 MM² BOX | 1
23758 | 1946450000 | PCB PLUG-IN CONNECTOR FEMALE PLUG 5.08 MM N OF POLES: 22 225° CLAMPING YOKE CONNECTION CLAMPING RANGE MAX. : 4 MM² BOX | 1
23759 | 1946460000 | PCB PLUG-IN CONNECTOR FEMALE PLUG 5.08 MM N OF POLES: 23 225° CLAMPING YOKE CONNECTION CLAMPING RANGE MAX. : 4 MM² BOX | 1
23760 | 1946480000 | PCB PLUG-IN CONNECTOR FEMALE PLUG 5.08 MM N OF POLES: 24 225° CLAMPING YOKE CONNECTION CLAMPING RANGE MAX. : 4 MM² BOX | 1
23761 | 1946560000 | PCB PLUG-IN CONNECTOR FEMALE PLUG 5.08 MM N OF POLES: 2 225° CLAMPING YOKE CONNECTION CLAMPING RANGE MAX. : 4 MM² BOX | 1
23762 | 1946570000 | PCB PLUG-IN CONNECTOR FEMALE PLUG 5.08 MM N OF POLES: 3 225° CLAMPING YOKE CONNECTION CLAMPING RANGE MAX. : 4 MM² BOX | 1
23763 | 1946580000 | PCB PLUG-IN CONNECTOR FEMALE PLUG 5.08 MM N OF POLES: 4 225° CLAMPING YOKE CONNECTION CLAMPING RANGE MAX. : 4 MM² BOX | 1
23764 | 1946590000 | PCB PLUG-IN CONNECTOR FEMALE PLUG 5.08 MM N OF POLES: 5 225° CLAMPING YOKE CONNECTION CLAMPING RANGE MAX. : 4 MM² BOX | 1
23765 | 1946620000 | PCB PLUG-IN CONNECTOR FEMALE PLUG 5.08 MM N OF POLES: 8 225° CLAMPING YOKE CONNECTION CLAMPING RANGE MAX. : 4 MM² BOX | 1
23766 | 1946640000 | PCB PLUG-IN CONNECTOR FEMALE PLUG 5.08 MM N OF POLES: 10 225° CLAMPING YOKE CONNECTION CLAMPING RANGE MAX. : 4 MM² BOX | 1
23767 | 1946700000 | PCB PLUG-IN CONNECTOR FEMALE PLUG 5.08 MM N OF POLES: 16 225° CLAMPING YOKE CONNECTION CLAMPING RANGE MAX. : 4 MM² BOX | 1
23768 | 1946740000 | PCB PLUG-IN CONNECTOR FEMALE PLUG 5.08 MM N OF POLES: 20 225° CLAMPING YOKE CONNECTION CLAMPING RANGE MAX. : 4 MM² BOX | 1
23769 | 1964510000 | PCB PLUG-IN CONNECTOR MALE HEADER OPEN SIDE THT/THR SOLDER CONNECTION 5.08 MM N OF POLES: 18 90° SOLDER PIN LENGTH (L): 3.2 MM TINNED BOX | 0
23770 | 1882720000 | PCB PLUG-IN CONNECTOR MALE HEADER CLOSED SIDE THT/THR SOLDER CONNECTION 5.00 MM N OF POLES: 12 180° SOLDER PIN LENGTH (L): 3.2 MM TINNED BOX | 0
23771 | 1828890000 | PCB PLUG-IN CONNECTOR MALE HEADER FLANGE THT/THR SOLDER CONNECTION 5.08 MM N OF POLES: 4 180° SOLDER PIN LENGTH (L): 1.5 MM TINNED BOX | 0
23772 | 1847810000 | PCB PLUG-IN CONNECTOR MALE HEADER FLANGE THT/THR SOLDER CONNECTION 5.08 MM N OF POLES: 3 180° SOLDER PIN LENGTH (L): 1.5 MM TINNED BOX | 0
23773 | 1006630000 | PCB PLUG-IN CONNECTOR FEMALE PLUG 3.50 MM N OF POLES: 4 180° TENSION-CLAMP CONNECTION CLAMPING RANGE MAX. : 1 MM² BOX | 1
23774 | 1006640000 | PCB PLUG-IN CONNECTOR MALE HEADER DOVETAILS FOR FIXING BLOCKS THT SOLDER CONNECTION 5.00 MM N OF POLES: 3 180° SOLDER PIN LENGTH (L): 3.2 MM TINNED PALE GREEN BOX | 0
23775 | 1006650000 | PCB PLUG-IN CONNECTOR MALE HEADER DOVETAILS FOR FIXING BLOCKS THT SOLDER CONNECTION 5.00 MM N OF POLES: 6 180° SOLDER PIN LENGTH (L): 3.2 MM TINNED PALE GREEN BOX | 0
23776 | 1009470000 | PCB PLUG-IN CONNECTOR FEMALE HEADER CLOSED SIDE THT SOLDER CONNECTION 5.08 MM N OF POLES: 2 180° SOLDER PIN LENGTH (L): 3.2 MM BOX | 0
23777 | 1028370000 | PCB PLUG-IN CONNECTOR MALE HEADER SOLDER FLANGE THT/THR SOLDER CONNECTION 3.50 MM N OF POLES: 8 SOLDER PIN LENGTH (L): 3.2 MM TINNED BOX | 0
23778 | 1028430000 | PCB PLUG-IN CONNECTOR MALE HEADER SOLDER FLANGE THT/THR SOLDER CONNECTION 3.50 MM N OF POLES: 28 SOLDER PIN LENGTH (L): 3.2 MM TINNED BOX | 0
23779 | 1028440000 | PCB PLUG-IN CONNECTOR MALE HEADER SOLDER FLANGE THT/THR SOLDER CONNECTION 3.50 MM N OF POLES: 32 SOLDER PIN LENGTH (L): 3.2 MM TINNED BOX | 0
23780 | 1028450000 | PCB PLUG-IN CONNECTOR MALE HEADER SOLDER FLANGE THT/THR SOLDER CONNECTION 3.50 MM N OF POLES: 36 SOLDER PIN LENGTH (L): 3.2 MM TINNED BOX | 0
23781 | 1039490000 | PCB PLUG-IN CONNECTOR FEMALE HEADER CLOSED SIDE THT SOLDER CONNECTION 5.08 MM N OF POLES: 2 180° SOLDER PIN LENGTH (L): 3.2 MM TINNED PALE GREEN BOX | 0
23782 | 1039510000 | PCB PLUG-IN CONNECTOR FEMALE HEADER CLOSED SIDE THT SOLDER CONNECTION 5.08 MM N OF POLES: 4 180° SOLDER PIN LENGTH (L): 3.2 MM TINNED PALE GREEN BOX | 0
23783 | 1041840000 | PCB PLUG-IN CONNECTOR MALE HEADER FLANGE THT/THR SOLDER CONNECTION 3.50 MM N OF POLES: 10 90° SOLDER PIN LENGTH (L): 3.2 MM TINNED TAPE | 0
23784 | 1044310000 | PCB PLUG-IN CONNECTOR MALE HEADER CLOSED SIDE THT/THR SOLDER CONNECTION 3.50 MM N OF POLES: 3 180° SOLDER PIN LENGTH (L): 3.2 MM TINNED TAPE | 0
23785 | 1045390000 | PCB PLUG-IN CONNECTOR MALE HEADER SOLDER FLANGE THT/THR SOLDER CONNECTION 3.50 MM N OF POLES: 24 SOLDER PIN LENGTH (L): 3.2 MM TINNED BOX | 0
23786 | 1051990000 | PCB PLUG-IN CONNECTOR MALE HEADER DOVETAILS FOR FIXING BLOCKS THT SOLDER CONNECTION 5.00 MM N OF POLES: 2 180° SOLDER PIN LENGTH (L): 3.2 MM TINNED PALE GREEN BOX | 0
23787 | 1052040000 | PCB PLUG-IN CONNECTOR MALE HEADER DOVETAILS FOR FIXING BLOCKS THT SOLDER CONNECTION 5.00 MM N OF POLES: 5 180° SOLDER PIN LENGTH (L): 3.2 MM TINNED PALE GREEN BOX | 0
23788 | 1057380000 | PCB PLUG-IN CONNECTOR MALE HEADER CLOSED SIDE THT SOLDER CONNECTION 5.08 MM N OF POLES: 6 180° SOLDER PIN LENGTH (L): 3.2 MM TINNED BOX | 0
23789 | 1571110000 | PCB PLUG-IN CONNECTOR MALE HEADER OPEN SIDE THT SOLDER CONNECTION 5.00 MM N OF POLES: 12 90° SOLDER PIN LENGTH (L): 3.2 MM TINNED ORANGE BOX | 0
23790 | 1571130000 | PCB PLUG-IN CONNECTOR MALE HEADER OPEN SIDE THT SOLDER CONNECTION 5.00 MM N OF POLES: 2 90° SOLDER PIN LENGTH (L): 3.2 MM TINNED ORANGE BOX | 0
23791 | 1571140000 | PCB PLUG-IN CONNECTOR MALE HEADER OPEN SIDE THT SOLDER CONNECTION 5.00 MM N OF POLES: 3 90° SOLDER PIN LENGTH (L): 3.2 MM TINNED ORANGE BOX | 0
23792 | 1571150000 | PCB PLUG-IN CONNECTOR MALE HEADER OPEN SIDE THT SOLDER CONNECTION 5.00 MM N OF POLES: 4 90° SOLDER PIN LENGTH (L): 3.2 MM TINNED ORANGE BOX | 0
23793 | 1571160000 | PCB PLUG-IN CONNECTOR MALE HEADER OPEN SIDE THT SOLDER CONNECTION 5.00 MM N OF POLES: 5 90° SOLDER PIN LENGTH (L): 3.2 MM TINNED ORANGE BOX | 0
23794 | 1571170000 | PCB PLUG-IN CONNECTOR MALE HEADER OPEN SIDE THT SOLDER CONNECTION 5.00 MM N OF POLES: 6 90° SOLDER PIN LENGTH (L): 3.2 MM TINNED ORANGE BOX | 0
23795 | 1571180000 | PCB PLUG-IN CONNECTOR MALE HEADER OPEN SIDE THT SOLDER CONNECTION 5.00 MM N OF POLES: 7 90° SOLDER PIN LENGTH (L): 3.2 MM TINNED ORANGE BOX | 0
23796 | 1571190000 | PCB PLUG-IN CONNECTOR MALE HEADER OPEN SIDE THT SOLDER CONNECTION 5.00 MM N OF POLES: 8 90° SOLDER PIN LENGTH (L): 3.2 MM TINNED ORANGE BOX | 0
23797 | 1571200000 | PCB PLUG-IN CONNECTOR MALE HEADER OPEN SIDE THT SOLDER CONNECTION 5.00 MM N OF POLES: 9 90° SOLDER PIN LENGTH (L): 3.2 MM TINNED ORANGE BOX | 0
23798 | 1571210000 | PCB PLUG-IN CONNECTOR MALE HEADER OPEN SIDE THT SOLDER CONNECTION 5.00 MM N OF POLES: 10 90° SOLDER PIN LENGTH (L): 3.2 MM TINNED ORANGE BOX | 0
23799 | 1571220000 | PCB PLUG-IN CONNECTOR MALE HEADER OPEN SIDE THT SOLDER CONNECTION 5.00 MM N OF POLES: 11 90° SOLDER PIN LENGTH (L): 3.2 MM TINNED ORANGE BOX | 0
23800 | 1571230000 | PCB PLUG-IN CONNECTOR MALE HEADER OPEN SIDE THT SOLDER CONNECTION 5.00 MM N OF POLES: 13 90° SOLDER PIN LENGTH (L): 3.2 MM TINNED ORANGE BOX | 0
23801 | 1571240000 | PCB PLUG-IN CONNECTOR MALE HEADER OPEN SIDE THT SOLDER CONNECTION 5.00 MM N OF POLES: 14 90° SOLDER PIN LENGTH (L): 3.2 MM TINNED ORANGE BOX | 0
23802 | 1571250000 | PCB PLUG-IN CONNECTOR MALE HEADER OPEN SIDE THT SOLDER CONNECTION 5.00 MM N OF POLES: 15 90° SOLDER PIN LENGTH (L): 3.2 MM TINNED ORANGE BOX | 0
23803 | 1571260000 | PCB PLUG-IN CONNECTOR MALE HEADER OPEN SIDE THT SOLDER CONNECTION 5.00 MM N OF POLES: 16 90° SOLDER PIN LENGTH (L): 3.2 MM TINNED ORANGE BOX | 0
23804 | 1571270000 | PCB PLUG-IN CONNECTOR MALE HEADER OPEN SIDE THT SOLDER CONNECTION 5.00 MM N OF POLES: 17 90° SOLDER PIN LENGTH (L): 3.2 MM TINNED ORANGE BOX | 0
23805 | 1571280000 | PCB PLUG-IN CONNECTOR MALE HEADER OPEN SIDE THT SOLDER CONNECTION 5.00 MM N OF POLES: 18 90° SOLDER PIN LENGTH (L): 3.2 MM TINNED ORANGE BOX | 0
23806 | 1571290000 | PCB PLUG-IN CONNECTOR MALE HEADER OPEN SIDE THT SOLDER CONNECTION 5.00 MM N OF POLES: 19 90° SOLDER PIN LENGTH (L): 3.2 MM TINNED ORANGE BOX | 0
23807 | 1571300000 | PCB PLUG-IN CONNECTOR MALE HEADER OPEN SIDE THT SOLDER CONNECTION 5.00 MM N OF POLES: 20 90° SOLDER PIN LENGTH (L): 3.2 MM TINNED ORANGE BOX | 0
23808 | 1571310000 | PCB PLUG-IN CONNECTOR MALE HEADER OPEN SIDE THT SOLDER CONNECTION 5.00 MM N OF POLES: 21 90° SOLDER PIN LENGTH (L): 3.2 MM TINNED ORANGE BOX | 0
23809 | 1571320000 | PCB PLUG-IN CONNECTOR MALE HEADER OPEN SIDE THT SOLDER CONNECTION 5.00 MM N OF POLES: 22 90° SOLDER PIN LENGTH (L): 3.2 MM TINNED ORANGE BOX | 0
23810 | 1571330000 | PCB PLUG-IN CONNECTOR MALE HEADER OPEN SIDE THT SOLDER CONNECTION 5.00 MM N OF POLES: 23 90° SOLDER PIN LENGTH (L): 3.2 MM TINNED ORANGE BOX | 0
23811 | 1571340000 | PCB PLUG-IN CONNECTOR MALE HEADER OPEN SIDE THT SOLDER CONNECTION 5.00 MM N OF POLES: 24 90° SOLDER PIN LENGTH (L): 3.2 MM TINNED ORANGE BOX | 0
23812 | 1580860000 | PCB PLUG-IN CONNECTOR MALE HEADER DOVETAILS FOR FIXING BLOCKS THT SOLDER CONNECTION 5.00 MM N OF POLES: 2 90° SOLDER PIN LENGTH (L): 3.2 MM TINNED ORANGE BOX | 0
23813 | 1580870000 | PCB PLUG-IN CONNECTOR MALE HEADER DOVETAILS FOR FIXING BLOCKS THT SOLDER CONNECTION 5.00 MM N OF POLES: 3 90° SOLDER PIN LENGTH (L): 3.2 MM TINNED ORANGE BOX | 0
23814 | 1580880000 | PCB PLUG-IN CONNECTOR MALE HEADER DOVETAILS FOR FIXING BLOCKS THT SOLDER CONNECTION 5.00 MM N OF POLES: 4 90° SOLDER PIN LENGTH (L): 3.2 MM TINNED ORANGE BOX | 0
23815 | 1580890000 | PCB PLUG-IN CONNECTOR MALE HEADER DOVETAILS FOR FIXING BLOCKS THT SOLDER CONNECTION 5.00 MM N OF POLES: 5 90° SOLDER PIN LENGTH (L): 3.2 MM TINNED ORANGE BOX | 0
23816 | 1580900000 | PCB PLUG-IN CONNECTOR MALE HEADER DOVETAILS FOR FIXING BLOCKS THT SOLDER CONNECTION 5.00 MM N OF POLES: 6 90° SOLDER PIN LENGTH (L): 3.2 MM TINNED ORANGE BOX | 0
23817 | 1580910000 | PCB PLUG-IN CONNECTOR MALE HEADER DOVETAILS FOR FIXING BLOCKS THT SOLDER CONNECTION 5.00 MM N OF POLES: 7 90° SOLDER PIN LENGTH (L): 3.2 MM TINNED ORANGE BOX | 0
23818 | 1580920000 | PCB PLUG-IN CONNECTOR MALE HEADER DOVETAILS FOR FIXING BLOCKS THT SOLDER CONNECTION 5.00 MM N OF POLES: 8 90° SOLDER PIN LENGTH (L): 3.2 MM TINNED ORANGE BOX | 0
23819 | 1580930000 | PCB PLUG-IN CONNECTOR MALE HEADER DOVETAILS FOR FIXING BLOCKS THT SOLDER CONNECTION 5.00 MM N OF POLES: 9 90° SOLDER PIN LENGTH (L): 3.2 MM TINNED ORANGE BOX | 0
23820 | 1580940000 | PCB PLUG-IN CONNECTOR MALE HEADER DOVETAILS FOR FIXING BLOCKS THT SOLDER CONNECTION 5.00 MM N OF POLES: 10 90° SOLDER PIN LENGTH (L): 3.2 MM TINNED ORANGE BOX | 0
23821 | 1580950000 | PCB PLUG-IN CONNECTOR MALE HEADER DOVETAILS FOR FIXING BLOCKS THT SOLDER CONNECTION 5.00 MM N OF POLES: 11 90° SOLDER PIN LENGTH (L): 3.2 MM TINNED ORANGE BOX | 0
23822 | 1580960000 | PCB PLUG-IN CONNECTOR MALE HEADER DOVETAILS FOR FIXING BLOCKS THT SOLDER CONNECTION 5.00 MM N OF POLES: 12 90° SOLDER PIN LENGTH (L): 3.2 MM TINNED ORANGE BOX | 0
23823 | 1580970000 | PCB PLUG-IN CONNECTOR MALE HEADER DOVETAILS FOR FIXING BLOCKS THT SOLDER CONNECTION 5.00 MM N OF POLES: 13 90° SOLDER PIN LENGTH (L): 3.2 MM TINNED ORANGE BOX | 0
23824 | 1580980000 | PCB PLUG-IN CONNECTOR MALE HEADER DOVETAILS FOR FIXING BLOCKS THT SOLDER CONNECTION 5.00 MM N OF POLES: 14 90° SOLDER PIN LENGTH (L): 3.2 MM TINNED ORANGE BOX | 0
23825 | 1580990000 | PCB PLUG-IN CONNECTOR MALE HEADER DOVETAILS FOR FIXING BLOCKS THT SOLDER CONNECTION 5.00 MM N OF POLES: 15 90° SOLDER PIN LENGTH (L): 3.2 MM TINNED ORANGE BOX | 0
23826 | 1581000000 | PCB PLUG-IN CONNECTOR MALE HEADER DOVETAILS FOR FIXING BLOCKS THT SOLDER CONNECTION 5.00 MM N OF POLES: 16 90° SOLDER PIN LENGTH (L): 3.2 MM TINNED ORANGE BOX | 0
23827 | 1581010000 | PCB PLUG-IN CONNECTOR MALE HEADER DOVETAILS FOR FIXING BLOCKS THT SOLDER CONNECTION 5.00 MM N OF POLES: 17 90° SOLDER PIN LENGTH (L): 3.2 MM TINNED ORANGE BOX | 0
23828 | 1581020000 | PCB PLUG-IN CONNECTOR MALE HEADER DOVETAILS FOR FIXING BLOCKS THT SOLDER CONNECTION 5.00 MM N OF POLES: 18 90° SOLDER PIN LENGTH (L): 3.2 MM TINNED ORANGE BOX | 0
23829 | 1581030000 | PCB PLUG-IN CONNECTOR MALE HEADER DOVETAILS FOR FIXING BLOCKS THT SOLDER CONNECTION 5.00 MM N OF POLES: 19 90° SOLDER PIN LENGTH (L): 3.2 MM TINNED ORANGE BOX | 0
23830 | 1581040000 | PCB PLUG-IN CONNECTOR MALE HEADER DOVETAILS FOR FIXING BLOCKS THT SOLDER CONNECTION 5.00 MM N OF POLES: 20 90° SOLDER PIN LENGTH (L): 3.2 MM TINNED ORANGE BOX | 0
23831 | 1581050000 | PCB PLUG-IN CONNECTOR MALE HEADER DOVETAILS FOR FIXING BLOCKS THT SOLDER CONNECTION 5.00 MM N OF POLES: 21 90° SOLDER PIN LENGTH (L): 3.2 MM TINNED ORANGE BOX | 0
23832 | 1581060000 | PCB PLUG-IN CONNECTOR MALE HEADER DOVETAILS FOR FIXING BLOCKS THT SOLDER CONNECTION 5.00 MM N OF POLES: 22 90° SOLDER PIN LENGTH (L): 3.2 MM TINNED ORANGE BOX | 0
23833 | 1581070000 | PCB PLUG-IN CONNECTOR MALE HEADER DOVETAILS FOR FIXING BLOCKS THT SOLDER CONNECTION 5.00 MM N OF POLES: 23 90° SOLDER PIN LENGTH (L): 3.2 MM TINNED ORANGE BOX | 0
23834 | 1581080000 | PCB PLUG-IN CONNECTOR MALE HEADER DOVETAILS FOR FIXING BLOCKS THT SOLDER CONNECTION 5.00 MM N OF POLES: 24 90° SOLDER PIN LENGTH (L): 3.2 MM TINNED ORANGE BOX | 0
23835 | 1581320000 | PCB PLUG-IN CONNECTOR MALE HEADER OPEN SIDE THT SOLDER CONNECTION 5.00 MM N OF POLES: 2 180° SOLDER PIN LENGTH (L): 3.2 MM TINNED ORANGE BOX | 0
23836 | 1581330000 | PCB PLUG-IN CONNECTOR MALE HEADER OPEN SIDE THT SOLDER CONNECTION 5.00 MM N OF POLES: 3 180° SOLDER PIN LENGTH (L): 3.2 MM TINNED ORANGE BOX | 0
23837 | 1581340000 | PCB PLUG-IN CONNECTOR MALE HEADER OPEN SIDE THT SOLDER CONNECTION 5.00 MM N OF POLES: 4 180° SOLDER PIN LENGTH (L): 3.2 MM TINNED ORANGE BOX | 0
23838 | 1581350000 | PCB PLUG-IN CONNECTOR MALE HEADER OPEN SIDE THT SOLDER CONNECTION 5.00 MM N OF POLES: 5 180° SOLDER PIN LENGTH (L): 3.2 MM TINNED ORANGE BOX | 0
23839 | 1581360000 | PCB PLUG-IN CONNECTOR MALE HEADER OPEN SIDE THT SOLDER CONNECTION 5.00 MM N OF POLES: 6 180° SOLDER PIN LENGTH (L): 3.2 MM TINNED ORANGE BOX | 0
23840 | 1581370000 | PCB PLUG-IN CONNECTOR MALE HEADER OPEN SIDE THT SOLDER CONNECTION 5.00 MM N OF POLES: 7 180° SOLDER PIN LENGTH (L): 3.2 MM TINNED ORANGE BOX | 0
23841 | 1581380000 | PCB PLUG-IN CONNECTOR MALE HEADER OPEN SIDE THT SOLDER CONNECTION 5.00 MM N OF POLES: 8 180° SOLDER PIN LENGTH (L): 3.2 MM TINNED ORANGE BOX | 0
23842 | 1581390000 | PCB PLUG-IN CONNECTOR MALE HEADER OPEN SIDE THT SOLDER CONNECTION 5.00 MM N OF POLES: 9 180° SOLDER PIN LENGTH (L): 3.2 MM TINNED ORANGE BOX | 0
23843 | 1581400000 | PCB PLUG-IN CONNECTOR MALE HEADER OPEN SIDE THT SOLDER CONNECTION 5.00 MM N OF POLES: 10 180° SOLDER PIN LENGTH (L): 3.2 MM TINNED ORANGE BOX | 0
23844 | 1581410000 | PCB PLUG-IN CONNECTOR MALE HEADER OPEN SIDE THT SOLDER CONNECTION 5.00 MM N OF POLES: 11 180° SOLDER PIN LENGTH (L): 3.2 MM TINNED ORANGE BOX | 0
23845 | 1581420000 | PCB PLUG-IN CONNECTOR MALE HEADER OPEN SIDE THT SOLDER CONNECTION 5.00 MM N OF POLES: 12 180° SOLDER PIN LENGTH (L): 3.2 MM TINNED ORANGE BOX | 0
23846 | 1581430000 | PCB PLUG-IN CONNECTOR MALE HEADER OPEN SIDE THT SOLDER CONNECTION 5.00 MM N OF POLES: 13 180° SOLDER PIN LENGTH (L): 3.2 MM TINNED ORANGE BOX | 0
23847 | 1581440000 | PCB PLUG-IN CONNECTOR MALE HEADER OPEN SIDE THT SOLDER CONNECTION 5.00 MM N OF POLES: 14 180° SOLDER PIN LENGTH (L): 3.2 MM TINNED ORANGE BOX | 0
23848 | 1581450000 | PCB PLUG-IN CONNECTOR MALE HEADER OPEN SIDE THT SOLDER CONNECTION 5.00 MM N OF POLES: 15 180° SOLDER PIN LENGTH (L): 3.2 MM TINNED ORANGE BOX | 0
23849 | 1581460000 | PCB PLUG-IN CONNECTOR MALE HEADER OPEN SIDE THT SOLDER CONNECTION 5.00 MM N OF POLES: 16 180° SOLDER PIN LENGTH (L): 3.2 MM TINNED ORANGE BOX | 0
23850 | 1581470000 | PCB PLUG-IN CONNECTOR MALE HEADER OPEN SIDE THT SOLDER CONNECTION 5.00 MM N OF POLES: 17 180° SOLDER PIN LENGTH (L): 3.2 MM TINNED ORANGE BOX | 0
23851 | 1581480000 | PCB PLUG-IN CONNECTOR MALE HEADER OPEN SIDE THT SOLDER CONNECTION 5.00 MM N OF POLES: 18 180° SOLDER PIN LENGTH (L): 3.2 MM TINNED ORANGE BOX | 0
23852 | 1581490000 | PCB PLUG-IN CONNECTOR MALE HEADER OPEN SIDE THT SOLDER CONNECTION 5.00 MM N OF POLES: 19 180° SOLDER PIN LENGTH (L): 3.2 MM TINNED ORANGE BOX | 0
23853 | 1581500000 | PCB PLUG-IN CONNECTOR MALE HEADER OPEN SIDE THT SOLDER CONNECTION 5.00 MM N OF POLES: 20 180° SOLDER PIN LENGTH (L): 3.2 MM TINNED ORANGE BOX | 0
23854 | 1581510000 | PCB PLUG-IN CONNECTOR MALE HEADER OPEN SIDE THT SOLDER CONNECTION 5.00 MM N OF POLES: 21 180° SOLDER PIN LENGTH (L): 3.2 MM TINNED ORANGE BOX | 0
23855 | 1581520000 | PCB PLUG-IN CONNECTOR MALE HEADER OPEN SIDE THT SOLDER CONNECTION 5.00 MM N OF POLES: 22 180° SOLDER PIN LENGTH (L): 3.2 MM TINNED ORANGE BOX | 0
23856 | 1581530000 | PCB PLUG-IN CONNECTOR MALE HEADER OPEN SIDE THT SOLDER CONNECTION 5.00 MM N OF POLES: 23 180° SOLDER PIN LENGTH (L): 3.2 MM TINNED ORANGE BOX | 0
23857 | 1581540000 | PCB PLUG-IN CONNECTOR MALE HEADER OPEN SIDE THT SOLDER CONNECTION 5.00 MM N OF POLES: 24 180° SOLDER PIN LENGTH (L): 3.2 MM TINNED ORANGE BOX | 0
23858 | 1581780000 | PCB PLUG-IN CONNECTOR MALE HEADER DOVETAILS FOR FIXING BLOCKS THT SOLDER CONNECTION 5.00 MM N OF POLES: 2 180° SOLDER PIN LENGTH (L): 3.2 MM TINNED ORANGE BOX | 0
23859 | 1581790000 | PCB PLUG-IN CONNECTOR MALE HEADER DOVETAILS FOR FIXING BLOCKS THT SOLDER CONNECTION 5.00 MM N OF POLES: 3 180° SOLDER PIN LENGTH (L): 3.2 MM TINNED ORANGE BOX | 0
23860 | 1581800000 | PCB PLUG-IN CONNECTOR MALE HEADER DOVETAILS FOR FIXING BLOCKS THT SOLDER CONNECTION 5.00 MM N OF POLES: 4 180° SOLDER PIN LENGTH (L): 3.2 MM TINNED ORANGE BOX | 0
23861 | 1581810000 | PCB PLUG-IN CONNECTOR MALE HEADER DOVETAILS FOR FIXING BLOCKS THT SOLDER CONNECTION 5.00 MM N OF POLES: 5 180° SOLDER PIN LENGTH (L): 3.2 MM TINNED ORANGE BOX | 0
23862 | 1581820000 | PCB PLUG-IN CONNECTOR MALE HEADER DOVETAILS FOR FIXING BLOCKS THT SOLDER CONNECTION 5.00 MM N OF POLES: 6 180° SOLDER PIN LENGTH (L): 3.2 MM TINNED ORANGE BOX | 0
23863 | 1581830000 | PCB PLUG-IN CONNECTOR MALE HEADER DOVETAILS FOR FIXING BLOCKS THT SOLDER CONNECTION 5.00 MM N OF POLES: 7 180° SOLDER PIN LENGTH (L): 3.2 MM TINNED ORANGE BOX | 0
23864 | 1581840000 | PCB PLUG-IN CONNECTOR MALE HEADER DOVETAILS FOR FIXING BLOCKS THT SOLDER CONNECTION 5.00 MM N OF POLES: 8 180° SOLDER PIN LENGTH (L): 3.2 MM TINNED ORANGE BOX | 0
23865 | 1581850000 | PCB PLUG-IN CONNECTOR MALE HEADER DOVETAILS FOR FIXING BLOCKS THT SOLDER CONNECTION 5.00 MM N OF POLES: 9 180° SOLDER PIN LENGTH (L): 3.2 MM TINNED ORANGE BOX | 0
23866 | 1581860000 | PCB PLUG-IN CONNECTOR MALE HEADER DOVETAILS FOR FIXING BLOCKS THT SOLDER CONNECTION 5.00 MM N OF POLES: 10 180° SOLDER PIN LENGTH (L): 3.2 MM TINNED ORANGE BOX | 0
23867 | 1581870000 | PCB PLUG-IN CONNECTOR MALE HEADER DOVETAILS FOR FIXING BLOCKS THT SOLDER CONNECTION 5.00 MM N OF POLES: 11 180° SOLDER PIN LENGTH (L): 3.2 MM TINNED ORANGE BOX | 0
23868 | 1581880000 | PCB PLUG-IN CONNECTOR MALE HEADER DOVETAILS FOR FIXING BLOCKS THT SOLDER CONNECTION 5.00 MM N OF POLES: 12 180° SOLDER PIN LENGTH (L): 3.2 MM TINNED ORANGE BOX | 0
23869 | 1581890000 | PCB PLUG-IN CONNECTOR MALE HEADER DOVETAILS FOR FIXING BLOCKS THT SOLDER CONNECTION 5.00 MM N OF POLES: 13 180° SOLDER PIN LENGTH (L): 3.2 MM TINNED ORANGE BOX | 0
23870 | 1581900000 | PCB PLUG-IN CONNECTOR MALE HEADER DOVETAILS FOR FIXING BLOCKS THT SOLDER CONNECTION 5.00 MM N OF POLES: 14 180° SOLDER PIN LENGTH (L): 3.2 MM TINNED ORANGE BOX | 0
23871 | 1581910000 | PCB PLUG-IN CONNECTOR MALE HEADER DOVETAILS FOR FIXING BLOCKS THT SOLDER CONNECTION 5.00 MM N OF POLES: 15 180° SOLDER PIN LENGTH (L): 3.2 MM TINNED ORANGE BOX | 0
23872 | 1581920000 | PCB PLUG-IN CONNECTOR MALE HEADER DOVETAILS FOR FIXING BLOCKS THT SOLDER CONNECTION 5.00 MM N OF POLES: 16 180° SOLDER PIN LENGTH (L): 3.2 MM TINNED ORANGE BOX | 0
23873 | 1581930000 | PCB PLUG-IN CONNECTOR MALE HEADER DOVETAILS FOR FIXING BLOCKS THT SOLDER CONNECTION 5.00 MM N OF POLES: 17 180° SOLDER PIN LENGTH (L): 3.2 MM TINNED ORANGE BOX | 0
23874 | 1581940000 | PCB PLUG-IN CONNECTOR MALE HEADER DOVETAILS FOR FIXING BLOCKS THT SOLDER CONNECTION 5.00 MM N OF POLES: 18 180° SOLDER PIN LENGTH (L): 3.2 MM TINNED ORANGE BOX | 0
23875 | 1581950000 | PCB PLUG-IN CONNECTOR MALE HEADER DOVETAILS FOR FIXING BLOCKS THT SOLDER CONNECTION 5.00 MM N OF POLES: 19 180° SOLDER PIN LENGTH (L): 3.2 MM TINNED ORANGE BOX | 0
23876 | 1581960000 | PCB PLUG-IN CONNECTOR MALE HEADER DOVETAILS FOR FIXING BLOCKS THT SOLDER CONNECTION 5.00 MM N OF POLES: 20 180° SOLDER PIN LENGTH (L): 3.2 MM TINNED ORANGE BOX | 0
23877 | 1581970000 | PCB PLUG-IN CONNECTOR MALE HEADER DOVETAILS FOR FIXING BLOCKS THT SOLDER CONNECTION 5.00 MM N OF POLES: 21 180° SOLDER PIN LENGTH (L): 3.2 MM TINNED ORANGE BOX | 0
23878 | 1581980000 | PCB PLUG-IN CONNECTOR MALE HEADER DOVETAILS FOR FIXING BLOCKS THT SOLDER CONNECTION 5.00 MM N OF POLES: 22 180° SOLDER PIN LENGTH (L): 3.2 MM TINNED ORANGE BOX | 0
23879 | 1581990000 | PCB PLUG-IN CONNECTOR MALE HEADER DOVETAILS FOR FIXING BLOCKS THT SOLDER CONNECTION 5.00 MM N OF POLES: 23 180° SOLDER PIN LENGTH (L): 3.2 MM TINNED ORANGE BOX | 0
23880 | 1582000000 | PCB PLUG-IN CONNECTOR MALE HEADER DOVETAILS FOR FIXING BLOCKS THT SOLDER CONNECTION 5.00 MM N OF POLES: 24 180° SOLDER PIN LENGTH (L): 3.2 MM TINNED ORANGE BOX | 0
23881 | 1582020000 | PCB PLUG-IN CONNECTOR MALE HEADER DOVETAILS FOR FIXING BLOCKS THT SOLDER CONNECTION 5.00 MM N OF POLES: 3 180° SOLDER PIN LENGTH (L): 4.5 MM TINNED ORANGE BOX | 0
23882 | 1582030000 | PCB PLUG-IN CONNECTOR MALE HEADER DOVETAILS FOR FIXING BLOCKS THT SOLDER CONNECTION 5.00 MM N OF POLES: 4 180° SOLDER PIN LENGTH (L): 4.5 MM TINNED ORANGE BOX | 0
23883 | 1582050000 | PCB PLUG-IN CONNECTOR MALE HEADER DOVETAILS FOR FIXING BLOCKS THT SOLDER CONNECTION 5.00 MM N OF POLES: 6 180° SOLDER PIN LENGTH (L): 4.5 MM TINNED ORANGE BOX | 0
23884 | 1582070000 | PCB PLUG-IN CONNECTOR MALE HEADER DOVETAILS FOR FIXING BLOCKS THT SOLDER CONNECTION 5.00 MM N OF POLES: 8 180° SOLDER PIN LENGTH (L): 4.5 MM TINNED ORANGE BOX | 0
23885 | 1582090000 | PCB PLUG-IN CONNECTOR MALE HEADER DOVETAILS FOR FIXING BLOCKS THT SOLDER CONNECTION 5.00 MM N OF POLES: 10 180° SOLDER PIN LENGTH (L): 4.5 MM TINNED ORANGE BOX | 0
23886 | 1582110000 | PCB PLUG-IN CONNECTOR MALE HEADER DOVETAILS FOR FIXING BLOCKS THT SOLDER CONNECTION 5.00 MM N OF POLES: 12 180° SOLDER PIN LENGTH (L): 4.5 MM TINNED ORANGE BOX | 0
23887 | 1582150000 | PCB PLUG-IN CONNECTOR MALE HEADER DOVETAILS FOR FIXING BLOCKS THT SOLDER CONNECTION 5.00 MM N OF POLES: 16 180° SOLDER PIN LENGTH (L): 4.5 MM TINNED ORANGE BOX | 0
23888 | 1596130000 | PCB PLUG-IN CONNECTOR MALE HEADER DOVETAILS FOR FIXING BLOCKS THT SOLDER CONNECTION 5.00 MM N OF POLES: 4 180° SOLDER PIN LENGTH (L): 4.5 MM TINNED BOX | 0
23889 | 1596140000 | PCB PLUG-IN CONNECTOR MALE HEADER DOVETAILS FOR FIXING BLOCKS THT SOLDER CONNECTION 5.00 MM N OF POLES: 8 180° SOLDER PIN LENGTH (L): 4.5 MM TINNED BOX | 0
23890 | 1596150000 | PCB PLUG-IN CONNECTOR MALE HEADER DOVETAILS FOR FIXING BLOCKS THT SOLDER CONNECTION 5.00 MM N OF POLES: 4 90° SOLDER PIN LENGTH (L): 4.5 MM TINNED BOX | 0
23891 | 1596170000 | PCB PLUG-IN CONNECTOR MALE HEADER DOVETAILS FOR FIXING BLOCKS THT SOLDER CONNECTION 5.00 MM N OF POLES: 10 90° SOLDER PIN LENGTH (L): 4.5 MM TINNED BOX | 0
23892 | 1596180000 | PCB PLUG-IN CONNECTOR MALE HEADER OPEN SIDE THT SOLDER CONNECTION 5.00 MM N OF POLES: 6 90° SOLDER PIN LENGTH (L): 4.5 MM TINNED BOX | 0
23893 | 1599130000 | PCB PLUG-IN CONNECTOR MALE HEADER 5.08 MM N OF POLES: 2 180° FLAT-BLADE CONNECTION SOLDER CONNECTION BOX | 0
23894 | 1599140000 | PCB PLUG-IN CONNECTOR MALE HEADER 5.08 MM N OF POLES: 3 180° FLAT-BLADE CONNECTION SOLDER CONNECTION BOX | 0
23895 | 1599150000 | PCB PLUG-IN CONNECTOR MALE HEADER 5.08 MM N OF POLES: 4 180° FLAT-BLADE CONNECTION SOLDER CONNECTION BOX | 0
23896 | 1599160000 | PCB PLUG-IN CONNECTOR MALE HEADER 5.08 MM N OF POLES: 5 180° FLAT-BLADE CONNECTION SOLDER CONNECTION BOX | 0
23897 | 1599170000 | PCB PLUG-IN CONNECTOR MALE HEADER 5.08 MM N OF POLES: 6 180° FLAT-BLADE CONNECTION SOLDER CONNECTION BOX | 0
23898 | 1599180000 | PCB PLUG-IN CONNECTOR MALE HEADER 5.08 MM N OF POLES: 7 180° FLAT-BLADE CONNECTION SOLDER CONNECTION BOX | 0
23899 | 1599190000 | PCB PLUG-IN CONNECTOR MALE HEADER 5.08 MM N OF POLES: 8 180° FLAT-BLADE CONNECTION SOLDER CONNECTION BOX | 0
23900 | 1599200000 | PCB PLUG-IN CONNECTOR MALE HEADER 5.08 MM N OF POLES: 9 180° FLAT-BLADE CONNECTION SOLDER CONNECTION BOX | 0
23901 | 1599210000 | PCB PLUG-IN CONNECTOR MALE HEADER 5.08 MM N OF POLES: 10 180° FLAT-BLADE CONNECTION SOLDER CONNECTION BOX | 0
23902 | 1599220000 | PCB PLUG-IN CONNECTOR MALE HEADER 5.08 MM N OF POLES: 11 180° FLAT-BLADE CONNECTION SOLDER CONNECTION BOX | 0
23903 | 1599230000 | PCB PLUG-IN CONNECTOR MALE HEADER 5.08 MM N OF POLES: 12 180° FLAT-BLADE CONNECTION SOLDER CONNECTION BOX | 0
23904 | 1599240000 | PCB PLUG-IN CONNECTOR MALE HEADER 5.08 MM N OF POLES: 13 180° FLAT-BLADE CONNECTION SOLDER CONNECTION BOX | 0
23905 | 1599250000 | PCB PLUG-IN CONNECTOR MALE HEADER 5.08 MM N OF POLES: 14 180° FLAT-BLADE CONNECTION SOLDER CONNECTION BOX | 0
23906 | 1599260000 | PCB PLUG-IN CONNECTOR MALE HEADER 5.08 MM N OF POLES: 15 180° FLAT-BLADE CONNECTION SOLDER CONNECTION BOX | 0
23907 | 1599270000 | PCB PLUG-IN CONNECTOR MALE HEADER 5.08 MM N OF POLES: 16 180° FLAT-BLADE CONNECTION SOLDER CONNECTION BOX | 0
23908 | 1601790000 | PCB PLUG-IN CONNECTOR MALE HEADER CLOSED SIDE THT SOLDER CONNECTION 5.08 MM N OF POLES: 4 90° SOLDER PIN LENGTH (L): 3.2 MM TINNED ORANGE BOX | 0
23909 | 1601800000 | PCB PLUG-IN CONNECTOR MALE HEADER CLOSED SIDE THT SOLDER CONNECTION 5.08 MM N OF POLES: 6 90° SOLDER PIN LENGTH (L): 3.2 MM TINNED ORANGE BOX | 0
23910 | 1601810000 | PCB PLUG-IN CONNECTOR MALE HEADER CLOSED SIDE THT SOLDER CONNECTION 5.08 MM N OF POLES: 8 90° SOLDER PIN LENGTH (L): 3.2 MM TINNED ORANGE BOX | 0
23911 | 1601820000 | PCB PLUG-IN CONNECTOR MALE HEADER CLOSED SIDE THT SOLDER CONNECTION 5.08 MM N OF POLES: 10 90° SOLDER PIN LENGTH (L): 3.2 MM TINNED ORANGE BOX | 0
23912 | 1601830000 | PCB PLUG-IN CONNECTOR MALE HEADER CLOSED SIDE THT SOLDER CONNECTION 5.08 MM N OF POLES: 12 90° SOLDER PIN LENGTH (L): 3.2 MM TINNED ORANGE BOX | 0
23913 | 1601840000 | PCB PLUG-IN CONNECTOR MALE HEADER CLOSED SIDE THT SOLDER CONNECTION 5.08 MM N OF POLES: 14 90° SOLDER PIN LENGTH (L): 3.2 MM TINNED ORANGE BOX | 0
23914 | 1601850000 | PCB PLUG-IN CONNECTOR MALE HEADER CLOSED SIDE THT SOLDER CONNECTION 5.08 MM N OF POLES: 16 90° SOLDER PIN LENGTH (L): 3.2 MM TINNED ORANGE BOX | 0
23915 | 1601860000 | PCB PLUG-IN CONNECTOR MALE HEADER CLOSED SIDE THT SOLDER CONNECTION 5.08 MM N OF POLES: 18 90° SOLDER PIN LENGTH (L): 3.2 MM TINNED ORANGE BOX | 0
23916 | 1601870000 | PCB PLUG-IN CONNECTOR MALE HEADER CLOSED SIDE THT SOLDER CONNECTION 5.08 MM N OF POLES: 20 90° SOLDER PIN LENGTH (L): 3.2 MM TINNED ORANGE BOX | 0
23917 | 1601880000 | PCB PLUG-IN CONNECTOR MALE HEADER CLOSED SIDE THT SOLDER CONNECTION 5.08 MM N OF POLES: 22 90° SOLDER PIN LENGTH (L): 3.2 MM TINNED ORANGE BOX | 0
23918 | 1601890000 | PCB PLUG-IN CONNECTOR MALE HEADER CLOSED SIDE THT SOLDER CONNECTION 5.08 MM N OF POLES: 24 90° SOLDER PIN LENGTH (L): 3.2 MM TINNED ORANGE BOX | 0
23919 | 1601900000 | PCB PLUG-IN CONNECTOR MALE HEADER CLOSED SIDE THT SOLDER CONNECTION 5.08 MM N OF POLES: 26 90° SOLDER PIN LENGTH (L): 3.2 MM TINNED ORANGE BOX | 0
23920 | 1601910000 | PCB PLUG-IN CONNECTOR MALE HEADER CLOSED SIDE THT SOLDER CONNECTION 5.08 MM N OF POLES: 28 90° SOLDER PIN LENGTH (L): 3.2 MM TINNED ORANGE BOX | 0
23921 | 1601920000 | PCB PLUG-IN CONNECTOR MALE HEADER CLOSED SIDE THT SOLDER CONNECTION 5.08 MM N OF POLES: 30 90° SOLDER PIN LENGTH (L): 3.2 MM TINNED ORANGE BOX | 0
23922 | 1601930000 | PCB PLUG-IN CONNECTOR MALE HEADER CLOSED SIDE THT SOLDER CONNECTION 5.08 MM N OF POLES: 32 90° SOLDER PIN LENGTH (L): 3.2 MM TINNED ORANGE BOX | 0
23923 | 1601940000 | PCB PLUG-IN CONNECTOR MALE HEADER CLOSED SIDE THT SOLDER CONNECTION 5.08 MM N OF POLES: 34 90° SOLDER PIN LENGTH (L): 3.2 MM TINNED ORANGE BOX | 0
23924 | 1601950000 | PCB PLUG-IN CONNECTOR MALE HEADER CLOSED SIDE THT SOLDER CONNECTION 5.08 MM N OF POLES: 36 90° SOLDER PIN LENGTH (L): 3.2 MM TINNED ORANGE BOX | 0
23925 | 1601960000 | PCB PLUG-IN CONNECTOR MALE HEADER CLOSED SIDE THT SOLDER CONNECTION 5.08 MM N OF POLES: 38 90° SOLDER PIN LENGTH (L): 3.2 MM TINNED ORANGE BOX | 0
23926 | 1601970000 | PCB PLUG-IN CONNECTOR MALE HEADER CLOSED SIDE THT SOLDER CONNECTION 5.08 MM N OF POLES: 40 90° SOLDER PIN LENGTH (L): 3.2 MM TINNED ORANGE BOX | 0
23927 | 1601980000 | PCB PLUG-IN CONNECTOR MALE HEADER CLOSED SIDE THT SOLDER CONNECTION 5.08 MM N OF POLES: 42 90° SOLDER PIN LENGTH (L): 3.2 MM TINNED ORANGE BOX | 0
23928 | 1601990000 | PCB PLUG-IN CONNECTOR MALE HEADER CLOSED SIDE THT SOLDER CONNECTION 5.08 MM N OF POLES: 44 90° SOLDER PIN LENGTH (L): 3.2 MM TINNED ORANGE BOX | 0
23929 | 1602000000 | PCB PLUG-IN CONNECTOR MALE HEADER CLOSED SIDE THT SOLDER CONNECTION 5.08 MM N OF POLES: 46 90° SOLDER PIN LENGTH (L): 3.2 MM TINNED ORANGE BOX | 0
23930 | 1602010000 | PCB PLUG-IN CONNECTOR MALE HEADER CLOSED SIDE THT SOLDER CONNECTION 5.08 MM N OF POLES: 48 90° SOLDER PIN LENGTH (L): 3.2 MM TINNED ORANGE BOX | 0
23931 | 1602060000 | PCB PLUG-IN CONNECTOR MALE HEADER CLOSED SIDE THT SOLDER CONNECTION 5.08 MM N OF POLES: 12 90° SOLDER PIN LENGTH (L): 4.5 MM TINNED ORANGE BOX | 0
23932 | 1602390000 | PCB PLUG-IN CONNECTOR MALE HEADER CLOSED SIDE THT SOLDER CONNECTION 5.08 MM N OF POLES: 4 180° SOLDER PIN LENGTH (L): 3.2 MM TINNED ORANGE BOX | 0
23933 | 1602400000 | PCB PLUG-IN CONNECTOR MALE HEADER CLOSED SIDE THT SOLDER CONNECTION 5.08 MM N OF POLES: 6 180° SOLDER PIN LENGTH (L): 3.2 MM TINNED ORANGE BOX | 0
23934 | 1602410000 | PCB PLUG-IN CONNECTOR MALE HEADER CLOSED SIDE THT SOLDER CONNECTION 5.08 MM N OF POLES: 8 180° SOLDER PIN LENGTH (L): 3.2 MM TINNED ORANGE BOX | 0
23935 | 1602420000 | PCB PLUG-IN CONNECTOR MALE HEADER CLOSED SIDE THT SOLDER CONNECTION 5.08 MM N OF POLES: 10 180° SOLDER PIN LENGTH (L): 3.2 MM TINNED ORANGE BOX | 0
23936 | 1602430000 | PCB PLUG-IN CONNECTOR MALE HEADER CLOSED SIDE THT SOLDER CONNECTION 5.08 MM N OF POLES: 12 180° SOLDER PIN LENGTH (L): 3.2 MM TINNED ORANGE BOX | 0
23937 | 1602440000 | PCB PLUG-IN CONNECTOR MALE HEADER CLOSED SIDE THT SOLDER CONNECTION 5.08 MM N OF POLES: 14 180° SOLDER PIN LENGTH (L): 3.2 MM TINNED ORANGE BOX | 0
23938 | 1602450000 | PCB PLUG-IN CONNECTOR MALE HEADER CLOSED SIDE THT SOLDER CONNECTION 5.08 MM N OF POLES: 16 180° SOLDER PIN LENGTH (L): 3.2 MM TINNED ORANGE BOX | 0
23939 | 1602460000 | PCB PLUG-IN CONNECTOR MALE HEADER CLOSED SIDE THT SOLDER CONNECTION 5.08 MM N OF POLES: 18 180° SOLDER PIN LENGTH (L): 3.2 MM TINNED ORANGE BOX | 0
23940 | 1602470000 | PCB PLUG-IN CONNECTOR MALE HEADER CLOSED SIDE THT SOLDER CONNECTION 5.08 MM N OF POLES: 20 180° SOLDER PIN LENGTH (L): 3.2 MM TINNED ORANGE BOX | 0
23941 | 1602480000 | PCB PLUG-IN CONNECTOR MALE HEADER CLOSED SIDE THT SOLDER CONNECTION 5.08 MM N OF POLES: 22 180° SOLDER PIN LENGTH (L): 3.2 MM TINNED ORANGE BOX | 0
23942 | 1602490000 | PCB PLUG-IN CONNECTOR MALE HEADER CLOSED SIDE THT SOLDER CONNECTION 5.08 MM N OF POLES: 24 180° SOLDER PIN LENGTH (L): 3.2 MM TINNED ORANGE BOX | 0
23943 | 1602500000 | PCB PLUG-IN CONNECTOR MALE HEADER CLOSED SIDE THT SOLDER CONNECTION 5.08 MM N OF POLES: 26 180° SOLDER PIN LENGTH (L): 3.2 MM TINNED ORANGE BOX | 0
23944 | 1602510000 | PCB PLUG-IN CONNECTOR MALE HEADER CLOSED SIDE THT SOLDER CONNECTION 5.08 MM N OF POLES: 28 180° SOLDER PIN LENGTH (L): 3.2 MM TINNED ORANGE BOX | 0
23945 | 1602520000 | PCB PLUG-IN CONNECTOR MALE HEADER CLOSED SIDE THT SOLDER CONNECTION 5.08 MM N OF POLES: 30 180° SOLDER PIN LENGTH (L): 3.2 MM TINNED ORANGE BOX | 0
23946 | 1602530000 | PCB PLUG-IN CONNECTOR MALE HEADER CLOSED SIDE THT SOLDER CONNECTION 5.08 MM N OF POLES: 32 180° SOLDER PIN LENGTH (L): 3.2 MM TINNED ORANGE BOX | 0
23947 | 1602540000 | PCB PLUG-IN CONNECTOR MALE HEADER CLOSED SIDE THT SOLDER CONNECTION 5.08 MM N OF POLES: 34 180° SOLDER PIN LENGTH (L): 3.2 MM TINNED ORANGE BOX | 0
23948 | 1602550000 | PCB PLUG-IN CONNECTOR MALE HEADER CLOSED SIDE THT SOLDER CONNECTION 5.08 MM N OF POLES: 36 180° SOLDER PIN LENGTH (L): 3.2 MM TINNED ORANGE BOX | 0
23949 | 1602560000 | PCB PLUG-IN CONNECTOR MALE HEADER CLOSED SIDE THT SOLDER CONNECTION 5.08 MM N OF POLES: 38 180° SOLDER PIN LENGTH (L): 3.2 MM TINNED ORANGE BOX | 0
23950 | 1602570000 | PCB PLUG-IN CONNECTOR MALE HEADER CLOSED SIDE THT SOLDER CONNECTION 5.08 MM N OF POLES: 40 180° SOLDER PIN LENGTH (L): 3.2 MM TINNED ORANGE BOX | 0
23951 | 1602580000 | PCB PLUG-IN CONNECTOR MALE HEADER CLOSED SIDE THT SOLDER CONNECTION 5.08 MM N OF POLES: 42 180° SOLDER PIN LENGTH (L): 3.2 MM TINNED ORANGE BOX | 0
23952 | 1602590000 | PCB PLUG-IN CONNECTOR MALE HEADER CLOSED SIDE THT SOLDER CONNECTION 5.08 MM N OF POLES: 44 180° SOLDER PIN LENGTH (L): 3.2 MM TINNED ORANGE BOX | 0
23953 | 1602600000 | PCB PLUG-IN CONNECTOR MALE HEADER CLOSED SIDE THT SOLDER CONNECTION 5.08 MM N OF POLES: 46 180° SOLDER PIN LENGTH (L): 3.2 MM TINNED ORANGE BOX | 0
23954 | 1602610000 | PCB PLUG-IN CONNECTOR MALE HEADER CLOSED SIDE THT SOLDER CONNECTION 5.08 MM N OF POLES: 48 180° SOLDER PIN LENGTH (L): 3.2 MM TINNED ORANGE BOX | 0
23955 | 1603060000 | PCB PLUG-IN CONNECTOR MALE HEADER OPEN SIDE THT SOLDER CONNECTION 5.08 MM N OF POLES: 2 135° SOLDER PIN LENGTH (L): 3.2 MM TINNED ORANGE BOX | 0
23956 | 1603070000 | PCB PLUG-IN CONNECTOR MALE HEADER OPEN SIDE THT SOLDER CONNECTION 5.08 MM N OF POLES: 3 135° SOLDER PIN LENGTH (L): 3.2 MM TINNED ORANGE BOX | 0
23957 | 1603080000 | PCB PLUG-IN CONNECTOR MALE HEADER OPEN SIDE THT SOLDER CONNECTION 5.08 MM N OF POLES: 4 135° SOLDER PIN LENGTH (L): 3.2 MM TINNED ORANGE BOX | 0
23958 | 1603090000 | PCB PLUG-IN CONNECTOR MALE HEADER OPEN SIDE THT SOLDER CONNECTION 5.08 MM N OF POLES: 5 135° SOLDER PIN LENGTH (L): 3.2 MM TINNED ORANGE BOX | 0
23959 | 1603100000 | PCB PLUG-IN CONNECTOR MALE HEADER OPEN SIDE THT SOLDER CONNECTION 5.08 MM N OF POLES: 6 135° SOLDER PIN LENGTH (L): 3.2 MM TINNED ORANGE BOX | 0
23960 | 1603110000 | PCB PLUG-IN CONNECTOR MALE HEADER OPEN SIDE THT SOLDER CONNECTION 5.08 MM N OF POLES: 7 135° SOLDER PIN LENGTH (L): 3.2 MM TINNED ORANGE BOX | 0
23961 | 1603120000 | PCB PLUG-IN CONNECTOR MALE HEADER OPEN SIDE THT SOLDER CONNECTION 5.08 MM N OF POLES: 8 135° SOLDER PIN LENGTH (L): 3.2 MM TINNED ORANGE BOX | 0
23962 | 1603130000 | PCB PLUG-IN CONNECTOR MALE HEADER OPEN SIDE THT SOLDER CONNECTION 5.08 MM N OF POLES: 9 135° SOLDER PIN LENGTH (L): 3.2 MM TINNED ORANGE BOX | 0
23963 | 1603140000 | PCB PLUG-IN CONNECTOR MALE HEADER OPEN SIDE THT SOLDER CONNECTION 5.08 MM N OF POLES: 10 135° SOLDER PIN LENGTH (L): 3.2 MM TINNED ORANGE BOX | 0
23964 | 1603150000 | PCB PLUG-IN CONNECTOR MALE HEADER OPEN SIDE THT SOLDER CONNECTION 5.08 MM N OF POLES: 11 135° SOLDER PIN LENGTH (L): 3.2 MM TINNED ORANGE BOX | 0
23965 | 1603160000 | PCB PLUG-IN CONNECTOR MALE HEADER OPEN SIDE THT SOLDER CONNECTION 5.08 MM N OF POLES: 12 135° SOLDER PIN LENGTH (L): 3.2 MM TINNED ORANGE BOX | 0
23966 | 1603170000 | PCB PLUG-IN CONNECTOR MALE HEADER OPEN SIDE THT SOLDER CONNECTION 5.08 MM N OF POLES: 13 135° SOLDER PIN LENGTH (L): 3.2 MM TINNED ORANGE BOX | 0
23967 | 1603180000 | PCB PLUG-IN CONNECTOR MALE HEADER OPEN SIDE THT SOLDER CONNECTION 5.08 MM N OF POLES: 14 135° SOLDER PIN LENGTH (L): 3.2 MM TINNED ORANGE BOX | 0
23968 | 1603190000 | PCB PLUG-IN CONNECTOR MALE HEADER OPEN SIDE THT SOLDER CONNECTION 5.08 MM N OF POLES: 15 135° SOLDER PIN LENGTH (L): 3.2 MM TINNED ORANGE BOX | 0
23969 | 1603200000 | PCB PLUG-IN CONNECTOR MALE HEADER OPEN SIDE THT SOLDER CONNECTION 5.08 MM N OF POLES: 16 135° SOLDER PIN LENGTH (L): 3.2 MM TINNED ORANGE BOX | 0
23970 | 1603210000 | PCB PLUG-IN CONNECTOR MALE HEADER OPEN SIDE THT SOLDER CONNECTION 5.08 MM N OF POLES: 17 135° SOLDER PIN LENGTH (L): 3.2 MM TINNED ORANGE BOX | 0
23971 | 1603220000 | PCB PLUG-IN CONNECTOR MALE HEADER OPEN SIDE THT SOLDER CONNECTION 5.08 MM N OF POLES: 18 135° SOLDER PIN LENGTH (L): 3.2 MM TINNED ORANGE BOX | 0
23972 | 1603230000 | PCB PLUG-IN CONNECTOR MALE HEADER OPEN SIDE THT SOLDER CONNECTION 5.08 MM N OF POLES: 19 135° SOLDER PIN LENGTH (L): 3.2 MM TINNED ORANGE BOX | 0
23973 | 1603240000 | PCB PLUG-IN CONNECTOR MALE HEADER OPEN SIDE THT SOLDER CONNECTION 5.08 MM N OF POLES: 20 135° SOLDER PIN LENGTH (L): 3.2 MM TINNED ORANGE BOX | 0
23974 | 1603250000 | PCB PLUG-IN CONNECTOR MALE HEADER OPEN SIDE THT SOLDER CONNECTION 5.08 MM N OF POLES: 21 135° SOLDER PIN LENGTH (L): 3.2 MM TINNED ORANGE BOX | 0
23975 | 1603260000 | PCB PLUG-IN CONNECTOR MALE HEADER OPEN SIDE THT SOLDER CONNECTION 5.08 MM N OF POLES: 22 135° SOLDER PIN LENGTH (L): 3.2 MM TINNED ORANGE BOX | 0
23976 | 1603270000 | PCB PLUG-IN CONNECTOR MALE HEADER OPEN SIDE THT SOLDER CONNECTION 5.08 MM N OF POLES: 23 135° SOLDER PIN LENGTH (L): 3.2 MM TINNED ORANGE BOX | 0
23977 | 1603280000 | PCB PLUG-IN CONNECTOR MALE HEADER OPEN SIDE THT SOLDER CONNECTION 5.08 MM N OF POLES: 24 135° SOLDER PIN LENGTH (L): 3.2 MM TINNED ORANGE BOX | 0
23978 | 1603310000 | PCB PLUG-IN CONNECTOR MALE HEADER DOVETAILS FOR FIXING BLOCKS THT SOLDER CONNECTION 5.00 MM N OF POLES: 12 180° SOLDER PIN LENGTH (L): 4.5 MM TINNED BOX | 0
23979 | 1603330000 | PCB PLUG-IN CONNECTOR MALE HEADER DOVETAILS FOR FIXING BLOCKS THT SOLDER CONNECTION 5.00 MM N OF POLES: 16 90° SOLDER PIN LENGTH (L): 4.5 MM TINNED BOX | 0
23980 | 1605530000 | PCB PLUG-IN CONNECTOR MALE HEADER DOVETAILS FOR FIXING BLOCKS THT SOLDER CONNECTION 5.08 MM N OF POLES: 2 135° SOLDER PIN LENGTH (L): 3.2 MM TINNED ORANGE BOX | 0
23981 | 1605540000 | PCB PLUG-IN CONNECTOR MALE HEADER DOVETAILS FOR FIXING BLOCKS THT SOLDER CONNECTION 5.08 MM N OF POLES: 3 135° SOLDER PIN LENGTH (L): 3.2 MM TINNED ORANGE BOX | 0
23982 | 1605550000 | PCB PLUG-IN CONNECTOR MALE HEADER DOVETAILS FOR FIXING BLOCKS THT SOLDER CONNECTION 5.08 MM N OF POLES: 4 135° SOLDER PIN LENGTH (L): 3.2 MM TINNED ORANGE BOX | 0
23983 | 1605560000 | PCB PLUG-IN CONNECTOR MALE HEADER DOVETAILS FOR FIXING BLOCKS THT SOLDER CONNECTION 5.08 MM N OF POLES: 5 135° SOLDER PIN LENGTH (L): 3.2 MM TINNED ORANGE BOX | 0
23984 | 1605570000 | PCB PLUG-IN CONNECTOR MALE HEADER DOVETAILS FOR FIXING BLOCKS THT SOLDER CONNECTION 5.08 MM N OF POLES: 6 135° SOLDER PIN LENGTH (L): 3.2 MM TINNED ORANGE BOX | 0
23985 | 1605580000 | PCB PLUG-IN CONNECTOR MALE HEADER DOVETAILS FOR FIXING BLOCKS THT SOLDER CONNECTION 5.08 MM N OF POLES: 7 135° SOLDER PIN LENGTH (L): 3.2 MM TINNED ORANGE BOX | 0
23986 | 1605590000 | PCB PLUG-IN CONNECTOR MALE HEADER DOVETAILS FOR FIXING BLOCKS THT SOLDER CONNECTION 5.08 MM N OF POLES: 8 135° SOLDER PIN LENGTH (L): 3.2 MM TINNED ORANGE BOX | 0
23987 | 1605600000 | PCB PLUG-IN CONNECTOR MALE HEADER DOVETAILS FOR FIXING BLOCKS THT SOLDER CONNECTION 5.08 MM N OF POLES: 9 135° SOLDER PIN LENGTH (L): 3.2 MM TINNED ORANGE BOX | 0
23988 | 1605610000 | PCB PLUG-IN CONNECTOR MALE HEADER DOVETAILS FOR FIXING BLOCKS THT SOLDER CONNECTION 5.08 MM N OF POLES: 10 135° SOLDER PIN LENGTH (L): 3.2 MM TINNED ORANGE BOX | 0
23989 | 1605620000 | PCB PLUG-IN CONNECTOR MALE HEADER DOVETAILS FOR FIXING BLOCKS THT SOLDER CONNECTION 5.08 MM N OF POLES: 11 135° SOLDER PIN LENGTH (L): 3.2 MM TINNED ORANGE BOX | 0
23990 | 1605630000 | PCB PLUG-IN CONNECTOR MALE HEADER DOVETAILS FOR FIXING BLOCKS THT SOLDER CONNECTION 5.08 MM N OF POLES: 12 135° SOLDER PIN LENGTH (L): 3.2 MM TINNED ORANGE BOX | 0
23991 | 1605640000 | PCB PLUG-IN CONNECTOR MALE HEADER DOVETAILS FOR FIXING BLOCKS THT SOLDER CONNECTION 5.08 MM N OF POLES: 13 135° SOLDER PIN LENGTH (L): 3.2 MM TINNED ORANGE BOX | 0
23992 | 1605650000 | PCB PLUG-IN CONNECTOR MALE HEADER DOVETAILS FOR FIXING BLOCKS THT SOLDER CONNECTION 5.08 MM N OF POLES: 14 135° SOLDER PIN LENGTH (L): 3.2 MM TINNED ORANGE BOX | 0
23993 | 1605660000 | PCB PLUG-IN CONNECTOR MALE HEADER DOVETAILS FOR FIXING BLOCKS THT SOLDER CONNECTION 5.08 MM N OF POLES: 15 135° SOLDER PIN LENGTH (L): 3.2 MM TINNED ORANGE BOX | 0
23994 | 1605670000 | PCB PLUG-IN CONNECTOR MALE HEADER DOVETAILS FOR FIXING BLOCKS THT SOLDER CONNECTION 5.08 MM N OF POLES: 16 135° SOLDER PIN LENGTH (L): 3.2 MM TINNED ORANGE BOX | 0
23995 | 1605680000 | PCB PLUG-IN CONNECTOR MALE HEADER DOVETAILS FOR FIXING BLOCKS THT SOLDER CONNECTION 5.08 MM N OF POLES: 17 135° SOLDER PIN LENGTH (L): 3.2 MM TINNED ORANGE BOX | 0
23996 | 1605690000 | PCB PLUG-IN CONNECTOR MALE HEADER DOVETAILS FOR FIXING BLOCKS THT SOLDER CONNECTION 5.08 MM N OF POLES: 18 135° SOLDER PIN LENGTH (L): 3.2 MM TINNED ORANGE BOX | 0
23997 | 1605700000 | PCB PLUG-IN CONNECTOR MALE HEADER DOVETAILS FOR FIXING BLOCKS THT SOLDER CONNECTION 5.08 MM N OF POLES: 19 135° SOLDER PIN LENGTH (L): 3.2 MM TINNED ORANGE BOX | 0
23998 | 1605710000 | PCB PLUG-IN CONNECTOR MALE HEADER DOVETAILS FOR FIXING BLOCKS THT SOLDER CONNECTION 5.08 MM N OF POLES: 20 135° SOLDER PIN LENGTH (L): 3.2 MM TINNED ORANGE BOX | 0
23999 | 1605720000 | PCB PLUG-IN CONNECTOR MALE HEADER DOVETAILS FOR FIXING BLOCKS THT SOLDER CONNECTION 5.08 MM N OF POLES: 21 135° SOLDER PIN LENGTH (L): 3.2 MM TINNED ORANGE BOX | 0
24000 | 1605730000 | PCB PLUG-IN CONNECTOR MALE HEADER DOVETAILS FOR FIXING BLOCKS THT SOLDER CONNECTION 5.08 MM N OF POLES: 22 135° SOLDER PIN LENGTH (L): 3.2 MM TINNED ORANGE BOX | 0
24001 | 1605740000 | PCB PLUG-IN CONNECTOR MALE HEADER DOVETAILS FOR FIXING BLOCKS THT SOLDER CONNECTION 5.08 MM N OF POLES: 23 135° SOLDER PIN LENGTH (L): 3.2 MM TINNED ORANGE BOX | 0
24002 | 1605750000 | PCB PLUG-IN CONNECTOR MALE HEADER DOVETAILS FOR FIXING BLOCKS THT SOLDER CONNECTION 5.08 MM N OF POLES: 24 135° SOLDER PIN LENGTH (L): 3.2 MM TINNED ORANGE BOX | 0
24003 | 1605990000 | PCB PLUG-IN CONNECTOR MALE HEADER DOVETAILS FOR FIXING BLOCKS THT SOLDER CONNECTION 5.08 MM N OF POLES: 2 135° SOLDER PIN LENGTH (L): 4.5 MM TINNED ORANGE BOX | 0
24004 | 1606010000 | PCB PLUG-IN CONNECTOR MALE HEADER DOVETAILS FOR FIXING BLOCKS THT SOLDER CONNECTION 5.08 MM N OF POLES: 4 135° SOLDER PIN LENGTH (L): 4.5 MM TINNED ORANGE BOX | 0
24005 | 1606030000 | PCB PLUG-IN CONNECTOR MALE HEADER DOVETAILS FOR FIXING BLOCKS THT SOLDER CONNECTION 5.08 MM N OF POLES: 6 135° SOLDER PIN LENGTH (L): 4.5 MM TINNED ORANGE BOX | 0
24006 | 1606090000 | PCB PLUG-IN CONNECTOR MALE HEADER DOVETAILS FOR FIXING BLOCKS THT SOLDER CONNECTION 5.08 MM N OF POLES: 12 135° SOLDER PIN LENGTH (L): 4.5 MM TINNED ORANGE BOX | 0
24007 | 1606120000 | PCB PLUG-IN CONNECTOR MALE HEADER DOVETAILS FOR FIXING BLOCKS THT SOLDER CONNECTION 5.08 MM N OF POLES: 15 135° SOLDER PIN LENGTH (L): 4.5 MM TINNED ORANGE BOX | 0
24008 | 1606130000 | PCB PLUG-IN CONNECTOR MALE HEADER DOVETAILS FOR FIXING BLOCKS THT SOLDER CONNECTION 5.08 MM N OF POLES: 16 135° SOLDER PIN LENGTH (L): 4.5 MM TINNED ORANGE BOX | 0
24009 | 1611560000 | PCB PLUG-IN CONNECTOR MALE PLUG 5.08 MM N OF POLES: 2 180° TOP CONNECTION CLAMPING RANGE MAX. : 2.5 MM² BOX | 1
24010 | 1611570000 | PCB PLUG-IN CONNECTOR MALE PLUG 5.08 MM N OF POLES: 3 180° TOP CONNECTION CLAMPING RANGE MAX. : 2.5 MM² BOX | 1
24011 | 1611640000 | PCB PLUG-IN CONNECTOR MALE PLUG 5.08 MM N OF POLES: 10 180° TOP CONNECTION CLAMPING RANGE MAX. : 2.5 MM² BOX | 1
24012 | 1611660000 | PCB PLUG-IN CONNECTOR MALE PLUG 5.08 MM N OF POLES: 12 180° TOP CONNECTION CLAMPING RANGE MAX. : 2.5 MM² BOX | 1
24013 | 1611710000 | PCB PLUG-IN CONNECTOR MALE PLUG 5.08 MM N OF POLES: 2 180° TOP CONNECTION CLAMPING RANGE MAX. : 2.5 MM² BOX | 1
24014 | 1611720000 | PCB PLUG-IN CONNECTOR MALE PLUG 5.08 MM N OF POLES: 3 180° TOP CONNECTION CLAMPING RANGE MAX. : 2.5 MM² BOX | 1
24015 | 1611730000 | PCB PLUG-IN CONNECTOR MALE PLUG 5.08 MM N OF POLES: 4 180° TOP CONNECTION CLAMPING RANGE MAX. : 2.5 MM² BOX | 1
24016 | 1611740000 | PCB PLUG-IN CONNECTOR MALE PLUG 5.08 MM N OF POLES: 5 180° TOP CONNECTION CLAMPING RANGE MAX. : 2.5 MM² BOX | 1
24017 | 1611750000 | PCB PLUG-IN CONNECTOR MALE PLUG 5.08 MM N OF POLES: 6 180° TOP CONNECTION CLAMPING RANGE MAX. : 2.5 MM² BOX | 1
24018 | 1611760000 | PCB PLUG-IN CONNECTOR MALE PLUG 5.08 MM N OF POLES: 7 180° TOP CONNECTION CLAMPING RANGE MAX. : 2.5 MM² BOX | 1
24019 | 1611770000 | PCB PLUG-IN CONNECTOR MALE PLUG 5.08 MM N OF POLES: 8 180° TOP CONNECTION CLAMPING RANGE MAX. : 2.5 MM² BOX | 1
24020 | 1611780000 | PCB PLUG-IN CONNECTOR MALE PLUG 5.08 MM N OF POLES: 9 180° TOP CONNECTION CLAMPING RANGE MAX. : 2.5 MM² BOX | 1
24021 | 1611790000 | PCB PLUG-IN CONNECTOR MALE PLUG 5.08 MM N OF POLES: 10 180° TOP CONNECTION CLAMPING RANGE MAX. : 2.5 MM² BOX | 1
24022 | 1611800000 | PCB PLUG-IN CONNECTOR MALE PLUG 5.08 MM N OF POLES: 11 180° TOP CONNECTION CLAMPING RANGE MAX. : 2.5 MM² BOX | 1
24023 | 1611810000 | PCB PLUG-IN CONNECTOR MALE PLUG 5.08 MM N OF POLES: 12 180° TOP CONNECTION CLAMPING RANGE MAX. : 2.5 MM² BOX | 1
24024 | 1611820000 | PCB PLUG-IN CONNECTOR MALE PLUG 5.08 MM N OF POLES: 13 180° TOP CONNECTION CLAMPING RANGE MAX. : 2.5 MM² BOX | 1
24025 | 1611830000 | PCB PLUG-IN CONNECTOR MALE PLUG 5.08 MM N OF POLES: 14 180° TOP CONNECTION CLAMPING RANGE MAX. : 2.5 MM² BOX | 1
24026 | 1611840000 | PCB PLUG-IN CONNECTOR MALE PLUG 5.08 MM N OF POLES: 15 180° TOP CONNECTION CLAMPING RANGE MAX. : 2.5 MM² BOX | 1
24027 | 1611850000 | PCB PLUG-IN CONNECTOR MALE PLUG 5.08 MM N OF POLES: 16 180° TOP CONNECTION CLAMPING RANGE MAX. : 2.5 MM² BOX | 1
24028 | 1625990000 | PCB PLUG-IN CONNECTOR MALE HEADER OPEN SIDE THT SOLDER CONNECTION 5.00 MM N OF POLES: 2 90° SOLDER PIN LENGTH (L): 4.5 MM TINNED BOX | 0
24029 | 1626000000 | PCB PLUG-IN CONNECTOR MALE HEADER OPEN SIDE THT SOLDER CONNECTION 5.00 MM N OF POLES: 3 90° SOLDER PIN LENGTH (L): 4.5 MM TINNED BOX | 0
24030 | 1626010000 | PCB PLUG-IN CONNECTOR MALE HEADER OPEN SIDE THT SOLDER CONNECTION 5.00 MM N OF POLES: 4 90° SOLDER PIN LENGTH (L): 4.5 MM TINNED BOX | 0
24031 | 1626020000 | PCB PLUG-IN CONNECTOR MALE HEADER OPEN SIDE THT SOLDER CONNECTION 5.00 MM N OF POLES: 5 90° SOLDER PIN LENGTH (L): 4.5 MM TINNED BOX | 0
24032 | 1626040000 | PCB PLUG-IN CONNECTOR MALE HEADER OPEN SIDE THT SOLDER CONNECTION 5.00 MM N OF POLES: 8 90° SOLDER PIN LENGTH (L): 4.5 MM TINNED BOX | 0
24033 | 1626050000 | PCB PLUG-IN CONNECTOR MALE HEADER OPEN SIDE THT SOLDER CONNECTION 5.00 MM N OF POLES: 9 90° SOLDER PIN LENGTH (L): 4.5 MM TINNED BOX | 0
24034 | 1626060000 | PCB PLUG-IN CONNECTOR MALE HEADER OPEN SIDE THT SOLDER CONNECTION 5.00 MM N OF POLES: 10 90° SOLDER PIN LENGTH (L): 4.5 MM TINNED BOX | 0
24035 | 1626070000 | PCB PLUG-IN CONNECTOR MALE HEADER OPEN SIDE THT SOLDER CONNECTION 5.00 MM N OF POLES: 11 90° SOLDER PIN LENGTH (L): 4.5 MM TINNED BOX | 0
24036 | 1626080000 | PCB PLUG-IN CONNECTOR MALE HEADER OPEN SIDE THT SOLDER CONNECTION 5.00 MM N OF POLES: 12 90° SOLDER PIN LENGTH (L): 4.5 MM TINNED BOX | 0
24037 | 1626210000 | PCB PLUG-IN CONNECTOR MALE HEADER DOVETAILS FOR FIXING BLOCKS THT SOLDER CONNECTION 5.00 MM N OF POLES: 2 90° SOLDER PIN LENGTH (L): 4.5 MM TINNED BOX | 0
24038 | 1626220000 | PCB PLUG-IN CONNECTOR MALE HEADER DOVETAILS FOR FIXING BLOCKS THT SOLDER CONNECTION 5.00 MM N OF POLES: 3 90° SOLDER PIN LENGTH (L): 4.5 MM TINNED BOX | 0
24039 | 1626230000 | PCB PLUG-IN CONNECTOR MALE HEADER DOVETAILS FOR FIXING BLOCKS THT SOLDER CONNECTION 5.00 MM N OF POLES: 5 90° SOLDER PIN LENGTH (L): 4.5 MM TINNED BOX | 0
24040 | 1626240000 | PCB PLUG-IN CONNECTOR MALE HEADER DOVETAILS FOR FIXING BLOCKS THT SOLDER CONNECTION 5.00 MM N OF POLES: 6 90° SOLDER PIN LENGTH (L): 4.5 MM TINNED BOX | 0
24041 | 1626250000 | PCB PLUG-IN CONNECTOR MALE HEADER DOVETAILS FOR FIXING BLOCKS THT SOLDER CONNECTION 5.00 MM N OF POLES: 8 90° SOLDER PIN LENGTH (L): 4.5 MM TINNED BOX | 0
24042 | 1626310000 | PCB PLUG-IN CONNECTOR MALE HEADER DOVETAILS FOR FIXING BLOCKS THT SOLDER CONNECTION 5.00 MM N OF POLES: 17 90° SOLDER PIN LENGTH (L): 4.5 MM TINNED BOX | 0
24043 | 1626390000 | PCB PLUG-IN CONNECTOR MALE HEADER OPEN SIDE THT SOLDER CONNECTION 5.00 MM N OF POLES: 2 180° SOLDER PIN LENGTH (L): 4.5 MM TINNED BOX | 0
24044 | 1626400000 | PCB PLUG-IN CONNECTOR MALE HEADER OPEN SIDE THT SOLDER CONNECTION 5.00 MM N OF POLES: 3 180° SOLDER PIN LENGTH (L): 4.5 MM TINNED BOX | 0
24045 | 1626410000 | PCB PLUG-IN CONNECTOR MALE HEADER OPEN SIDE THT SOLDER CONNECTION 5.00 MM N OF POLES: 4 180° SOLDER PIN LENGTH (L): 4.5 MM TINNED BOX | 0
24046 | 1626420000 | PCB PLUG-IN CONNECTOR MALE HEADER OPEN SIDE THT SOLDER CONNECTION 5.00 MM N OF POLES: 5 180° SOLDER PIN LENGTH (L): 4.5 MM TINNED BOX | 0
24047 | 1626430000 | PCB PLUG-IN CONNECTOR MALE HEADER OPEN SIDE THT SOLDER CONNECTION 5.00 MM N OF POLES: 6 180° SOLDER PIN LENGTH (L): 4.5 MM TINNED BOX | 0
24048 | 1626450000 | PCB PLUG-IN CONNECTOR MALE HEADER OPEN SIDE THT SOLDER CONNECTION 5.00 MM N OF POLES: 8 180° SOLDER PIN LENGTH (L): 4.5 MM TINNED BOX | 0
24049 | 1626470000 | PCB PLUG-IN CONNECTOR MALE HEADER OPEN SIDE THT SOLDER CONNECTION 5.00 MM N OF POLES: 10 180° SOLDER PIN LENGTH (L): 4.5 MM TINNED BOX | 0
24050 | 1626490000 | PCB PLUG-IN CONNECTOR MALE HEADER OPEN SIDE THT SOLDER CONNECTION 5.00 MM N OF POLES: 12 180° SOLDER PIN LENGTH (L): 4.5 MM TINNED BOX | 0
24051 | 1626500000 | PCB PLUG-IN CONNECTOR MALE HEADER OPEN SIDE THT SOLDER CONNECTION 5.00 MM N OF POLES: 13 180° SOLDER PIN LENGTH (L): 4.5 MM TINNED BOX | 0
24052 | 1626540000 | PCB PLUG-IN CONNECTOR MALE HEADER OPEN SIDE THT SOLDER CONNECTION 5.00 MM N OF POLES: 17 180° SOLDER PIN LENGTH (L): 4.5 MM TINNED BOX | 0
24053 | 1626620000 | PCB PLUG-IN CONNECTOR MALE HEADER DOVETAILS FOR FIXING BLOCKS THT SOLDER CONNECTION 5.00 MM N OF POLES: 2 180° SOLDER PIN LENGTH (L): 4.5 MM TINNED BOX | 0
24054 | 1626630000 | PCB PLUG-IN CONNECTOR MALE HEADER DOVETAILS FOR FIXING BLOCKS THT SOLDER CONNECTION 5.00 MM N OF POLES: 3 180° SOLDER PIN LENGTH (L): 4.5 MM TINNED BOX | 0
24055 | 1626640000 | PCB PLUG-IN CONNECTOR MALE HEADER DOVETAILS FOR FIXING BLOCKS THT SOLDER CONNECTION 5.00 MM N OF POLES: 5 180° SOLDER PIN LENGTH (L): 4.5 MM TINNED BOX | 0
24056 | 1626650000 | PCB PLUG-IN CONNECTOR MALE HEADER DOVETAILS FOR FIXING BLOCKS THT SOLDER CONNECTION 5.00 MM N OF POLES: 6 180° SOLDER PIN LENGTH (L): 4.5 MM TINNED BOX | 0
24057 | 1626670000 | PCB PLUG-IN CONNECTOR MALE HEADER DOVETAILS FOR FIXING BLOCKS THT SOLDER CONNECTION 5.00 MM N OF POLES: 9 180° SOLDER PIN LENGTH (L): 4.5 MM TINNED BOX | 0
24058 | 1626810000 | PCB PLUG-IN CONNECTOR MALE HEADER DOVETAILS FOR FIXING BLOCKS THT SOLDER CONNECTION 5.00 MM N OF POLES: 24 180° SOLDER PIN LENGTH (L): 4.5 MM TINNED BOX | 0
24059 | 1627090000 | PCB PLUG-IN CONNECTOR MALE PLUG 5.08 MM N OF POLES: 2 180° CLAMPING YOKE CONNECTION CLAMPING RANGE MAX. : 3.31 MM² BOX | 1
24060 | 1627100000 | PCB PLUG-IN CONNECTOR MALE PLUG 5.08 MM N OF POLES: 3 180° CLAMPING YOKE CONNECTION CLAMPING RANGE MAX. : 3.31 MM² BOX | 1
24061 | 1627110000 | PCB PLUG-IN CONNECTOR MALE PLUG 5.08 MM N OF POLES: 4 180° CLAMPING YOKE CONNECTION CLAMPING RANGE MAX. : 3.31 MM² BOX | 1
24062 | 1627120000 | PCB PLUG-IN CONNECTOR MALE PLUG 5.08 MM N OF POLES: 5 180° CLAMPING YOKE CONNECTION CLAMPING RANGE MAX. : 3.31 MM² BOX | 1
24063 | 1627130000 | PCB PLUG-IN CONNECTOR MALE PLUG 5.08 MM N OF POLES: 6 180° CLAMPING YOKE CONNECTION CLAMPING RANGE MAX. : 3.31 MM² BOX | 1
24064 | 1627140000 | PCB PLUG-IN CONNECTOR MALE PLUG 5.08 MM N OF POLES: 7 180° CLAMPING YOKE CONNECTION CLAMPING RANGE MAX. : 3.31 MM² BOX | 1
24065 | 1627150000 | PCB PLUG-IN CONNECTOR MALE PLUG 5.08 MM N OF POLES: 8 180° CLAMPING YOKE CONNECTION CLAMPING RANGE MAX. : 3.31 MM² BOX | 1
24066 | 1627160000 | PCB PLUG-IN CONNECTOR MALE PLUG 5.08 MM N OF POLES: 9 180° CLAMPING YOKE CONNECTION CLAMPING RANGE MAX. : 3.31 MM² BOX | 1
24067 | 1627170000 | PCB PLUG-IN CONNECTOR MALE PLUG 5.08 MM N OF POLES: 10 180° CLAMPING YOKE CONNECTION CLAMPING RANGE MAX. : 3.31 MM² BOX | 1
24068 | 1627180000 | PCB PLUG-IN CONNECTOR MALE PLUG 5.08 MM N OF POLES: 11 180° CLAMPING YOKE CONNECTION CLAMPING RANGE MAX. : 3.31 MM² BOX | 1
24069 | 1627190000 | PCB PLUG-IN CONNECTOR MALE PLUG 5.08 MM N OF POLES: 12 180° CLAMPING YOKE CONNECTION CLAMPING RANGE MAX. : 3.31 MM² BOX | 1
24070 | 1627200000 | PCB PLUG-IN CONNECTOR MALE PLUG 5.08 MM N OF POLES: 13 180° CLAMPING YOKE CONNECTION CLAMPING RANGE MAX. : 3.31 MM² BOX | 1
24071 | 1627210000 | PCB PLUG-IN CONNECTOR MALE PLUG 5.08 MM N OF POLES: 14 180° CLAMPING YOKE CONNECTION CLAMPING RANGE MAX. : 3.31 MM² BOX | 1
24072 | 1627220000 | PCB PLUG-IN CONNECTOR MALE PLUG 5.08 MM N OF POLES: 15 180° CLAMPING YOKE CONNECTION CLAMPING RANGE MAX. : 3.31 MM² BOX | 1
24073 | 1627230000 | PCB PLUG-IN CONNECTOR MALE PLUG 5.08 MM N OF POLES: 16 180° CLAMPING YOKE CONNECTION CLAMPING RANGE MAX. : 3.31 MM² BOX | 1
24074 | 1627240000 | PCB PLUG-IN CONNECTOR MALE PLUG 5.08 MM N OF POLES: 2 180° CLAMPING YOKE CONNECTION CLAMPING RANGE MAX. : 3.31 MM² BOX | 1
24075 | 1627250000 | PCB PLUG-IN CONNECTOR MALE PLUG 5.08 MM N OF POLES: 3 180° CLAMPING YOKE CONNECTION CLAMPING RANGE MAX. : 3.31 MM² BOX | 1
24076 | 1627260000 | PCB PLUG-IN CONNECTOR MALE PLUG 5.08 MM N OF POLES: 4 180° CLAMPING YOKE CONNECTION CLAMPING RANGE MAX. : 3.31 MM² BOX | 1
24077 | 1627270000 | PCB PLUG-IN CONNECTOR MALE PLUG 5.08 MM N OF POLES: 5 180° CLAMPING YOKE CONNECTION CLAMPING RANGE MAX. : 3.31 MM² BOX | 1
24078 | 1627280000 | PCB PLUG-IN CONNECTOR MALE PLUG 5.08 MM N OF POLES: 6 180° CLAMPING YOKE CONNECTION CLAMPING RANGE MAX. : 3.31 MM² BOX | 1
24079 | 1627290000 | PCB PLUG-IN CONNECTOR MALE PLUG 5.08 MM N OF POLES: 7 180° CLAMPING YOKE CONNECTION CLAMPING RANGE MAX. : 3.31 MM² BOX | 1
24080 | 1627300000 | PCB PLUG-IN CONNECTOR MALE PLUG 5.08 MM N OF POLES: 8 180° CLAMPING YOKE CONNECTION CLAMPING RANGE MAX. : 3.31 MM² BOX | 1
24081 | 1627310000 | PCB PLUG-IN CONNECTOR MALE PLUG 5.08 MM N OF POLES: 9 180° CLAMPING YOKE CONNECTION CLAMPING RANGE MAX. : 3.31 MM² BOX | 1
24082 | 1627320000 | PCB PLUG-IN CONNECTOR MALE PLUG 5.08 MM N OF POLES: 10 180° CLAMPING YOKE CONNECTION CLAMPING RANGE MAX. : 3.31 MM² BOX | 1
24083 | 1627330000 | PCB PLUG-IN CONNECTOR MALE PLUG 5.08 MM N OF POLES: 11 180° CLAMPING YOKE CONNECTION CLAMPING RANGE MAX. : 3.31 MM² BOX | 1
24084 | 1627340000 | PCB PLUG-IN CONNECTOR MALE PLUG 5.08 MM N OF POLES: 12 180° CLAMPING YOKE CONNECTION CLAMPING RANGE MAX. : 3.31 MM² BOX | 1
24085 | 1627350000 | PCB PLUG-IN CONNECTOR MALE PLUG 5.08 MM N OF POLES: 13 180° CLAMPING YOKE CONNECTION CLAMPING RANGE MAX. : 3.31 MM² BOX | 1
24086 | 1627360000 | PCB PLUG-IN CONNECTOR MALE PLUG 5.08 MM N OF POLES: 14 180° CLAMPING YOKE CONNECTION CLAMPING RANGE MAX. : 3.31 MM² BOX | 1
24087 | 1627370000 | PCB PLUG-IN CONNECTOR MALE PLUG 5.08 MM N OF POLES: 15 180° CLAMPING YOKE CONNECTION CLAMPING RANGE MAX. : 3.31 MM² BOX | 1
24088 | 1627380000 | PCB PLUG-IN CONNECTOR MALE PLUG 5.08 MM N OF POLES: 16 180° CLAMPING YOKE CONNECTION CLAMPING RANGE MAX. : 3.31 MM² BOX | 1
24089 | 1635500000 | PCB PLUG-IN CONNECTOR MALE HEADER DOVETAILS FOR FIXING BLOCKS THT SOLDER CONNECTION 5.08 MM N OF POLES: 2 135° SOLDER PIN LENGTH (L): 4.5 MM TINNED BOX | 0
24090 | 1635510000 | PCB PLUG-IN CONNECTOR MALE HEADER DOVETAILS FOR FIXING BLOCKS THT SOLDER CONNECTION 5.08 MM N OF POLES: 3 135° SOLDER PIN LENGTH (L): 4.5 MM TINNED BOX | 0
24091 | 1635520000 | PCB PLUG-IN CONNECTOR MALE HEADER DOVETAILS FOR FIXING BLOCKS THT SOLDER CONNECTION 5.08 MM N OF POLES: 4 135° SOLDER PIN LENGTH (L): 4.5 MM TINNED BOX | 0
24092 | 1635560000 | PCB PLUG-IN CONNECTOR MALE HEADER DOVETAILS FOR FIXING BLOCKS THT SOLDER CONNECTION 5.08 MM N OF POLES: 8 135° SOLDER PIN LENGTH (L): 4.5 MM TINNED BOX | 0
24093 | 1635740000 | PCB PLUG-IN CONNECTOR MALE HEADER 5.08 MM N OF POLES: 2 180° FLAT-BLADE CONNECTION SOLDER CONNECTION BOX | 0
24094 | 1635750000 | PCB PLUG-IN CONNECTOR MALE HEADER 5.08 MM N OF POLES: 3 180° FLAT-BLADE CONNECTION SOLDER CONNECTION BOX | 0
24095 | 1635760000 | PCB PLUG-IN CONNECTOR MALE HEADER 5.08 MM N OF POLES: 4 180° FLAT-BLADE CONNECTION SOLDER CONNECTION BOX | 0
24096 | 1635770000 | PCB PLUG-IN CONNECTOR MALE HEADER 5.08 MM N OF POLES: 5 180° FLAT-BLADE CONNECTION SOLDER CONNECTION BOX | 0
24097 | 1635780000 | PCB PLUG-IN CONNECTOR MALE HEADER 5.08 MM N OF POLES: 6 180° FLAT-BLADE CONNECTION SOLDER CONNECTION BOX | 0
24098 | 1635800000 | PCB PLUG-IN CONNECTOR MALE HEADER 5.08 MM N OF POLES: 8 180° FLAT-BLADE CONNECTION SOLDER CONNECTION BOX | 0
24099 | 1635870000 | PCB PLUG-IN CONNECTOR MALE HEADER 5.08 MM N OF POLES: 15 180° FLAT-BLADE CONNECTION SOLDER CONNECTION BOX | 0
24100 | 1640690000 | PCB PLUG-IN CONNECTOR MALE PLUG 5.08 MM N OF POLES: 12 180° TOP CONNECTION CLAMPING RANGE MAX. : 2.5 MM² BOX | 1
24101 | 1644850000 | PCB PLUG-IN CONNECTOR MALE PLUG 5.08 MM N OF POLES: 18 180° CLAMPING YOKE CONNECTION CLAMPING RANGE MAX. : 3.31 MM² BOX | 1
24102 | 1644870000 | PCB PLUG-IN CONNECTOR MALE PLUG 5.08 MM N OF POLES: 20 180° CLAMPING YOKE CONNECTION CLAMPING RANGE MAX. : 3.31 MM² BOX | 1
24103 | 1644880000 | PCB PLUG-IN CONNECTOR MALE PLUG 5.08 MM N OF POLES: 21 180° CLAMPING YOKE CONNECTION CLAMPING RANGE MAX. : 3.31 MM² BOX | 1
24104 | 1644890000 | PCB PLUG-IN CONNECTOR MALE PLUG 5.08 MM N OF POLES: 22 180° CLAMPING YOKE CONNECTION CLAMPING RANGE MAX. : 3.31 MM² BOX | 1
24105 | 1644910000 | PCB PLUG-IN CONNECTOR MALE PLUG 5.08 MM N OF POLES: 24 180° CLAMPING YOKE CONNECTION CLAMPING RANGE MAX. : 3.31 MM² BOX | 1
24106 | 1644930000 | PCB PLUG-IN CONNECTOR MALE PLUG 5.08 MM N OF POLES: 3 180° CLAMPING YOKE CONNECTION CLAMPING RANGE MAX. : 3.31 MM² BOX | 1
24107 | 1644940000 | PCB PLUG-IN CONNECTOR MALE PLUG 5.08 MM N OF POLES: 4 180° CLAMPING YOKE CONNECTION CLAMPING RANGE MAX. : 3.31 MM² BOX | 1
24108 | 1645150000 | PCB PLUG-IN CONNECTOR MALE PLUG 5.08 MM N OF POLES: 17 180° CLAMPING YOKE CONNECTION CLAMPING RANGE MAX. : 3.31 MM² BOX | 1
24109 | 1645160000 | PCB PLUG-IN CONNECTOR MALE PLUG 5.08 MM N OF POLES: 18 180° CLAMPING YOKE CONNECTION CLAMPING RANGE MAX. : 3.31 MM² BOX | 1
24110 | 1645170000 | PCB PLUG-IN CONNECTOR MALE PLUG 5.08 MM N OF POLES: 19 180° CLAMPING YOKE CONNECTION CLAMPING RANGE MAX. : 3.31 MM² BOX | 1
24111 | 1645180000 | PCB PLUG-IN CONNECTOR MALE PLUG 5.08 MM N OF POLES: 20 180° CLAMPING YOKE CONNECTION CLAMPING RANGE MAX. : 3.31 MM² BOX | 1
24112 | 1645190000 | PCB PLUG-IN CONNECTOR MALE PLUG 5.08 MM N OF POLES: 21 180° CLAMPING YOKE CONNECTION CLAMPING RANGE MAX. : 3.31 MM² BOX | 1
24113 | 1645200000 | PCB PLUG-IN CONNECTOR MALE PLUG 5.08 MM N OF POLES: 22 180° CLAMPING YOKE CONNECTION CLAMPING RANGE MAX. : 3.31 MM² BOX | 1
24114 | 1645210000 | PCB PLUG-IN CONNECTOR MALE PLUG 5.08 MM N OF POLES: 23 180° CLAMPING YOKE CONNECTION CLAMPING RANGE MAX. : 3.31 MM² BOX | 1
24115 | 1645220000 | PCB PLUG-IN CONNECTOR MALE PLUG 5.08 MM N OF POLES: 24 180° CLAMPING YOKE CONNECTION CLAMPING RANGE MAX. : 3.31 MM² BOX | 1
24116 | 1645230000 | PCB PLUG-IN CONNECTOR MALE PLUG 5.08 MM N OF POLES: 2 180° CLAMPING YOKE CONNECTION CLAMPING RANGE MAX. : 3.31 MM² BOX | 1
24117 | 1645240000 | PCB PLUG-IN CONNECTOR MALE PLUG 5.08 MM N OF POLES: 3 180° CLAMPING YOKE CONNECTION CLAMPING RANGE MAX. : 3.31 MM² BOX | 1
24118 | 1645250000 | PCB PLUG-IN CONNECTOR MALE PLUG 5.08 MM N OF POLES: 4 180° CLAMPING YOKE CONNECTION CLAMPING RANGE MAX. : 3.31 MM² BOX | 1
24119 | 1645270000 | PCB PLUG-IN CONNECTOR MALE PLUG 5.08 MM N OF POLES: 6 180° CLAMPING YOKE CONNECTION CLAMPING RANGE MAX. : 3.31 MM² BOX | 1
24120 | 1645280000 | PCB PLUG-IN CONNECTOR MALE PLUG 5.08 MM N OF POLES: 7 180° CLAMPING YOKE CONNECTION CLAMPING RANGE MAX. : 3.31 MM² BOX | 1
24121 | 1645290000 | PCB PLUG-IN CONNECTOR MALE PLUG 5.08 MM N OF POLES: 8 180° CLAMPING YOKE CONNECTION CLAMPING RANGE MAX. : 3.31 MM² BOX | 1
24122 | 1645330000 | PCB PLUG-IN CONNECTOR MALE PLUG 5.08 MM N OF POLES: 12 180° CLAMPING YOKE CONNECTION CLAMPING RANGE MAX. : 3.31 MM² BOX | 1
24123 | 1645390000 | PCB PLUG-IN CONNECTOR MALE PLUG 5.08 MM N OF POLES: 18 180° CLAMPING YOKE CONNECTION CLAMPING RANGE MAX. : 3.31 MM² BOX | 1
24124 | 1669400000 | PCB PLUG-IN CONNECTOR MALE HEADER OPEN SIDE THT SOLDER CONNECTION 5.00 MM N OF POLES: 10 90° SOLDER PIN LENGTH (L): 3.2 MM TINNED PEBBLE GREY BOX | 0
24125 | 1723080000 | PCB PLUG-IN CONNECTOR MALE HEADER OPEN SIDE THT SOLDER CONNECTION 5.00 MM N OF POLES: 9 90° SOLDER PIN LENGTH (L): 3.2 MM TINNED BOX | 0
24126 | 1725170000 | PCB PLUG-IN CONNECTOR MALE HEADER OPEN SIDE THT SOLDER CONNECTION 5.08 MM N OF POLES: 4 90° SOLDER PIN LENGTH (L): 3.2 MM TINNED ORANGE BOX | 0
24127 | 1725180000 | PCB PLUG-IN CONNECTOR MALE HEADER OPEN SIDE THT SOLDER CONNECTION 5.08 MM N OF POLES: 6 90° SOLDER PIN LENGTH (L): 3.2 MM TINNED ORANGE BOX | 0
24128 | 1725190000 | PCB PLUG-IN CONNECTOR MALE HEADER OPEN SIDE THT SOLDER CONNECTION 5.08 MM N OF POLES: 8 90° SOLDER PIN LENGTH (L): 3.2 MM TINNED ORANGE BOX | 0
24129 | 1725200000 | PCB PLUG-IN CONNECTOR MALE HEADER OPEN SIDE THT SOLDER CONNECTION 5.08 MM N OF POLES: 10 90° SOLDER PIN LENGTH (L): 3.2 MM TINNED ORANGE BOX | 0
24130 | 1725210000 | PCB PLUG-IN CONNECTOR MALE HEADER OPEN SIDE THT SOLDER CONNECTION 5.08 MM N OF POLES: 12 90° SOLDER PIN LENGTH (L): 3.2 MM TINNED ORANGE BOX | 0
24131 | 1725220000 | PCB PLUG-IN CONNECTOR MALE HEADER OPEN SIDE THT SOLDER CONNECTION 5.08 MM N OF POLES: 14 90° SOLDER PIN LENGTH (L): 3.2 MM TINNED ORANGE BOX | 0
24132 | 1725230000 | PCB PLUG-IN CONNECTOR MALE HEADER OPEN SIDE THT SOLDER CONNECTION 5.08 MM N OF POLES: 16 90° SOLDER PIN LENGTH (L): 3.2 MM TINNED ORANGE BOX | 0
24133 | 1725240000 | PCB PLUG-IN CONNECTOR MALE HEADER OPEN SIDE THT SOLDER CONNECTION 5.08 MM N OF POLES: 18 90° SOLDER PIN LENGTH (L): 3.2 MM TINNED ORANGE BOX | 0
24134 | 1725250000 | PCB PLUG-IN CONNECTOR MALE HEADER OPEN SIDE THT SOLDER CONNECTION 5.08 MM N OF POLES: 20 90° SOLDER PIN LENGTH (L): 3.2 MM TINNED ORANGE BOX | 0
24135 | 1725360000 | PCB PLUG-IN CONNECTOR MALE HEADER OPEN SIDE THT SOLDER CONNECTION 5.08 MM N OF POLES: 42 90° SOLDER PIN LENGTH (L): 3.2 MM TINNED ORANGE BOX | 0
24136 | 1725370000 | PCB PLUG-IN CONNECTOR MALE HEADER OPEN SIDE THT SOLDER CONNECTION 5.08 MM N OF POLES: 44 90° SOLDER PIN LENGTH (L): 3.2 MM TINNED ORANGE BOX | 0
24137 | 1725380000 | PCB PLUG-IN CONNECTOR MALE HEADER OPEN SIDE THT SOLDER CONNECTION 5.08 MM N OF POLES: 46 90° SOLDER PIN LENGTH (L): 3.2 MM TINNED ORANGE BOX | 0
24138 | 1725390000 | PCB PLUG-IN CONNECTOR MALE HEADER OPEN SIDE THT SOLDER CONNECTION 5.08 MM N OF POLES: 48 90° SOLDER PIN LENGTH (L): 3.2 MM TINNED ORANGE BOX | 0
24139 | 1725430000 | PCB PLUG-IN CONNECTOR MALE HEADER OPEN SIDE THT SOLDER CONNECTION 5.08 MM N OF POLES: 6 90° SOLDER PIN LENGTH (L): 4.5 MM TINNED BOX | 0
24140 | 1725470000 | PCB PLUG-IN CONNECTOR MALE HEADER OPEN SIDE THT SOLDER CONNECTION 5.08 MM N OF POLES: 14 90° SOLDER PIN LENGTH (L): 4.5 MM TINNED BOX | 0
24141 | 1726280000 | PCB PLUG-IN CONNECTOR MALE HEADER DOVETAILS FOR FIXING BLOCKS THT SOLDER CONNECTION 5.08 MM N OF POLES: 4 90° SOLDER PIN LENGTH (L): 3.2 MM TINNED ORANGE BOX | 0
24142 | 1726290000 | PCB PLUG-IN CONNECTOR MALE HEADER DOVETAILS FOR FIXING BLOCKS THT SOLDER CONNECTION 5.08 MM N OF POLES: 6 90° SOLDER PIN LENGTH (L): 3.2 MM TINNED ORANGE BOX | 0
24143 | 1726300000 | PCB PLUG-IN CONNECTOR MALE HEADER DOVETAILS FOR FIXING BLOCKS THT SOLDER CONNECTION 5.08 MM N OF POLES: 8 90° SOLDER PIN LENGTH (L): 3.2 MM TINNED ORANGE BOX | 0
24144 | 1726310000 | PCB PLUG-IN CONNECTOR MALE HEADER DOVETAILS FOR FIXING BLOCKS THT SOLDER CONNECTION 5.08 MM N OF POLES: 10 90° SOLDER PIN LENGTH (L): 3.2 MM TINNED ORANGE BOX | 0
24145 | 1726320000 | PCB PLUG-IN CONNECTOR MALE HEADER DOVETAILS FOR FIXING BLOCKS THT SOLDER CONNECTION 5.08 MM N OF POLES: 12 90° SOLDER PIN LENGTH (L): 3.2 MM TINNED ORANGE BOX | 0
24146 | 1726330000 | PCB PLUG-IN CONNECTOR MALE HEADER DOVETAILS FOR FIXING BLOCKS THT SOLDER CONNECTION 5.08 MM N OF POLES: 14 90° SOLDER PIN LENGTH (L): 3.2 MM TINNED ORANGE BOX | 0
24147 | 1726340000 | PCB PLUG-IN CONNECTOR MALE HEADER DOVETAILS FOR FIXING BLOCKS THT SOLDER CONNECTION 5.08 MM N OF POLES: 16 90° SOLDER PIN LENGTH (L): 3.2 MM TINNED ORANGE BOX | 0
24148 | 1726360000 | PCB PLUG-IN CONNECTOR MALE HEADER DOVETAILS FOR FIXING BLOCKS THT SOLDER CONNECTION 5.08 MM N OF POLES: 20 90° SOLDER PIN LENGTH (L): 3.2 MM TINNED ORANGE BOX | 0
24149 | 1726370000 | PCB PLUG-IN CONNECTOR MALE HEADER DOVETAILS FOR FIXING BLOCKS THT SOLDER CONNECTION 5.08 MM N OF POLES: 22 90° SOLDER PIN LENGTH (L): 3.2 MM TINNED ORANGE BOX | 0
24150 | 1726380000 | PCB PLUG-IN CONNECTOR MALE HEADER DOVETAILS FOR FIXING BLOCKS THT SOLDER CONNECTION 5.08 MM N OF POLES: 24 90° SOLDER PIN LENGTH (L): 3.2 MM TINNED ORANGE BOX | 0
24151 | 1726410000 | PCB PLUG-IN CONNECTOR MALE HEADER DOVETAILS FOR FIXING BLOCKS THT SOLDER CONNECTION 5.08 MM N OF POLES: 30 90° SOLDER PIN LENGTH (L): 3.2 MM TINNED ORANGE BOX | 0
24152 | 1726420000 | PCB PLUG-IN CONNECTOR MALE HEADER DOVETAILS FOR FIXING BLOCKS THT SOLDER CONNECTION 5.08 MM N OF POLES: 32 90° SOLDER PIN LENGTH (L): 3.2 MM TINNED ORANGE BOX | 0
24153 | 1726430000 | PCB PLUG-IN CONNECTOR MALE HEADER DOVETAILS FOR FIXING BLOCKS THT SOLDER CONNECTION 5.08 MM N OF POLES: 34 90° SOLDER PIN LENGTH (L): 3.2 MM TINNED ORANGE BOX | 0
24154 | 1726440000 | PCB PLUG-IN CONNECTOR MALE HEADER DOVETAILS FOR FIXING BLOCKS THT SOLDER CONNECTION 5.08 MM N OF POLES: 36 90° SOLDER PIN LENGTH (L): 3.2 MM TINNED ORANGE BOX | 0
24155 | 1726450000 | PCB PLUG-IN CONNECTOR MALE HEADER DOVETAILS FOR FIXING BLOCKS THT SOLDER CONNECTION 5.08 MM N OF POLES: 38 90° SOLDER PIN LENGTH (L): 3.2 MM TINNED ORANGE BOX | 0
24156 | 1726460000 | PCB PLUG-IN CONNECTOR MALE HEADER DOVETAILS FOR FIXING BLOCKS THT SOLDER CONNECTION 5.08 MM N OF POLES: 40 90° SOLDER PIN LENGTH (L): 3.2 MM TINNED ORANGE BOX | 0
24157 | 1726470000 | PCB PLUG-IN CONNECTOR MALE HEADER DOVETAILS FOR FIXING BLOCKS THT SOLDER CONNECTION 5.08 MM N OF POLES: 42 90° SOLDER PIN LENGTH (L): 3.2 MM TINNED ORANGE BOX | 0
24158 | 1726480000 | PCB PLUG-IN CONNECTOR MALE HEADER DOVETAILS FOR FIXING BLOCKS THT SOLDER CONNECTION 5.08 MM N OF POLES: 44 90° SOLDER PIN LENGTH (L): 3.2 MM TINNED ORANGE BOX | 0
24159 | 1726490000 | PCB PLUG-IN CONNECTOR MALE HEADER DOVETAILS FOR FIXING BLOCKS THT SOLDER CONNECTION 5.08 MM N OF POLES: 46 90° SOLDER PIN LENGTH (L): 3.2 MM TINNED ORANGE BOX | 0
24160 | 1726500000 | PCB PLUG-IN CONNECTOR MALE HEADER DOVETAILS FOR FIXING BLOCKS THT SOLDER CONNECTION 5.08 MM N OF POLES: 48 90° SOLDER PIN LENGTH (L): 3.2 MM TINNED ORANGE BOX | 0
24161 | 1726510000 | PCB PLUG-IN CONNECTOR MALE HEADER DOVETAILS FOR FIXING BLOCKS THT SOLDER CONNECTION 5.08 MM N OF POLES: 4 90° SOLDER PIN LENGTH (L): 4.5 MM TINNED BOX | 0
24162 | 1726520000 | PCB PLUG-IN CONNECTOR MALE HEADER DOVETAILS FOR FIXING BLOCKS THT SOLDER CONNECTION 5.08 MM N OF POLES: 6 90° SOLDER PIN LENGTH (L): 4.5 MM TINNED BOX | 0
24163 | 1726650000 | PCB PLUG-IN CONNECTOR MALE HEADER DOVETAILS FOR FIXING BLOCKS THT SOLDER CONNECTION 5.08 MM N OF POLES: 32 90° SOLDER PIN LENGTH (L): 4.5 MM TINNED BOX | 0
24164 | 1726740000 | PCB PLUG-IN CONNECTOR MALE HEADER DOVETAILS FOR FIXING BLOCKS THT SOLDER CONNECTION 5.08 MM N OF POLES: 4 180° SOLDER PIN LENGTH (L): 3.2 MM TINNED ORANGE BOX | 0
24165 | 1726750000 | PCB PLUG-IN CONNECTOR MALE HEADER DOVETAILS FOR FIXING BLOCKS THT SOLDER CONNECTION 5.08 MM N OF POLES: 6 180° SOLDER PIN LENGTH (L): 3.2 MM TINNED ORANGE BOX | 0
24166 | 1726760000 | PCB PLUG-IN CONNECTOR MALE HEADER DOVETAILS FOR FIXING BLOCKS THT SOLDER CONNECTION 5.08 MM N OF POLES: 8 180° SOLDER PIN LENGTH (L): 3.2 MM TINNED ORANGE BOX | 0
24167 | 1726770000 | PCB PLUG-IN CONNECTOR MALE HEADER DOVETAILS FOR FIXING BLOCKS THT SOLDER CONNECTION 5.08 MM N OF POLES: 10 180° SOLDER PIN LENGTH (L): 3.2 MM TINNED ORANGE BOX | 0
24168 | 1726780000 | PCB PLUG-IN CONNECTOR MALE HEADER DOVETAILS FOR FIXING BLOCKS THT SOLDER CONNECTION 5.08 MM N OF POLES: 12 180° SOLDER PIN LENGTH (L): 3.2 MM TINNED ORANGE BOX | 0
24169 | 1726800000 | PCB PLUG-IN CONNECTOR MALE HEADER DOVETAILS FOR FIXING BLOCKS THT SOLDER CONNECTION 5.08 MM N OF POLES: 16 180° SOLDER PIN LENGTH (L): 3.2 MM TINNED ORANGE BOX | 0
24170 | 1726810000 | PCB PLUG-IN CONNECTOR MALE HEADER DOVETAILS FOR FIXING BLOCKS THT SOLDER CONNECTION 5.08 MM N OF POLES: 18 180° SOLDER PIN LENGTH (L): 3.2 MM TINNED ORANGE BOX | 0
24171 | 1726840000 | PCB PLUG-IN CONNECTOR MALE HEADER DOVETAILS FOR FIXING BLOCKS THT SOLDER CONNECTION 5.08 MM N OF POLES: 24 180° SOLDER PIN LENGTH (L): 3.2 MM TINNED ORANGE BOX | 0
24172 | 1726850000 | PCB PLUG-IN CONNECTOR MALE HEADER DOVETAILS FOR FIXING BLOCKS THT SOLDER CONNECTION 5.08 MM N OF POLES: 26 180° SOLDER PIN LENGTH (L): 3.2 MM TINNED ORANGE BOX | 0
24173 | 1726880000 | PCB PLUG-IN CONNECTOR MALE HEADER DOVETAILS FOR FIXING BLOCKS THT SOLDER CONNECTION 5.08 MM N OF POLES: 32 180° SOLDER PIN LENGTH (L): 3.2 MM TINNED ORANGE BOX | 0
24174 | 1726890000 | PCB PLUG-IN CONNECTOR MALE HEADER DOVETAILS FOR FIXING BLOCKS THT SOLDER CONNECTION 5.08 MM N OF POLES: 34 180° SOLDER PIN LENGTH (L): 3.2 MM TINNED ORANGE BOX | 0
24175 | 1726900000 | PCB PLUG-IN CONNECTOR MALE HEADER DOVETAILS FOR FIXING BLOCKS THT SOLDER CONNECTION 5.08 MM N OF POLES: 36 180° SOLDER PIN LENGTH (L): 3.2 MM TINNED ORANGE BOX | 0
24176 | 1726910000 | PCB PLUG-IN CONNECTOR MALE HEADER DOVETAILS FOR FIXING BLOCKS THT SOLDER CONNECTION 5.08 MM N OF POLES: 38 180° SOLDER PIN LENGTH (L): 3.2 MM TINNED ORANGE BOX | 0
24177 | 1726920000 | PCB PLUG-IN CONNECTOR MALE HEADER DOVETAILS FOR FIXING BLOCKS THT SOLDER CONNECTION 5.08 MM N OF POLES: 40 180° SOLDER PIN LENGTH (L): 3.2 MM TINNED ORANGE BOX | 0
24178 | 1726930000 | PCB PLUG-IN CONNECTOR MALE HEADER DOVETAILS FOR FIXING BLOCKS THT SOLDER CONNECTION 5.08 MM N OF POLES: 42 180° SOLDER PIN LENGTH (L): 3.2 MM TINNED ORANGE BOX | 0
24179 | 1726940000 | PCB PLUG-IN CONNECTOR MALE HEADER DOVETAILS FOR FIXING BLOCKS THT SOLDER CONNECTION 5.08 MM N OF POLES: 44 180° SOLDER PIN LENGTH (L): 3.2 MM TINNED ORANGE BOX | 0
24180 | 1726950000 | PCB PLUG-IN CONNECTOR MALE HEADER DOVETAILS FOR FIXING BLOCKS THT SOLDER CONNECTION 5.08 MM N OF POLES: 46 180° SOLDER PIN LENGTH (L): 3.2 MM TINNED ORANGE BOX | 0
24181 | 1745040000 | PCB PLUG-IN CONNECTOR MALE HEADER OPEN SIDE THT SOLDER CONNECTION 5.08 MM N OF POLES: 32 180° SOLDER PIN LENGTH (L): 4.5 MM TINNED ORANGE BOX | 0
24182 | 1745080000 | PCB PLUG-IN CONNECTOR MALE HEADER OPEN SIDE THT SOLDER CONNECTION 5.08 MM N OF POLES: 40 180° SOLDER PIN LENGTH (L): 4.5 MM TINNED ORANGE BOX | 0
24183 | 1774762001 | PCB PLUG-IN CONNECTOR MALE HEADER OPEN SIDE THT/THR SOLDER CONNECTION 5.08 MM N OF POLES: 2 90° SOLDER PIN LENGTH (L): 1.5 MM TINNED BOX | 0
24184 | 1774772001 | PCB PLUG-IN CONNECTOR MALE HEADER OPEN SIDE THT/THR SOLDER CONNECTION 5.08 MM N OF POLES: 3 90° SOLDER PIN LENGTH (L): 1.5 MM TINNED BOX | 0
24185 | 1774782001 | PCB PLUG-IN CONNECTOR MALE HEADER OPEN SIDE THT/THR SOLDER CONNECTION 5.08 MM N OF POLES: 4 90° SOLDER PIN LENGTH (L): 1.5 MM TINNED BOX | 0
24186 | 1774792001 | PCB PLUG-IN CONNECTOR MALE HEADER OPEN SIDE THT/THR SOLDER CONNECTION 5.08 MM N OF POLES: 5 90° SOLDER PIN LENGTH (L): 1.5 MM TINNED BOX | 0
24187 | 1774802001 | PCB PLUG-IN CONNECTOR MALE HEADER OPEN SIDE THT/THR SOLDER CONNECTION 5.08 MM N OF POLES: 6 90° SOLDER PIN LENGTH (L): 1.5 MM TINNED BOX | 0
24188 | 1774822001 | PCB PLUG-IN CONNECTOR MALE HEADER OPEN SIDE THT/THR SOLDER CONNECTION 5.08 MM N OF POLES: 8 90° SOLDER PIN LENGTH (L): 1.5 MM TINNED BOX | 0
24189 | 1774842001 | PCB PLUG-IN CONNECTOR MALE HEADER OPEN SIDE THT/THR SOLDER CONNECTION 5.08 MM N OF POLES: 10 90° SOLDER PIN LENGTH (L): 1.5 MM TINNED BOX | 0
24190 | 1774872001 | PCB PLUG-IN CONNECTOR MALE HEADER OPEN SIDE THT/THR SOLDER CONNECTION 5.08 MM N OF POLES: 13 90° SOLDER PIN LENGTH (L): 1.5 MM TINNED BOX | 0
24191 | 1774892001 | PCB PLUG-IN CONNECTOR MALE HEADER OPEN SIDE THT/THR SOLDER CONNECTION 5.08 MM N OF POLES: 15 90° SOLDER PIN LENGTH (L): 1.5 MM TINNED BOX | 0
24192 | 1774932001 | PCB PLUG-IN CONNECTOR MALE HEADER OPEN SIDE THT/THR SOLDER CONNECTION 5.08 MM N OF POLES: 19 90° SOLDER PIN LENGTH (L): 1.5 MM TINNED BOX | 0
24193 | 1774972001 | PCB PLUG-IN CONNECTOR MALE HEADER OPEN SIDE THT/THR SOLDER CONNECTION 5.08 MM N OF POLES: 23 90° SOLDER PIN LENGTH (L): 1.5 MM TINNED BOX | 0
24194 | 1774982001 | PCB PLUG-IN CONNECTOR MALE HEADER OPEN SIDE THT/THR SOLDER CONNECTION 5.08 MM N OF POLES: 24 90° SOLDER PIN LENGTH (L): 1.5 MM TINNED BOX | 0
24195 | 1775002001 | PCB PLUG-IN CONNECTOR MALE HEADER CLOSED SIDE THT/THR SOLDER CONNECTION 5.08 MM N OF POLES: 2 90° SOLDER PIN LENGTH (L): 1.5 MM TINNED BOX | 0
24196 | 1775012001 | PCB PLUG-IN CONNECTOR MALE HEADER CLOSED SIDE THT/THR SOLDER CONNECTION 5.08 MM N OF POLES: 3 90° SOLDER PIN LENGTH (L): 1.5 MM TINNED BOX | 0
24197 | 1775022001 | PCB PLUG-IN CONNECTOR MALE HEADER CLOSED SIDE THT/THR SOLDER CONNECTION 5.08 MM N OF POLES: 4 90° SOLDER PIN LENGTH (L): 1.5 MM TINNED BOX | 0
24198 | 1775032001 | PCB PLUG-IN CONNECTOR MALE HEADER CLOSED SIDE THT/THR SOLDER CONNECTION 5.08 MM N OF POLES: 5 90° SOLDER PIN LENGTH (L): 1.5 MM TINNED BOX | 0
24199 | 1775042001 | PCB PLUG-IN CONNECTOR MALE HEADER CLOSED SIDE THT/THR SOLDER CONNECTION 5.08 MM N OF POLES: 6 90° SOLDER PIN LENGTH (L): 1.5 MM TINNED BOX | 0
24200 | 1775052001 | PCB PLUG-IN CONNECTOR MALE HEADER CLOSED SIDE THT/THR SOLDER CONNECTION 5.08 MM N OF POLES: 7 90° SOLDER PIN LENGTH (L): 1.5 MM TINNED BOX | 0
24201 | 1775062001 | PCB PLUG-IN CONNECTOR MALE HEADER CLOSED SIDE THT/THR SOLDER CONNECTION 5.08 MM N OF POLES: 8 90° SOLDER PIN LENGTH (L): 1.5 MM TINNED BOX | 0
24202 | 1775072001 | PCB PLUG-IN CONNECTOR MALE HEADER CLOSED SIDE THT/THR SOLDER CONNECTION 5.08 MM N OF POLES: 9 90° SOLDER PIN LENGTH (L): 1.5 MM TINNED BOX | 0
24203 | 1775082001 | PCB PLUG-IN CONNECTOR MALE HEADER CLOSED SIDE THT/THR SOLDER CONNECTION 5.08 MM N OF POLES: 10 90° SOLDER PIN LENGTH (L): 1.5 MM TINNED BOX | 0
24204 | 1775102001 | PCB PLUG-IN CONNECTOR MALE HEADER CLOSED SIDE THT/THR SOLDER CONNECTION 5.08 MM N OF POLES: 12 90° SOLDER PIN LENGTH (L): 1.5 MM TINNED BOX | 0
24205 | 1775132001 | PCB PLUG-IN CONNECTOR MALE HEADER CLOSED SIDE THT/THR SOLDER CONNECTION 5.08 MM N OF POLES: 15 90° SOLDER PIN LENGTH (L): 1.5 MM TINNED BOX | 0
24206 | 1775162001 | PCB PLUG-IN CONNECTOR MALE HEADER CLOSED SIDE THT/THR SOLDER CONNECTION 5.08 MM N OF POLES: 18 90° SOLDER PIN LENGTH (L): 1.5 MM TINNED BOX | 0
24207 | 1776462001 | PCB PLUG-IN CONNECTOR MALE HEADER SOLDER FLANGE THT/THR SOLDER CONNECTION 5.08 MM N OF POLES: 12 180° SOLDER PIN LENGTH (L): 1.5 MM TINNED BOX | 0
24208 | 1776464001 | PCB PLUG-IN CONNECTOR MALE HEADER SOLDER FLANGE THT/THR SOLDER CONNECTION 5.08 MM N OF POLES: 12 180° SOLDER PIN LENGTH (L): 1.5 MM TINNED TAPE | 0
24209 | 1776482001 | PCB PLUG-IN CONNECTOR MALE HEADER SOLDER FLANGE THT/THR SOLDER CONNECTION 5.08 MM N OF POLES: 14 180° SOLDER PIN LENGTH (L): 1.5 MM TINNED BOX | 0
24210 | 1776502001 | PCB PLUG-IN CONNECTOR MALE HEADER SOLDER FLANGE THT/THR SOLDER CONNECTION 5.08 MM N OF POLES: 16 180° SOLDER PIN LENGTH (L): 1.5 MM TINNED BOX | 0
24211 | 1776542001 | PCB PLUG-IN CONNECTOR MALE HEADER SOLDER FLANGE THT/THR SOLDER CONNECTION 5.08 MM N OF POLES: 20 180° SOLDER PIN LENGTH (L): 1.5 MM TINNED BOX | 0
24212 | 1779950000 | PCB PLUG-IN CONNECTOR MALE HEADER OPEN SIDE THT/THR SOLDER CONNECTION 5.08 MM N OF POLES: 2 90° SOLDER PIN LENGTH (L): 3.2 MM TINNED BOX | 0
24213 | 1779960000 | PCB PLUG-IN CONNECTOR MALE HEADER OPEN SIDE THT/THR SOLDER CONNECTION 5.08 MM N OF POLES: 3 90° SOLDER PIN LENGTH (L): 3.2 MM TINNED BOX | 0
24214 | 1779970000 | PCB PLUG-IN CONNECTOR MALE HEADER OPEN SIDE THT/THR SOLDER CONNECTION 5.08 MM N OF POLES: 4 90° SOLDER PIN LENGTH (L): 3.2 MM TINNED BOX | 0
24215 | 1779980000 | PCB PLUG-IN CONNECTOR MALE HEADER OPEN SIDE THT/THR SOLDER CONNECTION 5.08 MM N OF POLES: 5 90° SOLDER PIN LENGTH (L): 3.2 MM TINNED BOX | 0
24216 | 1779990000 | PCB PLUG-IN CONNECTOR MALE HEADER OPEN SIDE THT/THR SOLDER CONNECTION 5.08 MM N OF POLES: 6 90° SOLDER PIN LENGTH (L): 3.2 MM TINNED BOX | 0
24217 | 1780000000 | PCB PLUG-IN CONNECTOR MALE HEADER OPEN SIDE THT/THR SOLDER CONNECTION 5.08 MM N OF POLES: 7 90° SOLDER PIN LENGTH (L): 3.2 MM TINNED BOX | 0
24218 | 1780010000 | PCB PLUG-IN CONNECTOR MALE HEADER OPEN SIDE THT/THR SOLDER CONNECTION 5.08 MM N OF POLES: 8 90° SOLDER PIN LENGTH (L): 3.2 MM TINNED BOX | 0
24219 | 1780020000 | PCB PLUG-IN CONNECTOR MALE HEADER OPEN SIDE THT/THR SOLDER CONNECTION 5.08 MM N OF POLES: 9 90° SOLDER PIN LENGTH (L): 3.2 MM TINNED BOX | 0
24220 | 1780030000 | PCB PLUG-IN CONNECTOR MALE HEADER OPEN SIDE THT/THR SOLDER CONNECTION 5.08 MM N OF POLES: 10 90° SOLDER PIN LENGTH (L): 3.2 MM TINNED BOX | 0
24221 | 1780040000 | PCB PLUG-IN CONNECTOR MALE HEADER OPEN SIDE THT/THR SOLDER CONNECTION 5.08 MM N OF POLES: 11 90° SOLDER PIN LENGTH (L): 3.2 MM TINNED BOX | 0
24222 | 1780050000 | PCB PLUG-IN CONNECTOR MALE HEADER OPEN SIDE THT/THR SOLDER CONNECTION 5.08 MM N OF POLES: 12 90° SOLDER PIN LENGTH (L): 3.2 MM TINNED BOX | 0
24223 | 1780060000 | PCB PLUG-IN CONNECTOR MALE HEADER OPEN SIDE THT/THR SOLDER CONNECTION 5.08 MM N OF POLES: 13 90° SOLDER PIN LENGTH (L): 3.2 MM TINNED BOX | 0
24224 | 1780070000 | PCB PLUG-IN CONNECTOR MALE HEADER OPEN SIDE THT/THR SOLDER CONNECTION 5.08 MM N OF POLES: 14 90° SOLDER PIN LENGTH (L): 3.2 MM TINNED BOX | 0
24225 | 1780080000 | PCB PLUG-IN CONNECTOR MALE HEADER OPEN SIDE THT/THR SOLDER CONNECTION 5.08 MM N OF POLES: 15 90° SOLDER PIN LENGTH (L): 3.2 MM TINNED BOX | 0
24226 | 1780090000 | PCB PLUG-IN CONNECTOR MALE HEADER OPEN SIDE THT/THR SOLDER CONNECTION 5.08 MM N OF POLES: 16 90° SOLDER PIN LENGTH (L): 3.2 MM TINNED BOX | 0
24227 | 1780100000 | PCB PLUG-IN CONNECTOR MALE HEADER OPEN SIDE THT/THR SOLDER CONNECTION 5.08 MM N OF POLES: 17 90° SOLDER PIN LENGTH (L): 3.2 MM TINNED BOX | 0
24228 | 1780110000 | PCB PLUG-IN CONNECTOR MALE HEADER OPEN SIDE THT/THR SOLDER CONNECTION 5.08 MM N OF POLES: 18 90° SOLDER PIN LENGTH (L): 3.2 MM TINNED BOX | 0
24229 | 1780120000 | PCB PLUG-IN CONNECTOR MALE HEADER OPEN SIDE THT/THR SOLDER CONNECTION 5.08 MM N OF POLES: 19 90° SOLDER PIN LENGTH (L): 3.2 MM TINNED BOX | 0
24230 | 1780130000 | PCB PLUG-IN CONNECTOR MALE HEADER OPEN SIDE THT/THR SOLDER CONNECTION 5.08 MM N OF POLES: 20 90° SOLDER PIN LENGTH (L): 3.2 MM TINNED BOX | 0
24231 | 1780140000 | PCB PLUG-IN CONNECTOR MALE HEADER OPEN SIDE THT/THR SOLDER CONNECTION 5.08 MM N OF POLES: 21 90° SOLDER PIN LENGTH (L): 3.2 MM TINNED BOX | 0
24232 | 1780150000 | PCB PLUG-IN CONNECTOR MALE HEADER OPEN SIDE THT/THR SOLDER CONNECTION 5.08 MM N OF POLES: 22 90° SOLDER PIN LENGTH (L): 3.2 MM TINNED BOX | 0
24233 | 1780160000 | PCB PLUG-IN CONNECTOR MALE HEADER OPEN SIDE THT/THR SOLDER CONNECTION 5.08 MM N OF POLES: 23 90° SOLDER PIN LENGTH (L): 3.2 MM TINNED BOX | 0
24234 | 1780170000 | PCB PLUG-IN CONNECTOR MALE HEADER OPEN SIDE THT/THR SOLDER CONNECTION 5.08 MM N OF POLES: 24 90° SOLDER PIN LENGTH (L): 3.2 MM TINNED BOX | 0
24235 | 1780180000 | PCB PLUG-IN CONNECTOR MALE HEADER CLOSED SIDE THT/THR SOLDER CONNECTION 5.08 MM N OF POLES: 2 90° SOLDER PIN LENGTH (L): 3.2 MM TINNED BOX | 0
24236 | 1780500000 | PCB PLUG-IN CONNECTOR MALE HEADER SOLDER FLANGE THT/THR SOLDER CONNECTION 5.08 MM N OF POLES: 11 90° SOLDER PIN LENGTH (L): 3.2 MM TINNED BOX | 0
24237 | 1780510000 | PCB PLUG-IN CONNECTOR MALE HEADER SOLDER FLANGE THT/THR SOLDER CONNECTION 5.08 MM N OF POLES: 12 90° SOLDER PIN LENGTH (L): 3.2 MM TINNED BOX | 0
24238 | 1780540000 | PCB PLUG-IN CONNECTOR MALE HEADER SOLDER FLANGE THT/THR SOLDER CONNECTION 5.08 MM N OF POLES: 13 90° SOLDER PIN LENGTH (L): 3.2 MM TINNED BOX | 0
24239 | 1780570000 | PCB PLUG-IN CONNECTOR MALE HEADER SOLDER FLANGE THT/THR SOLDER CONNECTION 5.08 MM N OF POLES: 16 90° SOLDER PIN LENGTH (L): 3.2 MM TINNED BOX | 0
24240 | 1780580000 | PCB PLUG-IN CONNECTOR MALE HEADER SOLDER FLANGE THT/THR SOLDER CONNECTION 5.08 MM N OF POLES: 17 90° SOLDER PIN LENGTH (L): 3.2 MM TINNED BOX | 0
24241 | 1780590000 | PCB PLUG-IN CONNECTOR MALE HEADER SOLDER FLANGE THT/THR SOLDER CONNECTION 5.08 MM N OF POLES: 18 90° SOLDER PIN LENGTH (L): 3.2 MM TINNED BOX | 0
24242 | 1780600000 | PCB PLUG-IN CONNECTOR MALE HEADER SOLDER FLANGE THT/THR SOLDER CONNECTION 5.08 MM N OF POLES: 19 90° SOLDER PIN LENGTH (L): 3.2 MM TINNED BOX | 0
24243 | 1780610000 | PCB PLUG-IN CONNECTOR MALE HEADER SOLDER FLANGE THT/THR SOLDER CONNECTION 5.08 MM N OF POLES: 20 90° SOLDER PIN LENGTH (L): 3.2 MM TINNED BOX | 0
24244 | 1780620000 | PCB PLUG-IN CONNECTOR MALE HEADER SOLDER FLANGE THT/THR SOLDER CONNECTION 5.08 MM N OF POLES: 21 90° SOLDER PIN LENGTH (L): 3.2 MM TINNED BOX | 0
24245 | 1780630000 | PCB PLUG-IN CONNECTOR MALE HEADER SOLDER FLANGE THT/THR SOLDER CONNECTION 5.08 MM N OF POLES: 22 90° SOLDER PIN LENGTH (L): 3.2 MM TINNED BOX | 0
24246 | 1780640000 | PCB PLUG-IN CONNECTOR MALE HEADER SOLDER FLANGE THT/THR SOLDER CONNECTION 5.08 MM N OF POLES: 23 90° SOLDER PIN LENGTH (L): 3.2 MM TINNED BOX | 0
24247 | 1780650000 | PCB PLUG-IN CONNECTOR MALE HEADER SOLDER FLANGE THT/THR SOLDER CONNECTION 5.08 MM N OF POLES: 24 90° SOLDER PIN LENGTH (L): 3.2 MM TINNED BOX | 0
24248 | 1796480000 | PCB PLUG-IN CONNECTOR MALE HEADER OPEN SIDE THT/THR SOLDER CONNECTION 5.00 MM N OF POLES: 2 180° SOLDER PIN LENGTH (L): 1.5 MM TINNED BOX | 0
24249 | 1796500000 | PCB PLUG-IN CONNECTOR MALE HEADER OPEN SIDE THT/THR SOLDER CONNECTION 5.00 MM N OF POLES: 4 180° SOLDER PIN LENGTH (L): 1.5 MM TINNED BOX | 0
24250 | 1796510000 | PCB PLUG-IN CONNECTOR MALE HEADER OPEN SIDE THT/THR SOLDER CONNECTION 5.00 MM N OF POLES: 5 180° SOLDER PIN LENGTH (L): 1.5 MM TINNED BOX | 0
24251 | 1796520000 | PCB PLUG-IN CONNECTOR MALE HEADER OPEN SIDE THT/THR SOLDER CONNECTION 5.00 MM N OF POLES: 6 180° SOLDER PIN LENGTH (L): 1.5 MM TINNED BOX | 0
24252 | 1796530000 | PCB PLUG-IN CONNECTOR MALE HEADER OPEN SIDE THT/THR SOLDER CONNECTION 5.00 MM N OF POLES: 7 180° SOLDER PIN LENGTH (L): 1.5 MM TINNED BOX | 0
24253 | 1796540000 | PCB PLUG-IN CONNECTOR MALE HEADER OPEN SIDE THT/THR SOLDER CONNECTION 5.00 MM N OF POLES: 8 180° SOLDER PIN LENGTH (L): 1.5 MM TINNED BOX | 0
24254 | 1796620000 | PCB PLUG-IN CONNECTOR MALE HEADER OPEN SIDE THT/THR SOLDER CONNECTION 5.00 MM N OF POLES: 16 180° SOLDER PIN LENGTH (L): 1.5 MM TINNED BOX | 0
24255 | 1796660000 | PCB PLUG-IN CONNECTOR MALE HEADER CLOSED SIDE THT/THR SOLDER CONNECTION 5.00 MM N OF POLES: 5 180° SOLDER PIN LENGTH (L): 1.5 MM TINNED BOX | 0
24256 | 1796670000 | PCB PLUG-IN CONNECTOR MALE HEADER CLOSED SIDE THT/THR SOLDER CONNECTION 5.00 MM N OF POLES: 6 180° SOLDER PIN LENGTH (L): 1.5 MM TINNED BOX | 0
24257 | 1796760000 | PCB PLUG-IN CONNECTOR MALE HEADER CLOSED SIDE THT/THR SOLDER CONNECTION 5.00 MM N OF POLES: 15 180° SOLDER PIN LENGTH (L): 1.5 MM TINNED BOX | 0
24258 | 1796800000 | PCB PLUG-IN CONNECTOR MALE HEADER SOLDER FLANGE THT/THR SOLDER CONNECTION 5.00 MM N OF POLES: 4 180° SOLDER PIN LENGTH (L): 1.5 MM TINNED BOX | 0
24259 | 1796930000 | PCB PLUG-IN CONNECTOR MALE HEADER OPEN SIDE THT/THR SOLDER CONNECTION 5.00 MM N OF POLES: 2 90° SOLDER PIN LENGTH (L): 1.5 MM TINNED BOX | 0
24260 | 1796950000 | PCB PLUG-IN CONNECTOR MALE HEADER OPEN SIDE THT/THR SOLDER CONNECTION 5.00 MM N OF POLES: 4 90° SOLDER PIN LENGTH (L): 1.5 MM TINNED BOX | 0
24261 | 1796960000 | PCB PLUG-IN CONNECTOR MALE HEADER OPEN SIDE THT/THR SOLDER CONNECTION 5.00 MM N OF POLES: 5 90° SOLDER PIN LENGTH (L): 1.5 MM TINNED BOX | 0
24262 | 1796980000 | PCB PLUG-IN CONNECTOR MALE HEADER OPEN SIDE THT/THR SOLDER CONNECTION 5.00 MM N OF POLES: 7 90° SOLDER PIN LENGTH (L): 1.5 MM TINNED BOX | 0
24263 | 1797080000 | PCB PLUG-IN CONNECTOR MALE HEADER CLOSED SIDE THT/THR SOLDER CONNECTION 5.00 MM N OF POLES: 2 90° SOLDER PIN LENGTH (L): 1.5 MM TINNED BOX | 0
24264 | 1797120000 | PCB PLUG-IN CONNECTOR MALE HEADER CLOSED SIDE THT/THR SOLDER CONNECTION 5.00 MM N OF POLES: 6 90° SOLDER PIN LENGTH (L): 1.5 MM TINNED BOX | 0
24265 | 1797200000 | PCB PLUG-IN CONNECTOR MALE HEADER CLOSED SIDE THT/THR SOLDER CONNECTION 5.00 MM N OF POLES: 14 90° SOLDER PIN LENGTH (L): 1.5 MM TINNED BOX | 0
24266 | 1797230000 | PCB PLUG-IN CONNECTOR MALE HEADER SOLDER FLANGE THT/THR SOLDER CONNECTION 5.00 MM N OF POLES: 2 90° SOLDER PIN LENGTH (L): 1.5 MM TINNED BOX | 0
24267 | 1797290000 | PCB PLUG-IN CONNECTOR MALE HEADER SOLDER FLANGE THT/THR SOLDER CONNECTION 5.00 MM N OF POLES: 8 90° SOLDER PIN LENGTH (L): 1.5 MM TINNED BOX | 0
24268 | 1797300000 | PCB PLUG-IN CONNECTOR MALE HEADER SOLDER FLANGE THT/THR SOLDER CONNECTION 5.00 MM N OF POLES: 9 90° SOLDER PIN LENGTH (L): 1.5 MM TINNED BOX | 0
24269 | 1797370000 | PCB PLUG-IN CONNECTOR MALE HEADER SOLDER FLANGE THT/THR SOLDER CONNECTION 5.00 MM N OF POLES: 16 90° SOLDER PIN LENGTH (L): 1.5 MM TINNED BOX | 0
24270 | 1830100000 | PCB PLUG-IN CONNECTOR MALE HEADER FLANGE THT/THR SOLDER CONNECTION 5.08 MM N OF POLES: 4 180° SOLDER PIN LENGTH (L): 1.5 MM TINNED BOX | 0
24271 | 1837320000 | PCB PLUG-IN CONNECTOR MALE HEADER FLANGE THT/THR SOLDER CONNECTION 5.08 MM N OF POLES: 2 180° SOLDER PIN LENGTH (L): 1.5 MM TINNED BOX | 0
24272 | 1837330000 | PCB PLUG-IN CONNECTOR MALE HEADER FLANGE THT/THR SOLDER CONNECTION 5.08 MM N OF POLES: 5 180° SOLDER PIN LENGTH (L): 1.5 MM TINNED BOX | 0
24273 | 1837340000 | PCB PLUG-IN CONNECTOR MALE HEADER FLANGE THT/THR SOLDER CONNECTION 5.08 MM N OF POLES: 6 180° SOLDER PIN LENGTH (L): 1.5 MM TINNED BOX | 0
24274 | 1837630000 | PCB PLUG-IN CONNECTOR MALE HEADER FLANGE THT/THR SOLDER CONNECTION 5.08 MM N OF POLES: 2 90° SOLDER PIN LENGTH (L): 3.2 MM TINNED BOX | 0
24275 | 1837640000 | PCB PLUG-IN CONNECTOR MALE HEADER FLANGE THT/THR SOLDER CONNECTION 5.08 MM N OF POLES: 3 90° SOLDER PIN LENGTH (L): 3.2 MM TINNED BOX | 0
24276 | 1837650000 | PCB PLUG-IN CONNECTOR MALE HEADER FLANGE THT/THR SOLDER CONNECTION 5.08 MM N OF POLES: 4 90° SOLDER PIN LENGTH (L): 3.2 MM TINNED BOX | 0
24277 | 1837660000 | PCB PLUG-IN CONNECTOR MALE HEADER FLANGE THT/THR SOLDER CONNECTION 5.08 MM N OF POLES: 5 90° SOLDER PIN LENGTH (L): 3.2 MM TINNED BOX | 0
24278 | 1837670000 | PCB PLUG-IN CONNECTOR MALE HEADER FLANGE THT/THR SOLDER CONNECTION 5.08 MM N OF POLES: 6 90° SOLDER PIN LENGTH (L): 3.2 MM TINNED BOX | 0
24279 | 1837680000 | PCB PLUG-IN CONNECTOR MALE HEADER FLANGE THT/THR SOLDER CONNECTION 5.08 MM N OF POLES: 7 90° SOLDER PIN LENGTH (L): 3.2 MM TINNED BOX | 0
24280 | 1837690000 | PCB PLUG-IN CONNECTOR MALE HEADER FLANGE THT/THR SOLDER CONNECTION 5.08 MM N OF POLES: 8 90° SOLDER PIN LENGTH (L): 3.2 MM TINNED BOX | 0
24281 | 1837700000 | PCB PLUG-IN CONNECTOR MALE HEADER FLANGE THT/THR SOLDER CONNECTION 5.08 MM N OF POLES: 9 90° SOLDER PIN LENGTH (L): 3.2 MM TINNED BOX | 0
24282 | 1837710000 | PCB PLUG-IN CONNECTOR MALE HEADER FLANGE THT/THR SOLDER CONNECTION 5.08 MM N OF POLES: 10 90° SOLDER PIN LENGTH (L): 3.2 MM TINNED BOX | 0
24283 | 1837720000 | PCB PLUG-IN CONNECTOR MALE HEADER FLANGE THT/THR SOLDER CONNECTION 5.08 MM N OF POLES: 11 90° SOLDER PIN LENGTH (L): 3.2 MM TINNED BOX | 0
24284 | 1837730000 | PCB PLUG-IN CONNECTOR MALE HEADER FLANGE THT/THR SOLDER CONNECTION 5.08 MM N OF POLES: 12 90° SOLDER PIN LENGTH (L): 3.2 MM TINNED BOX | 0
24285 | 1837740000 | PCB PLUG-IN CONNECTOR MALE HEADER FLANGE THT/THR SOLDER CONNECTION 5.08 MM N OF POLES: 13 90° SOLDER PIN LENGTH (L): 3.2 MM TINNED BOX | 0
24286 | 1837750000 | PCB PLUG-IN CONNECTOR MALE HEADER FLANGE THT/THR SOLDER CONNECTION 5.08 MM N OF POLES: 14 90° SOLDER PIN LENGTH (L): 3.2 MM TINNED BOX | 0
24287 | 1837760000 | PCB PLUG-IN CONNECTOR MALE HEADER FLANGE THT/THR SOLDER CONNECTION 5.08 MM N OF POLES: 15 90° SOLDER PIN LENGTH (L): 3.2 MM TINNED BOX | 0
24288 | 1837770000 | PCB PLUG-IN CONNECTOR MALE HEADER FLANGE THT/THR SOLDER CONNECTION 5.08 MM N OF POLES: 16 90° SOLDER PIN LENGTH (L): 3.2 MM TINNED BOX | 0
24289 | 1837780000 | PCB PLUG-IN CONNECTOR MALE HEADER FLANGE THT/THR SOLDER CONNECTION 5.08 MM N OF POLES: 17 90° SOLDER PIN LENGTH (L): 3.2 MM TINNED BOX | 0
24290 | 1837790000 | PCB PLUG-IN CONNECTOR MALE HEADER FLANGE THT/THR SOLDER CONNECTION 5.08 MM N OF POLES: 18 90° SOLDER PIN LENGTH (L): 3.2 MM TINNED BOX | 0
24291 | 1837800000 | PCB PLUG-IN CONNECTOR MALE HEADER FLANGE THT/THR SOLDER CONNECTION 5.08 MM N OF POLES: 19 90° SOLDER PIN LENGTH (L): 3.2 MM TINNED BOX | 0
24292 | 1837810000 | PCB PLUG-IN CONNECTOR MALE HEADER FLANGE THT/THR SOLDER CONNECTION 5.08 MM N OF POLES: 20 90° SOLDER PIN LENGTH (L): 3.2 MM TINNED BOX | 0
24293 | 1837820000 | PCB PLUG-IN CONNECTOR MALE HEADER FLANGE THT/THR SOLDER CONNECTION 5.08 MM N OF POLES: 21 90° SOLDER PIN LENGTH (L): 3.2 MM TINNED BOX | 0
24294 | 1837830000 | PCB PLUG-IN CONNECTOR MALE HEADER FLANGE THT/THR SOLDER CONNECTION 5.08 MM N OF POLES: 22 90° SOLDER PIN LENGTH (L): 3.2 MM TINNED BOX | 0
24295 | 1837840000 | PCB PLUG-IN CONNECTOR MALE HEADER FLANGE THT/THR SOLDER CONNECTION 5.08 MM N OF POLES: 23 90° SOLDER PIN LENGTH (L): 3.2 MM TINNED BOX | 0
24296 | 1837850000 | PCB PLUG-IN CONNECTOR MALE HEADER FLANGE THT/THR SOLDER CONNECTION 5.08 MM N OF POLES: 24 90° SOLDER PIN LENGTH (L): 3.2 MM TINNED BOX | 0
24297 | 1837860000 | PCB PLUG-IN CONNECTOR MALE HEADER FLANGE THT/THR SOLDER CONNECTION 5.08 MM N OF POLES: 2 180° SOLDER PIN LENGTH (L): 3.2 MM TINNED BOX | 0
24298 | 1837870000 | PCB PLUG-IN CONNECTOR MALE HEADER FLANGE THT/THR SOLDER CONNECTION 5.08 MM N OF POLES: 4 180° SOLDER PIN LENGTH (L): 3.2 MM TINNED BOX | 0
24299 | 1837880000 | PCB PLUG-IN CONNECTOR MALE HEADER FLANGE THT/THR SOLDER CONNECTION 5.08 MM N OF POLES: 7 180° SOLDER PIN LENGTH (L): 3.2 MM TINNED BOX | 0
24300 | 1837890000 | PCB PLUG-IN CONNECTOR MALE HEADER FLANGE THT/THR SOLDER CONNECTION 5.08 MM N OF POLES: 9 180° SOLDER PIN LENGTH (L): 3.2 MM TINNED BOX | 0
24301 | 1837900000 | PCB PLUG-IN CONNECTOR MALE HEADER FLANGE THT/THR SOLDER CONNECTION 5.08 MM N OF POLES: 11 180° SOLDER PIN LENGTH (L): 3.2 MM TINNED BOX | 0
24302 | 1837910000 | PCB PLUG-IN CONNECTOR MALE HEADER FLANGE THT/THR SOLDER CONNECTION 5.08 MM N OF POLES: 15 180° SOLDER PIN LENGTH (L): 3.2 MM TINNED BOX | 0
24303 | 1837920000 | PCB PLUG-IN CONNECTOR MALE HEADER FLANGE THT/THR SOLDER CONNECTION 5.08 MM N OF POLES: 17 180° SOLDER PIN LENGTH (L): 3.2 MM TINNED BOX | 0
24304 | 1837930000 | PCB PLUG-IN CONNECTOR MALE HEADER FLANGE THT/THR SOLDER CONNECTION 5.08 MM N OF POLES: 19 180° SOLDER PIN LENGTH (L): 3.2 MM TINNED BOX | 0
24305 | 1837940000 | PCB PLUG-IN CONNECTOR MALE HEADER FLANGE THT/THR SOLDER CONNECTION 5.08 MM N OF POLES: 21 180° SOLDER PIN LENGTH (L): 3.2 MM TINNED BOX | 0
24306 | 1837950000 | PCB PLUG-IN CONNECTOR MALE HEADER FLANGE THT/THR SOLDER CONNECTION 5.08 MM N OF POLES: 22 180° SOLDER PIN LENGTH (L): 3.2 MM TINNED BOX | 0
24307 | 1837960000 | PCB PLUG-IN CONNECTOR MALE HEADER FLANGE THT/THR SOLDER CONNECTION 5.08 MM N OF POLES: 23 180° SOLDER PIN LENGTH (L): 3.2 MM TINNED BOX | 0
24308 | 1837970000 | PCB PLUG-IN CONNECTOR MALE HEADER FLANGE THT/THR SOLDER CONNECTION 5.08 MM N OF POLES: 24 180° SOLDER PIN LENGTH (L): 3.2 MM TINNED BOX | 0
24309 | 1837980000 | PCB PLUG-IN CONNECTOR MALE HEADER OPEN SIDE THT/THR SOLDER CONNECTION 5.08 MM N OF POLES: 2 180° SOLDER PIN LENGTH (L): 3.2 MM TINNED BOX | 0
24310 | 1837990000 | PCB PLUG-IN CONNECTOR MALE HEADER OPEN SIDE THT/THR SOLDER CONNECTION 5.08 MM N OF POLES: 3 180° SOLDER PIN LENGTH (L): 3.2 MM TINNED BOX | 0
24311 | 1838000000 | PCB PLUG-IN CONNECTOR MALE HEADER OPEN SIDE THT/THR SOLDER CONNECTION 5.08 MM N OF POLES: 4 180° SOLDER PIN LENGTH (L): 3.2 MM TINNED BOX | 0
24312 | 1838010000 | PCB PLUG-IN CONNECTOR MALE HEADER OPEN SIDE THT/THR SOLDER CONNECTION 5.08 MM N OF POLES: 5 180° SOLDER PIN LENGTH (L): 3.2 MM TINNED BOX | 0
24313 | 1838020000 | PCB PLUG-IN CONNECTOR MALE HEADER OPEN SIDE THT/THR SOLDER CONNECTION 5.08 MM N OF POLES: 6 180° SOLDER PIN LENGTH (L): 3.2 MM TINNED BOX | 0
24314 | 1838030000 | PCB PLUG-IN CONNECTOR MALE HEADER OPEN SIDE THT/THR SOLDER CONNECTION 5.08 MM N OF POLES: 7 180° SOLDER PIN LENGTH (L): 3.2 MM TINNED BOX | 0
24315 | 1838040000 | PCB PLUG-IN CONNECTOR MALE HEADER OPEN SIDE THT/THR SOLDER CONNECTION 5.08 MM N OF POLES: 8 180° SOLDER PIN LENGTH (L): 3.2 MM TINNED BOX | 0
24316 | 1838050000 | PCB PLUG-IN CONNECTOR MALE HEADER OPEN SIDE THT/THR SOLDER CONNECTION 5.08 MM N OF POLES: 9 180° SOLDER PIN LENGTH (L): 3.2 MM TINNED BOX | 0
24317 | 1838060000 | PCB PLUG-IN CONNECTOR MALE HEADER OPEN SIDE THT/THR SOLDER CONNECTION 5.08 MM N OF POLES: 10 180° SOLDER PIN LENGTH (L): 3.2 MM TINNED BOX | 0
24318 | 1838070000 | PCB PLUG-IN CONNECTOR MALE HEADER OPEN SIDE THT/THR SOLDER CONNECTION 5.08 MM N OF POLES: 11 180° SOLDER PIN LENGTH (L): 3.2 MM TINNED BOX | 0
24319 | 1838080000 | PCB PLUG-IN CONNECTOR MALE HEADER OPEN SIDE THT/THR SOLDER CONNECTION 5.08 MM N OF POLES: 12 180° SOLDER PIN LENGTH (L): 3.2 MM TINNED BOX | 0
24320 | 1838090000 | PCB PLUG-IN CONNECTOR MALE HEADER OPEN SIDE THT/THR SOLDER CONNECTION 5.08 MM N OF POLES: 13 180° SOLDER PIN LENGTH (L): 3.2 MM TINNED BOX | 0
24321 | 1838100000 | PCB PLUG-IN CONNECTOR MALE HEADER OPEN SIDE THT/THR SOLDER CONNECTION 5.08 MM N OF POLES: 14 180° SOLDER PIN LENGTH (L): 3.2 MM TINNED BOX | 0
24322 | 1838110000 | PCB PLUG-IN CONNECTOR MALE HEADER OPEN SIDE THT/THR SOLDER CONNECTION 5.08 MM N OF POLES: 15 180° SOLDER PIN LENGTH (L): 3.2 MM TINNED BOX | 0
24323 | 1838120000 | PCB PLUG-IN CONNECTOR MALE HEADER OPEN SIDE THT/THR SOLDER CONNECTION 5.08 MM N OF POLES: 16 180° SOLDER PIN LENGTH (L): 3.2 MM TINNED BOX | 0
24324 | 1838130000 | PCB PLUG-IN CONNECTOR MALE HEADER OPEN SIDE THT/THR SOLDER CONNECTION 5.08 MM N OF POLES: 17 180° SOLDER PIN LENGTH (L): 3.2 MM TINNED BOX | 0
24325 | 1838140000 | PCB PLUG-IN CONNECTOR MALE HEADER OPEN SIDE THT/THR SOLDER CONNECTION 5.08 MM N OF POLES: 18 180° SOLDER PIN LENGTH (L): 3.2 MM TINNED BOX | 0
24326 | 1838150000 | PCB PLUG-IN CONNECTOR MALE HEADER OPEN SIDE THT/THR SOLDER CONNECTION 5.08 MM N OF POLES: 19 180° SOLDER PIN LENGTH (L): 3.2 MM TINNED BOX | 0
24327 | 1838160000 | PCB PLUG-IN CONNECTOR MALE HEADER OPEN SIDE THT/THR SOLDER CONNECTION 5.08 MM N OF POLES: 20 180° SOLDER PIN LENGTH (L): 3.2 MM TINNED BOX | 0
24328 | 1838170000 | PCB PLUG-IN CONNECTOR MALE HEADER OPEN SIDE THT/THR SOLDER CONNECTION 5.08 MM N OF POLES: 21 180° SOLDER PIN LENGTH (L): 3.2 MM TINNED BOX | 0
24329 | 1838180000 | PCB PLUG-IN CONNECTOR MALE HEADER OPEN SIDE THT/THR SOLDER CONNECTION 5.08 MM N OF POLES: 22 180° SOLDER PIN LENGTH (L): 3.2 MM TINNED BOX | 0
24330 | 1838190000 | PCB PLUG-IN CONNECTOR MALE HEADER OPEN SIDE THT/THR SOLDER CONNECTION 5.08 MM N OF POLES: 23 180° SOLDER PIN LENGTH (L): 3.2 MM TINNED BOX | 0
24331 | 1838200000 | PCB PLUG-IN CONNECTOR MALE HEADER OPEN SIDE THT/THR SOLDER CONNECTION 5.08 MM N OF POLES: 24 180° SOLDER PIN LENGTH (L): 3.2 MM TINNED BOX | 0
24332 | 1838210000 | PCB PLUG-IN CONNECTOR MALE HEADER CLOSED SIDE THT/THR SOLDER CONNECTION 5.08 MM N OF POLES: 2 180° SOLDER PIN LENGTH (L): 3.2 MM TINNED BOX | 0
24333 | 1838220000 | PCB PLUG-IN CONNECTOR MALE HEADER CLOSED SIDE THT/THR SOLDER CONNECTION 5.08 MM N OF POLES: 3 180° SOLDER PIN LENGTH (L): 3.2 MM TINNED BOX | 0
24334 | 1838230000 | PCB PLUG-IN CONNECTOR MALE HEADER CLOSED SIDE THT/THR SOLDER CONNECTION 5.08 MM N OF POLES: 4 180° SOLDER PIN LENGTH (L): 3.2 MM TINNED BOX | 0
24335 | 1838240000 | PCB PLUG-IN CONNECTOR MALE HEADER CLOSED SIDE THT/THR SOLDER CONNECTION 5.08 MM N OF POLES: 5 180° SOLDER PIN LENGTH (L): 3.2 MM TINNED BOX | 0
24336 | 1838250000 | PCB PLUG-IN CONNECTOR MALE HEADER CLOSED SIDE THT/THR SOLDER CONNECTION 5.08 MM N OF POLES: 6 180° SOLDER PIN LENGTH (L): 3.2 MM TINNED BOX | 0
24337 | 1838260000 | PCB PLUG-IN CONNECTOR MALE HEADER CLOSED SIDE THT/THR SOLDER CONNECTION 5.08 MM N OF POLES: 7 180° SOLDER PIN LENGTH (L): 3.2 MM TINNED BOX | 0
24338 | 1838270000 | PCB PLUG-IN CONNECTOR MALE HEADER CLOSED SIDE THT/THR SOLDER CONNECTION 5.08 MM N OF POLES: 8 180° SOLDER PIN LENGTH (L): 3.2 MM TINNED BOX | 0
24339 | 1838280000 | PCB PLUG-IN CONNECTOR MALE HEADER CLOSED SIDE THT/THR SOLDER CONNECTION 5.08 MM N OF POLES: 9 180° SOLDER PIN LENGTH (L): 3.2 MM TINNED BOX | 0
24340 | 1838290000 | PCB PLUG-IN CONNECTOR MALE HEADER CLOSED SIDE THT/THR SOLDER CONNECTION 5.08 MM N OF POLES: 10 180° SOLDER PIN LENGTH (L): 3.2 MM TINNED BOX | 0
24341 | 1838300000 | PCB PLUG-IN CONNECTOR MALE HEADER CLOSED SIDE THT/THR SOLDER CONNECTION 5.08 MM N OF POLES: 11 180° SOLDER PIN LENGTH (L): 3.2 MM TINNED BOX | 0
24342 | 1838310000 | PCB PLUG-IN CONNECTOR MALE HEADER CLOSED SIDE THT/THR SOLDER CONNECTION 5.08 MM N OF POLES: 12 180° SOLDER PIN LENGTH (L): 3.2 MM TINNED BOX | 0
24343 | 1838320000 | PCB PLUG-IN CONNECTOR MALE HEADER CLOSED SIDE THT/THR SOLDER CONNECTION 5.08 MM N OF POLES: 13 180° SOLDER PIN LENGTH (L): 3.2 MM TINNED BOX | 0
24344 | 1838330000 | PCB PLUG-IN CONNECTOR MALE HEADER CLOSED SIDE THT/THR SOLDER CONNECTION 5.08 MM N OF POLES: 14 180° SOLDER PIN LENGTH (L): 3.2 MM TINNED BOX | 0
24345 | 1838340000 | PCB PLUG-IN CONNECTOR MALE HEADER CLOSED SIDE THT/THR SOLDER CONNECTION 5.08 MM N OF POLES: 15 180° SOLDER PIN LENGTH (L): 3.2 MM TINNED BOX | 0
24346 | 1838350000 | PCB PLUG-IN CONNECTOR MALE HEADER CLOSED SIDE THT/THR SOLDER CONNECTION 5.08 MM N OF POLES: 16 180° SOLDER PIN LENGTH (L): 3.2 MM TINNED BOX | 0
24347 | 1838370000 | PCB PLUG-IN CONNECTOR MALE HEADER CLOSED SIDE THT/THR SOLDER CONNECTION 5.08 MM N OF POLES: 18 180° SOLDER PIN LENGTH (L): 3.2 MM TINNED BOX | 0
24348 | 1838380000 | PCB PLUG-IN CONNECTOR MALE HEADER CLOSED SIDE THT/THR SOLDER CONNECTION 5.08 MM N OF POLES: 19 180° SOLDER PIN LENGTH (L): 3.2 MM TINNED BOX | 0
24349 | 1838390000 | PCB PLUG-IN CONNECTOR MALE HEADER CLOSED SIDE THT/THR SOLDER CONNECTION 5.08 MM N OF POLES: 20 180° SOLDER PIN LENGTH (L): 3.2 MM TINNED BOX | 0
24350 | 1838400000 | PCB PLUG-IN CONNECTOR MALE HEADER CLOSED SIDE THT/THR SOLDER CONNECTION 5.08 MM N OF POLES: 21 180° SOLDER PIN LENGTH (L): 3.2 MM TINNED BOX | 0
24351 | 1838410000 | PCB PLUG-IN CONNECTOR MALE HEADER CLOSED SIDE THT/THR SOLDER CONNECTION 5.08 MM N OF POLES: 22 180° SOLDER PIN LENGTH (L): 3.2 MM TINNED BOX | 0
24352 | 1838420000 | PCB PLUG-IN CONNECTOR MALE HEADER CLOSED SIDE THT/THR SOLDER CONNECTION 5.08 MM N OF POLES: 23 180° SOLDER PIN LENGTH (L): 3.2 MM TINNED BOX | 0
24353 | 1838430000 | PCB PLUG-IN CONNECTOR MALE HEADER CLOSED SIDE THT/THR SOLDER CONNECTION 5.08 MM N OF POLES: 24 180° SOLDER PIN LENGTH (L): 3.2 MM TINNED BOX | 0
24354 | 1838440000 | PCB PLUG-IN CONNECTOR MALE HEADER SOLDER FLANGE THT/THR SOLDER CONNECTION 5.08 MM N OF POLES: 2 180° SOLDER PIN LENGTH (L): 3.2 MM TINNED BOX | 0
24355 | 1838450000 | PCB PLUG-IN CONNECTOR MALE HEADER SOLDER FLANGE THT/THR SOLDER CONNECTION 5.08 MM N OF POLES: 3 180° SOLDER PIN LENGTH (L): 3.2 MM TINNED BOX | 0
24356 | 1838460000 | PCB PLUG-IN CONNECTOR MALE HEADER SOLDER FLANGE THT/THR SOLDER CONNECTION 5.08 MM N OF POLES: 4 180° SOLDER PIN LENGTH (L): 3.2 MM TINNED BOX | 0
24357 | 1838470000 | PCB PLUG-IN CONNECTOR MALE HEADER SOLDER FLANGE THT/THR SOLDER CONNECTION 5.08 MM N OF POLES: 5 180° SOLDER PIN LENGTH (L): 3.2 MM TINNED BOX | 0
24358 | 1838480000 | PCB PLUG-IN CONNECTOR MALE HEADER SOLDER FLANGE THT/THR SOLDER CONNECTION 5.08 MM N OF POLES: 6 180° SOLDER PIN LENGTH (L): 3.2 MM TINNED BOX | 0
24359 | 1838490000 | PCB PLUG-IN CONNECTOR MALE HEADER SOLDER FLANGE THT/THR SOLDER CONNECTION 5.08 MM N OF POLES: 7 180° SOLDER PIN LENGTH (L): 3.2 MM TINNED BOX | 0
24360 | 1838500000 | PCB PLUG-IN CONNECTOR MALE HEADER SOLDER FLANGE THT/THR SOLDER CONNECTION 5.08 MM N OF POLES: 8 180° SOLDER PIN LENGTH (L): 3.2 MM TINNED BOX | 0
24361 | 1838510000 | PCB PLUG-IN CONNECTOR MALE HEADER SOLDER FLANGE THT/THR SOLDER CONNECTION 5.08 MM N OF POLES: 9 180° SOLDER PIN LENGTH (L): 3.2 MM TINNED BOX | 0
24362 | 1838520000 | PCB PLUG-IN CONNECTOR MALE HEADER SOLDER FLANGE THT/THR SOLDER CONNECTION 5.08 MM N OF POLES: 10 180° SOLDER PIN LENGTH (L): 3.2 MM TINNED BOX | 0
24363 | 1838530000 | PCB PLUG-IN CONNECTOR MALE HEADER SOLDER FLANGE THT/THR SOLDER CONNECTION 5.08 MM N OF POLES: 11 180° SOLDER PIN LENGTH (L): 3.2 MM TINNED BOX | 0
24364 | 1838540000 | PCB PLUG-IN CONNECTOR MALE HEADER SOLDER FLANGE THT/THR SOLDER CONNECTION 5.08 MM N OF POLES: 12 180° SOLDER PIN LENGTH (L): 3.2 MM TINNED BOX | 0
24365 | 1838550000 | PCB PLUG-IN CONNECTOR MALE HEADER SOLDER FLANGE THT/THR SOLDER CONNECTION 5.08 MM N OF POLES: 13 180° SOLDER PIN LENGTH (L): 3.2 MM TINNED BOX | 0
24366 | 1838560000 | PCB PLUG-IN CONNECTOR MALE HEADER SOLDER FLANGE THT/THR SOLDER CONNECTION 5.08 MM N OF POLES: 14 180° SOLDER PIN LENGTH (L): 3.2 MM TINNED BOX | 0
24367 | 1838570000 | PCB PLUG-IN CONNECTOR MALE HEADER SOLDER FLANGE THT/THR SOLDER CONNECTION 5.08 MM N OF POLES: 15 180° SOLDER PIN LENGTH (L): 3.2 MM TINNED BOX | 0
24368 | 1838580000 | PCB PLUG-IN CONNECTOR MALE HEADER SOLDER FLANGE THT/THR SOLDER CONNECTION 5.08 MM N OF POLES: 16 180° SOLDER PIN LENGTH (L): 3.2 MM TINNED BOX | 0
24369 | 1838590000 | PCB PLUG-IN CONNECTOR MALE HEADER SOLDER FLANGE THT/THR SOLDER CONNECTION 5.08 MM N OF POLES: 17 180° SOLDER PIN LENGTH (L): 3.2 MM TINNED BOX | 0
24370 | 1838600000 | PCB PLUG-IN CONNECTOR MALE HEADER SOLDER FLANGE THT/THR SOLDER CONNECTION 5.08 MM N OF POLES: 18 180° SOLDER PIN LENGTH (L): 3.2 MM TINNED BOX | 0
24371 | 1838610000 | PCB PLUG-IN CONNECTOR MALE HEADER SOLDER FLANGE THT/THR SOLDER CONNECTION 5.08 MM N OF POLES: 19 180° SOLDER PIN LENGTH (L): 3.2 MM TINNED BOX | 0
24372 | 1838620000 | PCB PLUG-IN CONNECTOR MALE HEADER SOLDER FLANGE THT/THR SOLDER CONNECTION 5.08 MM N OF POLES: 20 180° SOLDER PIN LENGTH (L): 3.2 MM TINNED BOX | 0
24373 | 1838630000 | PCB PLUG-IN CONNECTOR MALE HEADER SOLDER FLANGE THT/THR SOLDER CONNECTION 5.08 MM N OF POLES: 21 180° SOLDER PIN LENGTH (L): 3.2 MM TINNED BOX | 0
24374 | 1838640000 | PCB PLUG-IN CONNECTOR MALE HEADER SOLDER FLANGE THT/THR SOLDER CONNECTION 5.08 MM N OF POLES: 22 180° SOLDER PIN LENGTH (L): 3.2 MM TINNED BOX | 0
24375 | 1838650000 | PCB PLUG-IN CONNECTOR MALE HEADER SOLDER FLANGE THT/THR SOLDER CONNECTION 5.08 MM N OF POLES: 23 180° SOLDER PIN LENGTH (L): 3.2 MM TINNED BOX | 0
24376 | 1838660000 | PCB PLUG-IN CONNECTOR MALE HEADER SOLDER FLANGE THT/THR SOLDER CONNECTION 5.08 MM N OF POLES: 24 180° SOLDER PIN LENGTH (L): 3.2 MM TINNED BOX | 0
24377 | 1839890000 | PCB PLUG-IN CONNECTOR MALE HEADER OPEN SIDE THT/THR SOLDER CONNECTION 5.00 MM N OF POLES: 2 90° SOLDER PIN LENGTH (L): 3.2 MM TINNED BOX | 0
24378 | 1839900000 | PCB PLUG-IN CONNECTOR MALE HEADER OPEN SIDE THT/THR SOLDER CONNECTION 5.00 MM N OF POLES: 3 90° SOLDER PIN LENGTH (L): 3.2 MM TINNED BOX | 0
24379 | 1839910000 | PCB PLUG-IN CONNECTOR MALE HEADER OPEN SIDE THT/THR SOLDER CONNECTION 5.00 MM N OF POLES: 4 90° SOLDER PIN LENGTH (L): 3.2 MM TINNED BOX | 0
24380 | 1839920000 | PCB PLUG-IN CONNECTOR MALE HEADER OPEN SIDE THT/THR SOLDER CONNECTION 5.00 MM N OF POLES: 5 90° SOLDER PIN LENGTH (L): 3.2 MM TINNED BOX | 0
24381 | 1839930000 | PCB PLUG-IN CONNECTOR MALE HEADER OPEN SIDE THT/THR SOLDER CONNECTION 5.00 MM N OF POLES: 6 90° SOLDER PIN LENGTH (L): 3.2 MM TINNED BOX | 0
24382 | 1839940000 | PCB PLUG-IN CONNECTOR MALE HEADER OPEN SIDE THT/THR SOLDER CONNECTION 5.00 MM N OF POLES: 7 90° SOLDER PIN LENGTH (L): 3.2 MM TINNED BOX | 0
24383 | 1839950000 | PCB PLUG-IN CONNECTOR MALE HEADER OPEN SIDE THT/THR SOLDER CONNECTION 5.00 MM N OF POLES: 8 90° SOLDER PIN LENGTH (L): 3.2 MM TINNED BOX | 0
24384 | 1839960000 | PCB PLUG-IN CONNECTOR MALE HEADER OPEN SIDE THT/THR SOLDER CONNECTION 5.00 MM N OF POLES: 9 90° SOLDER PIN LENGTH (L): 3.2 MM TINNED BOX | 0
24385 | 1839970000 | PCB PLUG-IN CONNECTOR MALE HEADER OPEN SIDE THT/THR SOLDER CONNECTION 5.00 MM N OF POLES: 10 90° SOLDER PIN LENGTH (L): 3.2 MM TINNED BOX | 0
24386 | 1839980000 | PCB PLUG-IN CONNECTOR MALE HEADER OPEN SIDE THT/THR SOLDER CONNECTION 5.00 MM N OF POLES: 11 90° SOLDER PIN LENGTH (L): 3.2 MM TINNED BOX | 0
24387 | 1839990000 | PCB PLUG-IN CONNECTOR MALE HEADER OPEN SIDE THT/THR SOLDER CONNECTION 5.00 MM N OF POLES: 12 90° SOLDER PIN LENGTH (L): 3.2 MM TINNED BOX | 0
24388 | 1840000000 | PCB PLUG-IN CONNECTOR MALE HEADER OPEN SIDE THT/THR SOLDER CONNECTION 5.00 MM N OF POLES: 13 90° SOLDER PIN LENGTH (L): 3.2 MM TINNED BOX | 0
24389 | 1840010000 | PCB PLUG-IN CONNECTOR MALE HEADER OPEN SIDE THT/THR SOLDER CONNECTION 5.00 MM N OF POLES: 14 90° SOLDER PIN LENGTH (L): 3.2 MM TINNED BOX | 0
24390 | 1840020000 | PCB PLUG-IN CONNECTOR MALE HEADER OPEN SIDE THT/THR SOLDER CONNECTION 5.00 MM N OF POLES: 15 90° SOLDER PIN LENGTH (L): 3.2 MM TINNED BOX | 0
24391 | 1840030000 | PCB PLUG-IN CONNECTOR MALE HEADER OPEN SIDE THT/THR SOLDER CONNECTION 5.00 MM N OF POLES: 16 90° SOLDER PIN LENGTH (L): 3.2 MM TINNED BOX | 0
24392 | 1840040000 | PCB PLUG-IN CONNECTOR MALE HEADER OPEN SIDE THT/THR SOLDER CONNECTION 5.00 MM N OF POLES: 17 90° SOLDER PIN LENGTH (L): 3.2 MM TINNED BOX | 0
24393 | 1840050000 | PCB PLUG-IN CONNECTOR MALE HEADER OPEN SIDE THT/THR SOLDER CONNECTION 5.00 MM N OF POLES: 18 90° SOLDER PIN LENGTH (L): 3.2 MM TINNED BOX | 0
24394 | 1840060000 | PCB PLUG-IN CONNECTOR MALE HEADER OPEN SIDE THT/THR SOLDER CONNECTION 5.00 MM N OF POLES: 19 90° SOLDER PIN LENGTH (L): 3.2 MM TINNED BOX | 0
24395 | 1840070000 | PCB PLUG-IN CONNECTOR MALE HEADER OPEN SIDE THT/THR SOLDER CONNECTION 5.00 MM N OF POLES: 20 90° SOLDER PIN LENGTH (L): 3.2 MM TINNED BOX | 0
24396 | 1840080000 | PCB PLUG-IN CONNECTOR MALE HEADER OPEN SIDE THT/THR SOLDER CONNECTION 5.00 MM N OF POLES: 21 90° SOLDER PIN LENGTH (L): 3.2 MM TINNED BOX | 0
24397 | 1840090000 | PCB PLUG-IN CONNECTOR MALE HEADER OPEN SIDE THT/THR SOLDER CONNECTION 5.00 MM N OF POLES: 22 90° SOLDER PIN LENGTH (L): 3.2 MM TINNED BOX | 0
24398 | 1840100000 | PCB PLUG-IN CONNECTOR MALE HEADER OPEN SIDE THT/THR SOLDER CONNECTION 5.00 MM N OF POLES: 23 90° SOLDER PIN LENGTH (L): 3.2 MM TINNED BOX | 0
24399 | 1840110000 | PCB PLUG-IN CONNECTOR MALE HEADER OPEN SIDE THT/THR SOLDER CONNECTION 5.00 MM N OF POLES: 24 90° SOLDER PIN LENGTH (L): 3.2 MM TINNED BOX | 0
24400 | 1840120000 | PCB PLUG-IN CONNECTOR MALE HEADER CLOSED SIDE THT/THR SOLDER CONNECTION 5.00 MM N OF POLES: 2 90° SOLDER PIN LENGTH (L): 3.2 MM TINNED BOX | 0
24401 | 1840130000 | PCB PLUG-IN CONNECTOR MALE HEADER CLOSED SIDE THT/THR SOLDER CONNECTION 5.00 MM N OF POLES: 3 90° SOLDER PIN LENGTH (L): 3.2 MM TINNED BOX | 0
24402 | 1840140000 | PCB PLUG-IN CONNECTOR MALE HEADER CLOSED SIDE THT/THR SOLDER CONNECTION 5.00 MM N OF POLES: 4 90° SOLDER PIN LENGTH (L): 3.2 MM TINNED BOX | 0
24403 | 1840150000 | PCB PLUG-IN CONNECTOR MALE HEADER CLOSED SIDE THT/THR SOLDER CONNECTION 5.00 MM N OF POLES: 5 90° SOLDER PIN LENGTH (L): 3.2 MM TINNED BOX | 0
24404 | 1840160000 | PCB PLUG-IN CONNECTOR MALE HEADER CLOSED SIDE THT/THR SOLDER CONNECTION 5.00 MM N OF POLES: 6 90° SOLDER PIN LENGTH (L): 3.2 MM TINNED BOX | 0
24405 | 1840170000 | PCB PLUG-IN CONNECTOR MALE HEADER CLOSED SIDE THT/THR SOLDER CONNECTION 5.00 MM N OF POLES: 7 90° SOLDER PIN LENGTH (L): 3.2 MM TINNED BOX | 0
24406 | 1840180000 | PCB PLUG-IN CONNECTOR MALE HEADER CLOSED SIDE THT/THR SOLDER CONNECTION 5.00 MM N OF POLES: 8 90° SOLDER PIN LENGTH (L): 3.2 MM TINNED BOX | 0
24407 | 1840190000 | PCB PLUG-IN CONNECTOR MALE HEADER CLOSED SIDE THT/THR SOLDER CONNECTION 5.00 MM N OF POLES: 9 90° SOLDER PIN LENGTH (L): 3.2 MM TINNED BOX | 0
24408 | 1840200000 | PCB PLUG-IN CONNECTOR MALE HEADER CLOSED SIDE THT/THR SOLDER CONNECTION 5.00 MM N OF POLES: 10 90° SOLDER PIN LENGTH (L): 3.2 MM TINNED BOX | 0
24409 | 1840210000 | PCB PLUG-IN CONNECTOR MALE HEADER CLOSED SIDE THT/THR SOLDER CONNECTION 5.00 MM N OF POLES: 11 90° SOLDER PIN LENGTH (L): 3.2 MM TINNED BOX | 0
24410 | 1840220000 | PCB PLUG-IN CONNECTOR MALE HEADER CLOSED SIDE THT/THR SOLDER CONNECTION 5.00 MM N OF POLES: 12 90° SOLDER PIN LENGTH (L): 3.2 MM TINNED BOX | 0
24411 | 1840230000 | PCB PLUG-IN CONNECTOR MALE HEADER CLOSED SIDE THT/THR SOLDER CONNECTION 5.00 MM N OF POLES: 13 90° SOLDER PIN LENGTH (L): 3.2 MM TINNED BOX | 0
24412 | 1840240000 | PCB PLUG-IN CONNECTOR MALE HEADER CLOSED SIDE THT/THR SOLDER CONNECTION 5.00 MM N OF POLES: 14 90° SOLDER PIN LENGTH (L): 3.2 MM TINNED BOX | 0
24413 | 1840250000 | PCB PLUG-IN CONNECTOR MALE HEADER CLOSED SIDE THT/THR SOLDER CONNECTION 5.00 MM N OF POLES: 15 90° SOLDER PIN LENGTH (L): 3.2 MM TINNED BOX | 0
24414 | 1840260000 | PCB PLUG-IN CONNECTOR MALE HEADER CLOSED SIDE THT/THR SOLDER CONNECTION 5.00 MM N OF POLES: 16 90° SOLDER PIN LENGTH (L): 3.2 MM TINNED BOX | 0
24415 | 1840270000 | PCB PLUG-IN CONNECTOR MALE HEADER CLOSED SIDE THT/THR SOLDER CONNECTION 5.00 MM N OF POLES: 17 90° SOLDER PIN LENGTH (L): 3.2 MM TINNED BOX | 0
24416 | 1840280000 | PCB PLUG-IN CONNECTOR MALE HEADER CLOSED SIDE THT/THR SOLDER CONNECTION 5.00 MM N OF POLES: 18 90° SOLDER PIN LENGTH (L): 3.2 MM TINNED BOX | 0
24417 | 1840290000 | PCB PLUG-IN CONNECTOR MALE HEADER CLOSED SIDE THT/THR SOLDER CONNECTION 5.00 MM N OF POLES: 19 90° SOLDER PIN LENGTH (L): 3.2 MM TINNED BOX | 0
24418 | 1840300000 | PCB PLUG-IN CONNECTOR MALE HEADER CLOSED SIDE THT/THR SOLDER CONNECTION 5.00 MM N OF POLES: 20 90° SOLDER PIN LENGTH (L): 3.2 MM TINNED BOX | 0
24419 | 1840310000 | PCB PLUG-IN CONNECTOR MALE HEADER CLOSED SIDE THT/THR SOLDER CONNECTION 5.00 MM N OF POLES: 21 90° SOLDER PIN LENGTH (L): 3.2 MM TINNED BOX | 0
24420 | 1840320000 | PCB PLUG-IN CONNECTOR MALE HEADER CLOSED SIDE THT/THR SOLDER CONNECTION 5.00 MM N OF POLES: 22 90° SOLDER PIN LENGTH (L): 3.2 MM TINNED BOX | 0
24421 | 1840330000 | PCB PLUG-IN CONNECTOR MALE HEADER CLOSED SIDE THT/THR SOLDER CONNECTION 5.00 MM N OF POLES: 23 90° SOLDER PIN LENGTH (L): 3.2 MM TINNED BOX | 0
24422 | 1840340000 | PCB PLUG-IN CONNECTOR MALE HEADER CLOSED SIDE THT/THR SOLDER CONNECTION 5.00 MM N OF POLES: 24 90° SOLDER PIN LENGTH (L): 3.2 MM TINNED BOX | 0
24423 | 1840350000 | PCB PLUG-IN CONNECTOR MALE HEADER SOLDER FLANGE THT/THR SOLDER CONNECTION 5.00 MM N OF POLES: 2 90° SOLDER PIN LENGTH (L): 3.2 MM TINNED BOX | 0
24424 | 1840360000 | PCB PLUG-IN CONNECTOR MALE HEADER SOLDER FLANGE THT/THR SOLDER CONNECTION 5.00 MM N OF POLES: 3 90° SOLDER PIN LENGTH (L): 3.2 MM TINNED BOX | 0
24425 | 1840370000 | PCB PLUG-IN CONNECTOR MALE HEADER SOLDER FLANGE THT/THR SOLDER CONNECTION 5.00 MM N OF POLES: 4 90° SOLDER PIN LENGTH (L): 3.2 MM TINNED BOX | 0
24426 | 1840380000 | PCB PLUG-IN CONNECTOR MALE HEADER SOLDER FLANGE THT/THR SOLDER CONNECTION 5.00 MM N OF POLES: 5 90° SOLDER PIN LENGTH (L): 3.2 MM TINNED BOX | 0
24427 | 1840390000 | PCB PLUG-IN CONNECTOR MALE HEADER SOLDER FLANGE THT/THR SOLDER CONNECTION 5.00 MM N OF POLES: 6 90° SOLDER PIN LENGTH (L): 3.2 MM TINNED BOX | 0
24428 | 1840400000 | PCB PLUG-IN CONNECTOR MALE HEADER SOLDER FLANGE THT/THR SOLDER CONNECTION 5.00 MM N OF POLES: 7 90° SOLDER PIN LENGTH (L): 3.2 MM TINNED BOX | 0
24429 | 1840410000 | PCB PLUG-IN CONNECTOR MALE HEADER SOLDER FLANGE THT/THR SOLDER CONNECTION 5.00 MM N OF POLES: 8 90° SOLDER PIN LENGTH (L): 3.2 MM TINNED BOX | 0
24430 | 1840420000 | PCB PLUG-IN CONNECTOR MALE HEADER SOLDER FLANGE THT/THR SOLDER CONNECTION 5.00 MM N OF POLES: 9 90° SOLDER PIN LENGTH (L): 3.2 MM TINNED BOX | 0
24431 | 1840430000 | PCB PLUG-IN CONNECTOR MALE HEADER SOLDER FLANGE THT/THR SOLDER CONNECTION 5.00 MM N OF POLES: 10 90° SOLDER PIN LENGTH (L): 3.2 MM TINNED BOX | 0
24432 | 1840440000 | PCB PLUG-IN CONNECTOR MALE HEADER SOLDER FLANGE THT/THR SOLDER CONNECTION 5.00 MM N OF POLES: 11 90° SOLDER PIN LENGTH (L): 3.2 MM TINNED BOX | 0
24433 | 1840450000 | PCB PLUG-IN CONNECTOR MALE HEADER SOLDER FLANGE THT/THR SOLDER CONNECTION 5.00 MM N OF POLES: 12 90° SOLDER PIN LENGTH (L): 3.2 MM TINNED BOX | 0
24434 | 1840460000 | PCB PLUG-IN CONNECTOR MALE HEADER SOLDER FLANGE THT/THR SOLDER CONNECTION 5.00 MM N OF POLES: 13 90° SOLDER PIN LENGTH (L): 3.2 MM TINNED BOX | 0
24435 | 1840470000 | PCB PLUG-IN CONNECTOR MALE HEADER SOLDER FLANGE THT/THR SOLDER CONNECTION 5.00 MM N OF POLES: 14 90° SOLDER PIN LENGTH (L): 3.2 MM TINNED BOX | 0
24436 | 1840480000 | PCB PLUG-IN CONNECTOR MALE HEADER SOLDER FLANGE THT/THR SOLDER CONNECTION 5.00 MM N OF POLES: 15 90° SOLDER PIN LENGTH (L): 3.2 MM TINNED BOX | 0
24437 | 1840490000 | PCB PLUG-IN CONNECTOR MALE HEADER SOLDER FLANGE THT/THR SOLDER CONNECTION 5.00 MM N OF POLES: 16 90° SOLDER PIN LENGTH (L): 3.2 MM TINNED BOX | 0
24438 | 1840500000 | PCB PLUG-IN CONNECTOR MALE HEADER SOLDER FLANGE THT/THR SOLDER CONNECTION 5.00 MM N OF POLES: 17 90° SOLDER PIN LENGTH (L): 3.2 MM TINNED BOX | 0
24439 | 1840510000 | PCB PLUG-IN CONNECTOR MALE HEADER SOLDER FLANGE THT/THR SOLDER CONNECTION 5.00 MM N OF POLES: 18 90° SOLDER PIN LENGTH (L): 3.2 MM TINNED BOX | 0
24440 | 1840520000 | PCB PLUG-IN CONNECTOR MALE HEADER SOLDER FLANGE THT/THR SOLDER CONNECTION 5.00 MM N OF POLES: 19 90° SOLDER PIN LENGTH (L): 3.2 MM TINNED BOX | 0
24441 | 1840530000 | PCB PLUG-IN CONNECTOR MALE HEADER SOLDER FLANGE THT/THR SOLDER CONNECTION 5.00 MM N OF POLES: 20 90° SOLDER PIN LENGTH (L): 3.2 MM TINNED BOX | 0
24442 | 1840540000 | PCB PLUG-IN CONNECTOR MALE HEADER SOLDER FLANGE THT/THR SOLDER CONNECTION 5.00 MM N OF POLES: 21 90° SOLDER PIN LENGTH (L): 3.2 MM TINNED BOX | 0
24443 | 1840550000 | PCB PLUG-IN CONNECTOR MALE HEADER SOLDER FLANGE THT/THR SOLDER CONNECTION 5.00 MM N OF POLES: 22 90° SOLDER PIN LENGTH (L): 3.2 MM TINNED BOX | 0
24444 | 1840560000 | PCB PLUG-IN CONNECTOR MALE HEADER SOLDER FLANGE THT/THR SOLDER CONNECTION 5.00 MM N OF POLES: 23 90° SOLDER PIN LENGTH (L): 3.2 MM TINNED BOX | 0
24445 | 1840570000 | PCB PLUG-IN CONNECTOR MALE HEADER SOLDER FLANGE THT/THR SOLDER CONNECTION 5.00 MM N OF POLES: 24 90° SOLDER PIN LENGTH (L): 3.2 MM TINNED BOX | 0
24446 | 1840920000 | PCB PLUG-IN CONNECTOR MALE HEADER OPEN SIDE THT/THR SOLDER CONNECTION 5.00 MM N OF POLES: 2 180° SOLDER PIN LENGTH (L): 3.2 MM TINNED BOX | 0
24447 | 1840930000 | PCB PLUG-IN CONNECTOR MALE HEADER OPEN SIDE THT/THR SOLDER CONNECTION 5.00 MM N OF POLES: 3 180° SOLDER PIN LENGTH (L): 3.2 MM TINNED BOX | 0
24448 | 1840940000 | PCB PLUG-IN CONNECTOR MALE HEADER OPEN SIDE THT/THR SOLDER CONNECTION 5.00 MM N OF POLES: 4 180° SOLDER PIN LENGTH (L): 3.2 MM TINNED BOX | 0
24449 | 1840950000 | PCB PLUG-IN CONNECTOR MALE HEADER OPEN SIDE THT/THR SOLDER CONNECTION 5.00 MM N OF POLES: 5 180° SOLDER PIN LENGTH (L): 3.2 MM TINNED BOX | 0
24450 | 1840960000 | PCB PLUG-IN CONNECTOR MALE HEADER OPEN SIDE THT/THR SOLDER CONNECTION 5.00 MM N OF POLES: 6 180° SOLDER PIN LENGTH (L): 3.2 MM TINNED BOX | 0
24451 | 1840970000 | PCB PLUG-IN CONNECTOR MALE HEADER OPEN SIDE THT/THR SOLDER CONNECTION 5.00 MM N OF POLES: 7 180° SOLDER PIN LENGTH (L): 3.2 MM TINNED BOX | 0
24452 | 1840980000 | PCB PLUG-IN CONNECTOR MALE HEADER OPEN SIDE THT/THR SOLDER CONNECTION 5.00 MM N OF POLES: 8 180° SOLDER PIN LENGTH (L): 3.2 MM TINNED BOX | 0
24453 | 1840990000 | PCB PLUG-IN CONNECTOR MALE HEADER OPEN SIDE THT/THR SOLDER CONNECTION 5.00 MM N OF POLES: 9 180° SOLDER PIN LENGTH (L): 3.2 MM TINNED BOX | 0
24454 | 1841000000 | PCB PLUG-IN CONNECTOR MALE HEADER OPEN SIDE THT/THR SOLDER CONNECTION 5.00 MM N OF POLES: 10 180° SOLDER PIN LENGTH (L): 3.2 MM TINNED BOX | 0
24455 | 1841020000 | PCB PLUG-IN CONNECTOR MALE HEADER OPEN SIDE THT/THR SOLDER CONNECTION 5.00 MM N OF POLES: 11 180° SOLDER PIN LENGTH (L): 3.2 MM TINNED BOX | 0
24456 | 1841030000 | PCB PLUG-IN CONNECTOR MALE HEADER OPEN SIDE THT/THR SOLDER CONNECTION 5.00 MM N OF POLES: 12 180° SOLDER PIN LENGTH (L): 3.2 MM TINNED BOX | 0
24457 | 1841040000 | PCB PLUG-IN CONNECTOR MALE HEADER OPEN SIDE THT/THR SOLDER CONNECTION 5.00 MM N OF POLES: 13 180° SOLDER PIN LENGTH (L): 3.2 MM TINNED BOX | 0
24458 | 1841050000 | PCB PLUG-IN CONNECTOR MALE HEADER OPEN SIDE THT/THR SOLDER CONNECTION 5.00 MM N OF POLES: 14 180° SOLDER PIN LENGTH (L): 3.2 MM TINNED BOX | 0
24459 | 1841060000 | PCB PLUG-IN CONNECTOR MALE HEADER OPEN SIDE THT/THR SOLDER CONNECTION 5.00 MM N OF POLES: 15 180° SOLDER PIN LENGTH (L): 3.2 MM TINNED BOX | 0
24460 | 1841070000 | PCB PLUG-IN CONNECTOR MALE HEADER OPEN SIDE THT/THR SOLDER CONNECTION 5.00 MM N OF POLES: 16 180° SOLDER PIN LENGTH (L): 3.2 MM TINNED BOX | 0
24461 | 1841080000 | PCB PLUG-IN CONNECTOR MALE HEADER OPEN SIDE THT/THR SOLDER CONNECTION 5.00 MM N OF POLES: 17 180° SOLDER PIN LENGTH (L): 3.2 MM TINNED BOX | 0
24462 | 1841090000 | PCB PLUG-IN CONNECTOR MALE HEADER OPEN SIDE THT/THR SOLDER CONNECTION 5.00 MM N OF POLES: 18 180° SOLDER PIN LENGTH (L): 3.2 MM TINNED BOX | 0
24463 | 1841100000 | PCB PLUG-IN CONNECTOR MALE HEADER OPEN SIDE THT/THR SOLDER CONNECTION 5.00 MM N OF POLES: 19 180° SOLDER PIN LENGTH (L): 3.2 MM TINNED BOX | 0
24464 | 1841110000 | PCB PLUG-IN CONNECTOR MALE HEADER OPEN SIDE THT/THR SOLDER CONNECTION 5.00 MM N OF POLES: 20 180° SOLDER PIN LENGTH (L): 3.2 MM TINNED BOX | 0
24465 | 1841120000 | PCB PLUG-IN CONNECTOR MALE HEADER OPEN SIDE THT/THR SOLDER CONNECTION 5.00 MM N OF POLES: 21 180° SOLDER PIN LENGTH (L): 3.2 MM TINNED BOX | 0
24466 | 1841130000 | PCB PLUG-IN CONNECTOR MALE HEADER OPEN SIDE THT/THR SOLDER CONNECTION 5.00 MM N OF POLES: 22 180° SOLDER PIN LENGTH (L): 3.2 MM TINNED BOX | 0
24467 | 1841140000 | PCB PLUG-IN CONNECTOR MALE HEADER OPEN SIDE THT/THR SOLDER CONNECTION 5.00 MM N OF POLES: 23 180° SOLDER PIN LENGTH (L): 3.2 MM TINNED BOX | 0
24468 | 1841150000 | PCB PLUG-IN CONNECTOR MALE HEADER OPEN SIDE THT/THR SOLDER CONNECTION 5.00 MM N OF POLES: 24 180° SOLDER PIN LENGTH (L): 3.2 MM TINNED BOX | 0
24469 | 1841160000 | PCB PLUG-IN CONNECTOR MALE HEADER CLOSED SIDE THT/THR SOLDER CONNECTION 5.00 MM N OF POLES: 2 180° SOLDER PIN LENGTH (L): 3.2 MM TINNED BOX | 0
24470 | 1841170000 | PCB PLUG-IN CONNECTOR MALE HEADER CLOSED SIDE THT/THR SOLDER CONNECTION 5.00 MM N OF POLES: 3 180° SOLDER PIN LENGTH (L): 3.2 MM TINNED BOX | 0
24471 | 1841180000 | PCB PLUG-IN CONNECTOR MALE HEADER CLOSED SIDE THT/THR SOLDER CONNECTION 5.00 MM N OF POLES: 4 180° SOLDER PIN LENGTH (L): 3.2 MM TINNED BOX | 0
24472 | 1841190000 | PCB PLUG-IN CONNECTOR MALE HEADER CLOSED SIDE THT/THR SOLDER CONNECTION 5.00 MM N OF POLES: 5 180° SOLDER PIN LENGTH (L): 3.2 MM TINNED BOX | 0
24473 | 1841200000 | PCB PLUG-IN CONNECTOR MALE HEADER CLOSED SIDE THT/THR SOLDER CONNECTION 5.00 MM N OF POLES: 6 180° SOLDER PIN LENGTH (L): 3.2 MM TINNED BOX | 0
24474 | 1841210000 | PCB PLUG-IN CONNECTOR MALE HEADER CLOSED SIDE THT/THR SOLDER CONNECTION 5.00 MM N OF POLES: 7 180° SOLDER PIN LENGTH (L): 3.2 MM TINNED BOX | 0
24475 | 1841220000 | PCB PLUG-IN CONNECTOR MALE HEADER CLOSED SIDE THT/THR SOLDER CONNECTION 5.00 MM N OF POLES: 8 180° SOLDER PIN LENGTH (L): 3.2 MM TINNED BOX | 0
24476 | 1841230000 | PCB PLUG-IN CONNECTOR MALE HEADER CLOSED SIDE THT/THR SOLDER CONNECTION 5.00 MM N OF POLES: 9 180° SOLDER PIN LENGTH (L): 3.2 MM TINNED BOX | 0
24477 | 1841240000 | PCB PLUG-IN CONNECTOR MALE HEADER CLOSED SIDE THT/THR SOLDER CONNECTION 5.00 MM N OF POLES: 10 180° SOLDER PIN LENGTH (L): 3.2 MM TINNED BOX | 0
24478 | 1841250000 | PCB PLUG-IN CONNECTOR MALE HEADER CLOSED SIDE THT/THR SOLDER CONNECTION 5.00 MM N OF POLES: 11 180° SOLDER PIN LENGTH (L): 3.2 MM TINNED BOX | 0
24479 | 1841260000 | PCB PLUG-IN CONNECTOR MALE HEADER CLOSED SIDE THT/THR SOLDER CONNECTION 5.00 MM N OF POLES: 12 180° SOLDER PIN LENGTH (L): 3.2 MM TINNED BOX | 0
24480 | 1841270000 | PCB PLUG-IN CONNECTOR MALE HEADER CLOSED SIDE THT/THR SOLDER CONNECTION 5.00 MM N OF POLES: 13 180° SOLDER PIN LENGTH (L): 3.2 MM TINNED BOX | 0
24481 | 1841280000 | PCB PLUG-IN CONNECTOR MALE HEADER CLOSED SIDE THT/THR SOLDER CONNECTION 5.00 MM N OF POLES: 14 180° SOLDER PIN LENGTH (L): 3.2 MM TINNED BOX | 0
24482 | 1841290000 | PCB PLUG-IN CONNECTOR MALE HEADER CLOSED SIDE THT/THR SOLDER CONNECTION 5.00 MM N OF POLES: 15 180° SOLDER PIN LENGTH (L): 3.2 MM TINNED BOX | 0
24483 | 1841300000 | PCB PLUG-IN CONNECTOR MALE HEADER CLOSED SIDE THT/THR SOLDER CONNECTION 5.00 MM N OF POLES: 16 180° SOLDER PIN LENGTH (L): 3.2 MM TINNED BOX | 0
24484 | 1841310000 | PCB PLUG-IN CONNECTOR MALE HEADER CLOSED SIDE THT/THR SOLDER CONNECTION 5.00 MM N OF POLES: 17 180° SOLDER PIN LENGTH (L): 3.2 MM TINNED BOX | 0
24485 | 1841320000 | PCB PLUG-IN CONNECTOR MALE HEADER CLOSED SIDE THT/THR SOLDER CONNECTION 5.00 MM N OF POLES: 18 180° SOLDER PIN LENGTH (L): 3.2 MM TINNED BOX | 0
24486 | 1841330000 | PCB PLUG-IN CONNECTOR MALE HEADER CLOSED SIDE THT/THR SOLDER CONNECTION 5.00 MM N OF POLES: 19 180° SOLDER PIN LENGTH (L): 3.2 MM TINNED BOX | 0
24487 | 1841340000 | PCB PLUG-IN CONNECTOR MALE HEADER CLOSED SIDE THT/THR SOLDER CONNECTION 5.00 MM N OF POLES: 20 180° SOLDER PIN LENGTH (L): 3.2 MM TINNED BOX | 0
24488 | 1841350000 | PCB PLUG-IN CONNECTOR MALE HEADER CLOSED SIDE THT/THR SOLDER CONNECTION 5.00 MM N OF POLES: 21 180° SOLDER PIN LENGTH (L): 3.2 MM TINNED BOX | 0
24489 | 1841360000 | PCB PLUG-IN CONNECTOR MALE HEADER CLOSED SIDE THT/THR SOLDER CONNECTION 5.00 MM N OF POLES: 22 180° SOLDER PIN LENGTH (L): 3.2 MM TINNED BOX | 0
24490 | 1841370000 | PCB PLUG-IN CONNECTOR MALE HEADER CLOSED SIDE THT/THR SOLDER CONNECTION 5.00 MM N OF POLES: 23 180° SOLDER PIN LENGTH (L): 3.2 MM TINNED BOX | 0
24491 | 1841380000 | PCB PLUG-IN CONNECTOR MALE HEADER CLOSED SIDE THT/THR SOLDER CONNECTION 5.00 MM N OF POLES: 24 180° SOLDER PIN LENGTH (L): 3.2 MM TINNED BOX | 0
24492 | 1841390000 | PCB PLUG-IN CONNECTOR MALE HEADER SOLDER FLANGE THT/THR SOLDER CONNECTION 5.00 MM N OF POLES: 2 180° SOLDER PIN LENGTH (L): 3.2 MM TINNED BOX | 0
24493 | 1841400000 | PCB PLUG-IN CONNECTOR MALE HEADER SOLDER FLANGE THT/THR SOLDER CONNECTION 5.00 MM N OF POLES: 3 180° SOLDER PIN LENGTH (L): 3.2 MM TINNED BOX | 0
24494 | 1841410000 | PCB PLUG-IN CONNECTOR MALE HEADER SOLDER FLANGE THT/THR SOLDER CONNECTION 5.00 MM N OF POLES: 4 180° SOLDER PIN LENGTH (L): 3.2 MM TINNED BOX | 0
24495 | 1841420000 | PCB PLUG-IN CONNECTOR MALE HEADER SOLDER FLANGE THT/THR SOLDER CONNECTION 5.00 MM N OF POLES: 5 180° SOLDER PIN LENGTH (L): 3.2 MM TINNED BOX | 0
24496 | 1841430000 | PCB PLUG-IN CONNECTOR MALE HEADER SOLDER FLANGE THT/THR SOLDER CONNECTION 5.00 MM N OF POLES: 6 180° SOLDER PIN LENGTH (L): 3.2 MM TINNED BOX | 0
24497 | 1841440000 | PCB PLUG-IN CONNECTOR MALE HEADER SOLDER FLANGE THT/THR SOLDER CONNECTION 5.00 MM N OF POLES: 7 180° SOLDER PIN LENGTH (L): 3.2 MM TINNED BOX | 0
24498 | 1841450000 | PCB PLUG-IN CONNECTOR MALE HEADER SOLDER FLANGE THT/THR SOLDER CONNECTION 5.00 MM N OF POLES: 8 180° SOLDER PIN LENGTH (L): 3.2 MM TINNED BOX | 0
24499 | 1841460000 | PCB PLUG-IN CONNECTOR MALE HEADER SOLDER FLANGE THT/THR SOLDER CONNECTION 5.00 MM N OF POLES: 9 180° SOLDER PIN LENGTH (L): 3.2 MM TINNED BOX | 0
24500 | 1841470000 | PCB PLUG-IN CONNECTOR MALE HEADER SOLDER FLANGE THT/THR SOLDER CONNECTION 5.00 MM N OF POLES: 10 180° SOLDER PIN LENGTH (L): 3.2 MM TINNED BOX | 0
24501 | 1841480000 | PCB PLUG-IN CONNECTOR MALE HEADER SOLDER FLANGE THT/THR SOLDER CONNECTION 5.00 MM N OF POLES: 11 180° SOLDER PIN LENGTH (L): 3.2 MM TINNED BOX | 0
24502 | 1841490000 | PCB PLUG-IN CONNECTOR MALE HEADER SOLDER FLANGE THT/THR SOLDER CONNECTION 5.00 MM N OF POLES: 12 180° SOLDER PIN LENGTH (L): 3.2 MM TINNED BOX | 0
24503 | 1841500000 | PCB PLUG-IN CONNECTOR MALE HEADER SOLDER FLANGE THT/THR SOLDER CONNECTION 5.00 MM N OF POLES: 13 180° SOLDER PIN LENGTH (L): 3.2 MM TINNED BOX | 0
24504 | 1841510000 | PCB PLUG-IN CONNECTOR MALE HEADER SOLDER FLANGE THT/THR SOLDER CONNECTION 5.00 MM N OF POLES: 14 180° SOLDER PIN LENGTH (L): 3.2 MM TINNED BOX | 0
24505 | 1841520000 | PCB PLUG-IN CONNECTOR MALE HEADER SOLDER FLANGE THT/THR SOLDER CONNECTION 5.00 MM N OF POLES: 15 180° SOLDER PIN LENGTH (L): 3.2 MM TINNED BOX | 0
24506 | 1841530000 | PCB PLUG-IN CONNECTOR MALE HEADER SOLDER FLANGE THT/THR SOLDER CONNECTION 5.00 MM N OF POLES: 16 180° SOLDER PIN LENGTH (L): 3.2 MM TINNED BOX | 0
24507 | 1841540000 | PCB PLUG-IN CONNECTOR MALE HEADER SOLDER FLANGE THT/THR SOLDER CONNECTION 5.00 MM N OF POLES: 17 180° SOLDER PIN LENGTH (L): 3.2 MM TINNED BOX | 0
24508 | 1841550000 | PCB PLUG-IN CONNECTOR MALE HEADER SOLDER FLANGE THT/THR SOLDER CONNECTION 5.00 MM N OF POLES: 18 180° SOLDER PIN LENGTH (L): 3.2 MM TINNED BOX | 0
24509 | 1841560000 | PCB PLUG-IN CONNECTOR MALE HEADER SOLDER FLANGE THT/THR SOLDER CONNECTION 5.00 MM N OF POLES: 19 180° SOLDER PIN LENGTH (L): 3.2 MM TINNED BOX | 0
24510 | 1841570000 | PCB PLUG-IN CONNECTOR MALE HEADER SOLDER FLANGE THT/THR SOLDER CONNECTION 5.00 MM N OF POLES: 20 180° SOLDER PIN LENGTH (L): 3.2 MM TINNED BOX | 0
24511 | 1841580000 | PCB PLUG-IN CONNECTOR MALE HEADER SOLDER FLANGE THT/THR SOLDER CONNECTION 5.00 MM N OF POLES: 21 180° SOLDER PIN LENGTH (L): 3.2 MM TINNED BOX | 0
24512 | 1841590000 | PCB PLUG-IN CONNECTOR MALE HEADER SOLDER FLANGE THT/THR SOLDER CONNECTION 5.00 MM N OF POLES: 22 180° SOLDER PIN LENGTH (L): 3.2 MM TINNED BOX | 0
24513 | 1841600000 | PCB PLUG-IN CONNECTOR MALE HEADER SOLDER FLANGE THT/THR SOLDER CONNECTION 5.00 MM N OF POLES: 23 180° SOLDER PIN LENGTH (L): 3.2 MM TINNED BOX | 0
24514 | 1841610000 | PCB PLUG-IN CONNECTOR MALE HEADER SOLDER FLANGE THT/THR SOLDER CONNECTION 5.00 MM N OF POLES: 24 180° SOLDER PIN LENGTH (L): 3.2 MM TINNED BOX | 0
24515 | 1841630000 | PCB PLUG-IN CONNECTOR MALE HEADER CLOSED SIDE THT/THR SOLDER CONNECTION 3.50 MM N OF POLES: 2 90° SOLDER PIN LENGTH (L): 3.2 MM TINNED BOX | 0
24516 | 1841640000 | PCB PLUG-IN CONNECTOR MALE HEADER CLOSED SIDE THT/THR SOLDER CONNECTION 3.50 MM N OF POLES: 3 90° SOLDER PIN LENGTH (L): 3.2 MM TINNED BOX | 0
24517 | 1841650000 | PCB PLUG-IN CONNECTOR MALE HEADER CLOSED SIDE THT/THR SOLDER CONNECTION 3.50 MM N OF POLES: 4 90° SOLDER PIN LENGTH (L): 3.2 MM TINNED BOX | 0
24518 | 1841660000 | PCB PLUG-IN CONNECTOR MALE HEADER CLOSED SIDE THT/THR SOLDER CONNECTION 3.50 MM N OF POLES: 5 90° SOLDER PIN LENGTH (L): 3.2 MM TINNED BOX | 0
24519 | 1841670000 | PCB PLUG-IN CONNECTOR MALE HEADER CLOSED SIDE THT/THR SOLDER CONNECTION 3.50 MM N OF POLES: 6 90° SOLDER PIN LENGTH (L): 3.2 MM TINNED BOX | 0
24520 | 1841680000 | PCB PLUG-IN CONNECTOR MALE HEADER CLOSED SIDE THT/THR SOLDER CONNECTION 3.50 MM N OF POLES: 7 90° SOLDER PIN LENGTH (L): 3.2 MM TINNED BOX | 0
24521 | 1841690000 | PCB PLUG-IN CONNECTOR MALE HEADER CLOSED SIDE THT/THR SOLDER CONNECTION 3.50 MM N OF POLES: 8 90° SOLDER PIN LENGTH (L): 3.2 MM TINNED BOX | 0
24522 | 1841700000 | PCB PLUG-IN CONNECTOR MALE HEADER CLOSED SIDE THT/THR SOLDER CONNECTION 3.50 MM N OF POLES: 9 90° SOLDER PIN LENGTH (L): 3.2 MM TINNED BOX | 0
24523 | 1841710000 | PCB PLUG-IN CONNECTOR MALE HEADER CLOSED SIDE THT/THR SOLDER CONNECTION 3.50 MM N OF POLES: 10 90° SOLDER PIN LENGTH (L): 3.2 MM TINNED BOX | 0
24524 | 1841720000 | PCB PLUG-IN CONNECTOR MALE HEADER CLOSED SIDE THT/THR SOLDER CONNECTION 3.50 MM N OF POLES: 11 90° SOLDER PIN LENGTH (L): 3.2 MM TINNED BOX | 0
24525 | 1841730000 | PCB PLUG-IN CONNECTOR MALE HEADER CLOSED SIDE THT/THR SOLDER CONNECTION 3.50 MM N OF POLES: 12 90° SOLDER PIN LENGTH (L): 3.2 MM TINNED BOX | 0
24526 | 1841740000 | PCB PLUG-IN CONNECTOR MALE HEADER CLOSED SIDE THT/THR SOLDER CONNECTION 3.50 MM N OF POLES: 13 90° SOLDER PIN LENGTH (L): 3.2 MM TINNED BOX | 0
24527 | 1841750000 | PCB PLUG-IN CONNECTOR MALE HEADER CLOSED SIDE THT/THR SOLDER CONNECTION 3.50 MM N OF POLES: 14 90° SOLDER PIN LENGTH (L): 3.2 MM TINNED BOX | 0
24528 | 1841760000 | PCB PLUG-IN CONNECTOR MALE HEADER CLOSED SIDE THT/THR SOLDER CONNECTION 3.50 MM N OF POLES: 15 90° SOLDER PIN LENGTH (L): 3.2 MM TINNED BOX | 0
24529 | 1841770000 | PCB PLUG-IN CONNECTOR MALE HEADER CLOSED SIDE THT/THR SOLDER CONNECTION 3.50 MM N OF POLES: 16 90° SOLDER PIN LENGTH (L): 3.2 MM TINNED BOX | 0
24530 | 1841780000 | PCB PLUG-IN CONNECTOR MALE HEADER CLOSED SIDE THT/THR SOLDER CONNECTION 3.50 MM N OF POLES: 17 90° SOLDER PIN LENGTH (L): 3.2 MM TINNED BOX | 0
24531 | 1841790000 | PCB PLUG-IN CONNECTOR MALE HEADER CLOSED SIDE THT/THR SOLDER CONNECTION 3.50 MM N OF POLES: 18 90° SOLDER PIN LENGTH (L): 3.2 MM TINNED BOX | 0
24532 | 1841800000 | PCB PLUG-IN CONNECTOR MALE HEADER CLOSED SIDE THT/THR SOLDER CONNECTION 3.50 MM N OF POLES: 19 90° SOLDER PIN LENGTH (L): 3.2 MM TINNED BOX | 0
24533 | 1841810000 | PCB PLUG-IN CONNECTOR MALE HEADER CLOSED SIDE THT/THR SOLDER CONNECTION 3.50 MM N OF POLES: 20 90° SOLDER PIN LENGTH (L): 3.2 MM TINNED BOX | 0
24534 | 1841820000 | PCB PLUG-IN CONNECTOR MALE HEADER CLOSED SIDE THT/THR SOLDER CONNECTION 3.50 MM N OF POLES: 21 90° SOLDER PIN LENGTH (L): 3.2 MM TINNED BOX | 0
24535 | 1841830000 | PCB PLUG-IN CONNECTOR MALE HEADER CLOSED SIDE THT/THR SOLDER CONNECTION 3.50 MM N OF POLES: 22 90° SOLDER PIN LENGTH (L): 3.2 MM TINNED BOX | 0
24536 | 1841840000 | PCB PLUG-IN CONNECTOR MALE HEADER CLOSED SIDE THT/THR SOLDER CONNECTION 3.50 MM N OF POLES: 23 90° SOLDER PIN LENGTH (L): 3.2 MM TINNED BOX | 0
24537 | 1841850000 | PCB PLUG-IN CONNECTOR MALE HEADER CLOSED SIDE THT/THR SOLDER CONNECTION 3.50 MM N OF POLES: 24 90° SOLDER PIN LENGTH (L): 3.2 MM TINNED BOX | 0
24538 | 1841860000 | PCB PLUG-IN CONNECTOR MALE HEADER SOLDER FLANGE THT/THR SOLDER CONNECTION 3.50 MM N OF POLES: 2 90° SOLDER PIN LENGTH (L): 3.2 MM TINNED BOX | 0
24539 | 1841870000 | PCB PLUG-IN CONNECTOR MALE HEADER SOLDER FLANGE THT/THR SOLDER CONNECTION 3.50 MM N OF POLES: 3 90° SOLDER PIN LENGTH (L): 3.2 MM TINNED BOX | 0
24540 | 1841880000 | PCB PLUG-IN CONNECTOR MALE HEADER SOLDER FLANGE THT/THR SOLDER CONNECTION 3.50 MM N OF POLES: 4 90° SOLDER PIN LENGTH (L): 3.2 MM TINNED BOX | 0
24541 | 1841890000 | PCB PLUG-IN CONNECTOR MALE HEADER SOLDER FLANGE THT/THR SOLDER CONNECTION 3.50 MM N OF POLES: 5 90° SOLDER PIN LENGTH (L): 3.2 MM TINNED BOX | 0
24542 | 1841900000 | PCB PLUG-IN CONNECTOR MALE HEADER SOLDER FLANGE THT/THR SOLDER CONNECTION 3.50 MM N OF POLES: 6 90° SOLDER PIN LENGTH (L): 3.2 MM TINNED BOX | 0
24543 | 1841910000 | PCB PLUG-IN CONNECTOR MALE HEADER SOLDER FLANGE THT/THR SOLDER CONNECTION 3.50 MM N OF POLES: 7 90° SOLDER PIN LENGTH (L): 3.2 MM TINNED BOX | 0
24544 | 1841920000 | PCB PLUG-IN CONNECTOR MALE HEADER SOLDER FLANGE THT/THR SOLDER CONNECTION 3.50 MM N OF POLES: 8 90° SOLDER PIN LENGTH (L): 3.2 MM TINNED BOX | 0
24545 | 1841930000 | PCB PLUG-IN CONNECTOR MALE HEADER SOLDER FLANGE THT/THR SOLDER CONNECTION 3.50 MM N OF POLES: 9 90° SOLDER PIN LENGTH (L): 3.2 MM TINNED BOX | 0
24546 | 1841940000 | PCB PLUG-IN CONNECTOR MALE HEADER SOLDER FLANGE THT/THR SOLDER CONNECTION 3.50 MM N OF POLES: 10 90° SOLDER PIN LENGTH (L): 3.2 MM TINNED BOX | 0
24547 | 1841950000 | PCB PLUG-IN CONNECTOR MALE HEADER SOLDER FLANGE THT/THR SOLDER CONNECTION 3.50 MM N OF POLES: 11 90° SOLDER PIN LENGTH (L): 3.2 MM TINNED BOX | 0
24548 | 1841960000 | PCB PLUG-IN CONNECTOR MALE HEADER SOLDER FLANGE THT/THR SOLDER CONNECTION 3.50 MM N OF POLES: 13 90° SOLDER PIN LENGTH (L): 3.2 MM TINNED BOX | 0
24549 | 1841970000 | PCB PLUG-IN CONNECTOR MALE HEADER SOLDER FLANGE THT/THR SOLDER CONNECTION 3.50 MM N OF POLES: 14 90° SOLDER PIN LENGTH (L): 3.2 MM TINNED BOX | 0
24550 | 1841980000 | PCB PLUG-IN CONNECTOR MALE HEADER SOLDER FLANGE THT/THR SOLDER CONNECTION 3.50 MM N OF POLES: 15 90° SOLDER PIN LENGTH (L): 3.2 MM TINNED BOX | 0
24551 | 1841990000 | PCB PLUG-IN CONNECTOR MALE HEADER SOLDER FLANGE THT/THR SOLDER CONNECTION 3.50 MM N OF POLES: 16 90° SOLDER PIN LENGTH (L): 3.2 MM TINNED BOX | 0
24552 | 1842000000 | PCB PLUG-IN CONNECTOR MALE HEADER SOLDER FLANGE THT/THR SOLDER CONNECTION 3.50 MM N OF POLES: 17 90° SOLDER PIN LENGTH (L): 3.2 MM TINNED BOX | 0
24553 | 1842010000 | PCB PLUG-IN CONNECTOR MALE HEADER SOLDER FLANGE THT/THR SOLDER CONNECTION 3.50 MM N OF POLES: 18 90° SOLDER PIN LENGTH (L): 3.2 MM TINNED BOX | 0
24554 | 1842020000 | PCB PLUG-IN CONNECTOR MALE HEADER SOLDER FLANGE THT/THR SOLDER CONNECTION 3.50 MM N OF POLES: 19 90° SOLDER PIN LENGTH (L): 3.2 MM TINNED BOX | 0
24555 | 1842030000 | PCB PLUG-IN CONNECTOR MALE HEADER SOLDER FLANGE THT/THR SOLDER CONNECTION 3.50 MM N OF POLES: 20 90° SOLDER PIN LENGTH (L): 3.2 MM TINNED BOX | 0
24556 | 1842040000 | PCB PLUG-IN CONNECTOR MALE HEADER SOLDER FLANGE THT/THR SOLDER CONNECTION 3.50 MM N OF POLES: 21 90° SOLDER PIN LENGTH (L): 3.2 MM TINNED BOX | 0
24557 | 1842050000 | PCB PLUG-IN CONNECTOR MALE HEADER SOLDER FLANGE THT/THR SOLDER CONNECTION 3.50 MM N OF POLES: 22 90° SOLDER PIN LENGTH (L): 3.2 MM TINNED BOX | 0
24558 | 1842060000 | PCB PLUG-IN CONNECTOR MALE HEADER SOLDER FLANGE THT/THR SOLDER CONNECTION 3.50 MM N OF POLES: 23 90° SOLDER PIN LENGTH (L): 3.2 MM TINNED BOX | 0
24559 | 1842070000 | PCB PLUG-IN CONNECTOR MALE HEADER SOLDER FLANGE THT/THR SOLDER CONNECTION 3.50 MM N OF POLES: 24 90° SOLDER PIN LENGTH (L): 3.2 MM TINNED BOX | 0
24560 | 1842080000 | PCB PLUG-IN CONNECTOR MALE HEADER FLANGE THT/THR SOLDER CONNECTION 3.50 MM N OF POLES: 2 90° SOLDER PIN LENGTH (L): 3.2 MM TINNED BOX | 0
24561 | 1842090000 | PCB PLUG-IN CONNECTOR MALE HEADER FLANGE THT/THR SOLDER CONNECTION 3.50 MM N OF POLES: 3 90° SOLDER PIN LENGTH (L): 3.2 MM TINNED BOX | 0
24562 | 1842100000 | PCB PLUG-IN CONNECTOR MALE HEADER FLANGE THT/THR SOLDER CONNECTION 3.50 MM N OF POLES: 4 90° SOLDER PIN LENGTH (L): 3.2 MM TINNED BOX | 0
24563 | 1842110000 | PCB PLUG-IN CONNECTOR MALE HEADER FLANGE THT/THR SOLDER CONNECTION 3.50 MM N OF POLES: 5 90° SOLDER PIN LENGTH (L): 3.2 MM TINNED BOX | 0
24564 | 1842120000 | PCB PLUG-IN CONNECTOR MALE HEADER FLANGE THT/THR SOLDER CONNECTION 3.50 MM N OF POLES: 6 90° SOLDER PIN LENGTH (L): 3.2 MM TINNED BOX | 0
24565 | 1842130000 | PCB PLUG-IN CONNECTOR MALE HEADER FLANGE THT/THR SOLDER CONNECTION 3.50 MM N OF POLES: 7 90° SOLDER PIN LENGTH (L): 3.2 MM TINNED BOX | 0
24566 | 1842140000 | PCB PLUG-IN CONNECTOR MALE HEADER FLANGE THT/THR SOLDER CONNECTION 3.50 MM N OF POLES: 8 90° SOLDER PIN LENGTH (L): 3.2 MM TINNED BOX | 0
24567 | 1842150000 | PCB PLUG-IN CONNECTOR MALE HEADER FLANGE THT/THR SOLDER CONNECTION 3.50 MM N OF POLES: 9 90° SOLDER PIN LENGTH (L): 3.2 MM TINNED BOX | 0
24568 | 1842160000 | PCB PLUG-IN CONNECTOR MALE HEADER FLANGE THT/THR SOLDER CONNECTION 3.50 MM N OF POLES: 10 90° SOLDER PIN LENGTH (L): 3.2 MM TINNED BOX | 0
24569 | 1842170000 | PCB PLUG-IN CONNECTOR MALE HEADER FLANGE THT/THR SOLDER CONNECTION 3.50 MM N OF POLES: 11 90° SOLDER PIN LENGTH (L): 3.2 MM TINNED BOX | 0
24570 | 1842180000 | PCB PLUG-IN CONNECTOR MALE HEADER FLANGE THT/THR SOLDER CONNECTION 3.50 MM N OF POLES: 12 90° SOLDER PIN LENGTH (L): 3.2 MM TINNED BOX | 0
24571 | 1842190000 | PCB PLUG-IN CONNECTOR MALE HEADER FLANGE THT/THR SOLDER CONNECTION 3.50 MM N OF POLES: 13 90° SOLDER PIN LENGTH (L): 3.2 MM TINNED BOX | 0
24572 | 1842200000 | PCB PLUG-IN CONNECTOR MALE HEADER FLANGE THT/THR SOLDER CONNECTION 3.50 MM N OF POLES: 14 90° SOLDER PIN LENGTH (L): 3.2 MM TINNED BOX | 0
24573 | 1842210000 | PCB PLUG-IN CONNECTOR MALE HEADER FLANGE THT/THR SOLDER CONNECTION 3.50 MM N OF POLES: 15 90° SOLDER PIN LENGTH (L): 3.2 MM TINNED BOX | 0
24574 | 1842220000 | PCB PLUG-IN CONNECTOR MALE HEADER FLANGE THT/THR SOLDER CONNECTION 3.50 MM N OF POLES: 16 90° SOLDER PIN LENGTH (L): 3.2 MM TINNED BOX | 0
24575 | 1842230000 | PCB PLUG-IN CONNECTOR MALE HEADER FLANGE THT/THR SOLDER CONNECTION 3.50 MM N OF POLES: 17 90° SOLDER PIN LENGTH (L): 3.2 MM TINNED BOX | 0
24576 | 1842240000 | PCB PLUG-IN CONNECTOR MALE HEADER FLANGE THT/THR SOLDER CONNECTION 3.50 MM N OF POLES: 18 90° SOLDER PIN LENGTH (L): 3.2 MM TINNED BOX | 0
24577 | 1842250000 | PCB PLUG-IN CONNECTOR MALE HEADER FLANGE THT/THR SOLDER CONNECTION 3.50 MM N OF POLES: 19 90° SOLDER PIN LENGTH (L): 3.2 MM TINNED BOX | 0
24578 | 1842260000 | PCB PLUG-IN CONNECTOR MALE HEADER FLANGE THT/THR SOLDER CONNECTION 3.50 MM N OF POLES: 20 90° SOLDER PIN LENGTH (L): 3.2 MM TINNED BOX | 0
24579 | 1842270000 | PCB PLUG-IN CONNECTOR MALE HEADER FLANGE THT/THR SOLDER CONNECTION 3.50 MM N OF POLES: 21 90° SOLDER PIN LENGTH (L): 3.2 MM TINNED BOX | 0
24580 | 1842280000 | PCB PLUG-IN CONNECTOR MALE HEADER FLANGE THT/THR SOLDER CONNECTION 3.50 MM N OF POLES: 22 90° SOLDER PIN LENGTH (L): 3.2 MM TINNED BOX | 0
24581 | 1842290000 | PCB PLUG-IN CONNECTOR MALE HEADER FLANGE THT/THR SOLDER CONNECTION 3.50 MM N OF POLES: 23 90° SOLDER PIN LENGTH (L): 3.2 MM TINNED BOX | 0
24582 | 1842300000 | PCB PLUG-IN CONNECTOR MALE HEADER FLANGE THT/THR SOLDER CONNECTION 3.50 MM N OF POLES: 24 90° SOLDER PIN LENGTH (L): 3.2 MM TINNED BOX | 0
24583 | 1842320000 | PCB PLUG-IN CONNECTOR MALE HEADER CLOSED SIDE THT/THR SOLDER CONNECTION 3.50 MM N OF POLES: 2 180° SOLDER PIN LENGTH (L): 3.2 MM TINNED BOX | 0
24584 | 1842330000 | PCB PLUG-IN CONNECTOR MALE HEADER CLOSED SIDE THT/THR SOLDER CONNECTION 3.50 MM N OF POLES: 3 180° SOLDER PIN LENGTH (L): 3.2 MM TINNED BOX | 0
24585 | 1842340000 | PCB PLUG-IN CONNECTOR MALE HEADER CLOSED SIDE THT/THR SOLDER CONNECTION 3.50 MM N OF POLES: 4 180° SOLDER PIN LENGTH (L): 3.2 MM TINNED BOX | 0
24586 | 1842350000 | PCB PLUG-IN CONNECTOR MALE HEADER CLOSED SIDE THT/THR SOLDER CONNECTION 3.50 MM N OF POLES: 5 180° SOLDER PIN LENGTH (L): 3.2 MM TINNED BOX | 0
24587 | 1842360000 | PCB PLUG-IN CONNECTOR MALE HEADER CLOSED SIDE THT/THR SOLDER CONNECTION 3.50 MM N OF POLES: 6 180° SOLDER PIN LENGTH (L): 3.2 MM TINNED BOX | 0
24588 | 1842370000 | PCB PLUG-IN CONNECTOR MALE HEADER CLOSED SIDE THT/THR SOLDER CONNECTION 3.50 MM N OF POLES: 7 180° SOLDER PIN LENGTH (L): 3.2 MM TINNED BOX | 0
24589 | 1842380000 | PCB PLUG-IN CONNECTOR MALE HEADER CLOSED SIDE THT/THR SOLDER CONNECTION 3.50 MM N OF POLES: 8 180° SOLDER PIN LENGTH (L): 3.2 MM TINNED BOX | 0
24590 | 1842390000 | PCB PLUG-IN CONNECTOR MALE HEADER CLOSED SIDE THT/THR SOLDER CONNECTION 3.50 MM N OF POLES: 9 180° SOLDER PIN LENGTH (L): 3.2 MM TINNED BOX | 0
24591 | 1842400000 | PCB PLUG-IN CONNECTOR MALE HEADER CLOSED SIDE THT/THR SOLDER CONNECTION 3.50 MM N OF POLES: 11 180° SOLDER PIN LENGTH (L): 3.2 MM TINNED BOX | 0
24592 | 1842410000 | PCB PLUG-IN CONNECTOR MALE HEADER CLOSED SIDE THT/THR SOLDER CONNECTION 3.50 MM N OF POLES: 12 180° SOLDER PIN LENGTH (L): 3.2 MM TINNED BOX | 0
24593 | 1842420000 | PCB PLUG-IN CONNECTOR MALE HEADER CLOSED SIDE THT/THR SOLDER CONNECTION 3.50 MM N OF POLES: 13 180° SOLDER PIN LENGTH (L): 3.2 MM TINNED BOX | 0
24594 | 1842430000 | PCB PLUG-IN CONNECTOR MALE HEADER CLOSED SIDE THT/THR SOLDER CONNECTION 3.50 MM N OF POLES: 14 180° SOLDER PIN LENGTH (L): 3.2 MM TINNED BOX | 0
24595 | 1842440000 | PCB PLUG-IN CONNECTOR MALE HEADER CLOSED SIDE THT/THR SOLDER CONNECTION 3.50 MM N OF POLES: 15 180° SOLDER PIN LENGTH (L): 3.2 MM TINNED BOX | 0
24596 | 1842450000 | PCB PLUG-IN CONNECTOR MALE HEADER CLOSED SIDE THT/THR SOLDER CONNECTION 3.50 MM N OF POLES: 16 180° SOLDER PIN LENGTH (L): 3.2 MM TINNED BOX | 0
24597 | 1842460000 | PCB PLUG-IN CONNECTOR MALE HEADER CLOSED SIDE THT/THR SOLDER CONNECTION 3.50 MM N OF POLES: 17 180° SOLDER PIN LENGTH (L): 3.2 MM TINNED BOX | 0
24598 | 1842470000 | PCB PLUG-IN CONNECTOR MALE HEADER CLOSED SIDE THT/THR SOLDER CONNECTION 3.50 MM N OF POLES: 18 180° SOLDER PIN LENGTH (L): 3.2 MM TINNED BOX | 0
24599 | 1842480000 | PCB PLUG-IN CONNECTOR MALE HEADER CLOSED SIDE THT/THR SOLDER CONNECTION 3.50 MM N OF POLES: 19 180° SOLDER PIN LENGTH (L): 3.2 MM TINNED BOX | 0
24600 | 1842490000 | PCB PLUG-IN CONNECTOR MALE HEADER CLOSED SIDE THT/THR SOLDER CONNECTION 3.50 MM N OF POLES: 20 180° SOLDER PIN LENGTH (L): 3.2 MM TINNED BOX | 0
24601 | 1842500000 | PCB PLUG-IN CONNECTOR MALE HEADER CLOSED SIDE THT/THR SOLDER CONNECTION 3.50 MM N OF POLES: 21 180° SOLDER PIN LENGTH (L): 3.2 MM TINNED BOX | 0
24602 | 1842510000 | PCB PLUG-IN CONNECTOR MALE HEADER CLOSED SIDE THT/THR SOLDER CONNECTION 3.50 MM N OF POLES: 22 180° SOLDER PIN LENGTH (L): 3.2 MM TINNED BOX | 0
24603 | 1842520000 | PCB PLUG-IN CONNECTOR MALE HEADER CLOSED SIDE THT/THR SOLDER CONNECTION 3.50 MM N OF POLES: 23 180° SOLDER PIN LENGTH (L): 3.2 MM TINNED BOX | 0
24604 | 1842530000 | PCB PLUG-IN CONNECTOR MALE HEADER CLOSED SIDE THT/THR SOLDER CONNECTION 3.50 MM N OF POLES: 24 180° SOLDER PIN LENGTH (L): 3.2 MM TINNED BOX | 0
24605 | 1842540000 | PCB PLUG-IN CONNECTOR MALE HEADER SOLDER FLANGE THT/THR SOLDER CONNECTION 3.50 MM N OF POLES: 2 180° SOLDER PIN LENGTH (L): 3.2 MM TINNED BOX | 0
24606 | 1842550000 | PCB PLUG-IN CONNECTOR MALE HEADER SOLDER FLANGE THT/THR SOLDER CONNECTION 3.50 MM N OF POLES: 3 180° SOLDER PIN LENGTH (L): 3.2 MM TINNED BOX | 0
24607 | 1842560000 | PCB PLUG-IN CONNECTOR MALE HEADER SOLDER FLANGE THT/THR SOLDER CONNECTION 3.50 MM N OF POLES: 4 180° SOLDER PIN LENGTH (L): 3.2 MM TINNED BOX | 0
24608 | 1842570000 | PCB PLUG-IN CONNECTOR MALE HEADER SOLDER FLANGE THT/THR SOLDER CONNECTION 3.50 MM N OF POLES: 5 180° SOLDER PIN LENGTH (L): 3.2 MM TINNED BOX | 0
24609 | 1842580000 | PCB PLUG-IN CONNECTOR MALE HEADER SOLDER FLANGE THT/THR SOLDER CONNECTION 3.50 MM N OF POLES: 6 180° SOLDER PIN LENGTH (L): 3.2 MM TINNED BOX | 0
24610 | 1842590000 | PCB PLUG-IN CONNECTOR MALE HEADER SOLDER FLANGE THT/THR SOLDER CONNECTION 3.50 MM N OF POLES: 7 180° SOLDER PIN LENGTH (L): 3.2 MM TINNED BOX | 0
24611 | 1842600000 | PCB PLUG-IN CONNECTOR MALE HEADER SOLDER FLANGE THT/THR SOLDER CONNECTION 3.50 MM N OF POLES: 8 180° SOLDER PIN LENGTH (L): 3.2 MM TINNED BOX | 0
24612 | 1842620000 | PCB PLUG-IN CONNECTOR MALE HEADER SOLDER FLANGE THT/THR SOLDER CONNECTION 3.50 MM N OF POLES: 10 180° SOLDER PIN LENGTH (L): 3.2 MM TINNED BOX | 0
24613 | 1842630000 | PCB PLUG-IN CONNECTOR MALE HEADER SOLDER FLANGE THT/THR SOLDER CONNECTION 3.50 MM N OF POLES: 11 180° SOLDER PIN LENGTH (L): 3.2 MM TINNED BOX | 0
24614 | 1842640000 | PCB PLUG-IN CONNECTOR MALE HEADER SOLDER FLANGE THT/THR SOLDER CONNECTION 3.50 MM N OF POLES: 12 180° SOLDER PIN LENGTH (L): 3.2 MM TINNED BOX | 0
24615 | 1842650000 | PCB PLUG-IN CONNECTOR MALE HEADER SOLDER FLANGE THT/THR SOLDER CONNECTION 3.50 MM N OF POLES: 13 180° SOLDER PIN LENGTH (L): 3.2 MM TINNED BOX | 0
24616 | 1842660000 | PCB PLUG-IN CONNECTOR MALE HEADER SOLDER FLANGE THT/THR SOLDER CONNECTION 3.50 MM N OF POLES: 14 180° SOLDER PIN LENGTH (L): 3.2 MM TINNED BOX | 0
24617 | 1842670000 | PCB PLUG-IN CONNECTOR MALE HEADER SOLDER FLANGE THT/THR SOLDER CONNECTION 3.50 MM N OF POLES: 15 180° SOLDER PIN LENGTH (L): 3.2 MM TINNED BOX | 0
24618 | 1842680000 | PCB PLUG-IN CONNECTOR MALE HEADER SOLDER FLANGE THT/THR SOLDER CONNECTION 3.50 MM N OF POLES: 16 180° SOLDER PIN LENGTH (L): 3.2 MM TINNED BOX | 0
24619 | 1842690000 | PCB PLUG-IN CONNECTOR MALE HEADER SOLDER FLANGE THT/THR SOLDER CONNECTION 3.50 MM N OF POLES: 17 180° SOLDER PIN LENGTH (L): 3.2 MM TINNED BOX | 0
24620 | 1842700000 | PCB PLUG-IN CONNECTOR MALE HEADER SOLDER FLANGE THT/THR SOLDER CONNECTION 3.50 MM N OF POLES: 18 180° SOLDER PIN LENGTH (L): 3.2 MM TINNED BOX | 0
24621 | 1842710000 | PCB PLUG-IN CONNECTOR MALE HEADER SOLDER FLANGE THT/THR SOLDER CONNECTION 3.50 MM N OF POLES: 19 180° SOLDER PIN LENGTH (L): 3.2 MM TINNED BOX | 0
24622 | 1842720000 | PCB PLUG-IN CONNECTOR MALE HEADER SOLDER FLANGE THT/THR SOLDER CONNECTION 3.50 MM N OF POLES: 20 180° SOLDER PIN LENGTH (L): 3.2 MM TINNED BOX | 0
24623 | 1842730000 | PCB PLUG-IN CONNECTOR MALE HEADER SOLDER FLANGE THT/THR SOLDER CONNECTION 3.50 MM N OF POLES: 21 180° SOLDER PIN LENGTH (L): 3.2 MM TINNED BOX | 0
24624 | 1842740000 | PCB PLUG-IN CONNECTOR MALE HEADER SOLDER FLANGE THT/THR SOLDER CONNECTION 3.50 MM N OF POLES: 22 180° SOLDER PIN LENGTH (L): 3.2 MM TINNED BOX | 0
24625 | 1842750000 | PCB PLUG-IN CONNECTOR MALE HEADER SOLDER FLANGE THT/THR SOLDER CONNECTION 3.50 MM N OF POLES: 23 180° SOLDER PIN LENGTH (L): 3.2 MM TINNED BOX | 0
24626 | 1842760000 | PCB PLUG-IN CONNECTOR MALE HEADER SOLDER FLANGE THT/THR SOLDER CONNECTION 3.50 MM N OF POLES: 24 180° SOLDER PIN LENGTH (L): 3.2 MM TINNED BOX | 0
24627 | 1842770000 | PCB PLUG-IN CONNECTOR MALE HEADER FLANGE THT/THR SOLDER CONNECTION 3.50 MM N OF POLES: 2 180° SOLDER PIN LENGTH (L): 3.2 MM TINNED BOX | 0
24628 | 1842780000 | PCB PLUG-IN CONNECTOR MALE HEADER FLANGE THT/THR SOLDER CONNECTION 3.50 MM N OF POLES: 3 180° SOLDER PIN LENGTH (L): 3.2 MM TINNED BOX | 0
24629 | 1842790000 | PCB PLUG-IN CONNECTOR MALE HEADER FLANGE THT/THR SOLDER CONNECTION 3.50 MM N OF POLES: 4 180° SOLDER PIN LENGTH (L): 3.2 MM TINNED BOX | 0
24630 | 1842800000 | PCB PLUG-IN CONNECTOR MALE HEADER FLANGE THT/THR SOLDER CONNECTION 3.50 MM N OF POLES: 5 180° SOLDER PIN LENGTH (L): 3.2 MM TINNED BOX | 0
24631 | 1842810000 | PCB PLUG-IN CONNECTOR MALE HEADER FLANGE THT/THR SOLDER CONNECTION 3.50 MM N OF POLES: 6 180° SOLDER PIN LENGTH (L): 3.2 MM TINNED BOX | 0
24632 | 1842820000 | PCB PLUG-IN CONNECTOR MALE HEADER FLANGE THT/THR SOLDER CONNECTION 3.50 MM N OF POLES: 7 180° SOLDER PIN LENGTH (L): 3.2 MM TINNED BOX | 0
24633 | 1842830000 | PCB PLUG-IN CONNECTOR MALE HEADER FLANGE THT/THR SOLDER CONNECTION 3.50 MM N OF POLES: 8 180° SOLDER PIN LENGTH (L): 3.2 MM TINNED BOX | 0
24634 | 1842840000 | PCB PLUG-IN CONNECTOR MALE HEADER FLANGE THT/THR SOLDER CONNECTION 3.50 MM N OF POLES: 9 180° SOLDER PIN LENGTH (L): 3.2 MM TINNED BOX | 0
24635 | 1842850000 | PCB PLUG-IN CONNECTOR MALE HEADER FLANGE THT/THR SOLDER CONNECTION 3.50 MM N OF POLES: 10 180° SOLDER PIN LENGTH (L): 3.2 MM TINNED BOX | 0
24636 | 1842860000 | PCB PLUG-IN CONNECTOR MALE HEADER FLANGE THT/THR SOLDER CONNECTION 3.50 MM N OF POLES: 11 180° SOLDER PIN LENGTH (L): 3.2 MM TINNED BOX | 0
24637 | 1842870000 | PCB PLUG-IN CONNECTOR MALE HEADER FLANGE THT/THR SOLDER CONNECTION 3.50 MM N OF POLES: 12 180° SOLDER PIN LENGTH (L): 3.2 MM TINNED BOX | 0
24638 | 1842880000 | PCB PLUG-IN CONNECTOR MALE HEADER FLANGE THT/THR SOLDER CONNECTION 3.50 MM N OF POLES: 13 180° SOLDER PIN LENGTH (L): 3.2 MM TINNED BOX | 0
24639 | 1842890000 | PCB PLUG-IN CONNECTOR MALE HEADER FLANGE THT/THR SOLDER CONNECTION 3.50 MM N OF POLES: 14 180° SOLDER PIN LENGTH (L): 3.2 MM TINNED BOX | 0
24640 | 1842900000 | PCB PLUG-IN CONNECTOR MALE HEADER FLANGE THT/THR SOLDER CONNECTION 3.50 MM N OF POLES: 15 180° SOLDER PIN LENGTH (L): 3.2 MM TINNED BOX | 0
24641 | 1842910000 | PCB PLUG-IN CONNECTOR MALE HEADER FLANGE THT/THR SOLDER CONNECTION 3.50 MM N OF POLES: 16 180° SOLDER PIN LENGTH (L): 3.2 MM TINNED BOX | 0
24642 | 1842920000 | PCB PLUG-IN CONNECTOR MALE HEADER FLANGE THT/THR SOLDER CONNECTION 3.50 MM N OF POLES: 17 180° SOLDER PIN LENGTH (L): 3.2 MM TINNED BOX | 0
24643 | 1842930000 | PCB PLUG-IN CONNECTOR MALE HEADER FLANGE THT/THR SOLDER CONNECTION 3.50 MM N OF POLES: 18 180° SOLDER PIN LENGTH (L): 3.2 MM TINNED BOX | 0
24644 | 1842940000 | PCB PLUG-IN CONNECTOR MALE HEADER FLANGE THT/THR SOLDER CONNECTION 3.50 MM N OF POLES: 19 180° SOLDER PIN LENGTH (L): 3.2 MM TINNED BOX | 0
24645 | 1842950000 | PCB PLUG-IN CONNECTOR MALE HEADER FLANGE THT/THR SOLDER CONNECTION 3.50 MM N OF POLES: 20 180° SOLDER PIN LENGTH (L): 3.2 MM TINNED BOX | 0
24646 | 1842960000 | PCB PLUG-IN CONNECTOR MALE HEADER FLANGE THT/THR SOLDER CONNECTION 3.50 MM N OF POLES: 21 180° SOLDER PIN LENGTH (L): 3.2 MM TINNED BOX | 0
24647 | 1842970000 | PCB PLUG-IN CONNECTOR MALE HEADER FLANGE THT/THR SOLDER CONNECTION 3.50 MM N OF POLES: 22 180° SOLDER PIN LENGTH (L): 3.2 MM TINNED BOX | 0
24648 | 1842980000 | PCB PLUG-IN CONNECTOR MALE HEADER FLANGE THT/THR SOLDER CONNECTION 3.50 MM N OF POLES: 23 180° SOLDER PIN LENGTH (L): 3.2 MM TINNED BOX | 0
24649 | 1842990000 | PCB PLUG-IN CONNECTOR MALE HEADER FLANGE THT/THR SOLDER CONNECTION 3.50 MM N OF POLES: 24 180° SOLDER PIN LENGTH (L): 3.2 MM TINNED BOX | 0
24650 | 1847420000 | PCB PLUG-IN CONNECTOR MALE HEADER OPEN SIDE THT SOLDER CONNECTION 5.00 MM N OF POLES: 2 180° SOLDER PIN LENGTH (L): 3.2 MM TINNED BOX | 0
24651 | 1847440000 | PCB PLUG-IN CONNECTOR MALE HEADER OPEN SIDE THT SOLDER CONNECTION 5.00 MM N OF POLES: 8 180° SOLDER PIN LENGTH (L): 3.2 MM TINNED BOX | 0
24652 | 1907050000 | PCB PLUG-IN CONNECTOR MALE HEADER OPEN SIDE THT SOLDER CONNECTION 5.08 MM N OF POLES: 5 135° SOLDER PIN LENGTH (L): 3.2 MM BOX | 0
24653 | 1921410000 | PRINTED CIRCUIT BOARD TERMINALS 5.00 MM N OF POLES: 18 135° SOLDER PIN LENGTH (L): 3.5 MM TINNED TENSION-CLAMP CONNECTION CLAMPING RANGE MAX. : 2.5 MM² BOX | 1
24654 | 1921450000 | PRINTED CIRCUIT BOARD TERMINALS 10.16 MM N OF POLES: 3 90° SOLDER PIN LENGTH (L): 4.5 MM TINNED CLAMPING YOKE CONNECTION CLAMPING RANGE MAX. : 16 MM² BOX | 1
24655 | 1921480000 | PRINTED CIRCUIT BOARD TERMINALS 15.00 MM N OF POLES: 8 90° SOLDER PIN LENGTH (L): 4.5 MM TINNED CLAMPING YOKE CONNECTION CLAMPING RANGE MAX. : 25 MM² BOX | 1
24656 | 1922920000 | PRINTED CIRCUIT BOARD TERMINALS 5.00 MM N OF POLES: 2 90° SOLDER PIN LENGTH (L): 4.5 MM TINNED PEBBLE GREY CLAMPING YOKE CONNECTION CLAMPING RANGE MAX. : 6 MM² BOX | 1
24657 | 1922930000 | PRINTED CIRCUIT BOARD TERMINALS 5.00 MM N OF POLES: 20 90° SOLDER PIN LENGTH (L): 4.5 MM TINNED PEBBLE GREY CLAMPING YOKE CONNECTION CLAMPING RANGE MAX. : 6 MM² BOX | 1
24658 | 1922950000 | PRINTED CIRCUIT BOARD TERMINALS 5.00 MM N OF POLES: 8 90° SOLDER PIN LENGTH (L): 4.5 MM TINNED PEBBLE GREY CLAMPING YOKE CONNECTION CLAMPING RANGE MAX. : 6 MM² BOX | 1
24659 | 1924410000 | PCB PLUG-IN CONNECTOR MALE HEADER OPEN SIDE THT SOLDER CONNECTION 5.00 MM N OF POLES: 3 90° SOLDER PIN LENGTH (L): 3.2 MM TINNED BOX | 0
24660 | 1952190000 | PCB PLUG-IN CONNECTOR MALE HEADER DOVETAILS FOR FIXING BLOCKS THT SOLDER CONNECTION 5.00 MM N OF POLES: 2 90° SOLDER PIN LENGTH (L): 3.2 MM TINNED BOX | 0
24661 | 1952200000 | PCB PLUG-IN CONNECTOR MALE HEADER DOVETAILS FOR FIXING BLOCKS THT SOLDER CONNECTION 5.00 MM N OF POLES: 4 90° SOLDER PIN LENGTH (L): 3.2 MM TINNED BOX | 0
24662 | 1965660000 | PCB PLUG-IN CONNECTOR MALE HEADER DOVETAILS FOR FIXING BLOCKS THT SOLDER CONNECTION 5.00 MM N OF POLES: 6 90° SOLDER PIN LENGTH (L): 3.2 MM TINNED BOX | 0
24663 | 1975250000 | PRINTED CIRCUIT BOARD TERMINALS 5.00 MM N OF POLES: 2 90° SOLDER PIN LENGTH (L): 3.2 MM TINNED ORANGE CLAMPING YOKE CONNECTION CLAMPING RANGE MAX. : 6 MM² BOX | 1
24664 | 1975260000 | PRINTED CIRCUIT BOARD TERMINALS 5.00 MM N OF POLES: 3 90° SOLDER PIN LENGTH (L): 3.2 MM TINNED ORANGE CLAMPING YOKE CONNECTION CLAMPING RANGE MAX. : 6 MM² BOX | 1
24665 | 1975270000 | PRINTED CIRCUIT BOARD TERMINALS 5.00 MM N OF POLES: 4 90° SOLDER PIN LENGTH (L): 3.2 MM TINNED ORANGE CLAMPING YOKE CONNECTION CLAMPING RANGE MAX. : 6 MM² BOX | 1
24666 | 1975280000 | PRINTED CIRCUIT BOARD TERMINALS 5.00 MM N OF POLES: 5 90° SOLDER PIN LENGTH (L): 3.2 MM TINNED ORANGE CLAMPING YOKE CONNECTION CLAMPING RANGE MAX. : 6 MM² BOX | 1
24667 | 1975290000 | PRINTED CIRCUIT BOARD TERMINALS 5.00 MM N OF POLES: 6 90° SOLDER PIN LENGTH (L): 3.2 MM TINNED ORANGE CLAMPING YOKE CONNECTION CLAMPING RANGE MAX. : 6 MM² BOX | 1
24668 | 1975300000 | PRINTED CIRCUIT BOARD TERMINALS 5.00 MM N OF POLES: 7 90° SOLDER PIN LENGTH (L): 3.2 MM TINNED ORANGE CLAMPING YOKE CONNECTION CLAMPING RANGE MAX. : 6 MM² BOX | 1
24669 | 1975310000 | PRINTED CIRCUIT BOARD TERMINALS 5.00 MM N OF POLES: 8 90° SOLDER PIN LENGTH (L): 3.2 MM TINNED ORANGE CLAMPING YOKE CONNECTION CLAMPING RANGE MAX. : 6 MM² BOX | 1
24670 | 1975320000 | PRINTED CIRCUIT BOARD TERMINALS 5.00 MM N OF POLES: 9 90° SOLDER PIN LENGTH (L): 3.2 MM TINNED ORANGE CLAMPING YOKE CONNECTION CLAMPING RANGE MAX. : 6 MM² BOX | 1
24671 | 1975330000 | PRINTED CIRCUIT BOARD TERMINALS 5.00 MM N OF POLES: 10 90° SOLDER PIN LENGTH (L): 3.2 MM TINNED ORANGE CLAMPING YOKE CONNECTION CLAMPING RANGE MAX. : 6 MM² BOX | 1
24672 | 1975340000 | PRINTED CIRCUIT BOARD TERMINALS 5.00 MM N OF POLES: 11 90° SOLDER PIN LENGTH (L): 3.2 MM TINNED ORANGE CLAMPING YOKE CONNECTION CLAMPING RANGE MAX. : 6 MM² BOX | 1
24673 | 1975350000 | PRINTED CIRCUIT BOARD TERMINALS 5.00 MM N OF POLES: 12 90° SOLDER PIN LENGTH (L): 3.2 MM TINNED ORANGE CLAMPING YOKE CONNECTION CLAMPING RANGE MAX. : 6 MM² BOX | 1
24674 | 1975360000 | PRINTED CIRCUIT BOARD TERMINALS 5.08 MM N OF POLES: 2 90° SOLDER PIN LENGTH (L): 3.2 MM TINNED ORANGE CLAMPING YOKE CONNECTION CLAMPING RANGE MAX. : 6 MM² BOX | 1
24675 | 1975370000 | PRINTED CIRCUIT BOARD TERMINALS 5.08 MM N OF POLES: 3 90° SOLDER PIN LENGTH (L): 3.2 MM TINNED ORANGE CLAMPING YOKE CONNECTION CLAMPING RANGE MAX. : 6 MM² BOX | 1
24676 | 1975380000 | PRINTED CIRCUIT BOARD TERMINALS 5.08 MM N OF POLES: 4 90° SOLDER PIN LENGTH (L): 3.2 MM TINNED ORANGE CLAMPING YOKE CONNECTION CLAMPING RANGE MAX. : 6 MM² BOX | 1
24677 | 1975390000 | PRINTED CIRCUIT BOARD TERMINALS 5.08 MM N OF POLES: 5 90° SOLDER PIN LENGTH (L): 3.2 MM TINNED ORANGE CLAMPING YOKE CONNECTION CLAMPING RANGE MAX. : 6 MM² BOX | 1
24678 | 1975400000 | PRINTED CIRCUIT BOARD TERMINALS 5.08 MM N OF POLES: 6 90° SOLDER PIN LENGTH (L): 3.2 MM TINNED ORANGE CLAMPING YOKE CONNECTION CLAMPING RANGE MAX. : 6 MM² BOX | 1
24679 | 1975410000 | PRINTED CIRCUIT BOARD TERMINALS 5.08 MM N OF POLES: 7 90° SOLDER PIN LENGTH (L): 3.2 MM TINNED ORANGE CLAMPING YOKE CONNECTION CLAMPING RANGE MAX. : 6 MM² BOX | 1
24680 | 1975420000 | PRINTED CIRCUIT BOARD TERMINALS 5.08 MM N OF POLES: 8 90° SOLDER PIN LENGTH (L): 3.2 MM TINNED ORANGE CLAMPING YOKE CONNECTION CLAMPING RANGE MAX. : 6 MM² BOX | 1
24681 | 1975430000 | PRINTED CIRCUIT BOARD TERMINALS 5.08 MM N OF POLES: 9 90° SOLDER PIN LENGTH (L): 3.2 MM TINNED ORANGE CLAMPING YOKE CONNECTION CLAMPING RANGE MAX. : 6 MM² BOX | 1
24682 | 1975440000 | PRINTED CIRCUIT BOARD TERMINALS 5.08 MM N OF POLES: 10 90° SOLDER PIN LENGTH (L): 3.2 MM TINNED ORANGE CLAMPING YOKE CONNECTION CLAMPING RANGE MAX. : 6 MM² BOX | 1
24683 | 1975460000 | PRINTED CIRCUIT BOARD TERMINALS 5.08 MM N OF POLES: 11 90° SOLDER PIN LENGTH (L): 3.2 MM TINNED ORANGE CLAMPING YOKE CONNECTION CLAMPING RANGE MAX. : 6 MM² BOX | 1
24684 | 1975470000 | PRINTED CIRCUIT BOARD TERMINALS 5.08 MM N OF POLES: 12 90° SOLDER PIN LENGTH (L): 3.2 MM TINNED ORANGE CLAMPING YOKE CONNECTION CLAMPING RANGE MAX. : 6 MM² BOX | 1
24685 | 1001260000 | PCB PLUG-IN CONNECTOR FEMALE PLUG 3.50 MM N OF POLES: 4 180° TENSION-CLAMP CONNECTION CLAMPING RANGE MAX. : 1 MM² BOX | 1
24686 | 1001270000 | PCB PLUG-IN CONNECTOR FEMALE PLUG 3.50 MM N OF POLES: 4 180° TENSION-CLAMP CONNECTION CLAMPING RANGE MAX. : 1 MM² BOX | 1
24687 | 1001280000 | PCB PLUG-IN CONNECTOR FEMALE PLUG 3.50 MM N OF POLES: 4 180° TENSION-CLAMP CONNECTION CLAMPING RANGE MAX. : 1 MM² BOX | 1
24688 | 1001290000 | PCB PLUG-IN CONNECTOR FEMALE PLUG 3.50 MM N OF POLES: 4 180° TENSION-CLAMP CONNECTION CLAMPING RANGE MAX. : 1 MM² BOX | 1
24689 | 1001300000 | PCB PLUG-IN CONNECTOR MALE HEADER SOLDER FLANGE THT/THR SOLDER CONNECTION 3.50 MM N OF POLES: 4 90° SOLDER PIN LENGTH (L): 3.2 MM TINNED BOX | 0
24690 | 1001310000 | PCB PLUG-IN CONNECTOR MALE HEADER SOLDER FLANGE THT/THR SOLDER CONNECTION 3.50 MM N OF POLES: 4 180° SOLDER PIN LENGTH (L): 3.5 MM TINNED BOX | 0
24691 | 1003440000 | PCB PLUG-IN CONNECTOR MALE HEADER CLOSED SIDE THT/THR SOLDER CONNECTION 3.50 MM N OF POLES: 30 90° SOLDER PIN LENGTH (L): 1.5 MM TINNED TAPE | 0
24692 | 1009720000 | PCB PLUG-IN CONNECTOR MALE HEADER SOLDER FLANGE THT/THR SOLDER CONNECTION 3.50 MM N OF POLES: 24 90° SOLDER PIN LENGTH (L): 1.5 MM TINNED BOX | 0
24693 | 1017160000 | PCB PLUG-IN CONNECTOR MALE HEADER SOLDER FLANGE THT/THR SOLDER CONNECTION 3.50 MM N OF POLES: 10 180° SOLDER PIN LENGTH (L): 1.5 MM TINNED BOX | 0
24694 | 1017170000 | PCB PLUG-IN CONNECTOR MALE HEADER SOLDER FLANGE THT/THR SOLDER CONNECTION 3.50 MM N OF POLES: 12 180° SOLDER PIN LENGTH (L): 1.5 MM TINNED BOX | 0
24695 | 1017180000 | PCB PLUG-IN CONNECTOR MALE HEADER SOLDER FLANGE THT/THR SOLDER CONNECTION 3.50 MM N OF POLES: 14 180° SOLDER PIN LENGTH (L): 1.5 MM TINNED BOX | 0
24696 | 1017190000 | PCB PLUG-IN CONNECTOR MALE HEADER SOLDER FLANGE THT/THR SOLDER CONNECTION 3.50 MM N OF POLES: 22 180° SOLDER PIN LENGTH (L): 1.5 MM TINNED BOX | 0
24697 | 1017210000 | PCB PLUG-IN CONNECTOR MALE HEADER SOLDER FLANGE THT/THR SOLDER CONNECTION 3.50 MM N OF POLES: 24 180° SOLDER PIN LENGTH (L): 1.5 MM TINNED BOX | 0
24698 | 1017220000 | PCB PLUG-IN CONNECTOR MALE HEADER SOLDER FLANGE THT/THR SOLDER CONNECTION 3.50 MM N OF POLES: 28 180° SOLDER PIN LENGTH (L): 1.5 MM TINNED BOX | 0
24699 | 1022120000 | PCB PLUG-IN CONNECTOR MALE HEADER CLOSED SIDE THT/THR SOLDER CONNECTION 3.50 MM N OF POLES: 22 180° SOLDER PIN LENGTH (L): 1.5 MM TINNED TAPE | 0
24700 | 1023150000 | PCB PLUG-IN CONNECTOR MALE HEADER CLOSED SIDE THT/THR SOLDER CONNECTION 3.50 MM N OF POLES: 6 180° SOLDER PIN LENGTH (L): 1.5 MM TINNED TAPE | 0
24701 | 1044980000 | PCB PLUG-IN CONNECTOR MALE HEADER CLOSED SIDE THT/THR SOLDER CONNECTION 3.50 MM N OF POLES: 10 180° SOLDER PIN LENGTH (L): 1.5 MM TINNED TAPE | 0
24702 | 1045000000 | PCB PLUG-IN CONNECTOR MALE HEADER CLOSED SIDE THT/THR SOLDER CONNECTION 3.50 MM N OF POLES: 24 90° SOLDER PIN LENGTH (L): 1.5 MM TINNED TAPE | 0
24703 | 1045010000 | PCB PLUG-IN CONNECTOR MALE HEADER CLOSED SIDE THT/THR SOLDER CONNECTION 3.50 MM N OF POLES: 6 90° SOLDER PIN LENGTH (L): 1.5 MM TINNED TAPE | 0
24704 | 1057060000 | PCB PLUG-IN CONNECTOR MALE HEADER CLOSED SIDE THT/THR SOLDER CONNECTION 3.50 MM N OF POLES: 10 90° SOLDER PIN LENGTH (L): 1.5 MM TINNED TAPE | 0
24705 | 1180800000 | RIDERSERIES RCM RELAY N OF CONTACTS: 4 CO CONTACT AGNI RATED CONTROL VOLTAGE: 115 V AC CONTINUOUS CURRENT: 6 A PLUG-IN CONNECTION TEST BUTTON AVAILABLE: YES | 3
24706 | 1180900000 | RIDERSERIES RCM RELAY N OF CONTACTS: 4 CO CONTACT AGNI RATED CONTROL VOLTAGE: 48 V AC CONTINUOUS CURRENT: 6 A PLUG-IN CONNECTION TEST BUTTON AVAILABLE: YES | 3
24707 | 1181100000 | RIDERSERIES RCM RELAY N OF CONTACTS: 4 CO CONTACT AGNI RATED CONTROL VOLTAGE: 230 V AC CONTINUOUS CURRENT: 6 A PLUG-IN CONNECTION TEST BUTTON AVAILABLE: YES | 3
24708 | 1638550000 | PCB PLUG-IN CONNECTOR FEMALE PLUG 3.50 MM N OF POLES: 2 90° CLAMPING YOKE CONNECTION CLAMPING RANGE MAX. : 1.5 MM² BOX | 1
24709 | 1638560000 | PCB PLUG-IN CONNECTOR FEMALE PLUG 3.50 MM N OF POLES: 3 90° CLAMPING YOKE CONNECTION CLAMPING RANGE MAX. : 1.5 MM² BOX | 1
24710 | 1638570000 | PCB PLUG-IN CONNECTOR FEMALE PLUG 3.50 MM N OF POLES: 4 90° CLAMPING YOKE CONNECTION CLAMPING RANGE MAX. : 1.5 MM² BOX | 1
24711 | 1638580000 | PCB PLUG-IN CONNECTOR FEMALE PLUG 3.50 MM N OF POLES: 5 90° CLAMPING YOKE CONNECTION CLAMPING RANGE MAX. : 1.5 MM² BOX | 1
24712 | 1638590000 | PCB PLUG-IN CONNECTOR FEMALE PLUG 3.50 MM N OF POLES: 6 90° CLAMPING YOKE CONNECTION CLAMPING RANGE MAX. : 1.5 MM² BOX | 1
24713 | 1638600000 | PCB PLUG-IN CONNECTOR FEMALE PLUG 3.50 MM N OF POLES: 7 90° CLAMPING YOKE CONNECTION CLAMPING RANGE MAX. : 1.5 MM² BOX | 1
24714 | 1638610000 | PCB PLUG-IN CONNECTOR FEMALE PLUG 3.50 MM N OF POLES: 8 90° CLAMPING YOKE CONNECTION CLAMPING RANGE MAX. : 1.5 MM² BOX | 1
24715 | 1638620000 | PCB PLUG-IN CONNECTOR FEMALE PLUG 3.50 MM N OF POLES: 9 90° CLAMPING YOKE CONNECTION CLAMPING RANGE MAX. : 1.5 MM² BOX | 1
24716 | 1638630000 | PCB PLUG-IN CONNECTOR FEMALE PLUG 3.50 MM N OF POLES: 10 90° CLAMPING YOKE CONNECTION CLAMPING RANGE MAX. : 1.5 MM² BOX | 1
24717 | 1638640000 | PCB PLUG-IN CONNECTOR FEMALE PLUG 3.50 MM N OF POLES: 11 90° CLAMPING YOKE CONNECTION CLAMPING RANGE MAX. : 1.5 MM² BOX | 1
24718 | 1638650000 | PCB PLUG-IN CONNECTOR FEMALE PLUG 3.50 MM N OF POLES: 12 90° CLAMPING YOKE CONNECTION CLAMPING RANGE MAX. : 1.5 MM² BOX | 1
24719 | 1638660000 | PCB PLUG-IN CONNECTOR FEMALE PLUG 3.50 MM N OF POLES: 13 90° CLAMPING YOKE CONNECTION CLAMPING RANGE MAX. : 1.5 MM² BOX | 1
24720 | 1638670000 | PCB PLUG-IN CONNECTOR FEMALE PLUG 3.50 MM N OF POLES: 14 90° CLAMPING YOKE CONNECTION CLAMPING RANGE MAX. : 1.5 MM² BOX | 1
24721 | 1638680000 | PCB PLUG-IN CONNECTOR FEMALE PLUG 3.50 MM N OF POLES: 15 90° CLAMPING YOKE CONNECTION CLAMPING RANGE MAX. : 1.5 MM² BOX | 1
24722 | 1638690000 | PCB PLUG-IN CONNECTOR FEMALE PLUG 3.50 MM N OF POLES: 16 90° CLAMPING YOKE CONNECTION CLAMPING RANGE MAX. : 1.5 MM² BOX | 1
24723 | 1638700000 | PCB PLUG-IN CONNECTOR FEMALE PLUG 3.50 MM N OF POLES: 17 90° CLAMPING YOKE CONNECTION CLAMPING RANGE MAX. : 1.5 MM² BOX | 1
24724 | 1638710000 | PCB PLUG-IN CONNECTOR FEMALE PLUG 3.50 MM N OF POLES: 18 90° CLAMPING YOKE CONNECTION CLAMPING RANGE MAX. : 1.5 MM² BOX | 1
24725 | 1638720000 | PCB PLUG-IN CONNECTOR FEMALE PLUG 3.50 MM N OF POLES: 19 90° CLAMPING YOKE CONNECTION CLAMPING RANGE MAX. : 1.5 MM² BOX | 1
24726 | 1638730000 | PCB PLUG-IN CONNECTOR FEMALE PLUG 3.50 MM N OF POLES: 20 90° CLAMPING YOKE CONNECTION CLAMPING RANGE MAX. : 1.5 MM² BOX | 1
24727 | 1638740000 | PCB PLUG-IN CONNECTOR FEMALE PLUG 3.50 MM N OF POLES: 21 90° CLAMPING YOKE CONNECTION CLAMPING RANGE MAX. : 1.5 MM² BOX | 1
24728 | 1638750000 | PCB PLUG-IN CONNECTOR FEMALE PLUG 3.50 MM N OF POLES: 22 90° CLAMPING YOKE CONNECTION CLAMPING RANGE MAX. : 1.5 MM² BOX | 1
24729 | 1638760000 | PCB PLUG-IN CONNECTOR FEMALE PLUG 3.50 MM N OF POLES: 23 90° CLAMPING YOKE CONNECTION CLAMPING RANGE MAX. : 1.5 MM² BOX | 1
24730 | 1638770000 | PCB PLUG-IN CONNECTOR FEMALE PLUG 3.50 MM N OF POLES: 24 90° CLAMPING YOKE CONNECTION CLAMPING RANGE MAX. : 1.5 MM² BOX | 1
24731 | 1638780000 | PCB PLUG-IN CONNECTOR FEMALE PLUG 3.50 MM N OF POLES: 2 90° CLAMPING YOKE CONNECTION CLAMPING RANGE MAX. : 1.5 MM² BOX | 1
24732 | 1638790000 | PCB PLUG-IN CONNECTOR FEMALE PLUG 3.50 MM N OF POLES: 3 90° CLAMPING YOKE CONNECTION CLAMPING RANGE MAX. : 1.5 MM² BOX | 1
24733 | 1638800000 | PCB PLUG-IN CONNECTOR FEMALE PLUG 3.50 MM N OF POLES: 4 90° CLAMPING YOKE CONNECTION CLAMPING RANGE MAX. : 1.5 MM² BOX | 1
24734 | 1638810000 | PCB PLUG-IN CONNECTOR FEMALE PLUG 3.50 MM N OF POLES: 5 90° CLAMPING YOKE CONNECTION CLAMPING RANGE MAX. : 1.5 MM² BOX | 1
24735 | 1638820000 | PCB PLUG-IN CONNECTOR FEMALE PLUG 3.50 MM N OF POLES: 6 90° CLAMPING YOKE CONNECTION CLAMPING RANGE MAX. : 1.5 MM² BOX | 1
24736 | 1638830000 | PCB PLUG-IN CONNECTOR FEMALE PLUG 3.50 MM N OF POLES: 7 90° CLAMPING YOKE CONNECTION CLAMPING RANGE MAX. : 1.5 MM² BOX | 1
24737 | 1638840000 | PCB PLUG-IN CONNECTOR FEMALE PLUG 3.50 MM N OF POLES: 8 90° CLAMPING YOKE CONNECTION CLAMPING RANGE MAX. : 1.5 MM² BOX | 1
24738 | 1638860000 | PCB PLUG-IN CONNECTOR FEMALE PLUG 3.50 MM N OF POLES: 10 90° CLAMPING YOKE CONNECTION CLAMPING RANGE MAX. : 1.5 MM² BOX | 1
24739 | 1638880000 | PCB PLUG-IN CONNECTOR FEMALE PLUG 3.50 MM N OF POLES: 12 90° CLAMPING YOKE CONNECTION CLAMPING RANGE MAX. : 1.5 MM² BOX | 1
24740 | 1638890000 | PCB PLUG-IN CONNECTOR FEMALE PLUG 3.50 MM N OF POLES: 13 90° CLAMPING YOKE CONNECTION CLAMPING RANGE MAX. : 1.5 MM² BOX | 1
24741 | 1638900000 | PCB PLUG-IN CONNECTOR FEMALE PLUG 3.50 MM N OF POLES: 14 90° CLAMPING YOKE CONNECTION CLAMPING RANGE MAX. : 1.5 MM² BOX | 1
24742 | 1638920000 | PCB PLUG-IN CONNECTOR FEMALE PLUG 3.50 MM N OF POLES: 16 90° CLAMPING YOKE CONNECTION CLAMPING RANGE MAX. : 1.5 MM² BOX | 1
24743 | 1638940000 | PCB PLUG-IN CONNECTOR FEMALE PLUG 3.50 MM N OF POLES: 18 90° CLAMPING YOKE CONNECTION CLAMPING RANGE MAX. : 1.5 MM² BOX | 1
24744 | 1638960000 | PCB PLUG-IN CONNECTOR FEMALE PLUG 3.50 MM N OF POLES: 20 90° CLAMPING YOKE CONNECTION CLAMPING RANGE MAX. : 1.5 MM² BOX | 1
24745 | 1639000000 | PCB PLUG-IN CONNECTOR FEMALE PLUG 3.50 MM N OF POLES: 24 90° CLAMPING YOKE CONNECTION CLAMPING RANGE MAX. : 1.5 MM² BOX | 1
24746 | 1639010000 | PCB PLUG-IN CONNECTOR FEMALE PLUG 3.50 MM N OF POLES: 2 90° CLAMPING YOKE CONNECTION CLAMPING RANGE MAX. : 1.5 MM² BOX | 1
24747 | 1639020000 | PCB PLUG-IN CONNECTOR FEMALE PLUG 3.50 MM N OF POLES: 3 90° CLAMPING YOKE CONNECTION CLAMPING RANGE MAX. : 1.5 MM² BOX | 1
24748 | 1639030000 | PCB PLUG-IN CONNECTOR FEMALE PLUG 3.50 MM N OF POLES: 4 90° CLAMPING YOKE CONNECTION CLAMPING RANGE MAX. : 1.5 MM² BOX | 1
24749 | 1639040000 | PCB PLUG-IN CONNECTOR FEMALE PLUG 3.50 MM N OF POLES: 5 90° CLAMPING YOKE CONNECTION CLAMPING RANGE MAX. : 1.5 MM² BOX | 1
24750 | 1639050000 | PCB PLUG-IN CONNECTOR FEMALE PLUG 3.50 MM N OF POLES: 6 90° CLAMPING YOKE CONNECTION CLAMPING RANGE MAX. : 1.5 MM² BOX | 1
24751 | 1639060000 | PCB PLUG-IN CONNECTOR FEMALE PLUG 3.50 MM N OF POLES: 7 90° CLAMPING YOKE CONNECTION CLAMPING RANGE MAX. : 1.5 MM² BOX | 1
24752 | 1639070000 | PCB PLUG-IN CONNECTOR FEMALE PLUG 3.50 MM N OF POLES: 8 90° CLAMPING YOKE CONNECTION CLAMPING RANGE MAX. : 1.5 MM² BOX | 1
24753 | 1639080000 | PCB PLUG-IN CONNECTOR FEMALE PLUG 3.50 MM N OF POLES: 9 90° CLAMPING YOKE CONNECTION CLAMPING RANGE MAX. : 1.5 MM² BOX | 1
24754 | 1639090000 | PCB PLUG-IN CONNECTOR FEMALE PLUG 3.50 MM N OF POLES: 10 90° CLAMPING YOKE CONNECTION CLAMPING RANGE MAX. : 1.5 MM² BOX | 1
24755 | 1639100000 | PCB PLUG-IN CONNECTOR FEMALE PLUG 3.50 MM N OF POLES: 11 90° CLAMPING YOKE CONNECTION CLAMPING RANGE MAX. : 1.5 MM² BOX | 1
24756 | 1639110000 | PCB PLUG-IN CONNECTOR FEMALE PLUG 3.50 MM N OF POLES: 12 90° CLAMPING YOKE CONNECTION CLAMPING RANGE MAX. : 1.5 MM² BOX | 1
24757 | 1639120000 | PCB PLUG-IN CONNECTOR FEMALE PLUG 3.50 MM N OF POLES: 13 90° CLAMPING YOKE CONNECTION CLAMPING RANGE MAX. : 1.5 MM² BOX | 1
24758 | 1639130000 | PCB PLUG-IN CONNECTOR FEMALE PLUG 3.50 MM N OF POLES: 14 90° CLAMPING YOKE CONNECTION CLAMPING RANGE MAX. : 1.5 MM² BOX | 1
24759 | 1639140000 | PCB PLUG-IN CONNECTOR FEMALE PLUG 3.50 MM N OF POLES: 15 90° CLAMPING YOKE CONNECTION CLAMPING RANGE MAX. : 1.5 MM² BOX | 1
24760 | 1639150000 | PCB PLUG-IN CONNECTOR FEMALE PLUG 3.50 MM N OF POLES: 16 90° CLAMPING YOKE CONNECTION CLAMPING RANGE MAX. : 1.5 MM² BOX | 1
24761 | 1639160000 | PCB PLUG-IN CONNECTOR FEMALE PLUG 3.50 MM N OF POLES: 17 90° CLAMPING YOKE CONNECTION CLAMPING RANGE MAX. : 1.5 MM² BOX | 1
24762 | 1639170000 | PCB PLUG-IN CONNECTOR FEMALE PLUG 3.50 MM N OF POLES: 18 90° CLAMPING YOKE CONNECTION CLAMPING RANGE MAX. : 1.5 MM² BOX | 1
24763 | 1639180000 | PCB PLUG-IN CONNECTOR FEMALE PLUG 3.50 MM N OF POLES: 19 90° CLAMPING YOKE CONNECTION CLAMPING RANGE MAX. : 1.5 MM² BOX | 1
24764 | 1639190000 | PCB PLUG-IN CONNECTOR FEMALE PLUG 3.50 MM N OF POLES: 20 90° CLAMPING YOKE CONNECTION CLAMPING RANGE MAX. : 1.5 MM² BOX | 1
24765 | 1639200000 | PCB PLUG-IN CONNECTOR FEMALE PLUG 3.50 MM N OF POLES: 21 90° CLAMPING YOKE CONNECTION CLAMPING RANGE MAX. : 1.5 MM² BOX | 1
24766 | 1639210000 | PCB PLUG-IN CONNECTOR FEMALE PLUG 3.50 MM N OF POLES: 22 90° CLAMPING YOKE CONNECTION CLAMPING RANGE MAX. : 1.5 MM² BOX | 1
24767 | 1639220000 | PCB PLUG-IN CONNECTOR FEMALE PLUG 3.50 MM N OF POLES: 23 90° CLAMPING YOKE CONNECTION CLAMPING RANGE MAX. : 1.5 MM² BOX | 1
24768 | 1639250000 | PCB PLUG-IN CONNECTOR FEMALE PLUG 3.50 MM N OF POLES: 3 90° CLAMPING YOKE CONNECTION CLAMPING RANGE MAX. : 1.5 MM² BOX | 1
24769 | 1639260000 | PCB PLUG-IN CONNECTOR FEMALE PLUG 3.50 MM N OF POLES: 4 90° CLAMPING YOKE CONNECTION CLAMPING RANGE MAX. : 1.5 MM² BOX | 1
24770 | 1639270000 | PCB PLUG-IN CONNECTOR FEMALE PLUG 3.50 MM N OF POLES: 5 90° CLAMPING YOKE CONNECTION CLAMPING RANGE MAX. : 1.5 MM² BOX | 1
24771 | 1639280000 | PCB PLUG-IN CONNECTOR FEMALE PLUG 3.50 MM N OF POLES: 6 90° CLAMPING YOKE CONNECTION CLAMPING RANGE MAX. : 1.5 MM² BOX | 1
24772 | 1639290000 | PCB PLUG-IN CONNECTOR FEMALE PLUG 3.50 MM N OF POLES: 7 90° CLAMPING YOKE CONNECTION CLAMPING RANGE MAX. : 1.5 MM² BOX | 1
24773 | 1639300000 | PCB PLUG-IN CONNECTOR FEMALE PLUG 3.50 MM N OF POLES: 8 90° CLAMPING YOKE CONNECTION CLAMPING RANGE MAX. : 1.5 MM² BOX | 1
24774 | 1639310000 | PCB PLUG-IN CONNECTOR FEMALE PLUG 3.50 MM N OF POLES: 9 90° CLAMPING YOKE CONNECTION CLAMPING RANGE MAX. : 1.5 MM² BOX | 1
24775 | 1639320000 | PCB PLUG-IN CONNECTOR FEMALE PLUG 3.50 MM N OF POLES: 10 90° CLAMPING YOKE CONNECTION CLAMPING RANGE MAX. : 1.5 MM² BOX | 1
24776 | 1639340000 | PCB PLUG-IN CONNECTOR FEMALE PLUG 3.50 MM N OF POLES: 12 90° CLAMPING YOKE CONNECTION CLAMPING RANGE MAX. : 1.5 MM² BOX | 1
24777 | 1639840000 | PCB PLUG-IN CONNECTOR FEMALE PLUG 3.50 MM N OF POLES: 16 270° CLAMPING YOKE CONNECTION CLAMPING RANGE MAX. : 1.5 MM² BOX | 1
24778 | 1639850000 | PCB PLUG-IN CONNECTOR FEMALE PLUG 3.50 MM N OF POLES: 17 270° CLAMPING YOKE CONNECTION CLAMPING RANGE MAX. : 1.5 MM² BOX | 1
24779 | 1639930000 | PCB PLUG-IN CONNECTOR FEMALE PLUG 3.50 MM N OF POLES: 2 270° CLAMPING YOKE CONNECTION CLAMPING RANGE MAX. : 1.5 MM² BOX | 1
24780 | 1639940000 | PCB PLUG-IN CONNECTOR FEMALE PLUG 3.50 MM N OF POLES: 3 270° CLAMPING YOKE CONNECTION CLAMPING RANGE MAX. : 1.5 MM² BOX | 1
24781 | 1639950000 | PCB PLUG-IN CONNECTOR FEMALE PLUG 3.50 MM N OF POLES: 4 270° CLAMPING YOKE CONNECTION CLAMPING RANGE MAX. : 1.5 MM² BOX | 1
24782 | 1639960000 | PCB PLUG-IN CONNECTOR FEMALE PLUG 3.50 MM N OF POLES: 5 270° CLAMPING YOKE CONNECTION CLAMPING RANGE MAX. : 1.5 MM² BOX | 1
24783 | 1639970000 | PCB PLUG-IN CONNECTOR FEMALE PLUG 3.50 MM N OF POLES: 6 270° CLAMPING YOKE CONNECTION CLAMPING RANGE MAX. : 1.5 MM² BOX | 1
24784 | 1639980000 | PCB PLUG-IN CONNECTOR FEMALE PLUG 3.50 MM N OF POLES: 7 270° CLAMPING YOKE CONNECTION CLAMPING RANGE MAX. : 1.5 MM² BOX | 1
24785 | 1639990000 | PCB PLUG-IN CONNECTOR FEMALE PLUG 3.50 MM N OF POLES: 8 270° CLAMPING YOKE CONNECTION CLAMPING RANGE MAX. : 1.5 MM² BOX | 1
24786 | 1640000000 | PCB PLUG-IN CONNECTOR FEMALE PLUG 3.50 MM N OF POLES: 9 270° CLAMPING YOKE CONNECTION CLAMPING RANGE MAX. : 1.5 MM² BOX | 1
24787 | 1640010000 | PCB PLUG-IN CONNECTOR FEMALE PLUG 3.50 MM N OF POLES: 10 270° CLAMPING YOKE CONNECTION CLAMPING RANGE MAX. : 1.5 MM² BOX | 1
24788 | 1640020000 | PCB PLUG-IN CONNECTOR FEMALE PLUG 3.50 MM N OF POLES: 11 270° CLAMPING YOKE CONNECTION CLAMPING RANGE MAX. : 1.5 MM² BOX | 1
24789 | 1640030000 | PCB PLUG-IN CONNECTOR FEMALE PLUG 3.50 MM N OF POLES: 12 270° CLAMPING YOKE CONNECTION CLAMPING RANGE MAX. : 1.5 MM² BOX | 1
24790 | 1640040000 | PCB PLUG-IN CONNECTOR FEMALE PLUG 3.50 MM N OF POLES: 13 270° CLAMPING YOKE CONNECTION CLAMPING RANGE MAX. : 1.5 MM² BOX | 1
24791 | 1640050000 | PCB PLUG-IN CONNECTOR FEMALE PLUG 3.50 MM N OF POLES: 14 270° CLAMPING YOKE CONNECTION CLAMPING RANGE MAX. : 1.5 MM² BOX | 1
24792 | 1640060000 | PCB PLUG-IN CONNECTOR FEMALE PLUG 3.50 MM N OF POLES: 15 270° CLAMPING YOKE CONNECTION CLAMPING RANGE MAX. : 1.5 MM² BOX | 1
24793 | 1640070000 | PCB PLUG-IN CONNECTOR FEMALE PLUG 3.50 MM N OF POLES: 16 270° CLAMPING YOKE CONNECTION CLAMPING RANGE MAX. : 1.5 MM² BOX | 1
24794 | 1640080000 | PCB PLUG-IN CONNECTOR FEMALE PLUG 3.50 MM N OF POLES: 17 270° CLAMPING YOKE CONNECTION CLAMPING RANGE MAX. : 1.5 MM² BOX | 1
24795 | 1640090000 | PCB PLUG-IN CONNECTOR FEMALE PLUG 3.50 MM N OF POLES: 18 270° CLAMPING YOKE CONNECTION CLAMPING RANGE MAX. : 1.5 MM² BOX | 1
24796 | 1640100000 | PCB PLUG-IN CONNECTOR FEMALE PLUG 3.50 MM N OF POLES: 19 270° CLAMPING YOKE CONNECTION CLAMPING RANGE MAX. : 1.5 MM² BOX | 1
24797 | 1640110000 | PCB PLUG-IN CONNECTOR FEMALE PLUG 3.50 MM N OF POLES: 20 270° CLAMPING YOKE CONNECTION CLAMPING RANGE MAX. : 1.5 MM² BOX | 1
24798 | 1640120000 | PCB PLUG-IN CONNECTOR FEMALE PLUG 3.50 MM N OF POLES: 21 270° CLAMPING YOKE CONNECTION CLAMPING RANGE MAX. : 1.5 MM² BOX | 1
24799 | 1640130000 | PCB PLUG-IN CONNECTOR FEMALE PLUG 3.50 MM N OF POLES: 22 270° CLAMPING YOKE CONNECTION CLAMPING RANGE MAX. : 1.5 MM² BOX | 1
24800 | 1640140000 | PCB PLUG-IN CONNECTOR FEMALE PLUG 3.50 MM N OF POLES: 23 270° CLAMPING YOKE CONNECTION CLAMPING RANGE MAX. : 1.5 MM² BOX | 1
24801 | 1640150000 | PCB PLUG-IN CONNECTOR FEMALE PLUG 3.50 MM N OF POLES: 24 270° CLAMPING YOKE CONNECTION CLAMPING RANGE MAX. : 1.5 MM² BOX | 1
24802 | 1640160000 | PCB PLUG-IN CONNECTOR FEMALE PLUG 3.50 MM N OF POLES: 2 270° CLAMPING YOKE CONNECTION CLAMPING RANGE MAX. : 1.5 MM² BOX | 1
24803 | 1640170000 | PCB PLUG-IN CONNECTOR FEMALE PLUG 3.50 MM N OF POLES: 3 270° CLAMPING YOKE CONNECTION CLAMPING RANGE MAX. : 1.5 MM² BOX | 1
24804 | 1640180000 | PCB PLUG-IN CONNECTOR FEMALE PLUG 3.50 MM N OF POLES: 4 270° CLAMPING YOKE CONNECTION CLAMPING RANGE MAX. : 1.5 MM² BOX | 1
24805 | 1640200000 | PCB PLUG-IN CONNECTOR FEMALE PLUG 3.50 MM N OF POLES: 6 270° CLAMPING YOKE CONNECTION CLAMPING RANGE MAX. : 1.5 MM² BOX | 1
24806 | 1640220000 | PCB PLUG-IN CONNECTOR FEMALE PLUG 3.50 MM N OF POLES: 8 270° CLAMPING YOKE CONNECTION CLAMPING RANGE MAX. : 1.5 MM² BOX | 1
24807 | 1640240000 | PCB PLUG-IN CONNECTOR FEMALE PLUG 3.50 MM N OF POLES: 10 270° CLAMPING YOKE CONNECTION CLAMPING RANGE MAX. : 1.5 MM² BOX | 1
24808 | 1640280000 | PCB PLUG-IN CONNECTOR FEMALE PLUG 3.50 MM N OF POLES: 14 270° CLAMPING YOKE CONNECTION CLAMPING RANGE MAX. : 1.5 MM² BOX | 1
24809 | 1640320000 | PCB PLUG-IN CONNECTOR FEMALE PLUG 3.50 MM N OF POLES: 18 270° CLAMPING YOKE CONNECTION CLAMPING RANGE MAX. : 1.5 MM² BOX | 1
24810 | 1640350000 | PCB PLUG-IN CONNECTOR FEMALE PLUG 3.50 MM N OF POLES: 21 270° CLAMPING YOKE CONNECTION CLAMPING RANGE MAX. : 1.5 MM² BOX | 1
24811 | 1711510000 | PCB PLUG-IN CONNECTOR MALE HEADER CLOSED SIDE THT SOLDER CONNECTION 5.08 MM N OF POLES: 16 90° SOLDER PIN LENGTH (L): 4.5 MM TINNED BOX | 0
24812 | 1725260000 | PCB PLUG-IN CONNECTOR MALE HEADER OPEN SIDE THT SOLDER CONNECTION 5.08 MM N OF POLES: 22 90° SOLDER PIN LENGTH (L): 3.2 MM TINNED ORANGE BOX | 0
24813 | 1725280000 | PCB PLUG-IN CONNECTOR MALE HEADER OPEN SIDE THT SOLDER CONNECTION 5.08 MM N OF POLES: 26 90° SOLDER PIN LENGTH (L): 3.2 MM TINNED ORANGE BOX | 0
24814 | 1725290000 | PCB PLUG-IN CONNECTOR MALE HEADER OPEN SIDE THT SOLDER CONNECTION 5.08 MM N OF POLES: 28 90° SOLDER PIN LENGTH (L): 3.2 MM TINNED ORANGE BOX | 0
24815 | 1725300000 | PCB PLUG-IN CONNECTOR MALE HEADER OPEN SIDE THT SOLDER CONNECTION 5.08 MM N OF POLES: 30 90° SOLDER PIN LENGTH (L): 3.2 MM TINNED ORANGE BOX | 0
24816 | 1725310000 | PCB PLUG-IN CONNECTOR MALE HEADER OPEN SIDE THT SOLDER CONNECTION 5.08 MM N OF POLES: 32 90° SOLDER PIN LENGTH (L): 3.2 MM TINNED ORANGE BOX | 0
24817 | 1725320000 | PCB PLUG-IN CONNECTOR MALE HEADER OPEN SIDE THT SOLDER CONNECTION 5.08 MM N OF POLES: 34 90° SOLDER PIN LENGTH (L): 3.2 MM TINNED ORANGE BOX | 0
24818 | 1725330000 | PCB PLUG-IN CONNECTOR MALE HEADER OPEN SIDE THT SOLDER CONNECTION 5.08 MM N OF POLES: 36 90° SOLDER PIN LENGTH (L): 3.2 MM TINNED ORANGE BOX | 0
24819 | 1725340000 | PCB PLUG-IN CONNECTOR MALE HEADER OPEN SIDE THT SOLDER CONNECTION 5.08 MM N OF POLES: 38 90° SOLDER PIN LENGTH (L): 3.2 MM TINNED ORANGE BOX | 0
24820 | 1725650000 | PCB PLUG-IN CONNECTOR MALE HEADER OPEN SIDE THT SOLDER CONNECTION 5.08 MM N OF POLES: 4 180° SOLDER PIN LENGTH (L): 3.2 MM TINNED ORANGE BOX | 0
24821 | 1725660000 | PCB PLUG-IN CONNECTOR MALE HEADER OPEN SIDE THT SOLDER CONNECTION 5.08 MM N OF POLES: 6 180° SOLDER PIN LENGTH (L): 3.2 MM TINNED ORANGE BOX | 0
24822 | 1725670000 | PCB PLUG-IN CONNECTOR MALE HEADER OPEN SIDE THT SOLDER CONNECTION 5.08 MM N OF POLES: 8 180° SOLDER PIN LENGTH (L): 3.2 MM TINNED ORANGE BOX | 0
24823 | 1725680000 | PCB PLUG-IN CONNECTOR MALE HEADER OPEN SIDE THT SOLDER CONNECTION 5.08 MM N OF POLES: 10 180° SOLDER PIN LENGTH (L): 3.2 MM TINNED ORANGE BOX | 0
24824 | 1725690000 | PCB PLUG-IN CONNECTOR MALE HEADER OPEN SIDE THT SOLDER CONNECTION 5.08 MM N OF POLES: 12 180° SOLDER PIN LENGTH (L): 3.2 MM TINNED ORANGE BOX | 0
24825 | 1725700000 | PCB PLUG-IN CONNECTOR MALE HEADER OPEN SIDE THT SOLDER CONNECTION 5.08 MM N OF POLES: 14 180° SOLDER PIN LENGTH (L): 3.2 MM TINNED ORANGE BOX | 0
24826 | 1725710000 | PCB PLUG-IN CONNECTOR MALE HEADER OPEN SIDE THT SOLDER CONNECTION 5.08 MM N OF POLES: 16 180° SOLDER PIN LENGTH (L): 3.2 MM TINNED ORANGE BOX | 0
24827 | 1725720000 | PCB PLUG-IN CONNECTOR MALE HEADER OPEN SIDE THT SOLDER CONNECTION 5.08 MM N OF POLES: 18 180° SOLDER PIN LENGTH (L): 3.2 MM TINNED ORANGE BOX | 0
24828 | 1725730000 | PCB PLUG-IN CONNECTOR MALE HEADER OPEN SIDE THT SOLDER CONNECTION 5.08 MM N OF POLES: 20 180° SOLDER PIN LENGTH (L): 3.2 MM TINNED ORANGE BOX | 0
24829 | 1725740000 | PCB PLUG-IN CONNECTOR MALE HEADER OPEN SIDE THT SOLDER CONNECTION 5.08 MM N OF POLES: 22 180° SOLDER PIN LENGTH (L): 3.2 MM TINNED ORANGE BOX | 0
24830 | 1725750000 | PCB PLUG-IN CONNECTOR MALE HEADER OPEN SIDE THT SOLDER CONNECTION 5.08 MM N OF POLES: 24 180° SOLDER PIN LENGTH (L): 3.2 MM TINNED ORANGE BOX | 0
24831 | 1725760000 | PCB PLUG-IN CONNECTOR MALE HEADER OPEN SIDE THT SOLDER CONNECTION 5.08 MM N OF POLES: 26 180° SOLDER PIN LENGTH (L): 3.2 MM TINNED ORANGE BOX | 0
24832 | 1725770000 | PCB PLUG-IN CONNECTOR MALE HEADER OPEN SIDE THT SOLDER CONNECTION 5.08 MM N OF POLES: 28 180° SOLDER PIN LENGTH (L): 3.2 MM TINNED ORANGE BOX | 0
24833 | 1725780000 | PCB PLUG-IN CONNECTOR MALE HEADER OPEN SIDE THT SOLDER CONNECTION 5.08 MM N OF POLES: 30 180° SOLDER PIN LENGTH (L): 3.2 MM TINNED ORANGE BOX | 0
24834 | 1725790000 | PCB PLUG-IN CONNECTOR MALE HEADER OPEN SIDE THT SOLDER CONNECTION 5.08 MM N OF POLES: 32 180° SOLDER PIN LENGTH (L): 3.2 MM TINNED ORANGE BOX | 0
24835 | 1725800000 | PCB PLUG-IN CONNECTOR MALE HEADER OPEN SIDE THT SOLDER CONNECTION 5.08 MM N OF POLES: 34 180° SOLDER PIN LENGTH (L): 3.2 MM TINNED ORANGE BOX | 0
24836 | 1725810000 | PCB PLUG-IN CONNECTOR MALE HEADER OPEN SIDE THT SOLDER CONNECTION 5.08 MM N OF POLES: 36 180° SOLDER PIN LENGTH (L): 3.2 MM TINNED ORANGE BOX | 0
24837 | 1725820000 | PCB PLUG-IN CONNECTOR MALE HEADER OPEN SIDE THT SOLDER CONNECTION 5.08 MM N OF POLES: 38 180° SOLDER PIN LENGTH (L): 3.2 MM TINNED ORANGE BOX | 0
24838 | 1725830000 | PCB PLUG-IN CONNECTOR MALE HEADER OPEN SIDE THT SOLDER CONNECTION 5.08 MM N OF POLES: 40 180° SOLDER PIN LENGTH (L): 3.2 MM TINNED ORANGE BOX | 0
24839 | 1725840000 | PCB PLUG-IN CONNECTOR MALE HEADER OPEN SIDE THT SOLDER CONNECTION 5.08 MM N OF POLES: 42 180° SOLDER PIN LENGTH (L): 3.2 MM TINNED ORANGE BOX | 0
24840 | 1725850000 | PCB PLUG-IN CONNECTOR MALE HEADER OPEN SIDE THT SOLDER CONNECTION 5.08 MM N OF POLES: 44 180° SOLDER PIN LENGTH (L): 3.2 MM TINNED ORANGE BOX | 0
24841 | 1725860000 | PCB PLUG-IN CONNECTOR MALE HEADER OPEN SIDE THT SOLDER CONNECTION 5.08 MM N OF POLES: 46 180° SOLDER PIN LENGTH (L): 3.2 MM TINNED ORANGE BOX | 0
24842 | 1725870000 | PCB PLUG-IN CONNECTOR MALE HEADER OPEN SIDE THT SOLDER CONNECTION 5.08 MM N OF POLES: 48 180° SOLDER PIN LENGTH (L): 3.2 MM TINNED ORANGE BOX | 0
24843 | 1726790000 | PCB PLUG-IN CONNECTOR MALE HEADER DOVETAILS FOR FIXING BLOCKS THT SOLDER CONNECTION 5.08 MM N OF POLES: 14 180° SOLDER PIN LENGTH (L): 3.2 MM TINNED ORANGE BOX | 0
24844 | 1726820000 | PCB PLUG-IN CONNECTOR MALE HEADER DOVETAILS FOR FIXING BLOCKS THT SOLDER CONNECTION 5.08 MM N OF POLES: 20 180° SOLDER PIN LENGTH (L): 3.2 MM TINNED ORANGE BOX | 0
24845 | 1726860000 | PCB PLUG-IN CONNECTOR MALE HEADER DOVETAILS FOR FIXING BLOCKS THT SOLDER CONNECTION 5.08 MM N OF POLES: 28 180° SOLDER PIN LENGTH (L): 3.2 MM TINNED ORANGE BOX | 0
24846 | 1726960000 | PCB PLUG-IN CONNECTOR MALE HEADER DOVETAILS FOR FIXING BLOCKS THT SOLDER CONNECTION 5.08 MM N OF POLES: 48 180° SOLDER PIN LENGTH (L): 3.2 MM TINNED ORANGE BOX | 0
24847 | 1727560000 | PCB PLUG-IN CONNECTOR FEMALE PLUG 3.50 MM N OF POLES: 6 180° TENSION-CLAMP CONNECTION CLAMPING RANGE MAX. : 1 MM² BOX | 1
24848 | 1727570000 | PCB PLUG-IN CONNECTOR FEMALE PLUG 3.50 MM N OF POLES: 8 180° TENSION-CLAMP CONNECTION CLAMPING RANGE MAX. : 1 MM² BOX | 1
24849 | 1727580000 | PCB PLUG-IN CONNECTOR FEMALE PLUG 3.50 MM N OF POLES: 10 180° TENSION-CLAMP CONNECTION CLAMPING RANGE MAX. : 1 MM² BOX | 1
24850 | 1727590000 | PCB PLUG-IN CONNECTOR FEMALE PLUG 3.50 MM N OF POLES: 12 180° TENSION-CLAMP CONNECTION CLAMPING RANGE MAX. : 1 MM² BOX | 1
24851 | 1727600000 | PCB PLUG-IN CONNECTOR FEMALE PLUG 3.50 MM N OF POLES: 14 180° TENSION-CLAMP CONNECTION CLAMPING RANGE MAX. : 1 MM² BOX | 1
24852 | 1727610000 | PCB PLUG-IN CONNECTOR FEMALE PLUG 3.50 MM N OF POLES: 16 180° TENSION-CLAMP CONNECTION CLAMPING RANGE MAX. : 1 MM² BOX | 1
24853 | 1727620000 | PCB PLUG-IN CONNECTOR FEMALE PLUG 3.50 MM N OF POLES: 18 180° TENSION-CLAMP CONNECTION CLAMPING RANGE MAX. : 1 MM² BOX | 1
24854 | 1727630000 | PCB PLUG-IN CONNECTOR FEMALE PLUG 3.50 MM N OF POLES: 20 180° TENSION-CLAMP CONNECTION CLAMPING RANGE MAX. : 1 MM² BOX | 1
24855 | 1727640000 | PCB PLUG-IN CONNECTOR FEMALE PLUG 3.50 MM N OF POLES: 6 180° TENSION-CLAMP CONNECTION CLAMPING RANGE MAX. : 1 MM² BOX | 1
24856 | 1727650000 | PCB PLUG-IN CONNECTOR FEMALE PLUG 3.50 MM N OF POLES: 8 180° TENSION-CLAMP CONNECTION CLAMPING RANGE MAX. : 1 MM² BOX | 1
24857 | 1727660000 | PCB PLUG-IN CONNECTOR FEMALE PLUG 3.50 MM N OF POLES: 10 180° TENSION-CLAMP CONNECTION CLAMPING RANGE MAX. : 1 MM² BOX | 1
24858 | 1727670000 | PCB PLUG-IN CONNECTOR FEMALE PLUG 3.50 MM N OF POLES: 12 180° TENSION-CLAMP CONNECTION CLAMPING RANGE MAX. : 1 MM² BOX | 1
24859 | 1727680000 | PCB PLUG-IN CONNECTOR FEMALE PLUG 3.50 MM N OF POLES: 14 180° TENSION-CLAMP CONNECTION CLAMPING RANGE MAX. : 1 MM² BOX | 1
24860 | 1727690000 | PCB PLUG-IN CONNECTOR FEMALE PLUG 3.50 MM N OF POLES: 16 180° TENSION-CLAMP CONNECTION CLAMPING RANGE MAX. : 1 MM² BOX | 1
24861 | 1727700000 | PCB PLUG-IN CONNECTOR FEMALE PLUG 3.50 MM N OF POLES: 18 180° TENSION-CLAMP CONNECTION CLAMPING RANGE MAX. : 1 MM² BOX | 1
24862 | 1727710000 | PCB PLUG-IN CONNECTOR FEMALE PLUG 3.50 MM N OF POLES: 20 180° TENSION-CLAMP CONNECTION CLAMPING RANGE MAX. : 1 MM² BOX | 1
24863 | 1727830000 | PCB PLUG-IN CONNECTOR MALE HEADER CLOSED SIDE THT SOLDER CONNECTION 3.50 MM N OF POLES: 6 90° SOLDER PIN LENGTH (L): 3.5 MM TINNED ORANGE BOX | 0
24864 | 1727840000 | PCB PLUG-IN CONNECTOR MALE HEADER CLOSED SIDE THT SOLDER CONNECTION 3.50 MM N OF POLES: 8 90° SOLDER PIN LENGTH (L): 3.5 MM TINNED ORANGE BOX | 0
24865 | 1727850000 | PCB PLUG-IN CONNECTOR MALE HEADER CLOSED SIDE THT SOLDER CONNECTION 3.50 MM N OF POLES: 10 90° SOLDER PIN LENGTH (L): 3.5 MM TINNED ORANGE BOX | 0
24866 | 1727860000 | PCB PLUG-IN CONNECTOR MALE HEADER CLOSED SIDE THT SOLDER CONNECTION 3.50 MM N OF POLES: 12 90° SOLDER PIN LENGTH (L): 3.5 MM TINNED ORANGE BOX | 0
24867 | 1727870000 | PCB PLUG-IN CONNECTOR MALE HEADER CLOSED SIDE THT SOLDER CONNECTION 3.50 MM N OF POLES: 14 90° SOLDER PIN LENGTH (L): 3.5 MM TINNED ORANGE BOX | 0
24868 | 1727880000 | PCB PLUG-IN CONNECTOR MALE HEADER CLOSED SIDE THT SOLDER CONNECTION 3.50 MM N OF POLES: 16 90° SOLDER PIN LENGTH (L): 3.5 MM TINNED ORANGE BOX | 0
24869 | 1727890000 | PCB PLUG-IN CONNECTOR MALE HEADER CLOSED SIDE THT SOLDER CONNECTION 3.50 MM N OF POLES: 18 90° SOLDER PIN LENGTH (L): 3.5 MM TINNED ORANGE BOX | 0
24870 | 1727900000 | PCB PLUG-IN CONNECTOR MALE HEADER CLOSED SIDE THT SOLDER CONNECTION 3.50 MM N OF POLES: 20 90° SOLDER PIN LENGTH (L): 3.5 MM TINNED ORANGE BOX | 0
24871 | 1727910000 | PCB PLUG-IN CONNECTOR MALE HEADER CLOSED SIDE THT SOLDER CONNECTION 3.50 MM N OF POLES: 22 90° SOLDER PIN LENGTH (L): 3.5 MM TINNED ORANGE BOX | 0
24872 | 1727920000 | PCB PLUG-IN CONNECTOR MALE HEADER CLOSED SIDE THT SOLDER CONNECTION 3.50 MM N OF POLES: 24 90° SOLDER PIN LENGTH (L): 3.5 MM TINNED ORANGE BOX | 0
24873 | 1727930000 | PCB PLUG-IN CONNECTOR MALE HEADER CLOSED SIDE THT SOLDER CONNECTION 3.50 MM N OF POLES: 26 90° SOLDER PIN LENGTH (L): 3.5 MM TINNED ORANGE BOX | 0
24874 | 1727940000 | PCB PLUG-IN CONNECTOR MALE HEADER CLOSED SIDE THT SOLDER CONNECTION 3.50 MM N OF POLES: 28 90° SOLDER PIN LENGTH (L): 3.5 MM TINNED ORANGE BOX | 0
24875 | 1727950000 | PCB PLUG-IN CONNECTOR MALE HEADER CLOSED SIDE THT SOLDER CONNECTION 3.50 MM N OF POLES: 30 90° SOLDER PIN LENGTH (L): 3.5 MM TINNED ORANGE BOX | 0
24876 | 1727960000 | PCB PLUG-IN CONNECTOR MALE HEADER CLOSED SIDE THT SOLDER CONNECTION 3.50 MM N OF POLES: 32 90° SOLDER PIN LENGTH (L): 3.5 MM TINNED ORANGE BOX | 0
24877 | 1727970000 | PCB PLUG-IN CONNECTOR MALE HEADER CLOSED SIDE THT SOLDER CONNECTION 3.50 MM N OF POLES: 34 90° SOLDER PIN LENGTH (L): 3.5 MM TINNED ORANGE BOX | 0
24878 | 1727980000 | PCB PLUG-IN CONNECTOR MALE HEADER CLOSED SIDE THT SOLDER CONNECTION 3.50 MM N OF POLES: 36 90° SOLDER PIN LENGTH (L): 3.5 MM TINNED ORANGE BOX | 0
24879 | 1727990000 | PCB PLUG-IN CONNECTOR MALE HEADER CLOSED SIDE THT SOLDER CONNECTION 3.50 MM N OF POLES: 6 90° SOLDER PIN LENGTH (L): 3.5 MM TINNED BOX | 0
24880 | 1728000000 | PCB PLUG-IN CONNECTOR MALE HEADER CLOSED SIDE THT SOLDER CONNECTION 3.50 MM N OF POLES: 8 90° SOLDER PIN LENGTH (L): 3.5 MM TINNED BOX | 0
24881 | 1728010000 | PCB PLUG-IN CONNECTOR MALE HEADER CLOSED SIDE THT SOLDER CONNECTION 3.50 MM N OF POLES: 10 90° SOLDER PIN LENGTH (L): 3.5 MM TINNED BOX | 0
24882 | 1728020000 | PCB PLUG-IN CONNECTOR MALE HEADER CLOSED SIDE THT SOLDER CONNECTION 3.50 MM N OF POLES: 12 90° SOLDER PIN LENGTH (L): 3.5 MM TINNED BOX | 0
24883 | 1728030000 | PCB PLUG-IN CONNECTOR MALE HEADER CLOSED SIDE THT SOLDER CONNECTION 3.50 MM N OF POLES: 14 90° SOLDER PIN LENGTH (L): 3.5 MM TINNED BOX | 0
24884 | 1728040000 | PCB PLUG-IN CONNECTOR MALE HEADER CLOSED SIDE THT SOLDER CONNECTION 3.50 MM N OF POLES: 16 90° SOLDER PIN LENGTH (L): 3.5 MM TINNED BOX | 0
24885 | 1728050000 | PCB PLUG-IN CONNECTOR MALE HEADER CLOSED SIDE THT SOLDER CONNECTION 3.50 MM N OF POLES: 18 90° SOLDER PIN LENGTH (L): 3.5 MM TINNED BOX | 0
24886 | 1728060000 | PCB PLUG-IN CONNECTOR MALE HEADER CLOSED SIDE THT SOLDER CONNECTION 3.50 MM N OF POLES: 20 90° SOLDER PIN LENGTH (L): 3.5 MM TINNED BOX | 0
24887 | 1728080000 | PCB PLUG-IN CONNECTOR MALE HEADER CLOSED SIDE THT SOLDER CONNECTION 3.50 MM N OF POLES: 24 90° SOLDER PIN LENGTH (L): 3.5 MM TINNED BOX | 0
24888 | 1728090000 | PCB PLUG-IN CONNECTOR MALE HEADER CLOSED SIDE THT SOLDER CONNECTION 3.50 MM N OF POLES: 26 90° SOLDER PIN LENGTH (L): 3.5 MM TINNED BOX | 0
24889 | 1728100000 | PCB PLUG-IN CONNECTOR MALE HEADER CLOSED SIDE THT SOLDER CONNECTION 3.50 MM N OF POLES: 28 90° SOLDER PIN LENGTH (L): 3.5 MM TINNED BOX | 0
24890 | 1728110000 | PCB PLUG-IN CONNECTOR MALE HEADER CLOSED SIDE THT SOLDER CONNECTION 3.50 MM N OF POLES: 30 90° SOLDER PIN LENGTH (L): 3.5 MM TINNED BOX | 0
24891 | 1728120000 | PCB PLUG-IN CONNECTOR MALE HEADER CLOSED SIDE THT SOLDER CONNECTION 3.50 MM N OF POLES: 32 90° SOLDER PIN LENGTH (L): 3.5 MM TINNED BOX | 0
24892 | 1728150000 | PCB PLUG-IN CONNECTOR MALE HEADER OPEN SIDE THT SOLDER CONNECTION 3.50 MM N OF POLES: 6 90° SOLDER PIN LENGTH (L): 3.5 MM TINNED ORANGE BOX | 0
24893 | 1728160000 | PCB PLUG-IN CONNECTOR MALE HEADER OPEN SIDE THT SOLDER CONNECTION 3.50 MM N OF POLES: 8 90° SOLDER PIN LENGTH (L): 3.5 MM TINNED ORANGE BOX | 0
24894 | 1728170000 | PCB PLUG-IN CONNECTOR MALE HEADER OPEN SIDE THT SOLDER CONNECTION 3.50 MM N OF POLES: 10 90° SOLDER PIN LENGTH (L): 3.5 MM TINNED ORANGE BOX | 0
24895 | 1728180000 | PCB PLUG-IN CONNECTOR MALE HEADER OPEN SIDE THT SOLDER CONNECTION 3.50 MM N OF POLES: 12 90° SOLDER PIN LENGTH (L): 3.5 MM TINNED ORANGE BOX | 0
24896 | 1728190000 | PCB PLUG-IN CONNECTOR MALE HEADER OPEN SIDE THT SOLDER CONNECTION 3.50 MM N OF POLES: 14 90° SOLDER PIN LENGTH (L): 3.5 MM TINNED ORANGE BOX | 0
24897 | 1728200000 | PCB PLUG-IN CONNECTOR MALE HEADER OPEN SIDE THT SOLDER CONNECTION 3.50 MM N OF POLES: 16 90° SOLDER PIN LENGTH (L): 3.5 MM TINNED ORANGE BOX | 0
24898 | 1728210000 | PCB PLUG-IN CONNECTOR MALE HEADER OPEN SIDE THT SOLDER CONNECTION 3.50 MM N OF POLES: 18 90° SOLDER PIN LENGTH (L): 3.5 MM TINNED ORANGE BOX | 0
24899 | 1728220000 | PCB PLUG-IN CONNECTOR MALE HEADER OPEN SIDE THT SOLDER CONNECTION 3.50 MM N OF POLES: 20 90° SOLDER PIN LENGTH (L): 3.5 MM TINNED ORANGE BOX | 0
24900 | 1728280000 | PCB PLUG-IN CONNECTOR MALE HEADER OPEN SIDE THT SOLDER CONNECTION 3.50 MM N OF POLES: 32 90° SOLDER PIN LENGTH (L): 3.5 MM TINNED ORANGE BOX | 0
24901 | 1728300000 | PCB PLUG-IN CONNECTOR MALE HEADER OPEN SIDE THT SOLDER CONNECTION 3.50 MM N OF POLES: 36 90° SOLDER PIN LENGTH (L): 3.5 MM TINNED ORANGE BOX | 0
24902 | 1728310000 | PCB PLUG-IN CONNECTOR MALE HEADER OPEN SIDE THT SOLDER CONNECTION 3.50 MM N OF POLES: 6 90° SOLDER PIN LENGTH (L): 3.5 MM TINNED BOX | 0
24903 | 1728320000 | PCB PLUG-IN CONNECTOR MALE HEADER OPEN SIDE THT SOLDER CONNECTION 3.50 MM N OF POLES: 8 90° SOLDER PIN LENGTH (L): 3.5 MM TINNED BOX | 0
24904 | 1728330000 | PCB PLUG-IN CONNECTOR MALE HEADER OPEN SIDE THT SOLDER CONNECTION 3.50 MM N OF POLES: 10 90° SOLDER PIN LENGTH (L): 3.5 MM TINNED BOX | 0
24905 | 1728340000 | PCB PLUG-IN CONNECTOR MALE HEADER OPEN SIDE THT SOLDER CONNECTION 3.50 MM N OF POLES: 12 90° SOLDER PIN LENGTH (L): 3.5 MM TINNED BOX | 0
24906 | 1728360000 | PCB PLUG-IN CONNECTOR MALE HEADER OPEN SIDE THT SOLDER CONNECTION 3.50 MM N OF POLES: 16 90° SOLDER PIN LENGTH (L): 3.5 MM TINNED BOX | 0
24907 | 1728400000 | PCB PLUG-IN CONNECTOR MALE HEADER OPEN SIDE THT SOLDER CONNECTION 3.50 MM N OF POLES: 24 90° SOLDER PIN LENGTH (L): 3.5 MM TINNED BOX | 0
24908 | 1728470000 | PCB PLUG-IN CONNECTOR MALE HEADER FLANGE THT SOLDER CONNECTION 3.50 MM N OF POLES: 6 90° SOLDER PIN LENGTH (L): 3.5 MM TINNED ORANGE BOX | 0
24909 | 1728480000 | PCB PLUG-IN CONNECTOR MALE HEADER FLANGE THT SOLDER CONNECTION 3.50 MM N OF POLES: 8 90° SOLDER PIN LENGTH (L): 3.5 MM TINNED ORANGE BOX | 0
24910 | 1728490000 | PCB PLUG-IN CONNECTOR MALE HEADER FLANGE THT SOLDER CONNECTION 3.50 MM N OF POLES: 10 90° SOLDER PIN LENGTH (L): 3.5 MM TINNED ORANGE BOX | 0
24911 | 1728500000 | PCB PLUG-IN CONNECTOR MALE HEADER FLANGE THT SOLDER CONNECTION 3.50 MM N OF POLES: 12 90° SOLDER PIN LENGTH (L): 3.5 MM TINNED ORANGE BOX | 0
24912 | 1728510000 | PCB PLUG-IN CONNECTOR MALE HEADER FLANGE THT SOLDER CONNECTION 3.50 MM N OF POLES: 14 90° SOLDER PIN LENGTH (L): 3.5 MM TINNED ORANGE BOX | 0
24913 | 1728520000 | PCB PLUG-IN CONNECTOR MALE HEADER FLANGE THT SOLDER CONNECTION 3.50 MM N OF POLES: 16 90° SOLDER PIN LENGTH (L): 3.5 MM TINNED ORANGE BOX | 0
24914 | 1728530000 | PCB PLUG-IN CONNECTOR MALE HEADER FLANGE THT SOLDER CONNECTION 3.50 MM N OF POLES: 18 90° SOLDER PIN LENGTH (L): 3.5 MM TINNED ORANGE BOX | 0
24915 | 1728540000 | PCB PLUG-IN CONNECTOR MALE HEADER FLANGE THT SOLDER CONNECTION 3.50 MM N OF POLES: 20 90° SOLDER PIN LENGTH (L): 3.5 MM TINNED ORANGE BOX | 0
24916 | 1728550000 | PCB PLUG-IN CONNECTOR MALE HEADER FLANGE THT SOLDER CONNECTION 3.50 MM N OF POLES: 22 90° SOLDER PIN LENGTH (L): 3.5 MM TINNED ORANGE BOX | 0
24917 | 1728560000 | PCB PLUG-IN CONNECTOR MALE HEADER FLANGE THT SOLDER CONNECTION 3.50 MM N OF POLES: 24 90° SOLDER PIN LENGTH (L): 3.5 MM TINNED ORANGE BOX | 0
24918 | 1728570000 | PCB PLUG-IN CONNECTOR MALE HEADER FLANGE THT SOLDER CONNECTION 3.50 MM N OF POLES: 26 90° SOLDER PIN LENGTH (L): 3.5 MM TINNED ORANGE BOX | 0
24919 | 1728580000 | PCB PLUG-IN CONNECTOR MALE HEADER FLANGE THT SOLDER CONNECTION 3.50 MM N OF POLES: 28 90° SOLDER PIN LENGTH (L): 3.5 MM TINNED ORANGE BOX | 0
24920 | 1728590000 | PCB PLUG-IN CONNECTOR MALE HEADER FLANGE THT SOLDER CONNECTION 3.50 MM N OF POLES: 30 90° SOLDER PIN LENGTH (L): 3.5 MM TINNED ORANGE BOX | 0
24921 | 1728600000 | PCB PLUG-IN CONNECTOR MALE HEADER FLANGE THT SOLDER CONNECTION 3.50 MM N OF POLES: 32 90° SOLDER PIN LENGTH (L): 3.5 MM TINNED ORANGE BOX | 0
24922 | 1728610000 | PCB PLUG-IN CONNECTOR MALE HEADER FLANGE THT SOLDER CONNECTION 3.50 MM N OF POLES: 34 90° SOLDER PIN LENGTH (L): 3.5 MM TINNED ORANGE BOX | 0
24923 | 1728620000 | PCB PLUG-IN CONNECTOR MALE HEADER FLANGE THT SOLDER CONNECTION 3.50 MM N OF POLES: 36 90° SOLDER PIN LENGTH (L): 3.5 MM TINNED ORANGE BOX | 0
24924 | 1728630000 | PCB PLUG-IN CONNECTOR MALE HEADER FLANGE THT SOLDER CONNECTION 3.50 MM N OF POLES: 6 90° SOLDER PIN LENGTH (L): 3.5 MM TINNED BOX | 0
24925 | 1728640000 | PCB PLUG-IN CONNECTOR MALE HEADER FLANGE THT SOLDER CONNECTION 3.50 MM N OF POLES: 8 90° SOLDER PIN LENGTH (L): 3.5 MM TINNED BOX | 0
24926 | 1728650000 | PCB PLUG-IN CONNECTOR MALE HEADER FLANGE THT SOLDER CONNECTION 3.50 MM N OF POLES: 10 90° SOLDER PIN LENGTH (L): 3.5 MM TINNED BOX | 0
24927 | 1728660000 | PCB PLUG-IN CONNECTOR MALE HEADER FLANGE THT SOLDER CONNECTION 3.50 MM N OF POLES: 12 90° SOLDER PIN LENGTH (L): 3.5 MM TINNED BOX | 0
24928 | 1728670000 | PCB PLUG-IN CONNECTOR MALE HEADER FLANGE THT SOLDER CONNECTION 3.50 MM N OF POLES: 14 90° SOLDER PIN LENGTH (L): 3.5 MM TINNED BOX | 0
24929 | 1728680000 | PCB PLUG-IN CONNECTOR MALE HEADER FLANGE THT SOLDER CONNECTION 3.50 MM N OF POLES: 16 90° SOLDER PIN LENGTH (L): 3.5 MM TINNED BOX | 0
24930 | 1728690000 | PCB PLUG-IN CONNECTOR MALE HEADER FLANGE THT SOLDER CONNECTION 3.50 MM N OF POLES: 18 90° SOLDER PIN LENGTH (L): 3.5 MM TINNED BOX | 0
24931 | 1728700000 | PCB PLUG-IN CONNECTOR MALE HEADER FLANGE THT SOLDER CONNECTION 3.50 MM N OF POLES: 20 90° SOLDER PIN LENGTH (L): 3.5 MM TINNED BOX | 0
24932 | 1728710000 | PCB PLUG-IN CONNECTOR MALE HEADER FLANGE THT SOLDER CONNECTION 3.50 MM N OF POLES: 22 90° SOLDER PIN LENGTH (L): 3.5 MM TINNED BOX | 0
24933 | 1728720000 | PCB PLUG-IN CONNECTOR MALE HEADER FLANGE THT SOLDER CONNECTION 3.50 MM N OF POLES: 24 90° SOLDER PIN LENGTH (L): 3.5 MM TINNED BOX | 0
24934 | 1728740000 | PCB PLUG-IN CONNECTOR MALE HEADER FLANGE THT SOLDER CONNECTION 3.50 MM N OF POLES: 28 90° SOLDER PIN LENGTH (L): 3.5 MM TINNED BOX | 0
24935 | 1728760000 | PCB PLUG-IN CONNECTOR MALE HEADER FLANGE THT SOLDER CONNECTION 3.50 MM N OF POLES: 32 90° SOLDER PIN LENGTH (L): 3.5 MM TINNED BOX | 0
24936 | 1728770000 | PCB PLUG-IN CONNECTOR MALE HEADER FLANGE THT SOLDER CONNECTION 3.50 MM N OF POLES: 34 90° SOLDER PIN LENGTH (L): 3.5 MM TINNED BOX | 0
24937 | 1728780000 | PCB PLUG-IN CONNECTOR MALE HEADER FLANGE THT SOLDER CONNECTION 3.50 MM N OF POLES: 36 90° SOLDER PIN LENGTH (L): 3.5 MM TINNED BOX | 0
24938 | 1728790000 | PCB PLUG-IN CONNECTOR MALE HEADER CLOSED SIDE THT SOLDER CONNECTION 3.50 MM N OF POLES: 6 180° SOLDER PIN LENGTH (L): 3.5 MM TINNED ORANGE BOX | 0
24939 | 1728800000 | PCB PLUG-IN CONNECTOR MALE HEADER CLOSED SIDE THT SOLDER CONNECTION 3.50 MM N OF POLES: 8 180° SOLDER PIN LENGTH (L): 3.5 MM TINNED ORANGE BOX | 0
24940 | 1728810000 | PCB PLUG-IN CONNECTOR MALE HEADER CLOSED SIDE THT SOLDER CONNECTION 3.50 MM N OF POLES: 10 180° SOLDER PIN LENGTH (L): 3.5 MM TINNED ORANGE BOX | 0
24941 | 1728820000 | PCB PLUG-IN CONNECTOR MALE HEADER CLOSED SIDE THT SOLDER CONNECTION 3.50 MM N OF POLES: 12 180° SOLDER PIN LENGTH (L): 3.5 MM TINNED ORANGE BOX | 0
24942 | 1728830000 | PCB PLUG-IN CONNECTOR MALE HEADER CLOSED SIDE THT SOLDER CONNECTION 3.50 MM N OF POLES: 14 180° SOLDER PIN LENGTH (L): 3.5 MM TINNED ORANGE BOX | 0
24943 | 1728840000 | PCB PLUG-IN CONNECTOR MALE HEADER CLOSED SIDE THT SOLDER CONNECTION 3.50 MM N OF POLES: 16 180° SOLDER PIN LENGTH (L): 3.5 MM TINNED ORANGE BOX | 0
24944 | 1728850000 | PCB PLUG-IN CONNECTOR MALE HEADER CLOSED SIDE THT SOLDER CONNECTION 3.50 MM N OF POLES: 18 180° SOLDER PIN LENGTH (L): 3.5 MM TINNED ORANGE BOX | 0
24945 | 1728860000 | PCB PLUG-IN CONNECTOR MALE HEADER CLOSED SIDE THT SOLDER CONNECTION 3.50 MM N OF POLES: 20 180° SOLDER PIN LENGTH (L): 3.5 MM TINNED ORANGE BOX | 0
24946 | 1728870000 | PCB PLUG-IN CONNECTOR MALE HEADER CLOSED SIDE THT SOLDER CONNECTION 3.50 MM N OF POLES: 22 180° SOLDER PIN LENGTH (L): 3.5 MM TINNED ORANGE BOX | 0
24947 | 1728880000 | PCB PLUG-IN CONNECTOR MALE HEADER CLOSED SIDE THT SOLDER CONNECTION 3.50 MM N OF POLES: 24 180° SOLDER PIN LENGTH (L): 3.5 MM TINNED ORANGE BOX | 0
24948 | 1728890000 | PCB PLUG-IN CONNECTOR MALE HEADER CLOSED SIDE THT SOLDER CONNECTION 3.50 MM N OF POLES: 26 180° SOLDER PIN LENGTH (L): 3.5 MM TINNED ORANGE BOX | 0
24949 | 1728900000 | PCB PLUG-IN CONNECTOR MALE HEADER CLOSED SIDE THT SOLDER CONNECTION 3.50 MM N OF POLES: 28 180° SOLDER PIN LENGTH (L): 3.5 MM TINNED ORANGE BOX | 0
24950 | 1728910000 | PCB PLUG-IN CONNECTOR MALE HEADER CLOSED SIDE THT SOLDER CONNECTION 3.50 MM N OF POLES: 30 180° SOLDER PIN LENGTH (L): 3.5 MM TINNED ORANGE BOX | 0
24951 | 1728920000 | PCB PLUG-IN CONNECTOR MALE HEADER CLOSED SIDE THT SOLDER CONNECTION 3.50 MM N OF POLES: 32 180° SOLDER PIN LENGTH (L): 3.5 MM TINNED ORANGE BOX | 0
24952 | 1728930000 | PCB PLUG-IN CONNECTOR MALE HEADER CLOSED SIDE THT SOLDER CONNECTION 3.50 MM N OF POLES: 34 180° SOLDER PIN LENGTH (L): 3.5 MM TINNED ORANGE BOX | 0
24953 | 1728940000 | PCB PLUG-IN CONNECTOR MALE HEADER CLOSED SIDE THT SOLDER CONNECTION 3.50 MM N OF POLES: 36 180° SOLDER PIN LENGTH (L): 3.5 MM TINNED ORANGE BOX | 0
24954 | 1728950000 | PCB PLUG-IN CONNECTOR MALE HEADER CLOSED SIDE THT SOLDER CONNECTION 3.50 MM N OF POLES: 6 180° SOLDER PIN LENGTH (L): 3.5 MM TINNED BOX | 0
24955 | 1728960000 | PCB PLUG-IN CONNECTOR MALE HEADER CLOSED SIDE THT SOLDER CONNECTION 3.50 MM N OF POLES: 8 180° SOLDER PIN LENGTH (L): 3.5 MM TINNED BOX | 0
24956 | 1728970000 | PCB PLUG-IN CONNECTOR MALE HEADER CLOSED SIDE THT SOLDER CONNECTION 3.50 MM N OF POLES: 10 180° SOLDER PIN LENGTH (L): 3.5 MM TINNED BOX | 0
24957 | 1728980000 | PCB PLUG-IN CONNECTOR MALE HEADER CLOSED SIDE THT SOLDER CONNECTION 3.50 MM N OF POLES: 12 180° SOLDER PIN LENGTH (L): 3.5 MM TINNED BOX | 0
24958 | 1728990000 | PCB PLUG-IN CONNECTOR MALE HEADER CLOSED SIDE THT SOLDER CONNECTION 3.50 MM N OF POLES: 14 180° SOLDER PIN LENGTH (L): 3.5 MM TINNED BOX | 0
24959 | 1729000000 | PCB PLUG-IN CONNECTOR MALE HEADER CLOSED SIDE THT SOLDER CONNECTION 3.50 MM N OF POLES: 16 180° SOLDER PIN LENGTH (L): 3.5 MM TINNED BOX | 0
24960 | 1729010000 | PCB PLUG-IN CONNECTOR MALE HEADER CLOSED SIDE THT SOLDER CONNECTION 3.50 MM N OF POLES: 18 180° SOLDER PIN LENGTH (L): 3.5 MM TINNED BOX | 0
24961 | 1729020000 | PCB PLUG-IN CONNECTOR MALE HEADER CLOSED SIDE THT SOLDER CONNECTION 3.50 MM N OF POLES: 20 180° SOLDER PIN LENGTH (L): 3.5 MM TINNED BOX | 0
24962 | 1729030000 | PCB PLUG-IN CONNECTOR MALE HEADER CLOSED SIDE THT SOLDER CONNECTION 3.50 MM N OF POLES: 22 180° SOLDER PIN LENGTH (L): 3.5 MM TINNED BOX | 0
24963 | 1729040000 | PCB PLUG-IN CONNECTOR MALE HEADER CLOSED SIDE THT SOLDER CONNECTION 3.50 MM N OF POLES: 24 180° SOLDER PIN LENGTH (L): 3.5 MM TINNED BOX | 0
24964 | 1729050000 | PCB PLUG-IN CONNECTOR MALE HEADER CLOSED SIDE THT SOLDER CONNECTION 3.50 MM N OF POLES: 26 180° SOLDER PIN LENGTH (L): 3.5 MM TINNED BOX | 0
24965 | 1729060000 | PCB PLUG-IN CONNECTOR MALE HEADER CLOSED SIDE THT SOLDER CONNECTION 3.50 MM N OF POLES: 28 180° SOLDER PIN LENGTH (L): 3.5 MM TINNED BOX | 0
24966 | 1729080000 | PCB PLUG-IN CONNECTOR MALE HEADER CLOSED SIDE THT SOLDER CONNECTION 3.50 MM N OF POLES: 32 180° SOLDER PIN LENGTH (L): 3.5 MM TINNED BOX | 0
24967 | 1729100000 | PCB PLUG-IN CONNECTOR MALE HEADER CLOSED SIDE THT SOLDER CONNECTION 3.50 MM N OF POLES: 36 180° SOLDER PIN LENGTH (L): 3.5 MM TINNED BOX | 0
24968 | 1729110000 | PCB PLUG-IN CONNECTOR MALE HEADER OPEN SIDE THT SOLDER CONNECTION 3.50 MM N OF POLES: 6 180° SOLDER PIN LENGTH (L): 3.5 MM TINNED ORANGE BOX | 0
24969 | 1729120000 | PCB PLUG-IN CONNECTOR MALE HEADER OPEN SIDE THT SOLDER CONNECTION 3.50 MM N OF POLES: 8 180° SOLDER PIN LENGTH (L): 3.5 MM TINNED ORANGE BOX | 0
24970 | 1729130000 | PCB PLUG-IN CONNECTOR MALE HEADER OPEN SIDE THT SOLDER CONNECTION 3.50 MM N OF POLES: 10 180° SOLDER PIN LENGTH (L): 3.5 MM TINNED ORANGE BOX | 0
24971 | 1729150000 | PCB PLUG-IN CONNECTOR MALE HEADER OPEN SIDE THT SOLDER CONNECTION 3.50 MM N OF POLES: 14 180° SOLDER PIN LENGTH (L): 3.5 MM TINNED ORANGE BOX | 0
24972 | 1729430000 | PCB PLUG-IN CONNECTOR MALE HEADER FLANGE THT SOLDER CONNECTION 3.50 MM N OF POLES: 6 180° SOLDER PIN LENGTH (L): 3.5 MM TINNED ORANGE BOX | 0
24973 | 1729440000 | PCB PLUG-IN CONNECTOR MALE HEADER FLANGE THT SOLDER CONNECTION 3.50 MM N OF POLES: 8 180° SOLDER PIN LENGTH (L): 3.5 MM TINNED ORANGE BOX | 0
24974 | 1729450000 | PCB PLUG-IN CONNECTOR MALE HEADER FLANGE THT SOLDER CONNECTION 3.50 MM N OF POLES: 10 180° SOLDER PIN LENGTH (L): 3.5 MM TINNED ORANGE BOX | 0
24975 | 1729460000 | PCB PLUG-IN CONNECTOR MALE HEADER FLANGE THT SOLDER CONNECTION 3.50 MM N OF POLES: 12 180° SOLDER PIN LENGTH (L): 3.5 MM TINNED ORANGE BOX | 0
24976 | 1729470000 | PCB PLUG-IN CONNECTOR MALE HEADER FLANGE THT SOLDER CONNECTION 3.50 MM N OF POLES: 14 180° SOLDER PIN LENGTH (L): 3.5 MM TINNED ORANGE BOX | 0
24977 | 1729480000 | PCB PLUG-IN CONNECTOR MALE HEADER FLANGE THT SOLDER CONNECTION 3.50 MM N OF POLES: 16 180° SOLDER PIN LENGTH (L): 3.5 MM TINNED ORANGE BOX | 0
24978 | 1729490000 | PCB PLUG-IN CONNECTOR MALE HEADER FLANGE THT SOLDER CONNECTION 3.50 MM N OF POLES: 18 180° SOLDER PIN LENGTH (L): 3.5 MM TINNED ORANGE BOX | 0
24979 | 1729500000 | PCB PLUG-IN CONNECTOR MALE HEADER FLANGE THT SOLDER CONNECTION 3.50 MM N OF POLES: 20 180° SOLDER PIN LENGTH (L): 3.5 MM TINNED ORANGE BOX | 0
24980 | 1729510000 | PCB PLUG-IN CONNECTOR MALE HEADER FLANGE THT SOLDER CONNECTION 3.50 MM N OF POLES: 22 180° SOLDER PIN LENGTH (L): 3.5 MM TINNED ORANGE BOX | 0
24981 | 1729520000 | PCB PLUG-IN CONNECTOR MALE HEADER FLANGE THT SOLDER CONNECTION 3.50 MM N OF POLES: 24 180° SOLDER PIN LENGTH (L): 3.5 MM TINNED ORANGE BOX | 0
24982 | 1729530000 | PCB PLUG-IN CONNECTOR MALE HEADER FLANGE THT SOLDER CONNECTION 3.50 MM N OF POLES: 26 180° SOLDER PIN LENGTH (L): 3.5 MM TINNED ORANGE BOX | 0
24983 | 1729540000 | PCB PLUG-IN CONNECTOR MALE HEADER FLANGE THT SOLDER CONNECTION 3.50 MM N OF POLES: 28 180° SOLDER PIN LENGTH (L): 3.5 MM TINNED ORANGE BOX | 0
24984 | 1729550000 | PCB PLUG-IN CONNECTOR MALE HEADER FLANGE THT SOLDER CONNECTION 3.50 MM N OF POLES: 30 180° SOLDER PIN LENGTH (L): 3.5 MM TINNED ORANGE BOX | 0
24985 | 1729560000 | PCB PLUG-IN CONNECTOR MALE HEADER FLANGE THT SOLDER CONNECTION 3.50 MM N OF POLES: 32 180° SOLDER PIN LENGTH (L): 3.5 MM TINNED ORANGE BOX | 0
24986 | 1729570000 | PCB PLUG-IN CONNECTOR MALE HEADER FLANGE THT SOLDER CONNECTION 3.50 MM N OF POLES: 34 180° SOLDER PIN LENGTH (L): 3.5 MM TINNED ORANGE BOX | 0
24987 | 1729580000 | PCB PLUG-IN CONNECTOR MALE HEADER FLANGE THT SOLDER CONNECTION 3.50 MM N OF POLES: 36 180° SOLDER PIN LENGTH (L): 3.5 MM TINNED ORANGE BOX | 0
24988 | 1729590000 | PCB PLUG-IN CONNECTOR MALE HEADER FLANGE THT SOLDER CONNECTION 3.50 MM N OF POLES: 6 180° SOLDER PIN LENGTH (L): 3.5 MM TINNED BOX | 0
24989 | 1729600000 | PCB PLUG-IN CONNECTOR MALE HEADER FLANGE THT SOLDER CONNECTION 3.50 MM N OF POLES: 8 180° SOLDER PIN LENGTH (L): 3.5 MM TINNED BOX | 0
24990 | 1729610000 | PCB PLUG-IN CONNECTOR MALE HEADER FLANGE THT SOLDER CONNECTION 3.50 MM N OF POLES: 10 180° SOLDER PIN LENGTH (L): 3.5 MM TINNED BOX | 0
24991 | 1729620000 | PCB PLUG-IN CONNECTOR MALE HEADER FLANGE THT SOLDER CONNECTION 3.50 MM N OF POLES: 12 180° SOLDER PIN LENGTH (L): 3.5 MM TINNED BOX | 0
24992 | 1729630000 | PCB PLUG-IN CONNECTOR MALE HEADER FLANGE THT SOLDER CONNECTION 3.50 MM N OF POLES: 14 180° SOLDER PIN LENGTH (L): 3.5 MM TINNED BOX | 0
24993 | 1729640000 | PCB PLUG-IN CONNECTOR MALE HEADER FLANGE THT SOLDER CONNECTION 3.50 MM N OF POLES: 16 180° SOLDER PIN LENGTH (L): 3.5 MM TINNED BOX | 0
24994 | 1729650000 | PCB PLUG-IN CONNECTOR MALE HEADER FLANGE THT SOLDER CONNECTION 3.50 MM N OF POLES: 18 180° SOLDER PIN LENGTH (L): 3.5 MM TINNED BOX | 0
24995 | 1729660000 | PCB PLUG-IN CONNECTOR MALE HEADER FLANGE THT SOLDER CONNECTION 3.50 MM N OF POLES: 20 180° SOLDER PIN LENGTH (L): 3.5 MM TINNED BOX | 0
24996 | 1729670000 | PCB PLUG-IN CONNECTOR MALE HEADER FLANGE THT SOLDER CONNECTION 3.50 MM N OF POLES: 22 180° SOLDER PIN LENGTH (L): 3.5 MM TINNED BOX | 0
24997 | 1729680000 | PCB PLUG-IN CONNECTOR MALE HEADER FLANGE THT SOLDER CONNECTION 3.50 MM N OF POLES: 24 180° SOLDER PIN LENGTH (L): 3.5 MM TINNED BOX | 0
24998 | 1729690000 | PCB PLUG-IN CONNECTOR MALE HEADER FLANGE THT SOLDER CONNECTION 3.50 MM N OF POLES: 26 180° SOLDER PIN LENGTH (L): 3.5 MM TINNED BOX | 0
24999 | 1729700000 | PCB PLUG-IN CONNECTOR MALE HEADER FLANGE THT SOLDER CONNECTION 3.50 MM N OF POLES: 28 180° SOLDER PIN LENGTH (L): 3.5 MM TINNED BOX | 0
25000 | 1729720000 | PCB PLUG-IN CONNECTOR MALE HEADER FLANGE THT SOLDER CONNECTION 3.50 MM N OF POLES: 32 180° SOLDER PIN LENGTH (L): 3.5 MM TINNED BOX | 0
25001 | 1729740000 | PCB PLUG-IN CONNECTOR MALE HEADER FLANGE THT SOLDER CONNECTION 3.50 MM N OF POLES: 36 180° SOLDER PIN LENGTH (L): 3.5 MM TINNED BOX | 0
25002 | 1747850000 | PCB PLUG-IN CONNECTOR FEMALE PLUG 3.50 MM N OF POLES: 22 180° TENSION-CLAMP CONNECTION CLAMPING RANGE MAX. : 1 MM² BOX | 1
25003 | 1747860000 | PCB PLUG-IN CONNECTOR FEMALE PLUG 3.50 MM N OF POLES: 24 180° TENSION-CLAMP CONNECTION CLAMPING RANGE MAX. : 1 MM² BOX | 1
25004 | 1747870000 | PCB PLUG-IN CONNECTOR FEMALE PLUG 3.50 MM N OF POLES: 26 180° TENSION-CLAMP CONNECTION CLAMPING RANGE MAX. : 1 MM² BOX | 1
25005 | 1747880000 | PCB PLUG-IN CONNECTOR FEMALE PLUG 3.50 MM N OF POLES: 28 180° TENSION-CLAMP CONNECTION CLAMPING RANGE MAX. : 1 MM² BOX | 1
25006 | 1747890000 | PCB PLUG-IN CONNECTOR FEMALE PLUG 3.50 MM N OF POLES: 30 180° TENSION-CLAMP CONNECTION CLAMPING RANGE MAX. : 1 MM² BOX | 1
25007 | 1747900000 | PCB PLUG-IN CONNECTOR FEMALE PLUG 3.50 MM N OF POLES: 32 180° TENSION-CLAMP CONNECTION CLAMPING RANGE MAX. : 1 MM² BOX | 1
25008 | 1747910000 | PCB PLUG-IN CONNECTOR FEMALE PLUG 3.50 MM N OF POLES: 34 180° TENSION-CLAMP CONNECTION CLAMPING RANGE MAX. : 1 MM² BOX | 1
25009 | 1747920000 | PCB PLUG-IN CONNECTOR FEMALE PLUG 3.50 MM N OF POLES: 36 180° TENSION-CLAMP CONNECTION CLAMPING RANGE MAX. : 1 MM² BOX | 1
25010 | 1747930000 | PCB PLUG-IN CONNECTOR FEMALE PLUG 3.50 MM N OF POLES: 22 180° TENSION-CLAMP CONNECTION CLAMPING RANGE MAX. : 1 MM² BOX | 1
25011 | 1747940000 | PCB PLUG-IN CONNECTOR FEMALE PLUG 3.50 MM N OF POLES: 24 180° TENSION-CLAMP CONNECTION CLAMPING RANGE MAX. : 1 MM² BOX | 1
25012 | 1747950000 | PCB PLUG-IN CONNECTOR FEMALE PLUG 3.50 MM N OF POLES: 26 180° TENSION-CLAMP CONNECTION CLAMPING RANGE MAX. : 1 MM² BOX | 1
25013 | 1747960000 | PCB PLUG-IN CONNECTOR FEMALE PLUG 3.50 MM N OF POLES: 28 180° TENSION-CLAMP CONNECTION CLAMPING RANGE MAX. : 1 MM² BOX | 1
25014 | 1747970000 | PCB PLUG-IN CONNECTOR FEMALE PLUG 3.50 MM N OF POLES: 30 180° TENSION-CLAMP CONNECTION CLAMPING RANGE MAX. : 1 MM² BOX | 1
25015 | 1747980000 | PCB PLUG-IN CONNECTOR FEMALE PLUG 3.50 MM N OF POLES: 32 180° TENSION-CLAMP CONNECTION CLAMPING RANGE MAX. : 1 MM² BOX | 1
25016 | 1747990000 | PCB PLUG-IN CONNECTOR FEMALE PLUG 3.50 MM N OF POLES: 34 180° TENSION-CLAMP CONNECTION CLAMPING RANGE MAX. : 1 MM² BOX | 1
25017 | 1748000000 | PCB PLUG-IN CONNECTOR FEMALE PLUG 3.50 MM N OF POLES: 36 180° TENSION-CLAMP CONNECTION CLAMPING RANGE MAX. : 1 MM² BOX | 1
25018 | 1748010000 | PCB PLUG-IN CONNECTOR FEMALE PLUG 3.50 MM N OF POLES: 6 180° TENSION-CLAMP CONNECTION CLAMPING RANGE MAX. : 1 MM² BOX | 1
25019 | 1748020000 | PCB PLUG-IN CONNECTOR FEMALE PLUG 3.50 MM N OF POLES: 8 180° TENSION-CLAMP CONNECTION CLAMPING RANGE MAX. : 1 MM² BOX | 1
25020 | 1748030000 | PCB PLUG-IN CONNECTOR FEMALE PLUG 3.50 MM N OF POLES: 10 180° TENSION-CLAMP CONNECTION CLAMPING RANGE MAX. : 1 MM² BOX | 1
25021 | 1748040000 | PCB PLUG-IN CONNECTOR FEMALE PLUG 3.50 MM N OF POLES: 12 180° TENSION-CLAMP CONNECTION CLAMPING RANGE MAX. : 1 MM² BOX | 1
25022 | 1748050000 | PCB PLUG-IN CONNECTOR FEMALE PLUG 3.50 MM N OF POLES: 14 180° TENSION-CLAMP CONNECTION CLAMPING RANGE MAX. : 1 MM² BOX | 1
25023 | 1748060000 | PCB PLUG-IN CONNECTOR FEMALE PLUG 3.50 MM N OF POLES: 16 180° TENSION-CLAMP CONNECTION CLAMPING RANGE MAX. : 1 MM² BOX | 1
25024 | 1748070000 | PCB PLUG-IN CONNECTOR FEMALE PLUG 3.50 MM N OF POLES: 18 180° TENSION-CLAMP CONNECTION CLAMPING RANGE MAX. : 1 MM² BOX | 1
25025 | 1748080000 | PCB PLUG-IN CONNECTOR FEMALE PLUG 3.50 MM N OF POLES: 20 180° TENSION-CLAMP CONNECTION CLAMPING RANGE MAX. : 1 MM² BOX | 1
25026 | 1748090000 | PCB PLUG-IN CONNECTOR FEMALE PLUG 3.50 MM N OF POLES: 22 180° TENSION-CLAMP CONNECTION CLAMPING RANGE MAX. : 1 MM² BOX | 1
25027 | 1748100000 | PCB PLUG-IN CONNECTOR FEMALE PLUG 3.50 MM N OF POLES: 24 180° TENSION-CLAMP CONNECTION CLAMPING RANGE MAX. : 1 MM² BOX | 1
25028 | 1748110000 | PCB PLUG-IN CONNECTOR FEMALE PLUG 3.50 MM N OF POLES: 26 180° TENSION-CLAMP CONNECTION CLAMPING RANGE MAX. : 1 MM² BOX | 1
25029 | 1748120000 | PCB PLUG-IN CONNECTOR FEMALE PLUG 3.50 MM N OF POLES: 28 180° TENSION-CLAMP CONNECTION CLAMPING RANGE MAX. : 1 MM² BOX | 1
25030 | 1748130000 | PCB PLUG-IN CONNECTOR FEMALE PLUG 3.50 MM N OF POLES: 30 180° TENSION-CLAMP CONNECTION CLAMPING RANGE MAX. : 1 MM² BOX | 1
25031 | 1748140000 | PCB PLUG-IN CONNECTOR FEMALE PLUG 3.50 MM N OF POLES: 32 180° TENSION-CLAMP CONNECTION CLAMPING RANGE MAX. : 1 MM² BOX | 1
25032 | 1748150000 | PCB PLUG-IN CONNECTOR FEMALE PLUG 3.50 MM N OF POLES: 34 180° TENSION-CLAMP CONNECTION CLAMPING RANGE MAX. : 1 MM² BOX | 1
25033 | 1748160000 | PCB PLUG-IN CONNECTOR FEMALE PLUG 3.50 MM N OF POLES: 36 180° TENSION-CLAMP CONNECTION CLAMPING RANGE MAX. : 1 MM² BOX | 1
25034 | 1748170000 | PCB PLUG-IN CONNECTOR FEMALE PLUG 3.50 MM N OF POLES: 6 180° TENSION-CLAMP CONNECTION CLAMPING RANGE MAX. : 1 MM² BOX | 1
25035 | 1748180000 | PCB PLUG-IN CONNECTOR FEMALE PLUG 3.50 MM N OF POLES: 8 180° TENSION-CLAMP CONNECTION CLAMPING RANGE MAX. : 1 MM² BOX | 1
25036 | 1748190000 | PCB PLUG-IN CONNECTOR FEMALE PLUG 3.50 MM N OF POLES: 10 180° TENSION-CLAMP CONNECTION CLAMPING RANGE MAX. : 1 MM² BOX | 1
25037 | 1748200000 | PCB PLUG-IN CONNECTOR FEMALE PLUG 3.50 MM N OF POLES: 12 180° TENSION-CLAMP CONNECTION CLAMPING RANGE MAX. : 1 MM² BOX | 1
25038 | 1748210000 | PCB PLUG-IN CONNECTOR FEMALE PLUG 3.50 MM N OF POLES: 14 180° TENSION-CLAMP CONNECTION CLAMPING RANGE MAX. : 1 MM² BOX | 1
25039 | 1748220000 | PCB PLUG-IN CONNECTOR FEMALE PLUG 3.50 MM N OF POLES: 16 180° TENSION-CLAMP CONNECTION CLAMPING RANGE MAX. : 1 MM² BOX | 1
25040 | 1748230000 | PCB PLUG-IN CONNECTOR FEMALE PLUG 3.50 MM N OF POLES: 18 180° TENSION-CLAMP CONNECTION CLAMPING RANGE MAX. : 1 MM² BOX | 1
25041 | 1748240000 | PCB PLUG-IN CONNECTOR FEMALE PLUG 3.50 MM N OF POLES: 20 180° TENSION-CLAMP CONNECTION CLAMPING RANGE MAX. : 1 MM² BOX | 1
25042 | 1748250000 | PCB PLUG-IN CONNECTOR FEMALE PLUG 3.50 MM N OF POLES: 22 180° TENSION-CLAMP CONNECTION CLAMPING RANGE MAX. : 1 MM² BOX | 1
25043 | 1748260000 | PCB PLUG-IN CONNECTOR FEMALE PLUG 3.50 MM N OF POLES: 24 180° TENSION-CLAMP CONNECTION CLAMPING RANGE MAX. : 1 MM² BOX | 1
25044 | 1748270000 | PCB PLUG-IN CONNECTOR FEMALE PLUG 3.50 MM N OF POLES: 26 180° TENSION-CLAMP CONNECTION CLAMPING RANGE MAX. : 1 MM² BOX | 1
25045 | 1748280000 | PCB PLUG-IN CONNECTOR FEMALE PLUG 3.50 MM N OF POLES: 28 180° TENSION-CLAMP CONNECTION CLAMPING RANGE MAX. : 1 MM² BOX | 1
25046 | 1748290000 | PCB PLUG-IN CONNECTOR FEMALE PLUG 3.50 MM N OF POLES: 30 180° TENSION-CLAMP CONNECTION CLAMPING RANGE MAX. : 1 MM² BOX | 1
25047 | 1748300000 | PCB PLUG-IN CONNECTOR FEMALE PLUG 3.50 MM N OF POLES: 32 180° TENSION-CLAMP CONNECTION CLAMPING RANGE MAX. : 1 MM² BOX | 1
25048 | 1748310000 | PCB PLUG-IN CONNECTOR FEMALE PLUG 3.50 MM N OF POLES: 34 180° TENSION-CLAMP CONNECTION CLAMPING RANGE MAX. : 1 MM² BOX | 1
25049 | 1748320000 | PCB PLUG-IN CONNECTOR FEMALE PLUG 3.50 MM N OF POLES: 36 180° TENSION-CLAMP CONNECTION CLAMPING RANGE MAX. : 1 MM² BOX | 1
25050 | 1748330000 | PCB PLUG-IN CONNECTOR FEMALE PLUG 3.50 MM N OF POLES: 6 180° TENSION-CLAMP CONNECTION CLAMPING RANGE MAX. : 1 MM² BOX | 1
25051 | 1748340000 | PCB PLUG-IN CONNECTOR FEMALE PLUG 3.50 MM N OF POLES: 8 180° TENSION-CLAMP CONNECTION CLAMPING RANGE MAX. : 1 MM² BOX | 1
25052 | 1748350000 | PCB PLUG-IN CONNECTOR FEMALE PLUG 3.50 MM N OF POLES: 10 180° TENSION-CLAMP CONNECTION CLAMPING RANGE MAX. : 1 MM² BOX | 1
25053 | 1748360000 | PCB PLUG-IN CONNECTOR FEMALE PLUG 3.50 MM N OF POLES: 12 180° TENSION-CLAMP CONNECTION CLAMPING RANGE MAX. : 1 MM² BOX | 1
25054 | 1748370000 | PCB PLUG-IN CONNECTOR FEMALE PLUG 3.50 MM N OF POLES: 14 180° TENSION-CLAMP CONNECTION CLAMPING RANGE MAX. : 1 MM² BOX | 1
25055 | 1748380000 | PCB PLUG-IN CONNECTOR FEMALE PLUG 3.50 MM N OF POLES: 16 180° TENSION-CLAMP CONNECTION CLAMPING RANGE MAX. : 1 MM² BOX | 1
25056 | 1748390000 | PCB PLUG-IN CONNECTOR FEMALE PLUG 3.50 MM N OF POLES: 18 180° TENSION-CLAMP CONNECTION CLAMPING RANGE MAX. : 1 MM² BOX | 1
25057 | 1748400000 | PCB PLUG-IN CONNECTOR FEMALE PLUG 3.50 MM N OF POLES: 20 180° TENSION-CLAMP CONNECTION CLAMPING RANGE MAX. : 1 MM² BOX | 1
25058 | 1748410000 | PCB PLUG-IN CONNECTOR FEMALE PLUG 3.50 MM N OF POLES: 22 180° TENSION-CLAMP CONNECTION CLAMPING RANGE MAX. : 1 MM² BOX | 1
25059 | 1748420000 | PCB PLUG-IN CONNECTOR FEMALE PLUG 3.50 MM N OF POLES: 24 180° TENSION-CLAMP CONNECTION CLAMPING RANGE MAX. : 1 MM² BOX | 1
25060 | 1748430000 | PCB PLUG-IN CONNECTOR FEMALE PLUG 3.50 MM N OF POLES: 26 180° TENSION-CLAMP CONNECTION CLAMPING RANGE MAX. : 1 MM² BOX | 1
25061 | 1748440000 | PCB PLUG-IN CONNECTOR FEMALE PLUG 3.50 MM N OF POLES: 28 180° TENSION-CLAMP CONNECTION CLAMPING RANGE MAX. : 1 MM² BOX | 1
25062 | 1748450000 | PCB PLUG-IN CONNECTOR FEMALE PLUG 3.50 MM N OF POLES: 30 180° TENSION-CLAMP CONNECTION CLAMPING RANGE MAX. : 1 MM² BOX | 1
25063 | 1748460000 | PCB PLUG-IN CONNECTOR FEMALE PLUG 3.50 MM N OF POLES: 32 180° TENSION-CLAMP CONNECTION CLAMPING RANGE MAX. : 1 MM² BOX | 1
25064 | 1748470000 | PCB PLUG-IN CONNECTOR FEMALE PLUG 3.50 MM N OF POLES: 34 180° TENSION-CLAMP CONNECTION CLAMPING RANGE MAX. : 1 MM² BOX | 1
25065 | 1748480000 | PCB PLUG-IN CONNECTOR FEMALE PLUG 3.50 MM N OF POLES: 36 180° TENSION-CLAMP CONNECTION CLAMPING RANGE MAX. : 1 MM² BOX | 1
25066 | 1748490000 | PCB PLUG-IN CONNECTOR FEMALE PLUG 3.50 MM N OF POLES: 6 180° TENSION-CLAMP CONNECTION CLAMPING RANGE MAX. : 1 MM² BOX | 1
25067 | 1748500000 | PCB PLUG-IN CONNECTOR FEMALE PLUG 3.50 MM N OF POLES: 8 180° TENSION-CLAMP CONNECTION CLAMPING RANGE MAX. : 1 MM² BOX | 1
25068 | 1748510000 | PCB PLUG-IN CONNECTOR FEMALE PLUG 3.50 MM N OF POLES: 10 180° TENSION-CLAMP CONNECTION CLAMPING RANGE MAX. : 1 MM² BOX | 1
25069 | 1748520000 | PCB PLUG-IN CONNECTOR FEMALE PLUG 3.50 MM N OF POLES: 12 180° TENSION-CLAMP CONNECTION CLAMPING RANGE MAX. : 1 MM² BOX | 1
25070 | 1748530000 | PCB PLUG-IN CONNECTOR FEMALE PLUG 3.50 MM N OF POLES: 14 180° TENSION-CLAMP CONNECTION CLAMPING RANGE MAX. : 1 MM² BOX | 1
25071 | 1748540000 | PCB PLUG-IN CONNECTOR FEMALE PLUG 3.50 MM N OF POLES: 16 180° TENSION-CLAMP CONNECTION CLAMPING RANGE MAX. : 1 MM² BOX | 1
25072 | 1748550000 | PCB PLUG-IN CONNECTOR FEMALE PLUG 3.50 MM N OF POLES: 18 180° TENSION-CLAMP CONNECTION CLAMPING RANGE MAX. : 1 MM² BOX | 1
25073 | 1748560000 | PCB PLUG-IN CONNECTOR FEMALE PLUG 3.50 MM N OF POLES: 20 180° TENSION-CLAMP CONNECTION CLAMPING RANGE MAX. : 1 MM² BOX | 1
25074 | 1748570000 | PCB PLUG-IN CONNECTOR FEMALE PLUG 3.50 MM N OF POLES: 22 180° TENSION-CLAMP CONNECTION CLAMPING RANGE MAX. : 1 MM² BOX | 1
25075 | 1748580000 | PCB PLUG-IN CONNECTOR FEMALE PLUG 3.50 MM N OF POLES: 24 180° TENSION-CLAMP CONNECTION CLAMPING RANGE MAX. : 1 MM² BOX | 1
25076 | 1748590000 | PCB PLUG-IN CONNECTOR FEMALE PLUG 3.50 MM N OF POLES: 26 180° TENSION-CLAMP CONNECTION CLAMPING RANGE MAX. : 1 MM² BOX | 1
25077 | 1748600000 | PCB PLUG-IN CONNECTOR FEMALE PLUG 3.50 MM N OF POLES: 28 180° TENSION-CLAMP CONNECTION CLAMPING RANGE MAX. : 1 MM² BOX | 1
25078 | 1748610000 | PCB PLUG-IN CONNECTOR FEMALE PLUG 3.50 MM N OF POLES: 30 180° TENSION-CLAMP CONNECTION CLAMPING RANGE MAX. : 1 MM² BOX | 1
25079 | 1748620000 | PCB PLUG-IN CONNECTOR FEMALE PLUG 3.50 MM N OF POLES: 32 180° TENSION-CLAMP CONNECTION CLAMPING RANGE MAX. : 1 MM² BOX | 1
25080 | 1748630000 | PCB PLUG-IN CONNECTOR FEMALE PLUG 3.50 MM N OF POLES: 34 180° TENSION-CLAMP CONNECTION CLAMPING RANGE MAX. : 1 MM² BOX | 1
25081 | 1748640000 | PCB PLUG-IN CONNECTOR FEMALE PLUG 3.50 MM N OF POLES: 36 180° TENSION-CLAMP CONNECTION CLAMPING RANGE MAX. : 1 MM² BOX | 1
25082 | 1780690000 | PCB PLUG-IN CONNECTOR MALE HEADER OPEN SIDE THT SOLDER CONNECTION 5.08 MM N OF POLES: 6 90° SOLDER PIN LENGTH (L): 3.2 MM PALE GREEN BOX | 0
25083 | 1794210000 | PCB PLUG-IN CONNECTOR MALE HEADER CLOSED SIDE THT/THR SOLDER CONNECTION 3.50 MM N OF POLES: 6 90° SOLDER PIN LENGTH (L): 3.2 MM TINNED BOX | 0
25084 | 1794220000 | PCB PLUG-IN CONNECTOR MALE HEADER CLOSED SIDE THT/THR SOLDER CONNECTION 3.50 MM N OF POLES: 8 90° SOLDER PIN LENGTH (L): 3.2 MM TINNED BOX | 0
25085 | 1794230000 | PCB PLUG-IN CONNECTOR MALE HEADER CLOSED SIDE THT/THR SOLDER CONNECTION 3.50 MM N OF POLES: 10 90° SOLDER PIN LENGTH (L): 3.2 MM TINNED BOX | 0
25086 | 1794240000 | PCB PLUG-IN CONNECTOR MALE HEADER CLOSED SIDE THT/THR SOLDER CONNECTION 3.50 MM N OF POLES: 12 90° SOLDER PIN LENGTH (L): 3.2 MM TINNED BOX | 0
25087 | 1794250000 | PCB PLUG-IN CONNECTOR MALE HEADER CLOSED SIDE THT/THR SOLDER CONNECTION 3.50 MM N OF POLES: 14 90° SOLDER PIN LENGTH (L): 3.2 MM TINNED BOX | 0
25088 | 1794260000 | PCB PLUG-IN CONNECTOR MALE HEADER CLOSED SIDE THT/THR SOLDER CONNECTION 3.50 MM N OF POLES: 16 90° SOLDER PIN LENGTH (L): 3.2 MM TINNED BOX | 0
25089 | 1794270000 | PCB PLUG-IN CONNECTOR MALE HEADER CLOSED SIDE THT/THR SOLDER CONNECTION 3.50 MM N OF POLES: 18 90° SOLDER PIN LENGTH (L): 3.2 MM TINNED BOX | 0
25090 | 1794280000 | PCB PLUG-IN CONNECTOR MALE HEADER CLOSED SIDE THT/THR SOLDER CONNECTION 3.50 MM N OF POLES: 20 90° SOLDER PIN LENGTH (L): 3.2 MM TINNED BOX | 0
25091 | 1794290000 | PCB PLUG-IN CONNECTOR MALE HEADER CLOSED SIDE THT/THR SOLDER CONNECTION 3.50 MM N OF POLES: 22 90° SOLDER PIN LENGTH (L): 3.2 MM TINNED BOX | 0
25092 | 1794300000 | PCB PLUG-IN CONNECTOR MALE HEADER CLOSED SIDE THT/THR SOLDER CONNECTION 3.50 MM N OF POLES: 24 90° SOLDER PIN LENGTH (L): 3.2 MM TINNED BOX | 0
25093 | 1794310000 | PCB PLUG-IN CONNECTOR MALE HEADER CLOSED SIDE THT/THR SOLDER CONNECTION 3.50 MM N OF POLES: 26 90° SOLDER PIN LENGTH (L): 3.2 MM TINNED BOX | 0
25094 | 1794320000 | PCB PLUG-IN CONNECTOR MALE HEADER CLOSED SIDE THT/THR SOLDER CONNECTION 3.50 MM N OF POLES: 28 90° SOLDER PIN LENGTH (L): 3.2 MM TINNED BOX | 0
25095 | 1794330000 | PCB PLUG-IN CONNECTOR MALE HEADER CLOSED SIDE THT/THR SOLDER CONNECTION 3.50 MM N OF POLES: 30 90° SOLDER PIN LENGTH (L): 3.2 MM TINNED BOX | 0
25096 | 1794340000 | PCB PLUG-IN CONNECTOR MALE HEADER CLOSED SIDE THT/THR SOLDER CONNECTION 3.50 MM N OF POLES: 32 90° SOLDER PIN LENGTH (L): 3.2 MM TINNED BOX | 0
25097 | 1794350000 | PCB PLUG-IN CONNECTOR MALE HEADER CLOSED SIDE THT/THR SOLDER CONNECTION 3.50 MM N OF POLES: 34 90° SOLDER PIN LENGTH (L): 3.2 MM TINNED BOX | 0
25098 | 1794360000 | PCB PLUG-IN CONNECTOR MALE HEADER CLOSED SIDE THT/THR SOLDER CONNECTION 3.50 MM N OF POLES: 36 90° SOLDER PIN LENGTH (L): 3.2 MM TINNED BOX | 0
25099 | 1794370000 | PCB PLUG-IN CONNECTOR MALE HEADER OPEN SIDE THT/THR SOLDER CONNECTION 3.50 MM N OF POLES: 6 90° SOLDER PIN LENGTH (L): 3.2 MM TINNED BOX | 0
25100 | 1794410000 | PCB PLUG-IN CONNECTOR MALE HEADER OPEN SIDE THT/THR SOLDER CONNECTION 3.50 MM N OF POLES: 14 90° SOLDER PIN LENGTH (L): 3.2 MM TINNED BOX | 0
25101 | 1794430000 | PCB PLUG-IN CONNECTOR MALE HEADER OPEN SIDE THT/THR SOLDER CONNECTION 3.50 MM N OF POLES: 18 90° SOLDER PIN LENGTH (L): 3.2 MM TINNED BOX | 0
25102 | 1794440000 | PCB PLUG-IN CONNECTOR MALE HEADER OPEN SIDE THT/THR SOLDER CONNECTION 3.50 MM N OF POLES: 20 90° SOLDER PIN LENGTH (L): 3.2 MM TINNED BOX | 0
25103 | 1794530000 | PCB PLUG-IN CONNECTOR MALE HEADER CLOSED SIDE THT/THR SOLDER CONNECTION 3.50 MM N OF POLES: 6 180° SOLDER PIN LENGTH (L): 3.5 MM TINNED BOX | 0
25104 | 1794540000 | PCB PLUG-IN CONNECTOR MALE HEADER CLOSED SIDE THT/THR SOLDER CONNECTION 3.50 MM N OF POLES: 8 180° SOLDER PIN LENGTH (L): 3.5 MM TINNED BOX | 0
25105 | 1794550000 | PCB PLUG-IN CONNECTOR MALE HEADER CLOSED SIDE THT/THR SOLDER CONNECTION 3.50 MM N OF POLES: 10 180° SOLDER PIN LENGTH (L): 3.5 MM TINNED BOX | 0
25106 | 1794560000 | PCB PLUG-IN CONNECTOR MALE HEADER CLOSED SIDE THT/THR SOLDER CONNECTION 3.50 MM N OF POLES: 12 180° SOLDER PIN LENGTH (L): 3.5 MM TINNED BOX | 0
25107 | 1794570000 | PCB PLUG-IN CONNECTOR MALE HEADER CLOSED SIDE THT/THR SOLDER CONNECTION 3.50 MM N OF POLES: 14 180° SOLDER PIN LENGTH (L): 3.5 MM TINNED BOX | 0
25108 | 1794580000 | PCB PLUG-IN CONNECTOR MALE HEADER CLOSED SIDE THT/THR SOLDER CONNECTION 3.50 MM N OF POLES: 16 180° SOLDER PIN LENGTH (L): 3.5 MM TINNED BOX | 0
25109 | 1794590000 | PCB PLUG-IN CONNECTOR MALE HEADER CLOSED SIDE THT/THR SOLDER CONNECTION 3.50 MM N OF POLES: 18 180° SOLDER PIN LENGTH (L): 3.5 MM TINNED BOX | 0
25110 | 1794600000 | PCB PLUG-IN CONNECTOR MALE HEADER CLOSED SIDE THT/THR SOLDER CONNECTION 3.50 MM N OF POLES: 20 180° SOLDER PIN LENGTH (L): 3.5 MM TINNED BOX | 0
25111 | 1794610000 | PCB PLUG-IN CONNECTOR MALE HEADER CLOSED SIDE THT/THR SOLDER CONNECTION 3.50 MM N OF POLES: 22 180° SOLDER PIN LENGTH (L): 3.5 MM TINNED BOX | 0
25112 | 1794620000 | PCB PLUG-IN CONNECTOR MALE HEADER CLOSED SIDE THT/THR SOLDER CONNECTION 3.50 MM N OF POLES: 24 180° SOLDER PIN LENGTH (L): 3.5 MM TINNED BOX | 0
25113 | 1794630000 | PCB PLUG-IN CONNECTOR MALE HEADER CLOSED SIDE THT/THR SOLDER CONNECTION 3.50 MM N OF POLES: 26 180° SOLDER PIN LENGTH (L): 3.5 MM TINNED BOX | 0
25114 | 1794640000 | PCB PLUG-IN CONNECTOR MALE HEADER CLOSED SIDE THT/THR SOLDER CONNECTION 3.50 MM N OF POLES: 28 180° SOLDER PIN LENGTH (L): 3.5 MM TINNED BOX | 0
25115 | 1794650000 | PCB PLUG-IN CONNECTOR MALE HEADER CLOSED SIDE THT/THR SOLDER CONNECTION 3.50 MM N OF POLES: 30 180° SOLDER PIN LENGTH (L): 3.5 MM TINNED BOX | 0
25116 | 1794660000 | PCB PLUG-IN CONNECTOR MALE HEADER CLOSED SIDE THT/THR SOLDER CONNECTION 3.50 MM N OF POLES: 32 180° SOLDER PIN LENGTH (L): 3.5 MM TINNED BOX | 0
25117 | 1794670000 | PCB PLUG-IN CONNECTOR MALE HEADER CLOSED SIDE THT/THR SOLDER CONNECTION 3.50 MM N OF POLES: 34 180° SOLDER PIN LENGTH (L): 3.5 MM TINNED BOX | 0
25118 | 1794680000 | PCB PLUG-IN CONNECTOR MALE HEADER CLOSED SIDE THT/THR SOLDER CONNECTION 3.50 MM N OF POLES: 36 180° SOLDER PIN LENGTH (L): 3.5 MM TINNED BOX | 0
25119 | 1794700000 | PCB PLUG-IN CONNECTOR MALE HEADER OPEN SIDE THT/THR SOLDER CONNECTION 3.50 MM N OF POLES: 8 180° SOLDER PIN LENGTH (L): 3.5 MM TINNED BOX | 0
25120 | 1794740000 | PCB PLUG-IN CONNECTOR MALE HEADER OPEN SIDE THT/THR SOLDER CONNECTION 3.50 MM N OF POLES: 16 180° SOLDER PIN LENGTH (L): 3.5 MM TINNED BOX | 0
25121 | 1794830000 | PCB PLUG-IN CONNECTOR MALE HEADER OPEN SIDE THT/THR SOLDER CONNECTION 3.50 MM N OF POLES: 34 180° SOLDER PIN LENGTH (L): 3.5 MM TINNED BOX | 0
25122 | 1794860000 | PCB PLUG-IN CONNECTOR MALE HEADER SOLDER FLANGE THT/THR SOLDER CONNECTION 3.50 MM N OF POLES: 6 90° SOLDER PIN LENGTH (L): 3.2 MM TINNED BOX | 0
25123 | 1794870000 | PCB PLUG-IN CONNECTOR MALE HEADER SOLDER FLANGE THT/THR SOLDER CONNECTION 3.50 MM N OF POLES: 8 90° SOLDER PIN LENGTH (L): 3.2 MM TINNED BOX | 0
25124 | 1794880000 | PCB PLUG-IN CONNECTOR MALE HEADER SOLDER FLANGE THT/THR SOLDER CONNECTION 3.50 MM N OF POLES: 10 90° SOLDER PIN LENGTH (L): 3.2 MM TINNED BOX | 0
25125 | 1794890000 | PCB PLUG-IN CONNECTOR MALE HEADER SOLDER FLANGE THT/THR SOLDER CONNECTION 3.50 MM N OF POLES: 12 90° SOLDER PIN LENGTH (L): 3.2 MM TINNED BOX | 0
25126 | 1794900000 | PCB PLUG-IN CONNECTOR MALE HEADER SOLDER FLANGE THT/THR SOLDER CONNECTION 3.50 MM N OF POLES: 14 90° SOLDER PIN LENGTH (L): 3.2 MM TINNED BOX | 0
25127 | 1794910000 | PCB PLUG-IN CONNECTOR MALE HEADER SOLDER FLANGE THT/THR SOLDER CONNECTION 3.50 MM N OF POLES: 16 90° SOLDER PIN LENGTH (L): 3.2 MM TINNED BOX | 0
25128 | 1794920000 | PCB PLUG-IN CONNECTOR MALE HEADER SOLDER FLANGE THT/THR SOLDER CONNECTION 3.50 MM N OF POLES: 18 90° SOLDER PIN LENGTH (L): 3.2 MM TINNED BOX | 0
25129 | 1794930000 | PCB PLUG-IN CONNECTOR MALE HEADER SOLDER FLANGE THT/THR SOLDER CONNECTION 3.50 MM N OF POLES: 20 90° SOLDER PIN LENGTH (L): 3.2 MM TINNED BOX | 0
25130 | 1794940000 | PCB PLUG-IN CONNECTOR MALE HEADER SOLDER FLANGE THT/THR SOLDER CONNECTION 3.50 MM N OF POLES: 22 90° SOLDER PIN LENGTH (L): 3.2 MM TINNED BOX | 0
25131 | 1794950000 | PCB PLUG-IN CONNECTOR MALE HEADER SOLDER FLANGE THT/THR SOLDER CONNECTION 3.50 MM N OF POLES: 24 90° SOLDER PIN LENGTH (L): 3.2 MM TINNED BOX | 0
25132 | 1794960000 | PCB PLUG-IN CONNECTOR MALE HEADER SOLDER FLANGE THT/THR SOLDER CONNECTION 3.50 MM N OF POLES: 26 90° SOLDER PIN LENGTH (L): 3.2 MM TINNED BOX | 0
25133 | 1794970000 | PCB PLUG-IN CONNECTOR MALE HEADER SOLDER FLANGE THT/THR SOLDER CONNECTION 3.50 MM N OF POLES: 28 90° SOLDER PIN LENGTH (L): 3.2 MM TINNED BOX | 0
25134 | 1794980000 | PCB PLUG-IN CONNECTOR MALE HEADER SOLDER FLANGE THT/THR SOLDER CONNECTION 3.50 MM N OF POLES: 30 90° SOLDER PIN LENGTH (L): 3.2 MM TINNED BOX | 0
25135 | 1794990000 | PCB PLUG-IN CONNECTOR MALE HEADER SOLDER FLANGE THT/THR SOLDER CONNECTION 3.50 MM N OF POLES: 32 90° SOLDER PIN LENGTH (L): 3.2 MM TINNED BOX | 0
25136 | 1795000000 | PCB PLUG-IN CONNECTOR MALE HEADER SOLDER FLANGE THT/THR SOLDER CONNECTION 3.50 MM N OF POLES: 34 90° SOLDER PIN LENGTH (L): 3.2 MM TINNED BOX | 0
25137 | 1795010000 | PCB PLUG-IN CONNECTOR MALE HEADER SOLDER FLANGE THT/THR SOLDER CONNECTION 3.50 MM N OF POLES: 36 90° SOLDER PIN LENGTH (L): 3.2 MM TINNED BOX | 0
25138 | 1795200000 | PCB PLUG-IN CONNECTOR MALE HEADER SOLDER FLANGE THT/THR SOLDER CONNECTION 3.50 MM N OF POLES: 6 180° SOLDER PIN LENGTH (L): 3.5 MM TINNED BOX | 0
25139 | 1795210000 | PCB PLUG-IN CONNECTOR MALE HEADER SOLDER FLANGE THT/THR SOLDER CONNECTION 3.50 MM N OF POLES: 8 180° SOLDER PIN LENGTH (L): 3.5 MM TINNED BOX | 0
25140 | 1795220000 | PCB PLUG-IN CONNECTOR MALE HEADER SOLDER FLANGE THT/THR SOLDER CONNECTION 3.50 MM N OF POLES: 10 180° SOLDER PIN LENGTH (L): 3.5 MM TINNED BOX | 0
25141 | 1795230000 | PCB PLUG-IN CONNECTOR MALE HEADER SOLDER FLANGE THT/THR SOLDER CONNECTION 3.50 MM N OF POLES: 12 180° SOLDER PIN LENGTH (L): 3.5 MM TINNED BOX | 0
25142 | 1795240000 | PCB PLUG-IN CONNECTOR MALE HEADER SOLDER FLANGE THT/THR SOLDER CONNECTION 3.50 MM N OF POLES: 14 180° SOLDER PIN LENGTH (L): 3.5 MM TINNED BOX | 0
25143 | 1795250000 | PCB PLUG-IN CONNECTOR MALE HEADER SOLDER FLANGE THT/THR SOLDER CONNECTION 3.50 MM N OF POLES: 16 180° SOLDER PIN LENGTH (L): 3.5 MM TINNED BOX | 0
25144 | 1795260000 | PCB PLUG-IN CONNECTOR MALE HEADER SOLDER FLANGE THT/THR SOLDER CONNECTION 3.50 MM N OF POLES: 18 180° SOLDER PIN LENGTH (L): 3.5 MM TINNED BOX | 0
25145 | 1795270000 | PCB PLUG-IN CONNECTOR MALE HEADER SOLDER FLANGE THT/THR SOLDER CONNECTION 3.50 MM N OF POLES: 20 180° SOLDER PIN LENGTH (L): 3.5 MM TINNED BOX | 0
25146 | 1795280000 | PCB PLUG-IN CONNECTOR MALE HEADER SOLDER FLANGE THT/THR SOLDER CONNECTION 3.50 MM N OF POLES: 22 180° SOLDER PIN LENGTH (L): 3.5 MM TINNED BOX | 0
25147 | 1795290000 | PCB PLUG-IN CONNECTOR MALE HEADER SOLDER FLANGE THT/THR SOLDER CONNECTION 3.50 MM N OF POLES: 24 180° SOLDER PIN LENGTH (L): 3.5 MM TINNED BOX | 0
25148 | 1795300000 | PCB PLUG-IN CONNECTOR MALE HEADER SOLDER FLANGE THT/THR SOLDER CONNECTION 3.50 MM N OF POLES: 26 180° SOLDER PIN LENGTH (L): 3.5 MM TINNED BOX | 0
25149 | 1795310000 | PCB PLUG-IN CONNECTOR MALE HEADER SOLDER FLANGE THT/THR SOLDER CONNECTION 3.50 MM N OF POLES: 28 180° SOLDER PIN LENGTH (L): 3.5 MM TINNED BOX | 0
25150 | 1795320000 | PCB PLUG-IN CONNECTOR MALE HEADER SOLDER FLANGE THT/THR SOLDER CONNECTION 3.50 MM N OF POLES: 30 180° SOLDER PIN LENGTH (L): 3.5 MM TINNED BOX | 0
25151 | 1795330000 | PCB PLUG-IN CONNECTOR MALE HEADER SOLDER FLANGE THT/THR SOLDER CONNECTION 3.50 MM N OF POLES: 32 180° SOLDER PIN LENGTH (L): 3.5 MM TINNED BOX | 0
25152 | 1795340000 | PCB PLUG-IN CONNECTOR MALE HEADER SOLDER FLANGE THT/THR SOLDER CONNECTION 3.50 MM N OF POLES: 34 180° SOLDER PIN LENGTH (L): 3.5 MM TINNED BOX | 0
25153 | 1795350000 | PCB PLUG-IN CONNECTOR MALE HEADER SOLDER FLANGE THT/THR SOLDER CONNECTION 3.50 MM N OF POLES: 36 180° SOLDER PIN LENGTH (L): 3.5 MM TINNED BOX | 0
25154 | 1846050000 | PCB PLUG-IN CONNECTOR MALE PLUG 5.08 MM N OF POLES: 4 180° CLAMPING YOKE CONNECTION CLAMPING RANGE MAX. : 3.31 MM² BOX | 1
25155 | 1846060000 | PCB PLUG-IN CONNECTOR MALE PLUG 5.08 MM N OF POLES: 6 180° CLAMPING YOKE CONNECTION CLAMPING RANGE MAX. : 3.31 MM² BOX | 1
25156 | 1846070000 | PCB PLUG-IN CONNECTOR MALE PLUG 5.08 MM N OF POLES: 8 180° CLAMPING YOKE CONNECTION CLAMPING RANGE MAX. : 3.31 MM² BOX | 1
25157 | 1846080000 | PCB PLUG-IN CONNECTOR MALE PLUG 5.08 MM N OF POLES: 10 180° CLAMPING YOKE CONNECTION CLAMPING RANGE MAX. : 3.31 MM² BOX | 1
25158 | 1846090000 | PCB PLUG-IN CONNECTOR MALE PLUG 5.08 MM N OF POLES: 12 180° CLAMPING YOKE CONNECTION CLAMPING RANGE MAX. : 3.31 MM² BOX | 1
25159 | 1846100000 | PCB PLUG-IN CONNECTOR MALE PLUG 5.08 MM N OF POLES: 16 180° CLAMPING YOKE CONNECTION CLAMPING RANGE MAX. : 3.31 MM² BOX | 1
25160 | 1846110000 | PCB PLUG-IN CONNECTOR MALE PLUG 5.08 MM N OF POLES: 20 180° CLAMPING YOKE CONNECTION CLAMPING RANGE MAX. : 3.31 MM² BOX | 1
25161 | 1846120000 | PCB PLUG-IN CONNECTOR MALE PLUG 5.08 MM N OF POLES: 24 180° CLAMPING YOKE CONNECTION CLAMPING RANGE MAX. : 3.31 MM² BOX | 1
25162 | 1846130000 | PCB PLUG-IN CONNECTOR MALE PLUG 5.08 MM N OF POLES: 4 180° CLAMPING YOKE CONNECTION CLAMPING RANGE MAX. : 3.31 MM² BOX | 1
25163 | 1846140000 | PCB PLUG-IN CONNECTOR MALE PLUG 5.08 MM N OF POLES: 6 180° CLAMPING YOKE CONNECTION CLAMPING RANGE MAX. : 3.31 MM² BOX | 1
25164 | 1846150000 | PCB PLUG-IN CONNECTOR MALE PLUG 5.08 MM N OF POLES: 8 180° CLAMPING YOKE CONNECTION CLAMPING RANGE MAX. : 3.31 MM² BOX | 1
25165 | 1846160000 | PCB PLUG-IN CONNECTOR MALE PLUG 5.08 MM N OF POLES: 10 180° CLAMPING YOKE CONNECTION CLAMPING RANGE MAX. : 3.31 MM² BOX | 1
25166 | 1846170000 | PCB PLUG-IN CONNECTOR MALE PLUG 5.08 MM N OF POLES: 12 180° CLAMPING YOKE CONNECTION CLAMPING RANGE MAX. : 3.31 MM² BOX | 1
25167 | 1846180000 | PCB PLUG-IN CONNECTOR MALE PLUG 5.08 MM N OF POLES: 16 180° CLAMPING YOKE CONNECTION CLAMPING RANGE MAX. : 3.31 MM² BOX | 1
25168 | 1846190000 | PCB PLUG-IN CONNECTOR MALE PLUG 5.08 MM N OF POLES: 20 180° CLAMPING YOKE CONNECTION CLAMPING RANGE MAX. : 3.31 MM² BOX | 1
25169 | 1846200000 | PCB PLUG-IN CONNECTOR MALE PLUG 5.08 MM N OF POLES: 24 180° CLAMPING YOKE CONNECTION CLAMPING RANGE MAX. : 3.31 MM² BOX | 1
25170 | 1846210000 | PCB PLUG-IN CONNECTOR MALE PLUG 5.08 MM N OF POLES: 2 180° CLAMPING YOKE CONNECTION CLAMPING RANGE MAX. : 3.31 MM² BOX | 1
25171 | 1846220000 | PCB PLUG-IN CONNECTOR MALE PLUG 5.08 MM N OF POLES: 3 180° CLAMPING YOKE CONNECTION CLAMPING RANGE MAX. : 3.31 MM² BOX | 1
25172 | 1846230000 | PCB PLUG-IN CONNECTOR MALE PLUG 5.08 MM N OF POLES: 4 180° CLAMPING YOKE CONNECTION CLAMPING RANGE MAX. : 3.31 MM² BOX | 1
25173 | 1846240000 | PCB PLUG-IN CONNECTOR MALE PLUG 5.08 MM N OF POLES: 5 180° CLAMPING YOKE CONNECTION CLAMPING RANGE MAX. : 3.31 MM² BOX | 1
25174 | 1846250000 | PCB PLUG-IN CONNECTOR MALE PLUG 5.08 MM N OF POLES: 6 180° CLAMPING YOKE CONNECTION CLAMPING RANGE MAX. : 3.31 MM² BOX | 1
25175 | 1846260000 | PCB PLUG-IN CONNECTOR MALE PLUG 5.08 MM N OF POLES: 7 180° CLAMPING YOKE CONNECTION CLAMPING RANGE MAX. : 3.31 MM² BOX | 1
25176 | 1846270000 | PCB PLUG-IN CONNECTOR MALE PLUG 5.08 MM N OF POLES: 8 180° CLAMPING YOKE CONNECTION CLAMPING RANGE MAX. : 3.31 MM² BOX | 1
25177 | 1846280000 | PCB PLUG-IN CONNECTOR MALE PLUG 5.08 MM N OF POLES: 9 180° CLAMPING YOKE CONNECTION CLAMPING RANGE MAX. : 3.31 MM² BOX | 1
25178 | 1846290000 | PCB PLUG-IN CONNECTOR MALE PLUG 5.08 MM N OF POLES: 10 180° CLAMPING YOKE CONNECTION CLAMPING RANGE MAX. : 3.31 MM² BOX | 1
25179 | 1846300000 | PCB PLUG-IN CONNECTOR MALE PLUG 5.08 MM N OF POLES: 11 180° CLAMPING YOKE CONNECTION CLAMPING RANGE MAX. : 3.31 MM² BOX | 1
25180 | 1846310000 | PCB PLUG-IN CONNECTOR MALE PLUG 5.08 MM N OF POLES: 12 180° CLAMPING YOKE CONNECTION CLAMPING RANGE MAX. : 3.31 MM² BOX | 1
25181 | 1846320000 | PCB PLUG-IN CONNECTOR MALE PLUG 5.08 MM N OF POLES: 13 180° CLAMPING YOKE CONNECTION CLAMPING RANGE MAX. : 3.31 MM² BOX | 1
25182 | 1846330000 | PCB PLUG-IN CONNECTOR MALE PLUG 5.08 MM N OF POLES: 14 180° CLAMPING YOKE CONNECTION CLAMPING RANGE MAX. : 3.31 MM² BOX | 1
25183 | 1846340000 | PCB PLUG-IN CONNECTOR MALE PLUG 5.08 MM N OF POLES: 15 180° CLAMPING YOKE CONNECTION CLAMPING RANGE MAX. : 3.31 MM² BOX | 1
25184 | 1846350000 | PCB PLUG-IN CONNECTOR MALE PLUG 5.08 MM N OF POLES: 16 180° CLAMPING YOKE CONNECTION CLAMPING RANGE MAX. : 3.31 MM² BOX | 1
25185 | 1846360000 | PCB PLUG-IN CONNECTOR MALE PLUG 5.08 MM N OF POLES: 2 180° CLAMPING YOKE CONNECTION CLAMPING RANGE MAX. : 3.31 MM² BOX | 1
25186 | 1846370000 | PCB PLUG-IN CONNECTOR MALE PLUG 5.08 MM N OF POLES: 3 180° CLAMPING YOKE CONNECTION CLAMPING RANGE MAX. : 3.31 MM² BOX | 1
25187 | 1846380000 | PCB PLUG-IN CONNECTOR MALE PLUG 5.08 MM N OF POLES: 4 180° CLAMPING YOKE CONNECTION CLAMPING RANGE MAX. : 3.31 MM² BOX | 1
25188 | 1846390000 | PCB PLUG-IN CONNECTOR MALE PLUG 5.08 MM N OF POLES: 5 180° CLAMPING YOKE CONNECTION CLAMPING RANGE MAX. : 3.31 MM² BOX | 1
25189 | 1846400000 | PCB PLUG-IN CONNECTOR MALE PLUG 5.08 MM N OF POLES: 6 180° CLAMPING YOKE CONNECTION CLAMPING RANGE MAX. : 3.31 MM² BOX | 1
25190 | 1846410000 | PCB PLUG-IN CONNECTOR MALE PLUG 5.08 MM N OF POLES: 7 180° CLAMPING YOKE CONNECTION CLAMPING RANGE MAX. : 3.31 MM² BOX | 1
25191 | 1846420000 | PCB PLUG-IN CONNECTOR MALE PLUG 5.08 MM N OF POLES: 8 180° CLAMPING YOKE CONNECTION CLAMPING RANGE MAX. : 3.31 MM² BOX | 1
25192 | 1846430000 | PCB PLUG-IN CONNECTOR MALE PLUG 5.08 MM N OF POLES: 9 180° CLAMPING YOKE CONNECTION CLAMPING RANGE MAX. : 3.31 MM² BOX | 1
25193 | 1846440000 | PCB PLUG-IN CONNECTOR MALE PLUG 5.08 MM N OF POLES: 10 180° CLAMPING YOKE CONNECTION CLAMPING RANGE MAX. : 3.31 MM² BOX | 1
25194 | 1846450000 | PCB PLUG-IN CONNECTOR MALE PLUG 5.08 MM N OF POLES: 11 180° CLAMPING YOKE CONNECTION CLAMPING RANGE MAX. : 3.31 MM² BOX | 1
25195 | 1846460000 | PCB PLUG-IN CONNECTOR MALE PLUG 5.08 MM N OF POLES: 12 180° CLAMPING YOKE CONNECTION CLAMPING RANGE MAX. : 3.31 MM² BOX | 1
25196 | 1846470000 | PCB PLUG-IN CONNECTOR MALE PLUG 5.08 MM N OF POLES: 13 180° CLAMPING YOKE CONNECTION CLAMPING RANGE MAX. : 3.31 MM² BOX | 1
25197 | 1846480000 | PCB PLUG-IN CONNECTOR MALE PLUG 5.08 MM N OF POLES: 14 180° CLAMPING YOKE CONNECTION CLAMPING RANGE MAX. : 3.31 MM² BOX | 1
25198 | 1846490000 | PCB PLUG-IN CONNECTOR MALE PLUG 5.08 MM N OF POLES: 15 180° CLAMPING YOKE CONNECTION CLAMPING RANGE MAX. : 3.31 MM² BOX | 1
25199 | 1846500000 | PCB PLUG-IN CONNECTOR MALE PLUG 5.08 MM N OF POLES: 16 180° CLAMPING YOKE CONNECTION CLAMPING RANGE MAX. : 3.31 MM² BOX | 1
25200 | 1853940000 | PCB PLUG-IN CONNECTOR ACCESSORIES N OF POLES: 1 | 27
25201 | 1880860000 | PCB PLUG-IN CONNECTOR MALE HEADER CLOSED SIDE THT/THR SOLDER CONNECTION 3.50 MM N OF POLES: 16 180° SOLDER PIN LENGTH (L): 1.5 MM TINNED BOX | 0
25202 | 1920840000 | PCB PLUG-IN CONNECTOR FEMALE PLUG 3.50 MM N OF POLES: 4 180° TENSION-CLAMP CONNECTION CLAMPING RANGE MAX. : 1 MM² BOX | 1
25203 | 1920850000 | PCB PLUG-IN CONNECTOR MALE HEADER CLOSED SIDE THT/THR SOLDER CONNECTION 3.50 MM N OF POLES: 4 90° SOLDER PIN LENGTH (L): 3.2 MM TINNED BOX | 0
25204 | 1924530000 | PCB PLUG-IN CONNECTOR MALE HEADER CLOSED SIDE THT/THR SOLDER CONNECTION 3.50 MM N OF POLES: 4 180° SOLDER PIN LENGTH (L): 3.5 MM TINNED BOX | 0
25205 | 7940006157 | RIDERSERIES RCL RELAY MODULE N OF CONTACTS: 2 CO CONTACT AGNI RATED CONTROL VOLTAGE: 24 V DC CONTINUOUS CURRENT: 8 A SCREW CONNECTION TEST BUTTON AVAILABLE: NO | 3
25206 | 7940006158 | RIDERSERIES RCL RELAY MODULE N OF CONTACTS: 1 CO CONTACT AGNI RATED CONTROL VOLTAGE: 24 V DC CONTINUOUS CURRENT: 16 A SCREW CONNECTION TEST BUTTON AVAILABLE: NO | 3
25207 | 7940006159 | RIDERSERIES RCL RELAY MODULE N OF CONTACTS: 2 CO CONTACT AGNI RATED CONTROL VOLTAGE: 230 V AC CONTINUOUS CURRENT: 8 A SCREW CONNECTION TEST BUTTON AVAILABLE: NO | 3
25208 | 7940006160 | RIDERSERIES RCL RELAY MODULE N OF CONTACTS: 1 CO CONTACT AGNI RATED CONTROL VOLTAGE: 230 V AC CONTINUOUS CURRENT: 16 A SCREW CONNECTION TEST BUTTON AVAILABLE: NO | 3
25209 | 7940006162 | RIDERSERIES RCL RELAY MODULE N OF CONTACTS: 2 CO CONTACT AGNI RATED CONTROL VOLTAGE: 24 V AC CONTINUOUS CURRENT: 8 A SCREW CONNECTION TEST BUTTON AVAILABLE: NO | 3
25210 | 7940007061 | RIDERSERIES RCM RELAY MODULE N OF CONTACTS: 2 CO CONTACT WITH TEST BUTTON AGNI RATED CONTROL VOLTAGE: 24 V DC CONTINUOUS CURRENT: 12 A SCREW CONNECTION TEST BUTTON AVAILABLE: YES | 3
25211 | 7940007062 | RIDERSERIES RCM RELAY MODULE N OF CONTACTS: 3 CO CONTACT WITH TEST BUTTON AGNI RATED CONTROL VOLTAGE: 24 V DC CONTINUOUS CURRENT: 10 A SCREW CONNECTION TEST BUTTON AVAILABLE: YES | 3
25212 | 7940007063 | RIDERSERIES RCM RELAY MODULE N OF CONTACTS: 4 CO CONTACT WITH TEST BUTTON AGNI RATED CONTROL VOLTAGE: 24 V DC CONTINUOUS CURRENT: 6 A SCREW CONNECTION TEST BUTTON AVAILABLE: YES | 3
25213 | 7940007115 | RIDERSERIES RCM RELAY MODULE N OF CONTACTS: 4 CO CONTACT WITH TEST BUTTON AGNI RATED CONTROL VOLTAGE: 24 V AC CONTINUOUS CURRENT: 6 A SCREW CONNECTION TEST BUTTON AVAILABLE: YES | 3
25214 | 7940007118 | RIDERSERIES RCM RELAY MODULE N OF CONTACTS: 4 CO CONTACT WITH TEST BUTTON AGNI RATED CONTROL VOLTAGE: 230 V AC CONTINUOUS CURRENT: 6 A SCREW CONNECTION TEST BUTTON AVAILABLE: YES | 3
25215 | 7940007637 | RIDERSERIES RCM RELAY N OF CONTACTS: 4 CO CONTACT AGNI GOLD-PLATED RATED CONTROL VOLTAGE: 230 V AC CONTINUOUS CURRENT: 6 A PLUG-IN CONNECTION TEST BUTTON AVAILABLE: YES | 3
25216 | 7940007742 | RIDERSERIES RRD RELAY N OF CONTACTS: 3 CO CONTACT WITH TEST BUTTON AGNI RATED CONTROL VOLTAGE: 220 V DC CONTINUOUS CURRENT: 10 A PLUG-IN CONNECTION TEST BUTTON AVAILABLE: YES | 3
25217 | 8054360000 | RIDERSERIES RCM RELAY N OF CONTACTS: 4 CO CONTACT AGNI RATED CONTROL VOLTAGE: 12 V DC CONTINUOUS CURRENT: 6 A PLUG-IN CONNECTION TEST BUTTON AVAILABLE: YES | 3
25218 | 8074650000 | RIDERSERIES RCM RELAY N OF CONTACTS: 4 CO CONTACT AGNI RATED CONTROL VOLTAGE: 6 V DC CONTINUOUS CURRENT: 6 A PLUG-IN CONNECTION TEST BUTTON AVAILABLE: YES | 3
25219 | 8074670000 | RIDERSERIES RCM RELAY N OF CONTACTS: 4 CO CONTACT AGNI RATED CONTROL VOLTAGE: 48 V DC CONTINUOUS CURRENT: 6 A PLUG-IN CONNECTION TEST BUTTON AVAILABLE: YES | 3
25220 | 8074680000 | RIDERSERIES RCM RELAY N OF CONTACTS: 4 CO CONTACT AGNI RATED CONTROL VOLTAGE: 60 V DC CONTINUOUS CURRENT: 6 A PLUG-IN CONNECTION TEST BUTTON AVAILABLE: YES | 3
25221 | 8074700000 | RIDERSERIES RCM RELAY N OF CONTACTS: 4 CO CONTACT AGNI RATED CONTROL VOLTAGE: 110 V DC CONTINUOUS CURRENT: 6 A PLUG-IN CONNECTION TEST BUTTON AVAILABLE: YES | 3
25222 | 8074760000 | RIDERSERIES RCM RELAY N OF CONTACTS: 4 CO CONTACT AGNI RATED CONTROL VOLTAGE: 12 V AC CONTINUOUS CURRENT: 6 A PLUG-IN CONNECTION TEST BUTTON AVAILABLE: YES | 3
25223 | 8636230000 | RIDERSERIES RCM RELAY N OF CONTACTS: 4 CO CONTACT AGNI RATED CONTROL VOLTAGE: 220 V DC CONTINUOUS CURRENT: 6 A PLUG-IN CONNECTION TEST BUTTON AVAILABLE: YES | 3
25224 | 8689740000 | RIDERSERIES RCM RELAY N OF CONTACTS: 2 CO CONTACT AGNI RATED CONTROL VOLTAGE: 12 V AC CONTINUOUS CURRENT: 12 A PLUG-IN CONNECTION TEST BUTTON AVAILABLE: YES | 3
25225 | 8689750000 | RIDERSERIES RCM RELAY N OF CONTACTS: 2 CO CONTACT AGNI RATED CONTROL VOLTAGE: 12 V AC CONTINUOUS CURRENT: 12 A PLUG-IN CONNECTION TEST BUTTON AVAILABLE: YES | 3
25226 | 8689760000 | RIDERSERIES RCM RELAY N OF CONTACTS: 2 CO CONTACT AGNI RATED CONTROL VOLTAGE: 24 V AC CONTINUOUS CURRENT: 12 A PLUG-IN CONNECTION TEST BUTTON AVAILABLE: YES | 3
25227 | 8689770000 | RIDERSERIES RCM RELAY N OF CONTACTS: 2 CO CONTACT AGNI RATED CONTROL VOLTAGE: 24 V AC CONTINUOUS CURRENT: 12 A PLUG-IN CONNECTION TEST BUTTON AVAILABLE: YES | 3
25228 | 8689780000 | RIDERSERIES RCM RELAY N OF CONTACTS: 2 CO CONTACT AGNI RATED CONTROL VOLTAGE: 48 V AC CONTINUOUS CURRENT: 12 A PLUG-IN CONNECTION TEST BUTTON AVAILABLE: YES | 3
25229 | 8689800000 | RIDERSERIES RCM RELAY N OF CONTACTS: 2 CO CONTACT AGNI RATED CONTROL VOLTAGE: 115 V AC CONTINUOUS CURRENT: 12 A PLUG-IN CONNECTION TEST BUTTON AVAILABLE: YES | 3
25230 | 8689810000 | RIDERSERIES RCM RELAY N OF CONTACTS: 2 CO CONTACT AGNI RATED CONTROL VOLTAGE: 115 V AC CONTINUOUS CURRENT: 12 A PLUG-IN CONNECTION TEST BUTTON AVAILABLE: YES | 3
25231 | 8689820000 | RIDERSERIES RCM RELAY N OF CONTACTS: 2 CO CONTACT AGNI RATED CONTROL VOLTAGE: 230 V AC CONTINUOUS CURRENT: 12 A PLUG-IN CONNECTION TEST BUTTON AVAILABLE: YES | 3
25232 | 8689830000 | RIDERSERIES RCM RELAY N OF CONTACTS: 2 CO CONTACT AGNI RATED CONTROL VOLTAGE: 230 V AC CONTINUOUS CURRENT: 12 A PLUG-IN CONNECTION TEST BUTTON AVAILABLE: YES | 3
25233 | 8689840000 | RIDERSERIES RCM RELAY N OF CONTACTS: 2 CO CONTACT AGNI RATED CONTROL VOLTAGE: 12 V DC CONTINUOUS CURRENT: 12 A PLUG-IN CONNECTION TEST BUTTON AVAILABLE: YES | 3
25234 | 8689850000 | RIDERSERIES RCM RELAY N OF CONTACTS: 2 CO CONTACT AGNI RATED CONTROL VOLTAGE: 12 V DC CONTINUOUS CURRENT: 12 A PLUG-IN CONNECTION TEST BUTTON AVAILABLE: YES | 3
25235 | 8689860000 | RIDERSERIES RCM RELAY N OF CONTACTS: 2 CO CONTACT AGNI RATED CONTROL VOLTAGE: 24 V DC CONTINUOUS CURRENT: 12 A PLUG-IN CONNECTION TEST BUTTON AVAILABLE: YES | 3
25236 | 8689870000 | RIDERSERIES RCM RELAY N OF CONTACTS: 2 CO CONTACT AGNI RATED CONTROL VOLTAGE: 24 V DC CONTINUOUS CURRENT: 12 A PLUG-IN CONNECTION TEST BUTTON AVAILABLE: YES | 3
25237 | 8689880000 | RIDERSERIES RCM RELAY N OF CONTACTS: 2 CO CONTACT AGNI RATED CONTROL VOLTAGE: 48 V DC CONTINUOUS CURRENT: 12 A PLUG-IN CONNECTION TEST BUTTON AVAILABLE: YES | 3
25238 | 8689890000 | RIDERSERIES RCM RELAY N OF CONTACTS: 2 CO CONTACT AGNI RATED CONTROL VOLTAGE: 48 V DC CONTINUOUS CURRENT: 12 A PLUG-IN CONNECTION TEST BUTTON AVAILABLE: YES | 3
25239 | 8689900000 | RIDERSERIES RCM RELAY N OF CONTACTS: 2 CO CONTACT AGNI RATED CONTROL VOLTAGE: 110 V DC CONTINUOUS CURRENT: 12 A PLUG-IN CONNECTION TEST BUTTON AVAILABLE: YES | 3
25240 | 8689950000 | RIDERSERIES RCM RELAY N OF CONTACTS: 3 CO CONTACT AGNI RATED CONTROL VOLTAGE: 24 V AC CONTINUOUS CURRENT: 10 A PLUG-IN CONNECTION TEST BUTTON AVAILABLE: YES | 3
25241 | 8689970000 | RIDERSERIES RCM RELAY N OF CONTACTS: 3 CO CONTACT AGNI RATED CONTROL VOLTAGE: 48 V AC CONTINUOUS CURRENT: 10 A PLUG-IN CONNECTION TEST BUTTON AVAILABLE: YES | 3
25242 | 8689980000 | RIDERSERIES RCM RELAY N OF CONTACTS: 3 CO CONTACT AGNI RATED CONTROL VOLTAGE: 115 V AC CONTINUOUS CURRENT: 10 A PLUG-IN CONNECTION TEST BUTTON AVAILABLE: YES | 3
25243 | 8689990000 | RIDERSERIES RCM RELAY N OF CONTACTS: 3 CO CONTACT AGNI RATED CONTROL VOLTAGE: 115 V AC CONTINUOUS CURRENT: 10 A PLUG-IN CONNECTION TEST BUTTON AVAILABLE: YES | 3
25244 | 8690000000 | RIDERSERIES RCM RELAY N OF CONTACTS: 3 CO CONTACT AGNI RATED CONTROL VOLTAGE: 230 V AC CONTINUOUS CURRENT: 10 A PLUG-IN CONNECTION TEST BUTTON AVAILABLE: YES | 3
25245 | 8690010000 | RIDERSERIES RCM RELAY N OF CONTACTS: 3 CO CONTACT AGNI RATED CONTROL VOLTAGE: 230 V AC CONTINUOUS CURRENT: 10 A PLUG-IN CONNECTION TEST BUTTON AVAILABLE: YES | 3
25246 | 8690020000 | RIDERSERIES RCM RELAY N OF CONTACTS: 3 CO CONTACT AGNI RATED CONTROL VOLTAGE: 12 V DC CONTINUOUS CURRENT: 10 A PLUG-IN CONNECTION TEST BUTTON AVAILABLE: YES | 3
25247 | 8690030000 | RIDERSERIES RCM RELAY N OF CONTACTS: 3 CO CONTACT AGNI RATED CONTROL VOLTAGE: 24 V AC CONTINUOUS CURRENT: 10 A PLUG-IN CONNECTION TEST BUTTON AVAILABLE: YES | 3
25248 | 8690040000 | RIDERSERIES RCM RELAY N OF CONTACTS: 3 CO CONTACT AGNI RATED CONTROL VOLTAGE: 24 V DC CONTINUOUS CURRENT: 10 A PLUG-IN CONNECTION TEST BUTTON AVAILABLE: YES | 3
25249 | 8690050000 | RIDERSERIES RCM RELAY N OF CONTACTS: 3 CO CONTACT AGNI RATED CONTROL VOLTAGE: 24 V DC CONTINUOUS CURRENT: 10 A PLUG-IN CONNECTION TEST BUTTON AVAILABLE: YES | 3
25250 | 8690060000 | RIDERSERIES RCM RELAY N OF CONTACTS: 3 CO CONTACT AGNI RATED CONTROL VOLTAGE: 48 V DC CONTINUOUS CURRENT: 10 A PLUG-IN CONNECTION TEST BUTTON AVAILABLE: YES | 3
25251 | 8690080000 | RIDERSERIES RCM RELAY N OF CONTACTS: 3 CO CONTACT AGNI RATED CONTROL VOLTAGE: 110 V DC CONTINUOUS CURRENT: 10 A PLUG-IN CONNECTION TEST BUTTON AVAILABLE: YES | 3
25252 | 8690100000 | RIDERSERIES RCM RELAY N OF CONTACTS: 4 CO CONTACT AGNI RATED CONTROL VOLTAGE: 12 V AC CONTINUOUS CURRENT: 6 A PLUG-IN CONNECTION TEST BUTTON AVAILABLE: YES | 3
25253 | 8690110000 | RIDERSERIES RCM RELAY N OF CONTACTS: 4 CO CONTACT AGNI RATED CONTROL VOLTAGE: 24 V AC CONTINUOUS CURRENT: 6 A PLUG-IN CONNECTION TEST BUTTON AVAILABLE: YES | 3
25254 | 8690120000 | RIDERSERIES RCM RELAY N OF CONTACTS: 4 CO CONTACT AGNI RATED CONTROL VOLTAGE: 24 V AC CONTINUOUS CURRENT: 6 A PLUG-IN CONNECTION TEST BUTTON AVAILABLE: YES | 3
25255 | 8690130000 | RIDERSERIES RCM RELAY N OF CONTACTS: 4 CO CONTACT AGNI RATED CONTROL VOLTAGE: 48 V AC CONTINUOUS CURRENT: 6 A PLUG-IN CONNECTION TEST BUTTON AVAILABLE: YES | 3
25256 | 8690150000 | RIDERSERIES RCM RELAY N OF CONTACTS: 4 CO CONTACT AGNI RATED CONTROL VOLTAGE: 115 V AC CONTINUOUS CURRENT: 6 A PLUG-IN CONNECTION TEST BUTTON AVAILABLE: YES | 3
25257 | 8690160000 | RIDERSERIES RCM RELAY N OF CONTACTS: 4 CO CONTACT AGNI RATED CONTROL VOLTAGE: 230 V AC CONTINUOUS CURRENT: 6 A PLUG-IN CONNECTION TEST BUTTON AVAILABLE: YES | 3
25258 | 8690180000 | RIDERSERIES RCM RELAY N OF CONTACTS: 4 CO CONTACT AGNI RATED CONTROL VOLTAGE: 12 V DC CONTINUOUS CURRENT: 6 A PLUG-IN CONNECTION TEST BUTTON AVAILABLE: YES | 3
25259 | 8690200000 | RIDERSERIES RCM RELAY N OF CONTACTS: 4 CO CONTACT AGNI RATED CONTROL VOLTAGE: 24 V DC CONTINUOUS CURRENT: 6 A PLUG-IN CONNECTION TEST BUTTON AVAILABLE: YES | 3
25260 | 8690220000 | RIDERSERIES RCM RELAY N OF CONTACTS: 4 CO CONTACT AGNI RATED CONTROL VOLTAGE: 24 V DC CONTINUOUS CURRENT: 6 A PLUG-IN CONNECTION TEST BUTTON AVAILABLE: YES | 3
25261 | 8690230000 | RIDERSERIES RCM RELAY N OF CONTACTS: 4 CO CONTACT AGNI RATED CONTROL VOLTAGE: 48 V DC CONTINUOUS CURRENT: 6 A PLUG-IN CONNECTION TEST BUTTON AVAILABLE: YES | 3
25262 | 8690240000 | RIDERSERIES RCM RELAY N OF CONTACTS: 4 CO CONTACT AGNI RATED CONTROL VOLTAGE: 110 V DC CONTINUOUS CURRENT: 6 A PLUG-IN CONNECTION TEST BUTTON AVAILABLE: YES | 3
25263 | 8690270000 | RIDERSERIES RRD RELAY N OF CONTACTS: 2 CO CONTACT WITH TEST BUTTON AGNI RATED CONTROL VOLTAGE: 24 V AC CONTINUOUS CURRENT: 10 A PLUG-IN CONNECTION TEST BUTTON AVAILABLE: YES | 3
25264 | 8690280000 | RIDERSERIES RRD RELAY N OF CONTACTS: 2 CO CONTACT WITH TEST BUTTON AGNI RATED CONTROL VOLTAGE: 24 V AC CONTINUOUS CURRENT: 10 A PLUG-IN CONNECTION TEST BUTTON AVAILABLE: YES | 3
25265 | 8690310000 | RIDERSERIES RRD RELAY N OF CONTACTS: 2 CO CONTACT WITH TEST BUTTON AGNI RATED CONTROL VOLTAGE: 115 V AC CONTINUOUS CURRENT: 10 A PLUG-IN CONNECTION TEST BUTTON AVAILABLE: YES | 3
25266 | 8690320000 | RIDERSERIES RRD RELAY N OF CONTACTS: 2 CO CONTACT WITH TEST BUTTON AGNI RATED CONTROL VOLTAGE: 115 V AC CONTINUOUS CURRENT: 10 A PLUG-IN CONNECTION TEST BUTTON AVAILABLE: YES | 3
25267 | 8690330000 | RIDERSERIES RRD RELAY N OF CONTACTS: 2 CO CONTACT WITH TEST BUTTON AGNI RATED CONTROL VOLTAGE: 230 V AC CONTINUOUS CURRENT: 10 A PLUG-IN CONNECTION TEST BUTTON AVAILABLE: YES | 3
25268 | 8690340000 | RIDERSERIES RRD RELAY N OF CONTACTS: 2 CO CONTACT WITH TEST BUTTON AGNI RATED CONTROL VOLTAGE: 230 V AC CONTINUOUS CURRENT: 10 A PLUG-IN CONNECTION TEST BUTTON AVAILABLE: YES | 3
25269 | 8690350000 | RIDERSERIES RRD RELAY N OF CONTACTS: 2 CO CONTACT WITH TEST BUTTON AGNI RATED CONTROL VOLTAGE: 12 V DC CONTINUOUS CURRENT: 10 A PLUG-IN CONNECTION TEST BUTTON AVAILABLE: YES | 3
25270 | 8690370000 | RIDERSERIES RRD RELAY N OF CONTACTS: 2 CO CONTACT WITH TEST BUTTON AGNI RATED CONTROL VOLTAGE: 24 V DC CONTINUOUS CURRENT: 10 A PLUG-IN CONNECTION TEST BUTTON AVAILABLE: YES | 3
25271 | 8690380000 | RIDERSERIES RRD RELAY N OF CONTACTS: 2 CO CONTACT WITH TEST BUTTON AGNI RATED CONTROL VOLTAGE: 24 V DC CONTINUOUS CURRENT: 10 A PLUG-IN CONNECTION TEST BUTTON AVAILABLE: YES | 3
25272 | 8690430000 | RIDERSERIES RRD RELAY N OF CONTACTS: 3 CO CONTACT WITH TEST BUTTON AGNI RATED CONTROL VOLTAGE: 12 V AC CONTINUOUS CURRENT: 10 A PLUG-IN CONNECTION TEST BUTTON AVAILABLE: YES | 3
25273 | 8690450000 | RIDERSERIES RRD RELAY N OF CONTACTS: 3 CO CONTACT WITH TEST BUTTON AGNI RATED CONTROL VOLTAGE: 24 V AC CONTINUOUS CURRENT: 10 A PLUG-IN CONNECTION TEST BUTTON AVAILABLE: YES | 3
25274 | 8690460000 | RIDERSERIES RRD RELAY N OF CONTACTS: 3 CO CONTACT WITH TEST BUTTON AGNI RATED CONTROL VOLTAGE: 24 V AC CONTINUOUS CURRENT: 10 A PLUG-IN CONNECTION TEST BUTTON AVAILABLE: YES | 3
25275 | 8690470000 | RIDERSERIES RRD RELAY N OF CONTACTS: 3 CO CONTACT WITH TEST BUTTON AGNI RATED CONTROL VOLTAGE: 48 V AC CONTINUOUS CURRENT: 10 A PLUG-IN CONNECTION TEST BUTTON AVAILABLE: YES | 3
25276 | 8690550000 | RIDERSERIES RRD RELAY N OF CONTACTS: 3 CO CONTACT WITH TEST BUTTON AGNI RATED CONTROL VOLTAGE: 115 V AC CONTINUOUS CURRENT: 10 A PLUG-IN CONNECTION TEST BUTTON AVAILABLE: YES | 3
25277 | 8690560000 | RIDERSERIES RRD RELAY N OF CONTACTS: 3 CO CONTACT WITH TEST BUTTON AGNI RATED CONTROL VOLTAGE: 115 V AC CONTINUOUS CURRENT: 10 A PLUG-IN CONNECTION TEST BUTTON AVAILABLE: YES | 3
25278 | 8690570000 | RIDERSERIES RRD RELAY N OF CONTACTS: 3 CO CONTACT WITH TEST BUTTON AGNI RATED CONTROL VOLTAGE: 230 V AC CONTINUOUS CURRENT: 10 A PLUG-IN CONNECTION TEST BUTTON AVAILABLE: YES | 3
25279 | 8690580000 | RIDERSERIES RRD RELAY N OF CONTACTS: 3 CO CONTACT WITH TEST BUTTON AGNI RATED CONTROL VOLTAGE: 230 V AC CONTINUOUS CURRENT: 10 A PLUG-IN CONNECTION TEST BUTTON AVAILABLE: YES | 3
25280 | 8690610000 | RIDERSERIES RRD RELAY N OF CONTACTS: 3 CO CONTACT WITH TEST BUTTON AGNI RATED CONTROL VOLTAGE: 24 V DC CONTINUOUS CURRENT: 10 A PLUG-IN CONNECTION TEST BUTTON AVAILABLE: YES | 3
25281 | 8690620000 | RIDERSERIES RRD RELAY N OF CONTACTS: 3 CO CONTACT WITH TEST BUTTON AGNI RATED CONTROL VOLTAGE: 24 V DC CONTINUOUS CURRENT: 10 A PLUG-IN CONNECTION TEST BUTTON AVAILABLE: YES | 3
25282 | 8690630000 | RIDERSERIES RRD RELAY N OF CONTACTS: 3 CO CONTACT WITH TEST BUTTON AGNI RATED CONTROL VOLTAGE: 48 V DC CONTINUOUS CURRENT: 10 A PLUG-IN CONNECTION TEST BUTTON AVAILABLE: YES | 3
25283 | 8690650000 | RIDERSERIES RRD RELAY N OF CONTACTS: 3 CO CONTACT WITH TEST BUTTON AGNI RATED CONTROL VOLTAGE: 110 V DC CONTINUOUS CURRENT: 10 A PLUG-IN CONNECTION TEST BUTTON AVAILABLE: YES | 3
25284 | 8690660000 | RIDERSERIES RRD RELAY N OF CONTACTS: 3 CO CONTACT WITH TEST BUTTON AGNI RATED CONTROL VOLTAGE: 110 V DC CONTINUOUS CURRENT: 10 A PLUG-IN CONNECTION TEST BUTTON AVAILABLE: YES | 3
25285 | 8690830000 | RIDERSERIES FG RELAY SOCKET N OF CONTACTS: 2 CO CONTACT SCREW CONNECTION | 927
25286 | 8690840000 | RIDERSERIES RCL RELAY SOCKET N OF CONTACTS: 1 CO CONTACT SCREW CONNECTION | 927
25287 | 8690850000 | RIDERSERIES RCL FLANGE-MOUNTED HOUSING N OF CONTACTS: 2 CO CONTACT CONTINUOUS CURRENT: 12 A PRINT CONNECTION | 601
25288 | 8690860000 | RIDERSERIES RCL FLANGE-MOUNTED HOUSING N OF CONTACTS: 1 CO CONTACT CONTINUOUS CURRENT: 12 A PRINT CONNECTION | 601
25289 | 8690880000 | RIDERSERIES RCM RELAY SOCKET N OF CONTACTS: 2 CO CONTACT CONTINUOUS CURRENT: 12 A SCREW CONNECTION | 927
25290 | 8690890000 | RIDERSERIES RCM RELAY SOCKET N OF CONTACTS: 3 CO CONTACT CONTINUOUS CURRENT: 12 A SCREW CONNECTION | 927
25291 | 8690900000 | RIDERSERIES RCM RELAY SOCKET N OF CONTACTS: 4 CO CONTACT CONTINUOUS CURRENT: 12 A SCREW CONNECTION | 927
25292 | 8690910000 | RIDERSERIES RCM RELAY SOCKET N OF CONTACTS: 4 CO CONTACT CONTINUOUS CURRENT: 10 A SCREW CONNECTION | 927
25293 | 8690930000 | RIDERSERIES RRD RELAY SOCKET N OF CONTACTS: 2 CO CONTACT SCREW CONNECTION | 927
25294 | 8690940000 | RIDERSERIES RCL FREE-WHEELING DIODE RATED CONTROL VOLTAGE: 6?230 V PLUG-IN CONNECTION | 95
25295 | 8690950000 | RIDERSERIES RCL LED MODULE WITH FREEWHEEL DIODE RATED CONTROL VOLTAGE: 6?24 V DC PLUG-IN CONNECTION | 95
25296 | 8690960000 | RIDERSERIES RCL LED MODULE WITH FREEWHEEL DIODE RATED CONTROL VOLTAGE: 24?60 V DC PLUG-IN CONNECTION | 95
25297 | 8691000000 | RIDERSERIES RCL RC FILTER RATED CONTROL VOLTAGE: 110?230 V AC PLUG-IN CONNECTION | 95
25298 | 8691010000 | RIDERSERIES RCL LED MODULE RATED CONTROL VOLTAGE: 6?24 V UC PLUG-IN CONNECTION | 95
25299 | 8691020000 | RIDERSERIES RCL LED MODULE RATED CONTROL VOLTAGE: 24?60 V UC PLUG-IN CONNECTION | 95
25300 | 8691030000 | RIDERSERIES RCL LED MODULE RATED CONTROL VOLTAGE: 110?230 V UC PLUG-IN CONNECTION | 95
25301 | 8691040000 | RIDERSERIES RCL LED MODULE PROTECTIVE VARISTOR RATED CONTROL VOLTAGE: 6?24 V UC PLUG-IN CONNECTION | 95
25302 | 8691060000 | RIDERSERIES RCL LED MODULE PROTECTIVE VARISTOR RATED CONTROL VOLTAGE: 110?230 V UC PLUG-IN CONNECTION | 95
25303 | 8691110000 | RIDERSERIES RCM RETAINING CLIP | 239
25304 | 8693170000 | RIDERSERIES RCL RELAY N OF CONTACTS: 1 CO CONTACT AGNI RATED CONTROL VOLTAGE: 12 V DC CONTINUOUS CURRENT: 12 A PLUG-IN CONNECTION TEST BUTTON AVAILABLE: NO | 3
25305 | 8693180000 | RIDERSERIES RCL RELAY N OF CONTACTS: 1 CO CONTACT AGNI RATED CONTROL VOLTAGE: 24 V DC CONTINUOUS CURRENT: 12 A PLUG-IN CONNECTION TEST BUTTON AVAILABLE: NO | 3
25306 | 8693190000 | RIDERSERIES RCL RELAY N OF CONTACTS: 1 CO CONTACT AGNI RATED CONTROL VOLTAGE: 12 V DC CONTINUOUS CURRENT: 12 A PLUG-IN CONNECTION TEST BUTTON AVAILABLE: NO | 3
25307 | 8693200000 | RIDERSERIES RCL RELAY N OF CONTACTS: 1 CO CONTACT AGNI RATED CONTROL VOLTAGE: 24 V DC CONTINUOUS CURRENT: 12 A PLUG-IN CONNECTION TEST BUTTON AVAILABLE: NO | 3
25308 | 8693230000 | RIDERSERIES RCL RELAY N OF CONTACTS: 1 CO CONTACT AGNI RATED CONTROL VOLTAGE: 230 V AC CONTINUOUS CURRENT: 12 A PLUG-IN CONNECTION TEST BUTTON AVAILABLE: NO | 3
25309 | 8693240000 | TERMSERIES RELAY N OF CONTACTS: 1 CO CONTACT AGNI RATED CONTROL VOLTAGE: 12 V DC CONTINUOUS CURRENT: 16 A PLUG-IN CONNECTION TEST BUTTON AVAILABLE: NO | 3
25310 | 8693260000 | TERMSERIES RELAY N OF CONTACTS: 1 CO CONTACT AGNI RATED CONTROL VOLTAGE: 24 V DC CONTINUOUS CURRENT: 16 A PLUG-IN CONNECTION TEST BUTTON AVAILABLE: NO | 3
25311 | 8693270000 | RIDERSERIES FG LABEL | 1318
25312 | 8693280000 | RIDERSERIES RCL RELAY N OF CONTACTS: 1 NO CONTACT AGNI RATED CONTROL VOLTAGE: 24 V DC CONTINUOUS CURRENT: 16 A PLUG-IN CONNECTION TEST BUTTON AVAILABLE: NO | 3
25313 | 8693300000 | RIDERSERIES RCL RELAY N OF CONTACTS: 1 CO CONTACT AGNI RATED CONTROL VOLTAGE: 230 V AC CONTINUOUS CURRENT: 12 A PLUG-IN CONNECTION TEST BUTTON AVAILABLE: NO | 3
25314 | 8693320000 | RIDERSERIES RCL RELAY N OF CONTACTS: 1 CO CONTACT AGNI RATED CONTROL VOLTAGE: 230 V AC CONTINUOUS CURRENT: 16 A PLUG-IN CONNECTION TEST BUTTON AVAILABLE: NO | 3
25315 | 8693340000 | RIDERSERIES RCL RELAY N OF CONTACTS: 2 CO CONTACT AGNI RATED CONTROL VOLTAGE: 48 V AC CONTINUOUS CURRENT: 8 A PLUG-IN CONNECTION TEST BUTTON AVAILABLE: NO | 3
25316 | 8693370000 | RIDERSERIES FG RETAINING CLIP | 1162
25317 | 8693380000 | TERMSERIES RELAY N OF CONTACTS: 1 CO CONTACT AGNI RATED CONTROL VOLTAGE: 48 V DC CONTINUOUS CURRENT: 16 A PLUG-IN CONNECTION TEST BUTTON AVAILABLE: NO | 3
25318 | 8693390000 | RIDERSERIES RCL RELAY N OF CONTACTS: 1 CO CONTACT AGNI RATED CONTROL VOLTAGE: 115 V AC CONTINUOUS CURRENT: 12 A PLUG-IN CONNECTION TEST BUTTON AVAILABLE: NO | 3
25319 | 8693400000 | RIDERSERIES RCL RELAY N OF CONTACTS: 1 CO CONTACT AGNI RATED CONTROL VOLTAGE: 6 V DC CONTINUOUS CURRENT: 12 A PLUG-IN CONNECTION TEST BUTTON AVAILABLE: NO | 3
25320 | 8693420000 | RIDERSERIES RCL RELAY N OF CONTACTS: 2 CO CONTACT AGNI RATED CONTROL VOLTAGE: 12 V AC CONTINUOUS CURRENT: 8 A PLUG-IN CONNECTION TEST BUTTON AVAILABLE: NO | 3
25321 | 8693500000 | RIDERSERIES RCL RELAY N OF CONTACTS: 1 CO CONTACT AGNI RATED CONTROL VOLTAGE: 24 V AC CONTINUOUS CURRENT: 16 A PLUG-IN CONNECTION TEST BUTTON AVAILABLE: NO | 3
25322 | 8693790000 | TERMSERIES RELAY N OF CONTACTS: 2 CO CONTACT AGNI RATED CONTROL VOLTAGE: 5 V DC CONTINUOUS CURRENT: 8 A PLUG-IN CONNECTION TEST BUTTON AVAILABLE: NO | 3
25323 | 8693890000 | RIDERSERIES RCL RELAY N OF CONTACTS: 1 CO CONTACT AGNI RATED CONTROL VOLTAGE: 115 V AC CONTINUOUS CURRENT: 16 A PLUG-IN CONNECTION TEST BUTTON AVAILABLE: NO | 3
25324 | 8693930000 | RIDERSERIES RCL RELAY SOCKET N OF CONTACTS: 2 CO CONTACT SCREW CONNECTION | 310
25325 | 8694210000 | RIDERSERIES RCM RELAY N OF CONTACTS: 4 CO CONTACT WITH TEST BUTTON AGNI RATED CONTROL VOLTAGE: 24 V DC CONTINUOUS CURRENT: 6 A PLUG-IN CONNECTION TEST BUTTON AVAILABLE: YES | 3
25326 | 8694260000 | RIDERSERIES RCM RELAY N OF CONTACTS: 4 CO CONTACT WITH TEST BUTTON AGNI RATED CONTROL VOLTAGE: 24 V AC CONTINUOUS CURRENT: 6 A PLUG-IN CONNECTION TEST BUTTON AVAILABLE: YES | 3
25327 | 8694460000 | RIDERSERIES RCM RELAY N OF CONTACTS: 4 CO CONTACT AGNI GOLD-PLATED RATED CONTROL VOLTAGE: 24 V DC CONTINUOUS CURRENT: 6 A PLUG-IN CONNECTION TEST BUTTON AVAILABLE: YES | 3
25328 | 8697660000 | RIDERSERIES RCM FLANGE-MOUNTED HOUSING N OF CONTACTS: 4 CO CONTACT CONTINUOUS CURRENT: 6 A PRINT CONNECTION | 942
25329 | 8713720000 | RIDERSERIES FG LED MODULE WITH FREEWHEEL DIODE RATED CONTROL VOLTAGE: 6?24 V DC PLUG-IN CONNECTION | 95
25330 | 8713730000 | RIDERSERIES RCL LED MODULE WITH FREEWHEEL DIODE RATED CONTROL VOLTAGE: 24?60 V DC PLUG-IN CONNECTION | 95
25331 | 8713750000 | RIDERSERIES RCL LED MODULE RATED CONTROL VOLTAGE: 6?24 V UC PLUG-IN CONNECTION | 95
25332 | 8713760000 | RIDERSERIES RCL LED MODULE RATED CONTROL VOLTAGE: 24?60 V UC PLUG-IN CONNECTION | 95
25333 | 8713770000 | RIDERSERIES RCL LED MODULE RATED CONTROL VOLTAGE: 110?230 V UC PLUG-IN CONNECTION | 95
25334 | 8713780000 | RIDERSERIES RCL LED MODULE PROTECTIVE VARISTOR RATED CONTROL VOLTAGE: 6?24 V UC PLUG-IN CONNECTION | 95
25335 | 8713790000 | RIDERSERIES RCL LED MODULE PROTECTIVE VARISTOR RATED CONTROL VOLTAGE: 24?60 V UC PLUG-IN CONNECTION | 95
25336 | 8713800000 | RIDERSERIES RCL LED MODULE PROTECTIVE VARISTOR RATED CONTROL VOLTAGE: 110?230 V UC PLUG-IN CONNECTION | 95
25337 | 8768660000 | RIDERSERIES RELAY N OF CONTACTS: 2 CO CONTACT AGNI RATED CONTROL VOLTAGE: 12 V DC CONTINUOUS CURRENT: 6 A SCREW CONNECTION TEST BUTTON AVAILABLE: NO | 3
25338 | 8768680000 | RIDERSERIES RELAY N OF CONTACTS: 2 CO CONTACT AGNI RATED CONTROL VOLTAGE: 24 V DC CONTINUOUS CURRENT: 6 A SCREW CONNECTION TEST BUTTON AVAILABLE: NO | 3
25339 | 8768700000 | RIDERSERIES RELAY N OF CONTACTS: 1 NC AND NO CONTACT AGNI RATED CONTROL VOLTAGE: 24 V DC CONTINUOUS CURRENT: 6 A SCREW CONNECTION TEST BUTTON AVAILABLE: NO | 3
25340 | 8783920000 | RIDERSERIES RCM RELAY SOCKET N OF CONTACTS: 4 CO CONTACT CONTINUOUS CURRENT: 10 A TENSION-CLAMP CONNECTION | 927
25341 | 8783930000 | RIDERSERIES FG RELAY SOCKET N OF CONTACTS: 2 CO CONTACT TENSION-CLAMP CONNECTION | 927
25342 | 8798610000 | RIDERSERIES RRD RELAY N OF CONTACTS: 3 CO CONTACT WITH TEST BUTTON AGNI RATED CONTROL VOLTAGE: 220 V DC CONTINUOUS CURRENT: 10 A PLUG-IN CONNECTION TEST BUTTON AVAILABLE: YES | 3
25343 | 8798620000 | RIDERSERIES RCL RELAY MODULE N OF CONTACTS: 1 CO CONTACT AGNI RATED CONTROL VOLTAGE: 24 V DC CONTINUOUS CURRENT: 16 A TENSION-CLAMP CONNECTION TEST BUTTON AVAILABLE: NO | 3
25344 | 8798630000 | RIDERSERIES RCL RELAY MODULE N OF CONTACTS: 2 CO CONTACT AGNI RATED CONTROL VOLTAGE: 24 V DC CONTINUOUS CURRENT: 8 A TENSION-CLAMP CONNECTION TEST BUTTON AVAILABLE: NO | 3
25345 | 8798670000 | RIDERSERIES RCL RELAY MODULE N OF CONTACTS: 2 CO CONTACT AGNI RATED CONTROL VOLTAGE: 230 V AC CONTINUOUS CURRENT: 8 A TENSION-CLAMP CONNECTION TEST BUTTON AVAILABLE: NO | 3
25346 | 8798740000 | RIDERSERIES RCM RELAY MODULE N OF CONTACTS: 4 CO CONTACT WITH TEST BUTTON AGNI RATED CONTROL VOLTAGE: 24 V DC CONTINUOUS CURRENT: 6 A TENSION-CLAMP CONNECTION TEST BUTTON AVAILABLE: YES | 3
25347 | 8798760000 | RIDERSERIES RCM RELAY MODULE N OF CONTACTS: 4 CO CONTACT WITH TEST BUTTON AGNI RATED CONTROL VOLTAGE: 230 V AC CONTINUOUS CURRENT: 6 A TENSION-CLAMP CONNECTION TEST BUTTON AVAILABLE: YES | 3
25348 | 8810100000 | RIDERSERIES RCL RELAY MODULE N OF CONTACTS: 2 CO CONTACT AGNI RATED CONTROL VOLTAGE: 115 V AC CONTINUOUS CURRENT: 8 A SCREW CONNECTION TEST BUTTON AVAILABLE: NO | 3
25349 | 8810130000 | RIDERSERIES RCM RELAY MODULE N OF CONTACTS: 2 CO CONTACT WITH TEST BUTTON AGNI RATED CONTROL VOLTAGE: 115 V AC CONTINUOUS CURRENT: 12 A SCREW CONNECTION TEST BUTTON AVAILABLE: YES | 3
25350 | 8810150000 | RIDERSERIES RCM RELAY MODULE N OF CONTACTS: 4 CO CONTACT WITH TEST BUTTON AGNI RATED CONTROL VOLTAGE: 115 V AC CONTINUOUS CURRENT: 6 A SCREW CONNECTION TEST BUTTON AVAILABLE: YES | 3
25351 | 8810160000 | RIDERSERIES RCL RELAY MODULE N OF CONTACTS: 1 CO CONTACT AGNI RATED CONTROL VOLTAGE: 115 V AC CONTINUOUS CURRENT: 16 A SCREW CONNECTION TEST BUTTON AVAILABLE: NO | 3
25352 | 8824860000 | RIDERSERIES RCM RELAY N OF CONTACTS: 4 CO CONTACT AGNI GOLD-PLATED RATED CONTROL VOLTAGE: 115 V AC CONTINUOUS CURRENT: 6 A PLUG-IN CONNECTION TEST BUTTON AVAILABLE: YES | 3
25353 | 8828370000 | TERMSERIES RELAY N OF CONTACTS: 2 CO CONTACT AGNI GOLD-PLATED RATED CONTROL VOLTAGE: 110 V DC CONTINUOUS CURRENT: 8 A PLUG-IN CONNECTION TEST BUTTON AVAILABLE: NO | 3
25354 | 8866900000 | TERMSERIES RELAY N OF CONTACTS: 1 NO CONTACT AGSNO RATED CONTROL VOLTAGE: 24 V DC CONTINUOUS CURRENT: 16 A PLUG-IN CONNECTION TEST BUTTON AVAILABLE: NO | 3
25355 | 8866920000 | TERMSERIES RELAY N OF CONTACTS: 1 NO CONTACT AGSNO RATED CONTROL VOLTAGE: 24 V DC CONTINUOUS CURRENT: 16 A PLUG-IN CONNECTION TEST BUTTON AVAILABLE: NO | 3
25356 | 8869350000 | RIDERSERIES RRD RELAY SOCKET N OF CONTACTS: 3 CO CONTACT CONTINUOUS CURRENT: 10 A SCREW CONNECTION | 927
25357 | 8869360000 | RIDERSERIES RRD RELAY SOCKET N OF CONTACTS: 2 CO CONTACT CONTINUOUS CURRENT: 10 A SCREW CONNECTION | 927
25358 | 8869390000 | RIDERSERIES RCM RELAY SOCKET N OF CONTACTS: 4 CO CONTACT CONTINUOUS CURRENT: 6 A SCREW CONNECTION | 927
25359 | 8869400000 | RIDERSERIES RCM RELAY SOCKET N OF CONTACTS: 2 CO CONTACT CONTINUOUS CURRENT: 12 A SCREW CONNECTION | 927
25360 | 8869410000 | RIDERSERIES RCM RELAY SOCKET N OF CONTACTS: 3 CO CONTACT CONTINUOUS CURRENT: 10 A SCREW CONNECTION | 927
25361 | 8869420000 | RIDERSERIES RCM RELAY SOCKET N OF CONTACTS: 4 CO CONTACT CONTINUOUS CURRENT: 6 A SCREW CONNECTION | 927
25362 | 8869430000 | RIDERSERIES RCM RELAY SOCKET N OF CONTACTS: 4 CO CONTACT CONTINUOUS CURRENT: 6 A PUSH IN | 601
25363 | 8869440000 | RIDERSERIES RCM RETAINING CLIP | 239
25364 | 8869450000 | RIDERSERIES RCM RETAINING CLIP | 239
25365 | 8869460000 | RIDERSERIES RCM LABEL | 1101
25366 | 8869470000 | RIDERSERIES RCI RELAY SOCKET N OF CONTACTS: 1 CO CONTACT CONTINUOUS CURRENT: 12 A SCREW CONNECTION | 927
25367 | 8869480000 | RIDERSERIES RCI RELAY SOCKET N OF CONTACTS: 2 CO CONTACT CONTINUOUS CURRENT: 8 A SCREW CONNECTION | 927
25368 | 8869490000 | RIDERSERIES RCI RELAY SOCKET N OF CONTACTS: 2 CO CONTACT CONTINUOUS CURRENT: 8 A SCREW CONNECTION | 927
25369 | 8869500000 | RIDERSERIES RCI RELAY SOCKET N OF CONTACTS: 2 CO CONTACT CONTINUOUS CURRENT: 8 A PUSH IN | 927
25370 | 8869510000 | RIDERSERIES RCI RETAINING CLIP | 239
25371 | 8869520000 | RIDERSERIES RCI RETAINING CLIP | 239
25372 | 8869530000 | RIDERSERIES RCI LABEL | 1100
25373 | 8869580000 | RIDERSERIES FREE-WHEELING DIODE RATED CONTROL VOLTAGE: 6?230 V DC PLUG-IN CONNECTION | 95
25374 | 8869590000 | RIDERSERIES LED MODULE WITH FREEWHEEL DIODE RATED CONTROL VOLTAGE: 6?24 V DC PLUG-IN CONNECTION | 95
25375 | 8869600000 | RIDERSERIES LED MODULE WITH FREEWHEEL DIODE RATED CONTROL VOLTAGE: 6?24 V DC PLUG-IN CONNECTION | 95
25376 | 8869610000 | RIDERSERIES LED MODULE RATED CONTROL VOLTAGE: 24?60 V UC PLUG-IN CONNECTION | 95
25377 | 8869620000 | RIDERSERIES LED MODULE RATED CONTROL VOLTAGE: 24?60 V UC PLUG-IN CONNECTION | 95
25378 | 8869630000 | RIDERSERIES LED MODULE RATED CONTROL VOLTAGE: 6?24 V UC PLUG-IN CONNECTION | 95
25379 | 8869640000 | RIDERSERIES LED MODULE RATED CONTROL VOLTAGE: 6?24 V UC PLUG-IN CONNECTION | 95
25380 | 8869650000 | RIDERSERIES LED MODULE RATED CONTROL VOLTAGE: 110?230 V UC PLUG-IN CONNECTION | 95
25381 | 8869660000 | RIDERSERIES LED MODULE RATED CONTROL VOLTAGE: 110?230 V UC PLUG-IN CONNECTION | 95
25382 | 8869670000 | RIDERSERIES LED MODULE WITH FREEWHEEL DIODE RATED CONTROL VOLTAGE: 24?60 V DC PLUG-IN CONNECTION | 95
25383 | 8869680000 | RIDERSERIES LED MODULE WITH FREEWHEEL DIODE RATED CONTROL VOLTAGE: 24?60 V DC PLUG-IN CONNECTION | 95
25384 | 8869690000 | RIDERSERIES LED MODULE WITH FREEWHEEL DIODE RATED CONTROL VOLTAGE: 110?230 V DC PLUG-IN CONNECTION | 95
25385 | 8869700000 | RIDERSERIES LED MODULE WITH FREEWHEEL DIODE RATED CONTROL VOLTAGE: 110?230 V DC PLUG-IN CONNECTION | 95
25386 | 8869710000 | RIDERSERIES PROTECTIVE VARISTOR RATED CONTROL VOLTAGE: 24 V UC PLUG-IN CONNECTION | 95
25387 | 8869730000 | RIDERSERIES PROTECTIVE VARISTOR RATED CONTROL VOLTAGE: 110 V UC PLUG-IN CONNECTION | 95
25388 | 8869750000 | RIDERSERIES PROTECTIVE VARISTOR RATED CONTROL VOLTAGE: 230 V UC PLUG-IN CONNECTION | 95
25389 | 8869770000 | RIDERSERIES RC FILTER RATED CONTROL VOLTAGE: 6...60 V UC PLUG-IN CONNECTION | 95
25390 | 8869790000 | RIDERSERIES RC FILTER RATED CONTROL VOLTAGE: 110?230 V UC PLUG-IN CONNECTION | 95
25391 | 8869800000 | RIDERSERIES RCI RELAY N OF CONTACTS: 1 CO CONTACT AGNI RATED CONTROL VOLTAGE: 12 V DC CONTINUOUS CURRENT: 16 A PLUG-IN CONNECTION TEST BUTTON AVAILABLE: NO | 3
25392 | 8869810000 | RIDERSERIES RCI RELAY N OF CONTACTS: 1 CO CONTACT AGNI RATED CONTROL VOLTAGE: 24 V DC CONTINUOUS CURRENT: 16 A PLUG-IN CONNECTION TEST BUTTON AVAILABLE: NO | 3
25393 | 8869820000 | RIDERSERIES RCI RELAY N OF CONTACTS: 1 CO CONTACT AGNI RATED CONTROL VOLTAGE: 48 V DC CONTINUOUS CURRENT: 16 A PLUG-IN CONNECTION TEST BUTTON AVAILABLE: NO | 3
25394 | 8869830000 | RIDERSERIES RCI RELAY N OF CONTACTS: 1 CO CONTACT AGNI RATED CONTROL VOLTAGE: 110 V DC CONTINUOUS CURRENT: 16 A PLUG-IN CONNECTION TEST BUTTON AVAILABLE: NO | 3
25395 | 8869840000 | RIDERSERIES RCI RELAY N OF CONTACTS: 1 CO CONTACT AGNI RATED CONTROL VOLTAGE: 24 V AC CONTINUOUS CURRENT: 16 A PLUG-IN CONNECTION TEST BUTTON AVAILABLE: NO | 3
25396 | 8869860000 | RIDERSERIES RCI RELAY N OF CONTACTS: 1 CO CONTACT AGNI RATED CONTROL VOLTAGE: 230 V AC CONTINUOUS CURRENT: 16 A PLUG-IN CONNECTION TEST BUTTON AVAILABLE: NO | 3
25397 | 8869870000 | RIDERSERIES RCI RELAY N OF CONTACTS: 2 CO CONTACT AGNI RATED CONTROL VOLTAGE: 12 V DC CONTINUOUS CURRENT: 8 A PLUG-IN CONNECTION TEST BUTTON AVAILABLE: NO | 3
25398 | 8869890000 | RIDERSERIES RCI RELAY N OF CONTACTS: 2 CO CONTACT AGNI RATED CONTROL VOLTAGE: 24 V DC CONTINUOUS CURRENT: 8 A PLUG-IN CONNECTION TEST BUTTON AVAILABLE: NO | 3
25399 | 8869900000 | RIDERSERIES RCI RELAY N OF CONTACTS: 2 CO CONTACT AGNI RATED CONTROL VOLTAGE: 48 V DC CONTINUOUS CURRENT: 8 A PLUG-IN CONNECTION TEST BUTTON AVAILABLE: NO | 3
25400 | 8869910000 | RIDERSERIES RCI RELAY N OF CONTACTS: 2 CO CONTACT AGNI RATED CONTROL VOLTAGE: 110 V DC CONTINUOUS CURRENT: 8 A PLUG-IN CONNECTION TEST BUTTON AVAILABLE: NO | 3
25401 | 8869920000 | RIDERSERIES RCI RELAY N OF CONTACTS: 2 CO CONTACT AGNI RATED CONTROL VOLTAGE: 24 V AC CONTINUOUS CURRENT: 8 A PLUG-IN CONNECTION TEST BUTTON AVAILABLE: NO | 3
25402 | 8869940000 | RIDERSERIES RCI RELAY N OF CONTACTS: 2 CO CONTACT AGNI RATED CONTROL VOLTAGE: 230 V AC CONTINUOUS CURRENT: 8 A PLUG-IN CONNECTION TEST BUTTON AVAILABLE: NO | 3
25403 | 8869950000 | RIDERSERIES RCI RELAY N OF CONTACTS: 1 CO CONTACT AGNI RATED CONTROL VOLTAGE: 12 V DC CONTINUOUS CURRENT: 16 A PLUG-IN CONNECTION TEST BUTTON AVAILABLE: YES | 3
25404 | 8869960000 | RIDERSERIES RCI RELAY N OF CONTACTS: 1 CO CONTACT AGNI RATED CONTROL VOLTAGE: 24 V DC CONTINUOUS CURRENT: 16 A PLUG-IN CONNECTION TEST BUTTON AVAILABLE: YES | 3
25405 | 8869990000 | RIDERSERIES RCI RELAY N OF CONTACTS: 1 CO CONTACT AGNI RATED CONTROL VOLTAGE: 24 V AC CONTINUOUS CURRENT: 16 A PLUG-IN CONNECTION TEST BUTTON AVAILABLE: YES | 3
25406 | 8870010000 | RIDERSERIES RCI RELAY N OF CONTACTS: 1 CO CONTACT AGNI RATED CONTROL VOLTAGE: 230 V AC CONTINUOUS CURRENT: 16 A PLUG-IN CONNECTION TEST BUTTON AVAILABLE: YES | 3
25407 | 8870020000 | RIDERSERIES RCI RELAY N OF CONTACTS: 2 CO CONTACT AGNI RATED CONTROL VOLTAGE: 12 V DC CONTINUOUS CURRENT: 8 A PLUG-IN CONNECTION TEST BUTTON AVAILABLE: YES | 3
25408 | 8870030000 | RIDERSERIES RCI RELAY N OF CONTACTS: 2 CO CONTACT AGNI RATED CONTROL VOLTAGE: 24 V DC CONTINUOUS CURRENT: 8 A PLUG-IN CONNECTION TEST BUTTON AVAILABLE: YES | 3
25409 | 8870040000 | RIDERSERIES RCI RELAY N OF CONTACTS: 2 CO CONTACT AGNI RATED CONTROL VOLTAGE: 48 V DC CONTINUOUS CURRENT: 8 A PLUG-IN CONNECTION TEST BUTTON AVAILABLE: YES | 3
25410 | 8870050000 | RIDERSERIES RCI RELAY N OF CONTACTS: 2 CO CONTACT AGNI RATED CONTROL VOLTAGE: 110 V DC CONTINUOUS CURRENT: 8 A PLUG-IN CONNECTION TEST BUTTON AVAILABLE: YES | 3
25411 | 8870060000 | RIDERSERIES RCI RELAY N OF CONTACTS: 2 CO CONTACT AGNI RATED CONTROL VOLTAGE: 24 V AC CONTINUOUS CURRENT: 8 A PLUG-IN CONNECTION TEST BUTTON AVAILABLE: YES | 3
25412 | 8870070000 | RIDERSERIES RCI RELAY N OF CONTACTS: 2 CO CONTACT AGNI RATED CONTROL VOLTAGE: 115 V AC CONTINUOUS CURRENT: 8 A PLUG-IN CONNECTION TEST BUTTON AVAILABLE: YES | 3
25413 | 8870080000 | RIDERSERIES RCI RELAY N OF CONTACTS: 2 CO CONTACT AGNI RATED CONTROL VOLTAGE: 230 V AC CONTINUOUS CURRENT: 8 A PLUG-IN CONNECTION TEST BUTTON AVAILABLE: YES | 3
25414 | 8870090000 | RIDERSERIES RCI RELAY N OF CONTACTS: 1 CO CONTACT AGNI RATED CONTROL VOLTAGE: 12 V DC CONTINUOUS CURRENT: 16 A PLUG-IN CONNECTION TEST BUTTON AVAILABLE: NO | 3
25415 | 8870100000 | RIDERSERIES RCI RELAY N OF CONTACTS: 1 CO CONTACT AGNI RATED CONTROL VOLTAGE: 24 V DC CONTINUOUS CURRENT: 16 A PLUG-IN CONNECTION TEST BUTTON AVAILABLE: NO | 3
25416 | 8870110000 | RIDERSERIES RCI RELAY N OF CONTACTS: 1 CO CONTACT AGNI RATED CONTROL VOLTAGE: 48 V DC CONTINUOUS CURRENT: 16 A PLUG-IN CONNECTION TEST BUTTON AVAILABLE: NO | 3
25417 | 8870120000 | RIDERSERIES RCI RELAY N OF CONTACTS: 1 CO CONTACT AGNI RATED CONTROL VOLTAGE: 110 V DC CONTINUOUS CURRENT: 16 A PLUG-IN CONNECTION TEST BUTTON AVAILABLE: NO | 3
25418 | 8870130000 | RIDERSERIES RCI RELAY N OF CONTACTS: 1 CO CONTACT AGNI RATED CONTROL VOLTAGE: 24 V AC CONTINUOUS CURRENT: 16 A PLUG-IN CONNECTION TEST BUTTON AVAILABLE: NO | 3
25419 | 8870140000 | RIDERSERIES RCI RELAY N OF CONTACTS: 1 CO CONTACT AGNI RATED CONTROL VOLTAGE: 115 V AC CONTINUOUS CURRENT: 16 A PLUG-IN CONNECTION TEST BUTTON AVAILABLE: NO | 3
25420 | 8870150000 | RIDERSERIES RCI RELAY N OF CONTACTS: 1 CO CONTACT AGNI RATED CONTROL VOLTAGE: 230 V AC CONTINUOUS CURRENT: 16 A PLUG-IN CONNECTION TEST BUTTON AVAILABLE: NO | 3
25421 | 8870170000 | RIDERSERIES RCI RELAY N OF CONTACTS: 2 CO CONTACT AGNI RATED CONTROL VOLTAGE: 12 V DC CONTINUOUS CURRENT: 8 A PLUG-IN CONNECTION TEST BUTTON AVAILABLE: NO | 3
25422 | 8870180000 | RIDERSERIES RCI RELAY N OF CONTACTS: 2 CO CONTACT AGNI RATED CONTROL VOLTAGE: 24 V DC CONTINUOUS CURRENT: 8 A PLUG-IN CONNECTION TEST BUTTON AVAILABLE: NO | 3
25423 | 8870190000 | RIDERSERIES RCI RELAY N OF CONTACTS: 2 CO CONTACT AGNI RATED CONTROL VOLTAGE: 48 V DC CONTINUOUS CURRENT: 8 A PLUG-IN CONNECTION TEST BUTTON AVAILABLE: NO | 3
25424 | 8870200000 | RIDERSERIES RCI RELAY N OF CONTACTS: 2 CO CONTACT AGNI RATED CONTROL VOLTAGE: 110 V DC CONTINUOUS CURRENT: 8 A PLUG-IN CONNECTION TEST BUTTON AVAILABLE: NO | 3
25425 | 8870210000 | RIDERSERIES RCI RELAY N OF CONTACTS: 2 CO CONTACT AGNI RATED CONTROL VOLTAGE: 24 V AC CONTINUOUS CURRENT: 8 A PLUG-IN CONNECTION TEST BUTTON AVAILABLE: NO | 3
25426 | 8870220000 | RIDERSERIES RCI RELAY N OF CONTACTS: 2 CO CONTACT AGNI RATED CONTROL VOLTAGE: 115 V AC CONTINUOUS CURRENT: 8 A PLUG-IN CONNECTION TEST BUTTON AVAILABLE: NO | 3
25427 | 8870230000 | RIDERSERIES RCI RELAY N OF CONTACTS: 2 CO CONTACT AGNI RATED CONTROL VOLTAGE: 230 V AC CONTINUOUS CURRENT: 8 A PLUG-IN CONNECTION TEST BUTTON AVAILABLE: NO | 3
25428 | 8870240000 | RIDERSERIES RCI RELAY N OF CONTACTS: 1 CO CONTACT AGNI RATED CONTROL VOLTAGE: 12 V DC CONTINUOUS CURRENT: 16 A PLUG-IN CONNECTION TEST BUTTON AVAILABLE: YES | 3
25429 | 8870250000 | RIDERSERIES RCI RELAY N OF CONTACTS: 1 CO CONTACT AGNI RATED CONTROL VOLTAGE: 24 V DC CONTINUOUS CURRENT: 16 A PLUG-IN CONNECTION TEST BUTTON AVAILABLE: YES | 3
25430 | 8870260000 | RIDERSERIES RCI RELAY N OF CONTACTS: 1 CO CONTACT AGNI RATED CONTROL VOLTAGE: 48 V DC CONTINUOUS CURRENT: 16 A PLUG-IN CONNECTION TEST BUTTON AVAILABLE: YES | 3
25431 | 8870270000 | RIDERSERIES RCI RELAY N OF CONTACTS: 1 CO CONTACT AGNI RATED CONTROL VOLTAGE: 110 V DC CONTINUOUS CURRENT: 16 A PLUG-IN CONNECTION TEST BUTTON AVAILABLE: YES | 3
25432 | 8870280000 | RIDERSERIES RCI RELAY N OF CONTACTS: 1 CO CONTACT AGNI RATED CONTROL VOLTAGE: 24 V AC CONTINUOUS CURRENT: 16 A PLUG-IN CONNECTION TEST BUTTON AVAILABLE: YES | 3
25433 | 8870290000 | RIDERSERIES RCI RELAY N OF CONTACTS: 1 CO CONTACT AGNI RATED CONTROL VOLTAGE: 115 V AC CONTINUOUS CURRENT: 16 A PLUG-IN CONNECTION TEST BUTTON AVAILABLE: YES | 3
25434 | 8870300000 | RIDERSERIES RCI RELAY N OF CONTACTS: 1 CO CONTACT AGNI RATED CONTROL VOLTAGE: 230 V AC CONTINUOUS CURRENT: 16 A PLUG-IN CONNECTION TEST BUTTON AVAILABLE: YES | 3
25435 | 8870310000 | RIDERSERIES RCI RELAY N OF CONTACTS: 2 CO CONTACT AGNI RATED CONTROL VOLTAGE: 12 V DC CONTINUOUS CURRENT: 8 A PLUG-IN CONNECTION TEST BUTTON AVAILABLE: YES | 3
25436 | 8870320000 | RIDERSERIES RCI RELAY N OF CONTACTS: 2 CO CONTACT AGNI RATED CONTROL VOLTAGE: 24 V DC CONTINUOUS CURRENT: 8 A PLUG-IN CONNECTION TEST BUTTON AVAILABLE: YES | 3
25437 | 8870330000 | RIDERSERIES RCI RELAY N OF CONTACTS: 2 CO CONTACT AGNI RATED CONTROL VOLTAGE: 48 V DC CONTINUOUS CURRENT: 8 A PLUG-IN CONNECTION TEST BUTTON AVAILABLE: YES | 3
25438 | 8870340000 | RIDERSERIES RCI RELAY N OF CONTACTS: 2 CO CONTACT AGNI RATED CONTROL VOLTAGE: 110 V DC CONTINUOUS CURRENT: 8 A PLUG-IN CONNECTION TEST BUTTON AVAILABLE: YES | 3
25439 | 8870350000 | RIDERSERIES RCI RELAY N OF CONTACTS: 2 CO CONTACT AGNI RATED CONTROL VOLTAGE: 24 V AC CONTINUOUS CURRENT: 8 A PLUG-IN CONNECTION TEST BUTTON AVAILABLE: YES | 3
25440 | 8870360000 | RIDERSERIES RCI RELAY N OF CONTACTS: 2 CO CONTACT AGNI RATED CONTROL VOLTAGE: 115 V AC CONTINUOUS CURRENT: 8 A PLUG-IN CONNECTION TEST BUTTON AVAILABLE: YES | 3
25441 | 8870370000 | RIDERSERIES RCI RELAY N OF CONTACTS: 2 CO CONTACT AGNI RATED CONTROL VOLTAGE: 230 V AC CONTINUOUS CURRENT: 8 A PLUG-IN CONNECTION TEST BUTTON AVAILABLE: YES | 3
25442 | 8870830000 | RIDERSERIES LOAD RATED CONTROL VOLTAGE: 110?230 V UC PLUG-IN CONNECTION | 95
25443 | 8870840000 | RIDERSERIES RCI CROSS-CONNECTOR | 484
25444 | 8870850000 | RIDERSERIES RCM CROSS-CONNECTOR | 484
25445 | 8871000000 | RIDERSERIES RCI RELAY MODULE N OF CONTACTS: 1 CO CONTACT AGNI RATED CONTROL VOLTAGE: 24 V DC CONTINUOUS CURRENT: 16 A SCREW CONNECTION TEST BUTTON AVAILABLE: NO | 3
25446 | 8871010000 | RIDERSERIES RCI RELAY MODULE N OF CONTACTS: 1 CO CONTACT AGNI RATED CONTROL VOLTAGE: 24 V AC CONTINUOUS CURRENT: 16 A SCREW CONNECTION TEST BUTTON AVAILABLE: NO | 3
25447 | 8871020000 | RIDERSERIES RCI RELAY MODULE N OF CONTACTS: 1 CO CONTACT AGNI RATED CONTROL VOLTAGE: 230 V AC CONTINUOUS CURRENT: 16 A SCREW CONNECTION TEST BUTTON AVAILABLE: NO | 3
25448 | 8871030000 | RIDERSERIES RCI RELAY MODULE N OF CONTACTS: 2 CO CONTACT AGNI RATED CONTROL VOLTAGE: 24 V DC CONTINUOUS CURRENT: 8 A SCREW CONNECTION TEST BUTTON AVAILABLE: NO | 3
25449 | 8871040000 | RIDERSERIES RCI RELAY MODULE N OF CONTACTS: 2 CO CONTACT AGNI RATED CONTROL VOLTAGE: 24 V AC CONTINUOUS CURRENT: 8 A SCREW CONNECTION TEST BUTTON AVAILABLE: NO | 3
25450 | 8871050000 | RIDERSERIES RCI RELAY MODULE N OF CONTACTS: 2 CO CONTACT AGNI RATED CONTROL VOLTAGE: 230 V AC CONTINUOUS CURRENT: 8 A SCREW CONNECTION TEST BUTTON AVAILABLE: NO | 3
25451 | 8875620000 | RIDERSERIES RCM RETAINING CLIP | 239
25452 | 8876220000 | RIDERSERIES RCM RELAY SOCKET N OF CONTACTS: 2 CO CONTACT CONTINUOUS CURRENT: 12 A PUSH IN | 601
25453 | 8881580000 | RIDERSERIES RCI RELAY MODULE N OF CONTACTS: 1 CO CONTACT AGNI RATED CONTROL VOLTAGE: 24 V DC CONTINUOUS CURRENT: 16 A SCREW CONNECTION TEST BUTTON AVAILABLE: YES | 3
25454 | 8881590000 | RIDERSERIES RCI RELAY MODULE N OF CONTACTS: 1 CO CONTACT AGNI RATED CONTROL VOLTAGE: 24 V AC CONTINUOUS CURRENT: 16 A SCREW CONNECTION TEST BUTTON AVAILABLE: YES | 3
25455 | 8881600000 | RIDERSERIES RCI RELAY MODULE N OF CONTACTS: 1 CO CONTACT AGNI RATED CONTROL VOLTAGE: 230 V AC CONTINUOUS CURRENT: 16 A SCREW CONNECTION TEST BUTTON AVAILABLE: YES | 3
25456 | 8881610000 | RIDERSERIES RCI RELAY MODULE N OF CONTACTS: 2 CO CONTACT AGNI RATED CONTROL VOLTAGE: 24 V DC CONTINUOUS CURRENT: 8 A SCREW CONNECTION TEST BUTTON AVAILABLE: YES | 3
25457 | 8881620000 | RIDERSERIES RCI RELAY MODULE N OF CONTACTS: 2 CO CONTACT AGNI RATED CONTROL VOLTAGE: 24 V AC CONTINUOUS CURRENT: 8 A SCREW CONNECTION TEST BUTTON AVAILABLE: YES | 3
25458 | 8881630000 | RIDERSERIES RCI RELAY MODULE N OF CONTACTS: 2 CO CONTACT AGNI RATED CONTROL VOLTAGE: 230 V AC CONTINUOUS CURRENT: 8 A SCREW CONNECTION TEST BUTTON AVAILABLE: YES | 3
25459 | 8897060000 | RIDERSERIES RCI RELAY MODULE N OF CONTACTS: 1 CO CONTACT AGNI RATED CONTROL VOLTAGE: 115 V AC CONTINUOUS CURRENT: 16 A SCREW CONNECTION TEST BUTTON AVAILABLE: YES | 3
25460 | 8897080000 | RIDERSERIES RCI RELAY MODULE N OF CONTACTS: 2 CO CONTACT AGNI RATED CONTROL VOLTAGE: 115 V AC CONTINUOUS CURRENT: 8 A SCREW CONNECTION TEST BUTTON AVAILABLE: YES | 3
25461 | 8897090000 | RIDERSERIES RCI RELAY MODULE N OF CONTACTS: 1 CO CONTACT AGNI RATED CONTROL VOLTAGE: 115 V AC CONTINUOUS CURRENT: 16 A SCREW CONNECTION TEST BUTTON AVAILABLE: NO | 3
25462 | 8897100000 | RIDERSERIES RCI RELAY MODULE N OF CONTACTS: 2 CO CONTACT AGNI RATED CONTROL VOLTAGE: 115 V AC CONTINUOUS CURRENT: 8 A SCREW CONNECTION TEST BUTTON AVAILABLE: NO | 3
25463 | 8897110000 | RIDERSERIES RCI RELAY MODULE N OF CONTACTS: 1 CO CONTACT AGNI RATED CONTROL VOLTAGE: 24 V DC CONTINUOUS CURRENT: 16 A PUSH IN TEST BUTTON AVAILABLE: NO | 3
25464 | 8897120000 | RIDERSERIES RCI RELAY MODULE N OF CONTACTS: 1 CO CONTACT AGNI RATED CONTROL VOLTAGE: 24 V AC CONTINUOUS CURRENT: 16 A PUSH IN TEST BUTTON AVAILABLE: NO | 3
25465 | 8897130000 | RIDERSERIES RCI RELAY MODULE N OF CONTACTS: 1 CO CONTACT AGNI RATED CONTROL VOLTAGE: 115 V AC CONTINUOUS CURRENT: 16 A PUSH IN TEST BUTTON AVAILABLE: NO | 3
25466 | 8897140000 | RIDERSERIES RCI RELAY MODULE N OF CONTACTS: 1 CO CONTACT AGNI RATED CONTROL VOLTAGE: 230 V AC CONTINUOUS CURRENT: 16 A PUSH IN TEST BUTTON AVAILABLE: NO | 3
25467 | 8897150000 | RIDERSERIES RCI RELAY MODULE N OF CONTACTS: 2 CO CONTACT AGNI RATED CONTROL VOLTAGE: 24 V DC CONTINUOUS CURRENT: 8 A PUSH IN TEST BUTTON AVAILABLE: NO | 3
25468 | 8897160000 | RIDERSERIES RCI RELAY MODULE N OF CONTACTS: 2 CO CONTACT AGNI RATED CONTROL VOLTAGE: 24 V AC CONTINUOUS CURRENT: 8 A PUSH IN TEST BUTTON AVAILABLE: NO | 3
25469 | 8897170000 | RIDERSERIES RCI RELAY MODULE N OF CONTACTS: 2 CO CONTACT AGNI RATED CONTROL VOLTAGE: 115 V AC CONTINUOUS CURRENT: 8 A PUSH IN TEST BUTTON AVAILABLE: NO | 3
25470 | 8897180000 | RIDERSERIES RCI RELAY MODULE N OF CONTACTS: 2 CO CONTACT AGNI RATED CONTROL VOLTAGE: 230 V AC CONTINUOUS CURRENT: 8 A PUSH IN TEST BUTTON AVAILABLE: NO | 3
25471 | 8897190000 | RIDERSERIES RCI RELAY MODULE N OF CONTACTS: 1 CO CONTACT AGNI RATED CONTROL VOLTAGE: 24 V DC CONTINUOUS CURRENT: 16 A PUSH IN TEST BUTTON AVAILABLE: YES | 3
25472 | 8897200000 | RIDERSERIES RCI RELAY MODULE N OF CONTACTS: 1 CO CONTACT AGNI RATED CONTROL VOLTAGE: 24 V AC CONTINUOUS CURRENT: 16 A PUSH IN TEST BUTTON AVAILABLE: YES | 3
25473 | 8897210000 | RIDERSERIES RCI RELAY MODULE N OF CONTACTS: 1 CO CONTACT AGNI RATED CONTROL VOLTAGE: 115 V AC CONTINUOUS CURRENT: 16 A PUSH IN TEST BUTTON AVAILABLE: YES | 3
25474 | 8897220000 | RIDERSERIES RCI RELAY MODULE N OF CONTACTS: 1 CO CONTACT AGNI RATED CONTROL VOLTAGE: 230 V AC CONTINUOUS CURRENT: 16 A PUSH IN TEST BUTTON AVAILABLE: YES | 3
25475 | 8897230000 | RIDERSERIES RCI RELAY MODULE N OF CONTACTS: 2 CO CONTACT AGNI RATED CONTROL VOLTAGE: 24 V DC CONTINUOUS CURRENT: 8 A PUSH IN TEST BUTTON AVAILABLE: YES | 3
25476 | 8897240000 | RIDERSERIES RCI RELAY MODULE N OF CONTACTS: 2 CO CONTACT AGNI RATED CONTROL VOLTAGE: 24 V AC CONTINUOUS CURRENT: 8 A PUSH IN TEST BUTTON AVAILABLE: YES | 3
25477 | 8897250000 | RIDERSERIES RCI RELAY MODULE N OF CONTACTS: 2 CO CONTACT AGNI RATED CONTROL VOLTAGE: 115 V AC CONTINUOUS CURRENT: 8 A PUSH IN TEST BUTTON AVAILABLE: YES | 3
25478 | 8897260000 | RIDERSERIES RCI RELAY MODULE N OF CONTACTS: 2 CO CONTACT AGNI RATED CONTROL VOLTAGE: 230 V AC CONTINUOUS CURRENT: 8 A PUSH IN TEST BUTTON AVAILABLE: YES | 3
25479 | 8917540000 | RIDERSERIES RCM RELAY N OF CONTACTS: 3 CO CONTACT WITH TEST BUTTON AGNI GOLD-PLATED RATED CONTROL VOLTAGE: 230 V AC CONTINUOUS CURRENT: 10 A PLUG-IN CONNECTION TEST BUTTON AVAILABLE: YES | 3
25480 | 8917550000 | RIDERSERIES RCM RELAY N OF CONTACTS: 3 CO CONTACT WITH TEST BUTTON AGNI GOLD-PLATED RATED CONTROL VOLTAGE: 115 V AC CONTINUOUS CURRENT: 10 A PLUG-IN CONNECTION TEST BUTTON AVAILABLE: YES | 3
25481 | 8920940000 | RIDERSERIES RCM RELAY MODULE N OF CONTACTS: 2 CO CONTACT AGNI RATED CONTROL VOLTAGE: 24 V DC CONTINUOUS CURRENT: 12 A SCREW CONNECTION TEST BUTTON AVAILABLE: YES | 3
25482 | 8920950000 | RIDERSERIES RCM RELAY MODULE N OF CONTACTS: 2 CO CONTACT AGNI RATED CONTROL VOLTAGE: 24 V AC CONTINUOUS CURRENT: 12 A SCREW CONNECTION TEST BUTTON AVAILABLE: YES | 3
25483 | 8920960000 | RIDERSERIES RCM RELAY MODULE N OF CONTACTS: 2 CO CONTACT AGNI RATED CONTROL VOLTAGE: 115 V AC CONTINUOUS CURRENT: 12 A SCREW CONNECTION TEST BUTTON AVAILABLE: YES | 3
25484 | 8920970000 | RIDERSERIES RCM RELAY MODULE N OF CONTACTS: 2 CO CONTACT AGNI RATED CONTROL VOLTAGE: 230 V AC CONTINUOUS CURRENT: 12 A SCREW CONNECTION TEST BUTTON AVAILABLE: YES | 3
25485 | 8920980000 | RIDERSERIES RCM RELAY MODULE N OF CONTACTS: 3 CO CONTACT AGNI RATED CONTROL VOLTAGE: 24 V DC CONTINUOUS CURRENT: 10 A SCREW CONNECTION TEST BUTTON AVAILABLE: YES | 3
25486 | 8920990000 | RIDERSERIES RCM RELAY MODULE N OF CONTACTS: 3 CO CONTACT AGNI RATED CONTROL VOLTAGE: 24 V AC CONTINUOUS CURRENT: 10 A SCREW CONNECTION TEST BUTTON AVAILABLE: YES | 3
25487 | 8921010000 | RIDERSERIES RCM RELAY MODULE N OF CONTACTS: 3 CO CONTACT AGNI RATED CONTROL VOLTAGE: 115 V AC CONTINUOUS CURRENT: 10 A SCREW CONNECTION TEST BUTTON AVAILABLE: YES | 3
25488 | 8921020000 | RIDERSERIES RCM RELAY MODULE N OF CONTACTS: 3 CO CONTACT AGNI RATED CONTROL VOLTAGE: 230 V AC CONTINUOUS CURRENT: 10 A SCREW CONNECTION TEST BUTTON AVAILABLE: YES | 3
25489 | 8921030000 | RIDERSERIES RCM RELAY MODULE N OF CONTACTS: 4 CO CONTACT AGNI RATED CONTROL VOLTAGE: 24 V DC CONTINUOUS CURRENT: 6 A SCREW CONNECTION TEST BUTTON AVAILABLE: YES | 3
25490 | 8921040000 | RIDERSERIES RCM RELAY MODULE N OF CONTACTS: 4 CO CONTACT AGNI RATED CONTROL VOLTAGE: 24 V AC CONTINUOUS CURRENT: 6 A SCREW CONNECTION TEST BUTTON AVAILABLE: YES | 3
25491 | 8921050000 | RIDERSERIES RCM RELAY MODULE N OF CONTACTS: 4 CO CONTACT AGNI RATED CONTROL VOLTAGE: 115 V AC CONTINUOUS CURRENT: 6 A SCREW CONNECTION TEST BUTTON AVAILABLE: YES | 3
25492 | 8921060000 | RIDERSERIES RCM RELAY MODULE N OF CONTACTS: 4 CO CONTACT AGNI RATED CONTROL VOLTAGE: 230 V AC CONTINUOUS CURRENT: 6 A SCREW CONNECTION TEST BUTTON AVAILABLE: YES | 3
25493 | 8921080000 | RIDERSERIES RCM RELAY MODULE N OF CONTACTS: 2 CO CONTACT AGNI RATED CONTROL VOLTAGE: 24 V DC CONTINUOUS CURRENT: 12 A PUSH IN TEST BUTTON AVAILABLE: YES | 3
25494 | 8921090000 | RIDERSERIES RCM RELAY MODULE N OF CONTACTS: 2 CO CONTACT AGNI RATED CONTROL VOLTAGE: 24 V AC CONTINUOUS CURRENT: 12 A PUSH IN TEST BUTTON AVAILABLE: YES | 3
25495 | 8921100000 | RIDERSERIES RCM RELAY MODULE N OF CONTACTS: 2 CO CONTACT AGNI RATED CONTROL VOLTAGE: 115 V AC CONTINUOUS CURRENT: 12 A PUSH IN TEST BUTTON AVAILABLE: YES | 3
25496 | 8921110000 | RIDERSERIES RCM RELAY MODULE N OF CONTACTS: 2 CO CONTACT AGNI RATED CONTROL VOLTAGE: 230 V AC CONTINUOUS CURRENT: 12 A PUSH IN TEST BUTTON AVAILABLE: YES | 3
25497 | 8921120000 | RIDERSERIES RCM RELAY MODULE N OF CONTACTS: 4 CO CONTACT AGNI RATED CONTROL VOLTAGE: 24 V DC CONTINUOUS CURRENT: 6 A PUSH IN TEST BUTTON AVAILABLE: YES | 3
25498 | 8921130000 | RIDERSERIES RCM RELAY MODULE N OF CONTACTS: 4 CO CONTACT AGNI RATED CONTROL VOLTAGE: 24 V AC CONTINUOUS CURRENT: 6 A PUSH IN TEST BUTTON AVAILABLE: YES | 3
25499 | 8921140000 | RIDERSERIES RCM RELAY MODULE N OF CONTACTS: 4 CO CONTACT AGNI RATED CONTROL VOLTAGE: 115 V AC CONTINUOUS CURRENT: 6 A PUSH IN TEST BUTTON AVAILABLE: YES | 3
25500 | 8921150000 | RIDERSERIES RCM RELAY MODULE N OF CONTACTS: 4 CO CONTACT AGNI RATED CONTROL VOLTAGE: 230 V AC CONTINUOUS CURRENT: 6 A PUSH IN TEST BUTTON AVAILABLE: YES | 3
25501 | 8921600000 | RIDERSERIES RCM RELAY N OF CONTACTS: 3 CO CONTACT WITH TEST BUTTON AGNI GOLD-PLATED RATED CONTROL VOLTAGE: 24 V DC CONTINUOUS CURRENT: 10 A PLUG-IN CONNECTION TEST BUTTON AVAILABLE: YES | 3
25502 | 8935520000 | RIDERSERIES RCM RELAY MODULE N OF CONTACTS: 4 CO CONTACT WITH TEST BUTTON AGNI RATED CONTROL VOLTAGE: 16.8 V DC...24 V DC...30 V DC CONTINUOUS CURRENT: 3 A PUSH IN TEST BUTTON AVAILABLE: YES | 3
25503 | 8935530000 | RIDERSERIES RCM RELAY N OF CONTACTS: 4 CO CONTACT WITH TEST BUTTON RATED CONTROL VOLTAGE: 21 V DC 16.8 V DC...24 V DC...30 V DC CONTINUOUS CURRENT: 3 A PLUG-IN CONNECTION TEST BUTTON AVAILABLE: YES | 3
25504 | 8957020000 | RIDERSERIES RCM RELAY N OF CONTACTS: 2 CO CONTACT AGNI RATED CONTROL VOLTAGE: 12 V DC CONTINUOUS CURRENT: 12 A PLUG-IN CONNECTION TEST BUTTON AVAILABLE: YES | 3
25505 | 8957030000 | RIDERSERIES RCM RELAY N OF CONTACTS: 2 CO CONTACT AGNI RATED CONTROL VOLTAGE: 24 V DC CONTINUOUS CURRENT: 12 A PLUG-IN CONNECTION TEST BUTTON AVAILABLE: YES | 3
25506 | 8957090000 | RIDERSERIES RCM RELAY N OF CONTACTS: 3 CO CONTACT AGNI RATED CONTROL VOLTAGE: 12 V DC CONTINUOUS CURRENT: 10 A PLUG-IN CONNECTION TEST BUTTON AVAILABLE: YES | 3
25507 | 8957100000 | RIDERSERIES RCM RELAY N OF CONTACTS: 3 CO CONTACT AGNI RATED CONTROL VOLTAGE: 24 V DC CONTINUOUS CURRENT: 10 A PLUG-IN CONNECTION TEST BUTTON AVAILABLE: YES | 3
25508 | 8957120000 | RIDERSERIES RCM RELAY N OF CONTACTS: 3 CO CONTACT AGNI RATED CONTROL VOLTAGE: 110 V DC CONTINUOUS CURRENT: 10 A PLUG-IN CONNECTION TEST BUTTON AVAILABLE: YES | 3
25509 | 8957160000 | RIDERSERIES RCM RELAY N OF CONTACTS: 4 CO CONTACT AGNI RATED CONTROL VOLTAGE: 12 V DC CONTINUOUS CURRENT: 6 A PLUG-IN CONNECTION TEST BUTTON AVAILABLE: YES | 3
25510 | 8957170000 | RIDERSERIES RCM RELAY N OF CONTACTS: 4 CO CONTACT AGNI RATED CONTROL VOLTAGE: 24 V DC CONTINUOUS CURRENT: 6 A PLUG-IN CONNECTION TEST BUTTON AVAILABLE: YES | 3
25511 | 8957180000 | RIDERSERIES RCM RELAY N OF CONTACTS: 4 CO CONTACT AGNI RATED CONTROL VOLTAGE: 48 V DC CONTINUOUS CURRENT: 6 A PLUG-IN CONNECTION TEST BUTTON AVAILABLE: YES | 3
25512 | 8957190000 | RIDERSERIES RCM RELAY N OF CONTACTS: 4 CO CONTACT AGNI RATED CONTROL VOLTAGE: 110 V DC CONTINUOUS CURRENT: 6 A PLUG-IN CONNECTION TEST BUTTON AVAILABLE: YES | 3
25513 | 1728730000 | PCB PLUG-IN CONNECTOR MALE HEADER FLANGE THT SOLDER CONNECTION 3.50 MM N OF POLES: 26 90° SOLDER PIN LENGTH (L): 3.5 MM TINNED BOX | 0
25514 | 1729730000 | PCB PLUG-IN CONNECTOR MALE HEADER FLANGE THT SOLDER CONNECTION 3.50 MM N OF POLES: 34 180° SOLDER PIN LENGTH (L): 3.5 MM TINNED BOX | 0
25515 | 1728140000 | PCB PLUG-IN CONNECTOR MALE HEADER CLOSED SIDE THT SOLDER CONNECTION 3.50 MM N OF POLES: 36 90° SOLDER PIN LENGTH (L): 3.5 MM TINNED BOX | 0
25516 | 1728750000 | PCB PLUG-IN CONNECTOR MALE HEADER FLANGE THT SOLDER CONNECTION 3.50 MM N OF POLES: 30 90° SOLDER PIN LENGTH (L): 3.5 MM TINNED ORANGE BOX | 0
25517 | 1728130000 | PCB PLUG-IN CONNECTOR MALE HEADER CLOSED SIDE THT SOLDER CONNECTION 3.50 MM N OF POLES: 34 90° SOLDER PIN LENGTH (L): 3.5 MM TINNED BOX | 0
25518 | 1729090000 | PCB PLUG-IN CONNECTOR MALE HEADER CLOSED SIDE THT SOLDER CONNECTION 3.50 MM N OF POLES: 34 180° SOLDER PIN LENGTH (L): 3.5 MM TINNED BOX | 0
25519 | 1729710000 | PCB PLUG-IN CONNECTOR MALE HEADER FLANGE THT SOLDER CONNECTION 3.50 MM N OF POLES: 30 180° SOLDER PIN LENGTH (L): 3.5 MM TINNED BOX | 0
25520 | 1728070000 | PCB PLUG-IN CONNECTOR MALE HEADER CLOSED SIDE THT SOLDER CONNECTION 3.50 MM N OF POLES: 22 90° SOLDER PIN LENGTH (L): 3.5 MM TINNED BOX | 0
25521 | 1729070000 | PCB PLUG-IN CONNECTOR MALE HEADER CLOSED SIDE THT SOLDER CONNECTION 3.50 MM N OF POLES: 30 180° SOLDER PIN LENGTH (L): 3.5 MM TINNED BOX | 0
25522 | 1001720000 | PRINTED CIRCUIT BOARD TERMINALS 5.00 MM N OF POLES: 4 90° SOLDER PIN LENGTH (L): 3.2 MM TINNED ORANGE CLAMPING YOKE CONNECTION CLAMPING RANGE MAX. : 6 MM² BOX | 1
25523 | 1001730000 | PRINTED CIRCUIT BOARD TERMINALS 5.00 MM N OF POLES: 5 90° SOLDER PIN LENGTH (L): 3.2 MM TINNED ORANGE CLAMPING YOKE CONNECTION CLAMPING RANGE MAX. : 6 MM² BOX | 1
25524 | 1001740000 | PRINTED CIRCUIT BOARD TERMINALS 5.00 MM N OF POLES: 6 90° SOLDER PIN LENGTH (L): 3.2 MM TINNED ORANGE CLAMPING YOKE CONNECTION CLAMPING RANGE MAX. : 6 MM² BOX | 1
25525 | 1001750000 | PRINTED CIRCUIT BOARD TERMINALS 5.00 MM N OF POLES: 7 90° SOLDER PIN LENGTH (L): 3.2 MM TINNED ORANGE CLAMPING YOKE CONNECTION CLAMPING RANGE MAX. : 6 MM² BOX | 1
25526 | 1001760000 | PRINTED CIRCUIT BOARD TERMINALS 5.00 MM N OF POLES: 8 90° SOLDER PIN LENGTH (L): 3.2 MM TINNED ORANGE CLAMPING YOKE CONNECTION CLAMPING RANGE MAX. : 6 MM² BOX | 1
25527 | 1001770000 | PRINTED CIRCUIT BOARD TERMINALS 5.00 MM N OF POLES: 9 90° SOLDER PIN LENGTH (L): 3.2 MM TINNED ORANGE CLAMPING YOKE CONNECTION CLAMPING RANGE MAX. : 6 MM² BOX | 1
25528 | 1001780000 | PRINTED CIRCUIT BOARD TERMINALS 5.00 MM N OF POLES: 10 90° SOLDER PIN LENGTH (L): 3.2 MM TINNED ORANGE CLAMPING YOKE CONNECTION CLAMPING RANGE MAX. : 6 MM² BOX | 1
25529 | 1001790000 | PRINTED CIRCUIT BOARD TERMINALS 5.00 MM N OF POLES: 11 90° SOLDER PIN LENGTH (L): 3.2 MM TINNED ORANGE CLAMPING YOKE CONNECTION CLAMPING RANGE MAX. : 6 MM² BOX | 1
25530 | 1001800000 | PRINTED CIRCUIT BOARD TERMINALS 5.00 MM N OF POLES: 12 90° SOLDER PIN LENGTH (L): 3.2 MM TINNED ORANGE CLAMPING YOKE CONNECTION CLAMPING RANGE MAX. : 6 MM² BOX | 1
25531 | 1001810000 | PRINTED CIRCUIT BOARD TERMINALS 5.00 MM N OF POLES: 14 90° SOLDER PIN LENGTH (L): 3.2 MM TINNED ORANGE CLAMPING YOKE CONNECTION CLAMPING RANGE MAX. : 6 MM² BOX | 1
25532 | 1001820000 | PRINTED CIRCUIT BOARD TERMINALS 5.00 MM N OF POLES: 16 90° SOLDER PIN LENGTH (L): 3.2 MM TINNED ORANGE CLAMPING YOKE CONNECTION CLAMPING RANGE MAX. : 6 MM² BOX | 1
25533 | 1001830000 | PRINTED CIRCUIT BOARD TERMINALS 5.00 MM N OF POLES: 24 90° SOLDER PIN LENGTH (L): 3.2 MM TINNED ORANGE CLAMPING YOKE CONNECTION CLAMPING RANGE MAX. : 6 MM² BOX | 1
25534 | 1001850000 | PRINTED CIRCUIT BOARD TERMINALS 5.08 MM N OF POLES: 4 90° SOLDER PIN LENGTH (L): 3.2 MM TINNED ORANGE CLAMPING YOKE CONNECTION CLAMPING RANGE MAX. : 6 MM² BOX | 1
25535 | 1001860000 | PRINTED CIRCUIT BOARD TERMINALS 5.08 MM N OF POLES: 5 90° SOLDER PIN LENGTH (L): 3.2 MM TINNED ORANGE CLAMPING YOKE CONNECTION CLAMPING RANGE MAX. : 6 MM² BOX | 1
25536 | 1001870000 | PRINTED CIRCUIT BOARD TERMINALS 5.08 MM N OF POLES: 6 90° SOLDER PIN LENGTH (L): 3.2 MM TINNED ORANGE CLAMPING YOKE CONNECTION CLAMPING RANGE MAX. : 6 MM² BOX | 1
25537 | 1001880000 | PRINTED CIRCUIT BOARD TERMINALS 5.08 MM N OF POLES: 7 90° SOLDER PIN LENGTH (L): 3.2 MM TINNED ORANGE CLAMPING YOKE CONNECTION CLAMPING RANGE MAX. : 6 MM² BOX | 1
25538 | 1001890000 | PRINTED CIRCUIT BOARD TERMINALS 5.08 MM N OF POLES: 8 90° SOLDER PIN LENGTH (L): 3.2 MM TINNED ORANGE CLAMPING YOKE CONNECTION CLAMPING RANGE MAX. : 6 MM² BOX | 1
25539 | 1001900000 | PRINTED CIRCUIT BOARD TERMINALS 5.08 MM N OF POLES: 9 90° SOLDER PIN LENGTH (L): 3.2 MM TINNED ORANGE CLAMPING YOKE CONNECTION CLAMPING RANGE MAX. : 6 MM² BOX | 1
25540 | 1001910000 | PRINTED CIRCUIT BOARD TERMINALS 5.08 MM N OF POLES: 10 90° SOLDER PIN LENGTH (L): 3.2 MM TINNED ORANGE CLAMPING YOKE CONNECTION CLAMPING RANGE MAX. : 6 MM² BOX | 1
25541 | 1001920000 | PRINTED CIRCUIT BOARD TERMINALS 5.08 MM N OF POLES: 11 90° SOLDER PIN LENGTH (L): 3.2 MM TINNED ORANGE CLAMPING YOKE CONNECTION CLAMPING RANGE MAX. : 6 MM² BOX | 1
25542 | 1001930000 | PRINTED CIRCUIT BOARD TERMINALS 5.08 MM N OF POLES: 12 90° SOLDER PIN LENGTH (L): 3.2 MM TINNED ORANGE CLAMPING YOKE CONNECTION CLAMPING RANGE MAX. : 6 MM² BOX | 1
25543 | 1001940000 | PRINTED CIRCUIT BOARD TERMINALS 5.08 MM N OF POLES: 13 90° SOLDER PIN LENGTH (L): 3.2 MM TINNED ORANGE CLAMPING YOKE CONNECTION CLAMPING RANGE MAX. : 6 MM² BOX | 1
25544 | 1001950000 | PRINTED CIRCUIT BOARD TERMINALS 5.08 MM N OF POLES: 14 90° SOLDER PIN LENGTH (L): 3.2 MM TINNED ORANGE CLAMPING YOKE CONNECTION CLAMPING RANGE MAX. : 6 MM² BOX | 1
25545 | 1001960000 | PRINTED CIRCUIT BOARD TERMINALS 5.08 MM N OF POLES: 15 90° SOLDER PIN LENGTH (L): 3.2 MM TINNED ORANGE CLAMPING YOKE CONNECTION CLAMPING RANGE MAX. : 6 MM² BOX | 1
25546 | 1001970000 | PRINTED CIRCUIT BOARD TERMINALS 5.08 MM N OF POLES: 16 90° SOLDER PIN LENGTH (L): 3.2 MM TINNED ORANGE CLAMPING YOKE CONNECTION CLAMPING RANGE MAX. : 6 MM² BOX | 1
25547 | 1001980000 | PRINTED CIRCUIT BOARD TERMINALS 5.08 MM N OF POLES: 17 90° SOLDER PIN LENGTH (L): 3.2 MM TINNED ORANGE CLAMPING YOKE CONNECTION CLAMPING RANGE MAX. : 6 MM² BOX | 1
25548 | 1002000000 | PRINTED CIRCUIT BOARD TERMINALS 5.08 MM N OF POLES: 19 90° SOLDER PIN LENGTH (L): 3.2 MM TINNED ORANGE CLAMPING YOKE CONNECTION CLAMPING RANGE MAX. : 6 MM² BOX | 1
25549 | 1002010000 | PRINTED CIRCUIT BOARD TERMINALS 5.08 MM N OF POLES: 20 90° SOLDER PIN LENGTH (L): 3.2 MM TINNED ORANGE CLAMPING YOKE CONNECTION CLAMPING RANGE MAX. : 6 MM² BOX | 1
25550 | 1002020000 | PRINTED CIRCUIT BOARD TERMINALS 5.08 MM N OF POLES: 21 90° SOLDER PIN LENGTH (L): 3.2 MM TINNED ORANGE CLAMPING YOKE CONNECTION CLAMPING RANGE MAX. : 6 MM² BOX | 1
25551 | 1002030000 | PRINTED CIRCUIT BOARD TERMINALS 5.08 MM N OF POLES: 22 90° SOLDER PIN LENGTH (L): 3.2 MM TINNED ORANGE CLAMPING YOKE CONNECTION CLAMPING RANGE MAX. : 6 MM² BOX | 1
25552 | 1002040000 | PRINTED CIRCUIT BOARD TERMINALS 5.08 MM N OF POLES: 23 90° SOLDER PIN LENGTH (L): 3.2 MM TINNED ORANGE CLAMPING YOKE CONNECTION CLAMPING RANGE MAX. : 6 MM² BOX | 1
25553 | 1002050000 | PRINTED CIRCUIT BOARD TERMINALS 5.08 MM N OF POLES: 24 90° SOLDER PIN LENGTH (L): 3.2 MM TINNED ORANGE CLAMPING YOKE CONNECTION CLAMPING RANGE MAX. : 6 MM² BOX | 1
25554 | 1045030000 | PCB PLUG-IN CONNECTOR MALE HEADER CLOSED SIDE THT/THR SOLDER CONNECTION 3.50 MM N OF POLES: 2 90° SOLDER PIN LENGTH (L): 3.2 MM TINNED TAPE | 0
25555 | 1045040000 | PCB PLUG-IN CONNECTOR MALE HEADER SOLDER FLANGE THT/THR SOLDER CONNECTION 3.50 MM N OF POLES: 12 180° SOLDER PIN LENGTH (L): 1.5 MM TINNED TAPE | 0
25556 | 1045730000 | PRINTED CIRCUIT BOARD TERMINALS 5.08 MM N OF POLES: 2 90° SOLDER PIN LENGTH (L): 3.2 MM TINNED PALE GREEN CLAMPING YOKE CONNECTION CLAMPING RANGE MAX. : 6 MM² BOX | 1
25557 | 1045740000 | PRINTED CIRCUIT BOARD TERMINALS 5.08 MM N OF POLES: 3 90° SOLDER PIN LENGTH (L): 3.2 MM TINNED PALE GREEN CLAMPING YOKE CONNECTION CLAMPING RANGE MAX. : 6 MM² BOX | 1
25558 | 1050530000 | PCB PLUG-IN CONNECTOR MALE HEADER SOLDER FLANGE THT/THR SOLDER CONNECTION 3.50 MM N OF POLES: 10 90° SOLDER PIN LENGTH (L): 3.2 MM TINNED TAPE | 0
25559 | 1597210000 | PCB PLUG-IN CONNECTOR MALE HEADER OPEN SIDE THT SOLDER CONNECTION 3.50 MM N OF POLES: 2 90° SOLDER PIN LENGTH (L): 3.2 MM TINNED ORANGE BOX | 0
25560 | 1597220000 | PCB PLUG-IN CONNECTOR MALE HEADER OPEN SIDE THT SOLDER CONNECTION 3.50 MM N OF POLES: 3 90° SOLDER PIN LENGTH (L): 3.2 MM TINNED ORANGE BOX | 0
25561 | 1597230000 | PCB PLUG-IN CONNECTOR MALE HEADER OPEN SIDE THT SOLDER CONNECTION 3.50 MM N OF POLES: 4 90° SOLDER PIN LENGTH (L): 3.2 MM TINNED ORANGE BOX | 0
25562 | 1597240000 | PCB PLUG-IN CONNECTOR MALE HEADER OPEN SIDE THT SOLDER CONNECTION 3.50 MM N OF POLES: 5 90° SOLDER PIN LENGTH (L): 3.2 MM TINNED ORANGE BOX | 0
25563 | 1597250000 | PCB PLUG-IN CONNECTOR MALE HEADER OPEN SIDE THT SOLDER CONNECTION 3.50 MM N OF POLES: 6 90° SOLDER PIN LENGTH (L): 3.2 MM TINNED ORANGE BOX | 0
25564 | 1597260000 | PCB PLUG-IN CONNECTOR MALE HEADER OPEN SIDE THT SOLDER CONNECTION 3.50 MM N OF POLES: 7 90° SOLDER PIN LENGTH (L): 3.2 MM TINNED ORANGE BOX | 0
25565 | 1597270000 | PCB PLUG-IN CONNECTOR MALE HEADER OPEN SIDE THT SOLDER CONNECTION 3.50 MM N OF POLES: 8 90° SOLDER PIN LENGTH (L): 3.2 MM TINNED ORANGE BOX | 0
25566 | 1597280000 | PCB PLUG-IN CONNECTOR MALE HEADER OPEN SIDE THT SOLDER CONNECTION 3.50 MM N OF POLES: 9 90° SOLDER PIN LENGTH (L): 3.2 MM TINNED ORANGE BOX | 0
25567 | 1597290000 | PCB PLUG-IN CONNECTOR MALE HEADER OPEN SIDE THT SOLDER CONNECTION 3.50 MM N OF POLES: 10 90° SOLDER PIN LENGTH (L): 3.2 MM TINNED ORANGE BOX | 0
25568 | 1597300000 | PCB PLUG-IN CONNECTOR MALE HEADER OPEN SIDE THT SOLDER CONNECTION 3.50 MM N OF POLES: 11 90° SOLDER PIN LENGTH (L): 3.2 MM TINNED ORANGE BOX | 0
25569 | 1597310000 | PCB PLUG-IN CONNECTOR MALE HEADER OPEN SIDE THT SOLDER CONNECTION 3.50 MM N OF POLES: 12 90° SOLDER PIN LENGTH (L): 3.2 MM TINNED ORANGE BOX | 0
25570 | 1597320000 | PCB PLUG-IN CONNECTOR MALE HEADER OPEN SIDE THT SOLDER CONNECTION 3.50 MM N OF POLES: 13 90° SOLDER PIN LENGTH (L): 3.2 MM TINNED ORANGE BOX | 0
25571 | 1597330000 | PCB PLUG-IN CONNECTOR MALE HEADER OPEN SIDE THT SOLDER CONNECTION 3.50 MM N OF POLES: 14 90° SOLDER PIN LENGTH (L): 3.2 MM TINNED ORANGE BOX | 0
25572 | 1597340000 | PCB PLUG-IN CONNECTOR MALE HEADER OPEN SIDE THT SOLDER CONNECTION 3.50 MM N OF POLES: 15 90° SOLDER PIN LENGTH (L): 3.2 MM TINNED ORANGE BOX | 0
25573 | 1597350000 | PCB PLUG-IN CONNECTOR MALE HEADER OPEN SIDE THT SOLDER CONNECTION 3.50 MM N OF POLES: 16 90° SOLDER PIN LENGTH (L): 3.2 MM TINNED ORANGE BOX | 0
25574 | 1604470000 | PCB PLUG-IN CONNECTOR MALE HEADER CLOSED SIDE THT SOLDER CONNECTION 3.50 MM N OF POLES: 2 180° SOLDER PIN LENGTH (L): 3.2 MM TINNED ORANGE BOX | 0
25575 | 1604480000 | PCB PLUG-IN CONNECTOR MALE HEADER CLOSED SIDE THT SOLDER CONNECTION 3.50 MM N OF POLES: 3 180° SOLDER PIN LENGTH (L): 3.2 MM TINNED ORANGE BOX | 0
25576 | 1604490000 | PCB PLUG-IN CONNECTOR MALE HEADER CLOSED SIDE THT SOLDER CONNECTION 3.50 MM N OF POLES: 4 180° SOLDER PIN LENGTH (L): 3.2 MM TINNED ORANGE BOX | 0
25577 | 1604500000 | PCB PLUG-IN CONNECTOR MALE HEADER CLOSED SIDE THT SOLDER CONNECTION 3.50 MM N OF POLES: 5 180° SOLDER PIN LENGTH (L): 3.2 MM TINNED ORANGE BOX | 0
25578 | 1604510000 | PCB PLUG-IN CONNECTOR MALE HEADER CLOSED SIDE THT SOLDER CONNECTION 3.50 MM N OF POLES: 6 180° SOLDER PIN LENGTH (L): 3.2 MM TINNED ORANGE BOX | 0
25579 | 1604520000 | PCB PLUG-IN CONNECTOR MALE HEADER CLOSED SIDE THT SOLDER CONNECTION 3.50 MM N OF POLES: 7 180° SOLDER PIN LENGTH (L): 3.2 MM TINNED ORANGE BOX | 0
25580 | 1604530000 | PCB PLUG-IN CONNECTOR MALE HEADER CLOSED SIDE THT SOLDER CONNECTION 3.50 MM N OF POLES: 8 180° SOLDER PIN LENGTH (L): 3.2 MM TINNED ORANGE BOX | 0
25581 | 1604540000 | PCB PLUG-IN CONNECTOR MALE HEADER CLOSED SIDE THT SOLDER CONNECTION 3.50 MM N OF POLES: 9 180° SOLDER PIN LENGTH (L): 3.2 MM TINNED ORANGE BOX | 0
25582 | 1604550000 | PCB PLUG-IN CONNECTOR MALE HEADER CLOSED SIDE THT SOLDER CONNECTION 3.50 MM N OF POLES: 10 180° SOLDER PIN LENGTH (L): 3.2 MM TINNED ORANGE BOX | 0
25583 | 1604560000 | PCB PLUG-IN CONNECTOR MALE HEADER CLOSED SIDE THT SOLDER CONNECTION 3.50 MM N OF POLES: 11 180° SOLDER PIN LENGTH (L): 3.2 MM TINNED ORANGE BOX | 0
25584 | 1604570000 | PCB PLUG-IN CONNECTOR MALE HEADER CLOSED SIDE THT SOLDER CONNECTION 3.50 MM N OF POLES: 12 180° SOLDER PIN LENGTH (L): 3.2 MM TINNED ORANGE BOX | 0
25585 | 1604580000 | PCB PLUG-IN CONNECTOR MALE HEADER CLOSED SIDE THT SOLDER CONNECTION 3.50 MM N OF POLES: 13 180° SOLDER PIN LENGTH (L): 3.2 MM TINNED ORANGE BOX | 0
25586 | 1604590000 | PCB PLUG-IN CONNECTOR MALE HEADER CLOSED SIDE THT SOLDER CONNECTION 3.50 MM N OF POLES: 14 180° SOLDER PIN LENGTH (L): 3.2 MM TINNED ORANGE BOX | 0
25587 | 1604600000 | PCB PLUG-IN CONNECTOR MALE HEADER CLOSED SIDE THT SOLDER CONNECTION 3.50 MM N OF POLES: 15 180° SOLDER PIN LENGTH (L): 3.2 MM TINNED ORANGE BOX | 0
25588 | 1604610000 | PCB PLUG-IN CONNECTOR MALE HEADER CLOSED SIDE THT SOLDER CONNECTION 3.50 MM N OF POLES: 16 180° SOLDER PIN LENGTH (L): 3.2 MM TINNED ORANGE BOX | 0
25589 | 1604620000 | PCB PLUG-IN CONNECTOR MALE HEADER CLOSED SIDE THT SOLDER CONNECTION 3.50 MM N OF POLES: 2 180° SOLDER PIN LENGTH (L): 4.5 MM TINNED ORANGE BOX | 0
25590 | 1604630000 | PCB PLUG-IN CONNECTOR MALE HEADER CLOSED SIDE THT SOLDER CONNECTION 3.50 MM N OF POLES: 3 180° SOLDER PIN LENGTH (L): 4.5 MM TINNED ORANGE BOX | 0
25591 | 1604640000 | PCB PLUG-IN CONNECTOR MALE HEADER CLOSED SIDE THT SOLDER CONNECTION 3.50 MM N OF POLES: 4 180° SOLDER PIN LENGTH (L): 4.5 MM TINNED ORANGE BOX | 0
25592 | 1604650000 | PCB PLUG-IN CONNECTOR MALE HEADER CLOSED SIDE THT SOLDER CONNECTION 3.50 MM N OF POLES: 5 180° SOLDER PIN LENGTH (L): 4.5 MM TINNED ORANGE BOX | 0
25593 | 1604660000 | PCB PLUG-IN CONNECTOR MALE HEADER CLOSED SIDE THT SOLDER CONNECTION 3.50 MM N OF POLES: 6 180° SOLDER PIN LENGTH (L): 4.5 MM TINNED ORANGE BOX | 0
25594 | 1604680000 | PCB PLUG-IN CONNECTOR MALE HEADER CLOSED SIDE THT SOLDER CONNECTION 3.50 MM N OF POLES: 8 180° SOLDER PIN LENGTH (L): 4.5 MM TINNED ORANGE BOX | 0
25595 | 1604700000 | PCB PLUG-IN CONNECTOR MALE HEADER CLOSED SIDE THT SOLDER CONNECTION 3.50 MM N OF POLES: 10 180° SOLDER PIN LENGTH (L): 4.5 MM TINNED ORANGE BOX | 0
25596 | 1604740000 | PCB PLUG-IN CONNECTOR MALE HEADER CLOSED SIDE THT SOLDER CONNECTION 3.50 MM N OF POLES: 14 180° SOLDER PIN LENGTH (L): 4.5 MM TINNED ORANGE BOX | 0
25597 | 1604770000 | PCB PLUG-IN CONNECTOR MALE HEADER OPEN SIDE THT SOLDER CONNECTION 3.50 MM N OF POLES: 2 180° SOLDER PIN LENGTH (L): 3.2 MM TINNED ORANGE BOX | 0
25598 | 1604780000 | PCB PLUG-IN CONNECTOR MALE HEADER OPEN SIDE THT SOLDER CONNECTION 3.50 MM N OF POLES: 3 180° SOLDER PIN LENGTH (L): 3.2 MM TINNED ORANGE BOX | 0
25599 | 1604790000 | PCB PLUG-IN CONNECTOR MALE HEADER OPEN SIDE THT SOLDER CONNECTION 3.50 MM N OF POLES: 4 180° SOLDER PIN LENGTH (L): 3.2 MM TINNED ORANGE BOX | 0
25600 | 1604800000 | PCB PLUG-IN CONNECTOR MALE HEADER OPEN SIDE THT SOLDER CONNECTION 3.50 MM N OF POLES: 5 180° SOLDER PIN LENGTH (L): 3.2 MM TINNED ORANGE BOX | 0
25601 | 1604810000 | PCB PLUG-IN CONNECTOR MALE HEADER OPEN SIDE THT SOLDER CONNECTION 3.50 MM N OF POLES: 6 180° SOLDER PIN LENGTH (L): 3.2 MM TINNED ORANGE BOX | 0
25602 | 1604820000 | PCB PLUG-IN CONNECTOR MALE HEADER OPEN SIDE THT SOLDER CONNECTION 3.50 MM N OF POLES: 7 180° SOLDER PIN LENGTH (L): 3.2 MM TINNED ORANGE BOX | 0
25603 | 1604830000 | PCB PLUG-IN CONNECTOR MALE HEADER OPEN SIDE THT SOLDER CONNECTION 3.50 MM N OF POLES: 8 180° SOLDER PIN LENGTH (L): 3.2 MM TINNED ORANGE BOX | 0
25604 | 1604840000 | PCB PLUG-IN CONNECTOR MALE HEADER OPEN SIDE THT SOLDER CONNECTION 3.50 MM N OF POLES: 9 180° SOLDER PIN LENGTH (L): 3.2 MM TINNED ORANGE BOX | 0
25605 | 1604850000 | PCB PLUG-IN CONNECTOR MALE HEADER OPEN SIDE THT SOLDER CONNECTION 3.50 MM N OF POLES: 10 180° SOLDER PIN LENGTH (L): 3.2 MM TINNED ORANGE BOX | 0
25606 | 1604860000 | PCB PLUG-IN CONNECTOR MALE HEADER OPEN SIDE THT SOLDER CONNECTION 3.50 MM N OF POLES: 11 180° SOLDER PIN LENGTH (L): 3.2 MM TINNED ORANGE BOX | 0
25607 | 1604870000 | PCB PLUG-IN CONNECTOR MALE HEADER OPEN SIDE THT SOLDER CONNECTION 3.50 MM N OF POLES: 12 180° SOLDER PIN LENGTH (L): 3.2 MM TINNED ORANGE BOX | 0
25608 | 1604880000 | PCB PLUG-IN CONNECTOR MALE HEADER OPEN SIDE THT SOLDER CONNECTION 3.50 MM N OF POLES: 13 180° SOLDER PIN LENGTH (L): 3.2 MM TINNED ORANGE BOX | 0
25609 | 1604890000 | PCB PLUG-IN CONNECTOR MALE HEADER OPEN SIDE THT SOLDER CONNECTION 3.50 MM N OF POLES: 14 180° SOLDER PIN LENGTH (L): 3.2 MM TINNED ORANGE BOX | 0
25610 | 1604900000 | PCB PLUG-IN CONNECTOR MALE HEADER OPEN SIDE THT SOLDER CONNECTION 3.50 MM N OF POLES: 15 180° SOLDER PIN LENGTH (L): 3.2 MM TINNED ORANGE BOX | 0
25611 | 1604910000 | PCB PLUG-IN CONNECTOR MALE HEADER OPEN SIDE THT SOLDER CONNECTION 3.50 MM N OF POLES: 16 180° SOLDER PIN LENGTH (L): 3.2 MM TINNED ORANGE BOX | 0
25612 | 1604920000 | PCB PLUG-IN CONNECTOR MALE HEADER OPEN SIDE THT SOLDER CONNECTION 3.50 MM N OF POLES: 2 180° SOLDER PIN LENGTH (L): 4.5 MM TINNED ORANGE BOX | 0
25613 | 1604940000 | PCB PLUG-IN CONNECTOR MALE HEADER OPEN SIDE THT SOLDER CONNECTION 3.50 MM N OF POLES: 4 180° SOLDER PIN LENGTH (L): 4.5 MM TINNED ORANGE BOX | 0
25614 | 1604960000 | PCB PLUG-IN CONNECTOR MALE HEADER OPEN SIDE THT SOLDER CONNECTION 3.50 MM N OF POLES: 6 180° SOLDER PIN LENGTH (L): 4.5 MM TINNED ORANGE BOX | 0
25615 | 1604980000 | PCB PLUG-IN CONNECTOR MALE HEADER OPEN SIDE THT SOLDER CONNECTION 3.50 MM N OF POLES: 8 180° SOLDER PIN LENGTH (L): 4.5 MM TINNED ORANGE BOX | 0
25616 | 1605000000 | PCB PLUG-IN CONNECTOR MALE HEADER OPEN SIDE THT SOLDER CONNECTION 3.50 MM N OF POLES: 10 180° SOLDER PIN LENGTH (L): 4.5 MM TINNED ORANGE BOX | 0
25617 | 1605040000 | PCB PLUG-IN CONNECTOR MALE HEADER OPEN SIDE THT SOLDER CONNECTION 3.50 MM N OF POLES: 14 180° SOLDER PIN LENGTH (L): 4.5 MM TINNED ORANGE BOX | 0
25618 | 1605070000 | PCB PLUG-IN CONNECTOR MALE HEADER CLOSED SIDE THT SOLDER CONNECTION 3.50 MM N OF POLES: 2 90° SOLDER PIN LENGTH (L): 3.2 MM TINNED ORANGE BOX | 0
25619 | 1605080000 | PCB PLUG-IN CONNECTOR MALE HEADER CLOSED SIDE THT SOLDER CONNECTION 3.50 MM N OF POLES: 3 90° SOLDER PIN LENGTH (L): 3.2 MM TINNED ORANGE BOX | 0
25620 | 1605090000 | PCB PLUG-IN CONNECTOR MALE HEADER CLOSED SIDE THT SOLDER CONNECTION 3.50 MM N OF POLES: 4 90° SOLDER PIN LENGTH (L): 3.2 MM TINNED ORANGE BOX | 0
25621 | 1605100000 | PCB PLUG-IN CONNECTOR MALE HEADER CLOSED SIDE THT SOLDER CONNECTION 3.50 MM N OF POLES: 5 90° SOLDER PIN LENGTH (L): 3.2 MM TINNED ORANGE BOX | 0
25622 | 1605110000 | PCB PLUG-IN CONNECTOR MALE HEADER CLOSED SIDE THT SOLDER CONNECTION 3.50 MM N OF POLES: 6 90° SOLDER PIN LENGTH (L): 3.2 MM TINNED ORANGE BOX | 0
25623 | 1605120000 | PCB PLUG-IN CONNECTOR MALE HEADER CLOSED SIDE THT SOLDER CONNECTION 3.50 MM N OF POLES: 7 90° SOLDER PIN LENGTH (L): 3.2 MM TINNED ORANGE BOX | 0
25624 | 1605130000 | PCB PLUG-IN CONNECTOR MALE HEADER CLOSED SIDE THT SOLDER CONNECTION 3.50 MM N OF POLES: 8 90° SOLDER PIN LENGTH (L): 3.2 MM TINNED ORANGE BOX | 0
25625 | 1605140000 | PCB PLUG-IN CONNECTOR MALE HEADER CLOSED SIDE THT SOLDER CONNECTION 3.50 MM N OF POLES: 9 90° SOLDER PIN LENGTH (L): 3.2 MM TINNED ORANGE BOX | 0
25626 | 1605150000 | PCB PLUG-IN CONNECTOR MALE HEADER CLOSED SIDE THT SOLDER CONNECTION 3.50 MM N OF POLES: 10 90° SOLDER PIN LENGTH (L): 3.2 MM TINNED ORANGE BOX | 0
25627 | 1605160000 | PCB PLUG-IN CONNECTOR MALE HEADER CLOSED SIDE THT SOLDER CONNECTION 3.50 MM N OF POLES: 11 90° SOLDER PIN LENGTH (L): 3.2 MM TINNED ORANGE BOX | 0
25628 | 1605170000 | PCB PLUG-IN CONNECTOR MALE HEADER CLOSED SIDE THT SOLDER CONNECTION 3.50 MM N OF POLES: 12 90° SOLDER PIN LENGTH (L): 3.2 MM TINNED ORANGE BOX | 0
25629 | 1605180000 | PCB PLUG-IN CONNECTOR MALE HEADER CLOSED SIDE THT SOLDER CONNECTION 3.50 MM N OF POLES: 13 90° SOLDER PIN LENGTH (L): 3.2 MM TINNED ORANGE BOX | 0
25630 | 1605190000 | PCB PLUG-IN CONNECTOR MALE HEADER CLOSED SIDE THT SOLDER CONNECTION 3.50 MM N OF POLES: 14 90° SOLDER PIN LENGTH (L): 3.2 MM TINNED ORANGE BOX | 0
25631 | 1605200000 | PCB PLUG-IN CONNECTOR MALE HEADER CLOSED SIDE THT SOLDER CONNECTION 3.50 MM N OF POLES: 15 90° SOLDER PIN LENGTH (L): 3.2 MM TINNED ORANGE BOX | 0
25632 | 1605210000 | PCB PLUG-IN CONNECTOR MALE HEADER CLOSED SIDE THT SOLDER CONNECTION 3.50 MM N OF POLES: 16 90° SOLDER PIN LENGTH (L): 3.2 MM TINNED ORANGE BOX | 0
25633 | 1605360000 | PCB PLUG-IN CONNECTOR MALE HEADER CLOSED SIDE THT SOLDER CONNECTION 3.50 MM N OF POLES: 16 90° SOLDER PIN LENGTH (L): 4.5 MM TINNED ORANGE BOX | 0
25634 | 1605500000 | PCB PLUG-IN CONNECTOR MALE HEADER OPEN SIDE THT SOLDER CONNECTION 3.50 MM N OF POLES: 15 90° SOLDER PIN LENGTH (L): 4.5 MM TINNED ORANGE BOX | 0
25635 | 1607040000 | PCB PLUG-IN CONNECTOR MALE HEADER FLANGE THT SOLDER CONNECTION 3.50 MM N OF POLES: 2 90° SOLDER PIN LENGTH (L): 3.2 MM TINNED ORANGE BOX | 0
25636 | 1607050000 | PCB PLUG-IN CONNECTOR MALE HEADER FLANGE THT SOLDER CONNECTION 3.50 MM N OF POLES: 3 90° SOLDER PIN LENGTH (L): 3.2 MM TINNED ORANGE BOX | 0
25637 | 1607060000 | PCB PLUG-IN CONNECTOR MALE HEADER FLANGE THT SOLDER CONNECTION 3.50 MM N OF POLES: 4 90° SOLDER PIN LENGTH (L): 3.2 MM TINNED ORANGE BOX | 0
25638 | 1607070000 | PCB PLUG-IN CONNECTOR MALE HEADER FLANGE THT SOLDER CONNECTION 3.50 MM N OF POLES: 5 90° SOLDER PIN LENGTH (L): 3.2 MM TINNED ORANGE BOX | 0
25639 | 1607080000 | PCB PLUG-IN CONNECTOR MALE HEADER FLANGE THT SOLDER CONNECTION 3.50 MM N OF POLES: 6 90° SOLDER PIN LENGTH (L): 3.2 MM TINNED ORANGE BOX | 0
25640 | 1607090000 | PCB PLUG-IN CONNECTOR MALE HEADER FLANGE THT SOLDER CONNECTION 3.50 MM N OF POLES: 7 90° SOLDER PIN LENGTH (L): 3.2 MM TINNED ORANGE BOX | 0
25641 | 1607100000 | PCB PLUG-IN CONNECTOR MALE HEADER FLANGE THT SOLDER CONNECTION 3.50 MM N OF POLES: 8 90° SOLDER PIN LENGTH (L): 3.2 MM TINNED ORANGE BOX | 0
25642 | 1607110000 | PCB PLUG-IN CONNECTOR MALE HEADER FLANGE THT SOLDER CONNECTION 3.50 MM N OF POLES: 9 90° SOLDER PIN LENGTH (L): 3.2 MM TINNED ORANGE BOX | 0
25643 | 1607120000 | PCB PLUG-IN CONNECTOR MALE HEADER FLANGE THT SOLDER CONNECTION 3.50 MM N OF POLES: 10 90° SOLDER PIN LENGTH (L): 3.2 MM TINNED ORANGE BOX | 0
25644 | 1607130000 | PCB PLUG-IN CONNECTOR MALE HEADER FLANGE THT SOLDER CONNECTION 3.50 MM N OF POLES: 11 90° SOLDER PIN LENGTH (L): 3.2 MM TINNED ORANGE BOX | 0
25645 | 1607140000 | PCB PLUG-IN CONNECTOR MALE HEADER FLANGE THT SOLDER CONNECTION 3.50 MM N OF POLES: 12 90° SOLDER PIN LENGTH (L): 3.2 MM TINNED ORANGE BOX | 0
25646 | 1607150000 | PCB PLUG-IN CONNECTOR MALE HEADER FLANGE THT SOLDER CONNECTION 3.50 MM N OF POLES: 13 90° SOLDER PIN LENGTH (L): 3.2 MM TINNED ORANGE BOX | 0
25647 | 1607160000 | PCB PLUG-IN CONNECTOR MALE HEADER FLANGE THT SOLDER CONNECTION 3.50 MM N OF POLES: 14 90° SOLDER PIN LENGTH (L): 3.2 MM TINNED ORANGE BOX | 0
25648 | 1607170000 | PCB PLUG-IN CONNECTOR MALE HEADER FLANGE THT SOLDER CONNECTION 3.50 MM N OF POLES: 15 90° SOLDER PIN LENGTH (L): 3.2 MM TINNED ORANGE BOX | 0
25649 | 1607180000 | PCB PLUG-IN CONNECTOR MALE HEADER FLANGE THT SOLDER CONNECTION 3.50 MM N OF POLES: 16 90° SOLDER PIN LENGTH (L): 3.2 MM TINNED ORANGE BOX | 0
25650 | 1607500000 | PCB PLUG-IN CONNECTOR MALE HEADER FLANGE THT SOLDER CONNECTION 3.50 MM N OF POLES: 2 180° SOLDER PIN LENGTH (L): 3.2 MM TINNED ORANGE BOX | 0
25651 | 1607510000 | PCB PLUG-IN CONNECTOR MALE HEADER FLANGE THT SOLDER CONNECTION 3.50 MM N OF POLES: 3 180° SOLDER PIN LENGTH (L): 3.2 MM TINNED ORANGE BOX | 0
25652 | 1607520000 | PCB PLUG-IN CONNECTOR MALE HEADER FLANGE THT SOLDER CONNECTION 3.50 MM N OF POLES: 4 180° SOLDER PIN LENGTH (L): 3.2 MM TINNED ORANGE BOX | 0
25653 | 1607530000 | PCB PLUG-IN CONNECTOR MALE HEADER FLANGE THT SOLDER CONNECTION 3.50 MM N OF POLES: 5 180° SOLDER PIN LENGTH (L): 3.2 MM TINNED ORANGE BOX | 0
25654 | 1607540000 | PCB PLUG-IN CONNECTOR MALE HEADER FLANGE THT SOLDER CONNECTION 3.50 MM N OF POLES: 6 180° SOLDER PIN LENGTH (L): 3.2 MM TINNED ORANGE BOX | 0
25655 | 1607550000 | PCB PLUG-IN CONNECTOR MALE HEADER FLANGE THT SOLDER CONNECTION 3.50 MM N OF POLES: 7 180° SOLDER PIN LENGTH (L): 3.2 MM TINNED ORANGE BOX | 0
25656 | 1607560000 | PCB PLUG-IN CONNECTOR MALE HEADER FLANGE THT SOLDER CONNECTION 3.50 MM N OF POLES: 8 180° SOLDER PIN LENGTH (L): 3.2 MM TINNED ORANGE BOX | 0
25657 | 1607570000 | PCB PLUG-IN CONNECTOR MALE HEADER FLANGE THT SOLDER CONNECTION 3.50 MM N OF POLES: 9 180° SOLDER PIN LENGTH (L): 3.2 MM TINNED ORANGE BOX | 0
25658 | 1607580000 | PCB PLUG-IN CONNECTOR MALE HEADER FLANGE THT SOLDER CONNECTION 3.50 MM N OF POLES: 10 180° SOLDER PIN LENGTH (L): 3.2 MM TINNED ORANGE BOX | 0
25659 | 1607590000 | PCB PLUG-IN CONNECTOR MALE HEADER FLANGE THT SOLDER CONNECTION 3.50 MM N OF POLES: 11 180° SOLDER PIN LENGTH (L): 3.2 MM TINNED ORANGE BOX | 0
25660 | 1607600000 | PCB PLUG-IN CONNECTOR MALE HEADER FLANGE THT SOLDER CONNECTION 3.50 MM N OF POLES: 12 180° SOLDER PIN LENGTH (L): 3.2 MM TINNED ORANGE BOX | 0
25661 | 1607610000 | PCB PLUG-IN CONNECTOR MALE HEADER FLANGE THT SOLDER CONNECTION 3.50 MM N OF POLES: 13 180° SOLDER PIN LENGTH (L): 3.2 MM TINNED ORANGE BOX | 0
25662 | 1607620000 | PCB PLUG-IN CONNECTOR MALE HEADER FLANGE THT SOLDER CONNECTION 3.50 MM N OF POLES: 14 180° SOLDER PIN LENGTH (L): 3.2 MM TINNED ORANGE BOX | 0
25663 | 1607630000 | PCB PLUG-IN CONNECTOR MALE HEADER FLANGE THT SOLDER CONNECTION 3.50 MM N OF POLES: 15 180° SOLDER PIN LENGTH (L): 3.2 MM TINNED ORANGE BOX | 0
25664 | 1607640000 | PCB PLUG-IN CONNECTOR MALE HEADER FLANGE THT SOLDER CONNECTION 3.50 MM N OF POLES: 16 180° SOLDER PIN LENGTH (L): 3.2 MM TINNED ORANGE BOX | 0
25665 | 1614130000 | PCB PLUG-IN CONNECTOR MALE HEADER OPEN SIDE THT SOLDER CONNECTION 3.50 MM N OF POLES: 2 90° SOLDER PIN LENGTH (L): 4.5 MM TINNED BOX | 0
25666 | 1614150000 | PCB PLUG-IN CONNECTOR MALE HEADER OPEN SIDE THT SOLDER CONNECTION 3.50 MM N OF POLES: 16 90° SOLDER PIN LENGTH (L): 4.5 MM TINNED BOX | 0
25667 | 1614160000 | PCB PLUG-IN CONNECTOR MALE HEADER CLOSED SIDE THT SOLDER CONNECTION 3.50 MM N OF POLES: 2 90° SOLDER PIN LENGTH (L): 4.5 MM TINNED BOX | 0
25668 | 1614170000 | PCB PLUG-IN CONNECTOR MALE HEADER CLOSED SIDE THT SOLDER CONNECTION 3.50 MM N OF POLES: 5 90° SOLDER PIN LENGTH (L): 4.5 MM TINNED BOX | 0
25669 | 1614180000 | PCB PLUG-IN CONNECTOR MALE HEADER CLOSED SIDE THT SOLDER CONNECTION 3.50 MM N OF POLES: 8 90° SOLDER PIN LENGTH (L): 4.5 MM TINNED BOX | 0
25670 | 1614180099 | PCB PLUG-IN CONNECTOR MALE HEADER CLOSED SIDE THT SOLDER CONNECTION 3.50 MM N OF POLES: 8 90° SOLDER PIN LENGTH (L): 4.5 MM TINNED BOX | 0
25671 | 1614190000 | PCB PLUG-IN CONNECTOR MALE HEADER CLOSED SIDE THT SOLDER CONNECTION 3.50 MM N OF POLES: 16 90° SOLDER PIN LENGTH (L): 4.5 MM TINNED BOX | 0
25672 | 1614200000 | PCB PLUG-IN CONNECTOR MALE HEADER FLANGE THT SOLDER CONNECTION 3.50 MM N OF POLES: 8 90° SOLDER PIN LENGTH (L): 4.5 MM TINNED BOX | 0
25673 | 1614210000 | PCB PLUG-IN CONNECTOR MALE HEADER OPEN SIDE THT SOLDER CONNECTION 3.50 MM N OF POLES: 2 180° SOLDER PIN LENGTH (L): 4.5 MM TINNED BOX | 0
25674 | 1614240000 | PCB PLUG-IN CONNECTOR MALE HEADER CLOSED SIDE THT SOLDER CONNECTION 3.50 MM N OF POLES: 2 180° SOLDER PIN LENGTH (L): 4.5 MM TINNED BOX | 0
25675 | 1614250000 | PCB PLUG-IN CONNECTOR MALE HEADER CLOSED SIDE THT SOLDER CONNECTION 3.50 MM N OF POLES: 8 180° SOLDER PIN LENGTH (L): 4.5 MM TINNED BOX | 0
25676 | 1614260000 | PCB PLUG-IN CONNECTOR MALE HEADER CLOSED SIDE THT SOLDER CONNECTION 3.50 MM N OF POLES: 16 180° SOLDER PIN LENGTH (L): 4.5 MM TINNED BOX | 0
25677 | 1614270000 | PCB PLUG-IN CONNECTOR MALE HEADER FLANGE THT SOLDER CONNECTION 3.50 MM N OF POLES: 8 180° SOLDER PIN LENGTH (L): 4.5 MM TINNED BOX | 0
25678 | 1615300000 | PCB PLUG-IN CONNECTOR MALE HEADER OPEN SIDE THT SOLDER CONNECTION 3.50 MM N OF POLES: 3 90° SOLDER PIN LENGTH (L): 4.5 MM TINNED BOX | 0
25679 | 1615310000 | PCB PLUG-IN CONNECTOR MALE HEADER OPEN SIDE THT SOLDER CONNECTION 3.50 MM N OF POLES: 4 90° SOLDER PIN LENGTH (L): 4.5 MM TINNED BOX | 0
25680 | 1615330000 | PCB PLUG-IN CONNECTOR MALE HEADER OPEN SIDE THT SOLDER CONNECTION 3.50 MM N OF POLES: 6 90° SOLDER PIN LENGTH (L): 4.5 MM TINNED BOX | 0
25681 | 1615360000 | PCB PLUG-IN CONNECTOR MALE HEADER OPEN SIDE THT SOLDER CONNECTION 3.50 MM N OF POLES: 10 90° SOLDER PIN LENGTH (L): 4.5 MM TINNED BOX | 0
25682 | 1615390000 | PCB PLUG-IN CONNECTOR MALE HEADER OPEN SIDE THT SOLDER CONNECTION 3.50 MM N OF POLES: 13 90° SOLDER PIN LENGTH (L): 4.5 MM TINNED BOX | 0
25683 | 1615400000 | PCB PLUG-IN CONNECTOR MALE HEADER OPEN SIDE THT SOLDER CONNECTION 3.50 MM N OF POLES: 14 90° SOLDER PIN LENGTH (L): 4.5 MM TINNED BOX | 0
25684 | 1615420000 | PCB PLUG-IN CONNECTOR MALE HEADER CLOSED SIDE THT SOLDER CONNECTION 3.50 MM N OF POLES: 3 90° SOLDER PIN LENGTH (L): 4.5 MM TINNED BOX | 0
25685 | 1615430000 | PCB PLUG-IN CONNECTOR MALE HEADER CLOSED SIDE THT SOLDER CONNECTION 3.50 MM N OF POLES: 4 90° SOLDER PIN LENGTH (L): 4.5 MM TINNED BOX | 0
25686 | 1615440000 | PCB PLUG-IN CONNECTOR MALE HEADER CLOSED SIDE THT SOLDER CONNECTION 3.50 MM N OF POLES: 6 90° SOLDER PIN LENGTH (L): 4.5 MM TINNED BOX | 0
25687 | 1615450000 | PCB PLUG-IN CONNECTOR MALE HEADER CLOSED SIDE THT SOLDER CONNECTION 3.50 MM N OF POLES: 7 90° SOLDER PIN LENGTH (L): 4.5 MM TINNED BOX | 0
25688 | 1615460000 | PCB PLUG-IN CONNECTOR MALE HEADER CLOSED SIDE THT SOLDER CONNECTION 3.50 MM N OF POLES: 9 90° SOLDER PIN LENGTH (L): 4.5 MM TINNED BOX | 0
25689 | 1615460099 | PCB PLUG-IN CONNECTOR MALE HEADER CLOSED SIDE THT SOLDER CONNECTION 3.50 MM N OF POLES: 9 90° SOLDER PIN LENGTH (L): 4.5 MM TINNED BOX | 0
25690 | 1615470000 | PCB PLUG-IN CONNECTOR MALE HEADER CLOSED SIDE THT SOLDER CONNECTION 3.50 MM N OF POLES: 10 90° SOLDER PIN LENGTH (L): 4.5 MM TINNED BOX | 0
25691 | 1615470099 | PCB PLUG-IN CONNECTOR MALE HEADER CLOSED SIDE THT SOLDER CONNECTION 3.50 MM N OF POLES: 10 90° SOLDER PIN LENGTH (L): 4.5 MM TINNED BOX | 0
25692 | 1615480000 | PCB PLUG-IN CONNECTOR MALE HEADER CLOSED SIDE THT SOLDER CONNECTION 3.50 MM N OF POLES: 11 90° SOLDER PIN LENGTH (L): 4.5 MM TINNED BOX | 0
25693 | 1615490000 | PCB PLUG-IN CONNECTOR MALE HEADER CLOSED SIDE THT SOLDER CONNECTION 3.50 MM N OF POLES: 12 90° SOLDER PIN LENGTH (L): 4.5 MM TINNED BOX | 0
25694 | 1615500000 | PCB PLUG-IN CONNECTOR MALE HEADER CLOSED SIDE THT SOLDER CONNECTION 3.50 MM N OF POLES: 13 90° SOLDER PIN LENGTH (L): 4.5 MM TINNED BOX | 0
25695 | 1615510000 | PCB PLUG-IN CONNECTOR MALE HEADER CLOSED SIDE THT SOLDER CONNECTION 3.50 MM N OF POLES: 14 90° SOLDER PIN LENGTH (L): 4.5 MM TINNED BOX | 0
25696 | 1615530000 | PCB PLUG-IN CONNECTOR MALE HEADER FLANGE THT SOLDER CONNECTION 3.50 MM N OF POLES: 2 90° SOLDER PIN LENGTH (L): 4.5 MM TINNED BOX | 0
25697 | 1615540000 | PCB PLUG-IN CONNECTOR MALE HEADER FLANGE THT SOLDER CONNECTION 3.50 MM N OF POLES: 3 90° SOLDER PIN LENGTH (L): 4.5 MM TINNED BOX | 0
25698 | 1615550000 | PCB PLUG-IN CONNECTOR MALE HEADER FLANGE THT SOLDER CONNECTION 3.50 MM N OF POLES: 4 90° SOLDER PIN LENGTH (L): 4.5 MM TINNED BOX | 0
25699 | 1615560000 | PCB PLUG-IN CONNECTOR MALE HEADER FLANGE THT SOLDER CONNECTION 3.50 MM N OF POLES: 5 90° SOLDER PIN LENGTH (L): 4.5 MM TINNED BOX | 0
25700 | 1615570000 | PCB PLUG-IN CONNECTOR MALE HEADER FLANGE THT SOLDER CONNECTION 3.50 MM N OF POLES: 6 90° SOLDER PIN LENGTH (L): 4.5 MM TINNED BOX | 0
25701 | 1615600000 | PCB PLUG-IN CONNECTOR MALE HEADER FLANGE THT SOLDER CONNECTION 3.50 MM N OF POLES: 10 90° SOLDER PIN LENGTH (L): 4.5 MM TINNED BOX | 0
25702 | 1615620000 | PCB PLUG-IN CONNECTOR MALE HEADER FLANGE THT SOLDER CONNECTION 3.50 MM N OF POLES: 12 90° SOLDER PIN LENGTH (L): 4.5 MM TINNED BOX | 0
25703 | 1615660000 | PCB PLUG-IN CONNECTOR MALE HEADER FLANGE THT SOLDER CONNECTION 3.50 MM N OF POLES: 16 90° SOLDER PIN LENGTH (L): 4.5 MM TINNED BOX | 0
25704 | 1615970000 | PCB PLUG-IN CONNECTOR MALE HEADER OPEN SIDE THT SOLDER CONNECTION 3.50 MM N OF POLES: 11 180° SOLDER PIN LENGTH (L): 4.5 MM TINNED BOX | 0
25705 | 1615990000 | PCB PLUG-IN CONNECTOR MALE HEADER OPEN SIDE THT SOLDER CONNECTION 3.50 MM N OF POLES: 13 180° SOLDER PIN LENGTH (L): 4.5 MM TINNED BOX | 0
25706 | 1616020000 | PCB PLUG-IN CONNECTOR MALE HEADER CLOSED SIDE THT SOLDER CONNECTION 3.50 MM N OF POLES: 3 180° SOLDER PIN LENGTH (L): 4.5 MM TINNED BOX | 0
25707 | 1616030000 | PCB PLUG-IN CONNECTOR MALE HEADER CLOSED SIDE THT SOLDER CONNECTION 3.50 MM N OF POLES: 4 180° SOLDER PIN LENGTH (L): 4.5 MM TINNED BOX | 0
25708 | 1616040000 | PCB PLUG-IN CONNECTOR MALE HEADER CLOSED SIDE THT SOLDER CONNECTION 3.50 MM N OF POLES: 5 180° SOLDER PIN LENGTH (L): 4.5 MM TINNED BOX | 0
25709 | 1616040099 | PCB PLUG-IN CONNECTOR MALE HEADER CLOSED SIDE THT SOLDER CONNECTION 3.50 MM N OF POLES: 5 180° SOLDER PIN LENGTH (L): 4.5 MM TINNED BOX | 0
25710 | 1616050000 | PCB PLUG-IN CONNECTOR MALE HEADER CLOSED SIDE THT SOLDER CONNECTION 3.50 MM N OF POLES: 6 180° SOLDER PIN LENGTH (L): 4.5 MM TINNED BOX | 0
25711 | 1616060000 | PCB PLUG-IN CONNECTOR MALE HEADER CLOSED SIDE THT SOLDER CONNECTION 3.50 MM N OF POLES: 7 180° SOLDER PIN LENGTH (L): 4.5 MM TINNED BOX | 0
25712 | 1616080000 | PCB PLUG-IN CONNECTOR MALE HEADER CLOSED SIDE THT SOLDER CONNECTION 3.50 MM N OF POLES: 10 180° SOLDER PIN LENGTH (L): 4.5 MM TINNED BOX | 0
25713 | 1616100000 | PCB PLUG-IN CONNECTOR MALE HEADER CLOSED SIDE THT SOLDER CONNECTION 3.50 MM N OF POLES: 12 180° SOLDER PIN LENGTH (L): 4.5 MM TINNED BOX | 0
25714 | 1616120000 | PCB PLUG-IN CONNECTOR MALE HEADER CLOSED SIDE THT SOLDER CONNECTION 3.50 MM N OF POLES: 14 180° SOLDER PIN LENGTH (L): 4.5 MM TINNED BOX | 0
25715 | 1616130000 | PCB PLUG-IN CONNECTOR MALE HEADER CLOSED SIDE THT SOLDER CONNECTION 3.50 MM N OF POLES: 15 180° SOLDER PIN LENGTH (L): 4.5 MM TINNED BOX | 0
25716 | 1616140000 | PCB PLUG-IN CONNECTOR MALE HEADER FLANGE THT SOLDER CONNECTION 3.50 MM N OF POLES: 2 180° SOLDER PIN LENGTH (L): 4.5 MM TINNED BOX | 0
25717 | 1616150000 | PCB PLUG-IN CONNECTOR MALE HEADER FLANGE THT SOLDER CONNECTION 3.50 MM N OF POLES: 3 180° SOLDER PIN LENGTH (L): 4.5 MM TINNED BOX | 0
25718 | 1616160000 | PCB PLUG-IN CONNECTOR MALE HEADER FLANGE THT SOLDER CONNECTION 3.50 MM N OF POLES: 4 180° SOLDER PIN LENGTH (L): 4.5 MM TINNED BOX | 0
25719 | 1616170000 | PCB PLUG-IN CONNECTOR MALE HEADER FLANGE THT SOLDER CONNECTION 3.50 MM N OF POLES: 5 180° SOLDER PIN LENGTH (L): 4.5 MM TINNED BOX | 0
25720 | 1616180000 | PCB PLUG-IN CONNECTOR MALE HEADER FLANGE THT SOLDER CONNECTION 3.50 MM N OF POLES: 6 180° SOLDER PIN LENGTH (L): 4.5 MM TINNED BOX | 0
25721 | 1616210000 | PCB PLUG-IN CONNECTOR MALE HEADER FLANGE THT SOLDER CONNECTION 3.50 MM N OF POLES: 10 180° SOLDER PIN LENGTH (L): 4.5 MM TINNED BOX | 0
25722 | 1616230000 | PCB PLUG-IN CONNECTOR MALE HEADER FLANGE THT SOLDER CONNECTION 3.50 MM N OF POLES: 12 180° SOLDER PIN LENGTH (L): 4.5 MM TINNED BOX | 0
25723 | 1616270000 | PCB PLUG-IN CONNECTOR MALE HEADER FLANGE THT SOLDER CONNECTION 3.50 MM N OF POLES: 16 180° SOLDER PIN LENGTH (L): 4.5 MM TINNED BOX | 0
25724 | 1617840000 | PCB PLUG-IN CONNECTOR MALE HEADER OPEN SIDE THT SOLDER CONNECTION 3.50 MM N OF POLES: 19 90° SOLDER PIN LENGTH (L): 4.5 MM TINNED BOX | 0
25725 | 1618030000 | PCB PLUG-IN CONNECTOR MALE HEADER CLOSED SIDE THT SOLDER CONNECTION 3.50 MM N OF POLES: 22 90° SOLDER PIN LENGTH (L): 4.5 MM TINNED BOX | 0
25726 | 1618060000 | PCB PLUG-IN CONNECTOR MALE HEADER FLANGE THT SOLDER CONNECTION 3.50 MM N OF POLES: 2 90° SOLDER PIN LENGTH (L): 4.5 MM TINNED ORANGE BOX | 0
25727 | 1618070000 | PCB PLUG-IN CONNECTOR MALE HEADER FLANGE THT SOLDER CONNECTION 3.50 MM N OF POLES: 3 90° SOLDER PIN LENGTH (L): 4.5 MM TINNED ORANGE BOX | 0
25728 | 1618100000 | PCB PLUG-IN CONNECTOR MALE HEADER FLANGE THT SOLDER CONNECTION 3.50 MM N OF POLES: 6 90° SOLDER PIN LENGTH (L): 4.5 MM TINNED ORANGE BOX | 0
25729 | 1618190000 | PCB PLUG-IN CONNECTOR MALE HEADER FLANGE THT SOLDER CONNECTION 3.50 MM N OF POLES: 16 90° SOLDER PIN LENGTH (L): 4.5 MM TINNED ORANGE BOX | 0
25730 | 1618330000 | PCB PLUG-IN CONNECTOR MALE HEADER FLANGE THT SOLDER CONNECTION 3.50 MM N OF POLES: 22 90° SOLDER PIN LENGTH (L): 4.5 MM TINNED BOX | 0
25731 | 1618640000 | PCB PLUG-IN CONNECTOR MALE HEADER CLOSED SIDE THT SOLDER CONNECTION 3.50 MM N OF POLES: 20 180° SOLDER PIN LENGTH (L): 4.5 MM TINNED BOX | 0
25732 | 1618680000 | PCB PLUG-IN CONNECTOR MALE HEADER CLOSED SIDE THT SOLDER CONNECTION 3.50 MM N OF POLES: 24 180° SOLDER PIN LENGTH (L): 4.5 MM TINNED BOX | 0
25733 | 1618730000 | PCB PLUG-IN CONNECTOR MALE HEADER FLANGE THT SOLDER CONNECTION 3.50 MM N OF POLES: 6 180° SOLDER PIN LENGTH (L): 4.5 MM TINNED ORANGE BOX | 0
25734 | 1618940000 | PCB PLUG-IN CONNECTOR MALE HEADER FLANGE THT SOLDER CONNECTION 3.50 MM N OF POLES: 20 180° SOLDER PIN LENGTH (L): 4.5 MM TINNED BOX | 0
25735 | 1618980000 | PCB PLUG-IN CONNECTOR MALE HEADER FLANGE THT SOLDER CONNECTION 3.50 MM N OF POLES: 24 180° SOLDER PIN LENGTH (L): 4.5 MM TINNED BOX | 0
25736 | 1618990000 | PCB PLUG-IN CONNECTOR MALE HEADER OPEN SIDE THT SOLDER CONNECTION 3.50 MM N OF POLES: 17 90° SOLDER PIN LENGTH (L): 3.2 MM TINNED ORANGE BOX | 0
25737 | 1619000000 | PCB PLUG-IN CONNECTOR MALE HEADER OPEN SIDE THT SOLDER CONNECTION 3.50 MM N OF POLES: 18 90° SOLDER PIN LENGTH (L): 3.2 MM TINNED ORANGE BOX | 0
25738 | 1619010000 | PCB PLUG-IN CONNECTOR MALE HEADER OPEN SIDE THT SOLDER CONNECTION 3.50 MM N OF POLES: 19 90° SOLDER PIN LENGTH (L): 3.2 MM TINNED ORANGE BOX | 0
25739 | 1619020000 | PCB PLUG-IN CONNECTOR MALE HEADER OPEN SIDE THT SOLDER CONNECTION 3.50 MM N OF POLES: 20 90° SOLDER PIN LENGTH (L): 3.2 MM TINNED ORANGE BOX | 0
25740 | 1619030000 | PCB PLUG-IN CONNECTOR MALE HEADER OPEN SIDE THT SOLDER CONNECTION 3.50 MM N OF POLES: 21 90° SOLDER PIN LENGTH (L): 3.2 MM TINNED ORANGE BOX | 0
25741 | 1619040000 | PCB PLUG-IN CONNECTOR MALE HEADER OPEN SIDE THT SOLDER CONNECTION 3.50 MM N OF POLES: 22 90° SOLDER PIN LENGTH (L): 3.2 MM TINNED ORANGE BOX | 0
25742 | 1619050000 | PCB PLUG-IN CONNECTOR MALE HEADER OPEN SIDE THT SOLDER CONNECTION 3.50 MM N OF POLES: 23 90° SOLDER PIN LENGTH (L): 3.2 MM TINNED ORANGE BOX | 0
25743 | 1619060000 | PCB PLUG-IN CONNECTOR MALE HEADER OPEN SIDE THT SOLDER CONNECTION 3.50 MM N OF POLES: 24 90° SOLDER PIN LENGTH (L): 3.2 MM TINNED ORANGE BOX | 0
25744 | 1619380000 | PCB PLUG-IN CONNECTOR MALE HEADER CLOSED SIDE THT SOLDER CONNECTION 3.50 MM N OF POLES: 17 90° SOLDER PIN LENGTH (L): 3.2 MM TINNED ORANGE BOX | 0
25745 | 1619390000 | PCB PLUG-IN CONNECTOR MALE HEADER CLOSED SIDE THT SOLDER CONNECTION 3.50 MM N OF POLES: 18 90° SOLDER PIN LENGTH (L): 3.2 MM TINNED ORANGE BOX | 0
25746 | 1619400000 | PCB PLUG-IN CONNECTOR MALE HEADER CLOSED SIDE THT SOLDER CONNECTION 3.50 MM N OF POLES: 19 90° SOLDER PIN LENGTH (L): 3.2 MM TINNED ORANGE BOX | 0
25747 | 1619410000 | PCB PLUG-IN CONNECTOR MALE HEADER CLOSED SIDE THT SOLDER CONNECTION 3.50 MM N OF POLES: 20 90° SOLDER PIN LENGTH (L): 3.2 MM TINNED ORANGE BOX | 0
25748 | 1619420000 | PCB PLUG-IN CONNECTOR MALE HEADER CLOSED SIDE THT SOLDER CONNECTION 3.50 MM N OF POLES: 21 90° SOLDER PIN LENGTH (L): 3.2 MM TINNED ORANGE BOX | 0
25749 | 1619430000 | PCB PLUG-IN CONNECTOR MALE HEADER CLOSED SIDE THT SOLDER CONNECTION 3.50 MM N OF POLES: 22 90° SOLDER PIN LENGTH (L): 3.2 MM TINNED ORANGE BOX | 0
25750 | 1619440000 | PCB PLUG-IN CONNECTOR MALE HEADER CLOSED SIDE THT SOLDER CONNECTION 3.50 MM N OF POLES: 23 90° SOLDER PIN LENGTH (L): 3.2 MM TINNED ORANGE BOX | 0
25751 | 1619450000 | PCB PLUG-IN CONNECTOR MALE HEADER CLOSED SIDE THT SOLDER CONNECTION 3.50 MM N OF POLES: 24 90° SOLDER PIN LENGTH (L): 3.2 MM TINNED ORANGE BOX | 0
25752 | 1619770000 | PCB PLUG-IN CONNECTOR MALE HEADER FLANGE THT SOLDER CONNECTION 3.50 MM N OF POLES: 17 90° SOLDER PIN LENGTH (L): 3.2 MM TINNED ORANGE BOX | 0
25753 | 1619780000 | PCB PLUG-IN CONNECTOR MALE HEADER FLANGE THT SOLDER CONNECTION 3.50 MM N OF POLES: 18 90° SOLDER PIN LENGTH (L): 3.2 MM TINNED ORANGE BOX | 0
25754 | 1619790000 | PCB PLUG-IN CONNECTOR MALE HEADER FLANGE THT SOLDER CONNECTION 3.50 MM N OF POLES: 19 90° SOLDER PIN LENGTH (L): 3.2 MM TINNED ORANGE BOX | 0
25755 | 1619800000 | PCB PLUG-IN CONNECTOR MALE HEADER FLANGE THT SOLDER CONNECTION 3.50 MM N OF POLES: 20 90° SOLDER PIN LENGTH (L): 3.2 MM TINNED ORANGE BOX | 0
25756 | 1619810000 | PCB PLUG-IN CONNECTOR MALE HEADER FLANGE THT SOLDER CONNECTION 3.50 MM N OF POLES: 21 90° SOLDER PIN LENGTH (L): 3.2 MM TINNED ORANGE BOX | 0
25757 | 1619820000 | PCB PLUG-IN CONNECTOR MALE HEADER FLANGE THT SOLDER CONNECTION 3.50 MM N OF POLES: 22 90° SOLDER PIN LENGTH (L): 3.2 MM TINNED ORANGE BOX | 0
25758 | 1619830000 | PCB PLUG-IN CONNECTOR MALE HEADER FLANGE THT SOLDER CONNECTION 3.50 MM N OF POLES: 23 90° SOLDER PIN LENGTH (L): 3.2 MM TINNED ORANGE BOX | 0
25759 | 1619840000 | PCB PLUG-IN CONNECTOR MALE HEADER FLANGE THT SOLDER CONNECTION 3.50 MM N OF POLES: 24 90° SOLDER PIN LENGTH (L): 3.2 MM TINNED ORANGE BOX | 0
25760 | 1619910000 | PCB PLUG-IN CONNECTOR MALE HEADER FLANGE THT SOLDER CONNECTION 3.50 MM N OF POLES: 8 90° SOLDER PIN LENGTH (L): 3.2 MM TINNED PEBBLE GREY BOX | 0
25761 | 1619980000 | PCB PLUG-IN CONNECTOR MALE HEADER FLANGE THT SOLDER CONNECTION 3.50 MM N OF POLES: 15 90° SOLDER PIN LENGTH (L): 3.2 MM TINNED PEBBLE GREY BOX | 0
25762 | 1621400000 | PCB PLUG-IN CONNECTOR MALE HEADER OPEN SIDE THT SOLDER CONNECTION 3.50 MM N OF POLES: 17 180° SOLDER PIN LENGTH (L): 3.2 MM TINNED ORANGE BOX | 0
25763 | 1621410000 | PCB PLUG-IN CONNECTOR MALE HEADER OPEN SIDE THT SOLDER CONNECTION 3.50 MM N OF POLES: 18 180° SOLDER PIN LENGTH (L): 3.2 MM TINNED ORANGE BOX | 0
25764 | 1621420000 | PCB PLUG-IN CONNECTOR MALE HEADER OPEN SIDE THT SOLDER CONNECTION 3.50 MM N OF POLES: 19 180° SOLDER PIN LENGTH (L): 3.2 MM TINNED ORANGE BOX | 0
25765 | 1621430000 | PCB PLUG-IN CONNECTOR MALE HEADER OPEN SIDE THT SOLDER CONNECTION 3.50 MM N OF POLES: 20 180° SOLDER PIN LENGTH (L): 3.2 MM TINNED ORANGE BOX | 0
25766 | 1621440000 | PCB PLUG-IN CONNECTOR MALE HEADER OPEN SIDE THT SOLDER CONNECTION 3.50 MM N OF POLES: 21 180° SOLDER PIN LENGTH (L): 3.2 MM TINNED ORANGE BOX | 0
25767 | 1621450000 | PCB PLUG-IN CONNECTOR MALE HEADER OPEN SIDE THT SOLDER CONNECTION 3.50 MM N OF POLES: 22 180° SOLDER PIN LENGTH (L): 3.2 MM TINNED ORANGE BOX | 0
25768 | 1621460000 | PCB PLUG-IN CONNECTOR MALE HEADER OPEN SIDE THT SOLDER CONNECTION 3.50 MM N OF POLES: 23 180° SOLDER PIN LENGTH (L): 3.2 MM TINNED ORANGE BOX | 0
25769 | 1621470000 | PCB PLUG-IN CONNECTOR MALE HEADER OPEN SIDE THT SOLDER CONNECTION 3.50 MM N OF POLES: 24 180° SOLDER PIN LENGTH (L): 3.2 MM TINNED ORANGE BOX | 0
25770 | 1621790000 | PCB PLUG-IN CONNECTOR MALE HEADER CLOSED SIDE THT SOLDER CONNECTION 3.50 MM N OF POLES: 17 180° SOLDER PIN LENGTH (L): 3.2 MM TINNED ORANGE BOX | 0
25771 | 1621800000 | PCB PLUG-IN CONNECTOR MALE HEADER CLOSED SIDE THT SOLDER CONNECTION 3.50 MM N OF POLES: 18 180° SOLDER PIN LENGTH (L): 3.2 MM TINNED ORANGE BOX | 0
25772 | 1621810000 | PCB PLUG-IN CONNECTOR MALE HEADER CLOSED SIDE THT SOLDER CONNECTION 3.50 MM N OF POLES: 19 180° SOLDER PIN LENGTH (L): 3.2 MM TINNED ORANGE BOX | 0
25773 | 1621820000 | PCB PLUG-IN CONNECTOR MALE HEADER CLOSED SIDE THT SOLDER CONNECTION 3.50 MM N OF POLES: 20 180° SOLDER PIN LENGTH (L): 3.2 MM TINNED ORANGE BOX | 0
25774 | 1621830000 | PCB PLUG-IN CONNECTOR MALE HEADER CLOSED SIDE THT SOLDER CONNECTION 3.50 MM N OF POLES: 21 180° SOLDER PIN LENGTH (L): 3.2 MM TINNED ORANGE BOX | 0
25775 | 1621840000 | PCB PLUG-IN CONNECTOR MALE HEADER CLOSED SIDE THT SOLDER CONNECTION 3.50 MM N OF POLES: 22 180° SOLDER PIN LENGTH (L): 3.2 MM TINNED ORANGE BOX | 0
25776 | 1621850000 | PCB PLUG-IN CONNECTOR MALE HEADER CLOSED SIDE THT SOLDER CONNECTION 3.50 MM N OF POLES: 23 180° SOLDER PIN LENGTH (L): 3.2 MM TINNED ORANGE BOX | 0
25777 | 1621860000 | PCB PLUG-IN CONNECTOR MALE HEADER CLOSED SIDE THT SOLDER CONNECTION 3.50 MM N OF POLES: 24 180° SOLDER PIN LENGTH (L): 3.2 MM TINNED ORANGE BOX | 0
25778 | 1622180000 | PCB PLUG-IN CONNECTOR MALE HEADER FLANGE THT SOLDER CONNECTION 3.50 MM N OF POLES: 17 180° SOLDER PIN LENGTH (L): 3.2 MM TINNED ORANGE BOX | 0
25779 | 1622190000 | PCB PLUG-IN CONNECTOR MALE HEADER FLANGE THT SOLDER CONNECTION 3.50 MM N OF POLES: 18 180° SOLDER PIN LENGTH (L): 3.2 MM TINNED ORANGE BOX | 0
25780 | 1622200000 | PCB PLUG-IN CONNECTOR MALE HEADER FLANGE THT SOLDER CONNECTION 3.50 MM N OF POLES: 19 180° SOLDER PIN LENGTH (L): 3.2 MM TINNED ORANGE BOX | 0
25781 | 1622210000 | PCB PLUG-IN CONNECTOR MALE HEADER FLANGE THT SOLDER CONNECTION 3.50 MM N OF POLES: 20 180° SOLDER PIN LENGTH (L): 3.2 MM TINNED ORANGE BOX | 0
25782 | 1622220000 | PCB PLUG-IN CONNECTOR MALE HEADER FLANGE THT SOLDER CONNECTION 3.50 MM N OF POLES: 21 180° SOLDER PIN LENGTH (L): 3.2 MM TINNED ORANGE BOX | 0
25783 | 1622230000 | PCB PLUG-IN CONNECTOR MALE HEADER FLANGE THT SOLDER CONNECTION 3.50 MM N OF POLES: 22 180° SOLDER PIN LENGTH (L): 3.2 MM TINNED ORANGE BOX | 0
25784 | 1622240000 | PCB PLUG-IN CONNECTOR MALE HEADER FLANGE THT SOLDER CONNECTION 3.50 MM N OF POLES: 23 180° SOLDER PIN LENGTH (L): 3.2 MM TINNED ORANGE BOX | 0
25785 | 1622250000 | PCB PLUG-IN CONNECTOR MALE HEADER FLANGE THT SOLDER CONNECTION 3.50 MM N OF POLES: 24 180° SOLDER PIN LENGTH (L): 3.2 MM TINNED ORANGE BOX | 0
25786 | 1639230000 | PCB PLUG-IN CONNECTOR FEMALE PLUG 3.50 MM N OF POLES: 24 90° CLAMPING YOKE CONNECTION CLAMPING RANGE MAX. : 1.5 MM² BOX | 1
25787 | 1639240000 | PCB PLUG-IN CONNECTOR FEMALE PLUG 3.50 MM N OF POLES: 2 90° CLAMPING YOKE CONNECTION CLAMPING RANGE MAX. : 1.5 MM² BOX | 1
25788 | 1639360000 | PCB PLUG-IN CONNECTOR FEMALE PLUG 3.50 MM N OF POLES: 14 90° CLAMPING YOKE CONNECTION CLAMPING RANGE MAX. : 1.5 MM² BOX | 1
25789 | 1639370000 | PCB PLUG-IN CONNECTOR FEMALE PLUG 3.50 MM N OF POLES: 15 90° CLAMPING YOKE CONNECTION CLAMPING RANGE MAX. : 1.5 MM² BOX | 1
25790 | 1639380000 | PCB PLUG-IN CONNECTOR FEMALE PLUG 3.50 MM N OF POLES: 16 90° CLAMPING YOKE CONNECTION CLAMPING RANGE MAX. : 1.5 MM² BOX | 1
25791 | 1639400000 | PCB PLUG-IN CONNECTOR FEMALE PLUG 3.50 MM N OF POLES: 18 90° CLAMPING YOKE CONNECTION CLAMPING RANGE MAX. : 1.5 MM² BOX | 1
25792 | 1639420000 | PCB PLUG-IN CONNECTOR FEMALE PLUG 3.50 MM N OF POLES: 20 90° CLAMPING YOKE CONNECTION CLAMPING RANGE MAX. : 1.5 MM² BOX | 1
25793 | 1639460000 | PCB PLUG-IN CONNECTOR FEMALE PLUG 3.50 MM N OF POLES: 24 90° CLAMPING YOKE CONNECTION CLAMPING RANGE MAX. : 1.5 MM² BOX | 1
25794 | 1639470000 | PCB PLUG-IN CONNECTOR FEMALE PLUG 3.50 MM N OF POLES: 2 270° CLAMPING YOKE CONNECTION CLAMPING RANGE MAX. : 1.5 MM² BOX | 1
25795 | 1639480000 | PCB PLUG-IN CONNECTOR FEMALE PLUG 3.50 MM N OF POLES: 3 270° CLAMPING YOKE CONNECTION CLAMPING RANGE MAX. : 1.5 MM² BOX | 1
25796 | 1639490000 | PCB PLUG-IN CONNECTOR FEMALE PLUG 3.50 MM N OF POLES: 4 270° CLAMPING YOKE CONNECTION CLAMPING RANGE MAX. : 1.5 MM² BOX | 1
25797 | 1639500000 | PCB PLUG-IN CONNECTOR FEMALE PLUG 3.50 MM N OF POLES: 5 270° CLAMPING YOKE CONNECTION CLAMPING RANGE MAX. : 1.5 MM² BOX | 1
25798 | 1639510000 | PCB PLUG-IN CONNECTOR FEMALE PLUG 3.50 MM N OF POLES: 6 270° CLAMPING YOKE CONNECTION CLAMPING RANGE MAX. : 1.5 MM² BOX | 1
25799 | 1639520000 | PCB PLUG-IN CONNECTOR FEMALE PLUG 3.50 MM N OF POLES: 7 270° CLAMPING YOKE CONNECTION CLAMPING RANGE MAX. : 1.5 MM² BOX | 1
25800 | 1639530000 | PCB PLUG-IN CONNECTOR FEMALE PLUG 3.50 MM N OF POLES: 8 270° CLAMPING YOKE CONNECTION CLAMPING RANGE MAX. : 1.5 MM² BOX | 1
25801 | 1639540000 | PCB PLUG-IN CONNECTOR FEMALE PLUG 3.50 MM N OF POLES: 9 270° CLAMPING YOKE CONNECTION CLAMPING RANGE MAX. : 1.5 MM² BOX | 1
25802 | 1639550000 | PCB PLUG-IN CONNECTOR FEMALE PLUG 3.50 MM N OF POLES: 10 270° CLAMPING YOKE CONNECTION CLAMPING RANGE MAX. : 1.5 MM² BOX | 1
25803 | 1639560000 | PCB PLUG-IN CONNECTOR FEMALE PLUG 3.50 MM N OF POLES: 11 270° CLAMPING YOKE CONNECTION CLAMPING RANGE MAX. : 1.5 MM² BOX | 1
25804 | 1639570000 | PCB PLUG-IN CONNECTOR FEMALE PLUG 3.50 MM N OF POLES: 12 270° CLAMPING YOKE CONNECTION CLAMPING RANGE MAX. : 1.5 MM² BOX | 1
25805 | 1639580000 | PCB PLUG-IN CONNECTOR FEMALE PLUG 3.50 MM N OF POLES: 13 270° CLAMPING YOKE CONNECTION CLAMPING RANGE MAX. : 1.5 MM² BOX | 1
25806 | 1639590000 | PCB PLUG-IN CONNECTOR FEMALE PLUG 3.50 MM N OF POLES: 14 270° CLAMPING YOKE CONNECTION CLAMPING RANGE MAX. : 1.5 MM² BOX | 1
25807 | 1639600000 | PCB PLUG-IN CONNECTOR FEMALE PLUG 3.50 MM N OF POLES: 15 270° CLAMPING YOKE CONNECTION CLAMPING RANGE MAX. : 1.5 MM² BOX | 1
25808 | 1639610000 | PCB PLUG-IN CONNECTOR FEMALE PLUG 3.50 MM N OF POLES: 16 270° CLAMPING YOKE CONNECTION CLAMPING RANGE MAX. : 1.5 MM² BOX | 1
25809 | 1639620000 | PCB PLUG-IN CONNECTOR FEMALE PLUG 3.50 MM N OF POLES: 17 270° CLAMPING YOKE CONNECTION CLAMPING RANGE MAX. : 1.5 MM² BOX | 1
25810 | 1639630000 | PCB PLUG-IN CONNECTOR FEMALE PLUG 3.50 MM N OF POLES: 18 270° CLAMPING YOKE CONNECTION CLAMPING RANGE MAX. : 1.5 MM² BOX | 1
25811 | 1639640000 | PCB PLUG-IN CONNECTOR FEMALE PLUG 3.50 MM N OF POLES: 19 270° CLAMPING YOKE CONNECTION CLAMPING RANGE MAX. : 1.5 MM² BOX | 1
25812 | 1639650000 | PCB PLUG-IN CONNECTOR FEMALE PLUG 3.50 MM N OF POLES: 20 270° CLAMPING YOKE CONNECTION CLAMPING RANGE MAX. : 1.5 MM² BOX | 1
25813 | 1639660000 | PCB PLUG-IN CONNECTOR FEMALE PLUG 3.50 MM N OF POLES: 21 270° CLAMPING YOKE CONNECTION CLAMPING RANGE MAX. : 1.5 MM² BOX | 1
25814 | 1639670000 | PCB PLUG-IN CONNECTOR FEMALE PLUG 3.50 MM N OF POLES: 22 270° CLAMPING YOKE CONNECTION CLAMPING RANGE MAX. : 1.5 MM² BOX | 1
25815 | 1639680000 | PCB PLUG-IN CONNECTOR FEMALE PLUG 3.50 MM N OF POLES: 23 270° CLAMPING YOKE CONNECTION CLAMPING RANGE MAX. : 1.5 MM² BOX | 1
25816 | 1639690000 | PCB PLUG-IN CONNECTOR FEMALE PLUG 3.50 MM N OF POLES: 24 270° CLAMPING YOKE CONNECTION CLAMPING RANGE MAX. : 1.5 MM² BOX | 1
25817 | 1639700000 | PCB PLUG-IN CONNECTOR FEMALE PLUG 3.50 MM N OF POLES: 2 270° CLAMPING YOKE CONNECTION CLAMPING RANGE MAX. : 1.5 MM² BOX | 1
25818 | 1639710000 | PCB PLUG-IN CONNECTOR FEMALE PLUG 3.50 MM N OF POLES: 3 270° CLAMPING YOKE CONNECTION CLAMPING RANGE MAX. : 1.5 MM² BOX | 1
25819 | 1639720000 | PCB PLUG-IN CONNECTOR FEMALE PLUG 3.50 MM N OF POLES: 4 270° CLAMPING YOKE CONNECTION CLAMPING RANGE MAX. : 1.5 MM² BOX | 1
25820 | 1639720099 | PCB PLUG-IN CONNECTOR FEMALE PLUG 3.50 MM N OF POLES: 4 270° CLAMPING YOKE CONNECTION CLAMPING RANGE MAX. : 1.5 MM² BOX | 1
25821 | 1639730000 | PCB PLUG-IN CONNECTOR FEMALE PLUG 3.50 MM N OF POLES: 5 270° CLAMPING YOKE CONNECTION CLAMPING RANGE MAX. : 1.5 MM² BOX | 1
25822 | 1639730099 | PCB PLUG-IN CONNECTOR FEMALE PLUG 3.50 MM N OF POLES: 5 270° CLAMPING YOKE CONNECTION CLAMPING RANGE MAX. : 1.5 MM² BOX | 1
25823 | 1639740000 | PCB PLUG-IN CONNECTOR FEMALE PLUG 3.50 MM N OF POLES: 6 270° CLAMPING YOKE CONNECTION CLAMPING RANGE MAX. : 1.5 MM² BOX | 1
25824 | 1639750000 | PCB PLUG-IN CONNECTOR FEMALE PLUG 3.50 MM N OF POLES: 7 270° CLAMPING YOKE CONNECTION CLAMPING RANGE MAX. : 1.5 MM² BOX | 1
25825 | 1639760000 | PCB PLUG-IN CONNECTOR FEMALE PLUG 3.50 MM N OF POLES: 8 270° CLAMPING YOKE CONNECTION CLAMPING RANGE MAX. : 1.5 MM² BOX | 1
25826 | 1639770000 | PCB PLUG-IN CONNECTOR FEMALE PLUG 3.50 MM N OF POLES: 9 270° CLAMPING YOKE CONNECTION CLAMPING RANGE MAX. : 1.5 MM² BOX | 1
25827 | 1639770099 | PCB PLUG-IN CONNECTOR FEMALE PLUG 3.50 MM N OF POLES: 9 270° CLAMPING YOKE CONNECTION CLAMPING RANGE MAX. : 1.5 MM² BOX | 1
25828 | 1639780000 | PCB PLUG-IN CONNECTOR FEMALE PLUG 3.50 MM N OF POLES: 10 270° CLAMPING YOKE CONNECTION CLAMPING RANGE MAX. : 1.5 MM² BOX | 1
25829 | 1639800000 | PCB PLUG-IN CONNECTOR FEMALE PLUG 3.50 MM N OF POLES: 12 270° CLAMPING YOKE CONNECTION CLAMPING RANGE MAX. : 1.5 MM² BOX | 1
25830 | 1639800099 | PCB PLUG-IN CONNECTOR FEMALE PLUG 3.50 MM N OF POLES: 12 270° CLAMPING YOKE CONNECTION CLAMPING RANGE MAX. : 1.5 MM² BOX | 1
25831 | 1639810000 | PCB PLUG-IN CONNECTOR FEMALE PLUG 3.50 MM N OF POLES: 13 270° CLAMPING YOKE CONNECTION CLAMPING RANGE MAX. : 1.5 MM² BOX | 1
25832 | 1639830000 | PCB PLUG-IN CONNECTOR FEMALE PLUG 3.50 MM N OF POLES: 15 270° CLAMPING YOKE CONNECTION CLAMPING RANGE MAX. : 1.5 MM² BOX | 1
25833 | 1681710000 | PCB PLUG-IN CONNECTOR MALE HEADER FLANGE THT SOLDER CONNECTION 3.50 MM N OF POLES: 9 90° SOLDER PIN LENGTH (L): 3.2 MM TINNED BOX | 0
25834 | 1681720000 | PCB PLUG-IN CONNECTOR MALE HEADER FLANGE THT SOLDER CONNECTION 3.50 MM N OF POLES: 10 90° SOLDER PIN LENGTH (L): 3.2 MM TINNED BOX | 0
25835 | 1683230000 | PCB PLUG-IN CONNECTOR MALE HEADER CLOSED SIDE THT SOLDER CONNECTION 3.50 MM N OF POLES: 3 90° SOLDER PIN LENGTH (L): 3.2 MM TINNED BOX | 0
25836 | 1683240000 | PCB PLUG-IN CONNECTOR MALE HEADER CLOSED SIDE THT SOLDER CONNECTION 3.50 MM N OF POLES: 2 90° SOLDER PIN LENGTH (L): 3.2 MM TINNED BOX | 0
25837 | 1689780000 | PCB PLUG-IN CONNECTOR MALE HEADER CLOSED SIDE THT SOLDER CONNECTION 3.50 MM N OF POLES: 10 90° SOLDER PIN LENGTH (L): 3.2 MM TINNED BOX | 0
25838 | 1690440099 | PCB PLUG-IN CONNECTOR FEMALE PLUG 3.50 MM N OF POLES: 4 180° TENSION-CLAMP CONNECTION CLAMPING RANGE MAX. : 1.5 MM² BOX | 1
25839 | 1690480099 | PCB PLUG-IN CONNECTOR FEMALE PLUG 3.50 MM N OF POLES: 8 180° TENSION-CLAMP CONNECTION CLAMPING RANGE MAX. : 1.5 MM² BOX | 1
25840 | 1690500099 | PCB PLUG-IN CONNECTOR FEMALE PLUG 3.50 MM N OF POLES: 10 180° TENSION-CLAMP CONNECTION CLAMPING RANGE MAX. : 1.5 MM² BOX | 1
25841 | 1693990000 | PCB PLUG-IN CONNECTOR MALE HEADER FLANGE THT SOLDER CONNECTION 3.50 MM N OF POLES: 11 90° SOLDER PIN LENGTH (L): 3.2 MM TINNED BOX | 0
25842 | 1715250000 | PRINTED CIRCUIT BOARD TERMINALS 5.00 MM N OF POLES: 2 90° SOLDER PIN LENGTH (L): 3.5 MM TINNED CLAMPING YOKE CONNECTION CLAMPING RANGE MAX. : 2.5 MM² BOX | 1
25843 | 1715260000 | PRINTED CIRCUIT BOARD TERMINALS 5.00 MM N OF POLES: 3 90° SOLDER PIN LENGTH (L): 3.5 MM TINNED CLAMPING YOKE CONNECTION CLAMPING RANGE MAX. : 2.5 MM² BOX | 1
25844 | 1715270000 | PRINTED CIRCUIT BOARD TERMINALS 5.00 MM N OF POLES: 2 180° SOLDER PIN LENGTH (L): 3.5 MM TINNED CLAMPING YOKE CONNECTION CLAMPING RANGE MAX. : 2.5 MM² BOX | 1
25845 | 1715280000 | PRINTED CIRCUIT BOARD TERMINALS 5.00 MM N OF POLES: 3 180° SOLDER PIN LENGTH (L): 3.5 MM TINNED CLAMPING YOKE CONNECTION CLAMPING RANGE MAX. : 2.5 MM² BOX | 1
25846 | 1715290000 | PRINTED CIRCUIT BOARD TERMINALS 5.00 MM N OF POLES: 2 135° SOLDER PIN LENGTH (L): 3.5 MM TINNED CLAMPING YOKE CONNECTION CLAMPING RANGE MAX. : 2.5 MM² BOX | 1
25847 | 1715300000 | PRINTED CIRCUIT BOARD TERMINALS 5.00 MM N OF POLES: 3 135° SOLDER PIN LENGTH (L): 3.5 MM TINNED CLAMPING YOKE CONNECTION CLAMPING RANGE MAX. : 2.5 MM² BOX | 1
25848 | 1715310000 | PRINTED CIRCUIT BOARD TERMINALS 5.00 MM N OF POLES: 2 90° SOLDER PIN LENGTH (L): 3.5 MM TINNED ORANGE CLAMPING YOKE CONNECTION CLAMPING RANGE MAX. : 2.5 MM² BOX | 1
25849 | 1715320000 | PRINTED CIRCUIT BOARD TERMINALS 5.00 MM N OF POLES: 3 90° SOLDER PIN LENGTH (L): 3.5 MM TINNED ORANGE CLAMPING YOKE CONNECTION CLAMPING RANGE MAX. : 2.5 MM² BOX | 1
25850 | 1715330000 | PRINTED CIRCUIT BOARD TERMINALS 5.00 MM N OF POLES: 2 180° SOLDER PIN LENGTH (L): 3.5 MM TINNED ORANGE CLAMPING YOKE CONNECTION CLAMPING RANGE MAX. : 2.5 MM² BOX | 1
25851 | 1715340000 | PRINTED CIRCUIT BOARD TERMINALS 5.00 MM N OF POLES: 3 180° SOLDER PIN LENGTH (L): 3.5 MM TINNED ORANGE CLAMPING YOKE CONNECTION CLAMPING RANGE MAX. : 2.5 MM² BOX | 1
25852 | 1715350000 | PRINTED CIRCUIT BOARD TERMINALS 5.00 MM N OF POLES: 2 135° SOLDER PIN LENGTH (L): 3.5 MM TINNED ORANGE CLAMPING YOKE CONNECTION CLAMPING RANGE MAX. : 2.5 MM² BOX | 1
25853 | 1715360000 | PRINTED CIRCUIT BOARD TERMINALS 5.00 MM N OF POLES: 3 135° SOLDER PIN LENGTH (L): 3.5 MM TINNED ORANGE CLAMPING YOKE CONNECTION CLAMPING RANGE MAX. : 2.5 MM² BOX | 1
25854 | 1716020000 | PRINTED CIRCUIT BOARD TERMINALS 5.08 MM N OF POLES: 2 90° SOLDER PIN LENGTH (L): 3.5 MM TINNED CLAMPING YOKE CONNECTION CLAMPING RANGE MAX. : 2.5 MM² BOX | 1
25855 | 1716030000 | PRINTED CIRCUIT BOARD TERMINALS 5.08 MM N OF POLES: 3 90° SOLDER PIN LENGTH (L): 3.5 MM TINNED CLAMPING YOKE CONNECTION CLAMPING RANGE MAX. : 2.5 MM² BOX | 1
25856 | 1716040000 | PRINTED CIRCUIT BOARD TERMINALS 5.08 MM N OF POLES: 2 180° SOLDER PIN LENGTH (L): 3.5 MM TINNED CLAMPING YOKE CONNECTION CLAMPING RANGE MAX. : 2.5 MM² BOX | 1
25857 | 1716050000 | PRINTED CIRCUIT BOARD TERMINALS 5.08 MM N OF POLES: 3 180° SOLDER PIN LENGTH (L): 3.5 MM TINNED CLAMPING YOKE CONNECTION CLAMPING RANGE MAX. : 2.5 MM² BOX | 1
25858 | 1716060000 | PRINTED CIRCUIT BOARD TERMINALS 5.08 MM N OF POLES: 2 135° SOLDER PIN LENGTH (L): 3.5 MM TINNED CLAMPING YOKE CONNECTION CLAMPING RANGE MAX. : 2.5 MM² BOX | 1
25859 | 1716070000 | PRINTED CIRCUIT BOARD TERMINALS 5.08 MM N OF POLES: 3 135° SOLDER PIN LENGTH (L): 3.5 MM TINNED CLAMPING YOKE CONNECTION CLAMPING RANGE MAX. : 2.5 MM² BOX | 1
25860 | 1716080000 | PRINTED CIRCUIT BOARD TERMINALS 5.08 MM N OF POLES: 2 90° SOLDER PIN LENGTH (L): 3.5 MM TINNED ORANGE CLAMPING YOKE CONNECTION CLAMPING RANGE MAX. : 2.5 MM² BOX | 1
25861 | 1716090000 | PRINTED CIRCUIT BOARD TERMINALS 5.08 MM N OF POLES: 3 90° SOLDER PIN LENGTH (L): 3.5 MM TINNED ORANGE CLAMPING YOKE CONNECTION CLAMPING RANGE MAX. : 2.5 MM² BOX | 1
25862 | 1716100000 | PRINTED CIRCUIT BOARD TERMINALS 5.08 MM N OF POLES: 2 180° SOLDER PIN LENGTH (L): 3.5 MM TINNED ORANGE CLAMPING YOKE CONNECTION CLAMPING RANGE MAX. : 2.5 MM² BOX | 1
25863 | 1716110000 | PRINTED CIRCUIT BOARD TERMINALS 5.08 MM N OF POLES: 3 180° SOLDER PIN LENGTH (L): 3.5 MM TINNED ORANGE CLAMPING YOKE CONNECTION CLAMPING RANGE MAX. : 2.5 MM² BOX | 1
25864 | 1716120000 | PRINTED CIRCUIT BOARD TERMINALS 5.08 MM N OF POLES: 2 135° SOLDER PIN LENGTH (L): 3.5 MM TINNED ORANGE CLAMPING YOKE CONNECTION CLAMPING RANGE MAX. : 2.5 MM² BOX | 1
25865 | 1716130000 | PRINTED CIRCUIT BOARD TERMINALS 5.08 MM N OF POLES: 3 135° SOLDER PIN LENGTH (L): 3.5 MM TINNED ORANGE CLAMPING YOKE CONNECTION CLAMPING RANGE MAX. : 2.5 MM² BOX | 1
25866 | 1716160000 | PRINTED CIRCUIT BOARD TERMINALS 5.08 MM N OF POLES: 2 180° SOLDER PIN LENGTH (L): 3.5 MM TINNED PALE GREEN CLAMPING YOKE CONNECTION CLAMPING RANGE MAX. : 2.5 MM² BOX | 1
25867 | 1716170000 | PRINTED CIRCUIT BOARD TERMINALS 5.08 MM N OF POLES: 3 180° SOLDER PIN LENGTH (L): 3.5 MM TINNED PALE GREEN CLAMPING YOKE CONNECTION CLAMPING RANGE MAX. : 2.5 MM² BOX | 1
25868 | 1716180000 | PRINTED CIRCUIT BOARD TERMINALS 5.08 MM N OF POLES: 2 135° SOLDER PIN LENGTH (L): 3.5 MM TINNED PALE GREEN CLAMPING YOKE CONNECTION CLAMPING RANGE MAX. : 2.5 MM² BOX | 1
25869 | 1716190000 | PRINTED CIRCUIT BOARD TERMINALS 5.08 MM N OF POLES: 3 135° SOLDER PIN LENGTH (L): 3.5 MM TINNED PALE GREEN CLAMPING YOKE CONNECTION CLAMPING RANGE MAX. : 2.5 MM² BOX | 1
25870 | 1719990000 | PCB PLUG-IN CONNECTOR MALE HEADER CLOSED SIDE THT SOLDER CONNECTION 3.50 MM N OF POLES: 4 90° SOLDER PIN LENGTH (L): 3.2 MM TINNED BOX | 0
25871 | 1719990099 | PCB PLUG-IN CONNECTOR MALE HEADER CLOSED SIDE THT SOLDER CONNECTION 3.50 MM N OF POLES: 4 90° SOLDER PIN LENGTH (L): 3.2 MM TINNED BOX | 0
25872 | 1723410000 | PCB PLUG-IN CONNECTOR MALE HEADER OPEN SIDE THT SOLDER CONNECTION 3.50 MM N OF POLES: 3 90° SOLDER PIN LENGTH (L): 3.2 MM TINNED BOX | 0
25873 | 1732030000 | PCB PLUG-IN CONNECTOR MALE HEADER CLOSED SIDE THT SOLDER CONNECTION 3.50 MM N OF POLES: 6 90° SOLDER PIN LENGTH (L): 3.2 MM TINNED BOX | 0
25874 | 1762990000 | PCB PLUG-IN CONNECTOR MALE HEADER CLOSED SIDE THT SOLDER CONNECTION 3.50 MM N OF POLES: 9 90° SOLDER PIN LENGTH (L): 3.2 MM TINNED BOX | 0
25875 | 1763000000 | PCB PLUG-IN CONNECTOR MALE HEADER CLOSED SIDE THT SOLDER CONNECTION 3.50 MM N OF POLES: 5 90° SOLDER PIN LENGTH (L): 3.2 MM TINNED BOX | 0
25876 | 1766300000 | PRINTED CIRCUIT BOARD TERMINALS 5.08 MM N OF POLES: 2 90° SOLDER PIN LENGTH (L): 3.5 MM TINNED ORANGE CLAMPING YOKE CONNECTION CLAMPING RANGE MAX. : 2.5 MM² BOX | 1
25877 | 1766310000 | PRINTED CIRCUIT BOARD TERMINALS 5.08 MM N OF POLES: 3 90° SOLDER PIN LENGTH (L): 3.5 MM TINNED ORANGE CLAMPING YOKE CONNECTION CLAMPING RANGE MAX. : 2.5 MM² BOX | 1
25878 | 1766320000 | PRINTED CIRCUIT BOARD TERMINALS 5.08 MM N OF POLES: 2 90° SOLDER PIN LENGTH (L): 3.5 MM TINNED CLAMPING YOKE CONNECTION CLAMPING RANGE MAX. : 2.5 MM² BOX | 1
25879 | 1766330000 | PRINTED CIRCUIT BOARD TERMINALS 5.08 MM N OF POLES: 3 90° SOLDER PIN LENGTH (L): 3.5 MM TINNED CLAMPING YOKE CONNECTION CLAMPING RANGE MAX. : 2.5 MM² BOX | 1
25880 | 1766340000 | PRINTED CIRCUIT BOARD TERMINALS 5.08 MM N OF POLES: 2 90° SOLDER PIN LENGTH (L): 3.5 MM TINNED PALE GREEN CLAMPING YOKE CONNECTION CLAMPING RANGE MAX. : 2.5 MM² BOX | 1
25881 | 1766350000 | PRINTED CIRCUIT BOARD TERMINALS 5.08 MM N OF POLES: 3 90° SOLDER PIN LENGTH (L): 3.5 MM TINNED PALE GREEN CLAMPING YOKE CONNECTION CLAMPING RANGE MAX. : 2.5 MM² BOX | 1
25882 | 1766360000 | PRINTED CIRCUIT BOARD TERMINALS 5.08 MM N OF POLES: 2 90° SOLDER PIN LENGTH (L): 3.5 MM TINNED ORANGE CLAMPING YOKE CONNECTION CLAMPING RANGE MAX. : 2.5 MM² BOX | 1
25883 | 1766370000 | PRINTED CIRCUIT BOARD TERMINALS 5.08 MM N OF POLES: 3 90° SOLDER PIN LENGTH (L): 3.5 MM TINNED ORANGE CLAMPING YOKE CONNECTION CLAMPING RANGE MAX. : 2.5 MM² BOX | 1
25884 | 1766380000 | PRINTED CIRCUIT BOARD TERMINALS 5.08 MM N OF POLES: 2 90° SOLDER PIN LENGTH (L): 3.5 MM TINNED CLAMPING YOKE CONNECTION CLAMPING RANGE MAX. : 2.5 MM² BOX | 1
25885 | 1766390000 | PRINTED CIRCUIT BOARD TERMINALS 5.08 MM N OF POLES: 3 90° SOLDER PIN LENGTH (L): 3.5 MM TINNED CLAMPING YOKE CONNECTION CLAMPING RANGE MAX. : 2.5 MM² BOX | 1
25886 | 1766410000 | PRINTED CIRCUIT BOARD TERMINALS 5.08 MM N OF POLES: 3 90° SOLDER PIN LENGTH (L): 3.5 MM TINNED PALE GREEN CLAMPING YOKE CONNECTION CLAMPING RANGE MAX. : 2.5 MM² BOX | 1
25887 | 1766980000 | PCB PLUG-IN CONNECTOR MALE HEADER CLOSED SIDE THT SOLDER CONNECTION 3.50 MM N OF POLES: 11 90° SOLDER PIN LENGTH (L): 3.2 MM TINNED BOX | 0
25888 | 1768850000 | PRINTED CIRCUIT BOARD TERMINALS 5.08 MM N OF POLES: 4 90° SOLDER PIN LENGTH (L): 3.5 MM TINNED ORANGE CLAMPING YOKE CONNECTION CLAMPING RANGE MAX. : 2.5 MM² BOX | 1
25889 | 1768860000 | PRINTED CIRCUIT BOARD TERMINALS 5.08 MM N OF POLES: 6 90° SOLDER PIN LENGTH (L): 3.5 MM TINNED ORANGE CLAMPING YOKE CONNECTION CLAMPING RANGE MAX. : 2.5 MM² BOX | 1
25890 | 1768870000 | PRINTED CIRCUIT BOARD TERMINALS 5.08 MM N OF POLES: 8 90° SOLDER PIN LENGTH (L): 3.5 MM TINNED ORANGE CLAMPING YOKE CONNECTION CLAMPING RANGE MAX. : 2.5 MM² BOX | 1
25891 | 1768880000 | PRINTED CIRCUIT BOARD TERMINALS 5.08 MM N OF POLES: 10 90° SOLDER PIN LENGTH (L): 3.5 MM TINNED ORANGE CLAMPING YOKE CONNECTION CLAMPING RANGE MAX. : 2.5 MM² BOX | 1
25892 | 1768890000 | PRINTED CIRCUIT BOARD TERMINALS 5.08 MM N OF POLES: 12 90° SOLDER PIN LENGTH (L): 3.5 MM TINNED ORANGE CLAMPING YOKE CONNECTION CLAMPING RANGE MAX. : 2.5 MM² BOX | 1
25893 | 1768900000 | PRINTED CIRCUIT BOARD TERMINALS 5.08 MM N OF POLES: 14 90° SOLDER PIN LENGTH (L): 3.5 MM TINNED ORANGE CLAMPING YOKE CONNECTION CLAMPING RANGE MAX. : 2.5 MM² BOX | 1
25894 | 1768910000 | PRINTED CIRCUIT BOARD TERMINALS 5.08 MM N OF POLES: 16 90° SOLDER PIN LENGTH (L): 3.5 MM TINNED ORANGE CLAMPING YOKE CONNECTION CLAMPING RANGE MAX. : 2.5 MM² BOX | 1
25895 | 1768920000 | PRINTED CIRCUIT BOARD TERMINALS 5.08 MM N OF POLES: 18 90° SOLDER PIN LENGTH (L): 3.5 MM TINNED ORANGE CLAMPING YOKE CONNECTION CLAMPING RANGE MAX. : 2.5 MM² BOX | 1
25896 | 1768930000 | PRINTED CIRCUIT BOARD TERMINALS 5.08 MM N OF POLES: 20 90° SOLDER PIN LENGTH (L): 3.5 MM TINNED ORANGE CLAMPING YOKE CONNECTION CLAMPING RANGE MAX. : 2.5 MM² BOX | 1
25897 | 1768940000 | PRINTED CIRCUIT BOARD TERMINALS 5.08 MM N OF POLES: 22 90° SOLDER PIN LENGTH (L): 3.5 MM TINNED ORANGE CLAMPING YOKE CONNECTION CLAMPING RANGE MAX. : 2.5 MM² BOX | 1
25898 | 1768950000 | PRINTED CIRCUIT BOARD TERMINALS 5.08 MM N OF POLES: 24 90° SOLDER PIN LENGTH (L): 3.5 MM TINNED ORANGE CLAMPING YOKE CONNECTION CLAMPING RANGE MAX. : 2.5 MM² BOX | 1
25899 | 1768960000 | PRINTED CIRCUIT BOARD TERMINALS 5.08 MM N OF POLES: 26 90° SOLDER PIN LENGTH (L): 3.5 MM TINNED ORANGE CLAMPING YOKE CONNECTION CLAMPING RANGE MAX. : 2.5 MM² BOX | 1
25900 | 1768970000 | PRINTED CIRCUIT BOARD TERMINALS 5.08 MM N OF POLES: 28 90° SOLDER PIN LENGTH (L): 3.5 MM TINNED ORANGE CLAMPING YOKE CONNECTION CLAMPING RANGE MAX. : 2.5 MM² BOX | 1
25901 | 1768980000 | PRINTED CIRCUIT BOARD TERMINALS 5.08 MM N OF POLES: 30 90° SOLDER PIN LENGTH (L): 3.5 MM TINNED ORANGE CLAMPING YOKE CONNECTION CLAMPING RANGE MAX. : 2.5 MM² BOX | 1
25902 | 1768990000 | PRINTED CIRCUIT BOARD TERMINALS 5.08 MM N OF POLES: 32 90° SOLDER PIN LENGTH (L): 3.5 MM TINNED ORANGE CLAMPING YOKE CONNECTION CLAMPING RANGE MAX. : 2.5 MM² BOX | 1
25903 | 1769000000 | PRINTED CIRCUIT BOARD TERMINALS 5.08 MM N OF POLES: 34 90° SOLDER PIN LENGTH (L): 3.5 MM TINNED ORANGE CLAMPING YOKE CONNECTION CLAMPING RANGE MAX. : 2.5 MM² BOX | 1
25904 | 1769010000 | PRINTED CIRCUIT BOARD TERMINALS 5.08 MM N OF POLES: 36 90° SOLDER PIN LENGTH (L): 3.5 MM TINNED ORANGE CLAMPING YOKE CONNECTION CLAMPING RANGE MAX. : 2.5 MM² BOX | 1
25905 | 1769020000 | PRINTED CIRCUIT BOARD TERMINALS 5.08 MM N OF POLES: 38 90° SOLDER PIN LENGTH (L): 3.5 MM TINNED ORANGE CLAMPING YOKE CONNECTION CLAMPING RANGE MAX. : 2.5 MM² BOX | 1
25906 | 1769030000 | PRINTED CIRCUIT BOARD TERMINALS 5.08 MM N OF POLES: 40 90° SOLDER PIN LENGTH (L): 3.5 MM TINNED ORANGE CLAMPING YOKE CONNECTION CLAMPING RANGE MAX. : 2.5 MM² BOX | 1
25907 | 1769040000 | PRINTED CIRCUIT BOARD TERMINALS 5.08 MM N OF POLES: 42 90° SOLDER PIN LENGTH (L): 3.5 MM TINNED ORANGE CLAMPING YOKE CONNECTION CLAMPING RANGE MAX. : 2.5 MM² BOX | 1
25908 | 1769050000 | PRINTED CIRCUIT BOARD TERMINALS 5.08 MM N OF POLES: 44 90° SOLDER PIN LENGTH (L): 3.5 MM TINNED ORANGE CLAMPING YOKE CONNECTION CLAMPING RANGE MAX. : 2.5 MM² BOX | 1
25909 | 1769060000 | PRINTED CIRCUIT BOARD TERMINALS 5.08 MM N OF POLES: 46 90° SOLDER PIN LENGTH (L): 3.5 MM TINNED ORANGE CLAMPING YOKE CONNECTION CLAMPING RANGE MAX. : 2.5 MM² BOX | 1
25910 | 1769070000 | PRINTED CIRCUIT BOARD TERMINALS 5.08 MM N OF POLES: 48 90° SOLDER PIN LENGTH (L): 3.5 MM TINNED ORANGE CLAMPING YOKE CONNECTION CLAMPING RANGE MAX. : 2.5 MM² BOX | 1
25911 | 1769080000 | PRINTED CIRCUIT BOARD TERMINALS 5.08 MM N OF POLES: 4 90° SOLDER PIN LENGTH (L): 3.5 MM TINNED CLAMPING YOKE CONNECTION CLAMPING RANGE MAX. : 2.5 MM² BOX | 1
25912 | 1769090000 | PRINTED CIRCUIT BOARD TERMINALS 5.08 MM N OF POLES: 6 90° SOLDER PIN LENGTH (L): 3.5 MM TINNED CLAMPING YOKE CONNECTION CLAMPING RANGE MAX. : 2.5 MM² BOX | 1
25913 | 1769100000 | PRINTED CIRCUIT BOARD TERMINALS 5.08 MM N OF POLES: 8 90° SOLDER PIN LENGTH (L): 3.5 MM TINNED CLAMPING YOKE CONNECTION CLAMPING RANGE MAX. : 2.5 MM² BOX | 1
25914 | 1769110000 | PRINTED CIRCUIT BOARD TERMINALS 5.08 MM N OF POLES: 10 90° SOLDER PIN LENGTH (L): 3.5 MM TINNED CLAMPING YOKE CONNECTION CLAMPING RANGE MAX. : 2.5 MM² BOX | 1
25915 | 1769120000 | PRINTED CIRCUIT BOARD TERMINALS 5.08 MM N OF POLES: 12 90° SOLDER PIN LENGTH (L): 3.5 MM TINNED CLAMPING YOKE CONNECTION CLAMPING RANGE MAX. : 2.5 MM² BOX | 1
25916 | 1769140000 | PRINTED CIRCUIT BOARD TERMINALS 5.08 MM N OF POLES: 16 90° SOLDER PIN LENGTH (L): 3.5 MM TINNED CLAMPING YOKE CONNECTION CLAMPING RANGE MAX. : 2.5 MM² BOX | 1
25917 | 1769160000 | PRINTED CIRCUIT BOARD TERMINALS 5.08 MM N OF POLES: 20 90° SOLDER PIN LENGTH (L): 3.5 MM TINNED CLAMPING YOKE CONNECTION CLAMPING RANGE MAX. : 2.5 MM² BOX | 1
25918 | 1769240000 | PRINTED CIRCUIT BOARD TERMINALS 5.08 MM N OF POLES: 4 90° SOLDER PIN LENGTH (L): 3.5 MM TINNED ORANGE CLAMPING YOKE CONNECTION CLAMPING RANGE MAX. : 2.5 MM² BOX | 1
25919 | 1769250000 | PRINTED CIRCUIT BOARD TERMINALS 5.08 MM N OF POLES: 6 90° SOLDER PIN LENGTH (L): 3.5 MM TINNED ORANGE CLAMPING YOKE CONNECTION CLAMPING RANGE MAX. : 2.5 MM² BOX | 1
25920 | 1769260000 | PRINTED CIRCUIT BOARD TERMINALS 5.08 MM N OF POLES: 8 90° SOLDER PIN LENGTH (L): 3.5 MM TINNED ORANGE CLAMPING YOKE CONNECTION CLAMPING RANGE MAX. : 2.5 MM² BOX | 1
25921 | 1769270000 | PRINTED CIRCUIT BOARD TERMINALS 5.08 MM N OF POLES: 10 90° SOLDER PIN LENGTH (L): 3.5 MM TINNED ORANGE CLAMPING YOKE CONNECTION CLAMPING RANGE MAX. : 2.5 MM² BOX | 1
25922 | 1769280000 | PRINTED CIRCUIT BOARD TERMINALS 5.08 MM N OF POLES: 12 90° SOLDER PIN LENGTH (L): 3.5 MM TINNED ORANGE CLAMPING YOKE CONNECTION CLAMPING RANGE MAX. : 2.5 MM² BOX | 1
25923 | 1769290000 | PRINTED CIRCUIT BOARD TERMINALS 5.08 MM N OF POLES: 14 90° SOLDER PIN LENGTH (L): 3.5 MM TINNED ORANGE CLAMPING YOKE CONNECTION CLAMPING RANGE MAX. : 2.5 MM² BOX | 1
25924 | 1769300000 | PRINTED CIRCUIT BOARD TERMINALS 5.08 MM N OF POLES: 16 90° SOLDER PIN LENGTH (L): 3.5 MM TINNED ORANGE CLAMPING YOKE CONNECTION CLAMPING RANGE MAX. : 2.5 MM² BOX | 1
25925 | 1769310000 | PRINTED CIRCUIT BOARD TERMINALS 5.08 MM N OF POLES: 18 90° SOLDER PIN LENGTH (L): 3.5 MM TINNED ORANGE CLAMPING YOKE CONNECTION CLAMPING RANGE MAX. : 2.5 MM² BOX | 1
25926 | 1769320000 | PRINTED CIRCUIT BOARD TERMINALS 5.08 MM N OF POLES: 20 90° SOLDER PIN LENGTH (L): 3.5 MM TINNED ORANGE CLAMPING YOKE CONNECTION CLAMPING RANGE MAX. : 2.5 MM² BOX | 1
25927 | 1769330000 | PRINTED CIRCUIT BOARD TERMINALS 5.08 MM N OF POLES: 22 90° SOLDER PIN LENGTH (L): 3.5 MM TINNED ORANGE CLAMPING YOKE CONNECTION CLAMPING RANGE MAX. : 2.5 MM² BOX | 1
25928 | 1769340000 | PRINTED CIRCUIT BOARD TERMINALS 5.08 MM N OF POLES: 24 90° SOLDER PIN LENGTH (L): 3.5 MM TINNED ORANGE CLAMPING YOKE CONNECTION CLAMPING RANGE MAX. : 2.5 MM² BOX | 1
25929 | 1769350000 | PRINTED CIRCUIT BOARD TERMINALS 5.08 MM N OF POLES: 26 90° SOLDER PIN LENGTH (L): 3.5 MM TINNED ORANGE CLAMPING YOKE CONNECTION CLAMPING RANGE MAX. : 2.5 MM² BOX | 1
25930 | 1769360000 | PRINTED CIRCUIT BOARD TERMINALS 5.08 MM N OF POLES: 28 90° SOLDER PIN LENGTH (L): 3.5 MM TINNED ORANGE CLAMPING YOKE CONNECTION CLAMPING RANGE MAX. : 2.5 MM² BOX | 1
25931 | 1769370000 | PRINTED CIRCUIT BOARD TERMINALS 5.08 MM N OF POLES: 30 90° SOLDER PIN LENGTH (L): 3.5 MM TINNED ORANGE CLAMPING YOKE CONNECTION CLAMPING RANGE MAX. : 2.5 MM² BOX | 1
25932 | 1769380000 | PRINTED CIRCUIT BOARD TERMINALS 5.08 MM N OF POLES: 32 90° SOLDER PIN LENGTH (L): 3.5 MM TINNED ORANGE CLAMPING YOKE CONNECTION CLAMPING RANGE MAX. : 2.5 MM² BOX | 1
25933 | 1769400000 | PRINTED CIRCUIT BOARD TERMINALS 5.08 MM N OF POLES: 36 90° SOLDER PIN LENGTH (L): 3.5 MM TINNED ORANGE CLAMPING YOKE CONNECTION CLAMPING RANGE MAX. : 2.5 MM² BOX | 1
25934 | 1769410000 | PRINTED CIRCUIT BOARD TERMINALS 5.08 MM N OF POLES: 38 90° SOLDER PIN LENGTH (L): 3.5 MM TINNED ORANGE CLAMPING YOKE CONNECTION CLAMPING RANGE MAX. : 2.5 MM² BOX | 1
25935 | 1769420000 | PRINTED CIRCUIT BOARD TERMINALS 5.08 MM N OF POLES: 40 90° SOLDER PIN LENGTH (L): 3.5 MM TINNED ORANGE CLAMPING YOKE CONNECTION CLAMPING RANGE MAX. : 2.5 MM² BOX | 1
25936 | 1769430000 | PRINTED CIRCUIT BOARD TERMINALS 5.08 MM N OF POLES: 42 90° SOLDER PIN LENGTH (L): 3.5 MM TINNED ORANGE CLAMPING YOKE CONNECTION CLAMPING RANGE MAX. : 2.5 MM² BOX | 1
25937 | 1769440000 | PRINTED CIRCUIT BOARD TERMINALS 5.08 MM N OF POLES: 44 90° SOLDER PIN LENGTH (L): 3.5 MM TINNED ORANGE CLAMPING YOKE CONNECTION CLAMPING RANGE MAX. : 2.5 MM² BOX | 1
25938 | 1769450000 | PRINTED CIRCUIT BOARD TERMINALS 5.08 MM N OF POLES: 46 90° SOLDER PIN LENGTH (L): 3.5 MM TINNED ORANGE CLAMPING YOKE CONNECTION CLAMPING RANGE MAX. : 2.5 MM² BOX | 1
25939 | 1769460000 | PRINTED CIRCUIT BOARD TERMINALS 5.08 MM N OF POLES: 48 90° SOLDER PIN LENGTH (L): 3.5 MM TINNED ORANGE CLAMPING YOKE CONNECTION CLAMPING RANGE MAX. : 2.5 MM² BOX | 1
25940 | 1769500000 | PRINTED CIRCUIT BOARD TERMINALS 5.08 MM N OF POLES: 10 90° SOLDER PIN LENGTH (L): 3.5 MM TINNED CLAMPING YOKE CONNECTION CLAMPING RANGE MAX. : 2.5 MM² BOX | 1
25941 | 1769620000 | PRINTED CIRCUIT BOARD TERMINALS 5.08 MM N OF POLES: 6 90° SOLDER PIN LENGTH (L): 3.5 MM TINNED ORANGE CLAMPING YOKE CONNECTION CLAMPING RANGE MAX. : 2.5 MM² BOX | 1
25942 | 1769630000 | PRINTED CIRCUIT BOARD TERMINALS 5.08 MM N OF POLES: 9 90° SOLDER PIN LENGTH (L): 3.5 MM TINNED ORANGE CLAMPING YOKE CONNECTION CLAMPING RANGE MAX. : 2.5 MM² BOX | 1
25943 | 1769640000 | PRINTED CIRCUIT BOARD TERMINALS 5.08 MM N OF POLES: 12 90° SOLDER PIN LENGTH (L): 3.5 MM TINNED ORANGE CLAMPING YOKE CONNECTION CLAMPING RANGE MAX. : 2.5 MM² BOX | 1
25944 | 1769650000 | PRINTED CIRCUIT BOARD TERMINALS 5.08 MM N OF POLES: 15 90° SOLDER PIN LENGTH (L): 3.5 MM TINNED ORANGE CLAMPING YOKE CONNECTION CLAMPING RANGE MAX. : 2.5 MM² BOX | 1
25945 | 1769660000 | PRINTED CIRCUIT BOARD TERMINALS 5.08 MM N OF POLES: 18 90° SOLDER PIN LENGTH (L): 3.5 MM TINNED ORANGE CLAMPING YOKE CONNECTION CLAMPING RANGE MAX. : 2.5 MM² BOX | 1
25946 | 1769670000 | PRINTED CIRCUIT BOARD TERMINALS 5.08 MM N OF POLES: 21 90° SOLDER PIN LENGTH (L): 3.5 MM TINNED ORANGE CLAMPING YOKE CONNECTION CLAMPING RANGE MAX. : 2.5 MM² BOX | 1
25947 | 1769680000 | PRINTED CIRCUIT BOARD TERMINALS 5.08 MM N OF POLES: 24 90° SOLDER PIN LENGTH (L): 3.5 MM TINNED ORANGE CLAMPING YOKE CONNECTION CLAMPING RANGE MAX. : 2.5 MM² BOX | 1
25948 | 1769690000 | PRINTED CIRCUIT BOARD TERMINALS 5.08 MM N OF POLES: 27 90° SOLDER PIN LENGTH (L): 3.5 MM TINNED ORANGE CLAMPING YOKE CONNECTION CLAMPING RANGE MAX. : 2.5 MM² BOX | 1
25949 | 1769700000 | PRINTED CIRCUIT BOARD TERMINALS 5.08 MM N OF POLES: 30 90° SOLDER PIN LENGTH (L): 3.5 MM TINNED ORANGE CLAMPING YOKE CONNECTION CLAMPING RANGE MAX. : 2.5 MM² BOX | 1
25950 | 1769710000 | PRINTED CIRCUIT BOARD TERMINALS 5.08 MM N OF POLES: 33 90° SOLDER PIN LENGTH (L): 3.5 MM TINNED ORANGE CLAMPING YOKE CONNECTION CLAMPING RANGE MAX. : 2.5 MM² BOX | 1
25951 | 1769720000 | PRINTED CIRCUIT BOARD TERMINALS 5.08 MM N OF POLES: 36 90° SOLDER PIN LENGTH (L): 3.5 MM TINNED ORANGE CLAMPING YOKE CONNECTION CLAMPING RANGE MAX. : 2.5 MM² BOX | 1
25952 | 1769730000 | PRINTED CIRCUIT BOARD TERMINALS 5.08 MM N OF POLES: 39 90° SOLDER PIN LENGTH (L): 3.5 MM TINNED ORANGE CLAMPING YOKE CONNECTION CLAMPING RANGE MAX. : 2.5 MM² BOX | 1
25953 | 1769740000 | PRINTED CIRCUIT BOARD TERMINALS 5.08 MM N OF POLES: 42 90° SOLDER PIN LENGTH (L): 3.5 MM TINNED ORANGE CLAMPING YOKE CONNECTION CLAMPING RANGE MAX. : 2.5 MM² BOX | 1
25954 | 1769750000 | PRINTED CIRCUIT BOARD TERMINALS 5.08 MM N OF POLES: 45 90° SOLDER PIN LENGTH (L): 3.5 MM TINNED ORANGE CLAMPING YOKE CONNECTION CLAMPING RANGE MAX. : 2.5 MM² BOX | 1
25955 | 1769760000 | PRINTED CIRCUIT BOARD TERMINALS 5.08 MM N OF POLES: 48 90° SOLDER PIN LENGTH (L): 3.5 MM TINNED ORANGE CLAMPING YOKE CONNECTION CLAMPING RANGE MAX. : 2.5 MM² BOX | 1
25956 | 1769780000 | PRINTED CIRCUIT BOARD TERMINALS 5.08 MM N OF POLES: 54 90° SOLDER PIN LENGTH (L): 3.5 MM TINNED ORANGE CLAMPING YOKE CONNECTION CLAMPING RANGE MAX. : 2.5 MM² BOX | 1
25957 | 1769790000 | PRINTED CIRCUIT BOARD TERMINALS 5.08 MM N OF POLES: 57 90° SOLDER PIN LENGTH (L): 3.5 MM TINNED ORANGE CLAMPING YOKE CONNECTION CLAMPING RANGE MAX. : 2.5 MM² BOX | 1
25958 | 1769800000 | PRINTED CIRCUIT BOARD TERMINALS 5.08 MM N OF POLES: 60 90° SOLDER PIN LENGTH (L): 3.5 MM TINNED ORANGE CLAMPING YOKE CONNECTION CLAMPING RANGE MAX. : 2.5 MM² BOX | 1
25959 | 1769810000 | PRINTED CIRCUIT BOARD TERMINALS 5.08 MM N OF POLES: 63 90° SOLDER PIN LENGTH (L): 3.5 MM TINNED ORANGE CLAMPING YOKE CONNECTION CLAMPING RANGE MAX. : 2.5 MM² BOX | 1
25960 | 1769820000 | PRINTED CIRCUIT BOARD TERMINALS 5.08 MM N OF POLES: 66 90° SOLDER PIN LENGTH (L): 3.5 MM TINNED ORANGE CLAMPING YOKE CONNECTION CLAMPING RANGE MAX. : 2.5 MM² BOX | 1
25961 | 1769830000 | PRINTED CIRCUIT BOARD TERMINALS 5.08 MM N OF POLES: 69 90° SOLDER PIN LENGTH (L): 3.5 MM TINNED ORANGE CLAMPING YOKE CONNECTION CLAMPING RANGE MAX. : 2.5 MM² BOX | 1
25962 | 1769840000 | PRINTED CIRCUIT BOARD TERMINALS 5.08 MM N OF POLES: 72 90° SOLDER PIN LENGTH (L): 3.5 MM TINNED ORANGE CLAMPING YOKE CONNECTION CLAMPING RANGE MAX. : 2.5 MM² BOX | 1
25963 | 1769930000 | PRINTED CIRCUIT BOARD TERMINALS 5.08 MM N OF POLES: 6 90° SOLDER PIN LENGTH (L): 3.5 MM TINNED CLAMPING YOKE CONNECTION CLAMPING RANGE MAX. : 2.5 MM² BOX | 1
25964 | 1769940000 | PRINTED CIRCUIT BOARD TERMINALS 5.08 MM N OF POLES: 9 90° SOLDER PIN LENGTH (L): 3.5 MM TINNED CLAMPING YOKE CONNECTION CLAMPING RANGE MAX. : 2.5 MM² BOX | 1
25965 | 1769970000 | PRINTED CIRCUIT BOARD TERMINALS 5.08 MM N OF POLES: 18 90° SOLDER PIN LENGTH (L): 3.5 MM TINNED CLAMPING YOKE CONNECTION CLAMPING RANGE MAX. : 2.5 MM² BOX | 1
25966 | 1769990000 | PRINTED CIRCUIT BOARD TERMINALS 5.08 MM N OF POLES: 24 90° SOLDER PIN LENGTH (L): 3.5 MM TINNED CLAMPING YOKE CONNECTION CLAMPING RANGE MAX. : 2.5 MM² BOX | 1
25967 | 1782720000 | PCB PLUG-IN CONNECTOR MALE HEADER CLOSED SIDE THT SOLDER CONNECTION 3.50 MM N OF POLES: 10 180° SOLDER PIN LENGTH (L): 3.2 MM TINNED BOX | 0
25968 | 1782720099 | PCB PLUG-IN CONNECTOR MALE HEADER CLOSED SIDE THT SOLDER CONNECTION 3.50 MM N OF POLES: 10 180° SOLDER PIN LENGTH (L): 3.2 MM TINNED BOX | 0
25969 | 1785030000 | PCB PLUG-IN CONNECTOR MALE HEADER CLOSED SIDE THT SOLDER CONNECTION 3.50 MM N OF POLES: 8 180° SOLDER PIN LENGTH (L): 3.2 MM TINNED BOX | 0
25970 | 1789220000 | PCB PLUG-IN CONNECTOR MALE HEADER FLANGE THT SOLDER CONNECTION 3.50 MM N OF POLES: 10 180° SOLDER PIN LENGTH (L): 3.2 MM TINNED BOX | 0
25971 | 1790280000 | PCB PLUG-IN CONNECTOR MALE HEADER OPEN SIDE THT SOLDER CONNECTION 3.50 MM N OF POLES: 6 90° SOLDER PIN LENGTH (L): 3.2 MM TINNED BOX | 0
25972 | 1790290000 | PCB PLUG-IN CONNECTOR MALE HEADER CLOSED SIDE THT SOLDER CONNECTION 3.50 MM N OF POLES: 8 90° SOLDER PIN LENGTH (L): 3.2 MM TINNED BOX | 0
25973 | 1790300000 | PCB PLUG-IN CONNECTOR MALE HEADER CLOSED SIDE THT SOLDER CONNECTION 3.50 MM N OF POLES: 12 90° SOLDER PIN LENGTH (L): 3.2 MM TINNED BOX | 0
25974 | 1790310000 | PCB PLUG-IN CONNECTOR MALE HEADER CLOSED SIDE THT SOLDER CONNECTION 3.50 MM N OF POLES: 14 90° SOLDER PIN LENGTH (L): 3.2 MM TINNED BOX | 0
25975 | 1790320000 | PCB PLUG-IN CONNECTOR MALE HEADER CLOSED SIDE THT SOLDER CONNECTION 3.50 MM N OF POLES: 16 90° SOLDER PIN LENGTH (L): 3.2 MM TINNED BOX | 0
25976 | 1790330000 | PCB PLUG-IN CONNECTOR MALE HEADER CLOSED SIDE THT SOLDER CONNECTION 3.50 MM N OF POLES: 18 90° SOLDER PIN LENGTH (L): 3.2 MM TINNED BOX | 0
25977 | 1794100000 | PCB PLUG-IN CONNECTOR MALE HEADER CLOSED SIDE THT SOLDER CONNECTION 3.50 MM N OF POLES: 2 180° SOLDER PIN LENGTH (L): 3.2 MM TINNED BOX | 0
25978 | 1804990000 | PCB PLUG-IN CONNECTOR MALE HEADER SOLDER FLANGE THT/THR SOLDER CONNECTION 3.50 MM N OF POLES: 7 90° SOLDER PIN LENGTH (L): 1.5 MM TINNED BOX | 0
25979 | 1805000000 | PCB PLUG-IN CONNECTOR MALE HEADER SOLDER FLANGE THT/THR SOLDER CONNECTION 3.50 MM N OF POLES: 8 90° SOLDER PIN LENGTH (L): 1.5 MM TINNED BOX | 0
25980 | 1862460000 | PCB PLUG-IN CONNECTOR MALE HEADER CLOSED SIDE THT/THR SOLDER CONNECTION 3.81 MM N OF POLES: 2 90° SOLDER PIN LENGTH (L): 3.2 MM TINNED BOX | 0
25981 | 1862480000 | PCB PLUG-IN CONNECTOR MALE HEADER CLOSED SIDE THT/THR SOLDER CONNECTION 3.81 MM N OF POLES: 3 90° SOLDER PIN LENGTH (L): 3.2 MM TINNED BOX | 0
25982 | 1862490000 | PCB PLUG-IN CONNECTOR MALE HEADER CLOSED SIDE THT/THR SOLDER CONNECTION 3.81 MM N OF POLES: 4 90° SOLDER PIN LENGTH (L): 3.2 MM TINNED BOX | 0
25983 | 1862500000 | PCB PLUG-IN CONNECTOR MALE HEADER CLOSED SIDE THT/THR SOLDER CONNECTION 3.81 MM N OF POLES: 5 90° SOLDER PIN LENGTH (L): 3.2 MM TINNED BOX | 0
25984 | 1862510000 | PCB PLUG-IN CONNECTOR MALE HEADER CLOSED SIDE THT/THR SOLDER CONNECTION 3.81 MM N OF POLES: 6 90° SOLDER PIN LENGTH (L): 3.2 MM TINNED BOX | 0
25985 | 1862520000 | PCB PLUG-IN CONNECTOR MALE HEADER CLOSED SIDE THT/THR SOLDER CONNECTION 3.81 MM N OF POLES: 7 90° SOLDER PIN LENGTH (L): 3.2 MM TINNED BOX | 0
25986 | 1862530000 | PCB PLUG-IN CONNECTOR MALE HEADER CLOSED SIDE THT/THR SOLDER CONNECTION 3.81 MM N OF POLES: 8 90° SOLDER PIN LENGTH (L): 3.2 MM TINNED BOX | 0
25987 | 1862540000 | PCB PLUG-IN CONNECTOR MALE HEADER CLOSED SIDE THT/THR SOLDER CONNECTION 3.81 MM N OF POLES: 9 90° SOLDER PIN LENGTH (L): 3.2 MM TINNED BOX | 0
25988 | 1862550000 | PCB PLUG-IN CONNECTOR MALE HEADER CLOSED SIDE THT/THR SOLDER CONNECTION 3.81 MM N OF POLES: 10 90° SOLDER PIN LENGTH (L): 3.2 MM TINNED BOX | 0
25989 | 1862560000 | PCB PLUG-IN CONNECTOR MALE HEADER SOLDER FLANGE THT/THR SOLDER CONNECTION 3.81 MM N OF POLES: 2 90° SOLDER PIN LENGTH (L): 1.5 MM TINNED BOX | 0
25990 | 1862570000 | PCB PLUG-IN CONNECTOR MALE HEADER CLOSED SIDE THT/THR SOLDER CONNECTION 3.81 MM N OF POLES: 11 90° SOLDER PIN LENGTH (L): 3.2 MM TINNED BOX | 0
25991 | 1862580000 | PCB PLUG-IN CONNECTOR MALE HEADER SOLDER FLANGE THT/THR SOLDER CONNECTION 3.81 MM N OF POLES: 3 90° SOLDER PIN LENGTH (L): 1.5 MM TINNED BOX | 0
25992 | 1862590000 | PCB PLUG-IN CONNECTOR MALE HEADER SOLDER FLANGE THT/THR SOLDER CONNECTION 3.81 MM N OF POLES: 4 90° SOLDER PIN LENGTH (L): 1.5 MM TINNED BOX | 0
25993 | 1862600000 | PCB PLUG-IN CONNECTOR MALE HEADER SOLDER FLANGE THT/THR SOLDER CONNECTION 3.81 MM N OF POLES: 5 90° SOLDER PIN LENGTH (L): 1.5 MM TINNED BOX | 0
25994 | 1862610000 | PCB PLUG-IN CONNECTOR MALE HEADER SOLDER FLANGE THT/THR SOLDER CONNECTION 3.81 MM N OF POLES: 6 90° SOLDER PIN LENGTH (L): 1.5 MM TINNED BOX | 0
25995 | 1862630000 | PCB PLUG-IN CONNECTOR MALE HEADER SOLDER FLANGE THT/THR SOLDER CONNECTION 3.81 MM N OF POLES: 8 90° SOLDER PIN LENGTH (L): 1.5 MM TINNED BOX | 0
25996 | 1862650000 | PCB PLUG-IN CONNECTOR MALE HEADER SOLDER FLANGE THT/THR SOLDER CONNECTION 3.81 MM N OF POLES: 10 90° SOLDER PIN LENGTH (L): 1.5 MM TINNED BOX | 0
25997 | 1862730000 | PCB PLUG-IN CONNECTOR MALE HEADER CLOSED SIDE THT/THR SOLDER CONNECTION 3.81 MM N OF POLES: 12 90° SOLDER PIN LENGTH (L): 3.2 MM TINNED BOX | 0
25998 | 1862740000 | PCB PLUG-IN CONNECTOR MALE HEADER CLOSED SIDE THT/THR SOLDER CONNECTION 3.81 MM N OF POLES: 13 90° SOLDER PIN LENGTH (L): 3.2 MM TINNED BOX | 0
25999 | 1862760000 | PCB PLUG-IN CONNECTOR MALE HEADER CLOSED SIDE THT/THR SOLDER CONNECTION 3.81 MM N OF POLES: 14 90° SOLDER PIN LENGTH (L): 3.2 MM TINNED BOX | 0
26000 | 1862780000 | PCB PLUG-IN CONNECTOR MALE HEADER CLOSED SIDE THT/THR SOLDER CONNECTION 3.81 MM N OF POLES: 15 90° SOLDER PIN LENGTH (L): 3.2 MM TINNED BOX | 0
26001 | 1862800000 | PCB PLUG-IN CONNECTOR MALE HEADER CLOSED SIDE THT/THR SOLDER CONNECTION 3.81 MM N OF POLES: 16 90° SOLDER PIN LENGTH (L): 3.2 MM TINNED BOX | 0
26002 | 1862920000 | PCB PLUG-IN CONNECTOR MALE HEADER CLOSED SIDE THT/THR SOLDER CONNECTION 3.81 MM N OF POLES: 2 180° SOLDER PIN LENGTH (L): 3.2 MM TINNED BOX | 0
26003 | 1862940000 | PCB PLUG-IN CONNECTOR MALE HEADER CLOSED SIDE THT/THR SOLDER CONNECTION 3.81 MM N OF POLES: 3 180° SOLDER PIN LENGTH (L): 3.2 MM TINNED BOX | 0
26004 | 1862950000 | PCB PLUG-IN CONNECTOR MALE HEADER CLOSED SIDE THT/THR SOLDER CONNECTION 3.81 MM N OF POLES: 4 180° SOLDER PIN LENGTH (L): 3.2 MM TINNED BOX | 0
26005 | 1862960000 | PCB PLUG-IN CONNECTOR MALE HEADER CLOSED SIDE THT/THR SOLDER CONNECTION 3.81 MM N OF POLES: 2 90° SOLDER PIN LENGTH (L): 1.5 MM TINNED BOX | 0
26006 | 1862970000 | PCB PLUG-IN CONNECTOR MALE HEADER CLOSED SIDE THT/THR SOLDER CONNECTION 3.81 MM N OF POLES: 3 90° SOLDER PIN LENGTH (L): 1.5 MM TINNED BOX | 0
26007 | 1862980000 | PCB PLUG-IN CONNECTOR MALE HEADER CLOSED SIDE THT/THR SOLDER CONNECTION 3.81 MM N OF POLES: 4 90° SOLDER PIN LENGTH (L): 1.5 MM TINNED BOX | 0
26008 | 1862990000 | PCB PLUG-IN CONNECTOR MALE HEADER CLOSED SIDE THT/THR SOLDER CONNECTION 3.81 MM N OF POLES: 5 90° SOLDER PIN LENGTH (L): 1.5 MM TINNED BOX | 0
26009 | 1863000000 | PCB PLUG-IN CONNECTOR MALE HEADER CLOSED SIDE THT/THR SOLDER CONNECTION 3.81 MM N OF POLES: 6 90° SOLDER PIN LENGTH (L): 1.5 MM TINNED BOX | 0
26010 | 1863010000 | PCB PLUG-IN CONNECTOR MALE HEADER CLOSED SIDE THT/THR SOLDER CONNECTION 3.81 MM N OF POLES: 5 180° SOLDER PIN LENGTH (L): 3.2 MM TINNED BOX | 0
26011 | 1863020000 | PCB PLUG-IN CONNECTOR MALE HEADER CLOSED SIDE THT/THR SOLDER CONNECTION 3.81 MM N OF POLES: 6 180° SOLDER PIN LENGTH (L): 3.2 MM TINNED BOX | 0
26012 | 1863030000 | PCB PLUG-IN CONNECTOR MALE HEADER CLOSED SIDE THT/THR SOLDER CONNECTION 3.81 MM N OF POLES: 7 180° SOLDER PIN LENGTH (L): 3.2 MM TINNED BOX | 0
26013 | 1863040000 | PCB PLUG-IN CONNECTOR MALE HEADER CLOSED SIDE THT/THR SOLDER CONNECTION 3.81 MM N OF POLES: 7 90° SOLDER PIN LENGTH (L): 1.5 MM TINNED BOX | 0
26014 | 1863050000 | PCB PLUG-IN CONNECTOR MALE HEADER CLOSED SIDE THT/THR SOLDER CONNECTION 3.81 MM N OF POLES: 8 90° SOLDER PIN LENGTH (L): 1.5 MM TINNED BOX | 0
26015 | 1863070000 | PCB PLUG-IN CONNECTOR MALE HEADER CLOSED SIDE THT/THR SOLDER CONNECTION 3.81 MM N OF POLES: 10 90° SOLDER PIN LENGTH (L): 1.5 MM TINNED BOX | 0
26016 | 1863090000 | PCB PLUG-IN CONNECTOR MALE HEADER CLOSED SIDE THT/THR SOLDER CONNECTION 3.81 MM N OF POLES: 12 90° SOLDER PIN LENGTH (L): 1.5 MM TINNED BOX | 0
26017 | 1863110000 | PCB PLUG-IN CONNECTOR MALE HEADER CLOSED SIDE THT/THR SOLDER CONNECTION 3.81 MM N OF POLES: 14 90° SOLDER PIN LENGTH (L): 1.5 MM TINNED BOX | 0
26018 | 1863230000 | PCB PLUG-IN CONNECTOR MALE HEADER SOLDER FLANGE THT/THR SOLDER CONNECTION 3.81 MM N OF POLES: 2 180° SOLDER PIN LENGTH (L): 3.2 MM TINNED BOX | 0
26019 | 1863240000 | PCB PLUG-IN CONNECTOR MALE HEADER CLOSED SIDE THT/THR SOLDER CONNECTION 3.81 MM N OF POLES: 8 180° SOLDER PIN LENGTH (L): 3.2 MM TINNED BOX | 0
26020 | 1863250000 | PCB PLUG-IN CONNECTOR MALE HEADER SOLDER FLANGE THT/THR SOLDER CONNECTION 3.81 MM N OF POLES: 3 180° SOLDER PIN LENGTH (L): 3.2 MM TINNED BOX | 0
26021 | 1863260000 | PCB PLUG-IN CONNECTOR MALE HEADER SOLDER FLANGE THT/THR SOLDER CONNECTION 3.81 MM N OF POLES: 4 180° SOLDER PIN LENGTH (L): 3.2 MM TINNED BOX | 0
26022 | 1863270000 | PCB PLUG-IN CONNECTOR MALE HEADER CLOSED SIDE THT/THR SOLDER CONNECTION 3.81 MM N OF POLES: 9 180° SOLDER PIN LENGTH (L): 3.2 MM TINNED BOX | 0
26023 | 1863280000 | PCB PLUG-IN CONNECTOR MALE HEADER SOLDER FLANGE THT/THR SOLDER CONNECTION 3.81 MM N OF POLES: 5 180° SOLDER PIN LENGTH (L): 3.2 MM TINNED BOX | 0
26024 | 1863290000 | PCB PLUG-IN CONNECTOR MALE HEADER CLOSED SIDE THT/THR SOLDER CONNECTION 3.81 MM N OF POLES: 10 180° SOLDER PIN LENGTH (L): 3.2 MM TINNED BOX | 0
26025 | 1863300000 | PCB PLUG-IN CONNECTOR MALE HEADER SOLDER FLANGE THT/THR SOLDER CONNECTION 3.81 MM N OF POLES: 6 180° SOLDER PIN LENGTH (L): 3.2 MM TINNED BOX | 0
26026 | 1863310000 | PCB PLUG-IN CONNECTOR MALE HEADER SOLDER FLANGE THT/THR SOLDER CONNECTION 3.81 MM N OF POLES: 7 180° SOLDER PIN LENGTH (L): 3.2 MM TINNED BOX | 0
26027 | 1863320000 | PCB PLUG-IN CONNECTOR MALE HEADER CLOSED SIDE THT/THR SOLDER CONNECTION 3.81 MM N OF POLES: 11 180° SOLDER PIN LENGTH (L): 3.2 MM TINNED BOX | 0
26028 | 1863330000 | PCB PLUG-IN CONNECTOR MALE HEADER CLOSED SIDE THT/THR SOLDER CONNECTION 3.81 MM N OF POLES: 12 180° SOLDER PIN LENGTH (L): 3.2 MM TINNED BOX | 0
26029 | 1863340000 | PCB PLUG-IN CONNECTOR MALE HEADER SOLDER FLANGE THT/THR SOLDER CONNECTION 3.81 MM N OF POLES: 8 180° SOLDER PIN LENGTH (L): 3.2 MM TINNED BOX | 0
26030 | 1863350000 | PCB PLUG-IN CONNECTOR MALE HEADER CLOSED SIDE THT/THR SOLDER CONNECTION 3.81 MM N OF POLES: 13 180° SOLDER PIN LENGTH (L): 3.2 MM TINNED BOX | 0
26031 | 1863360000 | PCB PLUG-IN CONNECTOR MALE HEADER SOLDER FLANGE THT/THR SOLDER CONNECTION 3.81 MM N OF POLES: 9 180° SOLDER PIN LENGTH (L): 3.2 MM TINNED BOX | 0
26032 | 1863370000 | PCB PLUG-IN CONNECTOR MALE HEADER CLOSED SIDE THT/THR SOLDER CONNECTION 3.81 MM N OF POLES: 14 180° SOLDER PIN LENGTH (L): 3.2 MM TINNED BOX | 0
26033 | 1863380000 | PCB PLUG-IN CONNECTOR MALE HEADER SOLDER FLANGE THT/THR SOLDER CONNECTION 3.81 MM N OF POLES: 10 180° SOLDER PIN LENGTH (L): 3.2 MM TINNED BOX | 0
26034 | 1863390000 | PCB PLUG-IN CONNECTOR MALE HEADER SOLDER FLANGE THT/THR SOLDER CONNECTION 3.81 MM N OF POLES: 11 180° SOLDER PIN LENGTH (L): 3.2 MM TINNED BOX | 0
26035 | 1863400000 | PCB PLUG-IN CONNECTOR MALE HEADER CLOSED SIDE THT/THR SOLDER CONNECTION 3.81 MM N OF POLES: 15 180° SOLDER PIN LENGTH (L): 3.2 MM TINNED BOX | 0
26036 | 1863410000 | PCB PLUG-IN CONNECTOR MALE HEADER SOLDER FLANGE THT/THR SOLDER CONNECTION 3.81 MM N OF POLES: 12 180° SOLDER PIN LENGTH (L): 3.2 MM TINNED BOX | 0
26037 | 1863420000 | PCB PLUG-IN CONNECTOR MALE HEADER CLOSED SIDE THT/THR SOLDER CONNECTION 3.81 MM N OF POLES: 16 180° SOLDER PIN LENGTH (L): 3.2 MM TINNED BOX | 0
26038 | 1863430000 | PCB PLUG-IN CONNECTOR MALE HEADER SOLDER FLANGE THT/THR SOLDER CONNECTION 3.81 MM N OF POLES: 13 180° SOLDER PIN LENGTH (L): 3.2 MM TINNED BOX | 0
26039 | 1863440000 | PCB PLUG-IN CONNECTOR MALE HEADER SOLDER FLANGE THT/THR SOLDER CONNECTION 3.81 MM N OF POLES: 14 180° SOLDER PIN LENGTH (L): 3.2 MM TINNED BOX | 0
26040 | 1863460000 | PCB PLUG-IN CONNECTOR MALE HEADER SOLDER FLANGE THT/THR SOLDER CONNECTION 3.81 MM N OF POLES: 15 180° SOLDER PIN LENGTH (L): 3.2 MM TINNED BOX | 0
26041 | 1863480000 | PCB PLUG-IN CONNECTOR MALE HEADER SOLDER FLANGE THT/THR SOLDER CONNECTION 3.81 MM N OF POLES: 16 180° SOLDER PIN LENGTH (L): 3.2 MM TINNED BOX | 0
26042 | 1863670000 | PCB PLUG-IN CONNECTOR MALE HEADER SOLDER FLANGE THT/THR SOLDER CONNECTION 3.81 MM N OF POLES: 2 90° SOLDER PIN LENGTH (L): 3.2 MM TINNED BOX | 0
26043 | 1863680000 | PCB PLUG-IN CONNECTOR MALE HEADER SOLDER FLANGE THT/THR SOLDER CONNECTION 3.81 MM N OF POLES: 3 90° SOLDER PIN LENGTH (L): 3.2 MM TINNED BOX | 0
26044 | 1863690000 | PCB PLUG-IN CONNECTOR MALE HEADER SOLDER FLANGE THT/THR SOLDER CONNECTION 3.81 MM N OF POLES: 4 90° SOLDER PIN LENGTH (L): 3.2 MM TINNED BOX | 0
26045 | 1863700000 | PCB PLUG-IN CONNECTOR MALE HEADER SOLDER FLANGE THT/THR SOLDER CONNECTION 3.81 MM N OF POLES: 5 90° SOLDER PIN LENGTH (L): 3.2 MM TINNED BOX | 0
26046 | 1863710000 | PCB PLUG-IN CONNECTOR MALE HEADER SOLDER FLANGE THT/THR SOLDER CONNECTION 3.81 MM N OF POLES: 6 90° SOLDER PIN LENGTH (L): 3.2 MM TINNED BOX | 0
26047 | 1863720000 | PCB PLUG-IN CONNECTOR MALE HEADER CLOSED SIDE THT/THR SOLDER CONNECTION 3.81 MM N OF POLES: 2 180° SOLDER PIN LENGTH (L): 1.5 MM TINNED BOX | 0
26048 | 1863730000 | PCB PLUG-IN CONNECTOR MALE HEADER CLOSED SIDE THT/THR SOLDER CONNECTION 3.81 MM N OF POLES: 3 180° SOLDER PIN LENGTH (L): 1.5 MM TINNED BOX | 0
26049 | 1863740000 | PCB PLUG-IN CONNECTOR MALE HEADER SOLDER FLANGE THT/THR SOLDER CONNECTION 3.81 MM N OF POLES: 7 90° SOLDER PIN LENGTH (L): 3.2 MM TINNED BOX | 0
26050 | 1863750000 | PCB PLUG-IN CONNECTOR MALE HEADER CLOSED SIDE THT/THR SOLDER CONNECTION 3.81 MM N OF POLES: 4 180° SOLDER PIN LENGTH (L): 1.5 MM TINNED BOX | 0
26051 | 1863760000 | PCB PLUG-IN CONNECTOR MALE HEADER SOLDER FLANGE THT/THR SOLDER CONNECTION 3.81 MM N OF POLES: 8 90° SOLDER PIN LENGTH (L): 3.2 MM TINNED BOX | 0
26052 | 1863770000 | PCB PLUG-IN CONNECTOR MALE HEADER SOLDER FLANGE THT/THR SOLDER CONNECTION 3.81 MM N OF POLES: 9 90° SOLDER PIN LENGTH (L): 3.2 MM TINNED BOX | 0
26053 | 1863780000 | PCB PLUG-IN CONNECTOR MALE HEADER CLOSED SIDE THT/THR SOLDER CONNECTION 3.81 MM N OF POLES: 5 180° SOLDER PIN LENGTH (L): 1.5 MM TINNED BOX | 0
26054 | 1863790000 | PCB PLUG-IN CONNECTOR MALE HEADER SOLDER FLANGE THT/THR SOLDER CONNECTION 3.81 MM N OF POLES: 10 90° SOLDER PIN LENGTH (L): 3.2 MM TINNED BOX | 0
26055 | 1863810000 | PCB PLUG-IN CONNECTOR MALE HEADER SOLDER FLANGE THT/THR SOLDER CONNECTION 3.81 MM N OF POLES: 11 90° SOLDER PIN LENGTH (L): 3.2 MM TINNED BOX | 0
26056 | 1863820000 | PCB PLUG-IN CONNECTOR MALE HEADER SOLDER FLANGE THT/THR SOLDER CONNECTION 3.81 MM N OF POLES: 12 90° SOLDER PIN LENGTH (L): 3.2 MM TINNED BOX | 0
26057 | 1863830000 | PCB PLUG-IN CONNECTOR MALE HEADER CLOSED SIDE THT/THR SOLDER CONNECTION 3.81 MM N OF POLES: 6 180° SOLDER PIN LENGTH (L): 1.5 MM TINNED BOX | 0
26058 | 1863840000 | PCB PLUG-IN CONNECTOR MALE HEADER SOLDER FLANGE THT/THR SOLDER CONNECTION 3.81 MM N OF POLES: 13 90° SOLDER PIN LENGTH (L): 3.2 MM TINNED BOX | 0
26059 | 1863850000 | PCB PLUG-IN CONNECTOR MALE HEADER SOLDER FLANGE THT/THR SOLDER CONNECTION 3.81 MM N OF POLES: 14 90° SOLDER PIN LENGTH (L): 3.2 MM TINNED BOX | 0
26060 | 1863860000 | PCB PLUG-IN CONNECTOR MALE HEADER SOLDER FLANGE THT/THR SOLDER CONNECTION 3.81 MM N OF POLES: 15 90° SOLDER PIN LENGTH (L): 3.2 MM TINNED BOX | 0
26061 | 1863870000 | PCB PLUG-IN CONNECTOR MALE HEADER SOLDER FLANGE THT/THR SOLDER CONNECTION 3.81 MM N OF POLES: 16 90° SOLDER PIN LENGTH (L): 3.2 MM TINNED BOX | 0
26062 | 1863900000 | PCB PLUG-IN CONNECTOR MALE HEADER CLOSED SIDE THT/THR SOLDER CONNECTION 3.81 MM N OF POLES: 8 180° SOLDER PIN LENGTH (L): 1.5 MM TINNED BOX | 0
26063 | 1863920000 | PCB PLUG-IN CONNECTOR MALE HEADER CLOSED SIDE THT/THR SOLDER CONNECTION 3.81 MM N OF POLES: 10 180° SOLDER PIN LENGTH (L): 1.5 MM TINNED BOX | 0
26064 | 1863930000 | PCB PLUG-IN CONNECTOR MALE HEADER CLOSED SIDE THT/THR SOLDER CONNECTION 3.81 MM N OF POLES: 11 180° SOLDER PIN LENGTH (L): 1.5 MM TINNED BOX | 0
26065 | 1863940000 | PCB PLUG-IN CONNECTOR MALE HEADER CLOSED SIDE THT/THR SOLDER CONNECTION 3.81 MM N OF POLES: 12 180° SOLDER PIN LENGTH (L): 1.5 MM TINNED BOX | 0
26066 | 1863960000 | PCB PLUG-IN CONNECTOR MALE HEADER CLOSED SIDE THT/THR SOLDER CONNECTION 3.81 MM N OF POLES: 14 180° SOLDER PIN LENGTH (L): 1.5 MM TINNED BOX | 0
26067 | 1864040000 | PCB PLUG-IN CONNECTOR MALE HEADER CLOSED SIDE THT/THR SOLDER CONNECTION 3.81 MM N OF POLES: 16 180° SOLDER PIN LENGTH (L): 1.5 MM TINNED BOX | 0
26068 | 1864070000 | PCB PLUG-IN CONNECTOR MALE HEADER SOLDER FLANGE THT/THR SOLDER CONNECTION 3.81 MM N OF POLES: 2 180° SOLDER PIN LENGTH (L): 1.5 MM TINNED BOX | 0
26069 | 1864080000 | PCB PLUG-IN CONNECTOR MALE HEADER SOLDER FLANGE THT/THR SOLDER CONNECTION 3.81 MM N OF POLES: 3 180° SOLDER PIN LENGTH (L): 1.5 MM TINNED BOX | 0
26070 | 1864090000 | PCB PLUG-IN CONNECTOR MALE HEADER SOLDER FLANGE THT/THR SOLDER CONNECTION 3.81 MM N OF POLES: 4 180° SOLDER PIN LENGTH (L): 1.5 MM TINNED BOX | 0
26071 | 1864100000 | PCB PLUG-IN CONNECTOR MALE HEADER SOLDER FLANGE THT/THR SOLDER CONNECTION 3.81 MM N OF POLES: 5 180° SOLDER PIN LENGTH (L): 1.5 MM TINNED BOX | 0
26072 | 1864110000 | PCB PLUG-IN CONNECTOR MALE HEADER SOLDER FLANGE THT/THR SOLDER CONNECTION 3.81 MM N OF POLES: 6 180° SOLDER PIN LENGTH (L): 1.5 MM TINNED BOX | 0
26073 | 1864130000 | PCB PLUG-IN CONNECTOR MALE HEADER SOLDER FLANGE THT/THR SOLDER CONNECTION 3.81 MM N OF POLES: 8 180° SOLDER PIN LENGTH (L): 1.5 MM TINNED BOX | 0
26074 | 1864140000 | PCB PLUG-IN CONNECTOR MALE HEADER SOLDER FLANGE THT/THR SOLDER CONNECTION 3.81 MM N OF POLES: 9 180° SOLDER PIN LENGTH (L): 1.5 MM TINNED BOX | 0
26075 | 1864150000 | PCB PLUG-IN CONNECTOR MALE HEADER SOLDER FLANGE THT/THR SOLDER CONNECTION 3.81 MM N OF POLES: 10 180° SOLDER PIN LENGTH (L): 1.5 MM TINNED BOX | 0
26076 | 1864170000 | PCB PLUG-IN CONNECTOR MALE HEADER SOLDER FLANGE THT/THR SOLDER CONNECTION 3.81 MM N OF POLES: 12 180° SOLDER PIN LENGTH (L): 1.5 MM TINNED BOX | 0
26077 | 1864190000 | PCB PLUG-IN CONNECTOR MALE HEADER SOLDER FLANGE THT/THR SOLDER CONNECTION 3.81 MM N OF POLES: 14 180° SOLDER PIN LENGTH (L): 1.5 MM TINNED BOX | 0
26078 | 1864210000 | PCB PLUG-IN CONNECTOR MALE HEADER SOLDER FLANGE THT/THR SOLDER CONNECTION 3.81 MM N OF POLES: 16 180° SOLDER PIN LENGTH (L): 1.5 MM TINNED BOX | 0
26079 | 1876340000 | PCB PLUG-IN CONNECTOR MALE HEADER CLOSED SIDE THT/THR SOLDER CONNECTION 5.08 MM N OF POLES: 2 270° SOLDER PIN LENGTH (L): 1.5 MM TINNED BOX | 0
26080 | 1877080000 | PCB PLUG-IN CONNECTOR MALE HEADER CLOSED SIDE THT/THR SOLDER CONNECTION 5.08 MM N OF POLES: 8 270° SOLDER PIN LENGTH (L): 1.5 MM TINNED BOX | 0
26081 | 1877100000 | PCB PLUG-IN CONNECTOR MALE HEADER CLOSED SIDE THT/THR SOLDER CONNECTION 5.08 MM N OF POLES: 2 270° SOLDER PIN LENGTH (L): 1.5 MM TINNED BOX | 0
26082 | 1877140000 | PCB PLUG-IN CONNECTOR MALE HEADER CLOSED SIDE THT/THR SOLDER CONNECTION 5.08 MM N OF POLES: 4 270° SOLDER PIN LENGTH (L): 1.5 MM TINNED BOX | 0
26083 | 1877150000 | PCB PLUG-IN CONNECTOR MALE HEADER CLOSED SIDE THT/THR SOLDER CONNECTION 5.08 MM N OF POLES: 5 270° SOLDER PIN LENGTH (L): 1.5 MM TINNED BOX | 0
26084 | 1877370000 | PCB PLUG-IN CONNECTOR MALE HEADER CLOSED SIDE THT/THR SOLDER CONNECTION 5.08 MM N OF POLES: 2 270° SOLDER PIN LENGTH (L): 3.2 MM TINNED BOX | 0
26085 | 1877380000 | PCB PLUG-IN CONNECTOR MALE HEADER CLOSED SIDE THT/THR SOLDER CONNECTION 5.08 MM N OF POLES: 3 270° SOLDER PIN LENGTH (L): 3.2 MM TINNED BOX | 0
26086 | 1877390000 | PCB PLUG-IN CONNECTOR MALE HEADER CLOSED SIDE THT/THR SOLDER CONNECTION 5.08 MM N OF POLES: 4 270° SOLDER PIN LENGTH (L): 3.2 MM TINNED BOX | 0
26087 | 1877400000 | PCB PLUG-IN CONNECTOR MALE HEADER CLOSED SIDE THT/THR SOLDER CONNECTION 5.08 MM N OF POLES: 5 270° SOLDER PIN LENGTH (L): 3.2 MM TINNED BOX | 0
26088 | 1877410000 | PCB PLUG-IN CONNECTOR MALE HEADER CLOSED SIDE THT/THR SOLDER CONNECTION 5.08 MM N OF POLES: 6 270° SOLDER PIN LENGTH (L): 3.2 MM TINNED BOX | 0
26089 | 1877420000 | PCB PLUG-IN CONNECTOR MALE HEADER CLOSED SIDE THT/THR SOLDER CONNECTION 5.08 MM N OF POLES: 7 270° SOLDER PIN LENGTH (L): 3.2 MM TINNED BOX | 0
26090 | 1877450000 | PCB PLUG-IN CONNECTOR MALE HEADER CLOSED SIDE THT/THR SOLDER CONNECTION 5.08 MM N OF POLES: 8 270° SOLDER PIN LENGTH (L): 3.2 MM TINNED BOX | 0
26091 | 1877470000 | PCB PLUG-IN CONNECTOR MALE HEADER CLOSED SIDE THT/THR SOLDER CONNECTION 5.08 MM N OF POLES: 2 270° SOLDER PIN LENGTH (L): 3.2 MM TINNED BOX | 0
26092 | 1877490000 | PCB PLUG-IN CONNECTOR MALE HEADER CLOSED SIDE THT/THR SOLDER CONNECTION 5.08 MM N OF POLES: 3 270° SOLDER PIN LENGTH (L): 3.2 MM TINNED BOX | 0
26093 | 1877510000 | PCB PLUG-IN CONNECTOR MALE HEADER CLOSED SIDE THT/THR SOLDER CONNECTION 5.08 MM N OF POLES: 4 270° SOLDER PIN LENGTH (L): 3.2 MM TINNED BOX | 0
26094 | 1877520000 | PCB PLUG-IN CONNECTOR MALE HEADER CLOSED SIDE THT/THR SOLDER CONNECTION 5.08 MM N OF POLES: 5 270° SOLDER PIN LENGTH (L): 3.2 MM TINNED BOX | 0
26095 | 1877530000 | PCB PLUG-IN CONNECTOR MALE HEADER CLOSED SIDE THT/THR SOLDER CONNECTION 5.08 MM N OF POLES: 6 270° SOLDER PIN LENGTH (L): 3.2 MM TINNED BOX | 0
26096 | 1877540000 | PCB PLUG-IN CONNECTOR MALE HEADER CLOSED SIDE THT/THR SOLDER CONNECTION 5.08 MM N OF POLES: 7 270° SOLDER PIN LENGTH (L): 3.2 MM TINNED BOX | 0
26097 | 1877550000 | PCB PLUG-IN CONNECTOR MALE HEADER CLOSED SIDE THT/THR SOLDER CONNECTION 5.08 MM N OF POLES: 8 270° SOLDER PIN LENGTH (L): 3.2 MM TINNED BOX | 0
26098 | 1913110000 | PRINTED CIRCUIT BOARD TERMINALS 5.00 MM N OF POLES: 2 90° SOLDER PIN LENGTH (L): 3.5 MM TINNED PEBBLE GREY CLAMPING YOKE CONNECTION CLAMPING RANGE MAX. : 2.5 MM² BOX | 1
26099 | 1915140000 | PRINTED CIRCUIT BOARD TERMINALS 5.08 MM N OF POLES: 4 90° SOLDER PIN LENGTH (L): 3.5 MM TINNED PALE GREEN CLAMPING YOKE CONNECTION CLAMPING RANGE MAX. : 2.5 MM² BOX | 1
26100 | 1915640000 | PRINTED CIRCUIT BOARD TERMINALS 5.08 MM N OF POLES: 8 90° SOLDER PIN LENGTH (L): 3.5 MM TINNED PALE GREEN CLAMPING YOKE CONNECTION CLAMPING RANGE MAX. : 2.5 MM² BOX | 1
26101 | 1915690000 | PRINTED CIRCUIT BOARD TERMINALS 5.08 MM N OF POLES: 2 90° SOLDER PIN LENGTH (L): 3.5 MM TINNED PEBBLE GREY CLAMPING YOKE CONNECTION CLAMPING RANGE MAX. : 2.5 MM² BOX | 1
26102 | 1915940000 | PRINTED CIRCUIT BOARD TERMINALS 5.08 MM N OF POLES: 40 90° SOLDER PIN LENGTH (L): 3.5 MM TINNED CLAMPING YOKE CONNECTION CLAMPING RANGE MAX. : 2.5 MM² BOX | 1
26103 | 1916010000 | PRINTED CIRCUIT BOARD TERMINALS 5.08 MM N OF POLES: 4 90° SOLDER PIN LENGTH (L): 3.5 MM TINNED PALE GREEN CLAMPING YOKE CONNECTION CLAMPING RANGE MAX. : 2.5 MM² BOX | 1
26104 | 1916020000 | PRINTED CIRCUIT BOARD TERMINALS 5.08 MM N OF POLES: 6 90° SOLDER PIN LENGTH (L): 3.5 MM TINNED PALE GREEN CLAMPING YOKE CONNECTION CLAMPING RANGE MAX. : 2.5 MM² BOX | 1
26105 | 1916030000 | PRINTED CIRCUIT BOARD TERMINALS 5.08 MM N OF POLES: 8 90° SOLDER PIN LENGTH (L): 3.5 MM TINNED PALE GREEN CLAMPING YOKE CONNECTION CLAMPING RANGE MAX. : 2.5 MM² BOX | 1
26106 | 1918250000 | PRINTED CIRCUIT BOARD TERMINALS 5.08 MM N OF POLES: 48 90° SOLDER PIN LENGTH (L): 3.5 MM TINNED PEBBLE GREY CLAMPING YOKE CONNECTION CLAMPING RANGE MAX. : 2.5 MM² BOX | 1
26107 | 1924880000 | PRINTED CIRCUIT BOARD TERMINALS 5.00 MM N OF POLES: 5 90° SOLDER PIN LENGTH (L): 1.5 MM PUSH IN WITH ACTUATOR CLAMPING RANGE MAX. : 1.5 MM² TAPE | 49
26108 | 1924890000 | PRINTED CIRCUIT BOARD TERMINALS 5.00 MM N OF POLES: 8 90° SOLDER PIN LENGTH (L): 1.5 MM PUSH IN WITH ACTUATOR CLAMPING RANGE MAX. : 1.5 MM² TAPE | 49
26109 | 1934250000 | PRINTED CIRCUIT BOARD TERMINALS 5.08 MM N OF POLES: 2 90° SOLDER PIN LENGTH (L): 3.2 MM TINNED ORANGE CLAMPING YOKE CONNECTION CLAMPING RANGE MAX. : 6 MM² BOX | 1
26110 | 1934260000 | PRINTED CIRCUIT BOARD TERMINALS 5.08 MM N OF POLES: 3 90° SOLDER PIN LENGTH (L): 3.2 MM TINNED ORANGE CLAMPING YOKE CONNECTION CLAMPING RANGE MAX. : 6 MM² BOX | 1
26111 | 1934270000 | PRINTED CIRCUIT BOARD TERMINALS 5.00 MM N OF POLES: 2 90° SOLDER PIN LENGTH (L): 3.2 MM TINNED ORANGE CLAMPING YOKE CONNECTION CLAMPING RANGE MAX. : 6 MM² BOX | 1
26112 | 1934280000 | PRINTED CIRCUIT BOARD TERMINALS 5.00 MM N OF POLES: 3 90° SOLDER PIN LENGTH (L): 3.2 MM TINNED ORANGE CLAMPING YOKE CONNECTION CLAMPING RANGE MAX. : 6 MM² BOX | 1
26113 | 1934310000 | PRINTED CIRCUIT BOARD TERMINALS 5.00 MM N OF POLES: 4 90° SOLDER PIN LENGTH (L): 3.2 MM TINNED ORANGE CLAMPING YOKE CONNECTION CLAMPING RANGE MAX. : 6 MM² BOX | 1
26114 | 1934340000 | PRINTED CIRCUIT BOARD TERMINALS 5.08 MM N OF POLES: 6 90° SOLDER PIN LENGTH (L): 3.2 MM TINNED ORANGE CLAMPING YOKE CONNECTION CLAMPING RANGE MAX. : 6 MM² BOX | 1
26115 | 1934360000 | PRINTED CIRCUIT BOARD TERMINALS 5.00 MM N OF POLES: 6 90° SOLDER PIN LENGTH (L): 3.2 MM TINNED ORANGE CLAMPING YOKE CONNECTION CLAMPING RANGE MAX. : 6 MM² BOX | 1
26116 | 1934660000 | PRINTED CIRCUIT BOARD TERMINALS 3.50 MM N OF POLES: 2 180° TINNED PUSH IN WITH ACTUATOR CLAMPING RANGE MAX. : 1.5 MM² BOX | 256
26117 | 1977260000 | PRINTED CIRCUIT BOARD TERMINALS 5.00 MM N OF POLES: 8 90° SOLDER PIN LENGTH (L): 3.2 MM TINNED ORANGE CLAMPING YOKE CONNECTION CLAMPING RANGE MAX. : 6 MM² BOX | 1
26118 | 1977280000 | PRINTED CIRCUIT BOARD TERMINALS 5.00 MM N OF POLES: 12 90° SOLDER PIN LENGTH (L): 3.2 MM TINNED ORANGE CLAMPING YOKE CONNECTION CLAMPING RANGE MAX. : 6 MM² BOX | 1
26119 | 1977310000 | PRINTED CIRCUIT BOARD TERMINALS 5.00 MM N OF POLES: 16 90° SOLDER PIN LENGTH (L): 3.2 MM TINNED ORANGE CLAMPING YOKE CONNECTION CLAMPING RANGE MAX. : 6 MM² BOX | 1
26120 | 1977330000 | PRINTED CIRCUIT BOARD TERMINALS 5.00 MM N OF POLES: 20 90° SOLDER PIN LENGTH (L): 3.2 MM TINNED ORANGE CLAMPING YOKE CONNECTION CLAMPING RANGE MAX. : 6 MM² BOX | 1
26121 | 1977350000 | PRINTED CIRCUIT BOARD TERMINALS 5.00 MM N OF POLES: 24 90° SOLDER PIN LENGTH (L): 3.2 MM TINNED ORANGE CLAMPING YOKE CONNECTION CLAMPING RANGE MAX. : 6 MM² BOX | 1
26122 | 1977370000 | PRINTED CIRCUIT BOARD TERMINALS 5.00 MM N OF POLES: 28 90° SOLDER PIN LENGTH (L): 3.2 MM TINNED ORANGE CLAMPING YOKE CONNECTION CLAMPING RANGE MAX. : 6 MM² BOX | 1
26123 | 1977390000 | PRINTED CIRCUIT BOARD TERMINALS 5.00 MM N OF POLES: 32 90° SOLDER PIN LENGTH (L): 3.2 MM TINNED ORANGE CLAMPING YOKE CONNECTION CLAMPING RANGE MAX. : 6 MM² BOX | 1
26124 | 1977410000 | PRINTED CIRCUIT BOARD TERMINALS 5.00 MM N OF POLES: 36 90° SOLDER PIN LENGTH (L): 3.2 MM TINNED ORANGE CLAMPING YOKE CONNECTION CLAMPING RANGE MAX. : 6 MM² BOX | 1
26125 | 1977430000 | PRINTED CIRCUIT BOARD TERMINALS 5.00 MM N OF POLES: 40 90° SOLDER PIN LENGTH (L): 3.2 MM TINNED ORANGE CLAMPING YOKE CONNECTION CLAMPING RANGE MAX. : 6 MM² BOX | 1
26126 | 1977450000 | PRINTED CIRCUIT BOARD TERMINALS 5.00 MM N OF POLES: 44 90° SOLDER PIN LENGTH (L): 3.2 MM TINNED ORANGE CLAMPING YOKE CONNECTION CLAMPING RANGE MAX. : 6 MM² BOX | 1
26127 | 1977470000 | PRINTED CIRCUIT BOARD TERMINALS 5.00 MM N OF POLES: 48 90° SOLDER PIN LENGTH (L): 3.2 MM TINNED ORANGE CLAMPING YOKE CONNECTION CLAMPING RANGE MAX. : 6 MM² BOX | 1
26128 | 1977480000 | PRINTED CIRCUIT BOARD TERMINALS 5.08 MM N OF POLES: 8 90° SOLDER PIN LENGTH (L): 3.2 MM TINNED ORANGE CLAMPING YOKE CONNECTION CLAMPING RANGE MAX. : 6 MM² BOX | 1
26129 | 1977500000 | PRINTED CIRCUIT BOARD TERMINALS 5.08 MM N OF POLES: 12 90° SOLDER PIN LENGTH (L): 3.2 MM TINNED ORANGE CLAMPING YOKE CONNECTION CLAMPING RANGE MAX. : 6 MM² BOX | 1
26130 | 1977520000 | PRINTED CIRCUIT BOARD TERMINALS 5.08 MM N OF POLES: 16 90° SOLDER PIN LENGTH (L): 3.2 MM TINNED ORANGE CLAMPING YOKE CONNECTION CLAMPING RANGE MAX. : 6 MM² BOX | 1
26131 | 1977540000 | PRINTED CIRCUIT BOARD TERMINALS 5.08 MM N OF POLES: 20 90° SOLDER PIN LENGTH (L): 3.2 MM TINNED ORANGE CLAMPING YOKE CONNECTION CLAMPING RANGE MAX. : 6 MM² BOX | 1
26132 | 1977560000 | PRINTED CIRCUIT BOARD TERMINALS 5.08 MM N OF POLES: 24 90° SOLDER PIN LENGTH (L): 3.2 MM TINNED ORANGE CLAMPING YOKE CONNECTION CLAMPING RANGE MAX. : 6 MM² BOX | 1
26133 | 1977580000 | PRINTED CIRCUIT BOARD TERMINALS 5.08 MM N OF POLES: 28 90° SOLDER PIN LENGTH (L): 3.2 MM TINNED ORANGE CLAMPING YOKE CONNECTION CLAMPING RANGE MAX. : 6 MM² BOX | 1
26134 | 1977600000 | PRINTED CIRCUIT BOARD TERMINALS 5.08 MM N OF POLES: 32 90° SOLDER PIN LENGTH (L): 3.2 MM TINNED ORANGE CLAMPING YOKE CONNECTION CLAMPING RANGE MAX. : 6 MM² BOX | 1
26135 | 1977620000 | PRINTED CIRCUIT BOARD TERMINALS 5.08 MM N OF POLES: 36 90° SOLDER PIN LENGTH (L): 3.2 MM TINNED ORANGE CLAMPING YOKE CONNECTION CLAMPING RANGE MAX. : 6 MM² BOX | 1
26136 | 1977640000 | PRINTED CIRCUIT BOARD TERMINALS 5.08 MM N OF POLES: 40 90° SOLDER PIN LENGTH (L): 3.2 MM TINNED ORANGE CLAMPING YOKE CONNECTION CLAMPING RANGE MAX. : 6 MM² BOX | 1
26137 | 1977660000 | PRINTED CIRCUIT BOARD TERMINALS 5.08 MM N OF POLES: 44 90° SOLDER PIN LENGTH (L): 3.2 MM TINNED ORANGE CLAMPING YOKE CONNECTION CLAMPING RANGE MAX. : 6 MM² BOX | 1
26138 | 1977680000 | PRINTED CIRCUIT BOARD TERMINALS 5.08 MM N OF POLES: 48 90° SOLDER PIN LENGTH (L): 3.2 MM TINNED ORANGE CLAMPING YOKE CONNECTION CLAMPING RANGE MAX. : 6 MM² BOX | 1
26139 | 1978850000 | PRINTED CIRCUIT BOARD TERMINALS 5.00 MM N OF POLES: 12 90° SOLDER PIN LENGTH (L): 3.2 MM TINNED ORANGE CLAMPING YOKE CONNECTION CLAMPING RANGE MAX. : 6 MM² BOX | 1
26140 | 1978870000 | PRINTED CIRCUIT BOARD TERMINALS 5.00 MM N OF POLES: 18 90° SOLDER PIN LENGTH (L): 3.2 MM TINNED ORANGE CLAMPING YOKE CONNECTION CLAMPING RANGE MAX. : 6 MM² BOX | 1
26141 | 1978890000 | PRINTED CIRCUIT BOARD TERMINALS 5.00 MM N OF POLES: 24 90° SOLDER PIN LENGTH (L): 3.2 MM TINNED ORANGE CLAMPING YOKE CONNECTION CLAMPING RANGE MAX. : 6 MM² BOX | 1
26142 | 1978910000 | PRINTED CIRCUIT BOARD TERMINALS 5.00 MM N OF POLES: 30 90° SOLDER PIN LENGTH (L): 3.2 MM TINNED ORANGE CLAMPING YOKE CONNECTION CLAMPING RANGE MAX. : 6 MM² BOX | 1
26143 | 1978930000 | PRINTED CIRCUIT BOARD TERMINALS 5.00 MM N OF POLES: 36 90° SOLDER PIN LENGTH (L): 3.2 MM TINNED ORANGE CLAMPING YOKE CONNECTION CLAMPING RANGE MAX. : 6 MM² BOX | 1
26144 | 1978950000 | PRINTED CIRCUIT BOARD TERMINALS 5.00 MM N OF POLES: 42 90° SOLDER PIN LENGTH (L): 3.2 MM TINNED ORANGE CLAMPING YOKE CONNECTION CLAMPING RANGE MAX. : 6 MM² BOX | 1
26145 | 1978970000 | PRINTED CIRCUIT BOARD TERMINALS 5.00 MM N OF POLES: 48 90° SOLDER PIN LENGTH (L): 3.2 MM TINNED ORANGE CLAMPING YOKE CONNECTION CLAMPING RANGE MAX. : 6 MM² BOX | 1
26146 | 1978990000 | PRINTED CIRCUIT BOARD TERMINALS 5.00 MM N OF POLES: 54 90° SOLDER PIN LENGTH (L): 3.2 MM TINNED ORANGE CLAMPING YOKE CONNECTION CLAMPING RANGE MAX. : 6 MM² BOX | 1
26147 | 1979010000 | PRINTED CIRCUIT BOARD TERMINALS 5.00 MM N OF POLES: 60 90° SOLDER PIN LENGTH (L): 3.2 MM TINNED ORANGE CLAMPING YOKE CONNECTION CLAMPING RANGE MAX. : 6 MM² BOX | 1
26148 | 1979030000 | PRINTED CIRCUIT BOARD TERMINALS 5.00 MM N OF POLES: 66 90° SOLDER PIN LENGTH (L): 3.2 MM TINNED ORANGE CLAMPING YOKE CONNECTION CLAMPING RANGE MAX. : 6 MM² BOX | 1
26149 | 1979050000 | PRINTED CIRCUIT BOARD TERMINALS 5.00 MM N OF POLES: 72 90° SOLDER PIN LENGTH (L): 3.2 MM TINNED ORANGE CLAMPING YOKE CONNECTION CLAMPING RANGE MAX. : 6 MM² BOX | 1
26150 | 1979060000 | PRINTED CIRCUIT BOARD TERMINALS 5.08 MM N OF POLES: 12 90° SOLDER PIN LENGTH (L): 3.2 MM TINNED ORANGE CLAMPING YOKE CONNECTION CLAMPING RANGE MAX. : 6 MM² BOX | 1
26151 | 1979080000 | PRINTED CIRCUIT BOARD TERMINALS 5.08 MM N OF POLES: 18 90° SOLDER PIN LENGTH (L): 3.2 MM TINNED ORANGE CLAMPING YOKE CONNECTION CLAMPING RANGE MAX. : 6 MM² BOX | 1
26152 | 1979100000 | PRINTED CIRCUIT BOARD TERMINALS 5.08 MM N OF POLES: 24 90° SOLDER PIN LENGTH (L): 3.2 MM TINNED ORANGE CLAMPING YOKE CONNECTION CLAMPING RANGE MAX. : 6 MM² BOX | 1
26153 | 1979120000 | PRINTED CIRCUIT BOARD TERMINALS 5.08 MM N OF POLES: 30 90° SOLDER PIN LENGTH (L): 3.2 MM TINNED ORANGE CLAMPING YOKE CONNECTION CLAMPING RANGE MAX. : 6 MM² BOX | 1
26154 | 1979140000 | PRINTED CIRCUIT BOARD TERMINALS 5.08 MM N OF POLES: 36 90° SOLDER PIN LENGTH (L): 3.2 MM TINNED ORANGE CLAMPING YOKE CONNECTION CLAMPING RANGE MAX. : 6 MM² BOX | 1
26155 | 1979160000 | PRINTED CIRCUIT BOARD TERMINALS 5.08 MM N OF POLES: 42 90° SOLDER PIN LENGTH (L): 3.2 MM TINNED ORANGE CLAMPING YOKE CONNECTION CLAMPING RANGE MAX. : 6 MM² BOX | 1
26156 | 1979180000 | PRINTED CIRCUIT BOARD TERMINALS 5.08 MM N OF POLES: 48 90° SOLDER PIN LENGTH (L): 3.2 MM TINNED ORANGE CLAMPING YOKE CONNECTION CLAMPING RANGE MAX. : 6 MM² BOX | 1
26157 | 1979200000 | PRINTED CIRCUIT BOARD TERMINALS 5.08 MM N OF POLES: 54 90° SOLDER PIN LENGTH (L): 3.2 MM TINNED ORANGE CLAMPING YOKE CONNECTION CLAMPING RANGE MAX. : 6 MM² BOX | 1
26158 | 1979220000 | PRINTED CIRCUIT BOARD TERMINALS 5.08 MM N OF POLES: 60 90° SOLDER PIN LENGTH (L): 3.2 MM TINNED ORANGE CLAMPING YOKE CONNECTION CLAMPING RANGE MAX. : 6 MM² BOX | 1
26159 | 1979240000 | PRINTED CIRCUIT BOARD TERMINALS 5.08 MM N OF POLES: 66 90° SOLDER PIN LENGTH (L): 3.2 MM TINNED ORANGE CLAMPING YOKE CONNECTION CLAMPING RANGE MAX. : 6 MM² BOX | 1
26160 | 1979260000 | PRINTED CIRCUIT BOARD TERMINALS 5.08 MM N OF POLES: 72 90° SOLDER PIN LENGTH (L): 3.2 MM TINNED ORANGE CLAMPING YOKE CONNECTION CLAMPING RANGE MAX. : 6 MM² BOX | 1
26161 | 9993920000 | PRINTED CIRCUIT BOARD TERMINALS 5.08 MM N OF POLES: 4 90° SOLDER PIN LENGTH (L): 3.5 MM TINNED CLAMPING YOKE CONNECTION CLAMPING RANGE MAX. : 2.5 MM² BOX | 1
26162 | 9993930000 | PRINTED CIRCUIT BOARD TERMINALS 5.08 MM N OF POLES: 5 90° SOLDER PIN LENGTH (L): 3.5 MM TINNED CLAMPING YOKE CONNECTION CLAMPING RANGE MAX. : 2.5 MM² BOX | 1
26163 | 9993940000 | PRINTED CIRCUIT BOARD TERMINALS 5.08 MM N OF POLES: 6 90° SOLDER PIN LENGTH (L): 3.5 MM TINNED CLAMPING YOKE CONNECTION CLAMPING RANGE MAX. : 2.5 MM² BOX | 1
26164 | 9993960000 | PRINTED CIRCUIT BOARD TERMINALS 5.08 MM N OF POLES: 8 90° SOLDER PIN LENGTH (L): 3.5 MM TINNED CLAMPING YOKE CONNECTION CLAMPING RANGE MAX. : 2.5 MM² BOX | 1
26165 | 9994000000 | PRINTED CIRCUIT BOARD TERMINALS 5.08 MM N OF POLES: 12 90° SOLDER PIN LENGTH (L): 3.5 MM TINNED CLAMPING YOKE CONNECTION CLAMPING RANGE MAX. : 2.5 MM² BOX | 1
26166 | 9994130000 | PRINTED CIRCUIT BOARD TERMINALS 5.08 MM N OF POLES: 4 90° SOLDER PIN LENGTH (L): 3.5 MM TINNED ORANGE CLAMPING YOKE CONNECTION CLAMPING RANGE MAX. : 2.5 MM² BOX | 1
26167 | 9994140000 | PRINTED CIRCUIT BOARD TERMINALS 5.08 MM N OF POLES: 5 90° SOLDER PIN LENGTH (L): 3.5 MM TINNED ORANGE CLAMPING YOKE CONNECTION CLAMPING RANGE MAX. : 2.5 MM² BOX | 1
26168 | 9994150000 | PRINTED CIRCUIT BOARD TERMINALS 5.08 MM N OF POLES: 6 90° SOLDER PIN LENGTH (L): 3.5 MM TINNED ORANGE CLAMPING YOKE CONNECTION CLAMPING RANGE MAX. : 2.5 MM² BOX | 1
26169 | 9994160000 | PRINTED CIRCUIT BOARD TERMINALS 5.08 MM N OF POLES: 7 90° SOLDER PIN LENGTH (L): 3.5 MM TINNED ORANGE CLAMPING YOKE CONNECTION CLAMPING RANGE MAX. : 2.5 MM² BOX | 1
26170 | 9994170000 | PRINTED CIRCUIT BOARD TERMINALS 5.08 MM N OF POLES: 8 90° SOLDER PIN LENGTH (L): 3.5 MM TINNED ORANGE CLAMPING YOKE CONNECTION CLAMPING RANGE MAX. : 2.5 MM² BOX | 1
26171 | 9994180000 | PRINTED CIRCUIT BOARD TERMINALS 5.08 MM N OF POLES: 9 90° SOLDER PIN LENGTH (L): 3.5 MM TINNED ORANGE CLAMPING YOKE CONNECTION CLAMPING RANGE MAX. : 2.5 MM² BOX | 1
26172 | 9994190000 | PRINTED CIRCUIT BOARD TERMINALS 5.08 MM N OF POLES: 10 90° SOLDER PIN LENGTH (L): 3.5 MM TINNED ORANGE CLAMPING YOKE CONNECTION CLAMPING RANGE MAX. : 2.5 MM² BOX | 1
26173 | 9994200000 | PRINTED CIRCUIT BOARD TERMINALS 5.08 MM N OF POLES: 11 90° SOLDER PIN LENGTH (L): 3.5 MM TINNED ORANGE CLAMPING YOKE CONNECTION CLAMPING RANGE MAX. : 2.5 MM² BOX | 1
26174 | 9994210000 | PRINTED CIRCUIT BOARD TERMINALS 5.08 MM N OF POLES: 12 90° SOLDER PIN LENGTH (L): 3.5 MM TINNED ORANGE CLAMPING YOKE CONNECTION CLAMPING RANGE MAX. : 2.5 MM² BOX | 1
26175 | 9994220000 | PRINTED CIRCUIT BOARD TERMINALS 5.08 MM N OF POLES: 13 90° SOLDER PIN LENGTH (L): 3.5 MM TINNED ORANGE CLAMPING YOKE CONNECTION CLAMPING RANGE MAX. : 2.5 MM² BOX | 1
26176 | 9994230000 | PRINTED CIRCUIT BOARD TERMINALS 5.08 MM N OF POLES: 14 90° SOLDER PIN LENGTH (L): 3.5 MM TINNED ORANGE CLAMPING YOKE CONNECTION CLAMPING RANGE MAX. : 2.5 MM² BOX | 1
26177 | 9994240000 | PRINTED CIRCUIT BOARD TERMINALS 5.08 MM N OF POLES: 15 90° SOLDER PIN LENGTH (L): 3.5 MM TINNED ORANGE CLAMPING YOKE CONNECTION CLAMPING RANGE MAX. : 2.5 MM² BOX | 1
26178 | 9994250000 | PRINTED CIRCUIT BOARD TERMINALS 5.08 MM N OF POLES: 16 90° SOLDER PIN LENGTH (L): 3.5 MM TINNED ORANGE CLAMPING YOKE CONNECTION CLAMPING RANGE MAX. : 2.5 MM² BOX | 1
26179 | 9994260000 | PRINTED CIRCUIT BOARD TERMINALS 5.08 MM N OF POLES: 17 90° SOLDER PIN LENGTH (L): 3.5 MM TINNED ORANGE CLAMPING YOKE CONNECTION CLAMPING RANGE MAX. : 2.5 MM² BOX | 1
26180 | 9994270000 | PRINTED CIRCUIT BOARD TERMINALS 5.08 MM N OF POLES: 18 90° SOLDER PIN LENGTH (L): 3.5 MM TINNED ORANGE CLAMPING YOKE CONNECTION CLAMPING RANGE MAX. : 2.5 MM² BOX | 1
26181 | 9994280000 | PRINTED CIRCUIT BOARD TERMINALS 5.08 MM N OF POLES: 19 90° SOLDER PIN LENGTH (L): 3.5 MM TINNED ORANGE CLAMPING YOKE CONNECTION CLAMPING RANGE MAX. : 2.5 MM² BOX | 1
26182 | 9994290000 | PRINTED CIRCUIT BOARD TERMINALS 5.08 MM N OF POLES: 20 90° SOLDER PIN LENGTH (L): 3.5 MM TINNED ORANGE CLAMPING YOKE CONNECTION CLAMPING RANGE MAX. : 2.5 MM² BOX | 1
26183 | 9994300000 | PRINTED CIRCUIT BOARD TERMINALS 5.08 MM N OF POLES: 21 90° SOLDER PIN LENGTH (L): 3.5 MM TINNED ORANGE CLAMPING YOKE CONNECTION CLAMPING RANGE MAX. : 2.5 MM² BOX | 1
26184 | 9994310000 | PRINTED CIRCUIT BOARD TERMINALS 5.08 MM N OF POLES: 22 90° SOLDER PIN LENGTH (L): 3.5 MM TINNED ORANGE CLAMPING YOKE CONNECTION CLAMPING RANGE MAX. : 2.5 MM² BOX | 1
26185 | 9994320000 | PRINTED CIRCUIT BOARD TERMINALS 5.08 MM N OF POLES: 23 90° SOLDER PIN LENGTH (L): 3.5 MM TINNED ORANGE CLAMPING YOKE CONNECTION CLAMPING RANGE MAX. : 2.5 MM² BOX | 1
26186 | 9994330000 | PRINTED CIRCUIT BOARD TERMINALS 5.08 MM N OF POLES: 24 90° SOLDER PIN LENGTH (L): 3.5 MM TINNED ORANGE CLAMPING YOKE CONNECTION CLAMPING RANGE MAX. : 2.5 MM² BOX | 1
26187 | 9994340000 | PRINTED CIRCUIT BOARD TERMINALS 5.08 MM N OF POLES: 4 135° SOLDER PIN LENGTH (L): 3.5 MM TINNED CLAMPING YOKE CONNECTION CLAMPING RANGE MAX. : 2.5 MM² BOX | 1
26188 | 9994350000 | PRINTED CIRCUIT BOARD TERMINALS 5.08 MM N OF POLES: 5 135° SOLDER PIN LENGTH (L): 3.5 MM TINNED CLAMPING YOKE CONNECTION CLAMPING RANGE MAX. : 2.5 MM² BOX | 1
26189 | 9994360000 | PRINTED CIRCUIT BOARD TERMINALS 5.08 MM N OF POLES: 6 135° SOLDER PIN LENGTH (L): 3.5 MM TINNED CLAMPING YOKE CONNECTION CLAMPING RANGE MAX. : 2.5 MM² BOX | 1
26190 | 9994370000 | PRINTED CIRCUIT BOARD TERMINALS 5.08 MM N OF POLES: 7 135° SOLDER PIN LENGTH (L): 3.5 MM TINNED CLAMPING YOKE CONNECTION CLAMPING RANGE MAX. : 2.5 MM² BOX | 1
26191 | 9994380000 | PRINTED CIRCUIT BOARD TERMINALS 5.08 MM N OF POLES: 8 135° SOLDER PIN LENGTH (L): 3.5 MM TINNED CLAMPING YOKE CONNECTION CLAMPING RANGE MAX. : 2.5 MM² BOX | 1
26192 | 9994400000 | PRINTED CIRCUIT BOARD TERMINALS 5.08 MM N OF POLES: 10 135° SOLDER PIN LENGTH (L): 3.5 MM TINNED CLAMPING YOKE CONNECTION CLAMPING RANGE MAX. : 2.5 MM² BOX | 1
26193 | 9994420000 | PRINTED CIRCUIT BOARD TERMINALS 5.08 MM N OF POLES: 12 135° SOLDER PIN LENGTH (L): 3.5 MM TINNED CLAMPING YOKE CONNECTION CLAMPING RANGE MAX. : 2.5 MM² BOX | 1
26194 | 9994440000 | PRINTED CIRCUIT BOARD TERMINALS 5.08 MM N OF POLES: 14 135° SOLDER PIN LENGTH (L): 3.5 MM TINNED CLAMPING YOKE CONNECTION CLAMPING RANGE MAX. : 2.5 MM² BOX | 1
26195 | 9994550000 | PRINTED CIRCUIT BOARD TERMINALS 5.08 MM N OF POLES: 4 135° SOLDER PIN LENGTH (L): 3.5 MM TINNED ORANGE CLAMPING YOKE CONNECTION CLAMPING RANGE MAX. : 2.5 MM² BOX | 1
26196 | 9994560000 | PRINTED CIRCUIT BOARD TERMINALS 5.08 MM N OF POLES: 5 135° SOLDER PIN LENGTH (L): 3.5 MM TINNED ORANGE CLAMPING YOKE CONNECTION CLAMPING RANGE MAX. : 2.5 MM² BOX | 1
26197 | 9994570000 | PRINTED CIRCUIT BOARD TERMINALS 5.08 MM N OF POLES: 6 135° SOLDER PIN LENGTH (L): 3.5 MM TINNED ORANGE CLAMPING YOKE CONNECTION CLAMPING RANGE MAX. : 2.5 MM² BOX | 1
26198 | 9994580000 | PRINTED CIRCUIT BOARD TERMINALS 5.08 MM N OF POLES: 7 135° SOLDER PIN LENGTH (L): 3.5 MM TINNED ORANGE CLAMPING YOKE CONNECTION CLAMPING RANGE MAX. : 2.5 MM² BOX | 1
26199 | 9994590000 | PRINTED CIRCUIT BOARD TERMINALS 5.08 MM N OF POLES: 8 135° SOLDER PIN LENGTH (L): 3.5 MM TINNED ORANGE CLAMPING YOKE CONNECTION CLAMPING RANGE MAX. : 2.5 MM² BOX | 1
26200 | 9994600000 | PRINTED CIRCUIT BOARD TERMINALS 5.08 MM N OF POLES: 9 135° SOLDER PIN LENGTH (L): 3.5 MM TINNED ORANGE CLAMPING YOKE CONNECTION CLAMPING RANGE MAX. : 2.5 MM² BOX | 1
26201 | 9994610000 | PRINTED CIRCUIT BOARD TERMINALS 5.08 MM N OF POLES: 10 135° SOLDER PIN LENGTH (L): 3.5 MM TINNED ORANGE CLAMPING YOKE CONNECTION CLAMPING RANGE MAX. : 2.5 MM² BOX | 1
26202 | 9994620000 | PRINTED CIRCUIT BOARD TERMINALS 5.08 MM N OF POLES: 11 135° SOLDER PIN LENGTH (L): 3.5 MM TINNED ORANGE CLAMPING YOKE CONNECTION CLAMPING RANGE MAX. : 2.5 MM² BOX | 1
26203 | 9994630000 | PRINTED CIRCUIT BOARD TERMINALS 5.08 MM N OF POLES: 12 135° SOLDER PIN LENGTH (L): 3.5 MM TINNED ORANGE CLAMPING YOKE CONNECTION CLAMPING RANGE MAX. : 2.5 MM² BOX | 1
26204 | 9994640000 | PRINTED CIRCUIT BOARD TERMINALS 5.08 MM N OF POLES: 13 135° SOLDER PIN LENGTH (L): 3.5 MM TINNED ORANGE CLAMPING YOKE CONNECTION CLAMPING RANGE MAX. : 2.5 MM² BOX | 1
26205 | 9994650000 | PRINTED CIRCUIT BOARD TERMINALS 5.08 MM N OF POLES: 14 135° SOLDER PIN LENGTH (L): 3.5 MM TINNED ORANGE CLAMPING YOKE CONNECTION CLAMPING RANGE MAX. : 2.5 MM² BOX | 1
26206 | 9994660000 | PRINTED CIRCUIT BOARD TERMINALS 5.08 MM N OF POLES: 15 135° SOLDER PIN LENGTH (L): 3.5 MM TINNED ORANGE CLAMPING YOKE CONNECTION CLAMPING RANGE MAX. : 2.5 MM² BOX | 1
26207 | 9994670000 | PRINTED CIRCUIT BOARD TERMINALS 5.08 MM N OF POLES: 16 135° SOLDER PIN LENGTH (L): 3.5 MM TINNED ORANGE CLAMPING YOKE CONNECTION CLAMPING RANGE MAX. : 2.5 MM² BOX | 1
26208 | 9994680000 | PRINTED CIRCUIT BOARD TERMINALS 5.08 MM N OF POLES: 17 135° SOLDER PIN LENGTH (L): 3.5 MM TINNED ORANGE CLAMPING YOKE CONNECTION CLAMPING RANGE MAX. : 2.5 MM² BOX | 1
26209 | 9994690000 | PRINTED CIRCUIT BOARD TERMINALS 5.08 MM N OF POLES: 18 135° SOLDER PIN LENGTH (L): 3.5 MM TINNED ORANGE CLAMPING YOKE CONNECTION CLAMPING RANGE MAX. : 2.5 MM² BOX | 1
26210 | 9994700000 | PRINTED CIRCUIT BOARD TERMINALS 5.08 MM N OF POLES: 19 135° SOLDER PIN LENGTH (L): 3.5 MM TINNED ORANGE CLAMPING YOKE CONNECTION CLAMPING RANGE MAX. : 2.5 MM² BOX | 1
26211 | 9994710000 | PRINTED CIRCUIT BOARD TERMINALS 5.08 MM N OF POLES: 20 135° SOLDER PIN LENGTH (L): 3.5 MM TINNED ORANGE CLAMPING YOKE CONNECTION CLAMPING RANGE MAX. : 2.5 MM² BOX | 1
26212 | 9994720000 | PRINTED CIRCUIT BOARD TERMINALS 5.08 MM N OF POLES: 21 135° SOLDER PIN LENGTH (L): 3.5 MM TINNED ORANGE CLAMPING YOKE CONNECTION CLAMPING RANGE MAX. : 2.5 MM² BOX | 1
26213 | 9994730000 | PRINTED CIRCUIT BOARD TERMINALS 5.08 MM N OF POLES: 22 135° SOLDER PIN LENGTH (L): 3.5 MM TINNED ORANGE CLAMPING YOKE CONNECTION CLAMPING RANGE MAX. : 2.5 MM² BOX | 1
26214 | 9994740000 | PRINTED CIRCUIT BOARD TERMINALS 5.08 MM N OF POLES: 23 135° SOLDER PIN LENGTH (L): 3.5 MM TINNED ORANGE CLAMPING YOKE CONNECTION CLAMPING RANGE MAX. : 2.5 MM² BOX | 1
26215 | 9994750000 | PRINTED CIRCUIT BOARD TERMINALS 5.08 MM N OF POLES: 24 135° SOLDER PIN LENGTH (L): 3.5 MM TINNED ORANGE CLAMPING YOKE CONNECTION CLAMPING RANGE MAX. : 2.5 MM² BOX | 1
26216 | 9994780000 | PRINTED CIRCUIT BOARD TERMINALS 5.08 MM N OF POLES: 6 180° SOLDER PIN LENGTH (L): 3.5 MM TINNED CLAMPING YOKE CONNECTION CLAMPING RANGE MAX. : 2.5 MM² BOX | 1
26217 | 9994800000 | PRINTED CIRCUIT BOARD TERMINALS 5.08 MM N OF POLES: 8 180° SOLDER PIN LENGTH (L): 3.5 MM TINNED CLAMPING YOKE CONNECTION CLAMPING RANGE MAX. : 2.5 MM² BOX | 1
26218 | 9994970000 | PRINTED CIRCUIT BOARD TERMINALS 5.08 MM N OF POLES: 4 180° SOLDER PIN LENGTH (L): 3.5 MM TINNED ORANGE CLAMPING YOKE CONNECTION CLAMPING RANGE MAX. : 2.5 MM² BOX | 1
26219 | 9994980000 | PRINTED CIRCUIT BOARD TERMINALS 5.08 MM N OF POLES: 5 180° SOLDER PIN LENGTH (L): 3.5 MM TINNED ORANGE CLAMPING YOKE CONNECTION CLAMPING RANGE MAX. : 2.5 MM² BOX | 1
26220 | 9994990000 | PRINTED CIRCUIT BOARD TERMINALS 5.08 MM N OF POLES: 6 180° SOLDER PIN LENGTH (L): 3.5 MM TINNED ORANGE CLAMPING YOKE CONNECTION CLAMPING RANGE MAX. : 2.5 MM² BOX | 1
26221 | 9995000000 | PRINTED CIRCUIT BOARD TERMINALS 5.08 MM N OF POLES: 7 180° SOLDER PIN LENGTH (L): 3.5 MM TINNED ORANGE CLAMPING YOKE CONNECTION CLAMPING RANGE MAX. : 2.5 MM² BOX | 1
26222 | 9995010000 | PRINTED CIRCUIT BOARD TERMINALS 5.08 MM N OF POLES: 8 180° SOLDER PIN LENGTH (L): 3.5 MM TINNED ORANGE CLAMPING YOKE CONNECTION CLAMPING RANGE MAX. : 2.5 MM² BOX | 1
26223 | 9995020000 | PRINTED CIRCUIT BOARD TERMINALS 5.08 MM N OF POLES: 9 180° SOLDER PIN LENGTH (L): 3.5 MM TINNED ORANGE CLAMPING YOKE CONNECTION CLAMPING RANGE MAX. : 2.5 MM² BOX | 1
26224 | 9995030000 | PRINTED CIRCUIT BOARD TERMINALS 5.08 MM N OF POLES: 10 180° SOLDER PIN LENGTH (L): 3.5 MM TINNED ORANGE CLAMPING YOKE CONNECTION CLAMPING RANGE MAX. : 2.5 MM² BOX | 1
26225 | 9995040000 | PRINTED CIRCUIT BOARD TERMINALS 5.08 MM N OF POLES: 11 180° SOLDER PIN LENGTH (L): 3.5 MM TINNED ORANGE CLAMPING YOKE CONNECTION CLAMPING RANGE MAX. : 2.5 MM² BOX | 1
26226 | 9995050000 | PRINTED CIRCUIT BOARD TERMINALS 5.08 MM N OF POLES: 12 180° SOLDER PIN LENGTH (L): 3.5 MM TINNED ORANGE CLAMPING YOKE CONNECTION CLAMPING RANGE MAX. : 2.5 MM² BOX | 1
26227 | 9995060000 | PRINTED CIRCUIT BOARD TERMINALS 5.08 MM N OF POLES: 13 180° SOLDER PIN LENGTH (L): 3.5 MM TINNED ORANGE CLAMPING YOKE CONNECTION CLAMPING RANGE MAX. : 2.5 MM² BOX | 1
26228 | 9995070000 | PRINTED CIRCUIT BOARD TERMINALS 5.08 MM N OF POLES: 14 180° SOLDER PIN LENGTH (L): 3.5 MM TINNED ORANGE CLAMPING YOKE CONNECTION CLAMPING RANGE MAX. : 2.5 MM² BOX | 1
26229 | 9995080000 | PRINTED CIRCUIT BOARD TERMINALS 5.08 MM N OF POLES: 15 180° SOLDER PIN LENGTH (L): 3.5 MM TINNED ORANGE CLAMPING YOKE CONNECTION CLAMPING RANGE MAX. : 2.5 MM² BOX | 1
26230 | 9995090000 | PRINTED CIRCUIT BOARD TERMINALS 5.08 MM N OF POLES: 16 180° SOLDER PIN LENGTH (L): 3.5 MM TINNED ORANGE CLAMPING YOKE CONNECTION CLAMPING RANGE MAX. : 2.5 MM² BOX | 1
26231 | 9995100000 | PRINTED CIRCUIT BOARD TERMINALS 5.08 MM N OF POLES: 17 180° SOLDER PIN LENGTH (L): 3.5 MM TINNED ORANGE CLAMPING YOKE CONNECTION CLAMPING RANGE MAX. : 2.5 MM² BOX | 1
26232 | 9995110000 | PRINTED CIRCUIT BOARD TERMINALS 5.08 MM N OF POLES: 18 180° SOLDER PIN LENGTH (L): 3.5 MM TINNED ORANGE CLAMPING YOKE CONNECTION CLAMPING RANGE MAX. : 2.5 MM² BOX | 1
26233 | 9995120000 | PRINTED CIRCUIT BOARD TERMINALS 5.08 MM N OF POLES: 19 180° SOLDER PIN LENGTH (L): 3.5 MM TINNED ORANGE CLAMPING YOKE CONNECTION CLAMPING RANGE MAX. : 2.5 MM² BOX | 1
26234 | 9995130000 | PRINTED CIRCUIT BOARD TERMINALS 5.08 MM N OF POLES: 20 180° SOLDER PIN LENGTH (L): 3.5 MM TINNED ORANGE CLAMPING YOKE CONNECTION CLAMPING RANGE MAX. : 2.5 MM² BOX | 1
26235 | 9995140000 | PRINTED CIRCUIT BOARD TERMINALS 5.08 MM N OF POLES: 21 180° SOLDER PIN LENGTH (L): 3.5 MM TINNED ORANGE CLAMPING YOKE CONNECTION CLAMPING RANGE MAX. : 2.5 MM² BOX | 1
26236 | 9995150000 | PRINTED CIRCUIT BOARD TERMINALS 5.08 MM N OF POLES: 22 180° SOLDER PIN LENGTH (L): 3.5 MM TINNED ORANGE CLAMPING YOKE CONNECTION CLAMPING RANGE MAX. : 2.5 MM² BOX | 1
26237 | 9995210000 | PRINTED CIRCUIT BOARD TERMINALS 5.08 MM N OF POLES: 23 180° SOLDER PIN LENGTH (L): 3.5 MM TINNED ORANGE CLAMPING YOKE CONNECTION CLAMPING RANGE MAX. : 2.5 MM² BOX | 1
26238 | 9995220000 | PRINTED CIRCUIT BOARD TERMINALS 5.08 MM N OF POLES: 24 180° SOLDER PIN LENGTH (L): 3.5 MM TINNED ORANGE CLAMPING YOKE CONNECTION CLAMPING RANGE MAX. : 2.5 MM² BOX | 1
26239 | 1761702001 | PCB PLUG-IN CONNECTOR MALE HEADER CLOSED SIDE THT/THR SOLDER CONNECTION 3.50 MM N OF POLES: 18 90° SOLDER PIN LENGTH (L): 1.5 MM TINNED BOX | 0
26240 | 267400000 | SAK SERIES CROSS-CONNECTOR FOR CROSS-CONNECTION LINK N OF POLES: 2 | 31
26241 | 267500000 | SAK SERIES CROSS-CONNECTOR FOR CROSS-CONNECTION LINK N OF POLES: 3 | 31
26242 | 270760000 | SAK SERIES CROSS-CONNECTOR FOR CROSS-CONNECTION LINK N OF POLES: 2 | 31
26243 | 270860000 | SAK SERIES CROSS-CONNECTOR FOR CROSS-CONNECTION LINK N OF POLES: 2 | 31
26244 | 270960000 | SAK SERIES SHORT-CIRCUIT PLUG FOR THE TERMINALS N OF POLES: 2 | 1168
26245 | 286500000 | SAK SERIES SOCKET | 128
26246 | 336400000 | SAK SERIES CROSS-CONNECTOR FOR CROSS-CONNECTION LINK N OF POLES: 2 | 31
26247 | 336500000 | SAK SERIES CROSS-CONNECTOR FOR CROSS-CONNECTION LINK N OF POLES: 3 | 31
26248 | 336600000 | SAK SERIES CROSS-CONNECTOR FOR CROSS-CONNECTION LINK N OF POLES: 4 | 31
26249 | 367800000 | SAK SERIES CROSS-CONNECTOR FOR CROSS-CONNECTION LINK N OF POLES: 2 | 31
26250 | 367900000 | SAK SERIES CROSS-CONNECTOR FOR CROSS-CONNECTION LINK N OF POLES: 3 | 31
26251 | 368000000 | SAK SERIES CROSS-CONNECTOR FOR CROSS-CONNECTION LINK N OF POLES: 4 | 31
26252 | 368100000 | SAK SERIES CROSS-CONNECTOR FOR CROSS-CONNECTION LINK N OF POLES: 10 | 31
26253 | 369000000 | SAK SERIES CROSS-CONNECTOR N OF POLES: 2 | 371
26254 | 369300000 | SAK SERIES CROSS-CONNECTOR FOR CROSS-CONNECTION LINK N OF POLES: 10 | 31
26255 | 457200000 | SAK SERIES CROSS-CONNECTOR FOR CROSS-CONNECTION LINK N OF POLES: 3 | 31
26256 | 457400000 | SAK SERIES CROSS-CONNECTOR FOR CROSS-CONNECTION LINK N OF POLES: 10 | 31
26257 | 457500000 | SAK SERIES CROSS-CONNECTOR FOR CROSS-CONNECTION LINK N OF POLES: 2 | 31
26258 | 457600000 | SAK SERIES CROSS-CONNECTOR FOR CROSS-CONNECTION LINK N OF POLES: 3 | 31
26259 | 457700000 | SAK SERIES CROSS-CONNECTOR FOR CROSS-CONNECTION LINK N OF POLES: 4 | 31
26260 | 457800000 | SAK SERIES CROSS-CONNECTOR FOR CROSS-CONNECTION LINK N OF POLES: 10 | 31
26261 | 528400000 | THM DEVICE MARKERS 27 X | 86
26262 | 1013940000 | PCB PLUG-IN CONNECTOR MALE HEADER DOVETAILS FOR FIXING BLOCKS THT SOLDER CONNECTION 5.08 MM N OF POLES: 8 90° SOLDER PIN LENGTH (L): 3.2 MM PALE GREEN BOX | 0
26263 | 1013950000 | PCB PLUG-IN CONNECTOR MALE HEADER DOVETAILS FOR FIXING BLOCKS THT SOLDER CONNECTION 5.08 MM N OF POLES: 12 90° SOLDER PIN LENGTH (L): 3.2 MM PALE GREEN BOX | 0
26264 | 1013960000 | PCB PLUG-IN CONNECTOR MALE HEADER DOVETAILS FOR FIXING BLOCKS THT SOLDER CONNECTION 5.08 MM N OF POLES: 16 90° SOLDER PIN LENGTH (L): 3.2 MM PALE GREEN BOX | 0
26265 | 1013970000 | PCB PLUG-IN CONNECTOR MALE HEADER DOVETAILS FOR FIXING BLOCKS THT SOLDER CONNECTION 5.08 MM N OF POLES: 22 90° SOLDER PIN LENGTH (L): 3.2 MM PALE GREEN BOX | 0
26266 | 1044040000 | PCB PLUG-IN CONNECTOR MALE HEADER SOLDER FLANGE THT/THR SOLDER CONNECTION 3.50 MM N OF POLES: 12 90° SOLDER PIN LENGTH (L): 3.2 MM TINNED TAPE | 0
26267 | 1044060000 | PCB PLUG-IN CONNECTOR MALE HEADER SOLDER FLANGE THT/THR SOLDER CONNECTION 5.08 MM N OF POLES: 3 90° SOLDER PIN LENGTH (L): 3.2 MM TINNED TAPE | 0
26268 | 1052260000 | W-SERIES CROSS-CONNECTOR FOR THE TERMINALS N OF POLES: 10 | 23
26269 | 1052360000 | W-SERIES CROSS-CONNECTOR FOR THE TERMINALS N OF POLES: 2 | 23
26270 | 1052460000 | W-SERIES CROSS-CONNECTOR FOR THE TERMINALS N OF POLES: 10 | 23
26271 | 1052560000 | W-SERIES CROSS-CONNECTOR FOR THE TERMINALS N OF POLES: 2 | 23
26272 | 1053060000 | W-SERIES CROSS-CONNECTOR FOR THE TERMINALS N OF POLES: 2 | 23
26273 | 1053160000 | W-SERIES CROSS-CONNECTOR FOR THE TERMINALS N OF POLES: 10 | 23
26274 | 1053260000 | W-SERIES CROSS-CONNECTOR FOR THE TERMINALS N OF POLES: 2 | 23
26275 | 1053360000 | W-SERIES CROSS-CONNECTOR FOR THE TERMINALS N OF POLES: 10 | 23
26276 | 1053660000 | W-SERIES CROSS-CONNECTOR FOR THE TERMINALS N OF POLES: 2 | 23
26277 | 1053760000 | W-SERIES CROSS-CONNECTOR FOR THE TERMINALS N OF POLES: 3 | 23
26278 | 1053860000 | W-SERIES CROSS-CONNECTOR FOR THE TERMINALS N OF POLES: 4 | 23
26279 | 1054060000 | W-SERIES CROSS-CONNECTOR FOR THE TERMINALS N OF POLES: 6 | 23
26280 | 1054160000 | W-SERIES CROSS-CONNECTOR FOR THE TERMINALS N OF POLES: 7 | 23
26281 | 1054260000 | W-SERIES CROSS-CONNECTOR FOR THE TERMINALS N OF POLES: 8 | 23
26282 | 1054360000 | W-SERIES CROSS-CONNECTOR FOR THE TERMINALS N OF POLES: 9 | 23
26283 | 1054460000 | W-SERIES CROSS-CONNECTOR FOR THE TERMINALS N OF POLES: 10 | 23
26284 | 1054760000 | W-SERIES CROSS-CONNECTOR FOR THE TERMINALS N OF POLES: 3 | 23
26285 | 1054860000 | W-SERIES CROSS-CONNECTOR FOR THE TERMINALS N OF POLES: 4 | 23
26286 | 1054960000 | W-SERIES CROSS-CONNECTOR FOR THE TERMINALS N OF POLES: 3 | 23
26287 | 1055060000 | W-SERIES CROSS-CONNECTOR FOR THE TERMINALS N OF POLES: 4 | 23
26288 | 1055160000 | W-SERIES CROSS-CONNECTOR FOR THE TERMINALS N OF POLES: 3 | 23
26289 | 1055260000 | W-SERIES CROSS-CONNECTOR FOR THE TERMINALS N OF POLES: 4 | 23
26290 | 1055360000 | W-SERIES CROSS-CONNECTOR FOR THE TERMINALS N OF POLES: 3 | 23
26291 | 1055460000 | W-SERIES CROSS-CONNECTOR FOR THE TERMINALS N OF POLES: 4 | 23
26292 | 1057160000 | W-SERIES CROSS-CONNECTOR FOR THE TERMINALS N OF POLES: 6 | 23
26293 | 1057260000 | W-SERIES CROSS-CONNECTOR FOR THE TERMINALS N OF POLES: 7 | 23
26294 | 1057860000 | W-SERIES CROSS-CONNECTOR FOR THE TERMINALS N OF POLES: 5 | 23
26295 | 1059660000 | W-SERIES CROSS-CONNECTOR FOR THE TERMINALS N OF POLES: 15 | 23
26296 | 1060100000 | W-SERIES CROSS-CONNECTOR FOR THE TERMINALS N OF POLES: 2 | 23
26297 | 1060380000 | PCB PLUG-IN CONNECTOR MALE HEADER FLANGE THT SOLDER CONNECTION 3.50 MM N OF POLES: 20 90° SOLDER PIN LENGTH (L): 3.2 MM TINNED BOX | 0
26298 | 1060780000 | PCB PLUG-IN CONNECTOR MALE HEADER CLIP-ON FLANGE THT/THR SOLDER CONNECTION 3.50 MM N OF POLES: 10 90° SOLDER PIN LENGTH (L): 1.5 MM TINNED BOX | 0
26299 | 1060810000 | PCB PLUG-IN CONNECTOR MALE HEADER CLIP-ON FLANGE THT/THR SOLDER CONNECTION 3.50 MM N OF POLES: 3 90° SOLDER PIN LENGTH (L): 1.5 MM TINNED BOX | 0
26300 | 1060820000 | PCB PLUG-IN CONNECTOR MALE HEADER CLIP-ON FLANGE THT/THR SOLDER CONNECTION 3.50 MM N OF POLES: 16 90° SOLDER PIN LENGTH (L): 1.5 MM TINNED BOX | 0
26301 | 1062430000 | ELECTRONICS HOUSINGS EXTRUDED PROFILE WIDTH: 104 MM | 277
26302 | 1062660000 | W-SERIES CROSS-CONNECTOR FOR THE TERMINALS N OF POLES: 5 | 23
26303 | 1062670000 | W-SERIES CROSS-CONNECTOR FOR THE TERMINALS N OF POLES: 6 | 23
26304 | 1062680000 | W-SERIES CROSS-CONNECTOR FOR THE TERMINALS N OF POLES: 7 | 23
26305 | 1062720000 | W-SERIES CROSS-CONNECTOR FOR THE TERMINALS N OF POLES: 12 | 23
26306 | 1063300000 | W-SERIES CROSS-CONNECTOR FOR THE TERMINALS N OF POLES: 2 | 23
26307 | 1063400000 | W-SERIES CROSS-CONNECTOR FOR THE TERMINALS N OF POLES: 3 | 23
26308 | 1063500000 | W-SERIES CROSS-CONNECTOR FOR THE TERMINALS N OF POLES: 2 | 23
26309 | 1063600000 | W-SERIES CROSS-CONNECTOR FOR THE TERMINALS N OF POLES: 3 | 23
26310 | 1063900000 | W-SERIES CROSS-CONNECTOR FOR THE TERMINALS N OF POLES: 2 | 23
26311 | 1064000000 | W-SERIES CROSS-CONNECTOR FOR THE TERMINALS N OF POLES: 2 | 23
26312 | 1064200000 | W-SERIES CROSS-CONNECTOR FOR THE TERMINALS N OF POLES: 2 | 23
26313 | 1067500000 | W-SERIES CROSS-CONNECTOR FOR THE TERMINALS N OF POLES: 30 | 23
26314 | 1068000000 | W-SERIES CROSS-CONNECTOR FOR THE TERMINALS N OF POLES: 2 | 23
26315 | 1069900000 | W-SERIES CROSS-CONNECTOR FOR THE TERMINALS N OF POLES: 2 | 23
26316 | 1071030000 | ACCESSORIES SOCKET | 127
26317 | 1071040000 | ACCESSORIES SOCKET | 127
26318 | 1071080000 | ACCESSORIES SOCKET | 127
26319 | 1071360000 | W-SERIES CROSS-CONNECTOR FOR THE TERMINALS N OF POLES: 2 | 23
26320 | 1071500000 | W-SERIES CROSS-CONNECTOR FOR THE TERMINALS N OF POLES: 2 | 23
26321 | 1071600000 | W-SERIES CROSS-CONNECTOR FOR THE TERMINALS N OF POLES: 3 | 23
26322 | 1071700000 | W-SERIES CROSS-CONNECTOR FOR THE TERMINALS N OF POLES: 4 | 23
26323 | 1071800000 | W-SERIES CROSS-CONNECTOR FOR THE TERMINALS N OF POLES: 10 | 23
26324 | 1072300000 | W-SERIES CROSS-CONNECTOR FOR THE TERMINALS N OF POLES: 2 | 23
26325 | 1072400000 | W-SERIES CROSS-CONNECTOR FOR THE TERMINALS N OF POLES: 2 | 23
26326 | 1074200000 | W-SERIES CROSS-CONNECTOR FOR THE TERMINALS N OF POLES: 20 | 23
26327 | 1079200000 | W-SERIES CROSS-CONNECTOR FOR THE TERMINALS N OF POLES: 2 | 23
26328 | 1079300000 | W-SERIES CROSS-CONNECTOR FOR THE TERMINALS N OF POLES: 3 | 23
26329 | 1079400000 | W-SERIES CROSS-CONNECTOR FOR THE TERMINALS N OF POLES: 4 | 23
26330 | 1312500000 | SAK SERIES CROSS-CONNECTOR FOR CROSS-CONNECTION LINK N OF POLES: 2 | 31
26331 | 1312600000 | SAK SERIES CROSS-CONNECTOR FOR CROSS-CONNECTION LINK N OF POLES: 3 | 31
26332 | 1312700000 | SAK SERIES CROSS-CONNECTOR FOR CROSS-CONNECTION LINK N OF POLES: 4 | 31
26333 | 1313100000 | SAK SERIES CROSS-CONNECTOR FOR CROSS-CONNECTION LINK N OF POLES: 10 | 31
26334 | 1399800000 | SAK SERIES CROSS-CONNECTOR FOR CROSS-CONNECTION LINK N OF POLES: 20 | 31
26335 | 1577570000 | W-SERIES CROSS-CONNECTOR FOR THE TERMINALS N OF POLES: 20 | 23
26336 | 1604270000 | ACCESSORIES CROSS-CONNECTION SLIDER CROSS-CONNECTOR ACCESSORIES N OF POLES: 2 | 366
26337 | 1604280000 | ACCESSORIES CROSS-CONNECTION SLIDER CROSS-CONNECTOR ACCESSORIES N OF POLES: 2 | 366
26338 | 1604290000 | ACCESSORIES CROSS-CONNECTION SLIDER CROSS-CONNECTOR ACCESSORIES N OF POLES: 3 | 366
26339 | 1604300000 | ACCESSORIES CROSS-CONNECTION SLIDER CROSS-CONNECTOR ACCESSORIES N OF POLES: 3 | 366
26340 | 1604310000 | ACCESSORIES CROSS-CONNECTION SLIDER CROSS-CONNECTOR ACCESSORIES N OF POLES: 4 | 366
26341 | 1604320000 | ACCESSORIES CROSS-CONNECTION SLIDER CROSS-CONNECTOR ACCESSORIES N OF POLES: 4 | 366
26342 | 1604330000 | ACCESSORIES CROSS-CONNECTION SLIDER CROSS-CONNECTOR ACCESSORIES N OF POLES: 10 | 366
26343 | 1614350000 | PCB PLUG-IN CONNECTOR MALE HEADER CLOSED SIDE THT SOLDER CONNECTION 5.00 MM N OF POLES: 4 90° SOLDER PIN LENGTH (L): 3.2 MM TINNED ORANGE BOX | 0
26344 | 1614360000 | PCB PLUG-IN CONNECTOR MALE HEADER CLOSED SIDE THT SOLDER CONNECTION 5.00 MM N OF POLES: 6 90° SOLDER PIN LENGTH (L): 3.2 MM TINNED ORANGE BOX | 0
26345 | 1614370000 | PCB PLUG-IN CONNECTOR MALE HEADER CLOSED SIDE THT SOLDER CONNECTION 5.00 MM N OF POLES: 8 90° SOLDER PIN LENGTH (L): 3.2 MM TINNED ORANGE BOX | 0
26346 | 1614380000 | PCB PLUG-IN CONNECTOR MALE HEADER CLOSED SIDE THT SOLDER CONNECTION 5.00 MM N OF POLES: 10 90° SOLDER PIN LENGTH (L): 3.2 MM TINNED ORANGE BOX | 0
26347 | 1614390000 | PCB PLUG-IN CONNECTOR MALE HEADER CLOSED SIDE THT SOLDER CONNECTION 5.00 MM N OF POLES: 12 90° SOLDER PIN LENGTH (L): 3.2 MM TINNED ORANGE BOX | 0
26348 | 1614400000 | PCB PLUG-IN CONNECTOR MALE HEADER CLOSED SIDE THT SOLDER CONNECTION 5.00 MM N OF POLES: 14 90° SOLDER PIN LENGTH (L): 3.2 MM TINNED ORANGE BOX | 0
26349 | 1614410000 | PCB PLUG-IN CONNECTOR MALE HEADER CLOSED SIDE THT SOLDER CONNECTION 5.00 MM N OF POLES: 16 90° SOLDER PIN LENGTH (L): 3.2 MM TINNED ORANGE BOX | 0
26350 | 1614420000 | PCB PLUG-IN CONNECTOR MALE HEADER CLOSED SIDE THT SOLDER CONNECTION 5.00 MM N OF POLES: 18 90° SOLDER PIN LENGTH (L): 3.2 MM TINNED ORANGE BOX | 0
26351 | 1614430000 | PCB PLUG-IN CONNECTOR MALE HEADER CLOSED SIDE THT SOLDER CONNECTION 5.00 MM N OF POLES: 20 90° SOLDER PIN LENGTH (L): 3.2 MM TINNED ORANGE BOX | 0
26352 | 1614440000 | PCB PLUG-IN CONNECTOR MALE HEADER CLOSED SIDE THT SOLDER CONNECTION 5.00 MM N OF POLES: 22 90° SOLDER PIN LENGTH (L): 3.2 MM TINNED ORANGE BOX | 0
26353 | 1614450000 | PCB PLUG-IN CONNECTOR MALE HEADER CLOSED SIDE THT SOLDER CONNECTION 5.00 MM N OF POLES: 24 90° SOLDER PIN LENGTH (L): 3.2 MM TINNED ORANGE BOX | 0
26354 | 1614460000 | PCB PLUG-IN CONNECTOR MALE HEADER CLOSED SIDE THT SOLDER CONNECTION 5.00 MM N OF POLES: 26 90° SOLDER PIN LENGTH (L): 3.2 MM TINNED ORANGE BOX | 0
26355 | 1614470000 | PCB PLUG-IN CONNECTOR MALE HEADER CLOSED SIDE THT SOLDER CONNECTION 5.00 MM N OF POLES: 28 90° SOLDER PIN LENGTH (L): 3.2 MM TINNED ORANGE BOX | 0
26356 | 1614480000 | PCB PLUG-IN CONNECTOR MALE HEADER CLOSED SIDE THT SOLDER CONNECTION 5.00 MM N OF POLES: 30 90° SOLDER PIN LENGTH (L): 3.2 MM TINNED ORANGE BOX | 0
26357 | 1614490000 | PCB PLUG-IN CONNECTOR MALE HEADER CLOSED SIDE THT SOLDER CONNECTION 5.00 MM N OF POLES: 32 90° SOLDER PIN LENGTH (L): 3.2 MM TINNED ORANGE BOX | 0
26358 | 1614500000 | PCB PLUG-IN CONNECTOR MALE HEADER CLOSED SIDE THT SOLDER CONNECTION 5.00 MM N OF POLES: 34 90° SOLDER PIN LENGTH (L): 3.2 MM TINNED ORANGE BOX | 0
26359 | 1614510000 | PCB PLUG-IN CONNECTOR MALE HEADER CLOSED SIDE THT SOLDER CONNECTION 5.00 MM N OF POLES: 36 90° SOLDER PIN LENGTH (L): 3.2 MM TINNED ORANGE BOX | 0
26360 | 1614520000 | PCB PLUG-IN CONNECTOR MALE HEADER CLOSED SIDE THT SOLDER CONNECTION 5.00 MM N OF POLES: 38 90° SOLDER PIN LENGTH (L): 3.2 MM TINNED ORANGE BOX | 0
26361 | 1614530000 | PCB PLUG-IN CONNECTOR MALE HEADER CLOSED SIDE THT SOLDER CONNECTION 5.00 MM N OF POLES: 40 90° SOLDER PIN LENGTH (L): 3.2 MM TINNED ORANGE BOX | 0
26362 | 1614540000 | PCB PLUG-IN CONNECTOR MALE HEADER CLOSED SIDE THT SOLDER CONNECTION 5.00 MM N OF POLES: 42 90° SOLDER PIN LENGTH (L): 3.2 MM TINNED ORANGE BOX | 0
26363 | 1614550000 | PCB PLUG-IN CONNECTOR MALE HEADER CLOSED SIDE THT SOLDER CONNECTION 5.00 MM N OF POLES: 44 90° SOLDER PIN LENGTH (L): 3.2 MM TINNED ORANGE BOX | 0
26364 | 1614560000 | PCB PLUG-IN CONNECTOR MALE HEADER CLOSED SIDE THT SOLDER CONNECTION 5.00 MM N OF POLES: 46 90° SOLDER PIN LENGTH (L): 3.2 MM TINNED ORANGE BOX | 0
26365 | 1614570000 | PCB PLUG-IN CONNECTOR MALE HEADER CLOSED SIDE THT SOLDER CONNECTION 5.00 MM N OF POLES: 48 90° SOLDER PIN LENGTH (L): 3.2 MM TINNED ORANGE BOX | 0
26366 | 1614810000 | PCB PLUG-IN CONNECTOR MALE HEADER CLOSED SIDE THT SOLDER CONNECTION 5.00 MM N OF POLES: 4 180° SOLDER PIN LENGTH (L): 3.2 MM TINNED ORANGE BOX | 0
26367 | 1614820000 | PCB PLUG-IN CONNECTOR MALE HEADER CLOSED SIDE THT SOLDER CONNECTION 5.00 MM N OF POLES: 6 180° SOLDER PIN LENGTH (L): 3.2 MM TINNED ORANGE BOX | 0
26368 | 1614830000 | PCB PLUG-IN CONNECTOR MALE HEADER CLOSED SIDE THT SOLDER CONNECTION 5.00 MM N OF POLES: 8 180° SOLDER PIN LENGTH (L): 3.2 MM TINNED ORANGE BOX | 0
26369 | 1614840000 | PCB PLUG-IN CONNECTOR MALE HEADER CLOSED SIDE THT SOLDER CONNECTION 5.00 MM N OF POLES: 10 180° SOLDER PIN LENGTH (L): 3.2 MM TINNED ORANGE BOX | 0
26370 | 1614850000 | PCB PLUG-IN CONNECTOR MALE HEADER CLOSED SIDE THT SOLDER CONNECTION 5.00 MM N OF POLES: 12 180° SOLDER PIN LENGTH (L): 3.2 MM TINNED ORANGE BOX | 0
26371 | 1614860000 | PCB PLUG-IN CONNECTOR MALE HEADER CLOSED SIDE THT SOLDER CONNECTION 5.00 MM N OF POLES: 14 180° SOLDER PIN LENGTH (L): 3.2 MM TINNED ORANGE BOX | 0
26372 | 1614870000 | PCB PLUG-IN CONNECTOR MALE HEADER CLOSED SIDE THT SOLDER CONNECTION 5.00 MM N OF POLES: 16 180° SOLDER PIN LENGTH (L): 3.2 MM TINNED ORANGE BOX | 0
26373 | 1614880000 | PCB PLUG-IN CONNECTOR MALE HEADER CLOSED SIDE THT SOLDER CONNECTION 5.00 MM N OF POLES: 18 180° SOLDER PIN LENGTH (L): 3.2 MM TINNED ORANGE BOX | 0
26374 | 1614890000 | PCB PLUG-IN CONNECTOR MALE HEADER CLOSED SIDE THT SOLDER CONNECTION 5.00 MM N OF POLES: 20 180° SOLDER PIN LENGTH (L): 3.2 MM TINNED ORANGE BOX | 0
26375 | 1614900000 | PCB PLUG-IN CONNECTOR MALE HEADER CLOSED SIDE THT SOLDER CONNECTION 5.00 MM N OF POLES: 22 180° SOLDER PIN LENGTH (L): 3.2 MM TINNED ORANGE BOX | 0
26376 | 1614910000 | PCB PLUG-IN CONNECTOR MALE HEADER CLOSED SIDE THT SOLDER CONNECTION 5.00 MM N OF POLES: 24 180° SOLDER PIN LENGTH (L): 3.2 MM TINNED ORANGE BOX | 0
26377 | 1614920000 | PCB PLUG-IN CONNECTOR MALE HEADER CLOSED SIDE THT SOLDER CONNECTION 5.00 MM N OF POLES: 26 180° SOLDER PIN LENGTH (L): 3.2 MM TINNED ORANGE BOX | 0
26378 | 1614930000 | PCB PLUG-IN CONNECTOR MALE HEADER CLOSED SIDE THT SOLDER CONNECTION 5.00 MM N OF POLES: 28 180° SOLDER PIN LENGTH (L): 3.2 MM TINNED ORANGE BOX | 0
26379 | 1614940000 | PCB PLUG-IN CONNECTOR MALE HEADER CLOSED SIDE THT SOLDER CONNECTION 5.00 MM N OF POLES: 30 180° SOLDER PIN LENGTH (L): 3.2 MM TINNED ORANGE BOX | 0
26380 | 1614950000 | PCB PLUG-IN CONNECTOR MALE HEADER CLOSED SIDE THT SOLDER CONNECTION 5.00 MM N OF POLES: 32 180° SOLDER PIN LENGTH (L): 3.2 MM TINNED ORANGE BOX | 0
26381 | 1614960000 | PCB PLUG-IN CONNECTOR MALE HEADER CLOSED SIDE THT SOLDER CONNECTION 5.00 MM N OF POLES: 34 180° SOLDER PIN LENGTH (L): 3.2 MM TINNED ORANGE BOX | 0
26382 | 1614970000 | PCB PLUG-IN CONNECTOR MALE HEADER CLOSED SIDE THT SOLDER CONNECTION 5.00 MM N OF POLES: 36 180° SOLDER PIN LENGTH (L): 3.2 MM TINNED ORANGE BOX | 0
26383 | 1614980000 | PCB PLUG-IN CONNECTOR MALE HEADER CLOSED SIDE THT SOLDER CONNECTION 5.00 MM N OF POLES: 38 180° SOLDER PIN LENGTH (L): 3.2 MM TINNED ORANGE BOX | 0
26384 | 1614990000 | PCB PLUG-IN CONNECTOR MALE HEADER CLOSED SIDE THT SOLDER CONNECTION 5.00 MM N OF POLES: 40 180° SOLDER PIN LENGTH (L): 3.2 MM TINNED ORANGE BOX | 0
26385 | 1615000000 | PCB PLUG-IN CONNECTOR MALE HEADER CLOSED SIDE THT SOLDER CONNECTION 5.00 MM N OF POLES: 42 180° SOLDER PIN LENGTH (L): 3.2 MM TINNED ORANGE BOX | 0
26386 | 1615010000 | PCB PLUG-IN CONNECTOR MALE HEADER CLOSED SIDE THT SOLDER CONNECTION 5.00 MM N OF POLES: 44 180° SOLDER PIN LENGTH (L): 3.2 MM TINNED ORANGE BOX | 0
26387 | 1615020000 | PCB PLUG-IN CONNECTOR MALE HEADER CLOSED SIDE THT SOLDER CONNECTION 5.00 MM N OF POLES: 46 180° SOLDER PIN LENGTH (L): 3.2 MM TINNED ORANGE BOX | 0
26388 | 1615030000 | PCB PLUG-IN CONNECTOR MALE HEADER CLOSED SIDE THT SOLDER CONNECTION 5.00 MM N OF POLES: 48 180° SOLDER PIN LENGTH (L): 3.2 MM TINNED ORANGE BOX | 0
26389 | 1630250000 | PCB PLUG-IN CONNECTOR MALE HEADER OPEN SIDE THT SOLDER CONNECTION 5.00 MM N OF POLES: 2 135° SOLDER PIN LENGTH (L): 3.2 MM TINNED ORANGE BOX | 0
26390 | 1630260000 | PCB PLUG-IN CONNECTOR MALE HEADER OPEN SIDE THT SOLDER CONNECTION 5.00 MM N OF POLES: 3 135° SOLDER PIN LENGTH (L): 3.2 MM TINNED ORANGE BOX | 0
26391 | 1630270000 | PCB PLUG-IN CONNECTOR MALE HEADER OPEN SIDE THT SOLDER CONNECTION 5.00 MM N OF POLES: 4 135° SOLDER PIN LENGTH (L): 3.2 MM TINNED ORANGE BOX | 0
26392 | 1630280000 | PCB PLUG-IN CONNECTOR MALE HEADER OPEN SIDE THT SOLDER CONNECTION 5.00 MM N OF POLES: 5 135° SOLDER PIN LENGTH (L): 3.2 MM TINNED ORANGE BOX | 0
26393 | 1630290000 | PCB PLUG-IN CONNECTOR MALE HEADER OPEN SIDE THT SOLDER CONNECTION 5.00 MM N OF POLES: 6 135° SOLDER PIN LENGTH (L): 3.2 MM TINNED ORANGE BOX | 0
26394 | 1630300000 | PCB PLUG-IN CONNECTOR MALE HEADER OPEN SIDE THT SOLDER CONNECTION 5.00 MM N OF POLES: 7 135° SOLDER PIN LENGTH (L): 3.2 MM TINNED ORANGE BOX | 0
26395 | 1630310000 | PCB PLUG-IN CONNECTOR MALE HEADER OPEN SIDE THT SOLDER CONNECTION 5.00 MM N OF POLES: 8 135° SOLDER PIN LENGTH (L): 3.2 MM TINNED ORANGE BOX | 0
26396 | 1630320000 | PCB PLUG-IN CONNECTOR MALE HEADER OPEN SIDE THT SOLDER CONNECTION 5.00 MM N OF POLES: 9 135° SOLDER PIN LENGTH (L): 3.2 MM TINNED ORANGE BOX | 0
26397 | 1630330000 | PCB PLUG-IN CONNECTOR MALE HEADER OPEN SIDE THT SOLDER CONNECTION 5.00 MM N OF POLES: 10 135° SOLDER PIN LENGTH (L): 3.2 MM TINNED ORANGE BOX | 0
26398 | 1630340000 | PCB PLUG-IN CONNECTOR MALE HEADER OPEN SIDE THT SOLDER CONNECTION 5.00 MM N OF POLES: 11 135° SOLDER PIN LENGTH (L): 3.2 MM TINNED ORANGE BOX | 0
26399 | 1630350000 | PCB PLUG-IN CONNECTOR MALE HEADER OPEN SIDE THT SOLDER CONNECTION 5.00 MM N OF POLES: 12 135° SOLDER PIN LENGTH (L): 3.2 MM TINNED ORANGE BOX | 0
26400 | 1630360000 | PCB PLUG-IN CONNECTOR MALE HEADER OPEN SIDE THT SOLDER CONNECTION 5.00 MM N OF POLES: 13 135° SOLDER PIN LENGTH (L): 3.2 MM TINNED ORANGE BOX | 0
26401 | 1630370000 | PCB PLUG-IN CONNECTOR MALE HEADER OPEN SIDE THT SOLDER CONNECTION 5.00 MM N OF POLES: 14 135° SOLDER PIN LENGTH (L): 3.2 MM TINNED ORANGE BOX | 0
26402 | 1630380000 | PCB PLUG-IN CONNECTOR MALE HEADER OPEN SIDE THT SOLDER CONNECTION 5.00 MM N OF POLES: 15 135° SOLDER PIN LENGTH (L): 3.2 MM TINNED ORANGE BOX | 0
26403 | 1630390000 | PCB PLUG-IN CONNECTOR MALE HEADER OPEN SIDE THT SOLDER CONNECTION 5.00 MM N OF POLES: 16 135° SOLDER PIN LENGTH (L): 3.2 MM TINNED ORANGE BOX | 0
26404 | 1630400000 | PCB PLUG-IN CONNECTOR MALE HEADER OPEN SIDE THT SOLDER CONNECTION 5.00 MM N OF POLES: 17 135° SOLDER PIN LENGTH (L): 3.2 MM TINNED ORANGE BOX | 0
26405 | 1630410000 | PCB PLUG-IN CONNECTOR MALE HEADER OPEN SIDE THT SOLDER CONNECTION 5.00 MM N OF POLES: 18 135° SOLDER PIN LENGTH (L): 3.2 MM TINNED ORANGE BOX | 0
26406 | 1630420000 | PCB PLUG-IN CONNECTOR MALE HEADER OPEN SIDE THT SOLDER CONNECTION 5.00 MM N OF POLES: 19 135° SOLDER PIN LENGTH (L): 3.2 MM TINNED ORANGE BOX | 0
26407 | 1630430000 | PCB PLUG-IN CONNECTOR MALE HEADER OPEN SIDE THT SOLDER CONNECTION 5.00 MM N OF POLES: 20 135° SOLDER PIN LENGTH (L): 3.2 MM TINNED ORANGE BOX | 0
26408 | 1630440000 | PCB PLUG-IN CONNECTOR MALE HEADER OPEN SIDE THT SOLDER CONNECTION 5.00 MM N OF POLES: 21 135° SOLDER PIN LENGTH (L): 3.2 MM TINNED ORANGE BOX | 0
26409 | 1630450000 | PCB PLUG-IN CONNECTOR MALE HEADER OPEN SIDE THT SOLDER CONNECTION 5.00 MM N OF POLES: 22 135° SOLDER PIN LENGTH (L): 3.2 MM TINNED ORANGE BOX | 0
26410 | 1630460000 | PCB PLUG-IN CONNECTOR MALE HEADER OPEN SIDE THT SOLDER CONNECTION 5.00 MM N OF POLES: 23 135° SOLDER PIN LENGTH (L): 3.2 MM TINNED ORANGE BOX | 0
26411 | 1630470000 | PCB PLUG-IN CONNECTOR MALE HEADER OPEN SIDE THT SOLDER CONNECTION 5.00 MM N OF POLES: 24 135° SOLDER PIN LENGTH (L): 3.2 MM TINNED ORANGE BOX | 0
26412 | 1630480000 | PCB PLUG-IN CONNECTOR MALE HEADER DOVETAILS FOR FIXING BLOCKS THT SOLDER CONNECTION 5.00 MM N OF POLES: 2 135° SOLDER PIN LENGTH (L): 3.2 MM TINNED ORANGE BOX | 0
26413 | 1630490000 | PCB PLUG-IN CONNECTOR MALE HEADER DOVETAILS FOR FIXING BLOCKS THT SOLDER CONNECTION 5.00 MM N OF POLES: 3 135° SOLDER PIN LENGTH (L): 3.2 MM TINNED ORANGE BOX | 0
26414 | 1630500000 | PCB PLUG-IN CONNECTOR MALE HEADER DOVETAILS FOR FIXING BLOCKS THT SOLDER CONNECTION 5.00 MM N OF POLES: 4 135° SOLDER PIN LENGTH (L): 3.2 MM TINNED ORANGE BOX | 0
26415 | 1630510000 | PCB PLUG-IN CONNECTOR MALE HEADER DOVETAILS FOR FIXING BLOCKS THT SOLDER CONNECTION 5.00 MM N OF POLES: 5 135° SOLDER PIN LENGTH (L): 3.2 MM TINNED ORANGE BOX | 0
26416 | 1630520000 | PCB PLUG-IN CONNECTOR MALE HEADER DOVETAILS FOR FIXING BLOCKS THT SOLDER CONNECTION 5.00 MM N OF POLES: 6 135° SOLDER PIN LENGTH (L): 3.2 MM TINNED ORANGE BOX | 0
26417 | 1630530000 | PCB PLUG-IN CONNECTOR MALE HEADER DOVETAILS FOR FIXING BLOCKS THT SOLDER CONNECTION 5.00 MM N OF POLES: 7 135° SOLDER PIN LENGTH (L): 3.2 MM TINNED ORANGE BOX | 0
26418 | 1630540000 | PCB PLUG-IN CONNECTOR MALE HEADER DOVETAILS FOR FIXING BLOCKS THT SOLDER CONNECTION 5.00 MM N OF POLES: 8 135° SOLDER PIN LENGTH (L): 3.2 MM TINNED ORANGE BOX | 0
26419 | 1630550000 | PCB PLUG-IN CONNECTOR MALE HEADER DOVETAILS FOR FIXING BLOCKS THT SOLDER CONNECTION 5.00 MM N OF POLES: 9 135° SOLDER PIN LENGTH (L): 3.2 MM TINNED ORANGE BOX | 0
26420 | 1630560000 | PCB PLUG-IN CONNECTOR MALE HEADER DOVETAILS FOR FIXING BLOCKS THT SOLDER CONNECTION 5.00 MM N OF POLES: 10 135° SOLDER PIN LENGTH (L): 3.2 MM TINNED ORANGE BOX | 0
26421 | 1630570000 | PCB PLUG-IN CONNECTOR MALE HEADER DOVETAILS FOR FIXING BLOCKS THT SOLDER CONNECTION 5.00 MM N OF POLES: 11 135° SOLDER PIN LENGTH (L): 3.2 MM TINNED ORANGE BOX | 0
26422 | 1630580000 | PCB PLUG-IN CONNECTOR MALE HEADER DOVETAILS FOR FIXING BLOCKS THT SOLDER CONNECTION 5.00 MM N OF POLES: 12 135° SOLDER PIN LENGTH (L): 3.2 MM TINNED ORANGE BOX | 0
26423 | 1630590000 | PCB PLUG-IN CONNECTOR MALE HEADER DOVETAILS FOR FIXING BLOCKS THT SOLDER CONNECTION 5.00 MM N OF POLES: 13 135° SOLDER PIN LENGTH (L): 3.2 MM TINNED ORANGE BOX | 0
26424 | 1630600000 | PCB PLUG-IN CONNECTOR MALE HEADER DOVETAILS FOR FIXING BLOCKS THT SOLDER CONNECTION 5.00 MM N OF POLES: 14 135° SOLDER PIN LENGTH (L): 3.2 MM TINNED ORANGE BOX | 0
26425 | 1630610000 | PCB PLUG-IN CONNECTOR MALE HEADER DOVETAILS FOR FIXING BLOCKS THT SOLDER CONNECTION 5.00 MM N OF POLES: 15 135° SOLDER PIN LENGTH (L): 3.2 MM TINNED ORANGE BOX | 0
26426 | 1630620000 | PCB PLUG-IN CONNECTOR MALE HEADER DOVETAILS FOR FIXING BLOCKS THT SOLDER CONNECTION 5.00 MM N OF POLES: 16 135° SOLDER PIN LENGTH (L): 3.2 MM TINNED ORANGE BOX | 0
26427 | 1630630000 | PCB PLUG-IN CONNECTOR MALE HEADER DOVETAILS FOR FIXING BLOCKS THT SOLDER CONNECTION 5.00 MM N OF POLES: 17 135° SOLDER PIN LENGTH (L): 3.2 MM TINNED ORANGE BOX | 0
26428 | 1630640000 | PCB PLUG-IN CONNECTOR MALE HEADER DOVETAILS FOR FIXING BLOCKS THT SOLDER CONNECTION 5.00 MM N OF POLES: 18 135° SOLDER PIN LENGTH (L): 3.2 MM TINNED ORANGE BOX | 0
26429 | 1630650000 | PCB PLUG-IN CONNECTOR MALE HEADER DOVETAILS FOR FIXING BLOCKS THT SOLDER CONNECTION 5.00 MM N OF POLES: 19 135° SOLDER PIN LENGTH (L): 3.2 MM TINNED ORANGE BOX | 0
26430 | 1630660000 | PCB PLUG-IN CONNECTOR MALE HEADER DOVETAILS FOR FIXING BLOCKS THT SOLDER CONNECTION 5.00 MM N OF POLES: 20 135° SOLDER PIN LENGTH (L): 3.2 MM TINNED ORANGE BOX | 0
26431 | 1630670000 | PCB PLUG-IN CONNECTOR MALE HEADER DOVETAILS FOR FIXING BLOCKS THT SOLDER CONNECTION 5.00 MM N OF POLES: 21 135° SOLDER PIN LENGTH (L): 3.2 MM TINNED ORANGE BOX | 0
26432 | 1630680000 | PCB PLUG-IN CONNECTOR MALE HEADER DOVETAILS FOR FIXING BLOCKS THT SOLDER CONNECTION 5.00 MM N OF POLES: 22 135° SOLDER PIN LENGTH (L): 3.2 MM TINNED ORANGE BOX | 0
26433 | 1630690000 | PCB PLUG-IN CONNECTOR MALE HEADER DOVETAILS FOR FIXING BLOCKS THT SOLDER CONNECTION 5.00 MM N OF POLES: 23 135° SOLDER PIN LENGTH (L): 3.2 MM TINNED ORANGE BOX | 0
26434 | 1630700000 | PCB PLUG-IN CONNECTOR MALE HEADER DOVETAILS FOR FIXING BLOCKS THT SOLDER CONNECTION 5.00 MM N OF POLES: 24 135° SOLDER PIN LENGTH (L): 3.2 MM TINNED ORANGE BOX | 0
26435 | 1632290000 | W-SERIES TEST ADAPTER | 166
26436 | 1632300000 | W-SERIES TEST ADAPTER | 166
26437 | 1632320000 | W-SERIES TEST ADAPTER | 166
26438 | 1632330000 | W-SERIES TEST ADAPTER | 166
26439 | 1632350000 | W-SERIES TEST ADAPTER | 166
26440 | 1632360000 | W-SERIES TEST ADAPTER | 166
26441 | 1632380000 | W-SERIES TEST ADAPTER | 166
26442 | 1632390000 | W-SERIES TEST ADAPTER | 166
26443 | 1632450000 | SAK SERIES TEST ADAPTER | 1283
26444 | 1633350000 | PCB PLUG-IN CONNECTOR MALE HEADER OPEN SIDE THT SOLDER CONNECTION 3.50 MM N OF POLES: 4 90° SOLDER PIN LENGTH (L): 3.2 MM TINNED ORANGE BOX | 0
26445 | 1633360000 | PCB PLUG-IN CONNECTOR MALE HEADER OPEN SIDE THT SOLDER CONNECTION 3.50 MM N OF POLES: 6 90° SOLDER PIN LENGTH (L): 3.2 MM TINNED ORANGE BOX | 0
26446 | 1633370000 | PCB PLUG-IN CONNECTOR MALE HEADER OPEN SIDE THT SOLDER CONNECTION 3.50 MM N OF POLES: 8 90° SOLDER PIN LENGTH (L): 3.2 MM TINNED ORANGE BOX | 0
26447 | 1633380000 | PCB PLUG-IN CONNECTOR MALE HEADER OPEN SIDE THT SOLDER CONNECTION 3.50 MM N OF POLES: 10 90° SOLDER PIN LENGTH (L): 3.2 MM TINNED ORANGE BOX | 0
26448 | 1633390000 | PCB PLUG-IN CONNECTOR MALE HEADER OPEN SIDE THT SOLDER CONNECTION 3.50 MM N OF POLES: 12 90° SOLDER PIN LENGTH (L): 3.2 MM TINNED ORANGE BOX | 0
26449 | 1633400000 | PCB PLUG-IN CONNECTOR MALE HEADER OPEN SIDE THT SOLDER CONNECTION 3.50 MM N OF POLES: 14 90° SOLDER PIN LENGTH (L): 3.2 MM TINNED ORANGE BOX | 0
26450 | 1633410000 | PCB PLUG-IN CONNECTOR MALE HEADER OPEN SIDE THT SOLDER CONNECTION 3.50 MM N OF POLES: 16 90° SOLDER PIN LENGTH (L): 3.2 MM TINNED ORANGE BOX | 0
26451 | 1633420000 | PCB PLUG-IN CONNECTOR MALE HEADER OPEN SIDE THT SOLDER CONNECTION 3.50 MM N OF POLES: 18 90° SOLDER PIN LENGTH (L): 3.2 MM TINNED ORANGE BOX | 0
26452 | 1633430000 | PCB PLUG-IN CONNECTOR MALE HEADER OPEN SIDE THT SOLDER CONNECTION 3.50 MM N OF POLES: 20 90° SOLDER PIN LENGTH (L): 3.2 MM TINNED ORANGE BOX | 0
26453 | 1633450000 | PCB PLUG-IN CONNECTOR MALE HEADER OPEN SIDE THT SOLDER CONNECTION 3.50 MM N OF POLES: 24 90° SOLDER PIN LENGTH (L): 3.2 MM TINNED ORANGE BOX | 0
26454 | 1633490000 | PCB PLUG-IN CONNECTOR MALE HEADER OPEN SIDE THT SOLDER CONNECTION 3.50 MM N OF POLES: 32 90° SOLDER PIN LENGTH (L): 3.2 MM TINNED ORANGE BOX | 0
26455 | 1633510000 | PCB PLUG-IN CONNECTOR MALE HEADER OPEN SIDE THT SOLDER CONNECTION 3.50 MM N OF POLES: 36 90° SOLDER PIN LENGTH (L): 3.2 MM TINNED ORANGE BOX | 0
26456 | 1633540000 | PCB PLUG-IN CONNECTOR MALE HEADER OPEN SIDE THT SOLDER CONNECTION 3.50 MM N OF POLES: 42 90° SOLDER PIN LENGTH (L): 3.2 MM TINNED ORANGE BOX | 0
26457 | 1633550000 | PCB PLUG-IN CONNECTOR MALE HEADER OPEN SIDE THT SOLDER CONNECTION 3.50 MM N OF POLES: 44 90° SOLDER PIN LENGTH (L): 3.2 MM TINNED ORANGE BOX | 0
26458 | 1633570000 | PCB PLUG-IN CONNECTOR MALE HEADER OPEN SIDE THT SOLDER CONNECTION 3.50 MM N OF POLES: 48 90° SOLDER PIN LENGTH (L): 3.2 MM TINNED ORANGE BOX | 0
26459 | 1633580000 | PCB PLUG-IN CONNECTOR MALE HEADER CLOSED SIDE THT SOLDER CONNECTION 3.50 MM N OF POLES: 4 90° SOLDER PIN LENGTH (L): 3.2 MM TINNED ORANGE BOX | 0
26460 | 1633590000 | PCB PLUG-IN CONNECTOR MALE HEADER CLOSED SIDE THT SOLDER CONNECTION 3.50 MM N OF POLES: 6 90° SOLDER PIN LENGTH (L): 3.2 MM TINNED ORANGE BOX | 0
26461 | 1633600000 | PCB PLUG-IN CONNECTOR MALE HEADER CLOSED SIDE THT SOLDER CONNECTION 3.50 MM N OF POLES: 8 90° SOLDER PIN LENGTH (L): 3.2 MM TINNED ORANGE BOX | 0
26462 | 1633610000 | PCB PLUG-IN CONNECTOR MALE HEADER CLOSED SIDE THT SOLDER CONNECTION 3.50 MM N OF POLES: 10 90° SOLDER PIN LENGTH (L): 3.2 MM TINNED ORANGE BOX | 0
26463 | 1633620000 | PCB PLUG-IN CONNECTOR MALE HEADER CLOSED SIDE THT SOLDER CONNECTION 3.50 MM N OF POLES: 12 90° SOLDER PIN LENGTH (L): 3.2 MM TINNED ORANGE BOX | 0
26464 | 1633630000 | PCB PLUG-IN CONNECTOR MALE HEADER CLOSED SIDE THT SOLDER CONNECTION 3.50 MM N OF POLES: 14 90° SOLDER PIN LENGTH (L): 3.2 MM TINNED ORANGE BOX | 0
26465 | 1633640000 | PCB PLUG-IN CONNECTOR MALE HEADER CLOSED SIDE THT SOLDER CONNECTION 3.50 MM N OF POLES: 16 90° SOLDER PIN LENGTH (L): 3.2 MM TINNED ORANGE BOX | 0
26466 | 1633650000 | PCB PLUG-IN CONNECTOR MALE HEADER CLOSED SIDE THT SOLDER CONNECTION 3.50 MM N OF POLES: 18 90° SOLDER PIN LENGTH (L): 3.2 MM TINNED ORANGE BOX | 0
26467 | 1633660000 | PCB PLUG-IN CONNECTOR MALE HEADER CLOSED SIDE THT SOLDER CONNECTION 3.50 MM N OF POLES: 20 90° SOLDER PIN LENGTH (L): 3.2 MM TINNED ORANGE BOX | 0
26468 | 1633670000 | PCB PLUG-IN CONNECTOR MALE HEADER CLOSED SIDE THT SOLDER CONNECTION 3.50 MM N OF POLES: 22 90° SOLDER PIN LENGTH (L): 3.2 MM TINNED ORANGE BOX | 0
26469 | 1633680000 | PCB PLUG-IN CONNECTOR MALE HEADER CLOSED SIDE THT SOLDER CONNECTION 3.50 MM N OF POLES: 24 90° SOLDER PIN LENGTH (L): 3.2 MM TINNED ORANGE BOX | 0
26470 | 1633690000 | PCB PLUG-IN CONNECTOR MALE HEADER CLOSED SIDE THT SOLDER CONNECTION 3.50 MM N OF POLES: 26 90° SOLDER PIN LENGTH (L): 3.2 MM TINNED ORANGE BOX | 0
26471 | 1633700000 | PCB PLUG-IN CONNECTOR MALE HEADER CLOSED SIDE THT SOLDER CONNECTION 3.50 MM N OF POLES: 28 90° SOLDER PIN LENGTH (L): 3.2 MM TINNED ORANGE BOX | 0
26472 | 1633710000 | PCB PLUG-IN CONNECTOR MALE HEADER CLOSED SIDE THT SOLDER CONNECTION 3.50 MM N OF POLES: 30 90° SOLDER PIN LENGTH (L): 3.2 MM TINNED ORANGE BOX | 0
26473 | 1633720000 | PCB PLUG-IN CONNECTOR MALE HEADER CLOSED SIDE THT SOLDER CONNECTION 3.50 MM N OF POLES: 32 90° SOLDER PIN LENGTH (L): 3.2 MM TINNED ORANGE BOX | 0
26474 | 1633730000 | PCB PLUG-IN CONNECTOR MALE HEADER CLOSED SIDE THT SOLDER CONNECTION 3.50 MM N OF POLES: 34 90° SOLDER PIN LENGTH (L): 3.2 MM TINNED ORANGE BOX | 0
26475 | 1633740000 | PCB PLUG-IN CONNECTOR MALE HEADER CLOSED SIDE THT SOLDER CONNECTION 3.50 MM N OF POLES: 36 90° SOLDER PIN LENGTH (L): 3.2 MM TINNED ORANGE BOX | 0
26476 | 1633760000 | PCB PLUG-IN CONNECTOR MALE HEADER CLOSED SIDE THT SOLDER CONNECTION 3.50 MM N OF POLES: 40 90° SOLDER PIN LENGTH (L): 3.2 MM TINNED ORANGE BOX | 0
26477 | 1633770000 | PCB PLUG-IN CONNECTOR MALE HEADER CLOSED SIDE THT SOLDER CONNECTION 3.50 MM N OF POLES: 42 90° SOLDER PIN LENGTH (L): 3.2 MM TINNED ORANGE BOX | 0
26478 | 1633780000 | PCB PLUG-IN CONNECTOR MALE HEADER CLOSED SIDE THT SOLDER CONNECTION 3.50 MM N OF POLES: 44 90° SOLDER PIN LENGTH (L): 3.2 MM TINNED ORANGE BOX | 0
26479 | 1633790000 | PCB PLUG-IN CONNECTOR MALE HEADER CLOSED SIDE THT SOLDER CONNECTION 3.50 MM N OF POLES: 46 90° SOLDER PIN LENGTH (L): 3.2 MM TINNED ORANGE BOX | 0
26480 | 1633800000 | PCB PLUG-IN CONNECTOR MALE HEADER CLOSED SIDE THT SOLDER CONNECTION 3.50 MM N OF POLES: 48 90° SOLDER PIN LENGTH (L): 3.2 MM TINNED ORANGE BOX | 0
26481 | 1633810000 | PCB PLUG-IN CONNECTOR MALE HEADER FLANGE THT SOLDER CONNECTION 3.50 MM N OF POLES: 4 90° SOLDER PIN LENGTH (L): 3.2 MM TINNED ORANGE BOX | 0
26482 | 1633820000 | PCB PLUG-IN CONNECTOR MALE HEADER FLANGE THT SOLDER CONNECTION 3.50 MM N OF POLES: 6 90° SOLDER PIN LENGTH (L): 3.2 MM TINNED ORANGE BOX | 0
26483 | 1633830000 | PCB PLUG-IN CONNECTOR MALE HEADER FLANGE THT SOLDER CONNECTION 3.50 MM N OF POLES: 8 90° SOLDER PIN LENGTH (L): 3.2 MM TINNED ORANGE BOX | 0
26484 | 1633840000 | PCB PLUG-IN CONNECTOR MALE HEADER FLANGE THT SOLDER CONNECTION 3.50 MM N OF POLES: 10 90° SOLDER PIN LENGTH (L): 3.2 MM TINNED ORANGE BOX | 0
26485 | 1633850000 | PCB PLUG-IN CONNECTOR MALE HEADER FLANGE THT SOLDER CONNECTION 3.50 MM N OF POLES: 12 90° SOLDER PIN LENGTH (L): 3.2 MM TINNED ORANGE BOX | 0
26486 | 1633860000 | PCB PLUG-IN CONNECTOR MALE HEADER FLANGE THT SOLDER CONNECTION 3.50 MM N OF POLES: 14 90° SOLDER PIN LENGTH (L): 3.2 MM TINNED ORANGE BOX | 0
26487 | 1633870000 | PCB PLUG-IN CONNECTOR MALE HEADER FLANGE THT SOLDER CONNECTION 3.50 MM N OF POLES: 16 90° SOLDER PIN LENGTH (L): 3.2 MM TINNED ORANGE BOX | 0
26488 | 1633880000 | PCB PLUG-IN CONNECTOR MALE HEADER FLANGE THT SOLDER CONNECTION 3.50 MM N OF POLES: 18 90° SOLDER PIN LENGTH (L): 3.2 MM TINNED ORANGE BOX | 0
26489 | 1633890000 | PCB PLUG-IN CONNECTOR MALE HEADER FLANGE THT SOLDER CONNECTION 3.50 MM N OF POLES: 20 90° SOLDER PIN LENGTH (L): 3.2 MM TINNED ORANGE BOX | 0
26490 | 1633900000 | PCB PLUG-IN CONNECTOR MALE HEADER FLANGE THT SOLDER CONNECTION 3.50 MM N OF POLES: 22 90° SOLDER PIN LENGTH (L): 3.2 MM TINNED ORANGE BOX | 0
26491 | 1633910000 | PCB PLUG-IN CONNECTOR MALE HEADER FLANGE THT SOLDER CONNECTION 3.50 MM N OF POLES: 24 90° SOLDER PIN LENGTH (L): 3.2 MM TINNED ORANGE BOX | 0
26492 | 1633920000 | PCB PLUG-IN CONNECTOR MALE HEADER FLANGE THT SOLDER CONNECTION 3.50 MM N OF POLES: 26 90° SOLDER PIN LENGTH (L): 3.2 MM TINNED ORANGE BOX | 0
26493 | 1633930000 | PCB PLUG-IN CONNECTOR MALE HEADER FLANGE THT SOLDER CONNECTION 3.50 MM N OF POLES: 28 90° SOLDER PIN LENGTH (L): 3.2 MM TINNED ORANGE BOX | 0
26494 | 1633940000 | PCB PLUG-IN CONNECTOR MALE HEADER FLANGE THT SOLDER CONNECTION 3.50 MM N OF POLES: 30 90° SOLDER PIN LENGTH (L): 3.2 MM TINNED ORANGE BOX | 0
26495 | 1633950000 | PCB PLUG-IN CONNECTOR MALE HEADER FLANGE THT SOLDER CONNECTION 3.50 MM N OF POLES: 32 90° SOLDER PIN LENGTH (L): 3.2 MM TINNED ORANGE BOX | 0
26496 | 1633960000 | PCB PLUG-IN CONNECTOR MALE HEADER FLANGE THT SOLDER CONNECTION 3.50 MM N OF POLES: 34 90° SOLDER PIN LENGTH (L): 3.2 MM TINNED ORANGE BOX | 0
26497 | 1633970000 | PCB PLUG-IN CONNECTOR MALE HEADER FLANGE THT SOLDER CONNECTION 3.50 MM N OF POLES: 36 90° SOLDER PIN LENGTH (L): 3.2 MM TINNED ORANGE BOX | 0
26498 | 1633980000 | PCB PLUG-IN CONNECTOR MALE HEADER FLANGE THT SOLDER CONNECTION 3.50 MM N OF POLES: 38 90° SOLDER PIN LENGTH (L): 3.2 MM TINNED ORANGE BOX | 0
26499 | 1633990000 | PCB PLUG-IN CONNECTOR MALE HEADER FLANGE THT SOLDER CONNECTION 3.50 MM N OF POLES: 40 90° SOLDER PIN LENGTH (L): 3.2 MM TINNED ORANGE BOX | 0
26500 | 1634000000 | PCB PLUG-IN CONNECTOR MALE HEADER FLANGE THT SOLDER CONNECTION 3.50 MM N OF POLES: 42 90° SOLDER PIN LENGTH (L): 3.2 MM TINNED ORANGE BOX | 0
26501 | 1634010000 | PCB PLUG-IN CONNECTOR MALE HEADER FLANGE THT SOLDER CONNECTION 3.50 MM N OF POLES: 44 90° SOLDER PIN LENGTH (L): 3.2 MM TINNED ORANGE BOX | 0
26502 | 1634020000 | PCB PLUG-IN CONNECTOR MALE HEADER FLANGE THT SOLDER CONNECTION 3.50 MM N OF POLES: 46 90° SOLDER PIN LENGTH (L): 3.2 MM TINNED ORANGE BOX | 0
26503 | 1634030000 | PCB PLUG-IN CONNECTOR MALE HEADER FLANGE THT SOLDER CONNECTION 3.50 MM N OF POLES: 48 90° SOLDER PIN LENGTH (L): 3.2 MM TINNED ORANGE BOX | 0
26504 | 1634120000 | PCB PLUG-IN CONNECTOR MALE HEADER OPEN SIDE THT SOLDER CONNECTION 3.50 MM N OF POLES: 20 90° SOLDER PIN LENGTH (L): 4.5 MM TINNED BOX | 0
26505 | 1634280000 | PCB PLUG-IN CONNECTOR MALE HEADER CLOSED SIDE THT SOLDER CONNECTION 3.50 MM N OF POLES: 6 90° SOLDER PIN LENGTH (L): 4.5 MM TINNED BOX | 0
26506 | 1634310000 | PCB PLUG-IN CONNECTOR MALE HEADER CLOSED SIDE THT SOLDER CONNECTION 3.50 MM N OF POLES: 12 90° SOLDER PIN LENGTH (L): 4.5 MM TINNED BOX | 0
26507 | 1634330000 | PCB PLUG-IN CONNECTOR MALE HEADER CLOSED SIDE THT SOLDER CONNECTION 3.50 MM N OF POLES: 16 90° SOLDER PIN LENGTH (L): 4.5 MM TINNED BOX | 0
26508 | 1634350000 | PCB PLUG-IN CONNECTOR MALE HEADER CLOSED SIDE THT SOLDER CONNECTION 3.50 MM N OF POLES: 20 90° SOLDER PIN LENGTH (L): 4.5 MM TINNED BOX | 0
26509 | 1634370000 | PCB PLUG-IN CONNECTOR MALE HEADER CLOSED SIDE THT SOLDER CONNECTION 3.50 MM N OF POLES: 24 90° SOLDER PIN LENGTH (L): 4.5 MM TINNED BOX | 0
26510 | 1634390000 | PCB PLUG-IN CONNECTOR MALE HEADER CLOSED SIDE THT SOLDER CONNECTION 3.50 MM N OF POLES: 28 90° SOLDER PIN LENGTH (L): 4.5 MM TINNED BOX | 0
26511 | 1634410000 | PCB PLUG-IN CONNECTOR MALE HEADER CLOSED SIDE THT SOLDER CONNECTION 3.50 MM N OF POLES: 32 90° SOLDER PIN LENGTH (L): 4.5 MM TINNED BOX | 0
26512 | 1634640000 | PCB PLUG-IN CONNECTOR MALE HEADER FLANGE THT SOLDER CONNECTION 3.50 MM N OF POLES: 32 90° SOLDER PIN LENGTH (L): 4.5 MM TINNED BOX | 0
26513 | 1636560000 | W-SERIES CROSS-CONNECTOR FOR THE TERMINALS N OF POLES: 2 | 23
26514 | 1636570000 | W-SERIES CROSS-CONNECTOR FOR THE TERMINALS N OF POLES: 3 | 23
26515 | 1636580000 | W-SERIES CROSS-CONNECTOR FOR THE TERMINALS N OF POLES: 4 | 23
26516 | 1641110000 | PCB PLUG-IN CONNECTOR MALE HEADER CLOSED SIDE THT SOLDER CONNECTION 3.50 MM N OF POLES: 4 180° SOLDER PIN LENGTH (L): 3.2 MM TINNED ORANGE BOX | 0
26517 | 1641120000 | PCB PLUG-IN CONNECTOR MALE HEADER CLOSED SIDE THT SOLDER CONNECTION 3.50 MM N OF POLES: 8 180° SOLDER PIN LENGTH (L): 3.2 MM TINNED ORANGE BOX | 0
26518 | 1641130000 | PCB PLUG-IN CONNECTOR MALE HEADER CLOSED SIDE THT SOLDER CONNECTION 3.50 MM N OF POLES: 12 180° SOLDER PIN LENGTH (L): 3.2 MM TINNED ORANGE BOX | 0
26519 | 1641140000 | PCB PLUG-IN CONNECTOR MALE HEADER CLOSED SIDE THT SOLDER CONNECTION 3.50 MM N OF POLES: 16 180° SOLDER PIN LENGTH (L): 3.2 MM TINNED ORANGE BOX | 0
26520 | 1641150000 | PCB PLUG-IN CONNECTOR MALE HEADER CLOSED SIDE THT SOLDER CONNECTION 3.50 MM N OF POLES: 20 180° SOLDER PIN LENGTH (L): 3.2 MM TINNED ORANGE BOX | 0
26521 | 1641160000 | PCB PLUG-IN CONNECTOR MALE HEADER CLOSED SIDE THT SOLDER CONNECTION 3.50 MM N OF POLES: 24 180° SOLDER PIN LENGTH (L): 3.2 MM TINNED ORANGE BOX | 0
26522 | 1641170000 | PCB PLUG-IN CONNECTOR MALE HEADER CLOSED SIDE THT SOLDER CONNECTION 3.50 MM N OF POLES: 28 180° SOLDER PIN LENGTH (L): 3.2 MM TINNED ORANGE BOX | 0
26523 | 1641180000 | PCB PLUG-IN CONNECTOR MALE HEADER CLOSED SIDE THT SOLDER CONNECTION 3.50 MM N OF POLES: 32 180° SOLDER PIN LENGTH (L): 3.2 MM TINNED ORANGE BOX | 0
26524 | 1641190000 | PCB PLUG-IN CONNECTOR MALE HEADER CLOSED SIDE THT SOLDER CONNECTION 3.50 MM N OF POLES: 36 180° SOLDER PIN LENGTH (L): 3.2 MM TINNED ORANGE BOX | 0
26525 | 1641200000 | PCB PLUG-IN CONNECTOR MALE HEADER CLOSED SIDE THT SOLDER CONNECTION 3.50 MM N OF POLES: 40 180° SOLDER PIN LENGTH (L): 3.2 MM TINNED ORANGE BOX | 0
26526 | 1641210000 | PCB PLUG-IN CONNECTOR MALE HEADER CLOSED SIDE THT SOLDER CONNECTION 3.50 MM N OF POLES: 44 180° SOLDER PIN LENGTH (L): 3.2 MM TINNED ORANGE BOX | 0
26527 | 1641220000 | PCB PLUG-IN CONNECTOR MALE HEADER CLOSED SIDE THT SOLDER CONNECTION 3.50 MM N OF POLES: 48 180° SOLDER PIN LENGTH (L): 3.2 MM TINNED ORANGE BOX | 0
26528 | 1641240000 | PCB PLUG-IN CONNECTOR MALE HEADER FLANGE THT SOLDER CONNECTION 3.50 MM N OF POLES: 4 180° SOLDER PIN LENGTH (L): 3.2 MM TINNED ORANGE BOX | 0
26529 | 1641250000 | PCB PLUG-IN CONNECTOR MALE HEADER FLANGE THT SOLDER CONNECTION 3.50 MM N OF POLES: 8 180° SOLDER PIN LENGTH (L): 3.2 MM TINNED ORANGE BOX | 0
26530 | 1641260000 | PCB PLUG-IN CONNECTOR MALE HEADER FLANGE THT SOLDER CONNECTION 3.50 MM N OF POLES: 12 180° SOLDER PIN LENGTH (L): 3.2 MM TINNED ORANGE BOX | 0
26531 | 1641270000 | PCB PLUG-IN CONNECTOR MALE HEADER FLANGE THT SOLDER CONNECTION 3.50 MM N OF POLES: 16 180° SOLDER PIN LENGTH (L): 3.2 MM TINNED ORANGE BOX | 0
26532 | 1641280000 | PCB PLUG-IN CONNECTOR MALE HEADER FLANGE THT SOLDER CONNECTION 3.50 MM N OF POLES: 20 180° SOLDER PIN LENGTH (L): 3.2 MM TINNED ORANGE BOX | 0
26533 | 1641290000 | PCB PLUG-IN CONNECTOR MALE HEADER FLANGE THT SOLDER CONNECTION 3.50 MM N OF POLES: 24 180° SOLDER PIN LENGTH (L): 3.2 MM TINNED ORANGE BOX | 0
26534 | 1641300000 | PCB PLUG-IN CONNECTOR MALE HEADER FLANGE THT SOLDER CONNECTION 3.50 MM N OF POLES: 28 180° SOLDER PIN LENGTH (L): 3.2 MM TINNED ORANGE BOX | 0
26535 | 1641310000 | PCB PLUG-IN CONNECTOR MALE HEADER FLANGE THT SOLDER CONNECTION 3.50 MM N OF POLES: 32 180° SOLDER PIN LENGTH (L): 3.2 MM TINNED ORANGE BOX | 0
26536 | 1641320000 | PCB PLUG-IN CONNECTOR MALE HEADER FLANGE THT SOLDER CONNECTION 3.50 MM N OF POLES: 36 180° SOLDER PIN LENGTH (L): 3.2 MM TINNED ORANGE BOX | 0
26537 | 1641330000 | PCB PLUG-IN CONNECTOR MALE HEADER FLANGE THT SOLDER CONNECTION 3.50 MM N OF POLES: 40 180° SOLDER PIN LENGTH (L): 3.2 MM TINNED ORANGE BOX | 0
26538 | 1641340000 | PCB PLUG-IN CONNECTOR MALE HEADER FLANGE THT SOLDER CONNECTION 3.50 MM N OF POLES: 44 180° SOLDER PIN LENGTH (L): 3.2 MM TINNED ORANGE BOX | 0
26539 | 1641350000 | PCB PLUG-IN CONNECTOR MALE HEADER FLANGE THT SOLDER CONNECTION 3.50 MM N OF POLES: 48 180° SOLDER PIN LENGTH (L): 3.2 MM TINNED ORANGE BOX | 0
26540 | 1641760000 | PCB PLUG-IN CONNECTOR MALE HEADER CLOSED SIDE THT SOLDER CONNECTION 3.50 MM N OF POLES: 16 180° SOLDER PIN LENGTH (L): 4.5 MM TINNED BOX | 0
26541 | 1641780000 | PCB PLUG-IN CONNECTOR MALE HEADER CLOSED SIDE THT SOLDER CONNECTION 3.50 MM N OF POLES: 24 180° SOLDER PIN LENGTH (L): 4.5 MM TINNED BOX | 0
26542 | 1641800000 | PCB PLUG-IN CONNECTOR MALE HEADER CLOSED SIDE THT SOLDER CONNECTION 3.50 MM N OF POLES: 32 180° SOLDER PIN LENGTH (L): 4.5 MM TINNED BOX | 0
26543 | 1642120000 | PCB PLUG-IN CONNECTOR MALE HEADER CLOSED SIDE THT SOLDER CONNECTION 3.50 MM N OF POLES: 16 90° SOLDER PIN LENGTH (L): 3.2 MM TINNED ORANGE BOX | 0
26544 | 1642130000 | PCB PLUG-IN CONNECTOR MALE HEADER CLOSED SIDE THT SOLDER CONNECTION 3.50 MM N OF POLES: 20 90° SOLDER PIN LENGTH (L): 3.2 MM TINNED ORANGE BOX | 0
26545 | 1642140000 | PCB PLUG-IN CONNECTOR MALE HEADER CLOSED SIDE THT SOLDER CONNECTION 3.50 MM N OF POLES: 24 90° SOLDER PIN LENGTH (L): 3.2 MM TINNED ORANGE BOX | 0
26546 | 1642150000 | PCB PLUG-IN CONNECTOR MALE HEADER CLOSED SIDE THT SOLDER CONNECTION 3.50 MM N OF POLES: 28 90° SOLDER PIN LENGTH (L): 3.2 MM TINNED ORANGE BOX | 0
26547 | 1642240000 | PCB PLUG-IN CONNECTOR MALE HEADER CLOSED SIDE THT SOLDER CONNECTION 3.50 MM N OF POLES: 4 90° SOLDER PIN LENGTH (L): 3.2 MM TINNED ORANGE BOX | 0
26548 | 1642250000 | PCB PLUG-IN CONNECTOR MALE HEADER CLOSED SIDE THT SOLDER CONNECTION 3.50 MM N OF POLES: 8 90° SOLDER PIN LENGTH (L): 3.2 MM TINNED ORANGE BOX | 0
26549 | 1642260000 | PCB PLUG-IN CONNECTOR MALE HEADER CLOSED SIDE THT SOLDER CONNECTION 3.50 MM N OF POLES: 12 90° SOLDER PIN LENGTH (L): 3.2 MM TINNED ORANGE BOX | 0
26550 | 1642270000 | PCB PLUG-IN CONNECTOR MALE HEADER CLOSED SIDE THT SOLDER CONNECTION 3.50 MM N OF POLES: 16 90° SOLDER PIN LENGTH (L): 3.2 MM TINNED ORANGE BOX | 0
26551 | 1642280000 | PCB PLUG-IN CONNECTOR MALE HEADER CLOSED SIDE THT SOLDER CONNECTION 3.50 MM N OF POLES: 20 90° SOLDER PIN LENGTH (L): 3.2 MM TINNED ORANGE BOX | 0
26552 | 1642290000 | PCB PLUG-IN CONNECTOR MALE HEADER CLOSED SIDE THT SOLDER CONNECTION 3.50 MM N OF POLES: 24 90° SOLDER PIN LENGTH (L): 3.2 MM TINNED ORANGE BOX | 0
26553 | 1642300000 | PCB PLUG-IN CONNECTOR MALE HEADER CLOSED SIDE THT SOLDER CONNECTION 3.50 MM N OF POLES: 28 90° SOLDER PIN LENGTH (L): 3.2 MM TINNED ORANGE BOX | 0
26554 | 1642310000 | PCB PLUG-IN CONNECTOR MALE HEADER CLOSED SIDE THT SOLDER CONNECTION 3.50 MM N OF POLES: 32 90° SOLDER PIN LENGTH (L): 3.2 MM TINNED ORANGE BOX | 0
26555 | 1642320000 | PCB PLUG-IN CONNECTOR MALE HEADER CLOSED SIDE THT SOLDER CONNECTION 3.50 MM N OF POLES: 36 90° SOLDER PIN LENGTH (L): 3.2 MM TINNED ORANGE BOX | 0
26556 | 1642330000 | PCB PLUG-IN CONNECTOR MALE HEADER CLOSED SIDE THT SOLDER CONNECTION 3.50 MM N OF POLES: 40 90° SOLDER PIN LENGTH (L): 3.2 MM TINNED ORANGE BOX | 0
26557 | 1642340000 | PCB PLUG-IN CONNECTOR MALE HEADER CLOSED SIDE THT SOLDER CONNECTION 3.50 MM N OF POLES: 44 90° SOLDER PIN LENGTH (L): 3.2 MM TINNED ORANGE BOX | 0
26558 | 1642350000 | PCB PLUG-IN CONNECTOR MALE HEADER CLOSED SIDE THT SOLDER CONNECTION 3.50 MM N OF POLES: 48 90° SOLDER PIN LENGTH (L): 3.2 MM TINNED ORANGE BOX | 0
26559 | 1642370000 | PCB PLUG-IN CONNECTOR MALE HEADER FLANGE THT SOLDER CONNECTION 3.50 MM N OF POLES: 4 90° SOLDER PIN LENGTH (L): 3.2 MM TINNED ORANGE BOX | 0
26560 | 1642380000 | PCB PLUG-IN CONNECTOR MALE HEADER FLANGE THT SOLDER CONNECTION 3.50 MM N OF POLES: 8 90° SOLDER PIN LENGTH (L): 3.2 MM TINNED ORANGE BOX | 0
26561 | 1642390000 | PCB PLUG-IN CONNECTOR MALE HEADER FLANGE THT SOLDER CONNECTION 3.50 MM N OF POLES: 12 90° SOLDER PIN LENGTH (L): 3.2 MM TINNED ORANGE BOX | 0
26562 | 1642400000 | PCB PLUG-IN CONNECTOR MALE HEADER FLANGE THT SOLDER CONNECTION 3.50 MM N OF POLES: 16 90° SOLDER PIN LENGTH (L): 3.2 MM TINNED ORANGE BOX | 0
26563 | 1642410000 | PCB PLUG-IN CONNECTOR MALE HEADER FLANGE THT SOLDER CONNECTION 3.50 MM N OF POLES: 20 90° SOLDER PIN LENGTH (L): 3.2 MM TINNED ORANGE BOX | 0
26564 | 1642420000 | PCB PLUG-IN CONNECTOR MALE HEADER FLANGE THT SOLDER CONNECTION 3.50 MM N OF POLES: 24 90° SOLDER PIN LENGTH (L): 3.2 MM TINNED ORANGE BOX | 0
26565 | 1642430000 | PCB PLUG-IN CONNECTOR MALE HEADER FLANGE THT SOLDER CONNECTION 3.50 MM N OF POLES: 28 90° SOLDER PIN LENGTH (L): 3.2 MM TINNED ORANGE BOX | 0
26566 | 1642440000 | PCB PLUG-IN CONNECTOR MALE HEADER FLANGE THT SOLDER CONNECTION 3.50 MM N OF POLES: 32 90° SOLDER PIN LENGTH (L): 3.2 MM TINNED ORANGE BOX | 0
26567 | 1642450000 | PCB PLUG-IN CONNECTOR MALE HEADER FLANGE THT SOLDER CONNECTION 3.50 MM N OF POLES: 36 90° SOLDER PIN LENGTH (L): 3.2 MM TINNED ORANGE BOX | 0
26568 | 1642460000 | PCB PLUG-IN CONNECTOR MALE HEADER FLANGE THT SOLDER CONNECTION 3.50 MM N OF POLES: 40 90° SOLDER PIN LENGTH (L): 3.2 MM TINNED ORANGE BOX | 0
26569 | 1642470000 | PCB PLUG-IN CONNECTOR MALE HEADER FLANGE THT SOLDER CONNECTION 3.50 MM N OF POLES: 44 90° SOLDER PIN LENGTH (L): 3.2 MM TINNED ORANGE BOX | 0
26570 | 1642480000 | PCB PLUG-IN CONNECTOR MALE HEADER FLANGE THT SOLDER CONNECTION 3.50 MM N OF POLES: 48 90° SOLDER PIN LENGTH (L): 3.2 MM TINNED ORANGE BOX | 0
26571 | 1642860000 | PCB PLUG-IN CONNECTOR MALE HEADER CLOSED SIDE THT SOLDER CONNECTION 3.50 MM N OF POLES: 4 90° SOLDER PIN LENGTH (L): 4.5 MM TINNED BOX | 0
26572 | 1642870000 | PCB PLUG-IN CONNECTOR MALE HEADER CLOSED SIDE THT SOLDER CONNECTION 3.50 MM N OF POLES: 8 90° SOLDER PIN LENGTH (L): 4.5 MM TINNED BOX | 0
26573 | 1642930000 | PCB PLUG-IN CONNECTOR MALE HEADER CLOSED SIDE THT SOLDER CONNECTION 3.50 MM N OF POLES: 32 90° SOLDER PIN LENGTH (L): 4.5 MM TINNED BOX | 0
26574 | 1643150000 | PCB PLUG-IN CONNECTOR MALE HEADER FLANGE THT SOLDER CONNECTION 3.50 MM N OF POLES: 24 90° SOLDER PIN LENGTH (L): 4.5 MM TINNED BOX | 0
26575 | 1643200000 | PCB PLUG-IN CONNECTOR MALE HEADER FLANGE THT SOLDER CONNECTION 3.50 MM N OF POLES: 44 90° SOLDER PIN LENGTH (L): 4.5 MM TINNED BOX | 0
26576 | 1643210000 | PCB PLUG-IN CONNECTOR MALE HEADER FLANGE THT SOLDER CONNECTION 3.50 MM N OF POLES: 48 90° SOLDER PIN LENGTH (L): 4.5 MM TINNED BOX | 0
26577 | 1650210000 | W-SERIES TEST ADAPTER | 166
26578 | 1653730000 | PCB PLUG-IN CONNECTOR MALE HEADER CLOSED SIDE THT SOLDER CONNECTION 5.00 MM N OF POLES: 10 90° SOLDER PIN LENGTH (L): 4.5 MM TINNED BOX | 0
26579 | 1653760000 | PCB PLUG-IN CONNECTOR MALE HEADER CLOSED SIDE THT SOLDER CONNECTION 5.00 MM N OF POLES: 16 90° SOLDER PIN LENGTH (L): 4.5 MM TINNED BOX | 0
26580 | 1653800000 | PCB PLUG-IN CONNECTOR MALE HEADER CLOSED SIDE THT SOLDER CONNECTION 5.00 MM N OF POLES: 24 90° SOLDER PIN LENGTH (L): 4.5 MM TINNED BOX | 0
26581 | 1669650000 | PCB PLUG-IN CONNECTOR MALE HEADER CLOSED SIDE THT SOLDER CONNECTION 3.50 MM N OF POLES: 22 90° SOLDER PIN LENGTH (L): 3.2 MM TINNED ORANGE BOX | 0
26582 | 1669660000 | PCB PLUG-IN CONNECTOR MALE HEADER FLANGE THT SOLDER CONNECTION 3.50 MM N OF POLES: 22 90° SOLDER PIN LENGTH (L): 3.2 MM TINNED ORANGE BOX | 0
26583 | 1687640000 | W-SERIES CROSS-CONNECTOR FOR THE TERMINALS N OF POLES: 2 | 23
26584 | 1698920000 | PCB PLUG-IN CONNECTOR MALE HEADER OPEN SIDE THT SOLDER CONNECTION 3.50 MM N OF POLES: 38 180° SOLDER PIN LENGTH (L): 4.5 MM TINNED BOX | 0
26585 | 1699000000 | PCB PLUG-IN CONNECTOR MALE HEADER CLOSED SIDE THT SOLDER CONNECTION 3.50 MM N OF POLES: 26 180° SOLDER PIN LENGTH (L): 4.5 MM TINNED BOX | 0
26586 | 1699270000 | PCB PLUG-IN CONNECTOR MALE HEADER CLOSED SIDE THT SOLDER CONNECTION 3.50 MM N OF POLES: 6 90° SOLDER PIN LENGTH (L): 4.5 MM TINNED BOX | 0
26587 | 1723800000 | CLAMPING YOKE SET OF FIXINGS STEEL | 471
26588 | 1723810000 | CLAMPING YOKE SET OF FIXINGS STEEL | 471
26589 | 1723820000 | CLAMPING YOKE SET OF FIXINGS STEEL | 471
26590 | 1749430000 | CLAMPING YOKE SET OF FIXINGS STEEL | 471
26591 | 1752982001 | PCB PLUG-IN CONNECTOR MALE HEADER CLOSED SIDE THT/THR SOLDER CONNECTION 3.50 MM N OF POLES: 2 180° SOLDER PIN LENGTH (L): 1.5 MM TINNED BOX | 0
26592 | 1752992001 | PCB PLUG-IN CONNECTOR MALE HEADER CLOSED SIDE THT/THR SOLDER CONNECTION 3.50 MM N OF POLES: 3 180° SOLDER PIN LENGTH (L): 1.5 MM TINNED BOX | 0
26593 | 1753002001 | PCB PLUG-IN CONNECTOR MALE HEADER CLOSED SIDE THT/THR SOLDER CONNECTION 3.50 MM N OF POLES: 4 180° SOLDER PIN LENGTH (L): 1.5 MM TINNED BOX | 0
26594 | 1753012001 | PCB PLUG-IN CONNECTOR MALE HEADER CLOSED SIDE THT/THR SOLDER CONNECTION 3.50 MM N OF POLES: 5 180° SOLDER PIN LENGTH (L): 1.5 MM TINNED BOX | 0
26595 | 1753022001 | PCB PLUG-IN CONNECTOR MALE HEADER CLOSED SIDE THT/THR SOLDER CONNECTION 3.50 MM N OF POLES: 6 180° SOLDER PIN LENGTH (L): 1.5 MM TINNED BOX | 0
26596 | 1753052001 | PCB PLUG-IN CONNECTOR MALE HEADER CLOSED SIDE THT/THR SOLDER CONNECTION 3.50 MM N OF POLES: 9 180° SOLDER PIN LENGTH (L): 1.5 MM TINNED BOX | 0
26597 | 1753062001 | PCB PLUG-IN CONNECTOR MALE HEADER CLOSED SIDE THT/THR SOLDER CONNECTION 3.50 MM N OF POLES: 10 180° SOLDER PIN LENGTH (L): 1.5 MM TINNED BOX | 0
26598 | 1753072001 | PCB PLUG-IN CONNECTOR MALE HEADER CLOSED SIDE THT/THR SOLDER CONNECTION 3.50 MM N OF POLES: 11 180° SOLDER PIN LENGTH (L): 1.5 MM TINNED BOX | 0
26599 | 1753082001 | PCB PLUG-IN CONNECTOR MALE HEADER CLOSED SIDE THT/THR SOLDER CONNECTION 3.50 MM N OF POLES: 12 180° SOLDER PIN LENGTH (L): 1.5 MM TINNED BOX | 0
26600 | 1753083001 | PCB PLUG-IN CONNECTOR MALE HEADER CLOSED SIDE THT/THR SOLDER CONNECTION 3.50 MM N OF POLES: 12 180° SOLDER PIN LENGTH (L): 1.5 MM TINNED TRAY | 0
26601 | 1753092001 | PCB PLUG-IN CONNECTOR MALE HEADER CLOSED SIDE THT/THR SOLDER CONNECTION 3.50 MM N OF POLES: 13 180° SOLDER PIN LENGTH (L): 1.5 MM TINNED BOX | 0
26602 | 1753102001 | PCB PLUG-IN CONNECTOR MALE HEADER CLOSED SIDE THT/THR SOLDER CONNECTION 3.50 MM N OF POLES: 14 180° SOLDER PIN LENGTH (L): 1.5 MM TINNED BOX | 0
26603 | 1753122001 | PCB PLUG-IN CONNECTOR MALE HEADER CLOSED SIDE THT/THR SOLDER CONNECTION 3.50 MM N OF POLES: 16 180° SOLDER PIN LENGTH (L): 1.5 MM TINNED BOX | 0
26604 | 1753142001 | PCB PLUG-IN CONNECTOR MALE HEADER CLOSED SIDE THT/THR SOLDER CONNECTION 3.50 MM N OF POLES: 18 180° SOLDER PIN LENGTH (L): 1.5 MM TINNED BOX | 0
26605 | 1753202001 | PCB PLUG-IN CONNECTOR MALE HEADER CLOSED SIDE THT/THR SOLDER CONNECTION 3.50 MM N OF POLES: 24 180° SOLDER PIN LENGTH (L): 1.5 MM TINNED BOX | 0
26606 | 1754250000 | ACCESSORIES CROSS-CONNECTOR 17.5 A | 47
26607 | 1754260000 | ACCESSORIES CROSS-CONNECTOR 17.5 A | 47
26608 | 1754270000 | ACCESSORIES CROSS-CONNECTOR 17.5 A | 47
26609 | 1754300000 | ACCESSORIES CROSS-CONNECTOR 17.5 A | 47
26610 | 1758250000 | ACCESSORIES CROSS-CONNECTOR 32 A | 47
26611 | 1758270000 | ACCESSORIES CROSS-CONNECTOR 32 A | 47
26612 | 1760720000 | ACCESSORIES SET OF FIXINGS STEEL | 1040
26613 | 1760812001 | PCB PLUG-IN CONNECTOR MALE HEADER OPEN SIDE THT/THR SOLDER CONNECTION 3.50 MM N OF POLES: 10 180° SOLDER PIN LENGTH (L): 1.5 MM TINNED BOX | 0
26614 | 1760962001 | PCB PLUG-IN CONNECTOR MALE HEADER FLANGE THT/THR SOLDER CONNECTION 3.50 MM N OF POLES: 2 180° SOLDER PIN LENGTH (L): 1.5 MM TINNED BOX | 0
26615 | 1760972001 | PCB PLUG-IN CONNECTOR MALE HEADER FLANGE THT/THR SOLDER CONNECTION 3.50 MM N OF POLES: 3 180° SOLDER PIN LENGTH (L): 1.5 MM TINNED BOX | 0
26616 | 1760982001 | PCB PLUG-IN CONNECTOR MALE HEADER FLANGE THT/THR SOLDER CONNECTION 3.50 MM N OF POLES: 4 180° SOLDER PIN LENGTH (L): 1.5 MM TINNED BOX | 0
26617 | 1760992001 | PCB PLUG-IN CONNECTOR MALE HEADER FLANGE THT/THR SOLDER CONNECTION 3.50 MM N OF POLES: 5 180° SOLDER PIN LENGTH (L): 1.5 MM TINNED BOX | 0
26618 | 1761002001 | PCB PLUG-IN CONNECTOR MALE HEADER FLANGE THT/THR SOLDER CONNECTION 3.50 MM N OF POLES: 6 180° SOLDER PIN LENGTH (L): 1.5 MM TINNED BOX | 0
26619 | 1761022001 | PCB PLUG-IN CONNECTOR MALE HEADER FLANGE THT/THR SOLDER CONNECTION 3.50 MM N OF POLES: 8 180° SOLDER PIN LENGTH (L): 1.5 MM TINNED BOX | 0
26620 | 1761042001 | PCB PLUG-IN CONNECTOR MALE HEADER FLANGE THT/THR SOLDER CONNECTION 3.50 MM N OF POLES: 10 180° SOLDER PIN LENGTH (L): 1.5 MM TINNED BOX | 0
26621 | 1761122001 | PCB PLUG-IN CONNECTOR MALE HEADER FLANGE THT/THR SOLDER CONNECTION 3.50 MM N OF POLES: 18 180° SOLDER PIN LENGTH (L): 1.5 MM TINNED BOX | 0
26622 | 1761542001 | PCB PLUG-IN CONNECTOR MALE HEADER CLOSED SIDE THT/THR SOLDER CONNECTION 3.50 MM N OF POLES: 2 90° SOLDER PIN LENGTH (L): 1.5 MM TINNED BOX | 0
26623 | 1761552001 | PCB PLUG-IN CONNECTOR MALE HEADER CLOSED SIDE THT/THR SOLDER CONNECTION 3.50 MM N OF POLES: 3 90° SOLDER PIN LENGTH (L): 1.5 MM TINNED BOX | 0
26624 | 1761562001 | PCB PLUG-IN CONNECTOR MALE HEADER CLOSED SIDE THT/THR SOLDER CONNECTION 3.50 MM N OF POLES: 4 90° SOLDER PIN LENGTH (L): 1.5 MM TINNED BOX | 0
26625 | 1761572001 | PCB PLUG-IN CONNECTOR MALE HEADER CLOSED SIDE THT/THR SOLDER CONNECTION 3.50 MM N OF POLES: 5 90° SOLDER PIN LENGTH (L): 1.5 MM TINNED BOX | 0
26626 | 1761582001 | PCB PLUG-IN CONNECTOR MALE HEADER CLOSED SIDE THT/THR SOLDER CONNECTION 3.50 MM N OF POLES: 6 90° SOLDER PIN LENGTH (L): 1.5 MM TINNED BOX | 0
26627 | 1761602001 | PCB PLUG-IN CONNECTOR MALE HEADER CLOSED SIDE THT/THR SOLDER CONNECTION 3.50 MM N OF POLES: 8 90° SOLDER PIN LENGTH (L): 1.5 MM TINNED BOX | 0
26628 | 1761612001 | PCB PLUG-IN CONNECTOR MALE HEADER CLOSED SIDE THT/THR SOLDER CONNECTION 3.50 MM N OF POLES: 9 90° SOLDER PIN LENGTH (L): 1.5 MM TINNED BOX | 0
26629 | 1761622001 | PCB PLUG-IN CONNECTOR MALE HEADER CLOSED SIDE THT/THR SOLDER CONNECTION 3.50 MM N OF POLES: 10 90° SOLDER PIN LENGTH (L): 1.5 MM TINNED BOX | 0
26630 | 1761642001 | PCB PLUG-IN CONNECTOR MALE HEADER CLOSED SIDE THT/THR SOLDER CONNECTION 3.50 MM N OF POLES: 12 90° SOLDER PIN LENGTH (L): 1.5 MM TINNED BOX | 0
26631 | 1761643001 | PCB PLUG-IN CONNECTOR MALE HEADER CLOSED SIDE THT/THR SOLDER CONNECTION 3.50 MM N OF POLES: 12 90° SOLDER PIN LENGTH (L): 1.5 MM TINNED TRAY | 0
26632 | 1761662001 | PCB PLUG-IN CONNECTOR MALE HEADER CLOSED SIDE THT/THR SOLDER CONNECTION 3.50 MM N OF POLES: 14 90° SOLDER PIN LENGTH (L): 1.5 MM TINNED BOX | 0
26633 | 1761672001 | PCB PLUG-IN CONNECTOR MALE HEADER CLOSED SIDE THT/THR SOLDER CONNECTION 3.50 MM N OF POLES: 15 90° SOLDER PIN LENGTH (L): 1.5 MM TINNED BOX | 0
26634 | 1761682001 | PCB PLUG-IN CONNECTOR MALE HEADER CLOSED SIDE THT/THR SOLDER CONNECTION 3.50 MM N OF POLES: 16 90° SOLDER PIN LENGTH (L): 1.5 MM TINNED BOX | 0
26635 | 1761703001 | PCB PLUG-IN CONNECTOR MALE HEADER CLOSED SIDE THT/THR SOLDER CONNECTION 3.50 MM N OF POLES: 18 90° SOLDER PIN LENGTH (L): 1.5 MM TINNED TRAY | 0
26636 | 1761732001 | PCB PLUG-IN CONNECTOR MALE HEADER CLOSED SIDE THT/THR SOLDER CONNECTION 3.50 MM N OF POLES: 21 90° SOLDER PIN LENGTH (L): 1.5 MM TINNED BOX | 0
26637 | 1761762001 | PCB PLUG-IN CONNECTOR MALE HEADER CLOSED SIDE THT/THR SOLDER CONNECTION 3.50 MM N OF POLES: 24 90° SOLDER PIN LENGTH (L): 1.5 MM TINNED BOX | 0
26638 | 1761922001 | PCB PLUG-IN CONNECTOR MALE HEADER OPEN SIDE THT/THR SOLDER CONNECTION 3.50 MM N OF POLES: 17 90° SOLDER PIN LENGTH (L): 1.5 MM TINNED BOX | 0
26639 | 1762002001 | PCB PLUG-IN CONNECTOR MALE HEADER FLANGE THT/THR SOLDER CONNECTION 3.50 MM N OF POLES: 2 90° SOLDER PIN LENGTH (L): 1.5 MM TINNED BOX | 0
26640 | 1762022001 | PCB PLUG-IN CONNECTOR MALE HEADER FLANGE THT/THR SOLDER CONNECTION 3.50 MM N OF POLES: 4 90° SOLDER PIN LENGTH (L): 1.5 MM TINNED BOX | 0
26641 | 1762032001 | PCB PLUG-IN CONNECTOR MALE HEADER FLANGE THT/THR SOLDER CONNECTION 3.50 MM N OF POLES: 5 90° SOLDER PIN LENGTH (L): 1.5 MM TINNED BOX | 0
26642 | 1762082001 | PCB PLUG-IN CONNECTOR MALE HEADER FLANGE THT/THR SOLDER CONNECTION 3.50 MM N OF POLES: 10 90° SOLDER PIN LENGTH (L): 1.5 MM TINNED BOX | 0
26643 | 1762620000 | ACCESSORIES CROSS-CONNECTOR 32 A | 47
26644 | 1768020000 | CLAMPING YOKE SET OF FIXINGS STEEL | 471
26645 | 1771990000 | CLAMPING YOKE SET OF FIXINGS | 1158
26646 | 1780970000 | BOLT-TYPE SCREW TERMINALS CROSS-CONNECTOR N OF POLES: 2 | 23
26647 | 1781000000 | BOLT-TYPE SCREW TERMINALS CROSS-CONNECTOR N OF POLES: 3 | 23
26648 | 1781020000 | BOLT-TYPE SCREW TERMINALS CROSS-CONNECTOR N OF POLES: 3 | 23
26649 | 1781030000 | BOLT-TYPE SCREW TERMINALS CROSS-CONNECTOR N OF POLES: 2 | 23
26650 | 1782800000 | PCB PLUG-IN CONNECTOR MALE HEADER CLOSED SIDE THT SOLDER CONNECTION 3.50 MM N OF POLES: 24 90° SOLDER PIN LENGTH (L): 3.2 MM TINNED BOX | 0
26651 | 1793950000 | ACCESSORIES CROSS-CONNECTOR 32 A | 47
26652 | 1793960000 | ACCESSORIES CROSS-CONNECTOR 32 A | 47
26653 | 1793970000 | ACCESSORIES CROSS-CONNECTOR 32 A | 47
26654 | 1793980000 | ACCESSORIES CROSS-CONNECTOR 32 A | 47
26655 | 1793990000 | ACCESSORIES CROSS-CONNECTOR 32 A | 47
26656 | 1794000000 | ACCESSORIES CROSS-CONNECTOR 32 A | 47
26657 | 1794010000 | ACCESSORIES CROSS-CONNECTOR 32 A | 47
26658 | 1794020000 | ACCESSORIES CROSS-CONNECTOR 32 A | 47
26659 | 1794030000 | ACCESSORIES CROSS-CONNECTOR 32 A | 47
26660 | 1794040000 | ACCESSORIES CROSS-CONNECTOR 32 A | 47
26661 | 1794050000 | ACCESSORIES CROSS-CONNECTOR 32 A | 47
26662 | 1794060000 | ACCESSORIES CROSS-CONNECTOR 32 A | 47
26663 | 1794070000 | ACCESSORIES CROSS-CONNECTOR 32 A | 47
26664 | 1794080000 | ACCESSORIES CROSS-CONNECTOR 32 A | 47
26665 | 1794090000 | ACCESSORIES CROSS-CONNECTOR 32 A | 47
26666 | 1794130000 | PCB PLUG-IN CONNECTOR MALE HEADER CLOSED SIDE THT SOLDER CONNECTION 3.50 MM N OF POLES: 30 90° SOLDER PIN LENGTH (L): 3.2 MM TINNED BOX | 0
26667 | 1802790000 | W-SERIES CROSS-CONNECTOR FOR THE TERMINALS N OF POLES: 2 | 23
26668 | 1802800000 | W-SERIES CROSS-CONNECTOR FOR THE TERMINALS N OF POLES: 3 | 23
26669 | 1804340000 | PCB PLUG-IN CONNECTOR MALE HEADER SOLDER FLANGE THT/THR SOLDER CONNECTION 3.50 MM N OF POLES: 12 90° SOLDER PIN LENGTH (L): 3.2 MM TINNED BOX | 0
26670 | 1804700000 | PCB PLUG-IN CONNECTOR MALE HEADER SOLDER FLANGE THT/THR SOLDER CONNECTION 3.50 MM N OF POLES: 2 180° SOLDER PIN LENGTH (L): 1.5 MM TINNED BOX | 0
26671 | 1804710000 | PCB PLUG-IN CONNECTOR MALE HEADER SOLDER FLANGE THT/THR SOLDER CONNECTION 3.50 MM N OF POLES: 3 180° SOLDER PIN LENGTH (L): 1.5 MM TINNED BOX | 0
26672 | 1804720000 | PCB PLUG-IN CONNECTOR MALE HEADER SOLDER FLANGE THT/THR SOLDER CONNECTION 3.50 MM N OF POLES: 4 180° SOLDER PIN LENGTH (L): 1.5 MM TINNED BOX | 0
26673 | 1804730000 | PCB PLUG-IN CONNECTOR MALE HEADER SOLDER FLANGE THT/THR SOLDER CONNECTION 3.50 MM N OF POLES: 5 180° SOLDER PIN LENGTH (L): 1.5 MM TINNED BOX | 0
26674 | 1804740000 | PCB PLUG-IN CONNECTOR MALE HEADER SOLDER FLANGE THT/THR SOLDER CONNECTION 3.50 MM N OF POLES: 6 180° SOLDER PIN LENGTH (L): 1.5 MM TINNED BOX | 0
26675 | 1804760000 | PCB PLUG-IN CONNECTOR MALE HEADER SOLDER FLANGE THT/THR SOLDER CONNECTION 3.50 MM N OF POLES: 8 180° SOLDER PIN LENGTH (L): 1.5 MM TINNED BOX | 0
26676 | 1804770000 | PCB PLUG-IN CONNECTOR MALE HEADER SOLDER FLANGE THT/THR SOLDER CONNECTION 3.50 MM N OF POLES: 9 180° SOLDER PIN LENGTH (L): 1.5 MM TINNED BOX | 0
26677 | 1804780000 | PCB PLUG-IN CONNECTOR MALE HEADER SOLDER FLANGE THT/THR SOLDER CONNECTION 3.50 MM N OF POLES: 10 180° SOLDER PIN LENGTH (L): 1.5 MM TINNED BOX | 0
26678 | 1804800000 | PCB PLUG-IN CONNECTOR MALE HEADER SOLDER FLANGE THT/THR SOLDER CONNECTION 3.50 MM N OF POLES: 12 180° SOLDER PIN LENGTH (L): 1.5 MM TINNED BOX | 0
26679 | 1804810000 | PCB PLUG-IN CONNECTOR MALE HEADER SOLDER FLANGE THT/THR SOLDER CONNECTION 3.50 MM N OF POLES: 13 180° SOLDER PIN LENGTH (L): 1.5 MM TINNED BOX | 0
26680 | 1804840000 | PCB PLUG-IN CONNECTOR MALE HEADER SOLDER FLANGE THT/THR SOLDER CONNECTION 3.50 MM N OF POLES: 16 180° SOLDER PIN LENGTH (L): 1.5 MM TINNED BOX | 0
26681 | 1804860000 | PCB PLUG-IN CONNECTOR MALE HEADER SOLDER FLANGE THT/THR SOLDER CONNECTION 3.50 MM N OF POLES: 18 180° SOLDER PIN LENGTH (L): 1.5 MM TINNED BOX | 0
26682 | 1804930000 | PCB PLUG-IN CONNECTOR MALE HEADER SOLDER FLANGE THT/THR SOLDER CONNECTION 3.50 MM N OF POLES: 24 180° SOLDER PIN LENGTH (L): 1.5 MM TINNED BOX | 0
26683 | 1804940000 | PCB PLUG-IN CONNECTOR MALE HEADER SOLDER FLANGE THT/THR SOLDER CONNECTION 3.50 MM N OF POLES: 2 90° SOLDER PIN LENGTH (L): 1.5 MM TINNED BOX | 0
26684 | 1804950000 | PCB PLUG-IN CONNECTOR MALE HEADER SOLDER FLANGE THT/THR SOLDER CONNECTION 3.50 MM N OF POLES: 3 90° SOLDER PIN LENGTH (L): 1.5 MM TINNED BOX | 0
26685 | 1804960000 | PCB PLUG-IN CONNECTOR MALE HEADER SOLDER FLANGE THT/THR SOLDER CONNECTION 3.50 MM N OF POLES: 4 90° SOLDER PIN LENGTH (L): 1.5 MM TINNED BOX | 0
26686 | 1804970000 | PCB PLUG-IN CONNECTOR MALE HEADER SOLDER FLANGE THT/THR SOLDER CONNECTION 3.50 MM N OF POLES: 5 90° SOLDER PIN LENGTH (L): 1.5 MM TINNED BOX | 0
26687 | 1804980000 | PCB PLUG-IN CONNECTOR MALE HEADER SOLDER FLANGE THT/THR SOLDER CONNECTION 3.50 MM N OF POLES: 6 90° SOLDER PIN LENGTH (L): 1.5 MM TINNED BOX | 0
26688 | 1805010000 | PCB PLUG-IN CONNECTOR MALE HEADER SOLDER FLANGE THT/THR SOLDER CONNECTION 3.50 MM N OF POLES: 9 90° SOLDER PIN LENGTH (L): 1.5 MM TINNED BOX | 0
26689 | 1805020000 | PCB PLUG-IN CONNECTOR MALE HEADER SOLDER FLANGE THT/THR SOLDER CONNECTION 3.50 MM N OF POLES: 10 90° SOLDER PIN LENGTH (L): 1.5 MM TINNED BOX | 0
26690 | 1805040000 | PCB PLUG-IN CONNECTOR MALE HEADER SOLDER FLANGE THT/THR SOLDER CONNECTION 3.50 MM N OF POLES: 12 90° SOLDER PIN LENGTH (L): 1.5 MM TINNED BOX | 0
26691 | 1805070000 | PCB PLUG-IN CONNECTOR MALE HEADER SOLDER FLANGE THT/THR SOLDER CONNECTION 3.50 MM N OF POLES: 15 90° SOLDER PIN LENGTH (L): 1.5 MM TINNED BOX | 0
26692 | 1805080000 | PCB PLUG-IN CONNECTOR MALE HEADER SOLDER FLANGE THT/THR SOLDER CONNECTION 3.50 MM N OF POLES: 16 90° SOLDER PIN LENGTH (L): 1.5 MM TINNED BOX | 0
26693 | 1805120000 | PCB PLUG-IN CONNECTOR MALE HEADER SOLDER FLANGE THT/THR SOLDER CONNECTION 3.50 MM N OF POLES: 20 90° SOLDER PIN LENGTH (L): 1.5 MM TINNED BOX | 0
26694 | 1805160000 | PCB PLUG-IN CONNECTOR MALE HEADER SOLDER FLANGE THT/THR SOLDER CONNECTION 3.50 MM N OF POLES: 24 90° SOLDER PIN LENGTH (L): 1.5 MM TINNED BOX | 0
26695 | 1836990000 | PCB PLUG-IN CONNECTOR MALE HEADER CLOSED SIDE THT/THR SOLDER CONNECTION 3.50 MM N OF POLES: 10 180° SOLDER PIN LENGTH (L): 3.2 MM TINNED BOX | 0
26696 | 1866770000 | PCB PLUG-IN CONNECTOR MALE HEADER CLOSED SIDE THT SOLDER CONNECTION 3.50 MM N OF POLES: 10 90° SOLDER PIN LENGTH (L): 3.2 MM TINNED ORANGE BOX | 0
26697 | 1878660000 | W-SERIES TEST ADAPTER | 166
26698 | 1879350000 | W-SERIES TEST ADAPTER | 166
26699 | 1881640000 | W-SERIES END PLATE | 78
26700 | 1881650000 | TEST-DISCONNECT TERMINAL SCREW CONNECTION 4 MM² 500 V 10 A PLUGGABLE DARK | 36
26701 | 1887210000 | TEST-DISCONNECT TERMINAL SCREW CONNECTION 6 MM² 800 V 41 A SLIDING DARK | 36
26702 | 1887220000 | FEED-THROUGH TERMINAL SCREW CONNECTION 6 MM² 800 V 41 A WITHOUT DARK | 10
26703 | 1887240000 | W-SERIES END PLATE | 78
26704 | 1890500000 | PCB PLUG-IN CONNECTOR MALE HEADER CLOSED SIDE THT SOLDER CONNECTION 3.50 MM N OF POLES: 10 90° SOLDER PIN LENGTH (L): 3.2 MM TINNED ORANGE BOX | 0
26705 | 1890600000 | PCB PLUG-IN CONNECTOR MALE HEADER CLOSED SIDE THT SOLDER CONNECTION 3.50 MM N OF POLES: 6 90° SOLDER PIN LENGTH (L): 3.2 MM TINNED ORANGE BOX | 0
26706 | 1890610000 | PCB PLUG-IN CONNECTOR MALE HEADER CLOSED SIDE THT SOLDER CONNECTION 3.50 MM N OF POLES: 14 90° SOLDER PIN LENGTH (L): 3.2 MM TINNED ORANGE BOX | 0
26707 | 1890620000 | PCB PLUG-IN CONNECTOR MALE HEADER CLOSED SIDE THT SOLDER CONNECTION 3.50 MM N OF POLES: 18 90° SOLDER PIN LENGTH (L): 3.2 MM TINNED ORANGE BOX | 0
26708 | 1890630000 | PCB PLUG-IN CONNECTOR MALE HEADER CLOSED SIDE THT SOLDER CONNECTION 3.50 MM N OF POLES: 26 90° SOLDER PIN LENGTH (L): 3.2 MM TINNED ORANGE BOX | 0
26709 | 1890640000 | PCB PLUG-IN CONNECTOR MALE HEADER CLOSED SIDE THT SOLDER CONNECTION 3.50 MM N OF POLES: 30 90° SOLDER PIN LENGTH (L): 3.2 MM TINNED ORANGE BOX | 0
26710 | 1890650000 | PCB PLUG-IN CONNECTOR MALE HEADER CLOSED SIDE THT SOLDER CONNECTION 3.50 MM N OF POLES: 34 90° SOLDER PIN LENGTH (L): 3.2 MM TINNED ORANGE BOX | 0
26711 | 1890660000 | PCB PLUG-IN CONNECTOR MALE HEADER CLOSED SIDE THT SOLDER CONNECTION 3.50 MM N OF POLES: 38 90° SOLDER PIN LENGTH (L): 3.2 MM TINNED ORANGE BOX | 0
26712 | 1890670000 | PCB PLUG-IN CONNECTOR MALE HEADER CLOSED SIDE THT SOLDER CONNECTION 3.50 MM N OF POLES: 42 90° SOLDER PIN LENGTH (L): 3.2 MM TINNED ORANGE BOX | 0
26713 | 1890680000 | PCB PLUG-IN CONNECTOR MALE HEADER CLOSED SIDE THT SOLDER CONNECTION 3.50 MM N OF POLES: 46 90° SOLDER PIN LENGTH (L): 3.2 MM TINNED ORANGE BOX | 0
26714 | 1890790000 | PCB PLUG-IN CONNECTOR MALE HEADER FLANGE THT SOLDER CONNECTION 3.50 MM N OF POLES: 6 90° SOLDER PIN LENGTH (L): 3.2 MM TINNED ORANGE BOX | 0
26715 | 1890800000 | PCB PLUG-IN CONNECTOR MALE HEADER FLANGE THT SOLDER CONNECTION 3.50 MM N OF POLES: 10 90° SOLDER PIN LENGTH (L): 3.2 MM TINNED ORANGE BOX | 0
26716 | 1890810000 | PCB PLUG-IN CONNECTOR MALE HEADER FLANGE THT SOLDER CONNECTION 3.50 MM N OF POLES: 14 90° SOLDER PIN LENGTH (L): 3.2 MM TINNED ORANGE BOX | 0
26717 | 1890820000 | PCB PLUG-IN CONNECTOR MALE HEADER FLANGE THT SOLDER CONNECTION 3.50 MM N OF POLES: 18 90° SOLDER PIN LENGTH (L): 3.2 MM TINNED ORANGE BOX | 0
26718 | 1890830000 | PCB PLUG-IN CONNECTOR MALE HEADER FLANGE THT SOLDER CONNECTION 3.50 MM N OF POLES: 26 90° SOLDER PIN LENGTH (L): 3.2 MM TINNED ORANGE BOX | 0
26719 | 1890840000 | PCB PLUG-IN CONNECTOR MALE HEADER FLANGE THT SOLDER CONNECTION 3.50 MM N OF POLES: 30 90° SOLDER PIN LENGTH (L): 3.2 MM TINNED ORANGE BOX | 0
26720 | 1890850000 | PCB PLUG-IN CONNECTOR MALE HEADER FLANGE THT SOLDER CONNECTION 3.50 MM N OF POLES: 34 90° SOLDER PIN LENGTH (L): 3.2 MM TINNED ORANGE BOX | 0
26721 | 1890860000 | PCB PLUG-IN CONNECTOR MALE HEADER FLANGE THT SOLDER CONNECTION 3.50 MM N OF POLES: 38 90° SOLDER PIN LENGTH (L): 3.2 MM TINNED ORANGE BOX | 0
26722 | 1890870000 | PCB PLUG-IN CONNECTOR MALE HEADER FLANGE THT SOLDER CONNECTION 3.50 MM N OF POLES: 42 90° SOLDER PIN LENGTH (L): 3.2 MM TINNED ORANGE BOX | 0
26723 | 1890880000 | PCB PLUG-IN CONNECTOR MALE HEADER FLANGE THT SOLDER CONNECTION 3.50 MM N OF POLES: 46 90° SOLDER PIN LENGTH (L): 3.2 MM TINNED ORANGE BOX | 0
26724 | 1891060000 | PCB PLUG-IN CONNECTOR MALE HEADER FLANGE THT SOLDER CONNECTION 3.50 MM N OF POLES: 6 180° SOLDER PIN LENGTH (L): 3.2 MM TINNED ORANGE BOX | 0
26725 | 1891070000 | PCB PLUG-IN CONNECTOR MALE HEADER FLANGE THT SOLDER CONNECTION 3.50 MM N OF POLES: 10 180° SOLDER PIN LENGTH (L): 3.2 MM TINNED ORANGE BOX | 0
26726 | 1891080000 | PCB PLUG-IN CONNECTOR MALE HEADER FLANGE THT SOLDER CONNECTION 3.50 MM N OF POLES: 14 180° SOLDER PIN LENGTH (L): 3.2 MM TINNED ORANGE BOX | 0
26727 | 1891090000 | PCB PLUG-IN CONNECTOR MALE HEADER FLANGE THT SOLDER CONNECTION 3.50 MM N OF POLES: 18 180° SOLDER PIN LENGTH (L): 3.2 MM TINNED ORANGE BOX | 0
26728 | 1891100000 | PCB PLUG-IN CONNECTOR MALE HEADER FLANGE THT SOLDER CONNECTION 3.50 MM N OF POLES: 22 180° SOLDER PIN LENGTH (L): 3.2 MM TINNED ORANGE BOX | 0
26729 | 1891110000 | PCB PLUG-IN CONNECTOR MALE HEADER FLANGE THT SOLDER CONNECTION 3.50 MM N OF POLES: 26 180° SOLDER PIN LENGTH (L): 3.2 MM TINNED ORANGE BOX | 0
26730 | 1891120000 | PCB PLUG-IN CONNECTOR MALE HEADER FLANGE THT SOLDER CONNECTION 3.50 MM N OF POLES: 30 180° SOLDER PIN LENGTH (L): 3.2 MM TINNED ORANGE BOX | 0
26731 | 1891130000 | PCB PLUG-IN CONNECTOR MALE HEADER FLANGE THT SOLDER CONNECTION 3.50 MM N OF POLES: 34 180° SOLDER PIN LENGTH (L): 3.2 MM TINNED ORANGE BOX | 0
26732 | 1891140000 | PCB PLUG-IN CONNECTOR MALE HEADER FLANGE THT SOLDER CONNECTION 3.50 MM N OF POLES: 38 180° SOLDER PIN LENGTH (L): 3.2 MM TINNED ORANGE BOX | 0
26733 | 1891150000 | PCB PLUG-IN CONNECTOR MALE HEADER FLANGE THT SOLDER CONNECTION 3.50 MM N OF POLES: 42 180° SOLDER PIN LENGTH (L): 3.2 MM TINNED ORANGE BOX | 0
26734 | 1891160000 | PCB PLUG-IN CONNECTOR MALE HEADER FLANGE THT SOLDER CONNECTION 3.50 MM N OF POLES: 46 180° SOLDER PIN LENGTH (L): 3.2 MM TINNED ORANGE BOX | 0
26735 | 1891190000 | PCB PLUG-IN CONNECTOR MALE HEADER CLOSED SIDE THT SOLDER CONNECTION 3.50 MM N OF POLES: 6 180° SOLDER PIN LENGTH (L): 3.2 MM TINNED ORANGE BOX | 0
26736 | 1891200000 | PCB PLUG-IN CONNECTOR MALE HEADER CLOSED SIDE THT SOLDER CONNECTION 3.50 MM N OF POLES: 10 180° SOLDER PIN LENGTH (L): 3.2 MM TINNED ORANGE BOX | 0
26737 | 1891210000 | PCB PLUG-IN CONNECTOR MALE HEADER CLOSED SIDE THT SOLDER CONNECTION 3.50 MM N OF POLES: 14 180° SOLDER PIN LENGTH (L): 3.2 MM TINNED ORANGE BOX | 0
26738 | 1891220000 | PCB PLUG-IN CONNECTOR MALE HEADER CLOSED SIDE THT SOLDER CONNECTION 3.50 MM N OF POLES: 18 180° SOLDER PIN LENGTH (L): 3.2 MM TINNED ORANGE BOX | 0
26739 | 1891230000 | PCB PLUG-IN CONNECTOR MALE HEADER CLOSED SIDE THT SOLDER CONNECTION 3.50 MM N OF POLES: 22 180° SOLDER PIN LENGTH (L): 3.2 MM TINNED ORANGE BOX | 0
26740 | 1891240000 | PCB PLUG-IN CONNECTOR MALE HEADER CLOSED SIDE THT SOLDER CONNECTION 3.50 MM N OF POLES: 26 180° SOLDER PIN LENGTH (L): 3.2 MM TINNED ORANGE BOX | 0
26741 | 1891250000 | PCB PLUG-IN CONNECTOR MALE HEADER CLOSED SIDE THT SOLDER CONNECTION 3.50 MM N OF POLES: 30 180° SOLDER PIN LENGTH (L): 3.2 MM TINNED ORANGE BOX | 0
26742 | 1891260000 | PCB PLUG-IN CONNECTOR MALE HEADER CLOSED SIDE THT SOLDER CONNECTION 3.50 MM N OF POLES: 34 180° SOLDER PIN LENGTH (L): 3.2 MM TINNED ORANGE BOX | 0
26743 | 1891270000 | PCB PLUG-IN CONNECTOR MALE HEADER CLOSED SIDE THT SOLDER CONNECTION 3.50 MM N OF POLES: 38 180° SOLDER PIN LENGTH (L): 3.2 MM TINNED ORANGE BOX | 0
26744 | 1891280000 | PCB PLUG-IN CONNECTOR MALE HEADER CLOSED SIDE THT SOLDER CONNECTION 3.50 MM N OF POLES: 42 180° SOLDER PIN LENGTH (L): 3.2 MM TINNED ORANGE BOX | 0
26745 | 1891290000 | PCB PLUG-IN CONNECTOR MALE HEADER CLOSED SIDE THT SOLDER CONNECTION 3.50 MM N OF POLES: 46 180° SOLDER PIN LENGTH (L): 3.2 MM TINNED ORANGE BOX | 0
26746 | 1915450000 | W-SERIES TEST ADAPTER | 166
26747 | 1915470000 | W-SERIES TEST ADAPTER | 166
26748 | 1915480000 | W-SERIES TEST ADAPTER | 166
26749 | 1915500000 | W-SERIES TEST ADAPTER | 166
26750 | 1915510000 | W-SERIES TEST ADAPTER | 166
26751 | 1915520000 | W-SERIES TEST ADAPTER | 166
26752 | 1933510000 | PCB PLUG-IN CONNECTOR MALE HEADER CLOSED SIDE THT SOLDER CONNECTION 5.00 MM N OF POLES: 4 90° SOLDER PIN LENGTH (L): 3.2 MM TINNED BOX | 0
26753 | 1933520000 | PCB PLUG-IN CONNECTOR MALE HEADER CLOSED SIDE THT SOLDER CONNECTION 5.00 MM N OF POLES: 6 90° SOLDER PIN LENGTH (L): 3.2 MM TINNED BOX | 0
26754 | 1935000000 | SAK SERIES CROSS-CONNECTOR FOR CROSS-CONNECTION LINK N OF POLES: 2 | 31
26755 | 1936140000 | ACCESSORIES CROSS-CONNECTION SLIDER X 14.1 | 899
26756 | 1936150000 | ACCESSORIES CROSS-CONNECTION SLIDER X 22 | 896
26757 | 1936160000 | ACCESSORIES CROSS-CONNECTION SLIDER X 29.9 | 900
26758 | 1936180000 | ACCESSORIES CROSS-CONNECTION SLIDER X 77.3 | 901
26759 | 1936190000 | ACCESSORIES CROSS-CONNECTION SLIDER | 671
26760 | 1936200000 | ACCESSORIES CROSS-CONNECTION SLIDER | 671
26761 | 1962830000 | PCB PLUG-IN CONNECTOR MALE HEADER CLOSED SIDE THT SOLDER CONNECTION 3.50 MM N OF POLES: 16 90° SOLDER PIN LENGTH (L): 3.2 MM TINNED ORANGE BOX | 0
26762 | 2226500000 | W-SERIES CROSS-CONNECTOR FOR THE TERMINALS N OF POLES: 6 | 23
26763 | 7921560000 | ACCESSORIES FUSE HOLDER RATED CROSS-SECTION: PLUG-IN CONNECTION WEMID DARK OPERATING INSTRUCTIONS/CATALOGUE | 189
26764 | 9502540000 | SAK SERIES CROSS-CONNECTOR FOR CROSS-CONNECTION LINK N OF POLES: 2 | 31
26765 | 9502550000 | SAK SERIES CROSS-CONNECTOR FOR CROSS-CONNECTION LINK N OF POLES: 3 | 31
26766 | 9502560000 | SAK SERIES CROSS-CONNECTOR FOR CROSS-CONNECTION LINK N OF POLES: 4 | 31
26767 | 9502570000 | SAK SERIES CROSS-CONNECTOR FOR CROSS-CONNECTION LINK N OF POLES: 10 | 31
26768 | 9502670000 | SAK SERIES CROSS-CONNECTOR FOR CROSS-CONNECTION LINK N OF POLES: 4 | 31
26769 | 9502690000 | SAK SERIES CONNECTING SLEEVE FOR CROSS-CONNECTION LINK N OF POLES: | 144
26770 | 9537550000 | ACCESSORIES FUSE HOLDER RATED CROSS-SECTION: PLUG-IN CONNECTION WEMID DARK DIRECT MOUNTING | 189
26771 | 8000037601 | RAIL TS 35 TS 35 X 7.5 WIDTH: 114 MM WITHOUT SLOT STEEL GALVANIC ZINC PLATED AND PASSIVATED | 85
26772 | 8000051450 | RAIL TS 35 TS 35 X 7.5 WIDTH: 375 MM WITHOUT SLOT STEEL GALVANIZED CHROMIUM-PLATED | 82
26773 | 8000051455 | RAIL TS 35 TS 35 X 7.5 WIDTH: 666 MM WITHOUT SLOT STEEL GALVANIZED CHROMIUM-PLATED | 82
26774 | 8000051453 | RAIL TS 35 TS 35 X 7.5 WIDTH: 535 MM WITHOUT SLOT STEEL GALVANIZED CHROMIUM-PLATED | 82
26775 | 8000051451 | RAIL TS 35 TS 35 X 7.5 WIDTH: 433 MM WITHOUT SLOT STEEL GALVANIZED CHROMIUM-PLATED | 82
26776 | 8000051452 | RAIL TS 35 TS 35 X 7.5 WIDTH: 693 MM WITHOUT SLOT STEEL GALVANIZED CHROMIUM-PLATED | 82
26777 | 8000051449 | RAIL TS 35 TS 35 X 7.5 WIDTH: 289 MM WITHOUT SLOT STEEL GALVANIZED CHROMIUM-PLATED | 82
26778 | 8000051454 | RAIL TS 35 TS 35 X 7.5 WIDTH: 845 MM WITHOUT SLOT STEEL GALVANIZED CHROMIUM-PLATED | 82
26779 | 8000051456 | RAIL TS 35 TS 35 X 7.5 WIDTH: 912 MM WITHOUT SLOT STEEL GALVANIZED CHROMIUM-PLATED | 82
26780 | 8000072497 | PCB PLUG-IN CONNECTOR MALE HEADER THT/THR SOLDER CONNECTION PITCH IN MM (P): 5.00 MM N OF POLES: 2 270° T | 0
26781 | 8000072506 | PCB PLUG-IN CONNECTOR MALE HEADER THT/THR SOLDER CONNECTION PITCH IN MM (P): 5.00 MM N OF POLES: 4 270° T | 0
26782 | 8000072510 | PCB PLUG-IN CONNECTOR MALE HEADER THT/THR SOLDER CONNECTION PITCH IN MM (P): 5.00 MM N OF POLES: 7 270° T | 0
26783 | 8000072503 | PCB PLUG-IN CONNECTOR MALE HEADER THT/THR SOLDER CONNECTION PITCH IN MM (P): 5.00 MM N OF POLES: 3 270° T | 0
26784 | 8000072511 | PCB PLUG-IN CONNECTOR MALE HEADER THT/THR SOLDER CONNECTION PITCH IN MM (P): 5.00 MM N OF POLES: 8 270° T | 0
26785 | 8000072512 | PCB PLUG-IN CONNECTOR MALE HEADER THT/THR SOLDER CONNECTION PITCH IN MM (P): 5.00 MM N OF POLES: 9 270° T | 0
26786 | 8000072513 | PCB PLUG-IN CONNECTOR MALE HEADER THT/THR SOLDER CONNECTION PITCH IN MM (P): 5.00 MM N OF POLES: 10 270° T | 0
26787 | 8000072508 | PCB PLUG-IN CONNECTOR MALE HEADER THT/THR SOLDER CONNECTION PITCH IN MM (P): 5.00 MM N OF POLES: 5 270° T | 0
26788 | 8000072509 | PCB PLUG-IN CONNECTOR MALE HEADER THT/THR SOLDER CONNECTION PITCH IN MM (P): 5.00 MM N OF POLES: 6 270° T | 0
26789 | 8000072514 | PCB PLUG-IN CONNECTOR MALE HEADER THT/THR SOLDER CONNECTION PITCH IN MM (P): 5.00 MM N OF POLES: 11 270° T | 0
26790 | 8000072515 | PCB PLUG-IN CONNECTOR MALE HEADER THT/THR SOLDER CONNECTION PITCH IN MM (P): 5.00 MM N OF POLES: 12 270° T | 0
26791 | 391460000 | PRINTED CIRCUIT BOARD TERMINALS 7.62 MM N OF POLES: 3 180° SOLDER PIN LENGTH (L): 4.5 MM TINNED ORANGE TOP CONNECTION CLAMPING RANGE MAX. : 2.5 MM² BOX | 1
26792 | 391560000 | PRINTED CIRCUIT BOARD TERMINALS 7.62 MM N OF POLES: 4 180° SOLDER PIN LENGTH (L): 4.5 MM TINNED ORANGE TOP CONNECTION CLAMPING RANGE MAX. : 2.5 MM² BOX | 1
26793 | 569960000 | PRINTED CIRCUIT BOARD TERMINALS 5.08 MM N OF POLES: 2 180° SOLDER PIN LENGTH (L): 4.5 MM TINNED ORANGE TOP CONNECTION CLAMPING RANGE MAX. : 2.5 MM² BOX | 1
26794 | 570160000 | PRINTED CIRCUIT BOARD TERMINALS 5.08 MM N OF POLES: 3 180° SOLDER PIN LENGTH (L): 4.5 MM TINNED ORANGE TOP CONNECTION CLAMPING RANGE MAX. : 2.5 MM² BOX | 1
26795 | 570360000 | PRINTED CIRCUIT BOARD TERMINALS 5.08 MM N OF POLES: 4 180° SOLDER PIN LENGTH (L): 4.5 MM TINNED ORANGE TOP CONNECTION CLAMPING RANGE MAX. : 2.5 MM² BOX | 1
26796 | 570560000 | PRINTED CIRCUIT BOARD TERMINALS 5.08 MM N OF POLES: 10 180° SOLDER PIN LENGTH (L): 4.5 MM TINNED ORANGE TOP CONNECTION CLAMPING RANGE MAX. : 2.5 MM² BOX | 1
26797 | 570760000 | PRINTED CIRCUIT BOARD TERMINALS 5.08 MM N OF POLES: 16 180° SOLDER PIN LENGTH (L): 4.5 MM TINNED ORANGE TOP CONNECTION CLAMPING RANGE MAX. : 2.5 MM² BOX | 1
26798 | 571160000 | PRINTED CIRCUIT BOARD TERMINALS 7.62 MM N OF POLES: 10 180° SOLDER PIN LENGTH (L): 4.5 MM TINNED ORANGE TOP CONNECTION CLAMPING RANGE MAX. : 2.5 MM² BOX | 1
26799 | 593860000 | PRINTED CIRCUIT BOARD TERMINALS 5.08 MM N OF POLES: 6 90° SOLDER PIN LENGTH (L): 3.5 MM TINNED ORANGE TOP CONNECTION CLAMPING RANGE MAX. : 2.5 MM² BOX | 1
26800 | 594060000 | PRINTED CIRCUIT BOARD TERMINALS 5.08 MM N OF POLES: 8 90° SOLDER PIN LENGTH (L): 3.5 MM TINNED ORANGE TOP CONNECTION CLAMPING RANGE MAX. : 2.5 MM² BOX | 1
26801 | 597460000 | PRINTED CIRCUIT BOARD TERMINALS 5.08 MM N OF POLES: 6 180° SOLDER PIN LENGTH (L): 4.5 MM TINNED ORANGE TOP CONNECTION CLAMPING RANGE MAX. : 2.5 MM² BOX | 1
26802 | 598160000 | PRINTED CIRCUIT BOARD TERMINALS 5.08 MM N OF POLES: 14 180° SOLDER PIN LENGTH (L): 4.5 MM TINNED ORANGE TOP CONNECTION CLAMPING RANGE MAX. : 2.5 MM² BOX | 1
26803 | 642060000 | PRINTED CIRCUIT BOARD TERMINALS 5.08 MM N OF POLES: 3 90° SOLDER PIN LENGTH (L): 3.5 MM TINNED ORANGE TOP CONNECTION CLAMPING RANGE MAX. : 2.5 MM² BOX | 1
26804 | 642160000 | PRINTED CIRCUIT BOARD TERMINALS 5.08 MM N OF POLES: 4 90° SOLDER PIN LENGTH (L): 3.5 MM TINNED ORANGE TOP CONNECTION CLAMPING RANGE MAX. : 2.5 MM² BOX | 1
26805 | 642260000 | PRINTED CIRCUIT BOARD TERMINALS 5.08 MM N OF POLES: 10 90° SOLDER PIN LENGTH (L): 3.5 MM TINNED ORANGE TOP CONNECTION CLAMPING RANGE MAX. : 2.5 MM² BOX | 1
26806 | 1020000000 | FEED-THROUGH TERMINAL SCREW CONNECTION 2.5 MM² 800 V 24 A DARK | 10
26807 | 1020010000 | FEED-THROUGH TERMINAL SCREW CONNECTION 2.5 MM² 800 V 24 A | 10
26808 | 1020020000 | FEED-THROUGH TERMINAL SCREW CONNECTION 2.5 MM² 800 V 24 A | 10
26809 | 1020040000 | FEED-THROUGH TERMINAL SCREW CONNECTION 2.5 MM² 800 V 24 A | 10
26810 | 1020060000 | FEED-THROUGH TERMINAL SCREW CONNECTION 2.5 MM² 800 V 24 A ORANGE | 10
26811 | 1020080000 | FEED-THROUGH TERMINAL SCREW CONNECTION 2.5 MM² 800 V 24 A | 10
26812 | 1020090000 | FEED-THROUGH TERMINAL SCREW CONNECTION 2.5 MM² 800 V 24 A GREEN | 10
26813 | 1020110000 | FEED-THROUGH TERMINAL SCREW CONNECTION 4 MM² 800 V 32 A | 10
26814 | 1020120000 | FEED-THROUGH TERMINAL SCREW CONNECTION 4 MM² 800 V 32 A | 10
26815 | 1020140000 | FEED-THROUGH TERMINAL SCREW CONNECTION 4 MM² 800 V 32 A | 10
26816 | 1020160000 | FEED-THROUGH TERMINAL SCREW CONNECTION 4 MM² 800 V 32 A GREEN | 10
26817 | 1020180000 | FEED-THROUGH TERMINAL SCREW CONNECTION 4 MM² 800 V 32 A | 10
26818 | 1020190000 | FEED-THROUGH TERMINAL SCREW CONNECTION 4 MM² 800 V 32 A | 10
26819 | 1020200000 | FEED-THROUGH TERMINAL SCREW CONNECTION 6 MM² 800 V 41 A DARK | 10
26820 | 1020210000 | FEED-THROUGH TERMINAL SCREW CONNECTION 6 MM² 800 V 41 A | 10
26821 | 1020260000 | FEED-THROUGH TERMINAL SCREW CONNECTION 6 MM² 800 V 41 A ORANGE | 10
26822 | 1020290000 | FEED-THROUGH TERMINAL SCREW CONNECTION 6 MM² 800 V 41 A GREEN | 10
26823 | 1020300000 | FEED-THROUGH TERMINAL SCREW CONNECTION 10 MM² 1000 V 57 A DARK | 10
26824 | 1020320000 | FEED-THROUGH TERMINAL SCREW CONNECTION 10 MM² 1000 V 57 A GREY | 10
26825 | 1020360000 | FEED-THROUGH TERMINAL SCREW CONNECTION 10 MM² 1000 V 57 A ORANGE | 10
26826 | 1020400000 | FEED-THROUGH TERMINAL SCREW CONNECTION 16 MM² 1000 V 76 A DARK | 10
26827 | 1020480000 | FEED-THROUGH TERMINAL SCREW CONNECTION 16 MM² 1000 V 76 A | 10
26828 | 1020500000 | FEED-THROUGH TERMINAL SCREW CONNECTION 35 MM² 1000 V 125 A DARK | 10
26829 | 1020580000 | FEED-THROUGH TERMINAL SCREW CONNECTION 35 MM² 1000 V 125 A | 10
26830 | 1020600000 | FEED-THROUGH TERMINAL SCREW CONNECTION 35 MM² 1000 V 125 A DARK | 10
26831 | 1020680000 | FEED-THROUGH TERMINAL SCREW CONNECTION 35 MM² 1000 V 125 A | 10
26832 | 1020700000 | FEED-THROUGH TERMINAL SCREW CONNECTION 2.5 MM² 500 V 24 A DARK | 10
26833 | 1020800000 | FEED-THROUGH TERMINAL SCREW CONNECTION 2.5 MM² 500 V 24 A DARK | 10
26834 | 1020900000 | FEED-THROUGH TERMINAL SCREW CONNECTION 4 MM² 800 V 32 A DARK | 10
26835 | 1021000000 | FEED-THROUGH TERMINAL SCREW CONNECTION 4 MM² 800 V 32 A DARK | 10
26836 | 1021200000 | W-SERIES FEED-THROUGH TERMINAL RATED CROSS-SECTION: 2.5 MM² SCREW CONNECTION | 7
26837 | 1023700000 | FEED-THROUGH TERMINAL SCREW CONNECTION 2.5 MM² 500 V 24 A DARK | 10
26838 | 1023760000 | FEED-THROUGH TERMINAL SCREW CONNECTION 2.5 MM² 500 V 24 A ORANGE | 10
26839 | 1023780000 | FEED-THROUGH TERMINAL SCREW CONNECTION 2.5 MM² 500 V 24 A | 10
26840 | 1024100000 | W-SERIES FEED-THROUGH TERMINAL THERMOCOUPLE RATED CROSS-SECTION: 2.5 MM² SCREW CONNECTION | 7
26841 | 1024200000 | W-SERIES FEED-THROUGH TERMINAL THERMOCOUPLE RATED CROSS-SECTION: 2.5 MM² SCREW CONNECTION | 7
26842 | 1024300000 | W-SERIES FEED-THROUGH TERMINAL THERMOCOUPLE RATED CROSS-SECTION: 2.5 MM² SCREW CONNECTION | 7
26843 | 1024400000 | W-SERIES FEED-THROUGH TERMINAL THERMOCOUPLE RATED CROSS-SECTION: 2.5 MM² SCREW CONNECTION | 7
26844 | 1024500000 | FEED-THROUGH TERMINAL SCREW CONNECTION 120 MM² 1000 V 269 A DARK | 10
26845 | 1024550000 | FEED-THROUGH TERMINAL SCREW CONNECTION 120 MM² 1000 V 269 A LIGHT GREEN | 10
26846 | 1024580000 | FEED-THROUGH TERMINAL SCREW CONNECTION 120 MM² 1000 V 269 A | 10
26847 | 1024600000 | FEED-THROUGH TERMINAL SCREW CONNECTION 95 MM² 1000 V 232 A DARK | 10
26848 | 1024650000 | FEED-THROUGH TERMINAL SCREW CONNECTION 95 MM² 1000 V 232 A LIGHT GREEN | 10
26849 | 1024680000 | FEED-THROUGH TERMINAL SCREW CONNECTION 95 MM² 1000 V 232 A | 10
26850 | 1024700000 | FEED-THROUGH TERMINAL SCREW CONNECTION 2.5 MM² 800 V 24 A DARK | 10
26851 | 1024780000 | FEED-THROUGH TERMINAL SCREW CONNECTION 2.5 MM² 800 V 24 A | 10
26852 | 1025100000 | FEED-THROUGH TERMINAL SCREW CONNECTION 4 MM² 800 V 32 A DARK | 10
26853 | 1025200000 | FEED-THROUGH TERMINAL SCREW CONNECTION 6 MM² 800 V 41 A DARK | 10
26854 | 1026600000 | FEED-THROUGH TERMINAL SCREW CONNECTION 120 MM² 1000 V 269 A DARK | 10
26855 | 1026700000 | FEED-THROUGH TERMINAL SCREW CONNECTION 95 MM² 1000 V 232 A DARK | 10
26856 | 1026980000 | FEED-THROUGH TERMINAL PUSH IN 4 MM² 800 V 32 A GREEN | 15
26857 | 1028800000 | FEED-THROUGH TERMINAL SCREW CONNECTION 35 MM² 1000 V 125 A DARK | 10
26858 | 1028880000 | FEED-THROUGH TERMINAL SCREW CONNECTION 35 MM² 1000 V 125 A | 10
26859 | 1028900000 | FEED-THROUGH TERMINAL SCREW CONNECTION 16 MM² 1000 V 76 A DARK | 10
26860 | 1028980000 | FEED-THROUGH TERMINAL SCREW CONNECTION 16 MM² 1000 V 76 A | 10
26861 | 1029000000 | FEED-THROUGH TERMINAL SCREW CONNECTION 35 MM² 1000 V 125 A DARK | 10
26862 | 1031480000 | FEED-THROUGH TERMINAL SCREW CONNECTION 1.5 MM² 800 V 17.5 A | 10
26863 | 1032300000 | FEED-THROUGH TERMINAL SCREW CONNECTION 95 MM² 1000 V 232 A DARK | 10
26864 | 1032400000 | FEED-THROUGH TERMINAL SCREW CONNECTION 120 MM² 1000 V 269 A DARK | 10
26865 | 1032880000 | W-SERIES FEED-THROUGH TERMINAL THERMOCOUPLE RATED CROSS-SECTION: 2.5 MM² SCREW CONNECTION | 7
26866 | 1033300000 | W-SERIES FEED-THROUGH TERMINAL THERMOCOUPLE RATED CROSS-SECTION: 2.5 MM² SCREW CONNECTION | 7
26867 | 1033340000 | Z-SERIES PLUG-IN CONNECTOR DIRECT MOUNTING | 18
26868 | 1033700000 | W-SERIES FEED-THROUGH TERMINAL THERMOCOUPLE RATED CROSS-SECTION: 2.5 MM² SCREW CONNECTION | 7
26869 | 1033800000 | FEED-THROUGH TERMINAL MOTOR-CONNECTION TERMINAL SCREW CONNECTION 4 MM² 800 V 32 A DARK | 10
26870 | 1034000000 | FEED-THROUGH TERMINAL MOTOR-CONNECTION TERMINAL SCREW CONNECTION 4 MM² 800 V 32 A DARK | 10
26871 | 1036700000 | FEED-THROUGH TERMINAL SCREW CONNECTION 4 MM² 800 V 32 A | 10
26872 | 1036800000 | FEED-THROUGH TERMINAL SCREW CONNECTION 2.5 MM² 800 V 24 A | 10
26873 | 1037700000 | FEED-THROUGH TERMINAL SCREW CONNECTION 2.5 MM² 800 V 24 A | 10
26874 | 1037710000 | FEED-THROUGH TERMINAL SCREW CONNECTION 2.5 MM² 800 V 24 A BROWN | 10
26875 | 1037720000 | FEED-THROUGH TERMINAL SCREW CONNECTION 2.5 MM² 800 V 24 A GREY | 10
26876 | 1037800000 | FEED-THROUGH TERMINAL SCREW CONNECTION 4 MM² 800 V 32 A GREY | 10
26877 | 1037810000 | FEED-THROUGH TERMINAL SCREW CONNECTION 4 MM² 800 V 32 A BROWN | 10
26878 | 1037820000 | FEED-THROUGH TERMINAL SCREW CONNECTION 4 MM² 800 V 24 A | 10
26879 | 1039600000 | FEED-THROUGH TERMINAL SCREW CONNECTION 6 MM² 800 V 41 A GREY | 10
26880 | 1039700000 | FEED-THROUGH TERMINAL SCREW CONNECTION 6 MM² 800 V 41 A | 10
26881 | 1040220000 | FEED-THROUGH TERMINAL SCREW CONNECTION 6 MM² 800 V 41 A | 10
26882 | 1040400000 | FEED-THROUGH TERMINAL SCREW CONNECTION 35 MM² 500 V 125 A DARK | 10
26883 | 1040480000 | FEED-THROUGH TERMINAL SCREW CONNECTION 35 MM² 500 V 125 A | 10
26884 | 1040800000 | FEED-THROUGH TERMINAL SCREW CONNECTION 2.5 MM² 500 V 24 A DARK | 10
26885 | 1040880000 | FEED-THROUGH TERMINAL SCREW CONNECTION 2.5 MM² 500 V 24 A | 10
26886 | 1041500000 | W-SERIES FEED-THROUGH TERMINAL THERMOCOUPLE RATED CROSS-SECTION: 2.5 MM² SCREW CONNECTION | 7
26887 | 1042600000 | FEED-THROUGH TERMINAL SCREW CONNECTION 4 MM² 500 V 32 A DARK | 10
26888 | 1042680000 | FEED-THROUGH TERMINAL SCREW CONNECTION 4 MM² 500 V 32 A | 10
26889 | 1058670000 | FEED-THROUGH TERMINAL DOUBLE-TIER TERMINAL TENSION-CLAMP CONNECTION 2.5 MM² 500 V 20 A | 10
26890 | 1058680000 | FEED-THROUGH TERMINAL DOUBLE-TIER TERMINAL TENSION-CLAMP CONNECTION 2.5 MM² 500 V 20 A | 10
26891 | 1058690000 | FEED-THROUGH TERMINAL DOUBLE-TIER TERMINAL TENSION-CLAMP CONNECTION 2.5 MM² 500 V 20 A | 10
26892 | 1060220000 | FEED-THROUGH TERMINAL SCREW CONNECTION 35 MM² 1000 V 125 A ORANGE | 10
26893 | 1238050000 | PCB PLUG-IN CONNECTOR MALE HEADER OPEN SIDE THT SOLDER CONNECTION 5.08 MM N OF POLES: 2 90° SOLDER PIN LENGTH (L): 3.2 MM TINNED SIGNAL GREEN BOX | 0
26894 | 1238060000 | PCB PLUG-IN CONNECTOR MALE HEADER OPEN SIDE THT SOLDER CONNECTION 5.08 MM N OF POLES: 2 90° SOLDER PIN LENGTH (L): 3.2 MM TINNED ORANGE BOX | 0
26895 | 1238160000 | PCB PLUG-IN CONNECTOR MALE HEADER OPEN SIDE THT SOLDER CONNECTION 5.08 MM N OF POLES: 3 90° SOLDER PIN LENGTH (L): 3.2 MM TINNED ORANGE BOX | 0
26896 | 1238260000 | PCB PLUG-IN CONNECTOR MALE HEADER OPEN SIDE THT SOLDER CONNECTION 5.08 MM N OF POLES: 4 90° SOLDER PIN LENGTH (L): 3.2 MM TINNED ORANGE BOX | 0
26897 | 1238360000 | PCB PLUG-IN CONNECTOR MALE HEADER OPEN SIDE THT SOLDER CONNECTION 5.08 MM N OF POLES: 5 90° SOLDER PIN LENGTH (L): 3.2 MM TINNED ORANGE BOX | 0
26898 | 1238460000 | PCB PLUG-IN CONNECTOR MALE HEADER OPEN SIDE THT SOLDER CONNECTION 5.08 MM N OF POLES: 6 90° SOLDER PIN LENGTH (L): 3.2 MM TINNED ORANGE BOX | 0
26899 | 1238560000 | PCB PLUG-IN CONNECTOR MALE HEADER OPEN SIDE THT SOLDER CONNECTION 5.08 MM N OF POLES: 7 90° SOLDER PIN LENGTH (L): 3.2 MM TINNED ORANGE BOX | 0
26900 | 1238660000 | PCB PLUG-IN CONNECTOR MALE HEADER OPEN SIDE THT SOLDER CONNECTION 5.08 MM N OF POLES: 8 90° SOLDER PIN LENGTH (L): 3.2 MM TINNED ORANGE BOX | 0
26901 | 1238760000 | PCB PLUG-IN CONNECTOR MALE HEADER OPEN SIDE THT SOLDER CONNECTION 5.08 MM N OF POLES: 9 90° SOLDER PIN LENGTH (L): 3.2 MM TINNED ORANGE BOX | 0
26902 | 1238762222 | PCB PLUG-IN CONNECTOR MALE HEADER OPEN SIDE THT SOLDER CONNECTION 5.08 MM N OF POLES: 9 90° SOLDER PIN LENGTH (L): 3.2 MM ORANGE BOX | 0
26903 | 1238860000 | PCB PLUG-IN CONNECTOR MALE HEADER OPEN SIDE THT SOLDER CONNECTION 5.08 MM N OF POLES: 10 90° SOLDER PIN LENGTH (L): 3.2 MM TINNED ORANGE BOX | 0
26904 | 1238960000 | PCB PLUG-IN CONNECTOR MALE HEADER OPEN SIDE THT SOLDER CONNECTION 5.08 MM N OF POLES: 11 90° SOLDER PIN LENGTH (L): 3.2 MM TINNED ORANGE BOX | 0
26905 | 1239060000 | PCB PLUG-IN CONNECTOR MALE HEADER OPEN SIDE THT SOLDER CONNECTION 5.08 MM N OF POLES: 12 90° SOLDER PIN LENGTH (L): 3.2 MM TINNED ORANGE BOX | 0
26906 | 1239160000 | PCB PLUG-IN CONNECTOR MALE HEADER OPEN SIDE THT SOLDER CONNECTION 5.08 MM N OF POLES: 13 90° SOLDER PIN LENGTH (L): 3.2 MM TINNED ORANGE BOX | 0
26907 | 1239260000 | PCB PLUG-IN CONNECTOR MALE HEADER OPEN SIDE THT SOLDER CONNECTION 5.08 MM N OF POLES: 14 90° SOLDER PIN LENGTH (L): 3.2 MM TINNED ORANGE BOX | 0
26908 | 1239360000 | PCB PLUG-IN CONNECTOR MALE HEADER OPEN SIDE THT SOLDER CONNECTION 5.08 MM N OF POLES: 15 90° SOLDER PIN LENGTH (L): 3.2 MM TINNED ORANGE BOX | 0
26909 | 1239460000 | PCB PLUG-IN CONNECTOR MALE HEADER OPEN SIDE THT SOLDER CONNECTION 5.08 MM N OF POLES: 16 90° SOLDER PIN LENGTH (L): 3.2 MM TINNED ORANGE BOX | 0
26910 | 1239560000 | PCB PLUG-IN CONNECTOR MALE HEADER OPEN SIDE THT SOLDER CONNECTION 5.08 MM N OF POLES: 2 180° SOLDER PIN LENGTH (L): 3.2 MM TINNED ORANGE BOX | 0
26911 | 1239660000 | PCB PLUG-IN CONNECTOR MALE HEADER OPEN SIDE THT SOLDER CONNECTION 5.08 MM N OF POLES: 3 180° SOLDER PIN LENGTH (L): 3.2 MM TINNED ORANGE BOX | 0
26912 | 1239760000 | PCB PLUG-IN CONNECTOR MALE HEADER OPEN SIDE THT SOLDER CONNECTION 5.08 MM N OF POLES: 4 180° SOLDER PIN LENGTH (L): 3.2 MM TINNED ORANGE BOX | 0
26913 | 1239860000 | PCB PLUG-IN CONNECTOR MALE HEADER OPEN SIDE THT SOLDER CONNECTION 5.08 MM N OF POLES: 5 180° SOLDER PIN LENGTH (L): 3.2 MM TINNED ORANGE BOX | 0
26914 | 1239960000 | PCB PLUG-IN CONNECTOR MALE HEADER OPEN SIDE THT SOLDER CONNECTION 5.08 MM N OF POLES: 6 180° SOLDER PIN LENGTH (L): 3.2 MM TINNED ORANGE BOX | 0
26915 | 1240060000 | PCB PLUG-IN CONNECTOR MALE HEADER OPEN SIDE THT SOLDER CONNECTION 5.08 MM N OF POLES: 7 180° SOLDER PIN LENGTH (L): 3.2 MM TINNED ORANGE BOX | 0
26916 | 1240160000 | PCB PLUG-IN CONNECTOR MALE HEADER OPEN SIDE THT SOLDER CONNECTION 5.08 MM N OF POLES: 8 180° SOLDER PIN LENGTH (L): 3.2 MM TINNED ORANGE BOX | 0
26917 | 1240260000 | PCB PLUG-IN CONNECTOR MALE HEADER OPEN SIDE THT SOLDER CONNECTION 5.08 MM N OF POLES: 9 180° SOLDER PIN LENGTH (L): 3.2 MM TINNED ORANGE BOX | 0
26918 | 1240360000 | PCB PLUG-IN CONNECTOR MALE HEADER OPEN SIDE THT SOLDER CONNECTION 5.08 MM N OF POLES: 10 180° SOLDER PIN LENGTH (L): 3.2 MM TINNED ORANGE BOX | 0
26919 | 1240460000 | PCB PLUG-IN CONNECTOR MALE HEADER OPEN SIDE THT SOLDER CONNECTION 5.08 MM N OF POLES: 11 180° SOLDER PIN LENGTH (L): 3.2 MM TINNED ORANGE BOX | 0
26920 | 1240560000 | PCB PLUG-IN CONNECTOR MALE HEADER OPEN SIDE THT SOLDER CONNECTION 5.08 MM N OF POLES: 12 180° SOLDER PIN LENGTH (L): 3.2 MM TINNED ORANGE BOX | 0
26921 | 1240660000 | PCB PLUG-IN CONNECTOR MALE HEADER OPEN SIDE THT SOLDER CONNECTION 5.08 MM N OF POLES: 13 180° SOLDER PIN LENGTH (L): 3.2 MM TINNED ORANGE BOX | 0
26922 | 1240760000 | PCB PLUG-IN CONNECTOR MALE HEADER OPEN SIDE THT SOLDER CONNECTION 5.08 MM N OF POLES: 14 180° SOLDER PIN LENGTH (L): 3.2 MM TINNED ORANGE BOX | 0
26923 | 1240860000 | PCB PLUG-IN CONNECTOR MALE HEADER OPEN SIDE THT SOLDER CONNECTION 5.08 MM N OF POLES: 15 180° SOLDER PIN LENGTH (L): 3.2 MM TINNED ORANGE BOX | 0
26924 | 1240960000 | PCB PLUG-IN CONNECTOR MALE HEADER OPEN SIDE THT SOLDER CONNECTION 5.08 MM N OF POLES: 16 180° SOLDER PIN LENGTH (L): 3.2 MM TINNED ORANGE BOX | 0
26925 | 1241010000 | PCB PLUG-IN CONNECTOR MALE HEADER DOVETAILS FOR FIXING BLOCKS THT SOLDER CONNECTION 5.08 MM N OF POLES: 2 90° SOLDER PIN LENGTH (L): 3.2 MM TINNED BOX | 0
26926 | 1241060000 | PCB PLUG-IN CONNECTOR MALE HEADER DOVETAILS FOR FIXING BLOCKS THT SOLDER CONNECTION 5.08 MM N OF POLES: 2 90° SOLDER PIN LENGTH (L): 3.2 MM TINNED ORANGE BOX | 0
26927 | 1241110000 | PCB PLUG-IN CONNECTOR MALE HEADER DOVETAILS FOR FIXING BLOCKS THT SOLDER CONNECTION 5.08 MM N OF POLES: 3 90° SOLDER PIN LENGTH (L): 3.2 MM TINNED BOX | 0
26928 | 1241160000 | PCB PLUG-IN CONNECTOR MALE HEADER DOVETAILS FOR FIXING BLOCKS THT SOLDER CONNECTION 5.08 MM N OF POLES: 3 90° SOLDER PIN LENGTH (L): 3.2 MM TINNED ORANGE BOX | 0
26929 | 1241210000 | PCB PLUG-IN CONNECTOR MALE HEADER DOVETAILS FOR FIXING BLOCKS THT SOLDER CONNECTION 5.08 MM N OF POLES: 4 90° SOLDER PIN LENGTH (L): 3.2 MM TINNED BOX | 0
26930 | 1241260000 | PCB PLUG-IN CONNECTOR MALE HEADER DOVETAILS FOR FIXING BLOCKS THT SOLDER CONNECTION 5.08 MM N OF POLES: 4 90° SOLDER PIN LENGTH (L): 3.2 MM TINNED ORANGE BOX | 0
26931 | 1241310000 | PCB PLUG-IN CONNECTOR MALE HEADER DOVETAILS FOR FIXING BLOCKS THT SOLDER CONNECTION 5.08 MM N OF POLES: 5 90° SOLDER PIN LENGTH (L): 3.2 MM TINNED BOX | 0
26932 | 1241360000 | PCB PLUG-IN CONNECTOR MALE HEADER DOVETAILS FOR FIXING BLOCKS THT SOLDER CONNECTION 5.08 MM N OF POLES: 5 90° SOLDER PIN LENGTH (L): 3.2 MM TINNED ORANGE BOX | 0
26933 | 1241460000 | PCB PLUG-IN CONNECTOR MALE HEADER DOVETAILS FOR FIXING BLOCKS THT SOLDER CONNECTION 5.08 MM N OF POLES: 6 90° SOLDER PIN LENGTH (L): 3.2 MM TINNED ORANGE BOX | 0
26934 | 1241560000 | PCB PLUG-IN CONNECTOR MALE HEADER DOVETAILS FOR FIXING BLOCKS THT SOLDER CONNECTION 5.08 MM N OF POLES: 7 90° SOLDER PIN LENGTH (L): 3.2 MM TINNED ORANGE BOX | 0
26935 | 1241610000 | PCB PLUG-IN CONNECTOR MALE HEADER DOVETAILS FOR FIXING BLOCKS THT SOLDER CONNECTION 5.08 MM N OF POLES: 8 90° SOLDER PIN LENGTH (L): 3.2 MM TINNED BOX | 0
26936 | 1241660000 | PCB PLUG-IN CONNECTOR MALE HEADER DOVETAILS FOR FIXING BLOCKS THT SOLDER CONNECTION 5.08 MM N OF POLES: 8 90° SOLDER PIN LENGTH (L): 3.2 MM TINNED ORANGE BOX | 0
26937 | 1241760000 | PCB PLUG-IN CONNECTOR MALE HEADER DOVETAILS FOR FIXING BLOCKS THT SOLDER CONNECTION 5.08 MM N OF POLES: 9 90° SOLDER PIN LENGTH (L): 3.2 MM TINNED ORANGE BOX | 0
26938 | 1241860000 | PCB PLUG-IN CONNECTOR MALE HEADER DOVETAILS FOR FIXING BLOCKS THT SOLDER CONNECTION 5.08 MM N OF POLES: 10 90° SOLDER PIN LENGTH (L): 3.2 MM TINNED ORANGE BOX | 0
26939 | 1241960000 | PCB PLUG-IN CONNECTOR MALE HEADER DOVETAILS FOR FIXING BLOCKS THT SOLDER CONNECTION 5.08 MM N OF POLES: 11 90° SOLDER PIN LENGTH (L): 3.2 MM TINNED ORANGE BOX | 0
26940 | 1242060000 | PCB PLUG-IN CONNECTOR MALE HEADER DOVETAILS FOR FIXING BLOCKS THT SOLDER CONNECTION 5.08 MM N OF POLES: 12 90° SOLDER PIN LENGTH (L): 3.2 MM TINNED ORANGE BOX | 0
26941 | 1242160000 | PCB PLUG-IN CONNECTOR MALE HEADER DOVETAILS FOR FIXING BLOCKS THT SOLDER CONNECTION 5.08 MM N OF POLES: 13 90° SOLDER PIN LENGTH (L): 3.2 MM TINNED ORANGE BOX | 0
26942 | 1242260000 | PCB PLUG-IN CONNECTOR MALE HEADER DOVETAILS FOR FIXING BLOCKS THT SOLDER CONNECTION 5.08 MM N OF POLES: 14 90° SOLDER PIN LENGTH (L): 3.2 MM TINNED ORANGE BOX | 0
26943 | 1242360000 | PCB PLUG-IN CONNECTOR MALE HEADER DOVETAILS FOR FIXING BLOCKS THT SOLDER CONNECTION 5.08 MM N OF POLES: 15 90° SOLDER PIN LENGTH (L): 3.2 MM TINNED ORANGE BOX | 0
26944 | 1242460000 | PCB PLUG-IN CONNECTOR MALE HEADER DOVETAILS FOR FIXING BLOCKS THT SOLDER CONNECTION 5.08 MM N OF POLES: 16 90° SOLDER PIN LENGTH (L): 3.2 MM TINNED ORANGE BOX | 0
26945 | 1242560000 | PCB PLUG-IN CONNECTOR MALE HEADER DOVETAILS FOR FIXING BLOCKS THT SOLDER CONNECTION 5.08 MM N OF POLES: 2 180° SOLDER PIN LENGTH (L): 3.2 MM TINNED ORANGE BOX | 0
26946 | 1242660000 | PCB PLUG-IN CONNECTOR MALE HEADER DOVETAILS FOR FIXING BLOCKS THT SOLDER CONNECTION 5.08 MM N OF POLES: 3 180° SOLDER PIN LENGTH (L): 3.2 MM TINNED ORANGE BOX | 0
26947 | 1242760000 | PCB PLUG-IN CONNECTOR MALE HEADER DOVETAILS FOR FIXING BLOCKS THT SOLDER CONNECTION 5.08 MM N OF POLES: 4 180° SOLDER PIN LENGTH (L): 3.2 MM TINNED ORANGE BOX | 0
26948 | 1242762222 | PCB PLUG-IN CONNECTOR MALE HEADER DOVETAILS FOR FIXING BLOCKS THT SOLDER CONNECTION 5.08 MM N OF POLES: 4 180° SOLDER PIN LENGTH (L): 3.2 MM ORANGE BOX | 0
26949 | 1242860000 | PCB PLUG-IN CONNECTOR MALE HEADER DOVETAILS FOR FIXING BLOCKS THT SOLDER CONNECTION 5.08 MM N OF POLES: 5 180° SOLDER PIN LENGTH (L): 3.2 MM TINNED ORANGE BOX | 0
26950 | 1242960000 | PCB PLUG-IN CONNECTOR MALE HEADER DOVETAILS FOR FIXING BLOCKS THT SOLDER CONNECTION 5.08 MM N OF POLES: 6 180° SOLDER PIN LENGTH (L): 3.2 MM TINNED ORANGE BOX | 0
26951 | 1243060000 | PCB PLUG-IN CONNECTOR MALE HEADER DOVETAILS FOR FIXING BLOCKS THT SOLDER CONNECTION 5.08 MM N OF POLES: 7 180° SOLDER PIN LENGTH (L): 3.2 MM TINNED ORANGE BOX | 0
26952 | 1243160000 | PCB PLUG-IN CONNECTOR MALE HEADER DOVETAILS FOR FIXING BLOCKS THT SOLDER CONNECTION 5.08 MM N OF POLES: 8 180° SOLDER PIN LENGTH (L): 3.2 MM TINNED ORANGE BOX | 0
26953 | 1243260000 | PCB PLUG-IN CONNECTOR MALE HEADER DOVETAILS FOR FIXING BLOCKS THT SOLDER CONNECTION 5.08 MM N OF POLES: 9 180° SOLDER PIN LENGTH (L): 3.2 MM TINNED ORANGE BOX | 0
26954 | 1243360000 | PCB PLUG-IN CONNECTOR MALE HEADER DOVETAILS FOR FIXING BLOCKS THT SOLDER CONNECTION 5.08 MM N OF POLES: 10 180° SOLDER PIN LENGTH (L): 3.2 MM TINNED ORANGE BOX | 0
26955 | 1243460000 | PCB PLUG-IN CONNECTOR MALE HEADER DOVETAILS FOR FIXING BLOCKS THT SOLDER CONNECTION 5.08 MM N OF POLES: 11 180° SOLDER PIN LENGTH (L): 3.2 MM TINNED ORANGE BOX | 0
26956 | 1243560000 | PCB PLUG-IN CONNECTOR MALE HEADER DOVETAILS FOR FIXING BLOCKS THT SOLDER CONNECTION 5.08 MM N OF POLES: 12 180° SOLDER PIN LENGTH (L): 3.2 MM TINNED ORANGE BOX | 0
26957 | 1243660000 | PCB PLUG-IN CONNECTOR MALE HEADER DOVETAILS FOR FIXING BLOCKS THT SOLDER CONNECTION 5.08 MM N OF POLES: 13 180° SOLDER PIN LENGTH (L): 3.2 MM TINNED ORANGE BOX | 0
26958 | 1243760000 | PCB PLUG-IN CONNECTOR MALE HEADER DOVETAILS FOR FIXING BLOCKS THT SOLDER CONNECTION 5.08 MM N OF POLES: 14 180° SOLDER PIN LENGTH (L): 3.2 MM TINNED ORANGE BOX | 0
26959 | 1243860000 | PCB PLUG-IN CONNECTOR MALE HEADER DOVETAILS FOR FIXING BLOCKS THT SOLDER CONNECTION 5.08 MM N OF POLES: 15 180° SOLDER PIN LENGTH (L): 3.2 MM TINNED ORANGE BOX | 0
26960 | 1243960000 | PCB PLUG-IN CONNECTOR MALE HEADER DOVETAILS FOR FIXING BLOCKS THT SOLDER CONNECTION 5.08 MM N OF POLES: 16 180° SOLDER PIN LENGTH (L): 3.2 MM TINNED ORANGE BOX | 0
26961 | 1270360000 | PCB PLUG-IN CONNECTOR MALE HEADER DOVETAILS FOR FIXING BLOCKS THT SOLDER CONNECTION 5.08 MM N OF POLES: 18 90° SOLDER PIN LENGTH (L): 3.2 MM TINNED ORANGE BOX | 0
26962 | 1270460000 | PCB PLUG-IN CONNECTOR MALE HEADER DOVETAILS FOR FIXING BLOCKS THT SOLDER CONNECTION 5.08 MM N OF POLES: 19 90° SOLDER PIN LENGTH (L): 3.2 MM TINNED ORANGE BOX | 0
26963 | 1270560000 | PCB PLUG-IN CONNECTOR MALE HEADER DOVETAILS FOR FIXING BLOCKS THT SOLDER CONNECTION 5.08 MM N OF POLES: 20 90° SOLDER PIN LENGTH (L): 3.2 MM TINNED ORANGE BOX | 0
26964 | 1270760000 | PCB PLUG-IN CONNECTOR MALE HEADER DOVETAILS FOR FIXING BLOCKS THT SOLDER CONNECTION 5.08 MM N OF POLES: 17 180° SOLDER PIN LENGTH (L): 3.2 MM TINNED ORANGE BOX | 0
26965 | 1270860000 | PCB PLUG-IN CONNECTOR MALE HEADER DOVETAILS FOR FIXING BLOCKS THT SOLDER CONNECTION 5.08 MM N OF POLES: 18 180° SOLDER PIN LENGTH (L): 3.2 MM TINNED ORANGE BOX | 0
26966 | 1270960000 | PCB PLUG-IN CONNECTOR MALE HEADER DOVETAILS FOR FIXING BLOCKS THT SOLDER CONNECTION 5.08 MM N OF POLES: 19 180° SOLDER PIN LENGTH (L): 3.2 MM TINNED ORANGE BOX | 0
26967 | 1271060000 | PCB PLUG-IN CONNECTOR MALE HEADER DOVETAILS FOR FIXING BLOCKS THT SOLDER CONNECTION 5.08 MM N OF POLES: 20 180° SOLDER PIN LENGTH (L): 3.2 MM TINNED ORANGE BOX | 0
26968 | 1271260000 | PCB PLUG-IN CONNECTOR MALE HEADER OPEN SIDE THT SOLDER CONNECTION 5.08 MM N OF POLES: 17 180° SOLDER PIN LENGTH (L): 3.2 MM TINNED ORANGE BOX | 0
26969 | 1271360000 | PCB PLUG-IN CONNECTOR MALE HEADER OPEN SIDE THT SOLDER CONNECTION 5.08 MM N OF POLES: 18 180° SOLDER PIN LENGTH (L): 3.2 MM TINNED ORANGE BOX | 0
26970 | 1271460000 | PCB PLUG-IN CONNECTOR MALE HEADER OPEN SIDE THT SOLDER CONNECTION 5.08 MM N OF POLES: 19 180° SOLDER PIN LENGTH (L): 3.2 MM TINNED ORANGE BOX | 0
26971 | 1271560000 | PCB PLUG-IN CONNECTOR MALE HEADER OPEN SIDE THT SOLDER CONNECTION 5.08 MM N OF POLES: 20 180° SOLDER PIN LENGTH (L): 3.2 MM TINNED ORANGE BOX | 0
26972 | 1271660000 | PCB PLUG-IN CONNECTOR MALE HEADER OPEN SIDE THT SOLDER CONNECTION 5.08 MM N OF POLES: 21 180° SOLDER PIN LENGTH (L): 3.2 MM TINNED ORANGE BOX | 0
26973 | 1271760000 | PCB PLUG-IN CONNECTOR MALE HEADER OPEN SIDE THT SOLDER CONNECTION 5.08 MM N OF POLES: 17 90° SOLDER PIN LENGTH (L): 3.2 MM TINNED ORANGE BOX | 0
26974 | 1271860000 | PCB PLUG-IN CONNECTOR MALE HEADER OPEN SIDE THT SOLDER CONNECTION 5.08 MM N OF POLES: 18 90° SOLDER PIN LENGTH (L): 3.2 MM TINNED ORANGE BOX | 0
26975 | 1271960000 | PCB PLUG-IN CONNECTOR MALE HEADER OPEN SIDE THT SOLDER CONNECTION 5.08 MM N OF POLES: 19 90° SOLDER PIN LENGTH (L): 3.2 MM TINNED ORANGE BOX | 0
26976 | 1272060000 | PCB PLUG-IN CONNECTOR MALE HEADER OPEN SIDE THT SOLDER CONNECTION 5.08 MM N OF POLES: 20 90° SOLDER PIN LENGTH (L): 3.2 MM TINNED ORANGE BOX | 0
26977 | 1315260000 | PCB PLUG-IN CONNECTOR MALE HEADER OPEN SIDE THT SOLDER CONNECTION 5.08 MM N OF POLES: 24 180° SOLDER PIN LENGTH (L): 3.2 MM TINNED ORANGE BOX | 0
26978 | 1315360000 | PCB PLUG-IN CONNECTOR MALE HEADER DOVETAILS FOR FIXING BLOCKS THT SOLDER CONNECTION 5.08 MM N OF POLES: 22 180° SOLDER PIN LENGTH (L): 3.2 MM TINNED ORANGE BOX | 0
26979 | 1315460000 | PCB PLUG-IN CONNECTOR MALE HEADER DOVETAILS FOR FIXING BLOCKS THT SOLDER CONNECTION 5.08 MM N OF POLES: 23 180° SOLDER PIN LENGTH (L): 3.2 MM TINNED ORANGE BOX | 0
26980 | 1315560000 | PCB PLUG-IN CONNECTOR MALE HEADER DOVETAILS FOR FIXING BLOCKS THT SOLDER CONNECTION 5.08 MM N OF POLES: 24 180° SOLDER PIN LENGTH (L): 3.2 MM TINNED ORANGE BOX | 0
26981 | 1315660000 | PCB PLUG-IN CONNECTOR MALE HEADER DOVETAILS FOR FIXING BLOCKS THT SOLDER CONNECTION 5.08 MM N OF POLES: 22 90° SOLDER PIN LENGTH (L): 3.2 MM TINNED ORANGE BOX | 0
26982 | 1315760000 | PCB PLUG-IN CONNECTOR MALE HEADER DOVETAILS FOR FIXING BLOCKS THT SOLDER CONNECTION 5.08 MM N OF POLES: 23 90° SOLDER PIN LENGTH (L): 3.2 MM TINNED ORANGE BOX | 0
26983 | 1315860000 | PCB PLUG-IN CONNECTOR MALE HEADER DOVETAILS FOR FIXING BLOCKS THT SOLDER CONNECTION 5.08 MM N OF POLES: 24 90° SOLDER PIN LENGTH (L): 3.2 MM TINNED ORANGE BOX | 0
26984 | 1315960000 | PCB PLUG-IN CONNECTOR MALE HEADER OPEN SIDE THT SOLDER CONNECTION 5.08 MM N OF POLES: 22 90° SOLDER PIN LENGTH (L): 3.2 MM TINNED ORANGE BOX | 0
26985 | 1316160000 | PCB PLUG-IN CONNECTOR MALE HEADER OPEN SIDE THT SOLDER CONNECTION 5.08 MM N OF POLES: 24 90° SOLDER PIN LENGTH (L): 3.2 MM TINNED ORANGE BOX | 0
26986 | 1346800000 | PCB PLUG-IN CONNECTOR MALE HEADER OPEN SIDE THT SOLDER CONNECTION 5.08 MM N OF POLES: 2 90° SOLDER PIN LENGTH (L): 4.5 MM TINNED PEBBLE GREY BOX | 0
26987 | 1346860000 | PCB PLUG-IN CONNECTOR MALE HEADER OPEN SIDE THT SOLDER CONNECTION 5.08 MM N OF POLES: 2 90° SOLDER PIN LENGTH (L): 4.5 MM TINNED ORANGE BOX | 0
26988 | 1346900000 | PCB PLUG-IN CONNECTOR MALE HEADER OPEN SIDE THT SOLDER CONNECTION 5.08 MM N OF POLES: 3 90° SOLDER PIN LENGTH (L): 4.5 MM TINNED PEBBLE GREY BOX | 0
26989 | 1346910000 | PCB PLUG-IN CONNECTOR MALE HEADER OPEN SIDE THT SOLDER CONNECTION 5.08 MM N OF POLES: 3 90° SOLDER PIN LENGTH (L): 4.5 MM TINNED BOX | 0
26990 | 1347060000 | PCB PLUG-IN CONNECTOR MALE HEADER OPEN SIDE THT SOLDER CONNECTION 5.08 MM N OF POLES: 4 90° SOLDER PIN LENGTH (L): 4.5 MM TINNED ORANGE BOX | 0
26991 | 1347160000 | PCB PLUG-IN CONNECTOR MALE HEADER OPEN SIDE THT SOLDER CONNECTION 5.08 MM N OF POLES: 5 90° SOLDER PIN LENGTH (L): 4.5 MM TINNED ORANGE BOX | 0
26992 | 1347260000 | PCB PLUG-IN CONNECTOR MALE HEADER OPEN SIDE THT SOLDER CONNECTION 5.08 MM N OF POLES: 6 90° SOLDER PIN LENGTH (L): 4.5 MM TINNED ORANGE BOX | 0
26993 | 1347360000 | PCB PLUG-IN CONNECTOR MALE HEADER OPEN SIDE THT SOLDER CONNECTION 5.08 MM N OF POLES: 7 90° SOLDER PIN LENGTH (L): 4.5 MM TINNED ORANGE BOX | 0
26994 | 1347460000 | PCB PLUG-IN CONNECTOR MALE HEADER OPEN SIDE THT SOLDER CONNECTION 5.08 MM N OF POLES: 8 90° SOLDER PIN LENGTH (L): 4.5 MM TINNED ORANGE BOX | 0
26995 | 1347610000 | PCB PLUG-IN CONNECTOR MALE HEADER OPEN SIDE THT SOLDER CONNECTION 5.08 MM N OF POLES: 10 90° SOLDER PIN LENGTH (L): 4.5 MM TINNED BOX | 0
26996 | 1347660000 | PCB PLUG-IN CONNECTOR MALE HEADER OPEN SIDE THT SOLDER CONNECTION 5.08 MM N OF POLES: 10 90° SOLDER PIN LENGTH (L): 4.5 MM TINNED ORANGE BOX | 0
26997 | 1347760000 | PCB PLUG-IN CONNECTOR MALE HEADER OPEN SIDE THT SOLDER CONNECTION 5.08 MM N OF POLES: 11 90° SOLDER PIN LENGTH (L): 4.5 MM TINNED ORANGE BOX | 0
26998 | 1347860000 | PCB PLUG-IN CONNECTOR MALE HEADER OPEN SIDE THT SOLDER CONNECTION 5.08 MM N OF POLES: 12 90° SOLDER PIN LENGTH (L): 4.5 MM TINNED ORANGE BOX | 0
26999 | 1348060000 | PCB PLUG-IN CONNECTOR MALE HEADER OPEN SIDE THT SOLDER CONNECTION 5.08 MM N OF POLES: 14 90° SOLDER PIN LENGTH (L): 4.5 MM TINNED ORANGE BOX | 0
27000 | 1348260000 | PCB PLUG-IN CONNECTOR MALE HEADER OPEN SIDE THT SOLDER CONNECTION 5.08 MM N OF POLES: 16 90° SOLDER PIN LENGTH (L): 4.5 MM TINNED ORANGE BOX | 0
27001 | 1348460000 | PCB PLUG-IN CONNECTOR MALE HEADER OPEN SIDE THT SOLDER CONNECTION 5.08 MM N OF POLES: 18 90° SOLDER PIN LENGTH (L): 4.5 MM TINNED ORANGE BOX | 0
27002 | 1348660000 | PCB PLUG-IN CONNECTOR MALE HEADER OPEN SIDE THT SOLDER CONNECTION 5.08 MM N OF POLES: 20 90° SOLDER PIN LENGTH (L): 4.5 MM TINNED ORANGE BOX | 0
27003 | 1348860000 | PCB PLUG-IN CONNECTOR MALE HEADER OPEN SIDE THT SOLDER CONNECTION 5.08 MM N OF POLES: 22 90° SOLDER PIN LENGTH (L): 4.5 MM TINNED ORANGE BOX | 0
27004 | 1349160000 | PCB PLUG-IN CONNECTOR MALE HEADER OPEN SIDE THT SOLDER CONNECTION 5.08 MM N OF POLES: 2 180° SOLDER PIN LENGTH (L): 4.5 MM TINNED ORANGE BOX | 0
27005 | 1349200000 | PCB PLUG-IN CONNECTOR MALE HEADER OPEN SIDE THT SOLDER CONNECTION 5.08 MM N OF POLES: 3 180° SOLDER PIN LENGTH (L): 4.5 MM PEBBLE GREY BOX | 0
27006 | 1349260000 | PCB PLUG-IN CONNECTOR MALE HEADER OPEN SIDE THT SOLDER CONNECTION 5.08 MM N OF POLES: 3 180° SOLDER PIN LENGTH (L): 4.5 MM TINNED ORANGE BOX | 0
27007 | 1349360000 | PCB PLUG-IN CONNECTOR MALE HEADER OPEN SIDE THT SOLDER CONNECTION 5.08 MM N OF POLES: 4 180° SOLDER PIN LENGTH (L): 4.5 MM TINNED ORANGE BOX | 0
27008 | 1349460000 | PCB PLUG-IN CONNECTOR MALE HEADER OPEN SIDE THT SOLDER CONNECTION 5.08 MM N OF POLES: 5 180° SOLDER PIN LENGTH (L): 4.5 MM TINNED ORANGE BOX | 0
27009 | 1349660000 | PCB PLUG-IN CONNECTOR MALE HEADER OPEN SIDE THT SOLDER CONNECTION 5.08 MM N OF POLES: 7 180° SOLDER PIN LENGTH (L): 4.5 MM TINNED ORANGE BOX | 0
27010 | 1349960000 | PCB PLUG-IN CONNECTOR MALE HEADER OPEN SIDE THT SOLDER CONNECTION 5.08 MM N OF POLES: 10 180° SOLDER PIN LENGTH (L): 4.5 MM TINNED ORANGE BOX | 0
27011 | 1350060000 | PCB PLUG-IN CONNECTOR MALE HEADER OPEN SIDE THT SOLDER CONNECTION 5.08 MM N OF POLES: 11 180° SOLDER PIN LENGTH (L): 4.5 MM TINNED ORANGE BOX | 0
27012 | 1350160000 | PCB PLUG-IN CONNECTOR MALE HEADER OPEN SIDE THT SOLDER CONNECTION 5.08 MM N OF POLES: 12 180° SOLDER PIN LENGTH (L): 4.5 MM TINNED ORANGE BOX | 0
27013 | 1350360000 | PCB PLUG-IN CONNECTOR MALE HEADER OPEN SIDE THT SOLDER CONNECTION 5.08 MM N OF POLES: 14 180° SOLDER PIN LENGTH (L): 4.5 MM TINNED ORANGE BOX | 0
27014 | 1350460000 | PCB PLUG-IN CONNECTOR MALE HEADER OPEN SIDE THT SOLDER CONNECTION 5.08 MM N OF POLES: 15 180° SOLDER PIN LENGTH (L): 4.5 MM TINNED ORANGE BOX | 0
27015 | 1350960000 | PCB PLUG-IN CONNECTOR MALE HEADER OPEN SIDE THT SOLDER CONNECTION 5.08 MM N OF POLES: 20 180° SOLDER PIN LENGTH (L): 4.5 MM TINNED ORANGE BOX | 0
27016 | 1351410000 | PCB PLUG-IN CONNECTOR MALE HEADER DOVETAILS FOR FIXING BLOCKS THT SOLDER CONNECTION 5.08 MM N OF POLES: 2 90° SOLDER PIN LENGTH (L): 4.5 MM TINNED BOX | 0
27017 | 1351460000 | PCB PLUG-IN CONNECTOR MALE HEADER DOVETAILS FOR FIXING BLOCKS THT SOLDER CONNECTION 5.08 MM N OF POLES: 2 90° SOLDER PIN LENGTH (L): 4.5 MM TINNED ORANGE BOX | 0
27018 | 1351510000 | PCB PLUG-IN CONNECTOR MALE HEADER DOVETAILS FOR FIXING BLOCKS THT SOLDER CONNECTION 5.08 MM N OF POLES: 3 90° SOLDER PIN LENGTH (L): 4.5 MM TINNED BOX | 0
27019 | 1351560000 | PCB PLUG-IN CONNECTOR MALE HEADER DOVETAILS FOR FIXING BLOCKS THT SOLDER CONNECTION 5.08 MM N OF POLES: 3 90° SOLDER PIN LENGTH (L): 4.5 MM TINNED ORANGE BOX | 0
27020 | 1351610000 | PCB PLUG-IN CONNECTOR MALE HEADER DOVETAILS FOR FIXING BLOCKS THT SOLDER CONNECTION 5.08 MM N OF POLES: 4 90° SOLDER PIN LENGTH (L): 4.5 MM TINNED BOX | 0
27021 | 1351660000 | PCB PLUG-IN CONNECTOR MALE HEADER DOVETAILS FOR FIXING BLOCKS THT SOLDER CONNECTION 5.08 MM N OF POLES: 4 90° SOLDER PIN LENGTH (L): 4.5 MM TINNED ORANGE BOX | 0
27022 | 1351710000 | PCB PLUG-IN CONNECTOR MALE HEADER DOVETAILS FOR FIXING BLOCKS THT SOLDER CONNECTION 5.08 MM N OF POLES: 5 90° SOLDER PIN LENGTH (L): 4.5 MM TINNED BOX | 0
27023 | 1351760000 | PCB PLUG-IN CONNECTOR MALE HEADER DOVETAILS FOR FIXING BLOCKS THT SOLDER CONNECTION 5.08 MM N OF POLES: 5 90° SOLDER PIN LENGTH (L): 4.5 MM TINNED ORANGE BOX | 0
27024 | 1351860000 | PCB PLUG-IN CONNECTOR MALE HEADER DOVETAILS FOR FIXING BLOCKS THT SOLDER CONNECTION 5.08 MM N OF POLES: 6 90° SOLDER PIN LENGTH (L): 4.5 MM TINNED ORANGE BOX | 0
27025 | 1352010000 | PCB PLUG-IN CONNECTOR MALE HEADER DOVETAILS FOR FIXING BLOCKS THT SOLDER CONNECTION 5.08 MM N OF POLES: 8 90° SOLDER PIN LENGTH (L): 4.5 MM TINNED BOX | 0
27026 | 1352060000 | PCB PLUG-IN CONNECTOR MALE HEADER DOVETAILS FOR FIXING BLOCKS THT SOLDER CONNECTION 5.08 MM N OF POLES: 8 90° SOLDER PIN LENGTH (L): 4.5 MM TINNED ORANGE BOX | 0
27027 | 1352110000 | PCB PLUG-IN CONNECTOR MALE HEADER DOVETAILS FOR FIXING BLOCKS THT SOLDER CONNECTION 5.08 MM N OF POLES: 9 90° SOLDER PIN LENGTH (L): 4.5 MM TINNED BOX | 0
27028 | 1352160000 | PCB PLUG-IN CONNECTOR MALE HEADER DOVETAILS FOR FIXING BLOCKS THT SOLDER CONNECTION 5.08 MM N OF POLES: 9 90° SOLDER PIN LENGTH (L): 4.5 MM TINNED ORANGE BOX | 0
27029 | 1352260000 | PCB PLUG-IN CONNECTOR MALE HEADER DOVETAILS FOR FIXING BLOCKS THT SOLDER CONNECTION 5.08 MM N OF POLES: 10 90° SOLDER PIN LENGTH (L): 4.5 MM TINNED ORANGE BOX | 0
27030 | 1352360000 | PCB PLUG-IN CONNECTOR MALE HEADER DOVETAILS FOR FIXING BLOCKS THT SOLDER CONNECTION 5.08 MM N OF POLES: 11 90° SOLDER PIN LENGTH (L): 4.5 MM TINNED ORANGE BOX | 0
27031 | 1352460000 | PCB PLUG-IN CONNECTOR MALE HEADER DOVETAILS FOR FIXING BLOCKS THT SOLDER CONNECTION 5.08 MM N OF POLES: 12 90° SOLDER PIN LENGTH (L): 4.5 MM TINNED ORANGE BOX | 0
27032 | 1352660000 | PCB PLUG-IN CONNECTOR MALE HEADER DOVETAILS FOR FIXING BLOCKS THT SOLDER CONNECTION 5.08 MM N OF POLES: 14 90° SOLDER PIN LENGTH (L): 4.5 MM TINNED ORANGE BOX | 0
27033 | 1352960000 | PCB PLUG-IN CONNECTOR MALE HEADER DOVETAILS FOR FIXING BLOCKS THT SOLDER CONNECTION 5.08 MM N OF POLES: 17 90° SOLDER PIN LENGTH (L): 4.5 MM TINNED ORANGE BOX | 0
27034 | 1353010000 | PCB PLUG-IN CONNECTOR MALE HEADER DOVETAILS FOR FIXING BLOCKS THT SOLDER CONNECTION 5.08 MM N OF POLES: 18 90° SOLDER PIN LENGTH (L): 4.5 MM TINNED BOX | 0
27035 | 1353160000 | PCB PLUG-IN CONNECTOR MALE HEADER DOVETAILS FOR FIXING BLOCKS THT SOLDER CONNECTION 5.08 MM N OF POLES: 19 90° SOLDER PIN LENGTH (L): 4.5 MM TINNED ORANGE BOX | 0
27036 | 1353710000 | PCB PLUG-IN CONNECTOR MALE HEADER DOVETAILS FOR FIXING BLOCKS THT SOLDER CONNECTION 5.08 MM N OF POLES: 2 180° SOLDER PIN LENGTH (L): 4.5 MM TINNED BOX | 0
27037 | 1353760000 | PCB PLUG-IN CONNECTOR MALE HEADER DOVETAILS FOR FIXING BLOCKS THT SOLDER CONNECTION 5.08 MM N OF POLES: 2 180° SOLDER PIN LENGTH (L): 4.5 MM TINNED ORANGE BOX | 0
27038 | 1353860000 | PCB PLUG-IN CONNECTOR MALE HEADER DOVETAILS FOR FIXING BLOCKS THT SOLDER CONNECTION 5.08 MM N OF POLES: 3 180° SOLDER PIN LENGTH (L): 4.5 MM TINNED ORANGE BOX | 0
27039 | 1353960000 | PCB PLUG-IN CONNECTOR MALE HEADER DOVETAILS FOR FIXING BLOCKS THT SOLDER CONNECTION 5.08 MM N OF POLES: 4 180° SOLDER PIN LENGTH (L): 4.5 MM TINNED ORANGE BOX | 0
27040 | 1354060000 | PCB PLUG-IN CONNECTOR MALE HEADER DOVETAILS FOR FIXING BLOCKS THT SOLDER CONNECTION 5.08 MM N OF POLES: 5 180° SOLDER PIN LENGTH (L): 4.5 MM TINNED ORANGE BOX | 0
27041 | 1354110000 | PCB PLUG-IN CONNECTOR MALE HEADER DOVETAILS FOR FIXING BLOCKS THT SOLDER CONNECTION 5.08 MM N OF POLES: 6 180° SOLDER PIN LENGTH (L): 4.5 MM TINNED BOX | 0
27042 | 1354160000 | PCB PLUG-IN CONNECTOR MALE HEADER DOVETAILS FOR FIXING BLOCKS THT SOLDER CONNECTION 5.08 MM N OF POLES: 6 180° SOLDER PIN LENGTH (L): 4.5 MM TINNED ORANGE BOX | 0
27043 | 1354260000 | PCB PLUG-IN CONNECTOR MALE HEADER DOVETAILS FOR FIXING BLOCKS THT SOLDER CONNECTION 5.08 MM N OF POLES: 7 180° SOLDER PIN LENGTH (L): 4.5 MM TINNED ORANGE BOX | 0
27044 | 1354360000 | PCB PLUG-IN CONNECTOR MALE HEADER DOVETAILS FOR FIXING BLOCKS THT SOLDER CONNECTION 5.08 MM N OF POLES: 8 180° SOLDER PIN LENGTH (L): 4.5 MM TINNED ORANGE BOX | 0
27045 | 1354560000 | PCB PLUG-IN CONNECTOR MALE HEADER DOVETAILS FOR FIXING BLOCKS THT SOLDER CONNECTION 5.08 MM N OF POLES: 10 180° SOLDER PIN LENGTH (L): 4.5 MM TINNED ORANGE BOX | 0
27046 | 1354760000 | PCB PLUG-IN CONNECTOR MALE HEADER DOVETAILS FOR FIXING BLOCKS THT SOLDER CONNECTION 5.08 MM N OF POLES: 12 180° SOLDER PIN LENGTH (L): 4.5 MM TINNED ORANGE BOX | 0
27047 | 1354960000 | PCB PLUG-IN CONNECTOR MALE HEADER DOVETAILS FOR FIXING BLOCKS THT SOLDER CONNECTION 5.08 MM N OF POLES: 14 180° SOLDER PIN LENGTH (L): 4.5 MM TINNED ORANGE BOX | 0
27048 | 1355110000 | PCB PLUG-IN CONNECTOR MALE HEADER DOVETAILS FOR FIXING BLOCKS THT SOLDER CONNECTION 5.08 MM N OF POLES: 16 180° SOLDER PIN LENGTH (L): 4.5 MM TINNED BOX | 0
27049 | 1355160000 | PCB PLUG-IN CONNECTOR MALE HEADER DOVETAILS FOR FIXING BLOCKS THT SOLDER CONNECTION 5.08 MM N OF POLES: 16 180° SOLDER PIN LENGTH (L): 4.5 MM TINNED ORANGE BOX | 0
27050 | 1355360000 | PCB PLUG-IN CONNECTOR MALE HEADER DOVETAILS FOR FIXING BLOCKS THT SOLDER CONNECTION 5.08 MM N OF POLES: 18 180° SOLDER PIN LENGTH (L): 4.5 MM TINNED ORANGE BOX | 0
27051 | 1355760000 | PCB PLUG-IN CONNECTOR MALE HEADER DOVETAILS FOR FIXING BLOCKS THT SOLDER CONNECTION 5.08 MM N OF POLES: 22 180° SOLDER PIN LENGTH (L): 4.5 MM TINNED ORANGE BOX | 0
27052 | 1597360000 | PCB PLUG-IN CONNECTOR FEMALE PLUG 3.50 MM N OF POLES: 2 180° CLAMPING YOKE CONNECTION CLAMPING RANGE MAX. : 1.5 MM² BOX | 1
27053 | 1597370000 | PCB PLUG-IN CONNECTOR FEMALE PLUG 3.50 MM N OF POLES: 3 180° CLAMPING YOKE CONNECTION CLAMPING RANGE MAX. : 1.5 MM² BOX | 1
27054 | 1597380000 | PCB PLUG-IN CONNECTOR FEMALE PLUG 3.50 MM N OF POLES: 4 180° CLAMPING YOKE CONNECTION CLAMPING RANGE MAX. : 1.5 MM² BOX | 1
27055 | 1597390000 | PCB PLUG-IN CONNECTOR FEMALE PLUG 3.50 MM N OF POLES: 5 180° CLAMPING YOKE CONNECTION CLAMPING RANGE MAX. : 1.5 MM² BOX | 1
27056 | 1597400000 | PCB PLUG-IN CONNECTOR FEMALE PLUG 3.50 MM N OF POLES: 6 180° CLAMPING YOKE CONNECTION CLAMPING RANGE MAX. : 1.5 MM² BOX | 1
27057 | 1597410000 | PCB PLUG-IN CONNECTOR FEMALE PLUG 3.50 MM N OF POLES: 7 180° CLAMPING YOKE CONNECTION CLAMPING RANGE MAX. : 1.5 MM² BOX | 1
27058 | 1597420000 | PCB PLUG-IN CONNECTOR FEMALE PLUG 3.50 MM N OF POLES: 8 180° CLAMPING YOKE CONNECTION CLAMPING RANGE MAX. : 1.5 MM² BOX | 1
27059 | 1597430000 | PCB PLUG-IN CONNECTOR FEMALE PLUG 3.50 MM N OF POLES: 9 180° CLAMPING YOKE CONNECTION CLAMPING RANGE MAX. : 1.5 MM² BOX | 1
27060 | 1597440000 | PCB PLUG-IN CONNECTOR FEMALE PLUG 3.50 MM N OF POLES: 10 180° CLAMPING YOKE CONNECTION CLAMPING RANGE MAX. : 1.5 MM² BOX | 1
27061 | 1597450000 | PCB PLUG-IN CONNECTOR FEMALE PLUG 3.50 MM N OF POLES: 11 180° CLAMPING YOKE CONNECTION CLAMPING RANGE MAX. : 1.5 MM² BOX | 1
27062 | 1597460000 | PCB PLUG-IN CONNECTOR FEMALE PLUG 3.50 MM N OF POLES: 12 180° CLAMPING YOKE CONNECTION CLAMPING RANGE MAX. : 1.5 MM² BOX | 1
27063 | 1597470000 | PCB PLUG-IN CONNECTOR FEMALE PLUG 3.50 MM N OF POLES: 13 180° CLAMPING YOKE CONNECTION CLAMPING RANGE MAX. : 1.5 MM² BOX | 1
27064 | 1597480000 | PCB PLUG-IN CONNECTOR FEMALE PLUG 3.50 MM N OF POLES: 14 180° CLAMPING YOKE CONNECTION CLAMPING RANGE MAX. : 1.5 MM² BOX | 1
27065 | 1597490000 | PCB PLUG-IN CONNECTOR FEMALE PLUG 3.50 MM N OF POLES: 15 180° CLAMPING YOKE CONNECTION CLAMPING RANGE MAX. : 1.5 MM² BOX | 1
27066 | 1597500000 | PCB PLUG-IN CONNECTOR FEMALE PLUG 3.50 MM N OF POLES: 16 180° CLAMPING YOKE CONNECTION CLAMPING RANGE MAX. : 1.5 MM² BOX | 1
27067 | 1606640000 | PCB PLUG-IN CONNECTOR FEMALE PLUG 3.50 MM N OF POLES: 2 180° CLAMPING YOKE CONNECTION CLAMPING RANGE MAX. : 1.5 MM² BOX | 1
27068 | 1606650000 | PCB PLUG-IN CONNECTOR FEMALE PLUG 3.50 MM N OF POLES: 3 180° CLAMPING YOKE CONNECTION CLAMPING RANGE MAX. : 1.5 MM² BOX | 1
27069 | 1606660000 | PCB PLUG-IN CONNECTOR FEMALE PLUG 3.50 MM N OF POLES: 4 180° CLAMPING YOKE CONNECTION CLAMPING RANGE MAX. : 1.5 MM² BOX | 1
27070 | 1606670000 | PCB PLUG-IN CONNECTOR FEMALE PLUG 3.50 MM N OF POLES: 5 180° CLAMPING YOKE CONNECTION CLAMPING RANGE MAX. : 1.5 MM² BOX | 1
27071 | 1606680000 | PCB PLUG-IN CONNECTOR FEMALE PLUG 3.50 MM N OF POLES: 6 180° CLAMPING YOKE CONNECTION CLAMPING RANGE MAX. : 1.5 MM² BOX | 1
27072 | 1606690000 | PCB PLUG-IN CONNECTOR FEMALE PLUG 3.50 MM N OF POLES: 7 180° CLAMPING YOKE CONNECTION CLAMPING RANGE MAX. : 1.5 MM² BOX | 1
27073 | 1606700000 | PCB PLUG-IN CONNECTOR FEMALE PLUG 3.50 MM N OF POLES: 8 180° CLAMPING YOKE CONNECTION CLAMPING RANGE MAX. : 1.5 MM² BOX | 1
27074 | 1606710000 | PCB PLUG-IN CONNECTOR FEMALE PLUG 3.50 MM N OF POLES: 9 180° CLAMPING YOKE CONNECTION CLAMPING RANGE MAX. : 1.5 MM² BOX | 1
27075 | 1606720000 | PCB PLUG-IN CONNECTOR FEMALE PLUG 3.50 MM N OF POLES: 10 180° CLAMPING YOKE CONNECTION CLAMPING RANGE MAX. : 1.5 MM² BOX | 1
27076 | 1606730000 | PCB PLUG-IN CONNECTOR FEMALE PLUG 3.50 MM N OF POLES: 11 180° CLAMPING YOKE CONNECTION CLAMPING RANGE MAX. : 1.5 MM² BOX | 1
27077 | 1606740000 | PCB PLUG-IN CONNECTOR FEMALE PLUG 3.50 MM N OF POLES: 12 180° CLAMPING YOKE CONNECTION CLAMPING RANGE MAX. : 1.5 MM² BOX | 1
27078 | 1606750000 | PCB PLUG-IN CONNECTOR FEMALE PLUG 3.50 MM N OF POLES: 13 180° CLAMPING YOKE CONNECTION CLAMPING RANGE MAX. : 1.5 MM² BOX | 1
27079 | 1606760000 | PCB PLUG-IN CONNECTOR FEMALE PLUG 3.50 MM N OF POLES: 14 180° CLAMPING YOKE CONNECTION CLAMPING RANGE MAX. : 1.5 MM² BOX | 1
27080 | 1606770000 | PCB PLUG-IN CONNECTOR FEMALE PLUG 3.50 MM N OF POLES: 15 180° CLAMPING YOKE CONNECTION CLAMPING RANGE MAX. : 1.5 MM² BOX | 1
27081 | 1606780000 | PCB PLUG-IN CONNECTOR FEMALE PLUG 3.50 MM N OF POLES: 16 180° CLAMPING YOKE CONNECTION CLAMPING RANGE MAX. : 1.5 MM² BOX | 1
27082 | 1610180000 | PCB PLUG-IN CONNECTOR FEMALE PLUG 3.50 MM N OF POLES: 6 180° CLAMPING YOKE CONNECTION CLAMPING RANGE MAX. : 1.5 MM² BOX | 1
27083 | 1610190000 | PCB PLUG-IN CONNECTOR FEMALE PLUG 3.50 MM N OF POLES: 7 180° CLAMPING YOKE CONNECTION CLAMPING RANGE MAX. : 1.5 MM² BOX | 1
27084 | 1610200000 | PCB PLUG-IN CONNECTOR FEMALE PLUG 3.50 MM N OF POLES: 10 180° CLAMPING YOKE CONNECTION CLAMPING RANGE MAX. : 1.5 MM² BOX | 1
27085 | 1614090000 | PCB PLUG-IN CONNECTOR FEMALE PLUG 3.50 MM N OF POLES: 5 180° CLAMPING YOKE CONNECTION CLAMPING RANGE MAX. : 1.5 MM² BOX | 1
27086 | 1615670000 | PCB PLUG-IN CONNECTOR FEMALE PLUG 3.50 MM N OF POLES: 2 180° CLAMPING YOKE CONNECTION CLAMPING RANGE MAX. : 1.5 MM² BOX | 1
27087 | 1615680000 | PCB PLUG-IN CONNECTOR FEMALE PLUG 3.50 MM N OF POLES: 3 180° CLAMPING YOKE CONNECTION CLAMPING RANGE MAX. : 1.5 MM² BOX | 1
27088 | 1615690000 | PCB PLUG-IN CONNECTOR FEMALE PLUG 3.50 MM N OF POLES: 4 180° CLAMPING YOKE CONNECTION CLAMPING RANGE MAX. : 1.5 MM² BOX | 1
27089 | 1615700000 | PCB PLUG-IN CONNECTOR FEMALE PLUG 3.50 MM N OF POLES: 8 180° CLAMPING YOKE CONNECTION CLAMPING RANGE MAX. : 1.5 MM² BOX | 1
27090 | 1615710000 | PCB PLUG-IN CONNECTOR FEMALE PLUG 3.50 MM N OF POLES: 9 180° CLAMPING YOKE CONNECTION CLAMPING RANGE MAX. : 1.5 MM² BOX | 1
27091 | 1615720000 | PCB PLUG-IN CONNECTOR FEMALE PLUG 3.50 MM N OF POLES: 11 180° CLAMPING YOKE CONNECTION CLAMPING RANGE MAX. : 1.5 MM² BOX | 1
27092 | 1615730000 | PCB PLUG-IN CONNECTOR FEMALE PLUG 3.50 MM N OF POLES: 12 180° CLAMPING YOKE CONNECTION CLAMPING RANGE MAX. : 1.5 MM² BOX | 1
27093 | 1615740000 | PCB PLUG-IN CONNECTOR FEMALE PLUG 3.50 MM N OF POLES: 13 180° CLAMPING YOKE CONNECTION CLAMPING RANGE MAX. : 1.5 MM² BOX | 1
27094 | 1615750000 | PCB PLUG-IN CONNECTOR FEMALE PLUG 3.50 MM N OF POLES: 14 180° CLAMPING YOKE CONNECTION CLAMPING RANGE MAX. : 1.5 MM² BOX | 1
27095 | 1615760000 | PCB PLUG-IN CONNECTOR FEMALE PLUG 3.50 MM N OF POLES: 15 180° CLAMPING YOKE CONNECTION CLAMPING RANGE MAX. : 1.5 MM² BOX | 1
27096 | 1615770000 | PCB PLUG-IN CONNECTOR FEMALE PLUG 3.50 MM N OF POLES: 16 180° CLAMPING YOKE CONNECTION CLAMPING RANGE MAX. : 1.5 MM² BOX | 1
27097 | 1615780000 | PCB PLUG-IN CONNECTOR FEMALE PLUG 3.50 MM N OF POLES: 2 180° CLAMPING YOKE CONNECTION CLAMPING RANGE MAX. : 1.5 MM² BOX | 1
27098 | 1615790000 | PCB PLUG-IN CONNECTOR FEMALE PLUG 3.50 MM N OF POLES: 3 180° CLAMPING YOKE CONNECTION CLAMPING RANGE MAX. : 1.5 MM² BOX | 1
27099 | 1615800000 | PCB PLUG-IN CONNECTOR FEMALE PLUG 3.50 MM N OF POLES: 4 180° CLAMPING YOKE CONNECTION CLAMPING RANGE MAX. : 1.5 MM² BOX | 1
27100 | 1615810000 | PCB PLUG-IN CONNECTOR FEMALE PLUG 3.50 MM N OF POLES: 5 180° CLAMPING YOKE CONNECTION CLAMPING RANGE MAX. : 1.5 MM² BOX | 1
27101 | 1615820000 | PCB PLUG-IN CONNECTOR FEMALE PLUG 3.50 MM N OF POLES: 6 180° CLAMPING YOKE CONNECTION CLAMPING RANGE MAX. : 1.5 MM² BOX | 1
27102 | 1615830000 | PCB PLUG-IN CONNECTOR FEMALE PLUG 3.50 MM N OF POLES: 7 180° CLAMPING YOKE CONNECTION CLAMPING RANGE MAX. : 1.5 MM² BOX | 1
27103 | 1615840000 | PCB PLUG-IN CONNECTOR FEMALE PLUG 3.50 MM N OF POLES: 8 180° CLAMPING YOKE CONNECTION CLAMPING RANGE MAX. : 1.5 MM² BOX | 1
27104 | 1615850000 | PCB PLUG-IN CONNECTOR FEMALE PLUG 3.50 MM N OF POLES: 9 180° CLAMPING YOKE CONNECTION CLAMPING RANGE MAX. : 1.5 MM² BOX | 1
27105 | 1615860000 | PCB PLUG-IN CONNECTOR FEMALE PLUG 3.50 MM N OF POLES: 10 180° CLAMPING YOKE CONNECTION CLAMPING RANGE MAX. : 1.5 MM² BOX | 1
27106 | 1615870000 | PCB PLUG-IN CONNECTOR FEMALE PLUG 3.50 MM N OF POLES: 11 180° CLAMPING YOKE CONNECTION CLAMPING RANGE MAX. : 1.5 MM² BOX | 1
27107 | 1615880000 | PCB PLUG-IN CONNECTOR FEMALE PLUG 3.50 MM N OF POLES: 12 180° CLAMPING YOKE CONNECTION CLAMPING RANGE MAX. : 1.5 MM² BOX | 1
27108 | 1615890000 | PCB PLUG-IN CONNECTOR FEMALE PLUG 3.50 MM N OF POLES: 13 180° CLAMPING YOKE CONNECTION CLAMPING RANGE MAX. : 1.5 MM² BOX | 1
27109 | 1615900000 | PCB PLUG-IN CONNECTOR FEMALE PLUG 3.50 MM N OF POLES: 14 180° CLAMPING YOKE CONNECTION CLAMPING RANGE MAX. : 1.5 MM² BOX | 1
27110 | 1615910000 | PCB PLUG-IN CONNECTOR FEMALE PLUG 3.50 MM N OF POLES: 15 180° CLAMPING YOKE CONNECTION CLAMPING RANGE MAX. : 1.5 MM² BOX | 1
27111 | 1615920000 | PCB PLUG-IN CONNECTOR FEMALE PLUG 3.50 MM N OF POLES: 16 180° CLAMPING YOKE CONNECTION CLAMPING RANGE MAX. : 1.5 MM² BOX | 1
27112 | 1620290000 | PCB PLUG-IN CONNECTOR FEMALE PLUG 3.50 MM N OF POLES: 17 180° CLAMPING YOKE CONNECTION CLAMPING RANGE MAX. : 1.5 MM² BOX | 1
27113 | 1620300000 | PCB PLUG-IN CONNECTOR FEMALE PLUG 3.50 MM N OF POLES: 18 180° CLAMPING YOKE CONNECTION CLAMPING RANGE MAX. : 1.5 MM² BOX | 1
27114 | 1620310000 | PCB PLUG-IN CONNECTOR FEMALE PLUG 3.50 MM N OF POLES: 19 180° CLAMPING YOKE CONNECTION CLAMPING RANGE MAX. : 1.5 MM² BOX | 1
27115 | 1620320000 | PCB PLUG-IN CONNECTOR FEMALE PLUG 3.50 MM N OF POLES: 20 180° CLAMPING YOKE CONNECTION CLAMPING RANGE MAX. : 1.5 MM² BOX | 1
27116 | 1620330000 | PCB PLUG-IN CONNECTOR FEMALE PLUG 3.50 MM N OF POLES: 21 180° CLAMPING YOKE CONNECTION CLAMPING RANGE MAX. : 1.5 MM² BOX | 1
27117 | 1620340000 | PCB PLUG-IN CONNECTOR FEMALE PLUG 3.50 MM N OF POLES: 22 180° CLAMPING YOKE CONNECTION CLAMPING RANGE MAX. : 1.5 MM² BOX | 1
27118 | 1620350000 | PCB PLUG-IN CONNECTOR FEMALE PLUG 3.50 MM N OF POLES: 23 180° CLAMPING YOKE CONNECTION CLAMPING RANGE MAX. : 1.5 MM² BOX | 1
27119 | 1620360000 | PCB PLUG-IN CONNECTOR FEMALE PLUG 3.50 MM N OF POLES: 24 180° CLAMPING YOKE CONNECTION CLAMPING RANGE MAX. : 1.5 MM² BOX | 1
27120 | 1620370000 | PCB PLUG-IN CONNECTOR FEMALE PLUG 3.50 MM N OF POLES: 17 180° CLAMPING YOKE CONNECTION CLAMPING RANGE MAX. : 1.5 MM² BOX | 1
27121 | 1620380000 | PCB PLUG-IN CONNECTOR FEMALE PLUG 3.50 MM N OF POLES: 18 180° CLAMPING YOKE CONNECTION CLAMPING RANGE MAX. : 1.5 MM² BOX | 1
27122 | 1620390000 | PCB PLUG-IN CONNECTOR FEMALE PLUG 3.50 MM N OF POLES: 19 180° CLAMPING YOKE CONNECTION CLAMPING RANGE MAX. : 1.5 MM² BOX | 1
27123 | 1620400000 | PCB PLUG-IN CONNECTOR FEMALE PLUG 3.50 MM N OF POLES: 20 180° CLAMPING YOKE CONNECTION CLAMPING RANGE MAX. : 1.5 MM² BOX | 1
27124 | 1620410000 | PCB PLUG-IN CONNECTOR FEMALE PLUG 3.50 MM N OF POLES: 21 180° CLAMPING YOKE CONNECTION CLAMPING RANGE MAX. : 1.5 MM² BOX | 1
27125 | 1620420000 | PCB PLUG-IN CONNECTOR FEMALE PLUG 3.50 MM N OF POLES: 22 180° CLAMPING YOKE CONNECTION CLAMPING RANGE MAX. : 1.5 MM² BOX | 1
27126 | 1620440000 | PCB PLUG-IN CONNECTOR FEMALE PLUG 3.50 MM N OF POLES: 24 180° CLAMPING YOKE CONNECTION CLAMPING RANGE MAX. : 1.5 MM² BOX | 1
27127 | 1620760000 | PCB PLUG-IN CONNECTOR FEMALE PLUG 3.50 MM N OF POLES: 17 180° CLAMPING YOKE CONNECTION CLAMPING RANGE MAX. : 1.5 MM² BOX | 1
27128 | 1620770000 | PCB PLUG-IN CONNECTOR FEMALE PLUG 3.50 MM N OF POLES: 18 180° CLAMPING YOKE CONNECTION CLAMPING RANGE MAX. : 1.5 MM² BOX | 1
27129 | 1620780000 | PCB PLUG-IN CONNECTOR FEMALE PLUG 3.50 MM N OF POLES: 19 180° CLAMPING YOKE CONNECTION CLAMPING RANGE MAX. : 1.5 MM² BOX | 1
27130 | 1620790000 | PCB PLUG-IN CONNECTOR FEMALE PLUG 3.50 MM N OF POLES: 20 180° CLAMPING YOKE CONNECTION CLAMPING RANGE MAX. : 1.5 MM² BOX | 1
27131 | 1620800000 | PCB PLUG-IN CONNECTOR FEMALE PLUG 3.50 MM N OF POLES: 21 180° CLAMPING YOKE CONNECTION CLAMPING RANGE MAX. : 1.5 MM² BOX | 1
27132 | 1620810000 | PCB PLUG-IN CONNECTOR FEMALE PLUG 3.50 MM N OF POLES: 22 180° CLAMPING YOKE CONNECTION CLAMPING RANGE MAX. : 1.5 MM² BOX | 1
27133 | 1620820000 | PCB PLUG-IN CONNECTOR FEMALE PLUG 3.50 MM N OF POLES: 23 180° CLAMPING YOKE CONNECTION CLAMPING RANGE MAX. : 1.5 MM² BOX | 1
27134 | 1620830000 | PCB PLUG-IN CONNECTOR FEMALE PLUG 3.50 MM N OF POLES: 24 180° CLAMPING YOKE CONNECTION CLAMPING RANGE MAX. : 1.5 MM² BOX | 1
27135 | 1620850000 | PCB PLUG-IN CONNECTOR FEMALE PLUG 3.50 MM N OF POLES: 18 180° CLAMPING YOKE CONNECTION CLAMPING RANGE MAX. : 1.5 MM² BOX | 1
27136 | 1620870000 | PCB PLUG-IN CONNECTOR FEMALE PLUG 3.50 MM N OF POLES: 20 180° CLAMPING YOKE CONNECTION CLAMPING RANGE MAX. : 1.5 MM² BOX | 1
27137 | 1620880000 | PCB PLUG-IN CONNECTOR FEMALE PLUG 3.50 MM N OF POLES: 21 180° CLAMPING YOKE CONNECTION CLAMPING RANGE MAX. : 1.5 MM² BOX | 1
27138 | 1620890000 | PCB PLUG-IN CONNECTOR FEMALE PLUG 3.50 MM N OF POLES: 22 180° CLAMPING YOKE CONNECTION CLAMPING RANGE MAX. : 1.5 MM² BOX | 1
27139 | 1620900000 | PCB PLUG-IN CONNECTOR FEMALE PLUG 3.50 MM N OF POLES: 23 180° CLAMPING YOKE CONNECTION CLAMPING RANGE MAX. : 1.5 MM² BOX | 1
27140 | 1620910000 | PCB PLUG-IN CONNECTOR FEMALE PLUG 3.50 MM N OF POLES: 24 180° CLAMPING YOKE CONNECTION CLAMPING RANGE MAX. : 1.5 MM² BOX | 1
27141 | 1687650000 | PCB PLUG-IN CONNECTOR FEMALE PLUG 3.50 MM N OF POLES: 2 180° CLAMPING YOKE CONNECTION CLAMPING RANGE MAX. : 1.5 MM² BOX | 1
27142 | 1687660000 | PCB PLUG-IN CONNECTOR FEMALE PLUG 3.50 MM N OF POLES: 3 180° CLAMPING YOKE CONNECTION CLAMPING RANGE MAX. : 1.5 MM² BOX | 1
27143 | 1687670000 | PCB PLUG-IN CONNECTOR FEMALE PLUG 3.50 MM N OF POLES: 4 180° CLAMPING YOKE CONNECTION CLAMPING RANGE MAX. : 1.5 MM² BOX | 1
27144 | 1687680000 | PCB PLUG-IN CONNECTOR FEMALE PLUG 3.50 MM N OF POLES: 5 180° CLAMPING YOKE CONNECTION CLAMPING RANGE MAX. : 1.5 MM² BOX | 1
27145 | 1687690000 | PCB PLUG-IN CONNECTOR FEMALE PLUG 3.50 MM N OF POLES: 6 180° CLAMPING YOKE CONNECTION CLAMPING RANGE MAX. : 1.5 MM² BOX | 1
27146 | 1687700000 | PCB PLUG-IN CONNECTOR FEMALE PLUG 3.50 MM N OF POLES: 7 180° CLAMPING YOKE CONNECTION CLAMPING RANGE MAX. : 1.5 MM² BOX | 1
27147 | 1687710000 | PCB PLUG-IN CONNECTOR FEMALE PLUG 3.50 MM N OF POLES: 8 180° CLAMPING YOKE CONNECTION CLAMPING RANGE MAX. : 1.5 MM² BOX | 1
27148 | 1687720000 | PCB PLUG-IN CONNECTOR FEMALE PLUG 3.50 MM N OF POLES: 9 180° CLAMPING YOKE CONNECTION CLAMPING RANGE MAX. : 1.5 MM² BOX | 1
27149 | 1687730000 | PCB PLUG-IN CONNECTOR FEMALE PLUG 3.50 MM N OF POLES: 10 180° CLAMPING YOKE CONNECTION CLAMPING RANGE MAX. : 1.5 MM² BOX | 1
27150 | 1687740000 | PCB PLUG-IN CONNECTOR FEMALE PLUG 3.50 MM N OF POLES: 11 180° CLAMPING YOKE CONNECTION CLAMPING RANGE MAX. : 1.5 MM² BOX | 1
27151 | 1687750000 | PCB PLUG-IN CONNECTOR FEMALE PLUG 3.50 MM N OF POLES: 12 180° CLAMPING YOKE CONNECTION CLAMPING RANGE MAX. : 1.5 MM² BOX | 1
27152 | 1687760000 | PCB PLUG-IN CONNECTOR FEMALE PLUG 3.50 MM N OF POLES: 13 180° CLAMPING YOKE CONNECTION CLAMPING RANGE MAX. : 1.5 MM² BOX | 1
27153 | 1687770000 | PCB PLUG-IN CONNECTOR FEMALE PLUG 3.50 MM N OF POLES: 14 180° CLAMPING YOKE CONNECTION CLAMPING RANGE MAX. : 1.5 MM² BOX | 1
27154 | 1687780000 | PCB PLUG-IN CONNECTOR FEMALE PLUG 3.50 MM N OF POLES: 15 180° CLAMPING YOKE CONNECTION CLAMPING RANGE MAX. : 1.5 MM² BOX | 1
27155 | 1687790000 | PCB PLUG-IN CONNECTOR FEMALE PLUG 3.50 MM N OF POLES: 16 180° CLAMPING YOKE CONNECTION CLAMPING RANGE MAX. : 1.5 MM² BOX | 1
27156 | 1687800000 | PCB PLUG-IN CONNECTOR FEMALE PLUG 3.50 MM N OF POLES: 17 180° CLAMPING YOKE CONNECTION CLAMPING RANGE MAX. : 1.5 MM² BOX | 1
27157 | 1687810000 | PCB PLUG-IN CONNECTOR FEMALE PLUG 3.50 MM N OF POLES: 18 180° CLAMPING YOKE CONNECTION CLAMPING RANGE MAX. : 1.5 MM² BOX | 1
27158 | 1687820000 | PCB PLUG-IN CONNECTOR FEMALE PLUG 3.50 MM N OF POLES: 19 180° CLAMPING YOKE CONNECTION CLAMPING RANGE MAX. : 1.5 MM² BOX | 1
27159 | 1687830000 | PCB PLUG-IN CONNECTOR FEMALE PLUG 3.50 MM N OF POLES: 20 180° CLAMPING YOKE CONNECTION CLAMPING RANGE MAX. : 1.5 MM² BOX | 1
27160 | 1687840000 | PCB PLUG-IN CONNECTOR FEMALE PLUG 3.50 MM N OF POLES: 21 180° CLAMPING YOKE CONNECTION CLAMPING RANGE MAX. : 1.5 MM² BOX | 1
27161 | 1687850000 | PCB PLUG-IN CONNECTOR FEMALE PLUG 3.50 MM N OF POLES: 22 180° CLAMPING YOKE CONNECTION CLAMPING RANGE MAX. : 1.5 MM² BOX | 1
27162 | 1687860000 | PCB PLUG-IN CONNECTOR FEMALE PLUG 3.50 MM N OF POLES: 23 180° CLAMPING YOKE CONNECTION CLAMPING RANGE MAX. : 1.5 MM² BOX | 1
27163 | 1687870000 | PCB PLUG-IN CONNECTOR FEMALE PLUG 3.50 MM N OF POLES: 24 180° CLAMPING YOKE CONNECTION CLAMPING RANGE MAX. : 1.5 MM² BOX | 1
27164 | 1687880000 | PCB PLUG-IN CONNECTOR FEMALE PLUG 3.50 MM N OF POLES: 2 180° CLAMPING YOKE CONNECTION CLAMPING RANGE MAX. : 1.5 MM² BOX | 1
27165 | 1687900000 | PCB PLUG-IN CONNECTOR FEMALE PLUG 3.50 MM N OF POLES: 4 180° CLAMPING YOKE CONNECTION CLAMPING RANGE MAX. : 1.5 MM² BOX | 1
27166 | 1687940000 | PCB PLUG-IN CONNECTOR FEMALE PLUG 3.50 MM N OF POLES: 8 180° CLAMPING YOKE CONNECTION CLAMPING RANGE MAX. : 1.5 MM² BOX | 1
27167 | 1687950000 | PCB PLUG-IN CONNECTOR FEMALE PLUG 3.50 MM N OF POLES: 9 180° CLAMPING YOKE CONNECTION CLAMPING RANGE MAX. : 1.5 MM² BOX | 1
27168 | 1687960000 | PCB PLUG-IN CONNECTOR FEMALE PLUG 3.50 MM N OF POLES: 10 180° CLAMPING YOKE CONNECTION CLAMPING RANGE MAX. : 1.5 MM² BOX | 1
27169 | 1687980000 | PCB PLUG-IN CONNECTOR FEMALE PLUG 3.50 MM N OF POLES: 12 180° CLAMPING YOKE CONNECTION CLAMPING RANGE MAX. : 1.5 MM² BOX | 1
27170 | 1688020000 | PCB PLUG-IN CONNECTOR FEMALE PLUG 3.50 MM N OF POLES: 16 180° CLAMPING YOKE CONNECTION CLAMPING RANGE MAX. : 1.5 MM² BOX | 1
27171 | 1688040000 | PCB PLUG-IN CONNECTOR FEMALE PLUG 3.50 MM N OF POLES: 18 180° CLAMPING YOKE CONNECTION CLAMPING RANGE MAX. : 1.5 MM² BOX | 1
27172 | 1688060000 | PCB PLUG-IN CONNECTOR FEMALE PLUG 3.50 MM N OF POLES: 20 180° CLAMPING YOKE CONNECTION CLAMPING RANGE MAX. : 1.5 MM² BOX | 1
27173 | 1688100000 | PCB PLUG-IN CONNECTOR FEMALE PLUG 3.50 MM N OF POLES: 24 180° CLAMPING YOKE CONNECTION CLAMPING RANGE MAX. : 1.5 MM² BOX | 1
27174 | 1690240000 | PCB PLUG-IN CONNECTOR FEMALE PLUG 3.50 MM N OF POLES: 7 180° TENSION-CLAMP CONNECTION CLAMPING RANGE MAX. : 1.5 MM² BOX | 1
27175 | 1690260000 | PCB PLUG-IN CONNECTOR FEMALE PLUG 3.50 MM N OF POLES: 9 180° TENSION-CLAMP CONNECTION CLAMPING RANGE MAX. : 1.5 MM² BOX | 1
27176 | 1690290000 | PCB PLUG-IN CONNECTOR FEMALE PLUG 3.50 MM N OF POLES: 12 180° TENSION-CLAMP CONNECTION CLAMPING RANGE MAX. : 1.5 MM² BOX | 1
27177 | 1690300000 | PCB PLUG-IN CONNECTOR FEMALE PLUG 3.50 MM N OF POLES: 13 180° TENSION-CLAMP CONNECTION CLAMPING RANGE MAX. : 1.5 MM² BOX | 1
27178 | 1690310000 | PCB PLUG-IN CONNECTOR FEMALE PLUG 3.50 MM N OF POLES: 14 180° TENSION-CLAMP CONNECTION CLAMPING RANGE MAX. : 1.5 MM² BOX | 1
27179 | 1690320000 | PCB PLUG-IN CONNECTOR FEMALE PLUG 3.50 MM N OF POLES: 15 180° TENSION-CLAMP CONNECTION CLAMPING RANGE MAX. : 1.5 MM² BOX | 1
27180 | 1690330000 | PCB PLUG-IN CONNECTOR FEMALE PLUG 3.50 MM N OF POLES: 16 180° TENSION-CLAMP CONNECTION CLAMPING RANGE MAX. : 1.5 MM² BOX | 1
27181 | 1690340000 | PCB PLUG-IN CONNECTOR FEMALE PLUG 3.50 MM N OF POLES: 17 180° TENSION-CLAMP CONNECTION CLAMPING RANGE MAX. : 1.5 MM² BOX | 1
27182 | 1690350000 | PCB PLUG-IN CONNECTOR FEMALE PLUG 3.50 MM N OF POLES: 18 180° TENSION-CLAMP CONNECTION CLAMPING RANGE MAX. : 1.5 MM² BOX | 1
27183 | 1690360000 | PCB PLUG-IN CONNECTOR FEMALE PLUG 3.50 MM N OF POLES: 19 180° TENSION-CLAMP CONNECTION CLAMPING RANGE MAX. : 1.5 MM² BOX | 1
27184 | 1690370000 | PCB PLUG-IN CONNECTOR FEMALE PLUG 3.50 MM N OF POLES: 20 180° TENSION-CLAMP CONNECTION CLAMPING RANGE MAX. : 1.5 MM² BOX | 1
27185 | 1690380000 | PCB PLUG-IN CONNECTOR FEMALE PLUG 3.50 MM N OF POLES: 21 180° TENSION-CLAMP CONNECTION CLAMPING RANGE MAX. : 1.5 MM² BOX | 1
27186 | 1690390000 | PCB PLUG-IN CONNECTOR FEMALE PLUG 3.50 MM N OF POLES: 22 180° TENSION-CLAMP CONNECTION CLAMPING RANGE MAX. : 1.5 MM² BOX | 1
27187 | 1690400000 | PCB PLUG-IN CONNECTOR FEMALE PLUG 3.50 MM N OF POLES: 23 180° TENSION-CLAMP CONNECTION CLAMPING RANGE MAX. : 1.5 MM² BOX | 1
27188 | 1690410000 | PCB PLUG-IN CONNECTOR FEMALE PLUG 3.50 MM N OF POLES: 24 180° TENSION-CLAMP CONNECTION CLAMPING RANGE MAX. : 1.5 MM² BOX | 1
27189 | 1690420000 | PCB PLUG-IN CONNECTOR FEMALE PLUG 3.50 MM N OF POLES: 2 180° TENSION-CLAMP CONNECTION CLAMPING RANGE MAX. : 1.5 MM² BOX | 1
27190 | 1690430000 | PCB PLUG-IN CONNECTOR FEMALE PLUG 3.50 MM N OF POLES: 3 180° TENSION-CLAMP CONNECTION CLAMPING RANGE MAX. : 1.5 MM² BOX | 1
27191 | 1690440000 | PCB PLUG-IN CONNECTOR FEMALE PLUG 3.50 MM N OF POLES: 4 180° TENSION-CLAMP CONNECTION CLAMPING RANGE MAX. : 1.5 MM² BOX | 1
27192 | 1690450000 | PCB PLUG-IN CONNECTOR FEMALE PLUG 3.50 MM N OF POLES: 5 180° TENSION-CLAMP CONNECTION CLAMPING RANGE MAX. : 1.5 MM² BOX | 1
27193 | 1690460000 | PCB PLUG-IN CONNECTOR FEMALE PLUG 3.50 MM N OF POLES: 6 180° TENSION-CLAMP CONNECTION CLAMPING RANGE MAX. : 1.5 MM² BOX | 1
27194 | 1690470000 | PCB PLUG-IN CONNECTOR FEMALE PLUG 3.50 MM N OF POLES: 7 180° TENSION-CLAMP CONNECTION CLAMPING RANGE MAX. : 1.5 MM² BOX | 1
27195 | 1690480000 | PCB PLUG-IN CONNECTOR FEMALE PLUG 3.50 MM N OF POLES: 8 180° TENSION-CLAMP CONNECTION CLAMPING RANGE MAX. : 1.5 MM² BOX | 1
27196 | 1690490000 | PCB PLUG-IN CONNECTOR FEMALE PLUG 3.50 MM N OF POLES: 9 180° TENSION-CLAMP CONNECTION CLAMPING RANGE MAX. : 1.5 MM² BOX | 1
27197 | 1690500000 | PCB PLUG-IN CONNECTOR FEMALE PLUG 3.50 MM N OF POLES: 10 180° TENSION-CLAMP CONNECTION CLAMPING RANGE MAX. : 1.5 MM² BOX | 1
27198 | 1690510000 | PCB PLUG-IN CONNECTOR FEMALE PLUG 3.50 MM N OF POLES: 11 180° TENSION-CLAMP CONNECTION CLAMPING RANGE MAX. : 1.5 MM² BOX | 1
27199 | 1690520000 | PCB PLUG-IN CONNECTOR FEMALE PLUG 3.50 MM N OF POLES: 12 180° TENSION-CLAMP CONNECTION CLAMPING RANGE MAX. : 1.5 MM² BOX | 1
27200 | 1690530000 | PCB PLUG-IN CONNECTOR FEMALE PLUG 3.50 MM N OF POLES: 13 180° TENSION-CLAMP CONNECTION CLAMPING RANGE MAX. : 1.5 MM² BOX | 1
27201 | 1690540000 | PCB PLUG-IN CONNECTOR FEMALE PLUG 3.50 MM N OF POLES: 14 180° TENSION-CLAMP CONNECTION CLAMPING RANGE MAX. : 1.5 MM² BOX | 1
27202 | 1690550000 | PCB PLUG-IN CONNECTOR FEMALE PLUG 3.50 MM N OF POLES: 15 180° TENSION-CLAMP CONNECTION CLAMPING RANGE MAX. : 1.5 MM² BOX | 1
27203 | 1690560000 | PCB PLUG-IN CONNECTOR FEMALE PLUG 3.50 MM N OF POLES: 16 180° TENSION-CLAMP CONNECTION CLAMPING RANGE MAX. : 1.5 MM² BOX | 1
27204 | 1690580000 | PCB PLUG-IN CONNECTOR FEMALE PLUG 3.50 MM N OF POLES: 18 180° TENSION-CLAMP CONNECTION CLAMPING RANGE MAX. : 1.5 MM² BOX | 1
27205 | 1690630000 | PCB PLUG-IN CONNECTOR FEMALE PLUG 3.50 MM N OF POLES: 23 180° TENSION-CLAMP CONNECTION CLAMPING RANGE MAX. : 1.5 MM² BOX | 1
27206 | 1690640000 | PCB PLUG-IN CONNECTOR FEMALE PLUG 3.50 MM N OF POLES: 24 180° TENSION-CLAMP CONNECTION CLAMPING RANGE MAX. : 1.5 MM² BOX | 1
27207 | 1690880000 | PCB PLUG-IN CONNECTOR FEMALE PLUG 3.50 MM N OF POLES: 2 180° TENSION-CLAMP CONNECTION CLAMPING RANGE MAX. : 1.5 MM² BOX | 1
27208 | 1690890000 | PCB PLUG-IN CONNECTOR FEMALE PLUG 3.50 MM N OF POLES: 3 180° TENSION-CLAMP CONNECTION CLAMPING RANGE MAX. : 1.5 MM² BOX | 1
27209 | 1690910000 | PCB PLUG-IN CONNECTOR FEMALE PLUG 3.50 MM N OF POLES: 5 180° TENSION-CLAMP CONNECTION CLAMPING RANGE MAX. : 1.5 MM² BOX | 1
27210 | 1690930000 | PCB PLUG-IN CONNECTOR FEMALE PLUG 3.50 MM N OF POLES: 7 180° TENSION-CLAMP CONNECTION CLAMPING RANGE MAX. : 1.5 MM² BOX | 1
27211 | 1690940000 | PCB PLUG-IN CONNECTOR FEMALE PLUG 3.50 MM N OF POLES: 8 180° TENSION-CLAMP CONNECTION CLAMPING RANGE MAX. : 1.5 MM² BOX | 1
27212 | 1690950000 | PCB PLUG-IN CONNECTOR FEMALE PLUG 3.50 MM N OF POLES: 9 180° TENSION-CLAMP CONNECTION CLAMPING RANGE MAX. : 1.5 MM² BOX | 1
27213 | 1690960000 | PCB PLUG-IN CONNECTOR FEMALE PLUG 3.50 MM N OF POLES: 10 180° TENSION-CLAMP CONNECTION CLAMPING RANGE MAX. : 1.5 MM² BOX | 1
27214 | 1690970000 | PCB PLUG-IN CONNECTOR FEMALE PLUG 3.50 MM N OF POLES: 11 180° TENSION-CLAMP CONNECTION CLAMPING RANGE MAX. : 1.5 MM² BOX | 1
27215 | 1690990000 | PCB PLUG-IN CONNECTOR FEMALE PLUG 3.50 MM N OF POLES: 13 180° TENSION-CLAMP CONNECTION CLAMPING RANGE MAX. : 1.5 MM² BOX | 1
27216 | 1691010000 | PCB PLUG-IN CONNECTOR FEMALE PLUG 3.50 MM N OF POLES: 15 180° TENSION-CLAMP CONNECTION CLAMPING RANGE MAX. : 1.5 MM² BOX | 1
27217 | 1691030000 | PCB PLUG-IN CONNECTOR FEMALE PLUG 3.50 MM N OF POLES: 17 180° TENSION-CLAMP CONNECTION CLAMPING RANGE MAX. : 1.5 MM² BOX | 1
27218 | 1691040000 | PCB PLUG-IN CONNECTOR FEMALE PLUG 3.50 MM N OF POLES: 18 180° TENSION-CLAMP CONNECTION CLAMPING RANGE MAX. : 1.5 MM² BOX | 1
27219 | 1691050000 | PCB PLUG-IN CONNECTOR FEMALE PLUG 3.50 MM N OF POLES: 19 180° TENSION-CLAMP CONNECTION CLAMPING RANGE MAX. : 1.5 MM² BOX | 1
27220 | 1691060000 | PCB PLUG-IN CONNECTOR FEMALE PLUG 3.50 MM N OF POLES: 20 180° TENSION-CLAMP CONNECTION CLAMPING RANGE MAX. : 1.5 MM² BOX | 1
27221 | 1691070000 | PCB PLUG-IN CONNECTOR FEMALE PLUG 3.50 MM N OF POLES: 21 180° TENSION-CLAMP CONNECTION CLAMPING RANGE MAX. : 1.5 MM² BOX | 1
27222 | 1691080000 | PCB PLUG-IN CONNECTOR FEMALE PLUG 3.50 MM N OF POLES: 22 180° TENSION-CLAMP CONNECTION CLAMPING RANGE MAX. : 1.5 MM² BOX | 1
27223 | 1691090000 | PCB PLUG-IN CONNECTOR FEMALE PLUG 3.50 MM N OF POLES: 23 180° TENSION-CLAMP CONNECTION CLAMPING RANGE MAX. : 1.5 MM² BOX | 1
27224 | 1691100000 | PCB PLUG-IN CONNECTOR FEMALE PLUG 3.50 MM N OF POLES: 24 180° TENSION-CLAMP CONNECTION CLAMPING RANGE MAX. : 1.5 MM² BOX | 1
27225 | 1691110000 | PCB PLUG-IN CONNECTOR FEMALE PLUG 3.50 MM N OF POLES: 2 180° TENSION-CLAMP CONNECTION CLAMPING RANGE MAX. : 1.5 MM² BOX | 1
27226 | 1691120000 | PCB PLUG-IN CONNECTOR FEMALE PLUG 3.50 MM N OF POLES: 3 180° TENSION-CLAMP CONNECTION CLAMPING RANGE MAX. : 1.5 MM² BOX | 1
27227 | 1691130000 | PCB PLUG-IN CONNECTOR FEMALE PLUG 3.50 MM N OF POLES: 4 180° TENSION-CLAMP CONNECTION CLAMPING RANGE MAX. : 1.5 MM² BOX | 1
27228 | 1691140000 | PCB PLUG-IN CONNECTOR FEMALE PLUG 3.50 MM N OF POLES: 5 180° TENSION-CLAMP CONNECTION CLAMPING RANGE MAX. : 1.5 MM² BOX | 1
27229 | 1691150000 | PCB PLUG-IN CONNECTOR FEMALE PLUG 3.50 MM N OF POLES: 6 180° TENSION-CLAMP CONNECTION CLAMPING RANGE MAX. : 1.5 MM² BOX | 1
27230 | 1691160000 | PCB PLUG-IN CONNECTOR FEMALE PLUG 3.50 MM N OF POLES: 7 180° TENSION-CLAMP CONNECTION CLAMPING RANGE MAX. : 1.5 MM² BOX | 1
27231 | 1691180000 | PCB PLUG-IN CONNECTOR FEMALE PLUG 3.50 MM N OF POLES: 9 180° TENSION-CLAMP CONNECTION CLAMPING RANGE MAX. : 1.5 MM² BOX | 1
27232 | 1691200000 | PCB PLUG-IN CONNECTOR FEMALE PLUG 3.50 MM N OF POLES: 11 180° TENSION-CLAMP CONNECTION CLAMPING RANGE MAX. : 1.5 MM² BOX | 1
27233 | 1691210000 | PCB PLUG-IN CONNECTOR FEMALE PLUG 3.50 MM N OF POLES: 12 180° TENSION-CLAMP CONNECTION CLAMPING RANGE MAX. : 1.5 MM² BOX | 1
27234 | 1691230000 | PCB PLUG-IN CONNECTOR FEMALE PLUG 3.50 MM N OF POLES: 14 180° TENSION-CLAMP CONNECTION CLAMPING RANGE MAX. : 1.5 MM² BOX | 1
27235 | 1691240000 | PCB PLUG-IN CONNECTOR FEMALE PLUG 3.50 MM N OF POLES: 15 180° TENSION-CLAMP CONNECTION CLAMPING RANGE MAX. : 1.5 MM² BOX | 1
27236 | 1691250000 | PCB PLUG-IN CONNECTOR FEMALE PLUG 3.50 MM N OF POLES: 16 180° TENSION-CLAMP CONNECTION CLAMPING RANGE MAX. : 1.5 MM² BOX | 1
27237 | 1691260000 | PCB PLUG-IN CONNECTOR FEMALE PLUG 3.50 MM N OF POLES: 17 180° TENSION-CLAMP CONNECTION CLAMPING RANGE MAX. : 1.5 MM² BOX | 1
27238 | 1691270000 | PCB PLUG-IN CONNECTOR FEMALE PLUG 3.50 MM N OF POLES: 18 180° TENSION-CLAMP CONNECTION CLAMPING RANGE MAX. : 1.5 MM² BOX | 1
27239 | 1691290000 | PCB PLUG-IN CONNECTOR FEMALE PLUG 3.50 MM N OF POLES: 20 180° TENSION-CLAMP CONNECTION CLAMPING RANGE MAX. : 1.5 MM² BOX | 1
27240 | 1691300000 | PCB PLUG-IN CONNECTOR FEMALE PLUG 3.50 MM N OF POLES: 21 180° TENSION-CLAMP CONNECTION CLAMPING RANGE MAX. : 1.5 MM² BOX | 1
27241 | 1691320000 | PCB PLUG-IN CONNECTOR FEMALE PLUG 3.50 MM N OF POLES: 23 180° TENSION-CLAMP CONNECTION CLAMPING RANGE MAX. : 1.5 MM² BOX | 1
27242 | 1691330000 | PCB PLUG-IN CONNECTOR FEMALE PLUG 3.50 MM N OF POLES: 24 180° TENSION-CLAMP CONNECTION CLAMPING RANGE MAX. : 1.5 MM² BOX | 1
27243 | 1691570000 | PCB PLUG-IN CONNECTOR FEMALE PLUG 3.50 MM N OF POLES: 2 180° TENSION-CLAMP CONNECTION CLAMPING RANGE MAX. : 1.5 MM² BOX | 1
27244 | 1691580000 | PCB PLUG-IN CONNECTOR FEMALE PLUG 3.50 MM N OF POLES: 3 180° TENSION-CLAMP CONNECTION CLAMPING RANGE MAX. : 1.5 MM² BOX | 1
27245 | 1691590000 | PCB PLUG-IN CONNECTOR FEMALE PLUG 3.50 MM N OF POLES: 4 180° TENSION-CLAMP CONNECTION CLAMPING RANGE MAX. : 1.5 MM² BOX | 1
27246 | 1691600000 | PCB PLUG-IN CONNECTOR FEMALE PLUG 3.50 MM N OF POLES: 5 180° TENSION-CLAMP CONNECTION CLAMPING RANGE MAX. : 1.5 MM² BOX | 1
27247 | 1691610000 | PCB PLUG-IN CONNECTOR FEMALE PLUG 3.50 MM N OF POLES: 6 180° TENSION-CLAMP CONNECTION CLAMPING RANGE MAX. : 1.5 MM² BOX | 1
27248 | 1691620000 | PCB PLUG-IN CONNECTOR FEMALE PLUG 3.50 MM N OF POLES: 7 180° TENSION-CLAMP CONNECTION CLAMPING RANGE MAX. : 1.5 MM² BOX | 1
27249 | 1691630000 | PCB PLUG-IN CONNECTOR FEMALE PLUG 3.50 MM N OF POLES: 8 180° TENSION-CLAMP CONNECTION CLAMPING RANGE MAX. : 1.5 MM² BOX | 1
27250 | 1691640000 | PCB PLUG-IN CONNECTOR FEMALE PLUG 3.50 MM N OF POLES: 9 180° TENSION-CLAMP CONNECTION CLAMPING RANGE MAX. : 1.5 MM² BOX | 1
27251 | 1691650000 | PCB PLUG-IN CONNECTOR FEMALE PLUG 3.50 MM N OF POLES: 10 180° TENSION-CLAMP CONNECTION CLAMPING RANGE MAX. : 1.5 MM² BOX | 1
27252 | 1691670000 | PCB PLUG-IN CONNECTOR FEMALE PLUG 3.50 MM N OF POLES: 12 180° TENSION-CLAMP CONNECTION CLAMPING RANGE MAX. : 1.5 MM² BOX | 1
27253 | 1691690000 | PCB PLUG-IN CONNECTOR FEMALE PLUG 3.50 MM N OF POLES: 14 180° TENSION-CLAMP CONNECTION CLAMPING RANGE MAX. : 1.5 MM² BOX | 1
27254 | 1691700000 | PCB PLUG-IN CONNECTOR FEMALE PLUG 3.50 MM N OF POLES: 15 180° TENSION-CLAMP CONNECTION CLAMPING RANGE MAX. : 1.5 MM² BOX | 1
27255 | 1691710000 | PCB PLUG-IN CONNECTOR FEMALE PLUG 3.50 MM N OF POLES: 16 180° TENSION-CLAMP CONNECTION CLAMPING RANGE MAX. : 1.5 MM² BOX | 1
27256 | 1691730000 | PCB PLUG-IN CONNECTOR FEMALE PLUG 3.50 MM N OF POLES: 18 180° TENSION-CLAMP CONNECTION CLAMPING RANGE MAX. : 1.5 MM² BOX | 1
27257 | 1691740000 | PCB PLUG-IN CONNECTOR FEMALE PLUG 3.50 MM N OF POLES: 19 180° TENSION-CLAMP CONNECTION CLAMPING RANGE MAX. : 1.5 MM² BOX | 1
27258 | 1691750000 | PCB PLUG-IN CONNECTOR FEMALE PLUG 3.50 MM N OF POLES: 20 180° TENSION-CLAMP CONNECTION CLAMPING RANGE MAX. : 1.5 MM² BOX | 1
27259 | 1691790000 | PCB PLUG-IN CONNECTOR FEMALE PLUG 3.50 MM N OF POLES: 24 180° TENSION-CLAMP CONNECTION CLAMPING RANGE MAX. : 1.5 MM² BOX | 1
27260 | 1691800000 | PCB PLUG-IN CONNECTOR FEMALE PLUG 3.50 MM N OF POLES: 2 180° TENSION-CLAMP CONNECTION CLAMPING RANGE MAX. : 1.5 MM² BOX | 1
27261 | 1691810000 | PCB PLUG-IN CONNECTOR FEMALE PLUG 3.50 MM N OF POLES: 3 180° TENSION-CLAMP CONNECTION CLAMPING RANGE MAX. : 1.5 MM² BOX | 1
27262 | 1691820000 | PCB PLUG-IN CONNECTOR FEMALE PLUG 3.50 MM N OF POLES: 4 180° TENSION-CLAMP CONNECTION CLAMPING RANGE MAX. : 1.5 MM² BOX | 1
27263 | 1691830000 | PCB PLUG-IN CONNECTOR FEMALE PLUG 3.50 MM N OF POLES: 5 180° TENSION-CLAMP CONNECTION CLAMPING RANGE MAX. : 1.5 MM² BOX | 1
27264 | 1691840000 | PCB PLUG-IN CONNECTOR FEMALE PLUG 3.50 MM N OF POLES: 6 180° TENSION-CLAMP CONNECTION CLAMPING RANGE MAX. : 1.5 MM² BOX | 1
27265 | 1691860000 | PCB PLUG-IN CONNECTOR FEMALE PLUG 3.50 MM N OF POLES: 8 180° TENSION-CLAMP CONNECTION CLAMPING RANGE MAX. : 1.5 MM² BOX | 1
27266 | 1691900000 | PCB PLUG-IN CONNECTOR FEMALE PLUG 3.50 MM N OF POLES: 12 180° TENSION-CLAMP CONNECTION CLAMPING RANGE MAX. : 1.5 MM² BOX | 1
27267 | 1691930000 | PCB PLUG-IN CONNECTOR FEMALE PLUG 3.50 MM N OF POLES: 15 180° TENSION-CLAMP CONNECTION CLAMPING RANGE MAX. : 1.5 MM² BOX | 1
27268 | 1691940000 | PCB PLUG-IN CONNECTOR FEMALE PLUG 3.50 MM N OF POLES: 16 180° TENSION-CLAMP CONNECTION CLAMPING RANGE MAX. : 1.5 MM² BOX | 1
27269 | 1691960000 | PCB PLUG-IN CONNECTOR FEMALE PLUG 3.50 MM N OF POLES: 18 180° TENSION-CLAMP CONNECTION CLAMPING RANGE MAX. : 1.5 MM² BOX | 1
27270 | 1691970000 | PCB PLUG-IN CONNECTOR FEMALE PLUG 3.50 MM N OF POLES: 19 180° TENSION-CLAMP CONNECTION CLAMPING RANGE MAX. : 1.5 MM² BOX | 1
27271 | 1692020000 | PCB PLUG-IN CONNECTOR FEMALE PLUG 3.50 MM N OF POLES: 24 180° TENSION-CLAMP CONNECTION CLAMPING RANGE MAX. : 1.5 MM² BOX | 1
27272 | 1698160000 | Z-SERIES FEED-THROUGH TERMINAL MULTI-TIER MODULAR TERMINAL RATED CROSS-SECTION: 1.5 MM² TENSION-CLAMP CONNECTION DARK | 7
27273 | 1698161001 | Z-SERIES FEED-THROUGH TERMINAL MULTI-TIER MODULAR TERMINAL RATED CROSS-SECTION: 1.5 MM² TENSION-CLAMP CONNECTION DIRECT MOUNTING | 18
27274 | 1698170000 | Z-SERIES FEED-THROUGH TERMINAL MULTI-TIER MODULAR TERMINAL RATED CROSS-SECTION: 1.5 MM² TENSION-CLAMP CONNECTION DARK | 7
27275 | 1699610000 | Z-SERIES FEED-THROUGH TERMINAL DOUBLE-TIER TERMINAL RATED CROSS-SECTION: 2.5 MM² TENSION-CLAMP CONNECTION DARK | 7
27276 | 1730940000 | FEED-THROUGH TERMINAL SCREW CONNECTION 2.5 MM² 800 V 24 A DARK | 10
27277 | 1781720000 | FEED-THROUGH TERMINAL SCREW CONNECTION 2.5 MM² 800 V 24 A DARK | 10
27278 | 1781730000 | FEED-THROUGH TERMINAL SCREW CONNECTION 4 MM² 800 V 24 A DARK | 10
27279 | 1781740000 | FEED-THROUGH TERMINAL SCREW CONNECTION 6 MM² 800 V 41 A DARK | 10
27280 | 1781750000 | FEED-THROUGH TERMINAL SCREW CONNECTION 10 MM² 1000 V 57 A DARK | 10
27281 | 1802780000 | FEED-THROUGH TERMINAL SCREW CONNECTION 240 MM² 1000 V 415 A DARK | 10
27282 | 1815070000 | Z-SERIES FEED-THROUGH TERMINAL RATED CROSS-SECTION: 2.5 MM² TENSION-CLAMP CONNECTION DARK | 7
27283 | 1815090000 | Z-SERIES FEED-THROUGH TERMINAL RATED CROSS-SECTION: 2.5 MM² TENSION-CLAMP CONNECTION DARK | 7
27284 | 1815100000 | Z-SERIES PE TERMINAL RATED CROSS-SECTION: 2.5 MM² TENSION-CLAMP CONNECTION GREEN/ | 7
27285 | 1815110000 | Z-SERIES FEED-THROUGH TERMINAL RATED CROSS-SECTION: 2.5 MM² TENSION-CLAMP CONNECTION DARK | 7
27286 | 1815120000 | Z-SERIES PE TERMINAL RATED CROSS-SECTION: 2.5 MM² TENSION-CLAMP CONNECTION GREEN/ | 7
27287 | 1815130000 | Z-SERIES FEED-THROUGH TERMINAL RATED CROSS-SECTION: 2.5 MM² PLUG-IN CONNECTION DARK | 7
27288 | 1815140000 | Z-SERIES PE TERMINAL RATED CROSS-SECTION: 2.5 MM² TENSION-CLAMP CONNECTION GREEN/ | 7
27289 | 1815150000 | Z-SERIES DOUBLE-TIER TERMINAL RATED CROSS-SECTION: 2.5 MM² TENSION-CLAMP CONNECTION DARK | 7
27290 | 1815160000 | Z-SERIES DOUBLE-TIER TERMINAL RATED CROSS-SECTION: 2.5 MM² TENSION-CLAMP CONNECTION DARK | 7
27291 | 1815170000 | Z-SERIES DOUBLE-TIER TERMINAL RATED CROSS-SECTION: 2.5 MM² TENSION-CLAMP CONNECTION GREEN/ | 7
27292 | 1815180000 | Z-SERIES PLUG-IN CONNECTOR DIRECT MOUNTING | 18
27293 | 1815190000 | Z-SERIES PLUG-IN CONNECTOR DARK DIRECT MOUNTING | 18
27294 | 1815200000 | Z-SERIES PLUG-IN CONNECTOR DARK DIRECT MOUNTING | 18
27295 | 1815210000 | Z-SERIES PLUG-IN CONNECTOR DARK DIRECT MOUNTING | 18
27296 | 1815220000 | Z-SERIES PLUG-IN CONNECTOR DARK DIRECT MOUNTING | 18
27297 | 1815230000 | Z-SERIES PLUG-IN CONNECTOR DARK DIRECT MOUNTING | 18
27298 | 1815240000 | Z-SERIES PLUG-IN CONNECTOR DARK DIRECT MOUNTING | 18
27299 | 1815250000 | Z-SERIES PLUG-IN CONNECTOR DARK DIRECT MOUNTING | 18
27300 | 1815260000 | Z-SERIES PLUG-IN CONNECTOR DARK DIRECT MOUNTING | 18
27301 | 1815270000 | Z-SERIES PLUG-IN CONNECTOR DARK DIRECT MOUNTING | 18
27302 | 1815280000 | Z-SERIES PLUG-IN CONNECTOR DARK DIRECT MOUNTING | 18
27303 | 1815290000 | Z-SERIES PLUG-IN CONNECTOR DARK DIRECT MOUNTING | 18
27304 | 1815300000 | Z-SERIES PLUG-IN CONNECTOR DARK DIRECT MOUNTING | 18
27305 | 1815310000 | Z-SERIES PLUG-IN CONNECTOR DARK DIRECT MOUNTING | 18
27306 | 1815320000 | Z-SERIES PLUG-IN CONNECTOR DARK DIRECT MOUNTING | 18
27307 | 1815330000 | Z-SERIES PLUG-IN CONNECTOR DARK DIRECT MOUNTING | 18
27308 | 1815340000 | Z-SERIES PLUG-IN CONNECTOR DARK DIRECT MOUNTING | 18
27309 | 1815350000 | Z-SERIES PLUG-IN CONNECTOR DARK DIRECT MOUNTING | 18
27310 | 1815430000 | Z-SERIES PLUG-IN CONNECTOR DARK DIRECT MOUNTING | 18
27311 | 1815440000 | Z-SERIES PLUG-IN CONNECTOR DARK DIRECT MOUNTING | 18
27312 | 1815450000 | Z-SERIES PLUG-IN CONNECTOR DARK DIRECT MOUNTING | 18
27313 | 1815500000 | Z-SERIES PLUG-IN CONNECTOR DARK DIRECT MOUNTING | 18
27314 | 1815510000 | Z-SERIES PLUG-IN CONNECTOR DARK DIRECT MOUNTING | 18
27315 | 1815520000 | Z-SERIES PLUG-IN CONNECTOR DARK DIRECT MOUNTING | 18
27316 | 1815530000 | Z-SERIES PLUG-IN CONNECTOR DARK DIRECT MOUNTING | 18
27317 | 1815540000 | Z-SERIES PLUG-IN CONNECTOR DARK DIRECT MOUNTING | 18
27318 | 1815550000 | Z-SERIES PLUG-IN CONNECTOR DARK DIRECT MOUNTING | 18
27319 | 1815560000 | Z-SERIES PLUG-IN CONNECTOR DARK DIRECT MOUNTING | 18
27320 | 1815570000 | Z-SERIES PLUG-IN CONNECTOR DARK DIRECT MOUNTING | 18
27321 | 1815590000 | Z-SERIES PLUG-IN CONNECTOR DARK DIRECT MOUNTING | 18
27322 | 1815600000 | Z-SERIES PLUG-IN CONNECTOR DARK DIRECT MOUNTING | 18
27323 | 1815610000 | Z-SERIES PLUG-IN CONNECTOR DARK DIRECT MOUNTING | 18
27324 | 1815620000 | Z-SERIES PLUG-IN CONNECTOR DARK DIRECT MOUNTING | 18
27325 | 1815730000 | Z-SERIES PLUG-IN CONNECTOR DARK DIRECT MOUNTING | 18
27326 | 1815740000 | Z-SERIES PLUG-IN CONNECTOR DARK DIRECT MOUNTING | 18
27327 | 1815750000 | Z-SERIES PLUG-IN CONNECTOR DARK DIRECT MOUNTING | 18
27328 | 1815760000 | Z-SERIES PLUG-IN CONNECTOR DARK DIRECT MOUNTING | 18
27329 | 1815770000 | Z-SERIES PLUG-IN CONNECTOR DARK DIRECT MOUNTING | 18
27330 | 1815780000 | Z-SERIES PLUG-IN CONNECTOR DARK DIRECT MOUNTING | 18
27331 | 1815790000 | Z-SERIES PLUG-IN CONNECTOR DARK DIRECT MOUNTING | 18
27332 | 1815800000 | Z-SERIES PLUG-IN CONNECTOR DARK DIRECT MOUNTING | 18
27333 | 1815810000 | Z-SERIES PLUG-IN CONNECTOR DARK DIRECT MOUNTING | 18
27334 | 1815820000 | Z-SERIES PLUG-IN CONNECTOR DARK DIRECT MOUNTING | 18
27335 | 1815840000 | Z-SERIES PLUG-IN CONNECTOR DARK DIRECT MOUNTING | 18
27336 | 1815870000 | Z-SERIES PLUG-IN CONNECTOR DARK DIRECT MOUNTING | 18
27337 | 1815880000 | Z-SERIES PLUG-IN CONNECTOR DARK DIRECT MOUNTING | 18
27338 | 1820570000 | Z-SERIES PLUG-IN CONNECTOR GREEN DIRECT MOUNTING | 18
27339 | 1820580000 | Z-SERIES PLUG-IN CONNECTOR GREEN DIRECT MOUNTING | 18
27340 | 1822210000 | FEED-THROUGH TERMINAL SCREW CONNECTION 240 MM² 1000 V 415 A | 10
27341 | 1833340000 | FEED-THROUGH TERMINAL SCREW CONNECTION 10 MM² 1000 V 57 A GREEN | 10
27342 | 1833380000 | FEED-THROUGH TERMINAL SCREW CONNECTION 10 MM² 1000 V 57 A | 10
27343 | 1833400000 | FEED-THROUGH TERMINAL SCREW CONNECTION 16 MM² 1000 V 76 A | 10
27344 | 1833420000 | FEED-THROUGH TERMINAL SCREW CONNECTION 16 MM² 1000 V 76 A | 10
27345 | 1833460000 | FEED-THROUGH TERMINAL SCREW CONNECTION 16 MM² 1000 V 76 A BROWN | 10
27346 | 1833600000 | TEST-DISCONNECT TERMINAL SCREW CONNECTION 2.5 MM² 500 V 24 A WITHOUT DARK | 36
27347 | 1833640000 | TEST-DISCONNECT TERMINAL SCREW CONNECTION 2.5 MM² 500 V 24 A WITHOUT DARK | 36
27348 | 1833830000 | FEED-THROUGH TERMINAL SCREW CONNECTION 2.5 MM² 800 V 24 A | 10
27349 | 1833840000 | FEED-THROUGH TERMINAL SCREW CONNECTION 2.5 MM² 800 V 24 A | 10
27350 | 1833890000 | FEED-THROUGH TERMINAL SCREW CONNECTION 2.5 MM² 800 V 24 A | 10
27351 | 1848330000 | Z-SERIES PE TERMINAL RATED CROSS-SECTION: 4 MM² PLUG-IN CONNECTION GREEN | 7
27352 | 1848340000 | Z-SERIES PLUG-IN CONNECTOR DIRECT MOUNTING | 18
27353 | 1848350000 | Z-SERIES FEED-THROUGH TERMINAL RATED CROSS-SECTION: 4 MM² PLUG-IN CONNECTION DARK | 7
27354 | 1848360000 | Z-SERIES END PLATE PARTITION PLATE | 46
27355 | 1854960000 | Z-SERIES FEED-THROUGH TERMINAL RATED CROSS-SECTION: 4 MM² TENSION-CLAMP CONNECTION DARK | 7
27356 | 1854970000 | Z-SERIES PE TERMINAL RATED CROSS-SECTION: 4 MM² PLUG-IN CONNECTION GREEN | 7
27357 | 1854980000 | Z-SERIES PLUG-IN CONNECTOR GREEN DIRECT MOUNTING | 18
27358 | 1854990000 | Z-SERIES PLUG-IN CONNECTOR DIRECT MOUNTING | 18
27359 | 1855000000 | Z-SERIES PLUG-IN CONNECTOR DIRECT MOUNTING | 18
27360 | 1855010000 | Z-SERIES PLUG-IN CONNECTOR DIRECT MOUNTING | 18
27361 | 1855020000 | Z-SERIES PLUG-IN CONNECTOR DIRECT MOUNTING | 18
27362 | 1855030000 | Z-SERIES PLUG-IN CONNECTOR DIRECT MOUNTING | 18
27363 | 1855040000 | Z-SERIES PLUG-IN CONNECTOR DIRECT MOUNTING | 18
27364 | 1855050000 | Z-SERIES PLUG-IN CONNECTOR DIRECT MOUNTING | 18
27365 | 1855060000 | Z-SERIES PLUG-IN CONNECTOR DIRECT MOUNTING | 18
27366 | 1855070000 | Z-SERIES PLUG-IN CONNECTOR DIRECT MOUNTING | 18
27367 | 1855080000 | Z-SERIES PLUG-IN CONNECTOR DIRECT MOUNTING | 18
27368 | 1855090000 | Z-SERIES PLUG-IN CONNECTOR DIRECT MOUNTING | 18
27369 | 1855100000 | Z-SERIES PLUG-IN CONNECTOR DIRECT MOUNTING | 18
27370 | 1855110000 | Z-SERIES PLUG-IN CONNECTOR DIRECT MOUNTING | 18
27371 | 1855220000 | Z-SERIES END PLATE PARTITION PLATE | 46
27372 | 1855230000 | Z-SERIES END PLATE PARTITION PLATE | 46
27373 | 1855250000 | Z-SERIES LOCKING CLIPS DIRECT MOUNTING | 966
27374 | 1855260000 | Z-SERIES STRAIN RELIEF DIRECT MOUNTING | 1197
27375 | 1865510000 | Z-SERIES TEST-DISCONNECT TERMINAL RATED CROSS-SECTION: 2.5 MM² TENSION-CLAMP CONNECTION DARK | 7
27376 | 1865880000 | Z-SERIES COUPLING RATED CROSS-SECTION: 2.5 MM² PLUG-IN CONNECTION DIRECT MOUNTING | 18
27377 | 1865890000 | Z-SERIES COUPLING RATED CROSS-SECTION: 2.5 MM² PLUG-IN CONNECTION GREEN DIRECT MOUNTING | 18
27378 | 1865900000 | Z-SERIES COUPLING RATED CROSS-SECTION: 2.5 MM² PLUG-IN CONNECTION DIRECT MOUNTING | 18
27379 | 1865910000 | Z-SERIES COUPLING RATED CROSS-SECTION: 2.5 MM² PLUG-IN CONNECTION DIRECT MOUNTING | 18
27380 | 1865920000 | Z-SERIES COUPLING RATED CROSS-SECTION: 2.5 MM² PLUG-IN CONNECTION DIRECT MOUNTING | 18
27381 | 1865930000 | Z-SERIES COUPLING RATED CROSS-SECTION: 2.5 MM² PLUG-IN CONNECTION DIRECT MOUNTING | 18
27382 | 1865940000 | Z-SERIES COUPLING RATED CROSS-SECTION: 2.5 MM² PLUG-IN CONNECTION DIRECT MOUNTING | 18
27383 | 1865950000 | Z-SERIES COUPLING RATED CROSS-SECTION: 2.5 MM² PLUG-IN CONNECTION DIRECT MOUNTING | 18
27384 | 1865960000 | Z-SERIES COUPLING RATED CROSS-SECTION: 2.5 MM² PLUG-IN CONNECTION DIRECT MOUNTING | 18
27385 | 1865970000 | Z-SERIES COUPLING RATED CROSS-SECTION: 2.5 MM² PLUG-IN CONNECTION DIRECT MOUNTING | 18
27386 | 1865980000 | Z-SERIES COUPLING RATED CROSS-SECTION: 2.5 MM² PLUG-IN CONNECTION | 18
27387 | 1866000000 | Z-SERIES COUPLING RATED CROSS-SECTION: 2.5 MM² PLUG-IN CONNECTION DIRECT MOUNTING | 18
27388 | 1866020000 | Z-SERIES COUPLING RATED CROSS-SECTION: 2.5 MM² PLUG-IN CONNECTION DIRECT MOUNTING | 18
27389 | 1866030000 | Z-SERIES COUPLING RATED CROSS-SECTION: 2.5 MM² PLUG-IN CONNECTION DIRECT MOUNTING | 18
27390 | 1866040000 | Z-SERIES COUPLING RATED CROSS-SECTION: 2.5 MM² PLUG-IN CONNECTION DIRECT MOUNTING | 18
27391 | 1867090000 | Z-SERIES PLUG-IN CONNECTOR DIRECT MOUNTING | 18
27392 | 1867100000 | Z-SERIES PLUG-IN CONNECTOR DIRECT MOUNTING | 18
27393 | 1867110000 | Z-SERIES PLUG-IN CONNECTOR DIRECT MOUNTING | 18
27394 | 1867120000 | Z-SERIES PLUG-IN CONNECTOR DIRECT MOUNTING | 18
27395 | 1867130000 | Z-SERIES PLUG-IN CONNECTOR DIRECT MOUNTING | 18
27396 | 1867140000 | Z-SERIES PLUG-IN CONNECTOR DIRECT MOUNTING | 18
27397 | 1867150000 | Z-SERIES PLUG-IN CONNECTOR DIRECT MOUNTING | 18
27398 | 1867160000 | Z-SERIES PLUG-IN CONNECTOR DIRECT MOUNTING | 18
27399 | 1867170000 | Z-SERIES PLUG-IN CONNECTOR DIRECT MOUNTING | 18
27400 | 1867180000 | Z-SERIES PLUG-IN CONNECTOR DIRECT MOUNTING | 18
27401 | 1867190000 | Z-SERIES PLUG-IN CONNECTOR DIRECT MOUNTING | 18
27402 | 1867200000 | Z-SERIES PLUG-IN CONNECTOR DIRECT MOUNTING | 18
27403 | 1867210000 | Z-SERIES PLUG-IN CONNECTOR DIRECT MOUNTING | 18
27404 | 1867220000 | Z-SERIES PLUG-IN CONNECTOR DIRECT MOUNTING | 18
27405 | 1867240000 | Z-SERIES PLUG-IN CONNECTOR DIRECT MOUNTING | 18
27406 | 1886550000 | W-SERIES FUSE TERMINAL RATED CROSS-SECTION: 4 MM² SCREW CONNECTION | 7
27407 | 1886560000 | W-SERIES FUSE TERMINAL RATED CROSS-SECTION: 4 MM² SCREW CONNECTION | 7
27408 | 1886570000 | W-SERIES FUSE TERMINAL RATED CROSS-SECTION: 4 MM² SCREW CONNECTION | 7
27409 | 1886580000 | W-SERIES FUSE TERMINAL RATED CROSS-SECTION: 4 MM² SCREW CONNECTION | 7
27410 | 1886590000 | W-SERIES FUSE TERMINAL RATED CROSS-SECTION: 4 MM² SCREW CONNECTION | 7
27411 | 1896230000 | FEED-THROUGH TERMINAL PUSH IN 4 MM² 800 V 32 A | 15
27412 | 1906960000 | Z-SERIES FEED-THROUGH TERMINAL MULTI-TIER MODULAR TERMINAL RATED CROSS-SECTION: 2.5 MM² TENSION-CLAMP CONNECTION | 7
27413 | 1906970000 | Z-SERIES FEED-THROUGH TERMINAL MULTI-TIER MODULAR TERMINAL RATED CROSS-SECTION: 2.5 MM² TENSION-CLAMP CONNECTION DARK | 7
27414 | 6382680000 | PRINTED CIRCUIT BOARD TERMINALS ACCESSORIES CROSS-CONNECTOR N OF POLES: 2 | 311
27415 | 6382690000 | PRINTED CIRCUIT BOARD TERMINALS ACCESSORIES CROSS-CONNECTOR N OF POLES: 2 | 311
27416 | 9203060000 | W-SERIES FEED-THROUGH TERMINAL RATED CROSS-SECTION: 4 MM² SCREW CONNECTION | 7
27417 | 9500410000 | PRINTED CIRCUIT BOARD TERMINALS 5.00 MM N OF POLES: 2 180° SOLDER PIN LENGTH (L): 3.5 MM TINNED ORANGE FLAT-BLADE CONNECTION BOX | 0
27418 | 9500420000 | PRINTED CIRCUIT BOARD TERMINALS 5.00 MM N OF POLES: 3 180° SOLDER PIN LENGTH (L): 3.5 MM TINNED ORANGE FLAT-BLADE CONNECTION BOX | 0
27419 | 9500430000 | PRINTED CIRCUIT BOARD TERMINALS 5.00 MM N OF POLES: 4 180° SOLDER PIN LENGTH (L): 3.5 MM TINNED ORANGE FLAT-BLADE CONNECTION BOX | 0
27420 | 9500440000 | PRINTED CIRCUIT BOARD TERMINALS 5.00 MM N OF POLES: 5 180° SOLDER PIN LENGTH (L): 3.5 MM TINNED ORANGE FLAT-BLADE CONNECTION BOX | 0
27421 | 9500450000 | PRINTED CIRCUIT BOARD TERMINALS 5.00 MM N OF POLES: 6 180° SOLDER PIN LENGTH (L): 3.5 MM TINNED ORANGE FLAT-BLADE CONNECTION BOX | 0
27422 | 9500460000 | PRINTED CIRCUIT BOARD TERMINALS 5.00 MM N OF POLES: 7 180° SOLDER PIN LENGTH (L): 3.5 MM TINNED ORANGE FLAT-BLADE CONNECTION BOX | 0
27423 | 9500470000 | PRINTED CIRCUIT BOARD TERMINALS 5.00 MM N OF POLES: 8 180° SOLDER PIN LENGTH (L): 3.5 MM TINNED ORANGE FLAT-BLADE CONNECTION BOX | 0
27424 | 9500480000 | PRINTED CIRCUIT BOARD TERMINALS 5.00 MM N OF POLES: 9 180° SOLDER PIN LENGTH (L): 3.5 MM TINNED ORANGE FLAT-BLADE CONNECTION BOX | 0
27425 | 9500490000 | PRINTED CIRCUIT BOARD TERMINALS 5.00 MM N OF POLES: 10 180° SOLDER PIN LENGTH (L): 3.5 MM TINNED ORANGE FLAT-BLADE CONNECTION BOX | 0
27426 | 9500510000 | PRINTED CIRCUIT BOARD TERMINALS 5.00 MM N OF POLES: 11 180° SOLDER PIN LENGTH (L): 3.5 MM TINNED ORANGE FLAT-BLADE CONNECTION BOX | 0
27427 | 9500520000 | PRINTED CIRCUIT BOARD TERMINALS 5.00 MM N OF POLES: 12 180° SOLDER PIN LENGTH (L): 3.5 MM TINNED ORANGE FLAT-BLADE CONNECTION BOX | 0
27428 | 9500530000 | PRINTED CIRCUIT BOARD TERMINALS 5.00 MM N OF POLES: 13 180° SOLDER PIN LENGTH (L): 3.5 MM TINNED ORANGE FLAT-BLADE CONNECTION BOX | 0
27429 | 9500540000 | PRINTED CIRCUIT BOARD TERMINALS 5.00 MM N OF POLES: 14 180° SOLDER PIN LENGTH (L): 3.5 MM TINNED ORANGE FLAT-BLADE CONNECTION BOX | 0
27430 | 9500550000 | PRINTED CIRCUIT BOARD TERMINALS 5.00 MM N OF POLES: 15 180° SOLDER PIN LENGTH (L): 3.5 MM TINNED ORANGE FLAT-BLADE CONNECTION BOX | 0
27431 | 9500560000 | PRINTED CIRCUIT BOARD TERMINALS 5.00 MM N OF POLES: 16 180° SOLDER PIN LENGTH (L): 3.5 MM TINNED ORANGE FLAT-BLADE CONNECTION BOX | 0
27432 | 9500570000 | PRINTED CIRCUIT BOARD TERMINALS 5.00 MM N OF POLES: 17 180° SOLDER PIN LENGTH (L): 3.5 MM TINNED ORANGE FLAT-BLADE CONNECTION BOX | 0
27433 | 9500580000 | PRINTED CIRCUIT BOARD TERMINALS 5.00 MM N OF POLES: 18 180° SOLDER PIN LENGTH (L): 3.5 MM TINNED ORANGE FLAT-BLADE CONNECTION BOX | 0
27434 | 9500590000 | PRINTED CIRCUIT BOARD TERMINALS 5.00 MM N OF POLES: 19 180° SOLDER PIN LENGTH (L): 3.5 MM TINNED ORANGE FLAT-BLADE CONNECTION BOX | 0
27435 | 9500620000 | PRINTED CIRCUIT BOARD TERMINALS 7.50 MM N OF POLES: 2 180° SOLDER PIN LENGTH (L): 3.5 MM TINNED ORANGE FLAT-BLADE CONNECTION BOX | 0
27436 | 9500630000 | PRINTED CIRCUIT BOARD TERMINALS 7.50 MM N OF POLES: 3 180° SOLDER PIN LENGTH (L): 3.5 MM TINNED ORANGE FLAT-BLADE CONNECTION BOX | 0
27437 | 9500640000 | PRINTED CIRCUIT BOARD TERMINALS 7.50 MM N OF POLES: 4 180° SOLDER PIN LENGTH (L): 3.5 MM TINNED ORANGE FLAT-BLADE CONNECTION BOX | 0
27438 | 9500650000 | PRINTED CIRCUIT BOARD TERMINALS 7.50 MM N OF POLES: 5 180° SOLDER PIN LENGTH (L): 3.5 MM TINNED ORANGE FLAT-BLADE CONNECTION BOX | 0
27439 | 9500660000 | PRINTED CIRCUIT BOARD TERMINALS 7.50 MM N OF POLES: 6 180° SOLDER PIN LENGTH (L): 3.5 MM TINNED ORANGE FLAT-BLADE CONNECTION BOX | 0
27440 | 9500670000 | PRINTED CIRCUIT BOARD TERMINALS 7.50 MM N OF POLES: 7 180° SOLDER PIN LENGTH (L): 3.5 MM TINNED ORANGE FLAT-BLADE CONNECTION BOX | 0
27441 | 9500680000 | PRINTED CIRCUIT BOARD TERMINALS 7.50 MM N OF POLES: 8 180° SOLDER PIN LENGTH (L): 3.5 MM TINNED ORANGE FLAT-BLADE CONNECTION BOX | 0
27442 | 9500690000 | PRINTED CIRCUIT BOARD TERMINALS 7.50 MM N OF POLES: 9 180° SOLDER PIN LENGTH (L): 3.5 MM TINNED ORANGE FLAT-BLADE CONNECTION BOX | 0
27443 | 9500710000 | PRINTED CIRCUIT BOARD TERMINALS 7.50 MM N OF POLES: 10 180° SOLDER PIN LENGTH (L): 3.5 MM TINNED ORANGE FLAT-BLADE CONNECTION BOX | 0
27444 | 9500720000 | PRINTED CIRCUIT BOARD TERMINALS 7.50 MM N OF POLES: 11 180° SOLDER PIN LENGTH (L): 3.5 MM TINNED ORANGE FLAT-BLADE CONNECTION BOX | 0
27445 | 9500730000 | PRINTED CIRCUIT BOARD TERMINALS 7.50 MM N OF POLES: 12 180° SOLDER PIN LENGTH (L): 3.5 MM TINNED ORANGE FLAT-BLADE CONNECTION BOX | 0
27446 | 9500740000 | PRINTED CIRCUIT BOARD TERMINALS 7.50 MM N OF POLES: 13 180° SOLDER PIN LENGTH (L): 3.5 MM TINNED ORANGE FLAT-BLADE CONNECTION BOX | 0
27447 | 9500750000 | PRINTED CIRCUIT BOARD TERMINALS 10.00 MM N OF POLES: 2 180° SOLDER PIN LENGTH (L): 3.5 MM TINNED ORANGE FLAT-BLADE CONNECTION BOX | 0
27448 | 9500760000 | PRINTED CIRCUIT BOARD TERMINALS 10.00 MM N OF POLES: 3 180° SOLDER PIN LENGTH (L): 3.5 MM TINNED ORANGE FLAT-BLADE CONNECTION BOX | 0
27449 | 9500770000 | PRINTED CIRCUIT BOARD TERMINALS 10.00 MM N OF POLES: 4 180° SOLDER PIN LENGTH (L): 3.5 MM TINNED ORANGE FLAT-BLADE CONNECTION BOX | 0
27450 | 9500780000 | PRINTED CIRCUIT BOARD TERMINALS 10.00 MM N OF POLES: 5 180° SOLDER PIN LENGTH (L): 3.5 MM TINNED ORANGE FLAT-BLADE CONNECTION BOX | 0
27451 | 9500790000 | PRINTED CIRCUIT BOARD TERMINALS 10.00 MM N OF POLES: 6 180° SOLDER PIN LENGTH (L): 3.5 MM TINNED ORANGE FLAT-BLADE CONNECTION BOX | 0
27452 | 9500810000 | PRINTED CIRCUIT BOARD TERMINALS 10.00 MM N OF POLES: 7 180° SOLDER PIN LENGTH (L): 3.5 MM TINNED ORANGE FLAT-BLADE CONNECTION BOX | 0
27453 | 9500820000 | PRINTED CIRCUIT BOARD TERMINALS 10.00 MM N OF POLES: 8 180° SOLDER PIN LENGTH (L): 3.5 MM TINNED ORANGE FLAT-BLADE CONNECTION BOX | 0
27454 | 9500830000 | PRINTED CIRCUIT BOARD TERMINALS 10.00 MM N OF POLES: 9 180° SOLDER PIN LENGTH (L): 3.5 MM TINNED ORANGE FLAT-BLADE CONNECTION BOX | 0
27455 | 9500840000 | PRINTED CIRCUIT BOARD TERMINALS 10.00 MM N OF POLES: 10 180° SOLDER PIN LENGTH (L): 3.5 MM TINNED ORANGE FLAT-BLADE CONNECTION BOX | 0
27456 | 9511410000 | PRINTED CIRCUIT BOARD TERMINALS 5.00 MM N OF POLES: 2 90° SOLDER PIN LENGTH (L): 3.5 MM TINNED ORANGE FLAT-BLADE CONNECTION BOX | 0
27457 | 9511420000 | PRINTED CIRCUIT BOARD TERMINALS 5.00 MM N OF POLES: 3 90° SOLDER PIN LENGTH (L): 3.5 MM TINNED ORANGE FLAT-BLADE CONNECTION BOX | 0
27458 | 9511430000 | PRINTED CIRCUIT BOARD TERMINALS 5.00 MM N OF POLES: 4 90° SOLDER PIN LENGTH (L): 3.5 MM TINNED ORANGE FLAT-BLADE CONNECTION BOX | 0
27459 | 9511440000 | PRINTED CIRCUIT BOARD TERMINALS 5.00 MM N OF POLES: 5 90° SOLDER PIN LENGTH (L): 3.5 MM TINNED ORANGE FLAT-BLADE CONNECTION BOX | 0
27460 | 9511450000 | PRINTED CIRCUIT BOARD TERMINALS 5.00 MM N OF POLES: 6 90° SOLDER PIN LENGTH (L): 3.5 MM TINNED ORANGE FLAT-BLADE CONNECTION BOX | 0
27461 | 9511460000 | PRINTED CIRCUIT BOARD TERMINALS 5.00 MM N OF POLES: 7 90° SOLDER PIN LENGTH (L): 3.5 MM TINNED ORANGE FLAT-BLADE CONNECTION BOX | 0
27462 | 9511470000 | PRINTED CIRCUIT BOARD TERMINALS 5.00 MM N OF POLES: 8 90° SOLDER PIN LENGTH (L): 3.5 MM TINNED ORANGE FLAT-BLADE CONNECTION BOX | 0
27463 | 9511480000 | PRINTED CIRCUIT BOARD TERMINALS 5.00 MM N OF POLES: 9 90° SOLDER PIN LENGTH (L): 3.5 MM TINNED ORANGE FLAT-BLADE CONNECTION BOX | 0
27464 | 9511490000 | PRINTED CIRCUIT BOARD TERMINALS 5.00 MM N OF POLES: 10 90° SOLDER PIN LENGTH (L): 3.5 MM TINNED ORANGE FLAT-BLADE CONNECTION BOX | 0
27465 | 9511500000 | PRINTED CIRCUIT BOARD TERMINALS 5.00 MM N OF POLES: 11 90° SOLDER PIN LENGTH (L): 3.5 MM TINNED ORANGE FLAT-BLADE CONNECTION BOX | 0
27466 | 9511510000 | PRINTED CIRCUIT BOARD TERMINALS 5.00 MM N OF POLES: 12 90° SOLDER PIN LENGTH (L): 3.5 MM TINNED ORANGE FLAT-BLADE CONNECTION BOX | 0
27467 | 9511520000 | PRINTED CIRCUIT BOARD TERMINALS 5.00 MM N OF POLES: 13 90° SOLDER PIN LENGTH (L): 3.5 MM TINNED ORANGE FLAT-BLADE CONNECTION BOX | 0
27468 | 9511530000 | PRINTED CIRCUIT BOARD TERMINALS 5.00 MM N OF POLES: 14 90° SOLDER PIN LENGTH (L): 3.5 MM TINNED ORANGE FLAT-BLADE CONNECTION BOX | 0
27469 | 9511540000 | PRINTED CIRCUIT BOARD TERMINALS 5.00 MM N OF POLES: 15 90° SOLDER PIN LENGTH (L): 3.5 MM TINNED ORANGE FLAT-BLADE CONNECTION BOX | 0
27470 | 9511550000 | PRINTED CIRCUIT BOARD TERMINALS 5.00 MM N OF POLES: 16 90° SOLDER PIN LENGTH (L): 3.5 MM TINNED ORANGE FLAT-BLADE CONNECTION BOX | 0
27471 | 9511560000 | PRINTED CIRCUIT BOARD TERMINALS 5.00 MM N OF POLES: 17 90° SOLDER PIN LENGTH (L): 3.5 MM TINNED ORANGE FLAT-BLADE CONNECTION BOX | 0
27472 | 9511570000 | PRINTED CIRCUIT BOARD TERMINALS 5.00 MM N OF POLES: 18 90° SOLDER PIN LENGTH (L): 3.5 MM TINNED ORANGE FLAT-BLADE CONNECTION BOX | 0
27473 | 9511580000 | PRINTED CIRCUIT BOARD TERMINALS 5.00 MM N OF POLES: 19 90° SOLDER PIN LENGTH (L): 3.5 MM TINNED ORANGE FLAT-BLADE CONNECTION BOX | 0
27474 | 9511590000 | PRINTED CIRCUIT BOARD TERMINALS 7.50 MM N OF POLES: 2 90° SOLDER PIN LENGTH (L): 3.5 MM TINNED ORANGE FLAT-BLADE CONNECTION BOX | 0
27475 | 9511600000 | PRINTED CIRCUIT BOARD TERMINALS 7.50 MM N OF POLES: 3 90° SOLDER PIN LENGTH (L): 3.5 MM TINNED ORANGE FLAT-BLADE CONNECTION BOX | 0
27476 | 9511610000 | PRINTED CIRCUIT BOARD TERMINALS 7.50 MM N OF POLES: 4 90° SOLDER PIN LENGTH (L): 3.5 MM TINNED ORANGE FLAT-BLADE CONNECTION BOX | 0
27477 | 9511620000 | PRINTED CIRCUIT BOARD TERMINALS 7.50 MM N OF POLES: 5 90° SOLDER PIN LENGTH (L): 3.5 MM TINNED ORANGE FLAT-BLADE CONNECTION BOX | 0
27478 | 9511630000 | PRINTED CIRCUIT BOARD TERMINALS 7.50 MM N OF POLES: 6 90° SOLDER PIN LENGTH (L): 3.5 MM TINNED ORANGE FLAT-BLADE CONNECTION BOX | 0
27479 | 9511640000 | PRINTED CIRCUIT BOARD TERMINALS 7.50 MM N OF POLES: 7 90° SOLDER PIN LENGTH (L): 3.5 MM TINNED ORANGE FLAT-BLADE CONNECTION BOX | 0
27480 | 9511650000 | PRINTED CIRCUIT BOARD TERMINALS 7.50 MM N OF POLES: 8 90° SOLDER PIN LENGTH (L): 3.5 MM TINNED ORANGE FLAT-BLADE CONNECTION BOX | 0
27481 | 9511660000 | PRINTED CIRCUIT BOARD TERMINALS 7.50 MM N OF POLES: 10 90° SOLDER PIN LENGTH (L): 3.5 MM TINNED ORANGE FLAT-BLADE CONNECTION BOX | 0
27482 | 9511670000 | PRINTED CIRCUIT BOARD TERMINALS 7.50 MM N OF POLES: 11 90° SOLDER PIN LENGTH (L): 3.5 MM TINNED ORANGE FLAT-BLADE CONNECTION BOX | 0
27483 | 9511680000 | PRINTED CIRCUIT BOARD TERMINALS 7.50 MM N OF POLES: 12 90° SOLDER PIN LENGTH (L): 3.5 MM TINNED ORANGE FLAT-BLADE CONNECTION BOX | 0
27484 | 9511690000 | PRINTED CIRCUIT BOARD TERMINALS 7.50 MM N OF POLES: 13 90° SOLDER PIN LENGTH (L): 3.5 MM TINNED ORANGE FLAT-BLADE CONNECTION BOX | 0
27485 | 9511700000 | PRINTED CIRCUIT BOARD TERMINALS 10.00 MM N OF POLES: 2 90° SOLDER PIN LENGTH (L): 3.5 MM TINNED ORANGE FLAT-BLADE CONNECTION BOX | 0
27486 | 9511710000 | PRINTED CIRCUIT BOARD TERMINALS 10.00 MM N OF POLES: 3 90° SOLDER PIN LENGTH (L): 3.5 MM TINNED ORANGE FLAT-BLADE CONNECTION BOX | 0
27487 | 9511720000 | PRINTED CIRCUIT BOARD TERMINALS 10.00 MM N OF POLES: 4 90° SOLDER PIN LENGTH (L): 3.5 MM TINNED ORANGE FLAT-BLADE CONNECTION BOX | 0
27488 | 9511730000 | PRINTED CIRCUIT BOARD TERMINALS 10.00 MM N OF POLES: 5 90° SOLDER PIN LENGTH (L): 3.5 MM TINNED ORANGE FLAT-BLADE CONNECTION BOX | 0
27489 | 9511740000 | PRINTED CIRCUIT BOARD TERMINALS 10.00 MM N OF POLES: 6 90° SOLDER PIN LENGTH (L): 3.5 MM TINNED ORANGE FLAT-BLADE CONNECTION BOX | 0
27490 | 9511750000 | PRINTED CIRCUIT BOARD TERMINALS 10.00 MM N OF POLES: 7 90° SOLDER PIN LENGTH (L): 3.5 MM TINNED ORANGE FLAT-BLADE CONNECTION BOX | 0
27491 | 9511760000 | PRINTED CIRCUIT BOARD TERMINALS 10.00 MM N OF POLES: 8 90° SOLDER PIN LENGTH (L): 3.5 MM TINNED ORANGE FLAT-BLADE CONNECTION BOX | 0
27492 | 9511770000 | PRINTED CIRCUIT BOARD TERMINALS 10.00 MM N OF POLES: 9 90° SOLDER PIN LENGTH (L): 3.5 MM TINNED ORANGE FLAT-BLADE CONNECTION BOX | 0
27493 | 9511780000 | PRINTED CIRCUIT BOARD TERMINALS 10.00 MM N OF POLES: 10 90° SOLDER PIN LENGTH (L): 3.5 MM TINNED ORANGE FLAT-BLADE CONNECTION BOX | 0
27494 | 9511790000 | PRINTED CIRCUIT BOARD TERMINALS 5.00 MM N OF POLES: 2 135° SOLDER PIN LENGTH (L): 3.5 MM TINNED ORANGE FLAT-BLADE CONNECTION BOX | 0
27495 | 9511800000 | PRINTED CIRCUIT BOARD TERMINALS 5.00 MM N OF POLES: 3 135° SOLDER PIN LENGTH (L): 3.5 MM TINNED ORANGE FLAT-BLADE CONNECTION BOX | 0
27496 | 9511810000 | PRINTED CIRCUIT BOARD TERMINALS 5.00 MM N OF POLES: 4 135° SOLDER PIN LENGTH (L): 3.5 MM TINNED ORANGE FLAT-BLADE CONNECTION BOX | 0
27497 | 9511820000 | PRINTED CIRCUIT BOARD TERMINALS 5.00 MM N OF POLES: 5 135° SOLDER PIN LENGTH (L): 3.5 MM TINNED ORANGE FLAT-BLADE CONNECTION BOX | 0
27498 | 9511830000 | PRINTED CIRCUIT BOARD TERMINALS 5.00 MM N OF POLES: 6 135° SOLDER PIN LENGTH (L): 3.5 MM TINNED ORANGE FLAT-BLADE CONNECTION BOX | 0
27499 | 9511840000 | PRINTED CIRCUIT BOARD TERMINALS 5.00 MM N OF POLES: 7 135° SOLDER PIN LENGTH (L): 3.5 MM TINNED ORANGE FLAT-BLADE CONNECTION BOX | 0
27500 | 9511850000 | PRINTED CIRCUIT BOARD TERMINALS 5.00 MM N OF POLES: 8 135° SOLDER PIN LENGTH (L): 3.5 MM TINNED ORANGE FLAT-BLADE CONNECTION BOX | 0
27501 | 9511860000 | PRINTED CIRCUIT BOARD TERMINALS 5.00 MM N OF POLES: 9 135° SOLDER PIN LENGTH (L): 3.5 MM TINNED ORANGE FLAT-BLADE CONNECTION BOX | 0
27502 | 9511870000 | PRINTED CIRCUIT BOARD TERMINALS 5.00 MM N OF POLES: 10 135° SOLDER PIN LENGTH (L): 3.5 MM TINNED ORANGE FLAT-BLADE CONNECTION BOX | 0
27503 | 9511880000 | PRINTED CIRCUIT BOARD TERMINALS 5.00 MM N OF POLES: 11 135° SOLDER PIN LENGTH (L): 3.5 MM TINNED ORANGE FLAT-BLADE CONNECTION BOX | 0
27504 | 9511890000 | PRINTED CIRCUIT BOARD TERMINALS 5.00 MM N OF POLES: 12 135° SOLDER PIN LENGTH (L): 3.5 MM TINNED ORANGE FLAT-BLADE CONNECTION BOX | 0
27505 | 9511900000 | PRINTED CIRCUIT BOARD TERMINALS 5.00 MM N OF POLES: 13 135° SOLDER PIN LENGTH (L): 3.5 MM TINNED ORANGE FLAT-BLADE CONNECTION BOX | 0
27506 | 9511910000 | PRINTED CIRCUIT BOARD TERMINALS 5.00 MM N OF POLES: 14 135° SOLDER PIN LENGTH (L): 3.5 MM TINNED ORANGE FLAT-BLADE CONNECTION BOX | 0
27507 | 9511920000 | PRINTED CIRCUIT BOARD TERMINALS 5.00 MM N OF POLES: 15 135° SOLDER PIN LENGTH (L): 3.5 MM TINNED ORANGE FLAT-BLADE CONNECTION BOX | 0
27508 | 9511930000 | PRINTED CIRCUIT BOARD TERMINALS 5.00 MM N OF POLES: 16 135° SOLDER PIN LENGTH (L): 3.5 MM TINNED ORANGE FLAT-BLADE CONNECTION BOX | 0
27509 | 9511940000 | PRINTED CIRCUIT BOARD TERMINALS 5.00 MM N OF POLES: 17 135° SOLDER PIN LENGTH (L): 3.5 MM TINNED ORANGE FLAT-BLADE CONNECTION BOX | 0
27510 | 9511950000 | PRINTED CIRCUIT BOARD TERMINALS 5.00 MM N OF POLES: 18 135° SOLDER PIN LENGTH (L): 3.5 MM TINNED ORANGE FLAT-BLADE CONNECTION BOX | 0
27511 | 9511960000 | PRINTED CIRCUIT BOARD TERMINALS 5.00 MM N OF POLES: 19 135° SOLDER PIN LENGTH (L): 3.5 MM TINNED ORANGE FLAT-BLADE CONNECTION BOX | 0
27512 | 9511970000 | PRINTED CIRCUIT BOARD TERMINALS 7.50 MM N OF POLES: 2 135° SOLDER PIN LENGTH (L): 3.5 MM TINNED ORANGE FLAT-BLADE CONNECTION BOX | 0
27513 | 9511980000 | PRINTED CIRCUIT BOARD TERMINALS 7.50 MM N OF POLES: 3 135° SOLDER PIN LENGTH (L): 3.5 MM TINNED ORANGE FLAT-BLADE CONNECTION BOX | 0
27514 | 9511990000 | PRINTED CIRCUIT BOARD TERMINALS 7.50 MM N OF POLES: 4 135° SOLDER PIN LENGTH (L): 3.5 MM TINNED ORANGE FLAT-BLADE CONNECTION BOX | 0
27515 | 9512000000 | PRINTED CIRCUIT BOARD TERMINALS 7.50 MM N OF POLES: 5 135° SOLDER PIN LENGTH (L): 3.5 MM TINNED ORANGE FLAT-BLADE CONNECTION BOX | 0
27516 | 9512010000 | PRINTED CIRCUIT BOARD TERMINALS 7.50 MM N OF POLES: 6 135° SOLDER PIN LENGTH (L): 3.5 MM TINNED ORANGE FLAT-BLADE CONNECTION BOX | 0
27517 | 9512020000 | PRINTED CIRCUIT BOARD TERMINALS 7.50 MM N OF POLES: 7 135° SOLDER PIN LENGTH (L): 3.5 MM TINNED ORANGE FLAT-BLADE CONNECTION BOX | 0
27518 | 9512030000 | PRINTED CIRCUIT BOARD TERMINALS 7.50 MM N OF POLES: 8 135° SOLDER PIN LENGTH (L): 3.5 MM TINNED ORANGE FLAT-BLADE CONNECTION BOX | 0
27519 | 9512040000 | PRINTED CIRCUIT BOARD TERMINALS 7.50 MM N OF POLES: 9 135° SOLDER PIN LENGTH (L): 3.5 MM TINNED ORANGE FLAT-BLADE CONNECTION BOX | 0
27520 | 9512050000 | PRINTED CIRCUIT BOARD TERMINALS 7.50 MM N OF POLES: 10 135° SOLDER PIN LENGTH (L): 3.5 MM TINNED ORANGE FLAT-BLADE CONNECTION BOX | 0
27521 | 9512060000 | PRINTED CIRCUIT BOARD TERMINALS 7.50 MM N OF POLES: 11 135° SOLDER PIN LENGTH (L): 3.5 MM TINNED ORANGE FLAT-BLADE CONNECTION BOX | 0
27522 | 9512070000 | PRINTED CIRCUIT BOARD TERMINALS 7.50 MM N OF POLES: 12 135° SOLDER PIN LENGTH (L): 3.5 MM TINNED ORANGE FLAT-BLADE CONNECTION BOX | 0
27523 | 9512080000 | PRINTED CIRCUIT BOARD TERMINALS 7.50 MM N OF POLES: 13 135° SOLDER PIN LENGTH (L): 3.5 MM TINNED ORANGE FLAT-BLADE CONNECTION BOX | 0
27524 | 9512090000 | PRINTED CIRCUIT BOARD TERMINALS 10.00 MM N OF POLES: 2 135° SOLDER PIN LENGTH (L): 3.5 MM TINNED ORANGE FLAT-BLADE CONNECTION BOX | 0
27525 | 9512100000 | PRINTED CIRCUIT BOARD TERMINALS 10.00 MM N OF POLES: 3 135° SOLDER PIN LENGTH (L): 3.5 MM TINNED ORANGE FLAT-BLADE CONNECTION BOX | 0
27526 | 9512110000 | PRINTED CIRCUIT BOARD TERMINALS 10.00 MM N OF POLES: 4 135° SOLDER PIN LENGTH (L): 3.5 MM TINNED ORANGE FLAT-BLADE CONNECTION BOX | 0
27527 | 9512120000 | PRINTED CIRCUIT BOARD TERMINALS 10.00 MM N OF POLES: 5 135° SOLDER PIN LENGTH (L): 3.5 MM TINNED ORANGE FLAT-BLADE CONNECTION BOX | 0
27528 | 9512130000 | PRINTED CIRCUIT BOARD TERMINALS 10.00 MM N OF POLES: 6 135° SOLDER PIN LENGTH (L): 3.5 MM TINNED ORANGE FLAT-BLADE CONNECTION BOX | 0
27529 | 9512140000 | PRINTED CIRCUIT BOARD TERMINALS 10.00 MM N OF POLES: 7 135° SOLDER PIN LENGTH (L): 3.5 MM TINNED ORANGE FLAT-BLADE CONNECTION BOX | 0
27530 | 9512150000 | PRINTED CIRCUIT BOARD TERMINALS 10.00 MM N OF POLES: 8 135° SOLDER PIN LENGTH (L): 3.5 MM TINNED ORANGE FLAT-BLADE CONNECTION BOX | 0
27531 | 9512160000 | PRINTED CIRCUIT BOARD TERMINALS 10.00 MM N OF POLES: 9 135° SOLDER PIN LENGTH (L): 3.5 MM TINNED ORANGE FLAT-BLADE CONNECTION BOX | 0
27532 | 9512170000 | PRINTED CIRCUIT BOARD TERMINALS 10.00 MM N OF POLES: 10 135° SOLDER PIN LENGTH (L): 3.5 MM TINNED ORANGE FLAT-BLADE CONNECTION BOX | 0
27533 | 9512180000 | PRINTED CIRCUIT BOARD TERMINALS 7.50 MM N OF POLES: 9 90° SOLDER PIN LENGTH (L): 3.5 MM TINNED ORANGE FLAT-BLADE CONNECTION BOX | 0
27534 | 9512190000 | FEED-THROUGH TERMINAL SCREW CONNECTION 70 MM² 1000 V 192 A DARK | 10
27535 | 9512420000 | FEED-THROUGH TERMINAL SCREW CONNECTION 70 MM² 1000 V 192 A | 10
27536 | 9537400000 | W-SERIES FEED-THROUGH TERMINAL RATED CROSS-SECTION: 10 MM² SCREW CONNECTION | 7
27537 | 9537410000 | W-SERIES FEED-THROUGH TERMINAL RATED CROSS-SECTION: 10 MM² SCREW CONNECTION | 7
27538 | 9537430000 | W-SERIES FEED-THROUGH TERMINAL RATED CROSS-SECTION: 6 MM² SCREW CONNECTION | 7
27539 | 9537440000 | W-SERIES FEED-THROUGH TERMINAL RATED CROSS-SECTION: 4 MM² SCREW CONNECTION | 7
27540 | 9537450000 | W-SERIES FEED-THROUGH TERMINAL RATED CROSS-SECTION: 4 MM² SCREW CONNECTION | 7
27541 | 9537460000 | W-SERIES FEED-THROUGH TERMINAL RATED CROSS-SECTION: 6 MM² SCREW CONNECTION | 7
27542 | 9537470000 | W-SERIES FEED-THROUGH TERMINAL RATED CROSS-SECTION: 6 MM² SCREW CONNECTION | 7
27543 | 9537480000 | W-SERIES FEED-THROUGH TERMINAL RATED CROSS-SECTION: 10 MM² SCREW CONNECTION | 7
27544 | 9537490000 | W-SERIES FEED-THROUGH TERMINAL RATED CROSS-SECTION: 10 MM² SCREW CONNECTION | 7
27545 | 9537510000 | W-SERIES FEED-THROUGH TERMINAL RATED CROSS-SECTION: 4 MM² SCREW CONNECTION | 7
27546 | 1020100000 | FEED-THROUGH TERMINAL SCREW CONNECTION 4 MM² 800 V 32 A DARK | 10
27547 | 391360000 | PRINTED CIRCUIT BOARD TERMINALS 7.62 MM N OF POLES: 2 180° SOLDER PIN LENGTH (L): 4.5 MM TINNED ORANGE TOP CONNECTION CLAMPING RANGE MAX. : 2.5 MM² BOX | 1
27548 | 392160000 | PRINTED CIRCUIT BOARD TERMINALS 7.62 MM N OF POLES: 12 180° SOLDER PIN LENGTH (L): 4.5 MM TINNED ORANGE TOP CONNECTION CLAMPING RANGE MAX. : 2.5 MM² BOX | 1
27549 | 393360000 | PRINTED CIRCUIT BOARD TERMINALS 7.62 MM N OF POLES: 2 90° SOLDER PIN LENGTH (L): 3.5 MM TINNED ORANGE TOP CONNECTION CLAMPING RANGE MAX. : 2.5 MM² BOX | 1
27550 | 393460000 | PRINTED CIRCUIT BOARD TERMINALS 7.62 MM N OF POLES: 3 90° SOLDER PIN LENGTH (L): 3.5 MM TINNED ORANGE TOP CONNECTION CLAMPING RANGE MAX. : 2.5 MM² BOX | 1
27551 | 393560000 | PRINTED CIRCUIT BOARD TERMINALS 7.62 MM N OF POLES: 4 90° SOLDER PIN LENGTH (L): 3.5 MM TINNED ORANGE TOP CONNECTION CLAMPING RANGE MAX. : 2.5 MM² BOX | 1
27552 | 393660000 | PRINTED CIRCUIT BOARD TERMINALS 7.62 MM N OF POLES: 5 90° SOLDER PIN LENGTH (L): 3.5 MM TINNED ORANGE TOP CONNECTION CLAMPING RANGE MAX. : 2.5 MM² BOX | 1
27553 | 393960000 | PRINTED CIRCUIT BOARD TERMINALS 7.62 MM N OF POLES: 9 90° SOLDER PIN LENGTH (L): 3.5 MM TINNED ORANGE TOP CONNECTION CLAMPING RANGE MAX. : 2.5 MM² BOX | 1
27554 | 394060000 | PRINTED CIRCUIT BOARD TERMINALS 7.62 MM N OF POLES: 11 90° SOLDER PIN LENGTH (L): 3.5 MM TINNED ORANGE TOP CONNECTION CLAMPING RANGE MAX. : 2.5 MM² BOX | 1
27555 | 394160000 | PRINTED CIRCUIT BOARD TERMINALS 7.62 MM N OF POLES: 12 90° SOLDER PIN LENGTH (L): 3.5 MM TINNED ORANGE TOP CONNECTION CLAMPING RANGE MAX. : 2.5 MM² BOX | 1
27556 | 570960000 | PRINTED CIRCUIT BOARD TERMINALS 7.62 MM N OF POLES: 8 180° SOLDER PIN LENGTH (L): 4.5 MM TINNED ORANGE TOP CONNECTION CLAMPING RANGE MAX. : 2.5 MM² BOX | 1
27557 | 593960000 | PRINTED CIRCUIT BOARD TERMINALS 5.08 MM N OF POLES: 7 90° SOLDER PIN LENGTH (L): 3.5 MM TINNED ORANGE TOP CONNECTION CLAMPING RANGE MAX. : 2.5 MM² BOX | 1
27558 | 594160000 | PRINTED CIRCUIT BOARD TERMINALS 5.08 MM N OF POLES: 9 90° SOLDER PIN LENGTH (L): 3.5 MM TINNED ORANGE TOP CONNECTION CLAMPING RANGE MAX. : 2.5 MM² BOX | 1
27559 | 594260000 | PRINTED CIRCUIT BOARD TERMINALS 5.08 MM N OF POLES: 11 90° SOLDER PIN LENGTH (L): 3.5 MM TINNED ORANGE TOP CONNECTION CLAMPING RANGE MAX. : 2.5 MM² BOX | 1
27560 | 594360000 | PRINTED CIRCUIT BOARD TERMINALS 5.08 MM N OF POLES: 12 90° SOLDER PIN LENGTH (L): 3.5 MM TINNED ORANGE TOP CONNECTION CLAMPING RANGE MAX. : 2.5 MM² BOX | 1
27561 | 594960000 | PRINTED CIRCUIT BOARD TERMINALS 5.08 MM N OF POLES: 19 90° SOLDER PIN LENGTH (L): 3.5 MM TINNED ORANGE TOP CONNECTION CLAMPING RANGE MAX. : 2.5 MM² BOX | 1
27562 | 595060000 | PRINTED CIRCUIT BOARD TERMINALS 5.08 MM N OF POLES: 20 90° SOLDER PIN LENGTH (L): 3.5 MM TINNED ORANGE TOP CONNECTION CLAMPING RANGE MAX. : 2.5 MM² BOX | 1
27563 | 595260000 | PRINTED CIRCUIT BOARD TERMINALS 5.08 MM N OF POLES: 22 90° SOLDER PIN LENGTH (L): 3.5 MM TINNED ORANGE TOP CONNECTION CLAMPING RANGE MAX. : 2.5 MM² BOX | 1
27564 | 595460000 | PRINTED CIRCUIT BOARD TERMINALS 5.08 MM N OF POLES: 24 90° SOLDER PIN LENGTH (L): 3.5 MM TINNED ORANGE TOP CONNECTION CLAMPING RANGE MAX. : 2.5 MM² BOX | 1
27565 | 597360000 | PRINTED CIRCUIT BOARD TERMINALS 5.08 MM N OF POLES: 5 180° SOLDER PIN LENGTH (L): 4.5 MM TINNED ORANGE TOP CONNECTION CLAMPING RANGE MAX. : 2.5 MM² BOX | 1
27566 | 597660000 | PRINTED CIRCUIT BOARD TERMINALS 5.08 MM N OF POLES: 8 180° SOLDER PIN LENGTH (L): 4.5 MM TINNED ORANGE TOP CONNECTION CLAMPING RANGE MAX. : 2.5 MM² BOX | 1
27567 | 598460000 | PRINTED CIRCUIT BOARD TERMINALS 5.08 MM N OF POLES: 18 180° SOLDER PIN LENGTH (L): 4.5 MM TINNED ORANGE TOP CONNECTION CLAMPING RANGE MAX. : 2.5 MM² BOX | 1
27568 | 598560000 | PRINTED CIRCUIT BOARD TERMINALS 5.08 MM N OF POLES: 19 180° SOLDER PIN LENGTH (L): 4.5 MM TINNED ORANGE TOP CONNECTION CLAMPING RANGE MAX. : 2.5 MM² BOX | 1
27569 | 598660000 | PRINTED CIRCUIT BOARD TERMINALS 5.08 MM N OF POLES: 20 180° SOLDER PIN LENGTH (L): 4.5 MM TINNED ORANGE TOP CONNECTION CLAMPING RANGE MAX. : 2.5 MM² BOX | 1
27570 | 598760000 | PRINTED CIRCUIT BOARD TERMINALS 5.08 MM N OF POLES: 21 180° SOLDER PIN LENGTH (L): 4.5 MM TINNED ORANGE TOP CONNECTION CLAMPING RANGE MAX. : 2.5 MM² BOX | 1
27571 | 641960000 | PRINTED CIRCUIT BOARD TERMINALS 5.08 MM N OF POLES: 2 90° SOLDER PIN LENGTH (L): 3.5 MM TINNED ORANGE TOP CONNECTION CLAMPING RANGE MAX. : 2.5 MM² BOX | 1
27572 | 642360000 | PRINTED CIRCUIT BOARD TERMINALS 5.08 MM N OF POLES: 16 90° SOLDER PIN LENGTH (L): 3.5 MM TINNED ORANGE TOP CONNECTION CLAMPING RANGE MAX. : 2.5 MM² BOX | 1
27573 | 642460000 | PRINTED CIRCUIT BOARD TERMINALS 7.62 MM N OF POLES: 8 90° SOLDER PIN LENGTH (L): 3.5 MM TINNED ORANGE TOP CONNECTION CLAMPING RANGE MAX. : 2.5 MM² BOX | 1
27574 | 642560000 | PRINTED CIRCUIT BOARD TERMINALS 7.62 MM N OF POLES: 10 90° SOLDER PIN LENGTH (L): 3.5 MM TINNED ORANGE TOP CONNECTION CLAMPING RANGE MAX. : 2.5 MM² BOX | 1
27575 | 1022220000 | FEED-THROUGH TERMINAL PUSH IN 4 MM² 800 V 32 A DARK | 15
27576 | 1026760000 | PCB PLUG-IN CONNECTOR MALE HEADER CLOSED SIDE THT SOLDER CONNECTION 7.62 MM N OF POLES: 2 90° SOLDER PIN LENGTH (L): 3.2 MM TINNED BOX | 0
27577 | 1026770000 | PCB PLUG-IN CONNECTOR MALE HEADER CLOSED SIDE THT SOLDER CONNECTION 7.62 MM N OF POLES: 3 90° SOLDER PIN LENGTH (L): 3.2 MM TINNED BOX | 0
27578 | 1026780000 | PCB PLUG-IN CONNECTOR MALE HEADER CLOSED SIDE THT SOLDER CONNECTION 7.62 MM N OF POLES: 4 90° SOLDER PIN LENGTH (L): 3.2 MM TINNED BOX | 0
27579 | 1026790000 | PCB PLUG-IN CONNECTOR MALE HEADER CLOSED SIDE THT SOLDER CONNECTION 7.62 MM N OF POLES: 5 90° SOLDER PIN LENGTH (L): 3.2 MM TINNED BOX | 0
27580 | 1026810000 | PCB PLUG-IN CONNECTOR MALE HEADER FLANGE THT SOLDER CONNECTION 7.62 MM N OF POLES: 2 90° SOLDER PIN LENGTH (L): 3.2 MM TINNED ORANGE BOX | 0
27581 | 1026820000 | PCB PLUG-IN CONNECTOR MALE HEADER FLANGE THT SOLDER CONNECTION 7.62 MM N OF POLES: 3 90° SOLDER PIN LENGTH (L): 3.2 MM TINNED ORANGE BOX | 0
27582 | 1026830000 | PCB PLUG-IN CONNECTOR MALE HEADER FLANGE THT SOLDER CONNECTION 7.62 MM N OF POLES: 4 90° SOLDER PIN LENGTH (L): 3.2 MM TINNED ORANGE BOX | 0
27583 | 1026840000 | PCB PLUG-IN CONNECTOR MALE HEADER FLANGE THT SOLDER CONNECTION 7.62 MM N OF POLES: 5 90° SOLDER PIN LENGTH (L): 3.2 MM TINNED ORANGE BOX | 0
27584 | 1026850000 | PCB PLUG-IN CONNECTOR MALE HEADER FLANGE THT SOLDER CONNECTION 7.62 MM N OF POLES: 2 90° SOLDER PIN LENGTH (L): 3.2 MM TINNED BOX | 0
27585 | 1026860000 | PCB PLUG-IN CONNECTOR MALE HEADER FLANGE THT SOLDER CONNECTION 7.62 MM N OF POLES: 3 90° SOLDER PIN LENGTH (L): 3.2 MM TINNED BOX | 0
27586 | 1026870000 | PCB PLUG-IN CONNECTOR MALE HEADER FLANGE THT SOLDER CONNECTION 7.62 MM N OF POLES: 4 90° SOLDER PIN LENGTH (L): 3.2 MM TINNED BOX | 0
27587 | 1026880000 | PCB PLUG-IN CONNECTOR MALE HEADER FLANGE THT SOLDER CONNECTION 7.62 MM N OF POLES: 5 90° SOLDER PIN LENGTH (L): 3.2 MM TINNED BOX | 0
27588 | 1026960000 | FEED-THROUGH TERMINAL PUSH IN 4 MM² 800 V 32 A GREEN | 15
27589 | 1043220000 | FEED-THROUGH TERMINAL PUSH IN 4 MM² 800 V 32 A | 15
27590 | 1048870000 | PCB PLUG-IN CONNECTOR MALE HEADER CLOSED SIDE THT SOLDER CONNECTION 7.62 MM N OF POLES: 2 180° SOLDER PIN LENGTH (L): 3.2 MM TINNED ORANGE BOX | 0
27591 | 1048880000 | PCB PLUG-IN CONNECTOR MALE HEADER CLOSED SIDE THT SOLDER CONNECTION 7.62 MM N OF POLES: 3 180° SOLDER PIN LENGTH (L): 3.2 MM TINNED ORANGE BOX | 0
27592 | 1048890000 | PCB PLUG-IN CONNECTOR MALE HEADER CLOSED SIDE THT SOLDER CONNECTION 7.62 MM N OF POLES: 4 180° SOLDER PIN LENGTH (L): 3.2 MM TINNED ORANGE BOX | 0
27593 | 1048900000 | PCB PLUG-IN CONNECTOR MALE HEADER CLOSED SIDE THT SOLDER CONNECTION 7.62 MM N OF POLES: 5 180° SOLDER PIN LENGTH (L): 3.2 MM TINNED ORANGE BOX | 0
27594 | 1048910000 | PCB PLUG-IN CONNECTOR MALE HEADER CLOSED SIDE THT SOLDER CONNECTION 7.62 MM N OF POLES: 6 180° SOLDER PIN LENGTH (L): 3.2 MM TINNED ORANGE BOX | 0
27595 | 1048920000 | PCB PLUG-IN CONNECTOR MALE HEADER CLOSED SIDE THT SOLDER CONNECTION 7.62 MM N OF POLES: 7 180° SOLDER PIN LENGTH (L): 3.2 MM TINNED ORANGE BOX | 0
27596 | 1048930000 | PCB PLUG-IN CONNECTOR MALE HEADER CLOSED SIDE THT SOLDER CONNECTION 7.62 MM N OF POLES: 8 180° SOLDER PIN LENGTH (L): 3.2 MM TINNED ORANGE BOX | 0
27597 | 1048940000 | PCB PLUG-IN CONNECTOR MALE HEADER CLOSED SIDE THT SOLDER CONNECTION 7.62 MM N OF POLES: 9 180° SOLDER PIN LENGTH (L): 3.2 MM TINNED ORANGE BOX | 0
27598 | 1048950000 | PCB PLUG-IN CONNECTOR MALE HEADER CLOSED SIDE THT SOLDER CONNECTION 7.62 MM N OF POLES: 10 180° SOLDER PIN LENGTH (L): 3.2 MM TINNED ORANGE BOX | 0
27599 | 1048960000 | PCB PLUG-IN CONNECTOR MALE HEADER CLOSED SIDE THT SOLDER CONNECTION 7.62 MM N OF POLES: 11 180° SOLDER PIN LENGTH (L): 3.2 MM TINNED ORANGE BOX | 0
27600 | 1048970000 | PCB PLUG-IN CONNECTOR MALE HEADER CLOSED SIDE THT SOLDER CONNECTION 7.62 MM N OF POLES: 12 180° SOLDER PIN LENGTH (L): 3.2 MM TINNED ORANGE BOX | 0
27601 | 1048980000 | PCB PLUG-IN CONNECTOR MALE HEADER CLOSED SIDE THT SOLDER CONNECTION 7.62 MM N OF POLES: 5 180° SOLDER PIN LENGTH (L): 3.2 MM TINNED BOX | 0
27602 | 1048990000 | PCB PLUG-IN CONNECTOR MALE HEADER CLOSED SIDE THT SOLDER CONNECTION 7.62 MM N OF POLES: 6 180° SOLDER PIN LENGTH (L): 3.2 MM TINNED BOX | 0
27603 | 1049000000 | PCB PLUG-IN CONNECTOR MALE HEADER CLOSED SIDE THT SOLDER CONNECTION 7.62 MM N OF POLES: 8 180° SOLDER PIN LENGTH (L): 3.2 MM TINNED BOX | 0
27604 | 1474660000 | PRINTED CIRCUIT BOARD TERMINALS 5.08 MM N OF POLES: 9 180° SOLDER PIN LENGTH (L): 4.5 MM TINNED ORANGE TOP CONNECTION CLAMPING RANGE MAX. : 2.5 MM² BOX | 1
27605 | 1474760000 | PRINTED CIRCUIT BOARD TERMINALS 5.08 MM N OF POLES: 11 180° SOLDER PIN LENGTH (L): 4.5 MM TINNED ORANGE TOP CONNECTION CLAMPING RANGE MAX. : 2.5 MM² BOX | 1
27606 | 1490460000 | PRINTED CIRCUIT BOARD TERMINALS 7.62 MM N OF POLES: 5 180° SOLDER PIN LENGTH (L): 4.5 MM TINNED ORANGE TOP CONNECTION CLAMPING RANGE MAX. : 2.5 MM² BOX | 1
27607 | 1578820000 | PRINTED CIRCUIT BOARD TERMINALS 5.08 MM N OF POLES: 5 90° SOLDER PIN LENGTH (L): 3.5 MM TINNED ORANGE TOP CONNECTION CLAMPING RANGE MAX. : 2.5 MM² BOX | 1
27608 | 1597060000 | PRINTED CIRCUIT BOARD TERMINALS 7.62 MM N OF POLES: 6 180° SOLDER PIN LENGTH (L): 4.5 MM TINNED ORANGE TOP CONNECTION CLAMPING RANGE MAX. : 2.5 MM² BOX | 1
27609 | 1597070000 | PRINTED CIRCUIT BOARD TERMINALS 7.62 MM N OF POLES: 7 180° SOLDER PIN LENGTH (L): 4.5 MM TINNED ORANGE TOP CONNECTION CLAMPING RANGE MAX. : 2.5 MM² BOX | 1
27610 | 1597080000 | PRINTED CIRCUIT BOARD TERMINALS 7.62 MM N OF POLES: 9 180° SOLDER PIN LENGTH (L): 4.5 MM TINNED ORANGE TOP CONNECTION CLAMPING RANGE MAX. : 2.5 MM² BOX | 1
27611 | 1597090000 | PRINTED CIRCUIT BOARD TERMINALS 7.62 MM N OF POLES: 11 180° SOLDER PIN LENGTH (L): 4.5 MM TINNED ORANGE TOP CONNECTION CLAMPING RANGE MAX. : 2.5 MM² BOX | 1
27612 | 1608520000 | FEED-THROUGH TERMINAL TENSION-CLAMP CONNECTION 2.5 MM² 800 V 24 A | 10
27613 | 1609040000 | ACCESSORIES TEST ADAPTER 9 A | 342
27614 | 1609050000 | ACCESSORIES TEST ADAPTER 9 A | 342
27615 | 1609060000 | ACCESSORIES TEST ADAPTER 9 A | 342
27616 | 1609070000 | ACCESSORIES TEST ADAPTER 9 A | 342
27617 | 1624150000 | PCB PLUG-IN CONNECTOR MALE HEADER OPEN SIDE THT SOLDER CONNECTION 7.62 MM N OF POLES: 2 90° SOLDER PIN LENGTH (L): 3.2 MM TINNED ORANGE BOX | 0
27618 | 1624160000 | PCB PLUG-IN CONNECTOR MALE HEADER OPEN SIDE THT SOLDER CONNECTION 7.62 MM N OF POLES: 3 90° SOLDER PIN LENGTH (L): 3.2 MM TINNED ORANGE BOX | 0
27619 | 1624170000 | PCB PLUG-IN CONNECTOR MALE HEADER OPEN SIDE THT SOLDER CONNECTION 7.62 MM N OF POLES: 4 90° SOLDER PIN LENGTH (L): 3.2 MM TINNED ORANGE BOX | 0
27620 | 1624180000 | PCB PLUG-IN CONNECTOR MALE HEADER OPEN SIDE THT SOLDER CONNECTION 7.62 MM N OF POLES: 5 90° SOLDER PIN LENGTH (L): 3.2 MM TINNED ORANGE BOX | 0
27621 | 1624190000 | PCB PLUG-IN CONNECTOR MALE HEADER OPEN SIDE THT SOLDER CONNECTION 7.62 MM N OF POLES: 6 90° SOLDER PIN LENGTH (L): 3.2 MM TINNED ORANGE BOX | 0
27622 | 1624200000 | PCB PLUG-IN CONNECTOR MALE HEADER OPEN SIDE THT SOLDER CONNECTION 7.62 MM N OF POLES: 7 90° SOLDER PIN LENGTH (L): 3.2 MM TINNED ORANGE BOX | 0
27623 | 1624210000 | PCB PLUG-IN CONNECTOR MALE HEADER OPEN SIDE THT SOLDER CONNECTION 7.62 MM N OF POLES: 8 90° SOLDER PIN LENGTH (L): 3.2 MM TINNED ORANGE BOX | 0
27624 | 1624220000 | PCB PLUG-IN CONNECTOR MALE HEADER OPEN SIDE THT SOLDER CONNECTION 7.62 MM N OF POLES: 9 90° SOLDER PIN LENGTH (L): 3.2 MM TINNED ORANGE BOX | 0
27625 | 1624230000 | PCB PLUG-IN CONNECTOR MALE HEADER OPEN SIDE THT SOLDER CONNECTION 7.62 MM N OF POLES: 10 90° SOLDER PIN LENGTH (L): 3.2 MM TINNED ORANGE BOX | 0
27626 | 1624370000 | PCB PLUG-IN CONNECTOR MALE HEADER DOVETAILS FOR FIXING BLOCKS THT SOLDER CONNECTION 7.62 MM N OF POLES: 2 90° SOLDER PIN LENGTH (L): 3.2 MM TINNED ORANGE BOX | 0
27627 | 1624380000 | PCB PLUG-IN CONNECTOR MALE HEADER DOVETAILS FOR FIXING BLOCKS THT SOLDER CONNECTION 7.62 MM N OF POLES: 3 90° SOLDER PIN LENGTH (L): 3.2 MM TINNED ORANGE BOX | 0
27628 | 1624390000 | PCB PLUG-IN CONNECTOR MALE HEADER DOVETAILS FOR FIXING BLOCKS THT SOLDER CONNECTION 7.62 MM N OF POLES: 4 90° SOLDER PIN LENGTH (L): 3.2 MM TINNED ORANGE BOX | 0
27629 | 1624400000 | PCB PLUG-IN CONNECTOR MALE HEADER DOVETAILS FOR FIXING BLOCKS THT SOLDER CONNECTION 7.62 MM N OF POLES: 5 90° SOLDER PIN LENGTH (L): 3.2 MM TINNED ORANGE BOX | 0
27630 | 1624410000 | PCB PLUG-IN CONNECTOR MALE HEADER DOVETAILS FOR FIXING BLOCKS THT SOLDER CONNECTION 7.62 MM N OF POLES: 6 90° SOLDER PIN LENGTH (L): 3.2 MM TINNED ORANGE BOX | 0
27631 | 1624420000 | PCB PLUG-IN CONNECTOR MALE HEADER DOVETAILS FOR FIXING BLOCKS THT SOLDER CONNECTION 7.62 MM N OF POLES: 7 90° SOLDER PIN LENGTH (L): 3.2 MM TINNED ORANGE BOX | 0
27632 | 1624430000 | PCB PLUG-IN CONNECTOR MALE HEADER DOVETAILS FOR FIXING BLOCKS THT SOLDER CONNECTION 7.62 MM N OF POLES: 8 90° SOLDER PIN LENGTH (L): 3.2 MM TINNED ORANGE BOX | 0
27633 | 1624440000 | PCB PLUG-IN CONNECTOR MALE HEADER DOVETAILS FOR FIXING BLOCKS THT SOLDER CONNECTION 7.62 MM N OF POLES: 9 90° SOLDER PIN LENGTH (L): 3.2 MM TINNED ORANGE BOX | 0
27634 | 1624450000 | PCB PLUG-IN CONNECTOR MALE HEADER DOVETAILS FOR FIXING BLOCKS THT SOLDER CONNECTION 7.62 MM N OF POLES: 10 90° SOLDER PIN LENGTH (L): 3.2 MM TINNED ORANGE BOX | 0
27635 | 1624470000 | PCB PLUG-IN CONNECTOR MALE HEADER DOVETAILS FOR FIXING BLOCKS THT SOLDER CONNECTION 7.62 MM N OF POLES: 12 90° SOLDER PIN LENGTH (L): 3.2 MM TINNED ORANGE BOX | 0
27636 | 1624600000 | PCB PLUG-IN CONNECTOR MALE HEADER OPEN SIDE THT SOLDER CONNECTION 7.62 MM N OF POLES: 3 180° SOLDER PIN LENGTH (L): 4.5 MM TINNED ORANGE BOX | 0
27637 | 1624910000 | PCB PLUG-IN CONNECTOR MALE HEADER DOVETAILS FOR FIXING BLOCKS THT SOLDER CONNECTION 7.62 MM N OF POLES: 12 180° SOLDER PIN LENGTH (L): 4.5 MM TINNED ORANGE BOX | 0
27638 | 1624920000 | PCB PLUG-IN CONNECTOR MALE HEADER DOVETAILS FOR FIXING BLOCKS THT SOLDER CONNECTION 7.62 MM N OF POLES: 2 180° SOLDER PIN LENGTH (L): 4.5 MM TINNED BOX | 0
27639 | 1624940000 | PCB PLUG-IN CONNECTOR MALE HEADER DOVETAILS FOR FIXING BLOCKS THT SOLDER CONNECTION 7.62 MM N OF POLES: 4 180° SOLDER PIN LENGTH (L): 4.5 MM TINNED BOX | 0
27640 | 1624960000 | PCB PLUG-IN CONNECTOR MALE HEADER DOVETAILS FOR FIXING BLOCKS THT SOLDER CONNECTION 7.62 MM N OF POLES: 6 180° SOLDER PIN LENGTH (L): 4.5 MM TINNED BOX | 0
27641 | 1625030000 | PCB PLUG-IN CONNECTOR MALE HEADER OPEN SIDE THT SOLDER CONNECTION 7.62 MM N OF POLES: 2 180° SOLDER PIN LENGTH (L): 3.2 MM TINNED ORANGE BOX | 0
27642 | 1625040000 | PCB PLUG-IN CONNECTOR MALE HEADER OPEN SIDE THT SOLDER CONNECTION 7.62 MM N OF POLES: 3 180° SOLDER PIN LENGTH (L): 3.2 MM TINNED ORANGE BOX | 0
27643 | 1625050000 | PCB PLUG-IN CONNECTOR MALE HEADER OPEN SIDE THT SOLDER CONNECTION 7.62 MM N OF POLES: 4 180° SOLDER PIN LENGTH (L): 3.2 MM TINNED ORANGE BOX | 0
27644 | 1625060000 | PCB PLUG-IN CONNECTOR MALE HEADER OPEN SIDE THT SOLDER CONNECTION 7.62 MM N OF POLES: 5 180° SOLDER PIN LENGTH (L): 3.2 MM TINNED ORANGE BOX | 0
27645 | 1625070000 | PCB PLUG-IN CONNECTOR MALE HEADER OPEN SIDE THT SOLDER CONNECTION 7.62 MM N OF POLES: 6 180° SOLDER PIN LENGTH (L): 3.2 MM TINNED ORANGE BOX | 0
27646 | 1625080000 | PCB PLUG-IN CONNECTOR MALE HEADER OPEN SIDE THT SOLDER CONNECTION 7.62 MM N OF POLES: 7 180° SOLDER PIN LENGTH (L): 3.2 MM TINNED ORANGE BOX | 0
27647 | 1625090000 | PCB PLUG-IN CONNECTOR MALE HEADER OPEN SIDE THT SOLDER CONNECTION 7.62 MM N OF POLES: 8 180° SOLDER PIN LENGTH (L): 3.2 MM TINNED ORANGE BOX | 0
27648 | 1625110000 | PCB PLUG-IN CONNECTOR MALE HEADER OPEN SIDE THT SOLDER CONNECTION 7.62 MM N OF POLES: 10 180° SOLDER PIN LENGTH (L): 3.2 MM TINNED ORANGE BOX | 0
27649 | 1625120000 | PCB PLUG-IN CONNECTOR MALE HEADER OPEN SIDE THT SOLDER CONNECTION 7.62 MM N OF POLES: 11 180° SOLDER PIN LENGTH (L): 3.2 MM TINNED ORANGE BOX | 0
27650 | 1625250000 | PCB PLUG-IN CONNECTOR MALE HEADER DOVETAILS FOR FIXING BLOCKS THT SOLDER CONNECTION 7.62 MM N OF POLES: 2 180° SOLDER PIN LENGTH (L): 3.2 MM TINNED ORANGE BOX | 0
27651 | 1625260000 | PCB PLUG-IN CONNECTOR MALE HEADER DOVETAILS FOR FIXING BLOCKS THT SOLDER CONNECTION 7.62 MM N OF POLES: 3 180° SOLDER PIN LENGTH (L): 3.2 MM TINNED ORANGE BOX | 0
27652 | 1625270000 | PCB PLUG-IN CONNECTOR MALE HEADER DOVETAILS FOR FIXING BLOCKS THT SOLDER CONNECTION 7.62 MM N OF POLES: 4 180° SOLDER PIN LENGTH (L): 3.2 MM TINNED ORANGE BOX | 0
27653 | 1625280000 | PCB PLUG-IN CONNECTOR MALE HEADER DOVETAILS FOR FIXING BLOCKS THT SOLDER CONNECTION 7.62 MM N OF POLES: 5 180° SOLDER PIN LENGTH (L): 3.2 MM TINNED ORANGE BOX | 0
27654 | 1625290000 | PCB PLUG-IN CONNECTOR MALE HEADER DOVETAILS FOR FIXING BLOCKS THT SOLDER CONNECTION 7.62 MM N OF POLES: 6 180° SOLDER PIN LENGTH (L): 3.2 MM TINNED ORANGE BOX | 0
27655 | 1625300000 | PCB PLUG-IN CONNECTOR MALE HEADER DOVETAILS FOR FIXING BLOCKS THT SOLDER CONNECTION 7.62 MM N OF POLES: 7 180° SOLDER PIN LENGTH (L): 3.2 MM TINNED ORANGE BOX | 0
27656 | 1625310000 | PCB PLUG-IN CONNECTOR MALE HEADER DOVETAILS FOR FIXING BLOCKS THT SOLDER CONNECTION 7.62 MM N OF POLES: 8 180° SOLDER PIN LENGTH (L): 3.2 MM TINNED ORANGE BOX | 0
27657 | 1625320000 | PCB PLUG-IN CONNECTOR MALE HEADER DOVETAILS FOR FIXING BLOCKS THT SOLDER CONNECTION 7.62 MM N OF POLES: 9 180° SOLDER PIN LENGTH (L): 3.2 MM TINNED ORANGE BOX | 0
27658 | 1625330000 | PCB PLUG-IN CONNECTOR MALE HEADER DOVETAILS FOR FIXING BLOCKS THT SOLDER CONNECTION 7.62 MM N OF POLES: 10 180° SOLDER PIN LENGTH (L): 3.2 MM TINNED ORANGE BOX | 0
27659 | 1625340000 | PCB PLUG-IN CONNECTOR MALE HEADER DOVETAILS FOR FIXING BLOCKS THT SOLDER CONNECTION 7.62 MM N OF POLES: 11 180° SOLDER PIN LENGTH (L): 3.2 MM TINNED ORANGE BOX | 0
27660 | 1625350000 | PCB PLUG-IN CONNECTOR MALE HEADER DOVETAILS FOR FIXING BLOCKS THT SOLDER CONNECTION 7.62 MM N OF POLES: 12 180° SOLDER PIN LENGTH (L): 3.2 MM TINNED ORANGE BOX | 0
27661 | 1626950000 | FEED-THROUGH TERMINAL TENSION-CLAMP CONNECTION 2.5 MM² 800 V 24 A DARK | 10
27662 | 1627850000 | ACCESSORIES CROSS-CONNECTOR 41 A | 47
27663 | 1627860000 | ACCESSORIES CROSS-CONNECTOR 41 A | 47
27664 | 1627870000 | ACCESSORIES CROSS-CONNECTOR 41 A | 47
27665 | 1633200000 | ACCESSORIES CROSS-CONNECTOR 24 A | 47
27666 | 1633210000 | ACCESSORIES CROSS-CONNECTOR 24 A | 47
27667 | 1633220000 | ACCESSORIES CROSS-CONNECTOR 24 A | 47
27668 | 1633230000 | ACCESSORIES CROSS-CONNECTOR 24 A | 47
27669 | 1636780000 | FEED-THROUGH TERMINAL TENSION-CLAMP CONNECTION 2.5 MM² 800 V 24 A ORANGE | 10
27670 | 1647310000 | PRINTED CIRCUIT BOARD TERMINALS 7.62 MM N OF POLES: 7 90° SOLDER PIN LENGTH (L): 3.5 MM TINNED ORANGE TOP CONNECTION CLAMPING RANGE MAX. : 2.5 MM² BOX | 1
27671 | 1654050000 | ACCESSORIES TEST ADAPTER 9 A | 342
27672 | 1678630000 | FEED-THROUGH TERMINAL DOUBLE-TIER TERMINAL TENSION-CLAMP CONNECTION 2.5 MM² 500 V 20 A | 10
27673 | 1683260000 | FEED-THROUGH TERMINAL TENSION-CLAMP CONNECTION 2.5 MM² 800 V 24 A | 10
27674 | 1683270000 | FEED-THROUGH TERMINAL TENSION-CLAMP CONNECTION 2.5 MM² 800 V 24 A | 10
27675 | 1683280000 | FEED-THROUGH TERMINAL TENSION-CLAMP CONNECTION 2.5 MM² 800 V 24 A GREEN | 10
27676 | 1683290000 | FEED-THROUGH TERMINAL TENSION-CLAMP CONNECTION 2.5 MM² 800 V 24 A | 10
27677 | 1683300000 | FEED-THROUGH TERMINAL TENSION-CLAMP CONNECTION 2.5 MM² 800 V 24 A BROWN | 10
27678 | 1683310000 | FEED-THROUGH TERMINAL TENSION-CLAMP CONNECTION 2.5 MM² 800 V 24 A GREY | 10
27679 | 1683320000 | FEED-THROUGH TERMINAL TENSION-CLAMP CONNECTION 2.5 MM² 800 V 24 A | 10
27680 | 1683330000 | FEED-THROUGH TERMINAL TENSION-CLAMP CONNECTION 2.5 MM² 800 V 24 A | 10
27681 | 1683990000 | PRINTED CIRCUIT BOARD TERMINALS 7.62 MM N OF POLES: 6 90° SOLDER PIN LENGTH (L): 3.5 MM TINNED ORANGE TOP CONNECTION CLAMPING RANGE MAX. : 2.5 MM² BOX | 1
27682 | 1688110000 | ACCESSORIES TEST ADAPTER 11 A | 1008
27683 | 1689960000 | FEED-THROUGH TERMINAL DOUBLE-TIER TERMINAL TENSION-CLAMP CONNECTION 2.5 MM² 500 V 20 A DARK | 10
27684 | 1689970000 | FEED-THROUGH TERMINAL DOUBLE-TIER TERMINAL TENSION-CLAMP CONNECTION 2.5 MM² 500 V 20 A DARK | 10
27685 | 1689980000 | FEED-THROUGH TERMINAL DOUBLE-TIER TERMINAL TENSION-CLAMP CONNECTION 2.5 MM² 500 V 20 A DARK | 10
27686 | 1689990000 | FEED-THROUGH TERMINAL DOUBLE-TIER TERMINAL TENSION-CLAMP CONNECTION 2.5 MM² 500 V 20 A DARK | 10
27687 | 1693840000 | Z-SERIES CROSS-CONNECTOR 24 A | 235
27688 | 1693850000 | Z-SERIES CROSS-CONNECTOR 24 A | 235
27689 | 1693860000 | Z-SERIES CROSS-CONNECTOR 24 A | 235
27690 | 1693870000 | Z-SERIES CROSS-CONNECTOR 24 A | 235
27691 | 1693880000 | Z-SERIES CROSS-CONNECTOR 24 A | 235
27692 | 1695700000 | PRINTED CIRCUIT BOARD TERMINALS 5.08 MM N OF POLES: 7 180° SOLDER PIN LENGTH (L): 4.5 MM TINNED ORANGE TOP CONNECTION CLAMPING RANGE MAX. : 2.5 MM² BOX | 1
27693 | 1701790000 | PCB PLUG-IN CONNECTOR FEMALE PLUG 7.50 MM N OF POLES: 2 90° CLAMPING YOKE CONNECTION CLAMPING RANGE MAX. : 3.31 MM² BOX | 1
27694 | 1701800000 | PCB PLUG-IN CONNECTOR FEMALE PLUG 7.50 MM N OF POLES: 3 90° CLAMPING YOKE CONNECTION CLAMPING RANGE MAX. : 3.31 MM² BOX | 1
27695 | 1701810000 | PCB PLUG-IN CONNECTOR FEMALE PLUG 7.50 MM N OF POLES: 4 90° CLAMPING YOKE CONNECTION CLAMPING RANGE MAX. : 3.31 MM² BOX | 1
27696 | 1701820000 | PCB PLUG-IN CONNECTOR FEMALE PLUG 7.50 MM N OF POLES: 5 90° CLAMPING YOKE CONNECTION CLAMPING RANGE MAX. : 3.31 MM² BOX | 1
27697 | 1701830000 | PCB PLUG-IN CONNECTOR FEMALE PLUG 7.50 MM N OF POLES: 6 90° CLAMPING YOKE CONNECTION CLAMPING RANGE MAX. : 3.31 MM² BOX | 1
27698 | 1701870000 | PCB PLUG-IN CONNECTOR FEMALE PLUG 7.50 MM N OF POLES: 10 90° CLAMPING YOKE CONNECTION CLAMPING RANGE MAX. : 3.31 MM² BOX | 1
27699 | 1701890000 | PCB PLUG-IN CONNECTOR FEMALE PLUG 7.50 MM N OF POLES: 12 90° CLAMPING YOKE CONNECTION CLAMPING RANGE MAX. : 3.31 MM² BOX | 1
27700 | 1701900000 | PCB PLUG-IN CONNECTOR FEMALE PLUG 7.50 MM N OF POLES: 2 90° CLAMPING YOKE CONNECTION CLAMPING RANGE MAX. : 3.31 MM² BOX | 1
27701 | 1702000000 | PCB PLUG-IN CONNECTOR FEMALE PLUG 7.50 MM N OF POLES: 12 90° CLAMPING YOKE CONNECTION CLAMPING RANGE MAX. : 3.31 MM² BOX | 1
27702 | 1702010000 | PCB PLUG-IN CONNECTOR FEMALE PLUG 7.50 MM N OF POLES: 2 90° CLAMPING YOKE CONNECTION CLAMPING RANGE MAX. : 3.31 MM² BOX | 1
27703 | 1702020000 | PCB PLUG-IN CONNECTOR FEMALE PLUG 7.50 MM N OF POLES: 3 90° CLAMPING YOKE CONNECTION CLAMPING RANGE MAX. : 3.31 MM² BOX | 1
27704 | 1702030000 | PCB PLUG-IN CONNECTOR FEMALE PLUG 7.50 MM N OF POLES: 4 90° CLAMPING YOKE CONNECTION CLAMPING RANGE MAX. : 3.31 MM² BOX | 1
27705 | 1702050000 | PCB PLUG-IN CONNECTOR FEMALE PLUG 7.50 MM N OF POLES: 6 90° CLAMPING YOKE CONNECTION CLAMPING RANGE MAX. : 3.31 MM² BOX | 1
27706 | 1702070000 | PCB PLUG-IN CONNECTOR FEMALE PLUG 7.50 MM N OF POLES: 8 90° CLAMPING YOKE CONNECTION CLAMPING RANGE MAX. : 3.31 MM² BOX | 1
27707 | 1702090000 | PCB PLUG-IN CONNECTOR FEMALE PLUG 7.50 MM N OF POLES: 10 90° CLAMPING YOKE CONNECTION CLAMPING RANGE MAX. : 3.31 MM² BOX | 1
27708 | 1702110000 | PCB PLUG-IN CONNECTOR FEMALE PLUG 7.50 MM N OF POLES: 12 90° CLAMPING YOKE CONNECTION CLAMPING RANGE MAX. : 3.31 MM² BOX | 1
27709 | 1702240000 | PCB PLUG-IN CONNECTOR FEMALE PLUG 7.50 MM N OF POLES: 3 270° CLAMPING YOKE CONNECTION CLAMPING RANGE MAX. : 3.31 MM² BOX | 1
27710 | 1702280000 | PCB PLUG-IN CONNECTOR FEMALE PLUG 7.50 MM N OF POLES: 7 270° CLAMPING YOKE CONNECTION CLAMPING RANGE MAX. : 3.31 MM² BOX | 1
27711 | 1702290000 | PCB PLUG-IN CONNECTOR FEMALE PLUG 7.50 MM N OF POLES: 8 270° CLAMPING YOKE CONNECTION CLAMPING RANGE MAX. : 3.31 MM² BOX | 1
27712 | 1702320000 | PCB PLUG-IN CONNECTOR FEMALE PLUG 7.50 MM N OF POLES: 11 270° CLAMPING YOKE CONNECTION CLAMPING RANGE MAX. : 3.31 MM² BOX | 1
27713 | 1702330000 | PCB PLUG-IN CONNECTOR FEMALE PLUG 7.50 MM N OF POLES: 12 270° CLAMPING YOKE CONNECTION CLAMPING RANGE MAX. : 3.31 MM² BOX | 1
27714 | 1702460000 | PCB PLUG-IN CONNECTOR FEMALE PLUG 7.50 MM N OF POLES: 3 270° CLAMPING YOKE CONNECTION CLAMPING RANGE MAX. : 3.31 MM² BOX | 1
27715 | 1702490000 | PCB PLUG-IN CONNECTOR FEMALE PLUG 7.50 MM N OF POLES: 6 270° CLAMPING YOKE CONNECTION CLAMPING RANGE MAX. : 3.31 MM² BOX | 1
27716 | 1702510000 | PCB PLUG-IN CONNECTOR FEMALE PLUG 7.50 MM N OF POLES: 8 270° CLAMPING YOKE CONNECTION CLAMPING RANGE MAX. : 3.31 MM² BOX | 1
27717 | 1702530000 | PCB PLUG-IN CONNECTOR FEMALE PLUG 7.50 MM N OF POLES: 10 270° CLAMPING YOKE CONNECTION CLAMPING RANGE MAX. : 3.31 MM² BOX | 1
27718 | 1702540000 | PCB PLUG-IN CONNECTOR FEMALE PLUG 7.50 MM N OF POLES: 11 270° CLAMPING YOKE CONNECTION CLAMPING RANGE MAX. : 3.31 MM² BOX | 1
27719 | 1702550000 | PCB PLUG-IN CONNECTOR FEMALE PLUG 7.50 MM N OF POLES: 12 270° CLAMPING YOKE CONNECTION CLAMPING RANGE MAX. : 3.31 MM² BOX | 1
27720 | 1707040000 | PRINTED CIRCUIT BOARD TERMINALS 5.08 MM N OF POLES: 18 90° SOLDER PIN LENGTH (L): 3.5 MM TINNED ORANGE TOP CONNECTION CLAMPING RANGE MAX. : 2.5 MM² BOX | 1
27721 | 1717900000 | ACCESSORIES Z-SERIES CROSS-CONNECTOR 24 A | 235
27722 | 1717910000 | Z-SERIES CROSS-CONNECTOR FOR THE TERMINALS N OF POLES: 3 | 23
27723 | 1717920000 | Z-SERIES CROSS-CONNECTOR FOR THE TERMINALS N OF POLES: 4 | 23
27724 | 1717930000 | Z-SERIES CROSS-CONNECTOR FOR THE TERMINALS N OF POLES: 5 | 23
27725 | 1717940000 | Z-SERIES CROSS-CONNECTOR FOR THE TERMINALS N OF POLES: 6 | 23
27726 | 1717950000 | Z-SERIES CROSS-CONNECTOR FOR THE TERMINALS N OF POLES: 7 | 23
27727 | 1717960000 | Z-SERIES CROSS-CONNECTOR FOR THE TERMINALS N OF POLES: 8 | 23
27728 | 1717980000 | Z-SERIES CROSS-CONNECTOR FOR THE TERMINALS N OF POLES: 10 | 23
27729 | 1717990000 | ACCESSORIES CROSS-CONNECTOR 24 A | 47
27730 | 1718000000 | ACCESSORIES CROSS-CONNECTOR 24 A | 47
27731 | 1718010000 | ACCESSORIES CROSS-CONNECTOR 24 A | 47
27732 | 1718020000 | ACCESSORIES CROSS-CONNECTOR 24 A | 47
27733 | 1718030000 | ACCESSORIES CROSS-CONNECTOR 24 A | 47
27734 | 1718040000 | ACCESSORIES CROSS-CONNECTOR 24 A | 47
27735 | 1718050000 | ACCESSORIES CROSS-CONNECTOR 24 A | 47
27736 | 1718060000 | ACCESSORIES CROSS-CONNECTOR 24 A | 47
27737 | 1718070000 | ACCESSORIES CROSS-CONNECTOR 24 A | 47
27738 | 1718120000 | Z-SERIES CROSS-CONNECTOR FOR THE TERMINALS N OF POLES: 6 | 23
27739 | 1718140000 | Z-SERIES CROSS-CONNECTOR FOR THE TERMINALS N OF POLES: 8 | 23
27740 | 1718150000 | Z-SERIES CROSS-CONNECTOR FOR THE TERMINALS N OF POLES: 9 | 23
27741 | 1718160000 | Z-SERIES CROSS-CONNECTOR FOR THE TERMINALS N OF POLES: 10 | 23
27742 | 1720700000 | ACCESSORIES CROSS-CONNECTOR 24 A | 47
27743 | 1724740000 | PRINTED CIRCUIT BOARD TERMINALS 5.08 MM N OF POLES: 13 180° SOLDER PIN LENGTH (L): 4.5 MM TINNED ORANGE TOP CONNECTION CLAMPING RANGE MAX. : 2.5 MM² BOX | 1
27744 | 1730230000 | PRINTED CIRCUIT BOARD TERMINALS 5.08 MM N OF POLES: 4 90° SOLDER PIN LENGTH (L): 3.5 MM TINNED TOP CONNECTION CLAMPING RANGE MAX. : 2.5 MM² BOX | 1
27745 | 1733640000 | ACCESSORIES CROSS-CONNECTOR 41 A | 47
27746 | 1745880000 | FEED-THROUGH TERMINAL DOUBLE-TIER TERMINAL TENSION-CLAMP CONNECTION 2.5 MM² 500 V 20 A | 10
27747 | 1768800000 | FEED-THROUGH TERMINAL DOUBLE-TIER TERMINAL TENSION-CLAMP CONNECTION 2.5 MM² 500 V 20 A | 10
27748 | 1771820000 | ACCESSORIES CROSS-CONNECTOR 10 A | 47
27749 | 1771830000 | ACCESSORIES CROSS-CONNECTOR 10 A | 47
27750 | 1771840000 | ACCESSORIES CROSS-CONNECTOR 10 A | 47
27751 | 1775480000 | FEED-THROUGH TERMINAL TENSION-CLAMP CONNECTION 1.5 MM² 500 V 17.5 A DARK | 10
27752 | 1775490000 | FEED-THROUGH TERMINAL TENSION-CLAMP CONNECTION 1.5 MM² 500 V 17.5 A | 10
27753 | 1775500000 | FEED-THROUGH TERMINAL TENSION-CLAMP CONNECTION 1.5 MM² 500 V 17.5 A ORANGE | 10
27754 | 1775530000 | FEED-THROUGH TERMINAL TENSION-CLAMP CONNECTION 1.5 MM² 500 V 17.5 A DARK | 10
27755 | 1775540000 | FEED-THROUGH TERMINAL TENSION-CLAMP CONNECTION 1.5 MM² 500 V 17.5 A | 10
27756 | 1775550000 | FEED-THROUGH TERMINAL TENSION-CLAMP CONNECTION 1.5 MM² 500 V 17.5 A ORANGE | 10
27757 | 1775580000 | FEED-THROUGH TERMINAL TENSION-CLAMP CONNECTION 1.5 MM² 500 V 17.5 A DARK | 10
27758 | 1775600000 | FEED-THROUGH TERMINAL TENSION-CLAMP CONNECTION 1.5 MM² 500 V 17.5 A | 10
27759 | 1775610000 | FEED-THROUGH TERMINAL TENSION-CLAMP CONNECTION 1.5 MM² 500 V 17.5 A ORANGE | 10
27760 | 1776120000 | ACCESSORIES CROSS-CONNECTOR 17.5 A | 47
27761 | 1776140000 | ACCESSORIES CROSS-CONNECTOR 17.5 A | 47
27762 | 1776150000 | ACCESSORIES CROSS-CONNECTOR 17.5 A | 47
27763 | 1776200000 | ACCESSORIES CROSS-CONNECTOR 17.5 A | 47
27764 | 1776210000 | ACCESSORIES TEST ADAPTER 13.5 A | 455
27765 | 1776220000 | ACCESSORIES TEST ADAPTER 13.5 A | 455
27766 | 1780660000 | ACCESSORIES TEST ADAPTER 17.5 A | 455
27767 | 1780670000 | ACCESSORIES TEST ADAPTER 9 A | 342
27768 | 1781820000 | FEED-THROUGH TERMINAL TENSION-CLAMP CONNECTION 2.5 MM² 800 V 24 A DARK | 10
27769 | 1782300000 | MULTI-TIER MODULAR TERMINAL TENSION-CLAMP CONNECTION 2.5 MM² 500 V 20 A DARK | 721
27770 | 1782310000 | MULTI-TIER MODULAR TERMINAL TENSION-CLAMP CONNECTION 2.5 MM² 500 V 20 A | 721
27771 | 1782320000 | MULTI-TIER MODULAR TERMINAL TENSION-CLAMP CONNECTION 2.5 MM² 400 V 20 A DARK | 10
27772 | 1782330000 | MULTI-TIER MODULAR TERMINAL TENSION-CLAMP CONNECTION 2.5 MM² 400 V 20 A | 721
27773 | 1791000000 | FEED-THROUGH TERMINAL DOUBLE-TIER TERMINAL TENSION-CLAMP CONNECTION 2.5 MM² 800 V 24 A | 10
27774 | 1791030000 | FEED-THROUGH TERMINAL DOUBLE-TIER TERMINAL TENSION-CLAMP CONNECTION 2.5 MM² 800 V 24 A DARK | 10
27775 | 1791040000 | FEED-THROUGH TERMINAL DOUBLE-TIER TERMINAL TENSION-CLAMP CONNECTION 2.5 MM² 800 V 24 A | 10
27776 | 1791100000 | FEED-THROUGH TERMINAL DOUBLE-TIER TERMINAL TENSION-CLAMP CONNECTION 1.5 MM² 500 V 17.5 A DARK | 10
27777 | 1791110000 | FEED-THROUGH TERMINAL DOUBLE-TIER TERMINAL TENSION-CLAMP CONNECTION 1.5 MM² 500 V 17.5 A | 10
27778 | 1791120000 | FEED-THROUGH TERMINAL DOUBLE-TIER TERMINAL TENSION-CLAMP CONNECTION 1.5 MM² 500 V 17.5 A DARK | 10
27779 | 1791130000 | FEED-THROUGH TERMINAL DOUBLE-TIER TERMINAL TENSION-CLAMP CONNECTION 1.5 MM² 500 V 17.5 A DARK | 10
27780 | 1791140000 | FEED-THROUGH TERMINAL DOUBLE-TIER TERMINAL TENSION-CLAMP CONNECTION 1.5 MM² 500 V 17.5 A | 10
27781 | 1791150000 | DOUBLE-TIER TERMINAL PE TERMINAL TENSION-CLAMP CONNECTION 1.5 MM² 180 A (1.5 MM²) GREEN/ | 145
27782 | 1792860000 | PCB PLUG-IN CONNECTOR FEMALE PLUG 3.81 MM N OF POLES: 2 180° CLAMPING YOKE CONNECTION CLAMPING RANGE MAX. : 1.5 MM² BOX | 1
27783 | 1792870000 | PCB PLUG-IN CONNECTOR FEMALE PLUG 3.81 MM N OF POLES: 3 180° CLAMPING YOKE CONNECTION CLAMPING RANGE MAX. : 1.5 MM² BOX | 1
27784 | 1792880000 | PCB PLUG-IN CONNECTOR FEMALE PLUG 3.81 MM N OF POLES: 4 180° CLAMPING YOKE CONNECTION CLAMPING RANGE MAX. : 1.5 MM² BOX | 1
27785 | 1792890000 | PCB PLUG-IN CONNECTOR FEMALE PLUG 3.81 MM N OF POLES: 5 180° CLAMPING YOKE CONNECTION CLAMPING RANGE MAX. : 1.5 MM² BOX | 1
27786 | 1792900000 | PCB PLUG-IN CONNECTOR FEMALE PLUG 3.81 MM N OF POLES: 6 180° CLAMPING YOKE CONNECTION CLAMPING RANGE MAX. : 1.5 MM² BOX | 1
27787 | 1792910000 | PCB PLUG-IN CONNECTOR FEMALE PLUG 3.81 MM N OF POLES: 8 180° CLAMPING YOKE CONNECTION CLAMPING RANGE MAX. : 1.5 MM² BOX | 1
27788 | 1792920000 | PCB PLUG-IN CONNECTOR FEMALE PLUG 3.81 MM N OF POLES: 10 180° CLAMPING YOKE CONNECTION CLAMPING RANGE MAX. : 1.5 MM² BOX | 1
27789 | 1792930000 | PCB PLUG-IN CONNECTOR FEMALE PLUG 3.81 MM N OF POLES: 12 180° CLAMPING YOKE CONNECTION CLAMPING RANGE MAX. : 1.5 MM² BOX | 1
27790 | 1792940000 | PCB PLUG-IN CONNECTOR FEMALE PLUG 3.81 MM N OF POLES: 16 180° CLAMPING YOKE CONNECTION CLAMPING RANGE MAX. : 1.5 MM² BOX | 1
27791 | 1793040000 | PCB PLUG-IN CONNECTOR FEMALE PLUG 3.81 MM N OF POLES: 2 180° CLAMPING YOKE CONNECTION CLAMPING RANGE MAX. : 1.5 MM² BOX | 1
27792 | 1793050000 | PCB PLUG-IN CONNECTOR FEMALE PLUG 3.81 MM N OF POLES: 3 180° CLAMPING YOKE CONNECTION CLAMPING RANGE MAX. : 1.5 MM² BOX | 1
27793 | 1793060000 | PCB PLUG-IN CONNECTOR FEMALE PLUG 3.81 MM N OF POLES: 4 180° CLAMPING YOKE CONNECTION CLAMPING RANGE MAX. : 1.5 MM² BOX | 1
27794 | 1793070000 | PCB PLUG-IN CONNECTOR FEMALE PLUG 3.81 MM N OF POLES: 5 180° CLAMPING YOKE CONNECTION CLAMPING RANGE MAX. : 1.5 MM² BOX | 1
27795 | 1793080000 | PCB PLUG-IN CONNECTOR FEMALE PLUG 3.81 MM N OF POLES: 6 180° CLAMPING YOKE CONNECTION CLAMPING RANGE MAX. : 1.5 MM² BOX | 1
27796 | 1793090000 | PCB PLUG-IN CONNECTOR FEMALE PLUG 3.81 MM N OF POLES: 8 180° CLAMPING YOKE CONNECTION CLAMPING RANGE MAX. : 1.5 MM² BOX | 1
27797 | 1793100000 | PCB PLUG-IN CONNECTOR FEMALE PLUG 3.81 MM N OF POLES: 10 180° CLAMPING YOKE CONNECTION CLAMPING RANGE MAX. : 1.5 MM² BOX | 1
27798 | 1793110000 | PCB PLUG-IN CONNECTOR FEMALE PLUG 3.81 MM N OF POLES: 12 180° CLAMPING YOKE CONNECTION CLAMPING RANGE MAX. : 1.5 MM² BOX | 1
27799 | 1793120000 | PCB PLUG-IN CONNECTOR FEMALE PLUG 3.81 MM N OF POLES: 16 180° CLAMPING YOKE CONNECTION CLAMPING RANGE MAX. : 1.5 MM² BOX | 1
27800 | 1793240000 | PCB PLUG-IN CONNECTOR MALE HEADER CLOSED SIDE THT SOLDER CONNECTION 3.81 MM N OF POLES: 2 90° SOLDER PIN LENGTH (L): 3.2 MM TINNED PALE GREEN BOX | 0
27801 | 1793250000 | PCB PLUG-IN CONNECTOR MALE HEADER CLOSED SIDE THT SOLDER CONNECTION 3.81 MM N OF POLES: 3 90° SOLDER PIN LENGTH (L): 3.2 MM TINNED PALE GREEN BOX | 0
27802 | 1793260000 | PCB PLUG-IN CONNECTOR MALE HEADER CLOSED SIDE THT SOLDER CONNECTION 3.81 MM N OF POLES: 4 90° SOLDER PIN LENGTH (L): 3.2 MM TINNED PALE GREEN BOX | 0
27803 | 1793270000 | PCB PLUG-IN CONNECTOR MALE HEADER CLOSED SIDE THT SOLDER CONNECTION 3.81 MM N OF POLES: 5 90° SOLDER PIN LENGTH (L): 3.2 MM TINNED PALE GREEN BOX | 0
27804 | 1793280000 | PCB PLUG-IN CONNECTOR MALE HEADER CLOSED SIDE THT SOLDER CONNECTION 3.81 MM N OF POLES: 6 90° SOLDER PIN LENGTH (L): 3.2 MM TINNED PALE GREEN BOX | 0
27805 | 1793290000 | PCB PLUG-IN CONNECTOR MALE HEADER CLOSED SIDE THT SOLDER CONNECTION 3.81 MM N OF POLES: 8 90° SOLDER PIN LENGTH (L): 3.2 MM TINNED PALE GREEN BOX | 0
27806 | 1793300000 | PCB PLUG-IN CONNECTOR MALE HEADER CLOSED SIDE THT SOLDER CONNECTION 3.81 MM N OF POLES: 10 90° SOLDER PIN LENGTH (L): 3.2 MM TINNED PALE GREEN BOX | 0
27807 | 1793310000 | PCB PLUG-IN CONNECTOR MALE HEADER CLOSED SIDE THT SOLDER CONNECTION 3.81 MM N OF POLES: 12 90° SOLDER PIN LENGTH (L): 3.2 MM TINNED PALE GREEN BOX | 0
27808 | 1793320000 | PCB PLUG-IN CONNECTOR MALE HEADER CLOSED SIDE THT SOLDER CONNECTION 3.81 MM N OF POLES: 16 90° SOLDER PIN LENGTH (L): 3.2 MM TINNED PALE GREEN BOX | 0
27809 | 1793420000 | PCB PLUG-IN CONNECTOR MALE HEADER FLANGE THT SOLDER CONNECTION 3.81 MM N OF POLES: 2 90° SOLDER PIN LENGTH (L): 3.2 MM TINNED PALE GREEN BOX | 0
27810 | 1793430000 | PCB PLUG-IN CONNECTOR MALE HEADER FLANGE THT SOLDER CONNECTION 3.81 MM N OF POLES: 3 90° SOLDER PIN LENGTH (L): 3.2 MM TINNED PALE GREEN BOX | 0
27811 | 1793440000 | PCB PLUG-IN CONNECTOR MALE HEADER FLANGE THT SOLDER CONNECTION 3.81 MM N OF POLES: 4 90° SOLDER PIN LENGTH (L): 3.2 MM TINNED PALE GREEN BOX | 0
27812 | 1793450000 | PCB PLUG-IN CONNECTOR MALE HEADER FLANGE THT SOLDER CONNECTION 3.81 MM N OF POLES: 5 90° SOLDER PIN LENGTH (L): 3.2 MM TINNED PALE GREEN BOX | 0
27813 | 1793470000 | PCB PLUG-IN CONNECTOR MALE HEADER FLANGE THT SOLDER CONNECTION 3.81 MM N OF POLES: 8 90° SOLDER PIN LENGTH (L): 3.2 MM TINNED PALE GREEN BOX | 0
27814 | 1793480000 | PCB PLUG-IN CONNECTOR MALE HEADER FLANGE THT SOLDER CONNECTION 3.81 MM N OF POLES: 10 90° SOLDER PIN LENGTH (L): 3.2 MM TINNED PALE GREEN BOX | 0
27815 | 1793490000 | PCB PLUG-IN CONNECTOR MALE HEADER FLANGE THT SOLDER CONNECTION 3.81 MM N OF POLES: 12 90° SOLDER PIN LENGTH (L): 3.2 MM TINNED PALE GREEN BOX | 0
27816 | 1793610000 | PCB PLUG-IN CONNECTOR MALE HEADER CLOSED SIDE THT SOLDER CONNECTION 3.81 MM N OF POLES: 2 180° SOLDER PIN LENGTH (L): 3.2 MM TINNED PALE GREEN BOX | 0
27817 | 1793620000 | PCB PLUG-IN CONNECTOR MALE HEADER CLOSED SIDE THT SOLDER CONNECTION 3.81 MM N OF POLES: 3 180° SOLDER PIN LENGTH (L): 3.2 MM TINNED PALE GREEN BOX | 0
27818 | 1793630000 | PCB PLUG-IN CONNECTOR MALE HEADER CLOSED SIDE THT SOLDER CONNECTION 3.81 MM N OF POLES: 4 180° SOLDER PIN LENGTH (L): 3.2 MM TINNED PALE GREEN BOX | 0
27819 | 1793640000 | PCB PLUG-IN CONNECTOR MALE HEADER CLOSED SIDE THT SOLDER CONNECTION 3.81 MM N OF POLES: 5 180° SOLDER PIN LENGTH (L): 3.2 MM TINNED PALE GREEN BOX | 0
27820 | 1793650000 | PCB PLUG-IN CONNECTOR MALE HEADER CLOSED SIDE THT SOLDER CONNECTION 3.81 MM N OF POLES: 6 180° SOLDER PIN LENGTH (L): 3.2 MM TINNED PALE GREEN BOX | 0
27821 | 1793660000 | PCB PLUG-IN CONNECTOR MALE HEADER CLOSED SIDE THT SOLDER CONNECTION 3.81 MM N OF POLES: 8 180° SOLDER PIN LENGTH (L): 3.2 MM TINNED PALE GREEN BOX | 0
27822 | 1793670000 | PCB PLUG-IN CONNECTOR MALE HEADER CLOSED SIDE THT SOLDER CONNECTION 3.81 MM N OF POLES: 10 180° SOLDER PIN LENGTH (L): 3.2 MM TINNED PALE GREEN BOX | 0
27823 | 1793680000 | PCB PLUG-IN CONNECTOR MALE HEADER CLOSED SIDE THT SOLDER CONNECTION 3.81 MM N OF POLES: 12 180° SOLDER PIN LENGTH (L): 3.2 MM TINNED PALE GREEN BOX | 0
27824 | 1793690000 | PCB PLUG-IN CONNECTOR MALE HEADER CLOSED SIDE THT SOLDER CONNECTION 3.81 MM N OF POLES: 16 180° SOLDER PIN LENGTH (L): 3.2 MM TINNED PALE GREEN BOX | 0
27825 | 1793790000 | PCB PLUG-IN CONNECTOR MALE HEADER FLANGE THT SOLDER CONNECTION 3.81 MM N OF POLES: 2 180° SOLDER PIN LENGTH (L): 3.2 MM TINNED PALE GREEN BOX | 0
27826 | 1793800000 | PCB PLUG-IN CONNECTOR MALE HEADER FLANGE THT SOLDER CONNECTION 3.81 MM N OF POLES: 3 180° SOLDER PIN LENGTH (L): 3.2 MM TINNED PALE GREEN BOX | 0
27827 | 1793810000 | PCB PLUG-IN CONNECTOR MALE HEADER FLANGE THT SOLDER CONNECTION 3.81 MM N OF POLES: 4 180° SOLDER PIN LENGTH (L): 3.2 MM TINNED PALE GREEN BOX | 0
27828 | 1793820000 | PCB PLUG-IN CONNECTOR MALE HEADER FLANGE THT SOLDER CONNECTION 3.81 MM N OF POLES: 5 180° SOLDER PIN LENGTH (L): 3.2 MM TINNED PALE GREEN BOX | 0
27829 | 1793830000 | PCB PLUG-IN CONNECTOR MALE HEADER FLANGE THT SOLDER CONNECTION 3.81 MM N OF POLES: 6 180° SOLDER PIN LENGTH (L): 3.2 MM TINNED PALE GREEN BOX | 0
27830 | 1793840000 | PCB PLUG-IN CONNECTOR MALE HEADER FLANGE THT SOLDER CONNECTION 3.81 MM N OF POLES: 8 180° SOLDER PIN LENGTH (L): 3.2 MM TINNED PALE GREEN BOX | 0
27831 | 1793850000 | PCB PLUG-IN CONNECTOR MALE HEADER FLANGE THT SOLDER CONNECTION 3.81 MM N OF POLES: 10 180° SOLDER PIN LENGTH (L): 3.2 MM TINNED PALE GREEN BOX | 0
27832 | 1793860000 | PCB PLUG-IN CONNECTOR MALE HEADER FLANGE THT SOLDER CONNECTION 3.81 MM N OF POLES: 12 180° SOLDER PIN LENGTH (L): 3.2 MM TINNED PALE GREEN BOX | 0
27833 | 1798680000 | PCB PLUG-IN CONNECTOR FEMALE PLUG 3.81 MM N OF POLES: 2 90° CLAMPING YOKE CONNECTION CLAMPING RANGE MAX. : 1.5 MM² BOX | 1
27834 | 1798690000 | PCB PLUG-IN CONNECTOR FEMALE PLUG 3.81 MM N OF POLES: 3 90° CLAMPING YOKE CONNECTION CLAMPING RANGE MAX. : 1.5 MM² BOX | 1
27835 | 1798710000 | PCB PLUG-IN CONNECTOR FEMALE PLUG 3.81 MM N OF POLES: 4 90° CLAMPING YOKE CONNECTION CLAMPING RANGE MAX. : 1.5 MM² BOX | 1
27836 | 1798720000 | PCB PLUG-IN CONNECTOR FEMALE PLUG 3.81 MM N OF POLES: 5 90° CLAMPING YOKE CONNECTION CLAMPING RANGE MAX. : 1.5 MM² BOX | 1
27837 | 1798730000 | PCB PLUG-IN CONNECTOR FEMALE PLUG 3.81 MM N OF POLES: 6 90° CLAMPING YOKE CONNECTION CLAMPING RANGE MAX. : 1.5 MM² BOX | 1
27838 | 1798740000 | PCB PLUG-IN CONNECTOR FEMALE PLUG 3.81 MM N OF POLES: 8 90° CLAMPING YOKE CONNECTION CLAMPING RANGE MAX. : 1.5 MM² BOX | 1
27839 | 1798750000 | PCB PLUG-IN CONNECTOR FEMALE PLUG 3.81 MM N OF POLES: 10 90° CLAMPING YOKE CONNECTION CLAMPING RANGE MAX. : 1.5 MM² BOX | 1
27840 | 1798760000 | PCB PLUG-IN CONNECTOR FEMALE PLUG 3.81 MM N OF POLES: 12 90° CLAMPING YOKE CONNECTION CLAMPING RANGE MAX. : 1.5 MM² BOX | 1
27841 | 1798860000 | PCB PLUG-IN CONNECTOR FEMALE PLUG 3.81 MM N OF POLES: 3 90° CLAMPING YOKE CONNECTION CLAMPING RANGE MAX. : 1.5 MM² BOX | 1
27842 | 1798870000 | PCB PLUG-IN CONNECTOR FEMALE PLUG 3.81 MM N OF POLES: 4 90° CLAMPING YOKE CONNECTION CLAMPING RANGE MAX. : 1.5 MM² BOX | 1
27843 | 1798880000 | PCB PLUG-IN CONNECTOR FEMALE PLUG 3.81 MM N OF POLES: 5 90° CLAMPING YOKE CONNECTION CLAMPING RANGE MAX. : 1.5 MM² BOX | 1
27844 | 1798900000 | PCB PLUG-IN CONNECTOR FEMALE PLUG 3.81 MM N OF POLES: 8 90° CLAMPING YOKE CONNECTION CLAMPING RANGE MAX. : 1.5 MM² BOX | 1
27845 | 1798910000 | PCB PLUG-IN CONNECTOR FEMALE PLUG 3.81 MM N OF POLES: 10 90° CLAMPING YOKE CONNECTION CLAMPING RANGE MAX. : 1.5 MM² BOX | 1
27846 | 1799010000 | PCB PLUG-IN CONNECTOR FEMALE PLUG 3.81 MM N OF POLES: 2 270° CLAMPING YOKE CONNECTION CLAMPING RANGE MAX. : 1.5 MM² BOX | 1
27847 | 1799020000 | PCB PLUG-IN CONNECTOR FEMALE PLUG 3.81 MM N OF POLES: 3 270° CLAMPING YOKE CONNECTION CLAMPING RANGE MAX. : 1.5 MM² BOX | 1
27848 | 1799030000 | PCB PLUG-IN CONNECTOR FEMALE PLUG 3.81 MM N OF POLES: 4 270° CLAMPING YOKE CONNECTION CLAMPING RANGE MAX. : 1.5 MM² BOX | 1
27849 | 1799170000 | PCB PLUG-IN CONNECTOR FEMALE PLUG 3.81 MM N OF POLES: 2 270° CLAMPING YOKE CONNECTION CLAMPING RANGE MAX. : 1.5 MM² BOX | 1
27850 | 1799190000 | PCB PLUG-IN CONNECTOR FEMALE PLUG 3.81 MM N OF POLES: 4 270° CLAMPING YOKE CONNECTION CLAMPING RANGE MAX. : 1.5 MM² BOX | 1
27851 | 1799200000 | PCB PLUG-IN CONNECTOR FEMALE PLUG 3.81 MM N OF POLES: 5 270° CLAMPING YOKE CONNECTION CLAMPING RANGE MAX. : 1.5 MM² BOX | 1
27852 | 1799220000 | PCB PLUG-IN CONNECTOR FEMALE PLUG 3.81 MM N OF POLES: 8 270° CLAMPING YOKE CONNECTION CLAMPING RANGE MAX. : 1.5 MM² BOX | 1
27853 | 1799230000 | PCB PLUG-IN CONNECTOR FEMALE PLUG 3.81 MM N OF POLES: 10 270° CLAMPING YOKE CONNECTION CLAMPING RANGE MAX. : 1.5 MM² BOX | 1
27854 | 1799240000 | PCB PLUG-IN CONNECTOR FEMALE PLUG 3.81 MM N OF POLES: 12 270° CLAMPING YOKE CONNECTION CLAMPING RANGE MAX. : 1.5 MM² BOX | 1
27855 | 1799790000 | FEED-THROUGH TERMINAL DOUBLE-TIER TERMINAL TENSION-CLAMP CONNECTION 2.5 MM² 500 V 20 A BROWN | 10
27856 | 1805940000 | FEED-THROUGH TERMINAL DOUBLE-TIER TERMINAL TENSION-CLAMP CONNECTION 2.5 MM² 800 V 24 A DARK | 10
27857 | 1808990000 | PCB PLUG-IN CONNECTOR MALE HEADER CLOSED SIDE THT SOLDER CONNECTION 3.81 MM N OF POLES: 14 90° SOLDER PIN LENGTH (L): 3.2 MM TINNED PALE GREEN BOX | 0
27858 | 1813330000 | PCB PLUG-IN CONNECTOR MALE HEADER CLOSED SIDE THT SOLDER CONNECTION 10.16 MM N OF POLES: 2 90° SOLDER PIN LENGTH (L): 3.5 MM -PLATED BOX | 0
27859 | 1813340000 | PCB PLUG-IN CONNECTOR MALE HEADER CLOSED SIDE THT SOLDER CONNECTION 10.16 MM N OF POLES: 3 90° SOLDER PIN LENGTH (L): 3.5 MM -PLATED BOX | 0
27860 | 1813350000 | PCB PLUG-IN CONNECTOR MALE HEADER CLOSED SIDE THT SOLDER CONNECTION 10.16 MM N OF POLES: 4 90° SOLDER PIN LENGTH (L): 3.5 MM -PLATED BOX | 0
27861 | 1813360000 | PCB PLUG-IN CONNECTOR MALE HEADER CLOSED SIDE THT SOLDER CONNECTION 10.16 MM N OF POLES: 5 90° SOLDER PIN LENGTH (L): 3.5 MM -PLATED BOX | 0
27862 | 1813370000 | PCB PLUG-IN CONNECTOR MALE HEADER CLOSED SIDE THT SOLDER CONNECTION 10.16 MM N OF POLES: 6 90° SOLDER PIN LENGTH (L): 3.5 MM -PLATED BOX | 0
27863 | 1813380000 | PCB PLUG-IN CONNECTOR MALE HEADER CLOSED SIDE THT SOLDER CONNECTION 10.16 MM N OF POLES: 7 90° SOLDER PIN LENGTH (L): 3.5 MM -PLATED BOX | 0
27864 | 1813390000 | PCB PLUG-IN CONNECTOR MALE HEADER CLOSED SIDE THT SOLDER CONNECTION 10.16 MM N OF POLES: 8 90° SOLDER PIN LENGTH (L): 3.5 MM -PLATED BOX | 0
27865 | 1813400000 | PCB PLUG-IN CONNECTOR MALE HEADER CLOSED SIDE THT SOLDER CONNECTION 10.16 MM N OF POLES: 9 90° SOLDER PIN LENGTH (L): 3.5 MM -PLATED BOX | 0
27866 | 1813410000 | PCB PLUG-IN CONNECTOR MALE HEADER CLOSED SIDE THT SOLDER CONNECTION 10.16 MM N OF POLES: 2 180° SOLDER PIN LENGTH (L): 3.5 MM -PLATED BOX | 0
27867 | 1813420000 | PCB PLUG-IN CONNECTOR MALE HEADER CLOSED SIDE THT SOLDER CONNECTION 10.16 MM N OF POLES: 3 180° SOLDER PIN LENGTH (L): 3.5 MM -PLATED BOX | 0
27868 | 1813430000 | PCB PLUG-IN CONNECTOR MALE HEADER CLOSED SIDE THT SOLDER CONNECTION 10.16 MM N OF POLES: 4 180° SOLDER PIN LENGTH (L): 3.5 MM -PLATED BOX | 0
27869 | 1813440000 | PCB PLUG-IN CONNECTOR MALE HEADER CLOSED SIDE THT SOLDER CONNECTION 10.16 MM N OF POLES: 5 180° SOLDER PIN LENGTH (L): 3.5 MM -PLATED BOX | 0
27870 | 1813450000 | PCB PLUG-IN CONNECTOR MALE HEADER CLOSED SIDE THT SOLDER CONNECTION 10.16 MM N OF POLES: 6 180° SOLDER PIN LENGTH (L): 3.5 MM -PLATED BOX | 0
27871 | 1813460000 | PCB PLUG-IN CONNECTOR MALE HEADER CLOSED SIDE THT SOLDER CONNECTION 10.16 MM N OF POLES: 7 180° SOLDER PIN LENGTH (L): 3.5 MM -PLATED BOX | 0
27872 | 1813470000 | PCB PLUG-IN CONNECTOR MALE HEADER CLOSED SIDE THT SOLDER CONNECTION 10.16 MM N OF POLES: 8 180° SOLDER PIN LENGTH (L): 3.5 MM -PLATED BOX | 0
27873 | 1813480000 | PCB PLUG-IN CONNECTOR MALE HEADER CLOSED SIDE THT SOLDER CONNECTION 10.16 MM N OF POLES: 9 180° SOLDER PIN LENGTH (L): 3.5 MM -PLATED BOX | 0
27874 | 1813490000 | PCB PLUG-IN CONNECTOR MALE HEADER CLOSED SIDE THT SOLDER CONNECTION 10.16 MM N OF POLES: 2 270° SOLDER PIN LENGTH (L): 3.5 MM -PLATED BOX | 0
27875 | 1813500000 | PCB PLUG-IN CONNECTOR MALE HEADER CLOSED SIDE THT SOLDER CONNECTION 10.16 MM N OF POLES: 3 270° SOLDER PIN LENGTH (L): 3.5 MM -PLATED BOX | 0
27876 | 1813510000 | PCB PLUG-IN CONNECTOR MALE HEADER CLOSED SIDE THT SOLDER CONNECTION 10.16 MM N OF POLES: 4 270° SOLDER PIN LENGTH (L): 3.5 MM -PLATED BOX | 0
27877 | 1813520000 | PCB PLUG-IN CONNECTOR MALE HEADER CLOSED SIDE THT SOLDER CONNECTION 10.16 MM N OF POLES: 5 270° SOLDER PIN LENGTH (L): 3.5 MM -PLATED BOX | 0
27878 | 1813530000 | PCB PLUG-IN CONNECTOR MALE HEADER CLOSED SIDE THT SOLDER CONNECTION 10.16 MM N OF POLES: 6 270° SOLDER PIN LENGTH (L): 3.5 MM -PLATED BOX | 0
27879 | 1813540000 | PCB PLUG-IN CONNECTOR MALE HEADER CLOSED SIDE THT SOLDER CONNECTION 10.16 MM N OF POLES: 7 270° SOLDER PIN LENGTH (L): 3.5 MM -PLATED BOX | 0
27880 | 1813550000 | PCB PLUG-IN CONNECTOR MALE HEADER CLOSED SIDE THT SOLDER CONNECTION 10.16 MM N OF POLES: 8 270° SOLDER PIN LENGTH (L): 3.5 MM -PLATED BOX | 0
27881 | 1813560000 | PCB PLUG-IN CONNECTOR MALE HEADER CLOSED SIDE THT SOLDER CONNECTION 10.16 MM N OF POLES: 9 270° SOLDER PIN LENGTH (L): 3.5 MM -PLATED BOX | 0
27882 | 1813570000 | PCB PLUG-IN CONNECTOR MALE HEADER CLIP-ON FLANGE THT SOLDER CONNECTION 10.16 MM N OF POLES: 2 90° SOLDER PIN LENGTH (L): 3.5 MM -PLATED BOX | 0
27883 | 1813580000 | PCB PLUG-IN CONNECTOR MALE HEADER CLIP-ON FLANGE THT SOLDER CONNECTION 10.16 MM N OF POLES: 3 90° SOLDER PIN LENGTH (L): 3.5 MM -PLATED BOX | 0
27884 | 1813590000 | PCB PLUG-IN CONNECTOR MALE HEADER CLIP-ON FLANGE THT SOLDER CONNECTION 10.16 MM N OF POLES: 4 90° SOLDER PIN LENGTH (L): 3.5 MM -PLATED BOX | 0
27885 | 1813640000 | PCB PLUG-IN CONNECTOR MALE HEADER CLIP-ON FLANGE THT SOLDER CONNECTION 10.16 MM N OF POLES: 9 90° SOLDER PIN LENGTH (L): 3.5 MM -PLATED BOX | 0
27886 | 1813650000 | PCB PLUG-IN CONNECTOR MALE HEADER CLIP-ON FLANGE THT SOLDER CONNECTION 10.16 MM N OF POLES: 2 180° SOLDER PIN LENGTH (L): 3.5 MM -PLATED BOX | 0
27887 | 1813660000 | PCB PLUG-IN CONNECTOR MALE HEADER CLIP-ON FLANGE THT SOLDER CONNECTION 10.16 MM N OF POLES: 3 180° SOLDER PIN LENGTH (L): 3.5 MM -PLATED BOX | 0
27888 | 1821000000 | PCB PLUG-IN CONNECTOR MALE HEADER CLOSED SIDE THT SOLDER CONNECTION 3.81 MM N OF POLES: 14 180° SOLDER PIN LENGTH (L): 3.2 MM TINNED PALE GREEN BOX | 0
27889 | 1827080000 | ACCESSORIES TEST ADAPTER 17.5 A | 455
27890 | 1831260000 | FEED-THROUGH TERMINAL DOUBLE-TIER TERMINAL TENSION-CLAMP CONNECTION 2.5 MM² 800 V 24 A ORANGE | 10
27891 | 1833090000 | ACCESSORIES DISCONNECT PLUG 20 A | 893
27892 | 1833100000 | ACCESSORIES COMPONENT PLUG | 905
27893 | 1847600000 | ACCESSORIES TEST ADAPTER 17.5 A | 455
27894 | 1850880000 | PCB PLUG-IN CONNECTOR MALE HEADER SCREW/CLIP-ON FLANGE THT SOLDER CONNECTION 10.16 MM N OF POLES: 2 180° SOLDER PIN LENGTH (L): 3.5 MM -PLATED BOX | 0
27895 | 1850890000 | PCB PLUG-IN CONNECTOR MALE HEADER SCREW/CLIP-ON FLANGE THT SOLDER CONNECTION 10.16 MM N OF POLES: 3 180° SOLDER PIN LENGTH (L): 3.5 MM -PLATED BOX | 0
27896 | 1850900000 | PCB PLUG-IN CONNECTOR MALE HEADER SCREW/CLIP-ON FLANGE THT SOLDER CONNECTION 10.16 MM N OF POLES: 4 180° SOLDER PIN LENGTH (L): 3.5 MM -PLATED BOX | 0
27897 | 1850910000 | PCB PLUG-IN CONNECTOR MALE HEADER SCREW/CLIP-ON FLANGE THT SOLDER CONNECTION 10.16 MM N OF POLES: 5 180° SOLDER PIN LENGTH (L): 3.5 MM -PLATED BOX | 0
27898 | 1850920000 | PCB PLUG-IN CONNECTOR MALE HEADER SCREW/CLIP-ON FLANGE THT SOLDER CONNECTION 10.16 MM N OF POLES: 6 180° SOLDER PIN LENGTH (L): 3.5 MM -PLATED BOX | 0
27899 | 1850930000 | PCB PLUG-IN CONNECTOR MALE HEADER SCREW/CLIP-ON FLANGE THT SOLDER CONNECTION 10.16 MM N OF POLES: 7 180° SOLDER PIN LENGTH (L): 3.5 MM -PLATED BOX | 0
27900 | 1850940000 | PCB PLUG-IN CONNECTOR MALE HEADER SCREW/CLIP-ON FLANGE THT SOLDER CONNECTION 10.16 MM N OF POLES: 8 180° SOLDER PIN LENGTH (L): 3.5 MM -PLATED BOX | 0
27901 | 1850950000 | PCB PLUG-IN CONNECTOR MALE HEADER SCREW/CLIP-ON FLANGE THT SOLDER CONNECTION 10.16 MM N OF POLES: 9 180° SOLDER PIN LENGTH (L): 3.5 MM -PLATED BOX | 0
27902 | 1851040000 | PCB PLUG-IN CONNECTOR MALE HEADER SCREW/CLIP-ON FLANGE THT SOLDER CONNECTION 10.16 MM N OF POLES: 2 90° SOLDER PIN LENGTH (L): 3.5 MM -PLATED BOX | 0
27903 | 1851050000 | PCB PLUG-IN CONNECTOR MALE HEADER SCREW/CLIP-ON FLANGE THT SOLDER CONNECTION 10.16 MM N OF POLES: 3 90° SOLDER PIN LENGTH (L): 3.5 MM -PLATED BOX | 0
27904 | 1851060000 | PCB PLUG-IN CONNECTOR MALE HEADER SCREW/CLIP-ON FLANGE THT SOLDER CONNECTION 10.16 MM N OF POLES: 4 90° SOLDER PIN LENGTH (L): 3.5 MM -PLATED BOX | 0
27905 | 1851070000 | PCB PLUG-IN CONNECTOR MALE HEADER SCREW/CLIP-ON FLANGE THT SOLDER CONNECTION 10.16 MM N OF POLES: 5 90° SOLDER PIN LENGTH (L): 3.5 MM -PLATED BOX | 0
27906 | 1851080000 | PCB PLUG-IN CONNECTOR MALE HEADER SCREW/CLIP-ON FLANGE THT SOLDER CONNECTION 10.16 MM N OF POLES: 6 90° SOLDER PIN LENGTH (L): 3.5 MM -PLATED BOX | 0
27907 | 1851090000 | PCB PLUG-IN CONNECTOR MALE HEADER SCREW/CLIP-ON FLANGE THT SOLDER CONNECTION 10.16 MM N OF POLES: 7 90° SOLDER PIN LENGTH (L): 3.5 MM -PLATED BOX | 0
27908 | 1851100000 | PCB PLUG-IN CONNECTOR MALE HEADER SCREW/CLIP-ON FLANGE THT SOLDER CONNECTION 10.16 MM N OF POLES: 8 90° SOLDER PIN LENGTH (L): 3.5 MM -PLATED BOX | 0
27909 | 1851110000 | PCB PLUG-IN CONNECTOR MALE HEADER SCREW/CLIP-ON FLANGE THT SOLDER CONNECTION 10.16 MM N OF POLES: 9 90° SOLDER PIN LENGTH (L): 3.5 MM -PLATED BOX | 0
27910 | 1851120000 | PCB PLUG-IN CONNECTOR MALE HEADER SCREW/CLIP-ON FLANGE THT SOLDER CONNECTION 10.16 MM N OF POLES: 2 270° SOLDER PIN LENGTH (L): 3.5 MM -PLATED BOX | 0
27911 | 1851130000 | PCB PLUG-IN CONNECTOR MALE HEADER SCREW/CLIP-ON FLANGE THT SOLDER CONNECTION 10.16 MM N OF POLES: 3 270° SOLDER PIN LENGTH (L): 3.5 MM -PLATED BOX | 0
27912 | 1851140000 | PCB PLUG-IN CONNECTOR MALE HEADER SCREW/CLIP-ON FLANGE THT SOLDER CONNECTION 10.16 MM N OF POLES: 4 270° SOLDER PIN LENGTH (L): 3.5 MM -PLATED BOX | 0
27913 | 1851150000 | PCB PLUG-IN CONNECTOR MALE HEADER SCREW/CLIP-ON FLANGE THT SOLDER CONNECTION 10.16 MM N OF POLES: 5 270° SOLDER PIN LENGTH (L): 3.5 MM -PLATED BOX | 0
27914 | 1851160000 | PCB PLUG-IN CONNECTOR MALE HEADER SCREW/CLIP-ON FLANGE THT SOLDER CONNECTION 10.16 MM N OF POLES: 6 270° SOLDER PIN LENGTH (L): 3.5 MM -PLATED BOX | 0
27915 | 1851170000 | PCB PLUG-IN CONNECTOR MALE HEADER SCREW/CLIP-ON FLANGE THT SOLDER CONNECTION 10.16 MM N OF POLES: 7 270° SOLDER PIN LENGTH (L): 3.5 MM -PLATED BOX | 0
27916 | 1851180000 | PCB PLUG-IN CONNECTOR MALE HEADER SCREW/CLIP-ON FLANGE THT SOLDER CONNECTION 10.16 MM N OF POLES: 8 270° SOLDER PIN LENGTH (L): 3.5 MM -PLATED BOX | 0
27917 | 1851190000 | PCB PLUG-IN CONNECTOR MALE HEADER SCREW/CLIP-ON FLANGE THT SOLDER CONNECTION 10.16 MM N OF POLES: 9 270° SOLDER PIN LENGTH (L): 3.5 MM -PLATED BOX | 0
27918 | 1859080000 | Z-SERIES CROSS-CONNECTOR FOR THE TERMINALS N OF POLES: 11 | 23
27919 | 1871380000 | PCB PLUG-IN CONNECTOR FEMALE PLUG 3.81 MM N OF POLES: 9 180° CLAMPING YOKE CONNECTION CLAMPING RANGE MAX. : 1.5 MM² BOX | 1
27920 | 1871480000 | PCB PLUG-IN CONNECTOR MALE HEADER CLOSED SIDE THT SOLDER CONNECTION 3.81 MM N OF POLES: 7 180° SOLDER PIN LENGTH (L): 3.2 MM TINNED PALE GREEN BOX | 0
27921 | 1878560000 | ACCESSORIES COMPONENT PLUG 1 A | 926
27922 | 1878570000 | ACCESSORIES COMPONENT PLUG 22 A | 929
27923 | 1880320000 | PRINTED CIRCUIT BOARD TERMINALS 5.08 MM N OF POLES: 1 180° SOLDER PIN LENGTH (L): 4.5 MM TINNED ORANGE TOP CONNECTION CLAMPING RANGE MAX. : 2.5 MM² BOX | 1
27924 | 1895700000 | FEED-THROUGH TERMINAL DOUBLE-TIER TERMINAL TENSION-CLAMP CONNECTION 2.5 MM² 800 V 24 A DARK | 10
27925 | 1896110000 | FEED-THROUGH TERMINAL PUSH IN 4 MM² 800 V 32 A DARK | 15
27926 | 1896120000 | FEED-THROUGH TERMINAL PUSH IN 4 MM² 800 V 32 A DARK | 15
27927 | 1896130000 | FEED-THROUGH TERMINAL PUSH IN 4 MM² 800 V 32 A DARK | 15
27928 | 1896140000 | FEED-THROUGH TERMINAL PUSH IN 10 MM² 800 V 57 A DARK | 15
27929 | 1896150000 | FEED-THROUGH TERMINAL PUSH IN 10 MM² 800 V 57 A DARK | 15
27930 | 1896160000 | PE TERMINAL PUSH IN 4 MM² 480 A (4 MM²) GREEN/ | 661
27931 | 1896170000 | PE TERMINAL PUSH IN 4 MM² 480 A (4 MM²) GREEN/ | 661
27932 | 1896180000 | PE TERMINAL PUSH IN 6 MM² 1200 A (10 MM²) GREEN/ | 561
27933 | 1896190000 | PE TERMINAL PUSH IN 6 MM² 1200 A (10 MM²) GREEN/ | 561
27934 | 1896200000 | PE TERMINAL PUSH IN 4 MM² 480 A (4 MM²) GREEN/ | 661
27935 | 1896210000 | PE TERMINAL PUSH IN 16 MM² 1920 A (16 MM²) GREEN/ | 561
27936 | 1896240000 | FEED-THROUGH TERMINAL PUSH IN 4 MM² 800 V 32 A | 15
27937 | 1896250000 | FEED-THROUGH TERMINAL PUSH IN 4 MM² 800 V 32 A | 15
27938 | 1896270000 | FEED-THROUGH TERMINAL PUSH IN 10 MM² 800 V 57 A | 15
27939 | 1896280000 | FEED-THROUGH TERMINAL PUSH IN 10 MM² 800 V 57 A | 15
27940 | 1896350000 | P-SERIES NEUTRAL CONDUCTOR MODULAR TERMINAL RATED CROSS-SECTION: 16 MM² PUSH IN DIRECT MOUNTING | 7
27941 | 1896360000 | NEUTRAL CONDUCTOR MODULAR TERMINAL PUSH IN 4 MM² 250 V 32 A | 781
27942 | 1896370000 | NEUTRAL CONDUCTOR MODULAR TERMINAL PUSH IN 10 MM² 250 V 41 A | 781
27943 | 1896400000 | FEED-THROUGH TERMINAL PUSH IN 16 MM² 800 V 76 A DARK | 15
27944 | 1899470000 | PCB PLUG-IN CONNECTOR FEMALE PLUG 3.81 MM N OF POLES: 14 180° CLAMPING YOKE CONNECTION CLAMPING RANGE MAX. : 1.5 MM² BOX | 1
27945 | 1905060000 | FEED-THROUGH TERMINAL SCREW CONNECTION 4 MM² 800 V 32 A DARK | 10
27946 | 1905080000 | TEST-DISCONNECT TERMINAL SCREW CONNECTION 4 MM² 500 V 27 A PIVOTING DARK | 36
27947 | 1905090000 | TEST-DISCONNECT TERMINAL SCREW CONNECTION 4 MM² 500 V 27 A PIVOTING DARK | 36
27948 | 1905100000 | TEST-DISCONNECT TERMINAL SCREW CONNECTION 4 MM² 500 V 27 A PIVOTING DARK | 36
27949 | 1905110000 | TEST-DISCONNECT TERMINAL SCREW CONNECTION 4 MM² 500 V 27 A PIVOTING DARK | 36
27950 | 1905120000 | PE TERMINAL SCREW CONNECTION 4 MM² 480 A (4 MM²) GREEN/ | 346
27951 | 1905130000 | PE TERMINAL SCREW CONNECTION 4 MM² 480 A (4 MM²) GREEN/ | 346
27952 | 1905140000 | FEED-THROUGH TERMINAL SCREW CONNECTION 4 MM² 800 V 32 A DARK | 10
27953 | 1905310000 | Z-SERIES COMPONENT TERMINAL DOUBLE-TIER TERMINAL RATED CROSS-SECTION: 2.5 MM² TENSION-CLAMP CONNECTION DARK | 7
27954 | 1906210000 | Z-SERIES CROSS-CONNECTOR FOR THE TERMINALS N OF POLES: 2 | 23
27955 | 1906220000 | Z-SERIES CROSS-CONNECTOR FOR THE TERMINALS N OF POLES: 3 | 23
27956 | 1906230000 | Z-SERIES CROSS-CONNECTOR FOR THE TERMINALS N OF POLES: 4 | 23
27957 | 1906240000 | Z-SERIES CROSS-CONNECTOR FOR THE TERMINALS N OF POLES: 20 | 23
27958 | 1908960000 | Z-SERIES CROSS-CONNECTOR FOR THE TERMINALS N OF POLES: 20 | 23
27959 | 1908990000 | ACCESSORIES CROSS-CONNECTOR 41 A | 47
27960 | 1909010000 | Z-SERIES CROSS-CONNECTOR FOR THE TERMINALS N OF POLES: 20 | 23
27961 | 1909020000 | ACCESSORIES CROSS-CONNECTOR 32 A | 47
27962 | 1909100000 | ACCESSORIES CROSS-CONNECTOR 32 A | 47
27963 | 1909110000 | Z-SERIES CROSS-CONNECTOR FOR THE TERMINALS N OF POLES: 20 | 23
27964 | 1909120000 | ACCESSORIES CROSS-CONNECTOR 32 A | 47
27965 | 1909130000 | Z-SERIES CROSS-CONNECTOR FOR THE TERMINALS N OF POLES: 20 | 23
27966 | 1909140000 | ACCESSORIES CROSS-CONNECTOR 24 A | 47
27967 | 1909150000 | ACCESSORIES CROSS-CONNECTOR 32 A | 47
27968 | 1916180000 | TEST ADAPTER RATED CONTROL VOLTAGE: | 792
27969 | 1916190000 | TEST ADAPTER RATED CONTROL VOLTAGE: | 792
27970 | 1918680000 | FEED-THROUGH TERMINAL DOUBLE-TIER TERMINAL PUSH IN 4 MM² 800 V 24 A | 282
27971 | 1918710000 | PE TERMINAL DOUBLE-TIER TERMINAL PUSH IN 4 MM² 480 A (4 MM²) GREEN/ | 1265
27972 | 1918720000 | FEED-THROUGH TERMINAL DOUBLE-TIER TERMINAL PUSH IN 4 MM² 800 V 24 A DARK | 282
27973 | 1918730000 | FEED-THROUGH TERMINAL DOUBLE-TIER TERMINAL PUSH IN 4 MM² 800 V 24 A DARK | 282
27974 | 1918740000 | FEED-THROUGH TERMINAL DOUBLE-TIER TERMINAL PUSH IN 4 MM² 800 V 24 A DARK | 282
27975 | 1918750000 | FEED-THROUGH TERMINAL DOUBLE-TIER TERMINAL PUSH IN 4 MM² 800 V 24 A DARK | 282
27976 | 1918760000 | FEED-THROUGH TERMINAL DOUBLE-TIER TERMINAL PUSH IN 4 MM² 800 V 24 A | 282
27977 | 1918770000 | FEED-THROUGH TERMINAL DOUBLE-TIER TERMINAL PUSH IN 4 MM² 800 V 24 A DARK | 282
27978 | 1918780000 | P-SERIES SUPPLY TERMINAL FEED-THROUGH TERMINAL RATED CROSS-SECTION: 16 MM² PUSH IN DIRECT MOUNTING | 29
27979 | 1918790000 | P-SERIES SUPPLY TERMINAL FEED-THROUGH TERMINAL RATED CROSS-SECTION: 16 MM² PUSH IN DIRECT MOUNTING | 29
27980 | 1925030000 | TEST-DISCONNECT TERMINAL SCREW CONNECTION 35 MM² 500 V 125 A SLIDING DARK | 36
27981 | 1925050000 | TEST-DISCONNECT TERMINAL SCREW CONNECTION 35 MM² 500 V 125 A SLIDING DARK | 36
27982 | 1925060000 | TEST-DISCONNECT TERMINAL SCREW CONNECTION 35 MM² 500 V 125 A SLIDING DARK | 36
27983 | 1933700000 | FEED-THROUGH TERMINAL TENSION-CLAMP CONNECTION 2.5 MM² 800 V 24 A DARK | 10
27984 | 1933710000 | FEED-THROUGH TERMINAL TENSION-CLAMP CONNECTION 2.5 MM² 800 V 24 A | 10
27985 | 1933720000 | FEED-THROUGH TERMINAL TENSION-CLAMP CONNECTION 2.5 MM² 800 V 24 A DARK | 10
27986 | 1933730000 | FEED-THROUGH TERMINAL TENSION-CLAMP CONNECTION 2.5 MM² 800 V 24 A | 10
27987 | 1933740000 | FEED-THROUGH TERMINAL TENSION-CLAMP CONNECTION 2.5 MM² 800 V 24 A DARK | 10
27988 | 1933750000 | FEED-THROUGH TERMINAL TENSION-CLAMP CONNECTION 2.5 MM² 800 V 24 A | 10
27989 | 1933770000 | PE TERMINAL TENSION-CLAMP CONNECTION 2.5 MM² 300 A (2.5 MM²) GREEN/ | 145
27990 | 1933780000 | PE TERMINAL TENSION-CLAMP CONNECTION 2.5 MM² 300 A (2.5 MM²) GREEN/ | 145
27991 | 1933790000 | Z-SERIES END PLATE PARTITION PLATE | 46
27992 | 1933800000 | Z-SERIES END PLATE PARTITION PLATE | 46
27993 | 1933810000 | Z-SERIES ACCESSORIES END PLATE PARTITION PLATE | 418
27994 | 1938330000 | FEED-THROUGH TERMINAL DOUBLE-TIER TERMINAL TENSION-CLAMP CONNECTION 2.5 MM² 800 V 24 A BROWN DARK | 10
27995 | 1938340000 | FEED-THROUGH TERMINAL DOUBLE-TIER TERMINAL TENSION-CLAMP CONNECTION 2.5 MM² 800 V 24 A BROWN DARK | 10
27996 | 1966780000 | SHEET HOLES | 114
27997 | 1966790000 | SHEET HOLES | 114
27998 | 1966810000 | SHEET HOLES | 114
27999 | 1980370000 | PCB PLUG-IN CONNECTOR MALE HEADER CLOSED SIDE THT SOLDER CONNECTION 7.62 MM N OF POLES: 2 90° SOLDER PIN LENGTH (L): 3.2 MM TINNED ORANGE BOX | 0
28000 | 1980380000 | PCB PLUG-IN CONNECTOR MALE HEADER CLOSED SIDE THT SOLDER CONNECTION 7.62 MM N OF POLES: 3 90° SOLDER PIN LENGTH (L): 3.2 MM TINNED ORANGE BOX | 0
28001 | 9013080000 | PRESSING TOOL CRIMPING TOOL FOR CONTACTS 0.5MM² 2.5MM² B-CRIMP | 134
28002 | 9013090000 | PRESSING TOOL CRIMPING TOOL FOR CONTACTS 0.1MM² 1MM² B-CRIMP | 134
28003 | 9013260000 | PRESSING TOOL CRIMPING TOOL FOR CONTACTS FODERBCRIMP | 447
28004 | 9013400000 | PRESSING TOOL CRIMPING TOOL FOR CONTACTS 0.5MM² 2.5MM² B-CRIMP | 134
28005 | 9013550000 | PRESSING TOOL CRIMPING TOOL FOR CONTACTS FODERBCRIMP | 447
28006 | 9013560000 | PRESSING TOOL CRIMPING TOOL FOR CONTACTS FODERBCRIMP | 447
28007 | 9014140000 | PRESSING TOOL CRIMPING TOOL FOR CONTACTS 0.22MM² 2.5MM² FODERBCRIMP | 134
28008 | 9014840000 | PRESSING TOOL CRIMPING TOOL FOR CONTACTS 0.2MM² 1MM² FODERBCRIMP | 134
28009 | 9017410000 | PRESSING TOOL CRIMPING TOOL FOR CONTACTS 0.1MM² 1MM² B-CRIMP | 134
28010 | 9017880000 | PRESSING TOOL CRIMPING TOOL FOR CONTACTS FODERBCRIMP | 447
28011 | 9017890000 | PRESSING TOOL CRIMPING TOOL FOR CONTACTS FODERBCRIMP | 447
28012 | 9201040000 | PRESSING TOOL CRIMPING TOOL FOR CONTACTS 0.2MM² 2.5MM² | 134
28013 | 9202210000 | TOOLS STRIPPING AND CUTTING TOOL | 141
28014 | 9202220000 | TOOLS STRIPPING AND CUTTING TOOL | 141
28015 | 9202230000 | TOOLS STRIPPING AND CUTTING TOOL | 141
28016 | 9202250000 | TOOLS STRIPPING AND CUTTING TOOL | 141
28017 | 9202310000 | ASSORTMENT OF INSERTS | 391
28018 | 9202320000 | ASSORTMENT OF INSERTS | 391
28019 | 9202330000 | TOOLS EMPTY BOX / CASE | 376
28020 | 9202600000 | ASSORTMENT CRIMPING TOOL CRIMPING TOOL: CTI 6 STRIPPING TOOL: STRIPAX CRIMPING RANGE MIN.: 0.5 | 160
28021 | 9202610000 | ASSORTMENT CRIMPING TOOL CRIMPING TOOL: PZ 6 ROTO/CTI 6 STRIPPING TOOL: STRIPAX CRIMPING RANGE MIN.: 0.14 COLOUR CODE: DIN | 160
28022 | 9202640000 | ASSORTMENT BOX COLOUR CODE: DIN | 1034
28023 | 9202800000 | PRESSING TOOLS CRIMPING TOOL FOR CONTACTS | 988
28024 | 9202850000 | PRESSING TOOL TOOL FOR INSULATED CABLE CONNECTORS 0.5MM² 6MM² OVAL CRIMPING PARALLEL CRIMP | 738
28025 | 9202860000 | PRESSING TOOL CRIMPING TOOL FOR CONTACTS 0.5MM² 6MM² B-CRIMP | 134
28026 | 9203260000 | ASSORTMENT OF INSERTS | 391
28027 | 9203610000 | TOOLS STRIPPING AND CUTTING TOOL | 141
28028 | 9203710000 | ACCESSORIES | 308
28029 | 9204350000 | TOOLS SHEATHING STRIPPERS | 332
28030 | 9204540000 | TOOLS STRIPPING AND CUTTING TOOL | 141
28031 | 9204560000 | TOOLS STRIPPING AND CUTTING TOOL | 141
28032 | 9204640000 | TOOLS ACCESSORIES | 116
28033 | 9204780000 | SHEET HOLES | 114
28034 | 9204790000 | SHEET HOLES | 114
28035 | 9204810000 | SHEET HOLES | 114
28036 | 9204820000 | SHEET HOLES | 114
28037 | 9204830000 | SHEET HOLES | 114
28038 | 9204840000 | SHEET HOLES | 114
28039 | 9204850000 | SHEET HOLES | 114
28040 | 9204860000 | SHEET HOLES | 114
28041 | 9204870000 | SHEET HOLES | 114
28042 | 9204880000 | SHEET HOLES | 114
28043 | 9204900000 | SHEET HOLES | 114
28044 | 9204910000 | SHEET HOLES | 114
28045 | 9204920000 | SHEET HOLES | 114
28046 | 9204930000 | SHEET HOLES | 114
28047 | 9204940000 | SHEET HOLES | 114
28048 | 9204950000 | SHEET HOLES | 114
28049 | 9204960000 | SHEET HOLES | 114
28050 | 9204970000 | SHEET HOLES | 114
28051 | 9204980000 | SHEET HOLES | 114
28052 | 9204990000 | SHEET HOLES | 114
28053 | 9205000000 | SHEET HOLES | 114
28054 | 9205010000 | SHEET HOLES | 114
28055 | 9205020000 | SHEET HOLES | 114
28056 | 9205030000 | SHEET HOLES | 114
28057 | 9205040000 | SHEET HOLES | 114
28058 | 9205760000 | TOOLS STRIPPING AND CUTTING TOOL | 141
28059 | 119560000 | CLIP-IN FOOT RS 70 ORANGE CLIP-IN FOOT WIDTH: 10 MM | 525
28060 | 119660000 | CLIP-IN FOOT RS 70 ORANGE CLIP-IN FOOT WIDTH: 10 MM | 525
28061 | 126260000 | CLIP-IN FOOT RS 70 ORANGE CLIP-IN FOOT WIDTH: 10 MM | 525
28062 | 146720000 | SAK SERIES END PLATE 3 MM DARK DIRECT MOUNTING | 74
28063 | 191300000 | SAK SERIES END PLATE 3 MM DARK DIRECT MOUNTING | 74
28064 | 191320000 | SAK SERIES END PLATE 3 MM DARK DIRECT MOUNTING | 74
28065 | 196600000 | SAK SERIES COVER PLATE 31.6 MM | 216
28066 | 213760000 | CLIP-IN FOOT RS 70 ORANGE CLIP-IN FOOT WIDTH: 10 MM | 525
28067 | 271900000 | SAK SERIES END PLATE DARK 75.5 MM | 482
28068 | 289660000 | PRINTED CIRCUIT BOARD TERMINALS 7.62 MM N OF POLES: 2 90° SOLDER PIN LENGTH (L): 3.5 MM TINNED ORANGE TOP CONNECTION CLAMPING RANGE MAX. : 6 MM² BOX | 1
28069 | 289760000 | PRINTED CIRCUIT BOARD TERMINALS 7.62 MM N OF POLES: 3 90° SOLDER PIN LENGTH (L): 3.5 MM TINNED ORANGE TOP CONNECTION CLAMPING RANGE MAX. : 6 MM² BOX | 1
28070 | 290160000 | PRINTED CIRCUIT BOARD TERMINALS 7.62 MM N OF POLES: 4 90° SOLDER PIN LENGTH (L): 3.5 MM TINNED ORANGE TOP CONNECTION CLAMPING RANGE MAX. : 6 MM² BOX | 1
28071 | 294420000 | SAK SERIES END PLATE 1.5 MM DARK DIRECT MOUNTING | 74
28072 | 298360000 | PRINTED CIRCUIT BOARD TERMINALS 7.62 MM N OF POLES: 2 180° SOLDER PIN LENGTH (L): 3.5 MM TINNED ORANGE TOP CONNECTION CLAMPING RANGE MAX. : 6 MM² BOX | 1
28073 | 298460000 | PRINTED CIRCUIT BOARD TERMINALS 7.62 MM N OF POLES: 3 180° SOLDER PIN LENGTH (L): 3.5 MM TINNED ORANGE TOP CONNECTION CLAMPING RANGE MAX. : 6 MM² BOX | 1
28074 | 298560000 | PRINTED CIRCUIT BOARD TERMINALS 7.62 MM N OF POLES: 4 180° SOLDER PIN LENGTH (L): 3.5 MM TINNED ORANGE TOP CONNECTION CLAMPING RANGE MAX. : 6 MM² BOX | 1
28075 | 301420000 | SAK SERIES END PLATE 3 MM MEDIUM DIRECT MOUNTING | 74
28076 | 376000000 | SAK SERIES COVER PLATE 32 MM | 216
28077 | 485200000 | SAK SERIES COVER PROFILE TRANSPARENT 1000 MM | 473
28078 | 485300000 | SAK SERIES COVER PROFILE TRANSPARENT 1000 MM | 473
28079 | 485400000 | SAK SERIES COVER PROFILE TRANSPARENT 1000 MM | 473
28080 | 656400000 | SAK SERIES COVER PLATE 63.5 MM | 216
28081 | 687560000 | SAK SERIES END PLATE 1.5 MM DIRECT MOUNTING | 74
28082 | 1003380000 | THM CONDUCTOR AND CABLE MARKERS 8 - 23 MM 24.5 X 100 MM | 21
28083 | 1003410000 | THM DEVICE MARKERS 60 X 89 MM | 77
28084 | 1003420000 | THM CONDUCTOR AND CABLE MARKERS 6.1 - 13.7 MM 24.5 X 62 MM | 21
28085 | 1003890000 | OMNIMATE POWER - SERIES WGK FEED-THROUGH TERMINAL RATED CROSS-SECTION: 4 MM² SCREW CONNECTION WEMID (PA) GREEN/ DIRECT MOUNTING FEED-THROUGH (BUSHING) | 29
28086 | 1003900000 | OMNIMATE POWER - SERIES WGK FEED-THROUGH TERMINAL RATED CROSS-SECTION: 4 MM² SCREW CONNECTION WEMID (PA) GREEN/ DIRECT MOUNTING FEED-THROUGH (BUSHING) | 29
28087 | 1003910000 | OMNIMATE POWER - SERIES WGK FEED-THROUGH TERMINAL RATED CROSS-SECTION: 4 MM² SCREW CONNECTION WEMID (PA) GREY DIRECT MOUNTING FEED-THROUGH (BUSHING) | 29
28088 | 1011610000 | THM DEVICE MARKERS 17 X 38 MM | 77
28089 | 1020640000 | ELECTRONICS HOUSINGS ORANGE END PLATE WIDTH: 6.4 MM | 529
28090 | 1020650000 | ELECTRONICS HOUSINGS ORANGE END PLATE WIDTH: 6.4 MM | 529
28091 | 1020690000 | ELECTRONICS HOUSINGS ORANGE CLIP-IN FOOT WIDTH: 107.2 MM | 515
28092 | 1027620000 | THM DEVICE MARKERS 8 X 17 MM | 77
28093 | 1049010000 | PCB PLUG-IN CONNECTOR FEMALE PLUG 7.62 MM N OF POLES: 5 CLAMPING YOKE CONNECTION CLAMPING RANGE MAX. : 4 MM² BOX | 1
28094 | 1049020000 | PCB PLUG-IN CONNECTOR FEMALE PLUG 7.62 MM N OF POLES: 6 CLAMPING YOKE CONNECTION CLAMPING RANGE MAX. : 4 MM² BOX | 1
28095 | 1049030000 | PCB PLUG-IN CONNECTOR FEMALE PLUG 7.62 MM N OF POLES: 8 CLAMPING YOKE CONNECTION CLAMPING RANGE MAX. : 4 MM² BOX | 1
28096 | 1052660000 | ACCESSORIES TEST ADAPTER 6 A | 342
28097 | 1052680000 | ACCESSORIES TEST ADAPTER 6 A | 342
28098 | 1057530000 | ELECTRONICS HOUSINGS CLIP-IN FOOT WIDTH: 17.55 MM | 515
28099 | 1057540000 | ELECTRONICS HOUSINGS END PLATE WIDTH: 27.2 MM | 380
28100 | 1058740000 | THM DEVICE MARKERS 9 X 15 MM | 77
28101 | 1058750000 | THM DEVICE MARKERS 9 X 15 MM | 77
28102 | 1059490000 | PCB PLUG-IN CONNECTOR MALE HEADER CLOSED SIDE THT SOLDER CONNECTION 7.62 MM N OF POLES: 6 90° SOLDER PIN LENGTH (L): 3.2 MM TINNED BOX | 0
28103 | 1059500000 | PCB PLUG-IN CONNECTOR MALE HEADER CLOSED SIDE THT SOLDER CONNECTION 7.62 MM N OF POLES: 7 90° SOLDER PIN LENGTH (L): 3.2 MM TINNED BOX | 0
28104 | 1059510000 | PCB PLUG-IN CONNECTOR MALE HEADER CLOSED SIDE THT SOLDER CONNECTION 7.62 MM N OF POLES: 8 90° SOLDER PIN LENGTH (L): 3.2 MM TINNED BOX | 0
28105 | 1059520000 | PCB PLUG-IN CONNECTOR MALE HEADER CLOSED SIDE THT SOLDER CONNECTION 7.62 MM N OF POLES: 9 90° SOLDER PIN LENGTH (L): 3.2 MM TINNED BOX | 0
28106 | 1059530000 | PCB PLUG-IN CONNECTOR MALE HEADER CLOSED SIDE THT SOLDER CONNECTION 7.62 MM N OF POLES: 10 90° SOLDER PIN LENGTH (L): 3.2 MM TINNED BOX | 0
28107 | 1059550000 | PCB PLUG-IN CONNECTOR MALE HEADER CLOSED SIDE THT SOLDER CONNECTION 7.62 MM N OF POLES: 11 90° SOLDER PIN LENGTH (L): 3.2 MM TINNED BOX | 0
28108 | 1059570000 | PCB PLUG-IN CONNECTOR MALE HEADER CLOSED SIDE THT SOLDER CONNECTION 7.62 MM N OF POLES: 12 90° SOLDER PIN LENGTH (L): 3.2 MM TINNED BOX | 0
28109 | 1059580000 | PCB PLUG-IN CONNECTOR FEMALE PLUG 7.62 MM N OF POLES: 2 CLAMPING YOKE CONNECTION CLAMPING RANGE MAX. : 4 MM² BOX | 1
28110 | 1059610000 | PCB PLUG-IN CONNECTOR FEMALE PLUG 7.62 MM N OF POLES: 7 CLAMPING YOKE CONNECTION CLAMPING RANGE MAX. : 4 MM² BOX | 1
28111 | 1059620000 | PCB PLUG-IN CONNECTOR FEMALE PLUG 7.62 MM N OF POLES: 9 CLAMPING YOKE CONNECTION CLAMPING RANGE MAX. : 4 MM² BOX | 1
28112 | 1059630000 | PCB PLUG-IN CONNECTOR FEMALE PLUG 7.62 MM N OF POLES: 10 CLAMPING YOKE CONNECTION CLAMPING RANGE MAX. : 4 MM² BOX | 1
28113 | 1059640000 | PCB PLUG-IN CONNECTOR FEMALE PLUG 7.62 MM N OF POLES: 11 CLAMPING YOKE CONNECTION CLAMPING RANGE MAX. : 4 MM² BOX | 1
28114 | 1059670000 | PCB PLUG-IN CONNECTOR FEMALE PLUG 7.62 MM N OF POLES: 12 CLAMPING YOKE CONNECTION CLAMPING RANGE MAX. : 4 MM² BOX | 1
28115 | 1059780000 | THM DEVICE MARKERS 6 X 15 MM | 77
28116 | 1059790000 | THM DEVICE MARKERS 6 X 15 MM | 77
28117 | 1059800000 | THM DEVICE MARKERS 9 X 17 MM | 77
28118 | 1059810000 | THM DEVICE MARKERS 9 X 17 MM | 77
28119 | 1059820000 | THM DEVICE MARKERS 6 X 18 MM | 77
28120 | 1059830000 | THM DEVICE MARKERS 6 X 18 MM | 77
28121 | 1059840000 | THM DEVICE MARKERS 9 X 18 MM | 77
28122 | 1059850000 | THM DEVICE MARKERS 9 X 18 MM | 77
28123 | 1059870000 | THM DEVICE MARKERS 8 X 20 MM | 77
28124 | 1059880000 | THM DEVICE MARKERS 8 X 20 MM | 77
28125 | 1061810000 | THM DEVICE MARKERS 74 X 101 MM | 327
28126 | 1064460000 | BOLT-TYPE SCREW TERMINALS HOOD 26 MM | 242
28127 | 1064480000 | BOLT-TYPE SCREW TERMINALS HOOD 26 MM | 242
28128 | 1064550000 | BOLT-TYPE SCREW TERMINALS HOOD LIGHT GREEN 31 MM | 1210
28129 | 1064560000 | BOLT-TYPE SCREW TERMINALS HOOD 31 MM | 242
28130 | 1064580000 | BOLT-TYPE SCREW TERMINALS HOOD 31 MM | 242
28131 | 1064660000 | BOLT-TYPE SCREW TERMINALS HOOD 41 MM | 242
28132 | 1064680000 | BOLT-TYPE SCREW TERMINALS HOOD 41 MM | 242
28133 | 1064760000 | BOLT-TYPE SCREW TERMINALS HOOD 54 MM | 242
28134 | 1064780000 | BOLT-TYPE SCREW TERMINALS HOOD 54 MM | 242
28135 | 1070260000 | BOLT-TYPE SCREW TERMINALS HOOD 25.7 MM | 242
28136 | 1070360000 | BOLT-TYPE SCREW TERMINALS HOOD 30.5 MM | 242
28137 | 1070460000 | BOLT-TYPE SCREW TERMINALS HOOD 40.6 MM | 242
28138 | 1100911001 | RS-SERIES RELAY MODULE N OF CONTACTS: 1 NC CONTACT AGNI 0.15 GOLD FLASHED RATED CONTROL VOLTAGE: 24 V DC ±10 % CONTINUOUS CURRENT: 6 A SCREW CONNECTION TEST BUTTON AVAILABLE: NO | 3
28139 | 1100921001 | RS-SERIES RELAY MODULE N OF CONTACTS: 1 NC CONTACT AGNI 0.15 GOLD FLASHED RATED CONTROL VOLTAGE: 24 V DC ±10 % CONTINUOUS CURRENT: 6 A SCREW CONNECTION TEST BUTTON AVAILABLE: NO | 3
28140 | 1100961001 | RS-SERIES RELAY MODULE N OF CONTACTS: 1 NC CONTACT AGNI 0.15 GOLD FLASHED RATED CONTROL VOLTAGE: 24 V DC ±10 % CONTINUOUS CURRENT: 6 A SCREW CONNECTION TEST BUTTON AVAILABLE: NO | 3
28141 | 1101611001 | RS-SERIES RELAY MODULE N OF CONTACTS: 1 NO CONTACT AGNI 0.15 GOLD FLASHED RATED CONTROL VOLTAGE: 24 V DC ±10 % CONTINUOUS CURRENT: 6 A SCREW CONNECTION TEST BUTTON AVAILABLE: NO | 3
28142 | 1101621001 | RS-SERIES RELAY MODULE N OF CONTACTS: 1 NO CONTACT AGNI 0.15 GOLD FLASHED RATED CONTROL VOLTAGE: 24 V DC ±10 % CONTINUOUS CURRENT: 6 A SCREW CONNECTION TEST BUTTON AVAILABLE: NO | 3
28143 | 1101661001 | RS-SERIES RELAY MODULE N OF CONTACTS: 1 NO CONTACT AGNI 0.15 GOLD FLASHED RATED CONTROL VOLTAGE: 24 V DC ±10 % CONTINUOUS CURRENT: 6 A SCREW CONNECTION TEST BUTTON AVAILABLE: NO | 3
28144 | 1101711001 | RS-SERIES RELAY MODULE N OF CONTACTS: 1 NO CONTACT AGNI 0.15 GOLD FLASHED RATED CONTROL VOLTAGE: 24 V UC ±10 % CONTINUOUS CURRENT: 6 A SCREW CONNECTION TEST BUTTON AVAILABLE: NO | 3
28145 | 1101721001 | RS-SERIES RELAY MODULE N OF CONTACTS: 1 NO CONTACT AGNI 0.15 GOLD FLASHED RATED CONTROL VOLTAGE: 24 V UC ±10 % CONTINUOUS CURRENT: 6 A SCREW CONNECTION TEST BUTTON AVAILABLE: NO | 3
28146 | 1101811001 | RS-SERIES RELAY MODULE N OF CONTACTS: 1 NO CONTACT AGNI 0.15 GOLD FLASHED RATED CONTROL VOLTAGE: 48 V DC ±10 % CONTINUOUS CURRENT: 6 A SCREW CONNECTION TEST BUTTON AVAILABLE: NO | 3
28147 | 1101821001 | RS-SERIES RELAY MODULE N OF CONTACTS: 1 NO CONTACT AGNI 0.15 GOLD FLASHED RATED CONTROL VOLTAGE: 48 V DC ±10 % CONTINUOUS CURRENT: 6 A SCREW CONNECTION TEST BUTTON AVAILABLE: NO | 3
28148 | 1101921001 | RS-SERIES RELAY MODULE N OF CONTACTS: 1 NO CONTACT AGNI 0.15 GOLD FLASHED RATED CONTROL VOLTAGE: 48 V AC / DC ±10 % CONTINUOUS CURRENT: 5 A SCREW CONNECTION TEST BUTTON AVAILABLE: NO | 3
28149 | 1102111001 | RS-SERIES RELAY MODULE N OF CONTACTS: 1 NO CONTACT AGNI 0.15 GOLD FLASHED RATED CONTROL VOLTAGE: 115 V AC CONTINUOUS CURRENT: 5 A SCREW CONNECTION TEST BUTTON AVAILABLE: NO | 3
28150 | 1102121001 | RS-SERIES RELAY MODULE N OF CONTACTS: 1 NO CONTACT AGNI 0.15 GOLD FLASHED RATED CONTROL VOLTAGE: 115 V AC CONTINUOUS CURRENT: 5 A SCREW CONNECTION TEST BUTTON AVAILABLE: NO | 3
28151 | 1102211001 | RS-SERIES RELAY MODULE N OF CONTACTS: 1 NO CONTACT AGNI 0.15 GOLD FLASHED RATED CONTROL VOLTAGE: 230 V AC +5 % / -15 % CONTINUOUS CURRENT: 3 A SCREW CONNECTION TEST BUTTON AVAILABLE: NO | 3
28152 | 1102221001 | RS-SERIES RELAY MODULE N OF CONTACTS: 1 NO CONTACT AGNI 0.15 GOLD FLASHED RATED CONTROL VOLTAGE: 230 V AC +5 % / -15 % CONTINUOUS CURRENT: 3 A SCREW CONNECTION TEST BUTTON AVAILABLE: NO | 3
28153 | 1102261001 | RS-SERIES RELAY MODULE N OF CONTACTS: 1 NO CONTACT AGNI 0.15 GOLD FLASHED RATED CONTROL VOLTAGE: 230 V AC +5 % / -15 % CONTINUOUS CURRENT: 3 A SCREW CONNECTION TEST BUTTON AVAILABLE: NO | 3
28154 | 1128511001 | RS-SERIES RELAY MODULE N OF CONTACTS: 1 NO CONTACT AGNI 0.15 GOLD FLASHED RATED CONTROL VOLTAGE: 240 V AC +5 % / -15 % CONTINUOUS CURRENT: 3 A SCREW CONNECTION TEST BUTTON AVAILABLE: NO | 3
28155 | 1129421001 | RS-SERIES RELAY MODULE N OF CONTACTS: 1 NO CONTACT AGNI 0.15 GOLD FLASHED RATED CONTROL VOLTAGE: 12 V DC ±10 % CONTINUOUS CURRENT: 6 A SCREW CONNECTION TEST BUTTON AVAILABLE: NO | 3
28156 | 1181511001 | RS-SERIES RELAY MODULE N OF CONTACTS: 1 CO CONTACT AGNI 0.15 GOLD FLASHED RATED CONTROL VOLTAGE: 24 V DC ±10 % CONTINUOUS CURRENT: 6 A SCREW CONNECTION TEST BUTTON AVAILABLE: NO | 3
28157 | 1181521001 | RS-SERIES RELAY MODULE N OF CONTACTS: 1 CO CONTACT AGNI 0.15 GOLD FLASHED RATED CONTROL VOLTAGE: 24 V DC ±10 % CONTINUOUS CURRENT: 6 A SCREW CONNECTION TEST BUTTON AVAILABLE: NO | 3
28158 | 1281700000 | PCB PLUG-IN CONNECTOR FEMALE PLUG 5.08 MM N OF POLES: 2 180° CLAMPING YOKE CONNECTION CLAMPING RANGE MAX. : 3.32 MM² BOX | 1
28159 | 1281710000 | PCB PLUG-IN CONNECTOR FEMALE PLUG 5.08 MM N OF POLES: 2 180° CLAMPING YOKE CONNECTION CLAMPING RANGE MAX. : 3.32 MM² BOX | 1
28160 | 1281760000 | PCB PLUG-IN CONNECTOR FEMALE PLUG 5.08 MM N OF POLES: 2 180° CLAMPING YOKE CONNECTION CLAMPING RANGE MAX. : 3.32 MM² BOX | 1
28161 | 1281800000 | PCB PLUG-IN CONNECTOR FEMALE PLUG 5.08 MM N OF POLES: 3 180° CLAMPING YOKE CONNECTION CLAMPING RANGE MAX. : 3.32 MM² BOX | 1
28162 | 1281810000 | PCB PLUG-IN CONNECTOR FEMALE PLUG 5.08 MM N OF POLES: 3 180° CLAMPING YOKE CONNECTION CLAMPING RANGE MAX. : 3.32 MM² BOX | 1
28163 | 1281860000 | PCB PLUG-IN CONNECTOR FEMALE PLUG 5.08 MM N OF POLES: 3 180° CLAMPING YOKE CONNECTION CLAMPING RANGE MAX. : 3.32 MM² BOX | 1
28164 | 1281900000 | PCB PLUG-IN CONNECTOR FEMALE PLUG 5.08 MM N OF POLES: 4 180° CLAMPING YOKE CONNECTION CLAMPING RANGE MAX. : 3.32 MM² BOX | 1
28165 | 1281960000 | PCB PLUG-IN CONNECTOR FEMALE PLUG 5.08 MM N OF POLES: 4 180° CLAMPING YOKE CONNECTION CLAMPING RANGE MAX. : 3.32 MM² BOX | 1
28166 | 1282000000 | PCB PLUG-IN CONNECTOR FEMALE PLUG 5.08 MM N OF POLES: 5 180° CLAMPING YOKE CONNECTION CLAMPING RANGE MAX. : 3.32 MM² BOX | 1
28167 | 1282010000 | PCB PLUG-IN CONNECTOR FEMALE PLUG 5.08 MM N OF POLES: 5 180° CLAMPING YOKE CONNECTION CLAMPING RANGE MAX. : 3.32 MM² BOX | 1
28168 | 1282060000 | PCB PLUG-IN CONNECTOR FEMALE PLUG 5.08 MM N OF POLES: 5 180° CLAMPING YOKE CONNECTION CLAMPING RANGE MAX. : 3.32 MM² BOX | 1
28169 | 1282160000 | PCB PLUG-IN CONNECTOR FEMALE PLUG 5.08 MM N OF POLES: 6 180° CLAMPING YOKE CONNECTION CLAMPING RANGE MAX. : 3.32 MM² BOX | 1
28170 | 1282260000 | PCB PLUG-IN CONNECTOR FEMALE PLUG 5.08 MM N OF POLES: 7 180° CLAMPING YOKE CONNECTION CLAMPING RANGE MAX. : 3.32 MM² BOX | 1
28171 | 1282310000 | PCB PLUG-IN CONNECTOR FEMALE PLUG 5.08 MM N OF POLES: 8 180° CLAMPING YOKE CONNECTION CLAMPING RANGE MAX. : 3.32 MM² BOX | 1
28172 | 1282360000 | PCB PLUG-IN CONNECTOR FEMALE PLUG 5.08 MM N OF POLES: 8 180° CLAMPING YOKE CONNECTION CLAMPING RANGE MAX. : 3.32 MM² BOX | 1
28173 | 1282410000 | PCB PLUG-IN CONNECTOR FEMALE PLUG 5.08 MM N OF POLES: 9 180° CLAMPING YOKE CONNECTION CLAMPING RANGE MAX. : 3.32 MM² BOX | 1
28174 | 1282460000 | PCB PLUG-IN CONNECTOR FEMALE PLUG 5.08 MM N OF POLES: 9 180° CLAMPING YOKE CONNECTION CLAMPING RANGE MAX. : 3.32 MM² BOX | 1
28175 | 1282560000 | PCB PLUG-IN CONNECTOR FEMALE PLUG 5.08 MM N OF POLES: 10 180° CLAMPING YOKE CONNECTION CLAMPING RANGE MAX. : 3.32 MM² BOX | 1
28176 | 1282660000 | PCB PLUG-IN CONNECTOR FEMALE PLUG 5.08 MM N OF POLES: 11 180° CLAMPING YOKE CONNECTION CLAMPING RANGE MAX. : 3.32 MM² BOX | 1
28177 | 1282710000 | PCB PLUG-IN CONNECTOR FEMALE PLUG 5.08 MM N OF POLES: 12 180° CLAMPING YOKE CONNECTION CLAMPING RANGE MAX. : 3.32 MM² BOX | 1
28178 | 1282760000 | PCB PLUG-IN CONNECTOR FEMALE PLUG 5.08 MM N OF POLES: 12 180° CLAMPING YOKE CONNECTION CLAMPING RANGE MAX. : 3.32 MM² BOX | 1
28179 | 1282860000 | PCB PLUG-IN CONNECTOR FEMALE PLUG 5.08 MM N OF POLES: 13 180° CLAMPING YOKE CONNECTION CLAMPING RANGE MAX. : 3.32 MM² BOX | 1
28180 | 1282910000 | PCB PLUG-IN CONNECTOR FEMALE PLUG 5.08 MM N OF POLES: 14 180° CLAMPING YOKE CONNECTION CLAMPING RANGE MAX. : 3.32 MM² BOX | 1
28181 | 1282960000 | PCB PLUG-IN CONNECTOR FEMALE PLUG 5.08 MM N OF POLES: 14 180° CLAMPING YOKE CONNECTION CLAMPING RANGE MAX. : 3.32 MM² BOX | 1
28182 | 1283060000 | PCB PLUG-IN CONNECTOR FEMALE PLUG 5.08 MM N OF POLES: 15 180° CLAMPING YOKE CONNECTION CLAMPING RANGE MAX. : 3.32 MM² BOX | 1
28183 | 1283110000 | PCB PLUG-IN CONNECTOR FEMALE PLUG 5.08 MM N OF POLES: 16 180° CLAMPING YOKE CONNECTION CLAMPING RANGE MAX. : 3.32 MM² BOX | 1
28184 | 1283160000 | PCB PLUG-IN CONNECTOR FEMALE PLUG 5.08 MM N OF POLES: 16 180° CLAMPING YOKE CONNECTION CLAMPING RANGE MAX. : 3.32 MM² BOX | 1
28185 | 1283260000 | PCB PLUG-IN CONNECTOR FEMALE PLUG 5.08 MM N OF POLES: 17 180° CLAMPING YOKE CONNECTION CLAMPING RANGE MAX. : 3.32 MM² BOX | 1
28186 | 1283360000 | PCB PLUG-IN CONNECTOR FEMALE PLUG 5.08 MM N OF POLES: 18 180° CLAMPING YOKE CONNECTION CLAMPING RANGE MAX. : 3.32 MM² BOX | 1
28187 | 1283460000 | PCB PLUG-IN CONNECTOR FEMALE PLUG 5.08 MM N OF POLES: 19 180° CLAMPING YOKE CONNECTION CLAMPING RANGE MAX. : 3.32 MM² BOX | 1
28188 | 1283560000 | PCB PLUG-IN CONNECTOR FEMALE PLUG 5.08 MM N OF POLES: 20 180° CLAMPING YOKE CONNECTION CLAMPING RANGE MAX. : 3.32 MM² BOX | 1
28189 | 1283660000 | PCB PLUG-IN CONNECTOR FEMALE PLUG 5.08 MM N OF POLES: 21 180° CLAMPING YOKE CONNECTION CLAMPING RANGE MAX. : 3.32 MM² BOX | 1
28190 | 1314260000 | PCB PLUG-IN CONNECTOR FEMALE PLUG 5.08 MM N OF POLES: 22 180° CLAMPING YOKE CONNECTION CLAMPING RANGE MAX. : 3.32 MM² BOX | 1
28191 | 1314460000 | PCB PLUG-IN CONNECTOR FEMALE PLUG 5.08 MM N OF POLES: 24 180° CLAMPING YOKE CONNECTION CLAMPING RANGE MAX. : 3.32 MM² BOX | 1
28192 | 1320060000 | PCB PLUG-IN CONNECTOR MALE HEADER OPEN SIDE THT SOLDER CONNECTION 5.08 MM N OF POLES: 4 90° SOLDER PIN LENGTH (L): 3.2 MM TINNED ORANGE BOX | 0
28193 | 1320160000 | PCB PLUG-IN CONNECTOR MALE HEADER OPEN SIDE THT SOLDER CONNECTION 5.08 MM N OF POLES: 6 90° SOLDER PIN LENGTH (L): 3.2 MM TINNED ORANGE BOX | 0
28194 | 1320760000 | PCB PLUG-IN CONNECTOR MALE HEADER DOVETAILS FOR FIXING BLOCKS THT SOLDER CONNECTION 5.08 MM N OF POLES: 6 90° SOLDER PIN LENGTH (L): 3.2 MM TINNED ORANGE BOX | 0
28195 | 1320860000 | PCB PLUG-IN CONNECTOR MALE HEADER OPEN SIDE THT SOLDER CONNECTION 5.08 MM N OF POLES: 4 180° SOLDER PIN LENGTH (L): 3.2 MM TINNED ORANGE BOX | 0
28196 | 1320960000 | PCB PLUG-IN CONNECTOR MALE HEADER OPEN SIDE THT SOLDER CONNECTION 5.08 MM N OF POLES: 6 180° SOLDER PIN LENGTH (L): 3.2 MM TINNED ORANGE BOX | 0
28197 | 1321560000 | PCB PLUG-IN CONNECTOR MALE HEADER DOVETAILS FOR FIXING BLOCKS THT SOLDER CONNECTION 5.08 MM N OF POLES: 6 180° SOLDER PIN LENGTH (L): 3.2 MM TINNED ORANGE BOX | 0
28198 | 1321760000 | PCB PLUG-IN CONNECTOR MALE HEADER OPEN SIDE THT SOLDER CONNECTION 5.08 MM N OF POLES: 6 90° SOLDER PIN LENGTH (L): 4.5 MM TINNED ORANGE BOX | 0
28199 | 1324460000 | ELECTRONICS HOUSINGS ORANGE CLIP-IN FOOT WIDTH: 17.55 MM | 515
28200 | 1356060000 | PCB PLUG-IN CONNECTOR FEMALE PLUG 5.08 MM N OF POLES: 2 180° CLAMPING YOKE CONNECTION CLAMPING RANGE MAX. : 3.32 MM² BOX | 1
28201 | 1356160000 | PCB PLUG-IN CONNECTOR FEMALE PLUG 5.08 MM N OF POLES: 3 180° CLAMPING YOKE CONNECTION CLAMPING RANGE MAX. : 3.32 MM² BOX | 1
28202 | 1356260000 | PCB PLUG-IN CONNECTOR FEMALE PLUG 5.08 MM N OF POLES: 4 180° CLAMPING YOKE CONNECTION CLAMPING RANGE MAX. : 3.32 MM² BOX | 1
28203 | 1356360000 | PCB PLUG-IN CONNECTOR FEMALE PLUG 5.08 MM N OF POLES: 5 180° CLAMPING YOKE CONNECTION CLAMPING RANGE MAX. : 3.32 MM² BOX | 1
28204 | 1356460000 | PCB PLUG-IN CONNECTOR FEMALE PLUG 5.08 MM N OF POLES: 6 180° CLAMPING YOKE CONNECTION CLAMPING RANGE MAX. : 3.32 MM² BOX | 1
28205 | 1356560000 | PCB PLUG-IN CONNECTOR FEMALE PLUG 5.08 MM N OF POLES: 7 180° CLAMPING YOKE CONNECTION CLAMPING RANGE MAX. : 3.32 MM² BOX | 1
28206 | 1356660000 | PCB PLUG-IN CONNECTOR FEMALE PLUG 5.08 MM N OF POLES: 8 180° CLAMPING YOKE CONNECTION CLAMPING RANGE MAX. : 3.32 MM² BOX | 1
28207 | 1356760000 | PCB PLUG-IN CONNECTOR FEMALE PLUG 5.08 MM N OF POLES: 9 180° CLAMPING YOKE CONNECTION CLAMPING RANGE MAX. : 3.32 MM² BOX | 1
28208 | 1356860000 | PCB PLUG-IN CONNECTOR FEMALE PLUG 5.08 MM N OF POLES: 10 180° CLAMPING YOKE CONNECTION CLAMPING RANGE MAX. : 3.32 MM² BOX | 1
28209 | 1356960000 | PCB PLUG-IN CONNECTOR FEMALE PLUG 5.08 MM N OF POLES: 11 180° CLAMPING YOKE CONNECTION CLAMPING RANGE MAX. : 3.32 MM² BOX | 1
28210 | 1357060000 | PCB PLUG-IN CONNECTOR FEMALE PLUG 5.08 MM N OF POLES: 12 180° CLAMPING YOKE CONNECTION CLAMPING RANGE MAX. : 3.32 MM² BOX | 1
28211 | 1357160000 | PCB PLUG-IN CONNECTOR FEMALE PLUG 5.08 MM N OF POLES: 13 180° CLAMPING YOKE CONNECTION CLAMPING RANGE MAX. : 3.32 MM² BOX | 1
28212 | 1357260000 | PCB PLUG-IN CONNECTOR FEMALE PLUG 5.08 MM N OF POLES: 14 180° CLAMPING YOKE CONNECTION CLAMPING RANGE MAX. : 3.32 MM² BOX | 1
28213 | 1357360000 | PCB PLUG-IN CONNECTOR FEMALE PLUG 5.08 MM N OF POLES: 15 180° CLAMPING YOKE CONNECTION CLAMPING RANGE MAX. : 3.32 MM² BOX | 1
28214 | 1357460000 | PCB PLUG-IN CONNECTOR FEMALE PLUG 5.08 MM N OF POLES: 16 180° CLAMPING YOKE CONNECTION CLAMPING RANGE MAX. : 3.32 MM² BOX | 1
28215 | 1357560000 | PCB PLUG-IN CONNECTOR FEMALE PLUG 5.08 MM N OF POLES: 17 180° CLAMPING YOKE CONNECTION CLAMPING RANGE MAX. : 3.32 MM² BOX | 1
28216 | 1357660000 | PCB PLUG-IN CONNECTOR FEMALE PLUG 5.08 MM N OF POLES: 18 180° CLAMPING YOKE CONNECTION CLAMPING RANGE MAX. : 3.32 MM² BOX | 1
28217 | 1357760000 | PCB PLUG-IN CONNECTOR FEMALE PLUG 5.08 MM N OF POLES: 19 180° CLAMPING YOKE CONNECTION CLAMPING RANGE MAX. : 3.32 MM² BOX | 1
28218 | 1357860000 | PCB PLUG-IN CONNECTOR FEMALE PLUG 5.08 MM N OF POLES: 20 180° CLAMPING YOKE CONNECTION CLAMPING RANGE MAX. : 3.32 MM² BOX | 1
28219 | 1357960000 | PCB PLUG-IN CONNECTOR FEMALE PLUG 5.08 MM N OF POLES: 21 180° CLAMPING YOKE CONNECTION CLAMPING RANGE MAX. : 3.32 MM² BOX | 1
28220 | 1358060000 | PCB PLUG-IN CONNECTOR FEMALE PLUG 5.08 MM N OF POLES: 22 180° CLAMPING YOKE CONNECTION CLAMPING RANGE MAX. : 3.32 MM² BOX | 1
28221 | 1358160000 | PCB PLUG-IN CONNECTOR FEMALE PLUG 5.08 MM N OF POLES: 23 180° CLAMPING YOKE CONNECTION CLAMPING RANGE MAX. : 3.32 MM² BOX | 1
28222 | 1358260000 | PCB PLUG-IN CONNECTOR FEMALE PLUG 5.08 MM N OF POLES: 24 180° CLAMPING YOKE CONNECTION CLAMPING RANGE MAX. : 3.32 MM² BOX | 1
28223 | 1372460000 | PCB PLUG-IN CONNECTOR MALE HEADER OPEN SIDE THT SOLDER CONNECTION 5.08 MM N OF POLES: 8 90° SOLDER PIN LENGTH (L): 3.2 MM TINNED ORANGE BOX | 0
28224 | 1372560000 | PCB PLUG-IN CONNECTOR MALE HEADER OPEN SIDE THT SOLDER CONNECTION 5.08 MM N OF POLES: 10 90° SOLDER PIN LENGTH (L): 3.2 MM TINNED ORANGE BOX | 0
28225 | 1372660000 | PCB PLUG-IN CONNECTOR MALE HEADER OPEN SIDE THT SOLDER CONNECTION 5.08 MM N OF POLES: 12 90° SOLDER PIN LENGTH (L): 3.2 MM TINNED ORANGE BOX | 0
28226 | 1372860000 | PCB PLUG-IN CONNECTOR MALE HEADER OPEN SIDE THT SOLDER CONNECTION 5.08 MM N OF POLES: 16 90° SOLDER PIN LENGTH (L): 3.2 MM TINNED ORANGE BOX | 0
28227 | 1372960000 | PCB PLUG-IN CONNECTOR MALE HEADER OPEN SIDE THT SOLDER CONNECTION 5.08 MM N OF POLES: 18 90° SOLDER PIN LENGTH (L): 3.2 MM TINNED ORANGE BOX | 0
28228 | 1373060000 | PCB PLUG-IN CONNECTOR MALE HEADER OPEN SIDE THT SOLDER CONNECTION 5.08 MM N OF POLES: 20 90° SOLDER PIN LENGTH (L): 3.2 MM TINNED ORANGE BOX | 0
28229 | 1373160000 | PCB PLUG-IN CONNECTOR MALE HEADER OPEN SIDE THT SOLDER CONNECTION 5.08 MM N OF POLES: 22 90° SOLDER PIN LENGTH (L): 3.2 MM TINNED ORANGE BOX | 0
28230 | 1373260000 | PCB PLUG-IN CONNECTOR MALE HEADER OPEN SIDE THT SOLDER CONNECTION 5.08 MM N OF POLES: 24 90° SOLDER PIN LENGTH (L): 3.2 MM TINNED ORANGE BOX | 0
28231 | 1373460000 | PCB PLUG-IN CONNECTOR MALE HEADER OPEN SIDE THT SOLDER CONNECTION 5.08 MM N OF POLES: 28 90° SOLDER PIN LENGTH (L): 3.2 MM TINNED ORANGE BOX | 0
28232 | 1373560000 | PCB PLUG-IN CONNECTOR MALE HEADER OPEN SIDE THT SOLDER CONNECTION 5.08 MM N OF POLES: 30 90° SOLDER PIN LENGTH (L): 3.2 MM TINNED ORANGE BOX | 0
28233 | 1373660000 | PCB PLUG-IN CONNECTOR MALE HEADER OPEN SIDE THT SOLDER CONNECTION 5.08 MM N OF POLES: 32 90° SOLDER PIN LENGTH (L): 3.2 MM TINNED ORANGE BOX | 0
28234 | 1373760000 | PCB PLUG-IN CONNECTOR MALE HEADER OPEN SIDE THT SOLDER CONNECTION 5.08 MM N OF POLES: 34 90° SOLDER PIN LENGTH (L): 3.2 MM TINNED ORANGE BOX | 0
28235 | 1373860000 | PCB PLUG-IN CONNECTOR MALE HEADER OPEN SIDE THT SOLDER CONNECTION 5.08 MM N OF POLES: 36 90° SOLDER PIN LENGTH (L): 3.2 MM TINNED ORANGE BOX | 0
28236 | 1374060000 | PCB PLUG-IN CONNECTOR MALE HEADER OPEN SIDE THT SOLDER CONNECTION 5.08 MM N OF POLES: 40 90° SOLDER PIN LENGTH (L): 3.2 MM TINNED ORANGE BOX | 0
28237 | 1374160000 | PCB PLUG-IN CONNECTOR MALE HEADER OPEN SIDE THT SOLDER CONNECTION 5.08 MM N OF POLES: 42 90° SOLDER PIN LENGTH (L): 3.2 MM TINNED ORANGE BOX | 0
28238 | 1374260000 | PCB PLUG-IN CONNECTOR MALE HEADER OPEN SIDE THT SOLDER CONNECTION 5.08 MM N OF POLES: 44 90° SOLDER PIN LENGTH (L): 3.2 MM TINNED ORANGE BOX | 0
28239 | 1374560000 | PCB PLUG-IN CONNECTOR MALE HEADER OPEN SIDE THT SOLDER CONNECTION 5.08 MM N OF POLES: 8 180° SOLDER PIN LENGTH (L): 3.2 MM TINNED ORANGE BOX | 0
28240 | 1374660000 | PCB PLUG-IN CONNECTOR MALE HEADER OPEN SIDE THT SOLDER CONNECTION 5.08 MM N OF POLES: 10 180° SOLDER PIN LENGTH (L): 3.2 MM TINNED ORANGE BOX | 0
28241 | 1374860000 | PCB PLUG-IN CONNECTOR MALE HEADER OPEN SIDE THT SOLDER CONNECTION 5.08 MM N OF POLES: 14 180° SOLDER PIN LENGTH (L): 3.2 MM TINNED ORANGE BOX | 0
28242 | 1374960000 | PCB PLUG-IN CONNECTOR MALE HEADER OPEN SIDE THT SOLDER CONNECTION 5.08 MM N OF POLES: 16 180° SOLDER PIN LENGTH (L): 3.2 MM TINNED ORANGE BOX | 0
28243 | 1375160000 | PCB PLUG-IN CONNECTOR MALE HEADER OPEN SIDE THT SOLDER CONNECTION 5.08 MM N OF POLES: 20 180° SOLDER PIN LENGTH (L): 3.2 MM TINNED ORANGE BOX | 0
28244 | 1375360000 | PCB PLUG-IN CONNECTOR MALE HEADER OPEN SIDE THT SOLDER CONNECTION 5.08 MM N OF POLES: 24 180° SOLDER PIN LENGTH (L): 3.2 MM TINNED ORANGE BOX | 0
28245 | 1375760000 | PCB PLUG-IN CONNECTOR MALE HEADER OPEN SIDE THT SOLDER CONNECTION 5.08 MM N OF POLES: 32 180° SOLDER PIN LENGTH (L): 3.2 MM TINNED ORANGE BOX | 0
28246 | 1376060000 | PCB PLUG-IN CONNECTOR MALE HEADER OPEN SIDE THT SOLDER CONNECTION 5.08 MM N OF POLES: 38 180° SOLDER PIN LENGTH (L): 3.2 MM TINNED ORANGE BOX | 0
28247 | 1383560000 | PCB PLUG-IN CONNECTOR MALE HEADER OPEN SIDE THT SOLDER CONNECTION 5.08 MM N OF POLES: 10 180° SOLDER PIN LENGTH (L): 4.5 MM TINNED ORANGE BOX | 0
28248 | 1384660000 | PCB PLUG-IN CONNECTOR MALE HEADER OPEN SIDE THT SOLDER CONNECTION 5.08 MM N OF POLES: 32 180° SOLDER PIN LENGTH (L): 4.5 MM TINNED ORANGE BOX | 0
28249 | 1386160000 | PCB PLUG-IN CONNECTOR MALE HEADER OPEN SIDE THT SOLDER CONNECTION 5.08 MM N OF POLES: 20 90° SOLDER PIN LENGTH (L): 4.5 MM TINNED ORANGE BOX | 0
28250 | 1386360000 | PCB PLUG-IN CONNECTOR MALE HEADER OPEN SIDE THT SOLDER CONNECTION 5.08 MM N OF POLES: 24 90° SOLDER PIN LENGTH (L): 4.5 MM TINNED ORANGE BOX | 0
28251 | 1386760000 | PCB PLUG-IN CONNECTOR MALE HEADER OPEN SIDE THT SOLDER CONNECTION 5.08 MM N OF POLES: 32 90° SOLDER PIN LENGTH (L): 4.5 MM TINNED ORANGE BOX | 0
28252 | 1388560000 | PCB PLUG-IN CONNECTOR MALE HEADER DOVETAILS FOR FIXING BLOCKS THT SOLDER CONNECTION 5.08 MM N OF POLES: 8 90° SOLDER PIN LENGTH (L): 3.2 MM TINNED ORANGE BOX | 0
28253 | 1388960000 | PCB PLUG-IN CONNECTOR MALE HEADER DOVETAILS FOR FIXING BLOCKS THT SOLDER CONNECTION 5.08 MM N OF POLES: 16 90° SOLDER PIN LENGTH (L): 3.2 MM TINNED ORANGE BOX | 0
28254 | 1389060000 | PCB PLUG-IN CONNECTOR MALE HEADER DOVETAILS FOR FIXING BLOCKS THT SOLDER CONNECTION 5.08 MM N OF POLES: 18 90° SOLDER PIN LENGTH (L): 3.2 MM TINNED ORANGE BOX | 0
28255 | 1389160000 | PCB PLUG-IN CONNECTOR MALE HEADER DOVETAILS FOR FIXING BLOCKS THT SOLDER CONNECTION 5.08 MM N OF POLES: 20 90° SOLDER PIN LENGTH (L): 3.2 MM TINNED ORANGE BOX | 0
28256 | 1390760000 | PCB PLUG-IN CONNECTOR MALE HEADER DOVETAILS FOR FIXING BLOCKS THT SOLDER CONNECTION 5.08 MM N OF POLES: 28 90° SOLDER PIN LENGTH (L): 3.2 MM TINNED ORANGE BOX | 0
28257 | 1390860000 | PCB PLUG-IN CONNECTOR MALE HEADER DOVETAILS FOR FIXING BLOCKS THT SOLDER CONNECTION 5.08 MM N OF POLES: 30 90° SOLDER PIN LENGTH (L): 3.2 MM TINNED ORANGE BOX | 0
28258 | 1390960000 | PCB PLUG-IN CONNECTOR MALE HEADER DOVETAILS FOR FIXING BLOCKS THT SOLDER CONNECTION 5.08 MM N OF POLES: 32 90° SOLDER PIN LENGTH (L): 3.2 MM TINNED ORANGE BOX | 0
28259 | 1391760000 | PCB PLUG-IN CONNECTOR MALE HEADER DOVETAILS FOR FIXING BLOCKS THT SOLDER CONNECTION 5.08 MM N OF POLES: 48 90° SOLDER PIN LENGTH (L): 3.2 MM TINNED ORANGE BOX | 0
28260 | 1392760000 | PCB PLUG-IN CONNECTOR MALE HEADER DOVETAILS FOR FIXING BLOCKS THT SOLDER CONNECTION 5.08 MM N OF POLES: 8 180° SOLDER PIN LENGTH (L): 3.2 MM TINNED ORANGE BOX | 0
28261 | 1393360000 | PCB PLUG-IN CONNECTOR MALE HEADER DOVETAILS FOR FIXING BLOCKS THT SOLDER CONNECTION 5.08 MM N OF POLES: 20 180° SOLDER PIN LENGTH (L): 3.2 MM TINNED ORANGE BOX | 0
28262 | 1401760000 | PRINTED CIRCUIT BOARD TERMINALS 6.35 MM N OF POLES: 2 90° SOLDER PIN LENGTH (L): 3.5 MM TINNED ORANGE TOP CONNECTION CLAMPING RANGE MAX. : 6 MM² BOX | 1
28263 | 1430760000 | SAK SERIES COVER PROFILE TRANSPARENT 1000 MM | 473
28264 | 1444160000 | PCB PLUG-IN CONNECTOR FEMALE PLUG 5.08 MM N OF POLES: 5 180° CRIMP CONNECTION CLAMPING RANGE MAX. : 2.5 MM² BOX | 1
28265 | 1477960000 | PCB PLUG-IN CONNECTOR FEMALE PLUG 5.08 MM N OF POLES: 3 180° CRIMP CONNECTION CLAMPING RANGE MAX. : 2.5 MM² BOX | 1
28266 | 1478060000 | PCB PLUG-IN CONNECTOR FEMALE PLUG 5.08 MM N OF POLES: 4 180° CRIMP CONNECTION CLAMPING RANGE MAX. : 2.5 MM² BOX | 1
28267 | 1478160000 | PCB PLUG-IN CONNECTOR FEMALE PLUG 5.08 MM N OF POLES: 6 180° CRIMP CONNECTION CLAMPING RANGE MAX. : 2.5 MM² BOX | 1
28268 | 1478260000 | PCB PLUG-IN CONNECTOR FEMALE PLUG 5.08 MM N OF POLES: 8 180° CRIMP CONNECTION CLAMPING RANGE MAX. : 2.5 MM² BOX | 1
28269 | 1478360000 | PCB PLUG-IN CONNECTOR FEMALE PLUG 5.08 MM N OF POLES: 10 180° CRIMP CONNECTION CLAMPING RANGE MAX. : 2.5 MM² BOX | 1
28270 | 1478460000 | PCB PLUG-IN CONNECTOR FEMALE PLUG 5.08 MM N OF POLES: 12 180° CRIMP CONNECTION CLAMPING RANGE MAX. : 2.5 MM² BOX | 1
28271 | 1478560000 | PCB PLUG-IN CONNECTOR FEMALE PLUG 5.08 MM N OF POLES: 16 180° CRIMP CONNECTION CLAMPING RANGE MAX. : 2.5 MM² BOX | 1
28272 | 1478860000 | PCB PLUG-IN CONNECTOR FEMALE PLUG 5.08 MM N OF POLES: 3 180° CRIMP CONNECTION CLAMPING RANGE MAX. : 2.5 MM² BOX | 1
28273 | 1478960000 | PCB PLUG-IN CONNECTOR FEMALE PLUG 5.08 MM N OF POLES: 4 180° CRIMP CONNECTION CLAMPING RANGE MAX. : 2.5 MM² BOX | 1
28274 | 1479060000 | PCB PLUG-IN CONNECTOR FEMALE PLUG 5.08 MM N OF POLES: 6 180° CRIMP CONNECTION CLAMPING RANGE MAX. : 2.5 MM² BOX | 1
28275 | 1479160000 | PCB PLUG-IN CONNECTOR FEMALE PLUG 5.08 MM N OF POLES: 8 180° CRIMP CONNECTION CLAMPING RANGE MAX. : 2.5 MM² BOX | 1
28276 | 1479260000 | PCB PLUG-IN CONNECTOR FEMALE PLUG 5.08 MM N OF POLES: 10 180° CRIMP CONNECTION CLAMPING RANGE MAX. : 2.5 MM² BOX | 1
28277 | 1479360000 | PCB PLUG-IN CONNECTOR FEMALE PLUG 5.08 MM N OF POLES: 12 180° CRIMP CONNECTION CLAMPING RANGE MAX. : 2.5 MM² BOX | 1
28278 | 1479460000 | PCB PLUG-IN CONNECTOR FEMALE PLUG 5.08 MM N OF POLES: 16 180° CRIMP CONNECTION CLAMPING RANGE MAX. : 2.5 MM² BOX | 1
28279 | 1484260000 | PCB PLUG-IN CONNECTOR FEMALE PLUG 5.08 MM N OF POLES: 2 180° TOP CONNECTION CLAMPING RANGE MAX. : 2.5 MM² BOX | 1
28280 | 1484360000 | PCB PLUG-IN CONNECTOR FEMALE PLUG 5.08 MM N OF POLES: 3 180° TOP CONNECTION CLAMPING RANGE MAX. : 2.5 MM² BOX | 1
28281 | 1484460000 | PCB PLUG-IN CONNECTOR FEMALE PLUG 5.08 MM N OF POLES: 4 180° TOP CONNECTION CLAMPING RANGE MAX. : 2.5 MM² BOX | 1
28282 | 1484560000 | PCB PLUG-IN CONNECTOR FEMALE PLUG 5.08 MM N OF POLES: 5 180° TOP CONNECTION CLAMPING RANGE MAX. : 2.5 MM² BOX | 1
28283 | 1484660000 | PCB PLUG-IN CONNECTOR FEMALE PLUG 5.08 MM N OF POLES: 6 180° TOP CONNECTION CLAMPING RANGE MAX. : 2.5 MM² BOX | 1
28284 | 1484760000 | PCB PLUG-IN CONNECTOR FEMALE PLUG 5.08 MM N OF POLES: 7 180° TOP CONNECTION CLAMPING RANGE MAX. : 2.5 MM² BOX | 1
28285 | 1484860000 | PCB PLUG-IN CONNECTOR FEMALE PLUG 5.08 MM N OF POLES: 8 180° TOP CONNECTION CLAMPING RANGE MAX. : 2.5 MM² BOX | 1
28286 | 1484960000 | PCB PLUG-IN CONNECTOR FEMALE PLUG 5.08 MM N OF POLES: 9 180° TOP CONNECTION CLAMPING RANGE MAX. : 2.5 MM² BOX | 1
28287 | 1485060000 | PCB PLUG-IN CONNECTOR FEMALE PLUG 5.08 MM N OF POLES: 10 180° TOP CONNECTION CLAMPING RANGE MAX. : 2.5 MM² BOX | 1
28288 | 1485260000 | PCB PLUG-IN CONNECTOR FEMALE PLUG 5.08 MM N OF POLES: 12 180° TOP CONNECTION CLAMPING RANGE MAX. : 2.5 MM² BOX | 1
28289 | 1485460000 | PCB PLUG-IN CONNECTOR FEMALE PLUG 5.08 MM N OF POLES: 14 180° TOP CONNECTION CLAMPING RANGE MAX. : 2.5 MM² BOX | 1
28290 | 1485560000 | PCB PLUG-IN CONNECTOR FEMALE PLUG 5.08 MM N OF POLES: 15 180° TOP CONNECTION CLAMPING RANGE MAX. : 2.5 MM² BOX | 1
28291 | 1485760000 | PCB PLUG-IN CONNECTOR FEMALE PLUG 5.08 MM N OF POLES: 17 180° TOP CONNECTION CLAMPING RANGE MAX. : 2.5 MM² BOX | 1
28292 | 1485860000 | PCB PLUG-IN CONNECTOR FEMALE PLUG 5.08 MM N OF POLES: 18 180° TOP CONNECTION CLAMPING RANGE MAX. : 2.5 MM² BOX | 1
28293 | 1486560000 | PCB PLUG-IN CONNECTOR FEMALE PLUG 5.08 MM N OF POLES: 2 180° TOP CONNECTION CLAMPING RANGE MAX. : 2.5 MM² BOX | 1
28294 | 1486660000 | PCB PLUG-IN CONNECTOR FEMALE PLUG 5.08 MM N OF POLES: 3 180° TOP CONNECTION CLAMPING RANGE MAX. : 2.5 MM² BOX | 1
28295 | 1486760000 | PCB PLUG-IN CONNECTOR FEMALE PLUG 5.08 MM N OF POLES: 4 180° TOP CONNECTION CLAMPING RANGE MAX. : 2.5 MM² BOX | 1
28296 | 1487160000 | PCB PLUG-IN CONNECTOR FEMALE PLUG 5.08 MM N OF POLES: 8 180° TOP CONNECTION CLAMPING RANGE MAX. : 2.5 MM² BOX | 1
28297 | 1487260000 | PCB PLUG-IN CONNECTOR FEMALE PLUG 5.08 MM N OF POLES: 9 180° TOP CONNECTION CLAMPING RANGE MAX. : 2.5 MM² BOX | 1
28298 | 1487360000 | PCB PLUG-IN CONNECTOR FEMALE PLUG 5.08 MM N OF POLES: 10 180° TOP CONNECTION CLAMPING RANGE MAX. : 2.5 MM² BOX | 1
28299 | 1487560000 | PCB PLUG-IN CONNECTOR FEMALE PLUG 5.08 MM N OF POLES: 12 180° TOP CONNECTION CLAMPING RANGE MAX. : 2.5 MM² BOX | 1
28300 | 1487960000 | PCB PLUG-IN CONNECTOR FEMALE PLUG 5.08 MM N OF POLES: 16 180° TOP CONNECTION CLAMPING RANGE MAX. : 2.5 MM² BOX | 1
28301 | 1488760000 | PCB PLUG-IN CONNECTOR FEMALE PLUG 5.08 MM N OF POLES: 24 180° TOP CONNECTION CLAMPING RANGE MAX. : 2.5 MM² BOX | 1
28302 | 1494560000 | PRINTED CIRCUIT BOARD TERMINALS 7.62 MM N OF POLES: 6 180° SOLDER PIN LENGTH (L): 3.5 MM TINNED ORANGE TOP CONNECTION CLAMPING RANGE MAX. : 6 MM² BOX | 1
28303 | 1571700000 | PRINTED CIRCUIT BOARD TERMINALS 7.62 MM N OF POLES: 9 180° SOLDER PIN LENGTH (L): 3.5 MM TINNED ORANGE TOP CONNECTION CLAMPING RANGE MAX. : 6 MM² BOX | 1
28304 | 1577410000 | PCB PLUG-IN CONNECTOR FEMALE PLUG 5.08 MM N OF POLES: 11 180° CRIMP CONNECTION CLAMPING RANGE MAX. : 2.5 MM² BOX | 1
28305 | 1577420000 | PCB PLUG-IN CONNECTOR FEMALE PLUG 5.08 MM N OF POLES: 9 180° CRIMP CONNECTION CLAMPING RANGE MAX. : 2.5 MM² BOX | 1
28306 | 1577430000 | PCB PLUG-IN CONNECTOR FEMALE PLUG 5.08 MM N OF POLES: 7 180° CRIMP CONNECTION CLAMPING RANGE MAX. : 2.5 MM² BOX | 1
28307 | 1577480000 | PCB PLUG-IN CONNECTOR FEMALE PLUG 5.08 MM N OF POLES: 5 180° CRIMP CONNECTION CLAMPING RANGE MAX. : 2.5 MM² BOX | 1
28308 | 1577490000 | PCB PLUG-IN CONNECTOR FEMALE PLUG 5.08 MM N OF POLES: 7 180° CRIMP CONNECTION CLAMPING RANGE MAX. : 2.5 MM² BOX | 1
28309 | 1577500000 | PCB PLUG-IN CONNECTOR FEMALE PLUG 5.08 MM N OF POLES: 9 180° CRIMP CONNECTION CLAMPING RANGE MAX. : 2.5 MM² BOX | 1
28310 | 1578220000 | PCB PLUG-IN CONNECTOR FEMALE PLUG 5.08 MM N OF POLES: 2 180° CRIMP CONNECTION CLAMPING RANGE MAX. : 2.5 MM² BOX | 1
28311 | 1578230000 | PCB PLUG-IN CONNECTOR FEMALE PLUG 5.08 MM N OF POLES: 2 180° CRIMP CONNECTION CLAMPING RANGE MAX. : 2.5 MM² BOX | 1
28312 | 1594160000 | PCB PLUG-IN CONNECTOR FEMALE PLUG 5.08 MM N OF POLES: 14 180° CRIMP CONNECTION CLAMPING RANGE MAX. : 2.5 MM² BOX | 1
28313 | 1601120000 | PCB PLUG-IN CONNECTOR FEMALE PLUG 5.08 MM N OF POLES: 13 180° CRIMP CONNECTION CLAMPING RANGE MAX. : 2.5 MM² BOX | 1
28314 | 1647300000 | PRINTED CIRCUIT BOARD TERMINALS 7.62 MM N OF POLES: 7 90° SOLDER PIN LENGTH (L): 3.5 MM TINNED ORANGE TOP CONNECTION CLAMPING RANGE MAX. : 6 MM² BOX | 1
28315 | 1650300000 | PRINTED CIRCUIT BOARD TERMINALS 6.35 MM N OF POLES: 3 90° SOLDER PIN LENGTH (L): 3.5 MM TINNED ORANGE TOP CONNECTION CLAMPING RANGE MAX. : 6 MM² BOX | 1
28316 | 1667910000 | PRINTED CIRCUIT BOARD TERMINALS 6.35 MM N OF POLES: 8 90° SOLDER PIN LENGTH (L): 3.5 MM TINNED ORANGE TOP CONNECTION CLAMPING RANGE MAX. : 6 MM² BOX | 1
28317 | 1686110000 | DEVICE MARKERS DEVICE MARKERS 9 X 14 MM | 169
28318 | 1686120000 | DEVICE MARKERS DEVICE MARKERS 6 X 15 MM | 169
28319 | 1686130000 | DEVICE MARKERS DEVICE MARKERS 11 X 19 MM | 169
28320 | 1686140000 | DEVICE MARKERS DEVICE MARKERS 8 X 21 MM | 169
28321 | 1686150000 | DEVICE MARKERS DEVICE MARKERS 11 X 38 MM | 169
28322 | 1698740000 | PRINTED CIRCUIT BOARD TERMINALS 7.62 MM N OF POLES: 5 90° SOLDER PIN LENGTH (L): 3.5 MM TINNED ORANGE TOP CONNECTION CLAMPING RANGE MAX. : 6 MM² BOX | 1
28323 | 1714610000 | PRINTED CIRCUIT BOARD TERMINALS 7.62 MM N OF POLES: 4 90° SOLDER PIN LENGTH (L): 3.5 MM TINNED PEBBLE GREY TOP CONNECTION CLAMPING RANGE MAX. : 6 MM² BOX | 1
28324 | 1714620000 | PRINTED CIRCUIT BOARD TERMINALS 7.62 MM N OF POLES: 3 90° SOLDER PIN LENGTH (L): 3.5 MM TINNED PEBBLE GREY TOP CONNECTION CLAMPING RANGE MAX. : 6 MM² BOX | 1
28325 | 1725410000 | PCB PLUG-IN CONNECTOR FEMALE PLUG 5.08 MM N OF POLES: 4 180° CLAMPING YOKE CONNECTION CLAMPING RANGE MAX. : 3.32 MM² BOX | 1
28326 | 1739740000 | PRINTED CIRCUIT BOARD TERMINALS 6.35 MM N OF POLES: 4 90° SOLDER PIN LENGTH (L): 3.5 MM TINNED PEBBLE GREY TOP CONNECTION CLAMPING RANGE MAX. : 6 MM² BOX | 1
28327 | 1741100000 | DEVICE MARKERS DEVICE MARKERS 50 X 50 MM | 1093
28328 | 1741110000 | DEVICE MARKERS DEVICE MARKERS 75 X 75 MM | 1093
28329 | 1749170000 | PRINTED CIRCUIT BOARD TERMINALS 7.62 MM N OF POLES: 12 180° SOLDER PIN LENGTH (L): 3.5 MM TINNED ORANGE TOP CONNECTION CLAMPING RANGE MAX. : 6 MM² BOX | 1
28330 | 1759860000 | PRINTED CIRCUIT BOARD TERMINALS 7.62 MM N OF POLES: 11 90° SOLDER PIN LENGTH (L): 3.5 MM TINNED ORANGE TOP CONNECTION CLAMPING RANGE MAX. : 6 MM² BOX | 1
28331 | 1762960001 | THM DEVICE MARKERS 74 X 101 MM | 327
28332 | 1770090000 | THM DEVICE MARKERS 17.5 X 26.5 MM | 293
28333 | 1773400000 | ELECTRONICS HOUSINGS GREY CLIP-IN FOOT WIDTH: 17.55 MM | 515
28334 | 1774340000 | THM CONDUCTOR AND CABLE MARKERS 4.8 - 19.4 MM 25 X 76 MM | 21
28335 | 1774350000 | THM CONDUCTOR AND CABLE MARKERS 4.8 - 19.4 MM 25 X 76 MM | 21
28336 | 1774380000 | THM CONDUCTOR AND CABLE MARKERS 4.4 - 6.7 MM 17.8 X 33.9 MM | 21
28337 | 1774400000 | THM CONDUCTOR AND CABLE MARKERS 8 - 21.7 MM 33.5 X 93.1 MM | 21
28338 | 1774410000 | THM CONDUCTOR AND CABLE MARKERS 8 - 21.7 MM 33.5 X 93.1 MM | 21
28339 | 1778170000 | THM DEVICE MARKERS 150 X 101 MM | 632
28340 | 1780910000 | BOLT-TYPE SCREW TERMINALS PARTITION PLATE GREY 2 MM | 263
28341 | 1780920000 | BOLT-TYPE SCREW TERMINALS PARTITION PLATE GREY 2 MM | 263
28342 | 1780930000 | BOLT-TYPE SCREW TERMINALS COVER PROFILE TRANSPARENT 1000 MM | 778
28343 | 1780940000 | BOLT-TYPE SCREW TERMINALS COVER PROFILE TRANSPARENT 1000 MM | 778
28344 | 1781230000 | BOLT-TYPE SCREW TERMINALS PARTITION PLATE GREY 2 MM | 263
28345 | 1781240000 | BOLT-TYPE SCREW TERMINALS PARTITION PLATE DARK 2.5 MM | 263
28346 | 1784390000 | SAK SERIES FEED-THROUGH TERMINAL RATED CROSS-SECTION: 16 MM² SCREW CONNECTION | 7
28347 | 1784410000 | SAK SERIES FEED-THROUGH TERMINAL RATED CROSS-SECTION: 10 MM² SCREW CONNECTION DIRECT MOUNTING | 7
28348 | 1786030000 | PRINTED CIRCUIT BOARD TERMINALS 6.35 MM N OF POLES: 4 90° SOLDER PIN LENGTH (L): 3.5 MM TINNED ORANGE TOP CONNECTION CLAMPING RANGE MAX. : 6 MM² BOX | 1
28349 | 1786040000 | PRINTED CIRCUIT BOARD TERMINALS 6.35 MM N OF POLES: 5 90° SOLDER PIN LENGTH (L): 3.5 MM TINNED ORANGE TOP CONNECTION CLAMPING RANGE MAX. : 6 MM² BOX | 1
28350 | 1786050000 | PRINTED CIRCUIT BOARD TERMINALS 6.35 MM N OF POLES: 6 90° SOLDER PIN LENGTH (L): 3.5 MM TINNED ORANGE TOP CONNECTION CLAMPING RANGE MAX. : 6 MM² BOX | 1
28351 | 1786060000 | PRINTED CIRCUIT BOARD TERMINALS 6.35 MM N OF POLES: 7 90° SOLDER PIN LENGTH (L): 3.5 MM TINNED ORANGE TOP CONNECTION CLAMPING RANGE MAX. : 6 MM² BOX | 1
28352 | 1786070000 | PRINTED CIRCUIT BOARD TERMINALS 6.35 MM N OF POLES: 9 90° SOLDER PIN LENGTH (L): 3.5 MM TINNED ORANGE TOP CONNECTION CLAMPING RANGE MAX. : 6 MM² BOX | 1
28353 | 1786080000 | PRINTED CIRCUIT BOARD TERMINALS 6.35 MM N OF POLES: 10 90° SOLDER PIN LENGTH (L): 3.5 MM TINNED ORANGE TOP CONNECTION CLAMPING RANGE MAX. : 6 MM² BOX | 1
28354 | 1786090000 | PRINTED CIRCUIT BOARD TERMINALS 6.35 MM N OF POLES: 11 90° SOLDER PIN LENGTH (L): 3.5 MM TINNED ORANGE TOP CONNECTION CLAMPING RANGE MAX. : 6 MM² BOX | 1
28355 | 1786100000 | PRINTED CIRCUIT BOARD TERMINALS 6.35 MM N OF POLES: 12 90° SOLDER PIN LENGTH (L): 3.5 MM TINNED ORANGE TOP CONNECTION CLAMPING RANGE MAX. : 6 MM² BOX | 1
28356 | 1786110000 | PRINTED CIRCUIT BOARD TERMINALS 6.35 MM N OF POLES: 2 90° SOLDER PIN LENGTH (L): 3.5 MM TINNED TOP CONNECTION CLAMPING RANGE MAX. : 6 MM² BOX | 1
28357 | 1786120000 | PRINTED CIRCUIT BOARD TERMINALS 6.35 MM N OF POLES: 6 90° SOLDER PIN LENGTH (L): 3.5 MM TINNED TOP CONNECTION CLAMPING RANGE MAX. : 6 MM² BOX | 1
28358 | 1786160000 | PRINTED CIRCUIT BOARD TERMINALS 6.35 MM N OF POLES: 10 90° SOLDER PIN LENGTH (L): 3.5 MM TINNED TOP CONNECTION CLAMPING RANGE MAX. : 6 MM² BOX | 1
28359 | 1786190000 | PRINTED CIRCUIT BOARD TERMINALS 6.35 MM N OF POLES: 2 180° SOLDER PIN LENGTH (L): 3.5 MM TINNED ORANGE TOP CONNECTION CLAMPING RANGE MAX. : 6 MM² BOX | 1
28360 | 1786200000 | PRINTED CIRCUIT BOARD TERMINALS 6.35 MM N OF POLES: 3 180° SOLDER PIN LENGTH (L): 3.5 MM TINNED ORANGE TOP CONNECTION CLAMPING RANGE MAX. : 6 MM² BOX | 1
28361 | 1786210000 | PRINTED CIRCUIT BOARD TERMINALS 6.35 MM N OF POLES: 4 180° SOLDER PIN LENGTH (L): 3.5 MM TINNED ORANGE TOP CONNECTION CLAMPING RANGE MAX. : 6 MM² BOX | 1
28362 | 1786220000 | PRINTED CIRCUIT BOARD TERMINALS 6.35 MM N OF POLES: 5 180° SOLDER PIN LENGTH (L): 3.5 MM TINNED ORANGE TOP CONNECTION CLAMPING RANGE MAX. : 6 MM² BOX | 1
28363 | 1786230000 | PRINTED CIRCUIT BOARD TERMINALS 6.35 MM N OF POLES: 6 180° SOLDER PIN LENGTH (L): 3.5 MM TINNED ORANGE TOP CONNECTION CLAMPING RANGE MAX. : 6 MM² BOX | 1
28364 | 1786240000 | PRINTED CIRCUIT BOARD TERMINALS 6.35 MM N OF POLES: 7 180° SOLDER PIN LENGTH (L): 3.5 MM TINNED ORANGE TOP CONNECTION CLAMPING RANGE MAX. : 6 MM² BOX | 1
28365 | 1786250000 | PRINTED CIRCUIT BOARD TERMINALS 6.35 MM N OF POLES: 8 180° SOLDER PIN LENGTH (L): 3.5 MM TINNED ORANGE TOP CONNECTION CLAMPING RANGE MAX. : 6 MM² BOX | 1
28366 | 1786260000 | PRINTED CIRCUIT BOARD TERMINALS 6.35 MM N OF POLES: 9 180° SOLDER PIN LENGTH (L): 3.5 MM TINNED ORANGE TOP CONNECTION CLAMPING RANGE MAX. : 6 MM² BOX | 1
28367 | 1786270000 | PRINTED CIRCUIT BOARD TERMINALS 6.35 MM N OF POLES: 10 180° SOLDER PIN LENGTH (L): 3.5 MM TINNED ORANGE TOP CONNECTION CLAMPING RANGE MAX. : 6 MM² BOX | 1
28368 | 1786280000 | PRINTED CIRCUIT BOARD TERMINALS 6.35 MM N OF POLES: 11 180° SOLDER PIN LENGTH (L): 3.5 MM TINNED ORANGE TOP CONNECTION CLAMPING RANGE MAX. : 6 MM² BOX | 1
28369 | 1786290000 | PRINTED CIRCUIT BOARD TERMINALS 6.35 MM N OF POLES: 12 180° SOLDER PIN LENGTH (L): 3.5 MM TINNED ORANGE TOP CONNECTION CLAMPING RANGE MAX. : 6 MM² BOX | 1
28370 | 1786410000 | PRINTED CIRCUIT BOARD TERMINALS 7.62 MM N OF POLES: 6 90° SOLDER PIN LENGTH (L): 3.5 MM TINNED ORANGE TOP CONNECTION CLAMPING RANGE MAX. : 6 MM² BOX | 1
28371 | 1786420000 | PRINTED CIRCUIT BOARD TERMINALS 7.62 MM N OF POLES: 8 90° SOLDER PIN LENGTH (L): 3.5 MM TINNED ORANGE TOP CONNECTION CLAMPING RANGE MAX. : 6 MM² BOX | 1
28372 | 1786430000 | PRINTED CIRCUIT BOARD TERMINALS 7.62 MM N OF POLES: 9 90° SOLDER PIN LENGTH (L): 3.5 MM TINNED ORANGE TOP CONNECTION CLAMPING RANGE MAX. : 6 MM² BOX | 1
28373 | 1786440000 | PRINTED CIRCUIT BOARD TERMINALS 7.62 MM N OF POLES: 10 90° SOLDER PIN LENGTH (L): 3.5 MM TINNED ORANGE TOP CONNECTION CLAMPING RANGE MAX. : 6 MM² BOX | 1
28374 | 1786450000 | PRINTED CIRCUIT BOARD TERMINALS 7.62 MM N OF POLES: 12 90° SOLDER PIN LENGTH (L): 3.5 MM TINNED ORANGE TOP CONNECTION CLAMPING RANGE MAX. : 6 MM² BOX | 1
28375 | 1786540000 | PRINTED CIRCUIT BOARD TERMINALS 7.62 MM N OF POLES: 5 180° SOLDER PIN LENGTH (L): 3.5 MM TINNED ORANGE TOP CONNECTION CLAMPING RANGE MAX. : 6 MM² BOX | 1
28376 | 1786550000 | PRINTED CIRCUIT BOARD TERMINALS 7.62 MM N OF POLES: 7 180° SOLDER PIN LENGTH (L): 3.5 MM TINNED ORANGE TOP CONNECTION CLAMPING RANGE MAX. : 6 MM² BOX | 1
28377 | 1786560000 | PRINTED CIRCUIT BOARD TERMINALS 7.62 MM N OF POLES: 8 180° SOLDER PIN LENGTH (L): 3.5 MM TINNED ORANGE TOP CONNECTION CLAMPING RANGE MAX. : 6 MM² BOX | 1
28378 | 1786570000 | PRINTED CIRCUIT BOARD TERMINALS 7.62 MM N OF POLES: 10 180° SOLDER PIN LENGTH (L): 3.5 MM TINNED ORANGE TOP CONNECTION CLAMPING RANGE MAX. : 6 MM² BOX | 1
28379 | 1786580000 | PRINTED CIRCUIT BOARD TERMINALS 7.62 MM N OF POLES: 11 180° SOLDER PIN LENGTH (L): 3.5 MM TINNED ORANGE TOP CONNECTION CLAMPING RANGE MAX. : 6 MM² BOX | 1
28380 | 1786590000 | PRINTED CIRCUIT BOARD TERMINALS 7.62 MM N OF POLES: 2 180° SOLDER PIN LENGTH (L): 3.5 MM TINNED TOP CONNECTION CLAMPING RANGE MAX. : 6 MM² BOX | 1
28381 | 1813600000 | PCB PLUG-IN CONNECTOR MALE HEADER CLIP-ON FLANGE THT SOLDER CONNECTION 10.16 MM N OF POLES: 5 90° SOLDER PIN LENGTH (L): 3.5 MM -PLATED BOX | 0
28382 | 1813610000 | PCB PLUG-IN CONNECTOR MALE HEADER CLIP-ON FLANGE THT SOLDER CONNECTION 10.16 MM N OF POLES: 6 90° SOLDER PIN LENGTH (L): 3.5 MM -PLATED BOX | 0
28383 | 1813620000 | PCB PLUG-IN CONNECTOR MALE HEADER CLIP-ON FLANGE THT SOLDER CONNECTION 10.16 MM N OF POLES: 7 90° SOLDER PIN LENGTH (L): 3.5 MM -PLATED BOX | 0
28384 | 1813630000 | PCB PLUG-IN CONNECTOR MALE HEADER CLIP-ON FLANGE THT SOLDER CONNECTION 10.16 MM N OF POLES: 8 90° SOLDER PIN LENGTH (L): 3.5 MM -PLATED BOX | 0
28385 | 1813670000 | PCB PLUG-IN CONNECTOR MALE HEADER CLIP-ON FLANGE THT SOLDER CONNECTION 10.16 MM N OF POLES: 4 180° SOLDER PIN LENGTH (L): 3.5 MM -PLATED BOX | 0
28386 | 1813680000 | PCB PLUG-IN CONNECTOR MALE HEADER CLIP-ON FLANGE THT SOLDER CONNECTION 10.16 MM N OF POLES: 5 180° SOLDER PIN LENGTH (L): 3.5 MM -PLATED BOX | 0
28387 | 1813690000 | PCB PLUG-IN CONNECTOR MALE HEADER CLIP-ON FLANGE THT SOLDER CONNECTION 10.16 MM N OF POLES: 6 180° SOLDER PIN LENGTH (L): 3.5 MM -PLATED BOX | 0
28388 | 1813700000 | PCB PLUG-IN CONNECTOR MALE HEADER CLIP-ON FLANGE THT SOLDER CONNECTION 10.16 MM N OF POLES: 7 180° SOLDER PIN LENGTH (L): 3.5 MM -PLATED BOX | 0
28389 | 1813710000 | PCB PLUG-IN CONNECTOR MALE HEADER CLIP-ON FLANGE THT SOLDER CONNECTION 10.16 MM N OF POLES: 8 180° SOLDER PIN LENGTH (L): 3.5 MM -PLATED BOX | 0
28390 | 1813720000 | PCB PLUG-IN CONNECTOR MALE HEADER CLIP-ON FLANGE THT SOLDER CONNECTION 10.16 MM N OF POLES: 9 180° SOLDER PIN LENGTH (L): 3.5 MM -PLATED BOX | 0
28391 | 1813730000 | PCB PLUG-IN CONNECTOR MALE HEADER CLIP-ON FLANGE THT SOLDER CONNECTION 10.16 MM N OF POLES: 2 270° SOLDER PIN LENGTH (L): 3.5 MM -PLATED BOX | 0
28392 | 1813740000 | PCB PLUG-IN CONNECTOR MALE HEADER CLIP-ON FLANGE THT SOLDER CONNECTION 10.16 MM N OF POLES: 3 270° SOLDER PIN LENGTH (L): 3.5 MM -PLATED BOX | 0
28393 | 1813750000 | PCB PLUG-IN CONNECTOR MALE HEADER CLIP-ON FLANGE THT SOLDER CONNECTION 10.16 MM N OF POLES: 4 270° SOLDER PIN LENGTH (L): 3.5 MM -PLATED BOX | 0
28394 | 1813760000 | PCB PLUG-IN CONNECTOR MALE HEADER CLIP-ON FLANGE THT SOLDER CONNECTION 10.16 MM N OF POLES: 5 270° SOLDER PIN LENGTH (L): 3.5 MM -PLATED BOX | 0
28395 | 1813770000 | PCB PLUG-IN CONNECTOR MALE HEADER CLIP-ON FLANGE THT SOLDER CONNECTION 10.16 MM N OF POLES: 6 270° SOLDER PIN LENGTH (L): 3.5 MM -PLATED BOX | 0
28396 | 1813780000 | PCB PLUG-IN CONNECTOR MALE HEADER CLIP-ON FLANGE THT SOLDER CONNECTION 10.16 MM N OF POLES: 7 270° SOLDER PIN LENGTH (L): 3.5 MM -PLATED BOX | 0
28397 | 1813790000 | PCB PLUG-IN CONNECTOR MALE HEADER CLIP-ON FLANGE THT SOLDER CONNECTION 10.16 MM N OF POLES: 8 270° SOLDER PIN LENGTH (L): 3.5 MM -PLATED BOX | 0
28398 | 1813800000 | PCB PLUG-IN CONNECTOR MALE HEADER CLIP-ON FLANGE THT SOLDER CONNECTION 10.16 MM N OF POLES: 9 270° SOLDER PIN LENGTH (L): 3.5 MM -PLATED BOX | 0
28399 | 1836370000 | I-SERIES ACCESSORIES COVER PLATE DARK 40 MM | 1015
28400 | 1852520000 | THM DEVICE MARKERS 7 X 16 MM | 77
28401 | 1852540000 | THM DEVICE MARKERS 27 X 57 MM | 533
28402 | 1853970000 | SAK SERIES END PLATE 1.5 MM GREY DIRECT MOUNTING | 74
28403 | 1856630000 | THM CONDUCTOR AND CABLE MARKERS 1.9 - 1.9 MM 12 X 18 MM | 21
28404 | 1856640000 | THM CONDUCTOR AND CABLE MARKERS 1.9 - 1.9 MM 12 X 18 MM | 21
28405 | 1856650000 | THM DEVICE MARKERS 9 X 17 MM | 77
28406 | 1857840000 | SAK SERIES PARTITION PLATE 1.5 MM GREY | 304
28407 | 1862350000 | THM DEVICE MARKERS 31.75 X 38.1 MM | 1187
28408 | 1879910000 | W-SERIES END PLATE | 78
28409 | 1882900000 | THM CONDUCTOR AND CABLE MARKERS 6 - 12.1 MM 49.53 X 57.1 MM | 21
28410 | 1891770000 | THM DEVICE MARKERS 7.1 X 25.9 MM | 293
28411 | 1934140000 | PRINTED CIRCUIT BOARD TERMINALS 10.16 MM N OF POLES: 2 90° SOLDER PIN LENGTH (L): 4.5 MM TINNED CLAMPING YOKE CONNECTION CLAMPING RANGE MAX. : 16 MM² BOX | 1
28412 | 1934190000 | THM CONDUCTOR AND CABLE MARKERS 4 - 7.6 MM 50.8 X 36 MM | 21
28413 | 1936430000 | OMNIMATE POWER - SERIES WGK FEED-THROUGH TERMINAL | 196
28414 | 1936450000 | OMNIMATE POWER - SERIES WGK FEED-THROUGH TERMINAL | 196
28415 | 1936490000 | OMNIMATE POWER - SERIES WGK FEED-THROUGH TERMINAL RATED CROSS-SECTION: 4 MM² WEMID (PA) GREY DIRECT MOUNTING FEED-THROUGH (BUSHING) | 29
28416 | 1936550000 | OMNIMATE POWER - SERIES WGK FEED-THROUGH TERMINAL RATED CROSS-SECTION: 4 MM² SCREW CONNECTION WEMID (PA) GREY DIRECT MOUNTING FEED-THROUGH (BUSHING) | 29
28417 | 1937140000 | OMNIMATE POWER - SERIES WGK FEED-THROUGH TERMINAL RATED CROSS-SECTION: 95 MM² SCREW CONNECTION WEMID (PA) GREY DIRECT MOUNTING FEED-THROUGH (BUSHING) | 29
28418 | 1937380000 | OMNIMATE POWER - SERIES WGK FEED-THROUGH TERMINAL RATED CROSS-SECTION: 95 MM² SCREW CONNECTION WEMID (PA) GREY DIRECT MOUNTING FEED-THROUGH (BUSHING) | 29
28419 | 1961890000 | ELECTRONICS HOUSINGS RS 90 GREY END PLATE WIDTH: 5 MM | 529
28420 | 1964130000 | THM DEVICE MARKERS 5.08 X 15 MM | 293
28421 | 1965750000 | OMNIMATE POWER - SERIES WGK FEED-THROUGH TERMINAL | 196
28422 | 1966380000 | W-SERIES END PLATE | 78
28423 | 1968130000 | THM DEVICE MARKERS 9 X 17 MM | 77
28424 | 1980390000 | PCB PLUG-IN CONNECTOR MALE HEADER CLOSED SIDE THT SOLDER CONNECTION 7.62 MM N OF POLES: 4 90° SOLDER PIN LENGTH (L): 3.2 MM TINNED ORANGE BOX | 0
28425 | 1980400000 | PCB PLUG-IN CONNECTOR MALE HEADER CLOSED SIDE THT SOLDER CONNECTION 7.62 MM N OF POLES: 5 90° SOLDER PIN LENGTH (L): 3.2 MM TINNED ORANGE BOX | 0
28426 | 1980410000 | PCB PLUG-IN CONNECTOR MALE HEADER CLOSED SIDE THT SOLDER CONNECTION 7.62 MM N OF POLES: 6 90° SOLDER PIN LENGTH (L): 3.2 MM TINNED ORANGE BOX | 0
28427 | 1980420000 | PCB PLUG-IN CONNECTOR MALE HEADER CLOSED SIDE THT SOLDER CONNECTION 7.62 MM N OF POLES: 7 90° SOLDER PIN LENGTH (L): 3.2 MM TINNED ORANGE BOX | 0
28428 | 1980430000 | PCB PLUG-IN CONNECTOR MALE HEADER CLOSED SIDE THT SOLDER CONNECTION 7.62 MM N OF POLES: 8 90° SOLDER PIN LENGTH (L): 3.2 MM TINNED ORANGE BOX | 0
28429 | 1980440000 | PCB PLUG-IN CONNECTOR MALE HEADER CLOSED SIDE THT SOLDER CONNECTION 7.62 MM N OF POLES: 9 90° SOLDER PIN LENGTH (L): 3.2 MM TINNED ORANGE BOX | 0
28430 | 1980450000 | PCB PLUG-IN CONNECTOR MALE HEADER CLOSED SIDE THT SOLDER CONNECTION 7.62 MM N OF POLES: 10 90° SOLDER PIN LENGTH (L): 3.2 MM TINNED ORANGE BOX | 0
28431 | 1980460000 | PCB PLUG-IN CONNECTOR MALE HEADER CLOSED SIDE THT SOLDER CONNECTION 7.62 MM N OF POLES: 11 90° SOLDER PIN LENGTH (L): 3.2 MM TINNED ORANGE BOX | 0
28432 | 1980470000 | PCB PLUG-IN CONNECTOR MALE HEADER CLOSED SIDE THT SOLDER CONNECTION 7.62 MM N OF POLES: 12 90° SOLDER PIN LENGTH (L): 3.2 MM TINNED ORANGE BOX | 0
28433 | 1980480000 | PCB PLUG-IN CONNECTOR FEMALE PLUG 7.62 MM N OF POLES: 2 CLAMPING YOKE CONNECTION CLAMPING RANGE MAX. : 4 MM² BOX | 1
28434 | 1980500000 | PCB PLUG-IN CONNECTOR FEMALE PLUG 7.62 MM N OF POLES: 4 CLAMPING YOKE CONNECTION CLAMPING RANGE MAX. : 4 MM² BOX | 1
28435 | 1980510000 | PCB PLUG-IN CONNECTOR FEMALE PLUG 7.62 MM N OF POLES: 5 CLAMPING YOKE CONNECTION CLAMPING RANGE MAX. : 4 MM² BOX | 1
28436 | 1980520000 | PCB PLUG-IN CONNECTOR FEMALE PLUG 7.62 MM N OF POLES: 6 CLAMPING YOKE CONNECTION CLAMPING RANGE MAX. : 4 MM² BOX | 1
28437 | 1980530000 | PCB PLUG-IN CONNECTOR FEMALE PLUG 7.62 MM N OF POLES: 7 CLAMPING YOKE CONNECTION CLAMPING RANGE MAX. : 4 MM² BOX | 1
28438 | 1980540000 | PCB PLUG-IN CONNECTOR FEMALE PLUG 7.62 MM N OF POLES: 8 CLAMPING YOKE CONNECTION CLAMPING RANGE MAX. : 4 MM² BOX | 1
28439 | 1980550000 | PCB PLUG-IN CONNECTOR FEMALE PLUG 7.62 MM N OF POLES: 9 CLAMPING YOKE CONNECTION CLAMPING RANGE MAX. : 4 MM² BOX | 1
28440 | 1980560000 | PCB PLUG-IN CONNECTOR FEMALE PLUG 7.62 MM N OF POLES: 10 CLAMPING YOKE CONNECTION CLAMPING RANGE MAX. : 4 MM² BOX | 1
28441 | 1980570000 | PCB PLUG-IN CONNECTOR FEMALE PLUG 7.62 MM N OF POLES: 11 CLAMPING YOKE CONNECTION CLAMPING RANGE MAX. : 4 MM² BOX | 1
28442 | 1980580000 | PCB PLUG-IN CONNECTOR FEMALE PLUG 7.62 MM N OF POLES: 12 CLAMPING YOKE CONNECTION CLAMPING RANGE MAX. : 4 MM² BOX | 1
28443 | 1981890000 | OMNIMATE POWER - SERIES WGK FEED-THROUGH TERMINAL RATED CROSS-SECTION: 4 MM² SCREW CONNECTION WEMID (PA) GREY DIRECT MOUNTING FEED-THROUGH (BUSHING) | 29
28444 | 2144900000 | SAK SERIES END PLATE 1.5 MM DIRECT MOUNTING | 74
28445 | 3833500000 | SAK SERIES PARTITION PLATE 2 MM DIRECT MOUNTING | 280
28446 | 3835120000 | SAK SERIES END PLATE 3 MM ANTHRACITE DIRECT MOUNTING | 1148
28447 | 7926190000 | ACCESSORIES FUSE HOLDER RATED CROSS-SECTION: OPERATING INSTRUCTIONS/CATALOGUE | 189
28448 | 8237710000 | MCZ SERIES RELAY MODULE N OF CONTACTS: 1 CO CONTACT AGSNO RATED CONTROL VOLTAGE: 230 V AC ±10 % CONTINUOUS CURRENT: 6 A TENSION-CLAMP CONNECTION TEST BUTTON AVAILABLE: NO | 3
28449 | 8287730000 | MCZ SERIES SOLID-STATE RELAY 1 NO CONTACT (TRANSISTOR) RATED CONTROL VOLTAGE: 24 V UC ±20 % RATED SWITCHING VOLTAGE: 24 VDC ±20% CONTINUOUS CURRENT: 2 A TENSION-CLAMP CONNECTION | 3
28450 | 8324610000 | MCZ SERIES SOLID-STATE RELAY 1 NO CONTACT (TTL) RATED CONTROL VOLTAGE: 24 V DC ±16 % RATED SWITCHING VOLTAGE: 5 V TTL CONTINUOUS CURRENT: 8 MA FAN OUT = 20 LS-TTL TENSION-CLAMP CONNECTION | 3
28451 | 8365940000 | MCZ SERIES SOLID-STATE RELAY 1 NO CONTACT (TRANSISTOR) RATED CONTROL VOLTAGE: 24 V UC ±20 % RATED SWITCHING VOLTAGE: 5...48 V DC CONTINUOUS CURRENT: 20 MA TENSION-CLAMP CONNECTION | 3
28452 | 8365980000 | MCZ SERIES RELAY MODULE N OF CONTACTS: 1 CO CONTACT AGSNO RATED CONTROL VOLTAGE: 24 V DC ±20 % CONTINUOUS CURRENT: 6 A TENSION-CLAMP CONNECTION TEST BUTTON AVAILABLE: NO | 3
28453 | 8390590000 | MCZ SERIES RELAY MODULE N OF CONTACTS: 1 CO CONTACT AGSNO RATED CONTROL VOLTAGE: 24 V UC ±10 % CONTINUOUS CURRENT: 6 A TENSION-CLAMP CONNECTION TEST BUTTON AVAILABLE: NO | 3
28454 | 8398940000 | MCZ SERIES SOLID-STATE RELAY 1 NO CONTACT (TTL) RATED CONTROL VOLTAGE: 5 V TTL RATED SWITCHING VOLTAGE: 5...48 V DC CONTINUOUS CURRENT: 100 MA TENSION-CLAMP CONNECTION | 3
28455 | 8411190000 | PASSIVE ISOLATOR INPUT : 0-20 MA (LOOP POWE) OUTPUT : 0-20 MA | 556
28456 | 8420880000 | MCZ SERIES RELAY MODULE N OF CONTACTS: 1 CO CONTACT AGSNO RATED CONTROL VOLTAGE: 120 V AC -15 % / +10 % CONTINUOUS CURRENT: 6 A TENSION-CLAMP CONNECTION TEST BUTTON AVAILABLE: NO | 3
28457 | 8421060000 | MCZ SERIES SOLID-STATE RELAY 1 NO CONTACT (TRANSISTOR) RATED CONTROL VOLTAGE: 120 V UC +5 / -15 % RATED SWITCHING VOLTAGE: 5...48 V DC CONTINUOUS CURRENT: 50 MA TENSION-CLAMP CONNECTION | 3
28458 | 8421380000 | MCZ SERIES SOLID-STATE RELAY 1 NO CONTACT (TRANSISTOR) RATED CONTROL VOLTAGE: 230 V AC +5 % / -15 % RATED SWITCHING VOLTAGE: 5...48 V DC CONTINUOUS CURRENT: 20 MA TENSION-CLAMP CONNECTION | 3
28459 | 8442960000 | MCZ SERIES RELAY MODULE N OF CONTACTS: 1 CO CONTACT AGSNO GOLD-PLATED RATED CONTROL VOLTAGE: 24 V DC ±20 % CONTINUOUS CURRENT: 6 A TENSION-CLAMP CONNECTION TEST BUTTON AVAILABLE: NO | 3
28460 | 8467470000 | MCZ SERIES RELAY MODULE N OF CONTACTS: 1 CO CONTACT AGSNO RATED CONTROL VOLTAGE: 110 V DC ±10 % CONTINUOUS CURRENT: 6 A TENSION-CLAMP CONNECTION TEST BUTTON AVAILABLE: NO | 3
28461 | 8499550000 | MCZ-SERIES TRAK RELAY MODULE N OF CONTACTS: 1 NO CONTACT AGSNO RATED CONTROL VOLTAGE: 24 V DC +25 % / -30 % CONTINUOUS CURRENT: 6 A TENSION-CLAMP CONNECTION TEST BUTTON AVAILABLE: NO | 3
28462 | 8574070000 | MCZ-SERIES TRAK RELAY MODULE N OF CONTACTS: 1 NO CONTACT AGSNO RATED CONTROL VOLTAGE: 48 V?110 V DC +25 % / -30 % CONTINUOUS CURRENT: 6 A TENSION-CLAMP CONNECTION TEST BUTTON AVAILABLE: NO | 3
28463 | 8713890000 | MCZ-SERIES TRAK RELAY MODULE N OF CONTACTS: 1 CO CONTACT AGSNO RATED CONTROL VOLTAGE: 24 V DC +25 % / -30 % CONTINUOUS CURRENT: 6 A TENSION-CLAMP CONNECTION TEST BUTTON AVAILABLE: NO | 3
28464 | 8713900000 | MCZ-SERIES TRAK RELAY MODULE N OF CONTACTS: 1 CO CONTACT AGSNO RATED CONTROL VOLTAGE: 36 V DC +25 % / -30 % CONTINUOUS CURRENT: 6 A TENSION-CLAMP CONNECTION TEST BUTTON AVAILABLE: NO | 3
28465 | 8713910000 | MCZ-SERIES TRAK RELAY MODULE N OF CONTACTS: 1 CO CONTACT AGSNO RATED CONTROL VOLTAGE: 48 V?110 V DC +25 % / -30 % CONTINUOUS CURRENT: 6 A TENSION-CLAMP CONNECTION TEST BUTTON AVAILABLE: NO | 3
28466 | 8790500000 | MCZ-SERIES TRAK RELAY MODULE N OF CONTACTS: 1 CO CONTACT AGSNO GOLD-PLATED RATED CONTROL VOLTAGE: 48 V?110 V DC +25 % / -30 % CONTINUOUS CURRENT: 6 A TENSION-CLAMP CONNECTION TEST BUTTON AVAILABLE: NO | 3
28467 | 8790510000 | MCZ-SERIES TRAK RELAY MODULE N OF CONTACTS: 1 CO CONTACT AGSNO GOLD-PLATED RATED CONTROL VOLTAGE: 36 V DC +25 % / -30 % CONTINUOUS CURRENT: 6 A TENSION-CLAMP CONNECTION TEST BUTTON AVAILABLE: NO | 3
28468 | 8790520000 | MCZ-SERIES TRAK RELAY MODULE N OF CONTACTS: 1 CO CONTACT AGSNO GOLD-PLATED RATED CONTROL VOLTAGE: 24 V DC +25 % / -30 % CONTINUOUS CURRENT: 6 A TENSION-CLAMP CONNECTION TEST BUTTON AVAILABLE: NO | 3
28469 | 8950700000 | TERMOPTO SOLID-STATE RELAY 1 NO CONTACT (TRANSISTOR) RATED CONTROL VOLTAGE: 5 V DC ±20 % RATED SWITCHING VOLTAGE: 5...48 V DC CONTINUOUS CURRENT: 100 MA SCREW CONNECTION | 3
28470 | 8950710000 | TERMOPTO SOLID-STATE RELAY 1 NO CONTACT (TRANSISTOR) RATED CONTROL VOLTAGE: 12 V DC ±20 % RATED SWITCHING VOLTAGE: 5...48 V DC CONTINUOUS CURRENT: 100 MA SCREW CONNECTION | 3
28471 | 8950720000 | TERMOPTO SOLID-STATE RELAY 1 NO CONTACT (TRANSISTOR) RATED CONTROL VOLTAGE: 24 V DC ±20 % RATED SWITCHING VOLTAGE: 5...48 V DC CONTINUOUS CURRENT: 100 MA SCREW CONNECTION | 3
28472 | 8950730000 | TERMOPTO SOLID-STATE RELAY 1 NO CONTACT (TRANSISTOR) RATED CONTROL VOLTAGE: 48?60 V DC ±20 % RATED SWITCHING VOLTAGE: 5...48 V DC CONTINUOUS CURRENT: 100 MA SCREW CONNECTION | 3
28473 | 8950740000 | TERMOPTO SOLID-STATE RELAY 1 NO CONTACT (TRANSISTOR) RATED CONTROL VOLTAGE: 110 V DC ±20 % RATED SWITCHING VOLTAGE: 5...48 V DC CONTINUOUS CURRENT: 100 MA SCREW CONNECTION | 3
28474 | 8950750000 | TERMOPTO SOLID-STATE RELAY 1 NO CONTACT (TRANSISTOR) RATED CONTROL VOLTAGE: 220 V DC +10 % / -15 % RATED SWITCHING VOLTAGE: 5...48 V DC CONTINUOUS CURRENT: 100 MA SCREW CONNECTION | 3
28475 | 8950760000 | TERMOPTO SOLID-STATE RELAY 1 NO CONTACT (TRANSISTOR) RATED CONTROL VOLTAGE: 5 V DC ±20 % RATED SWITCHING VOLTAGE: 5...48 V DC CONTINUOUS CURRENT: 100 MA PUSH IN | 3
28476 | 8950770000 | TERMOPTO SOLID-STATE RELAY 1 NO CONTACT (TRANSISTOR) RATED CONTROL VOLTAGE: 12 V DC ±20 % RATED SWITCHING VOLTAGE: 5...48 V DC CONTINUOUS CURRENT: 100 MA PUSH IN | 3
28477 | 8950780000 | TERMOPTO SOLID-STATE RELAY 1 NO CONTACT (TRANSISTOR) RATED CONTROL VOLTAGE: 24 V DC ±20 % RATED SWITCHING VOLTAGE: 5...48 V DC CONTINUOUS CURRENT: 100 MA PUSH IN | 3
28478 | 8950790000 | TERMOPTO SOLID-STATE RELAY 1 NO CONTACT (TRANSISTOR) RATED CONTROL VOLTAGE: 48?60 V DC ±20 % RATED SWITCHING VOLTAGE: 5...48 V DC CONTINUOUS CURRENT: 100 MA PUSH IN | 3
28479 | 8950800000 | TERMOPTO SOLID-STATE RELAY 1 NO CONTACT (TRANSISTOR) RATED CONTROL VOLTAGE: 110 V DC ±20 % RATED SWITCHING VOLTAGE: 5...48 V DC CONTINUOUS CURRENT: 100 MA PUSH IN | 3
28480 | 8950810000 | TERMOPTO SOLID-STATE RELAY 1 NO CONTACT (TRANSISTOR) RATED CONTROL VOLTAGE: 220 V DC +10 % / -15 % RATED SWITCHING VOLTAGE: 5...48 V DC CONTINUOUS CURRENT: 100 MA PUSH IN | 3
28481 | 8950820000 | TERMOPTO SOLID-STATE RELAY 1 NO CONTACT (TRANSISTOR) RATED CONTROL VOLTAGE: 24 V AC ±20% RATED SWITCHING VOLTAGE: 5...48 V DC CONTINUOUS CURRENT: 100 MA SCREW CONNECTION | 3
28482 | 8950830000 | TERMOPTO SOLID-STATE RELAY 1 NO CONTACT (TRANSISTOR) RATED CONTROL VOLTAGE: 48?60 V AC ±20 % RATED SWITCHING VOLTAGE: 5...48 V DC CONTINUOUS CURRENT: 100 MA SCREW CONNECTION | 3
28483 | 8950840000 | TERMOPTO SOLID-STATE RELAY 1 NO CONTACT (TRANSISTOR) RATED CONTROL VOLTAGE: 120 V AC ±20 % RATED SWITCHING VOLTAGE: 5...48 V DC CONTINUOUS CURRENT: 100 MA SCREW CONNECTION | 3
28484 | 8950850000 | TERMOPTO SOLID-STATE RELAY 1 NO CONTACT (TRANSISTOR) RATED CONTROL VOLTAGE: 230 V AC +10 % / -20 % RATED SWITCHING VOLTAGE: 5...48 V DC CONTINUOUS CURRENT: 100 MA SCREW CONNECTION | 3
28485 | 8950860000 | TERMOPTO SOLID-STATE RELAY 1 NO CONTACT (TRANSISTOR) RATED CONTROL VOLTAGE: 24 V AC ±20% RATED SWITCHING VOLTAGE: 5...48 V DC CONTINUOUS CURRENT: 100 MA PUSH IN | 3
28486 | 8950870000 | TERMOPTO SOLID-STATE RELAY 1 NO CONTACT (TRANSISTOR) RATED CONTROL VOLTAGE: 48?60 V AC ±20 % RATED SWITCHING VOLTAGE: 5...48 V DC CONTINUOUS CURRENT: 100 MA PUSH IN | 3
28487 | 8950880000 | TERMOPTO SOLID-STATE RELAY 1 NO CONTACT (TRANSISTOR) RATED CONTROL VOLTAGE: 120 V AC ±20 % RATED SWITCHING VOLTAGE: 5...48 V DC CONTINUOUS CURRENT: 100 MA PUSH IN | 3
28488 | 8950890000 | TERMOPTO SOLID-STATE RELAY 1 NO CONTACT (TRANSISTOR) RATED CONTROL VOLTAGE: 230 V AC +10 % / -20 % RATED SWITCHING VOLTAGE: 5...48 V DC CONTINUOUS CURRENT: 100 MA PUSH IN | 3
28489 | 8950900000 | TERMOPTO SOLID-STATE RELAY 1 NO CONTACT (TRANSISTOR) RATED CONTROL VOLTAGE: 5 V DC ±20 % RATED SWITCHING VOLTAGE: 5...48 V DC CONTINUOUS CURRENT: 500 MA SCREW CONNECTION | 3
28490 | 8950910000 | TERMOPTO SOLID-STATE RELAY 1 NO CONTACT (TRANSISTOR) RATED CONTROL VOLTAGE: 12 V DC ±20 % RATED SWITCHING VOLTAGE: 5...48 V DC CONTINUOUS CURRENT: 500 MA SCREW CONNECTION | 3
28491 | 8950920000 | TERMOPTO SOLID-STATE RELAY 1 NO CONTACT (TRANSISTOR) RATED CONTROL VOLTAGE: 24 V DC ±20 % RATED SWITCHING VOLTAGE: 5...48 V DC CONTINUOUS CURRENT: 500 MA SCREW CONNECTION | 3
28492 | 8950930000 | TERMOPTO SOLID-STATE RELAY 1 NO CONTACT (TRANSISTOR) RATED CONTROL VOLTAGE: 48?60 V DC ±20 % RATED SWITCHING VOLTAGE: 5...48 V DC CONTINUOUS CURRENT: 500 MA SCREW CONNECTION | 3
28493 | 8950940000 | TERMOPTO SOLID-STATE RELAY 1 NO CONTACT (TRANSISTOR) RATED CONTROL VOLTAGE: 110 V DC ±20 % RATED SWITCHING VOLTAGE: 5...48 V DC CONTINUOUS CURRENT: 500 MA SCREW CONNECTION | 3
28494 | 8950950000 | TERMOPTO SOLID-STATE RELAY 1 NO CONTACT (TRANSISTOR) RATED CONTROL VOLTAGE: 220 V DC +10 % / -15 % RATED SWITCHING VOLTAGE: 5...48 V DC CONTINUOUS CURRENT: 500 MA SCREW CONNECTION | 3
28495 | 8950960000 | TERMOPTO SOLID-STATE RELAY 1 NO CONTACT (TRANSISTOR) RATED CONTROL VOLTAGE: 5 V DC ±20 % RATED SWITCHING VOLTAGE: 5...48 V DC CONTINUOUS CURRENT: 500 MA PUSH IN | 3
28496 | 8950970000 | TERMOPTO SOLID-STATE RELAY 1 NO CONTACT (TRANSISTOR) RATED CONTROL VOLTAGE: 12 V DC ±20 % RATED SWITCHING VOLTAGE: 5...48 V DC CONTINUOUS CURRENT: 500 MA PUSH IN | 3
28497 | 8950980000 | TERMOPTO SOLID-STATE RELAY 1 NO CONTACT (TRANSISTOR) RATED CONTROL VOLTAGE: 24 V DC ±20 % RATED SWITCHING VOLTAGE: 5...48 V DC CONTINUOUS CURRENT: 500 MA PUSH IN | 3
28498 | 8950990000 | TERMOPTO SOLID-STATE RELAY 1 NO CONTACT (TRANSISTOR) RATED CONTROL VOLTAGE: 48?60 V DC ±20 % RATED SWITCHING VOLTAGE: 5...48 V DC CONTINUOUS CURRENT: 500 MA PUSH IN | 3
28499 | 8951000000 | TERMOPTO SOLID-STATE RELAY 1 NO CONTACT (TRANSISTOR) RATED CONTROL VOLTAGE: 110 V DC ±20 % RATED SWITCHING VOLTAGE: 5...48 V DC CONTINUOUS CURRENT: 500 MA PUSH IN | 3
28500 | 8951010000 | TERMOPTO SOLID-STATE RELAY 1 NO CONTACT (TRANSISTOR) RATED CONTROL VOLTAGE: 220 V DC +10 % / -15 % RATED SWITCHING VOLTAGE: 5...48 V DC CONTINUOUS CURRENT: 500 MA PUSH IN | 3
28501 | 8951020000 | TERMOPTO SOLID-STATE RELAY 1 NO CONTACT (TRANSISTOR) RATED CONTROL VOLTAGE: 24 V AC ±20% RATED SWITCHING VOLTAGE: 5...48 V DC CONTINUOUS CURRENT: 500 MA SCREW CONNECTION | 3
28502 | 8951030000 | TERMOPTO SOLID-STATE RELAY 1 NO CONTACT (TRANSISTOR) RATED CONTROL VOLTAGE: 48?60 V AC ±20 % RATED SWITCHING VOLTAGE: 5...48 V DC CONTINUOUS CURRENT: 500 MA SCREW CONNECTION | 3
28503 | 8951040000 | TERMOPTO SOLID-STATE RELAY 1 NO CONTACT (TRANSISTOR) RATED CONTROL VOLTAGE: 120 V AC ±20 % RATED SWITCHING VOLTAGE: 5...48 V DC CONTINUOUS CURRENT: 500 MA SCREW CONNECTION | 3
28504 | 8951050000 | TERMOPTO SOLID-STATE RELAY 1 NO CONTACT (TRANSISTOR) RATED CONTROL VOLTAGE: 230 V AC +10 % / -20 % RATED SWITCHING VOLTAGE: 5...48 V DC CONTINUOUS CURRENT: 500 MA SCREW CONNECTION | 3
28505 | 8951060000 | TERMOPTO SOLID-STATE RELAY 1 NO CONTACT (TRANSISTOR) RATED CONTROL VOLTAGE: 24 V AC ±20% RATED SWITCHING VOLTAGE: 5...48 V DC CONTINUOUS CURRENT: 500 MA PUSH IN | 3
28506 | 8951070000 | TERMOPTO SOLID-STATE RELAY 1 NO CONTACT (TRANSISTOR) RATED CONTROL VOLTAGE: 48?60 V AC ±20 % RATED SWITCHING VOLTAGE: 5...48 V DC CONTINUOUS CURRENT: 500 MA PUSH IN | 3
28507 | 8951080000 | TERMOPTO SOLID-STATE RELAY 1 NO CONTACT (TRANSISTOR) RATED CONTROL VOLTAGE: 120 V AC ±20 % RATED SWITCHING VOLTAGE: 5...48 V DC CONTINUOUS CURRENT: 500 MA PUSH IN | 3
28508 | 8951090000 | TERMOPTO SOLID-STATE RELAY 1 NO CONTACT (TRANSISTOR) RATED CONTROL VOLTAGE: 230 V AC +10 % / -20 % RATED SWITCHING VOLTAGE: 5...48 V DC CONTINUOUS CURRENT: 500 MA PUSH IN | 3
28509 | 8951100000 | TERMOPTO SOLID-STATE RELAY 1 NO CONTACT (TRIAC (ZERO-CROSS SWITCH)) RATED CONTROL VOLTAGE: 5 V DC ±20 % RATED SWITCHING VOLTAGE: 24...230 V AC CONTINUOUS CURRENT: 100 MA SCREW CONNECTION | 3
28510 | 8951110000 | TERMOPTO SOLID-STATE RELAY 1 NO CONTACT (TRIAC (ZERO-CROSS SWITCH)) RATED CONTROL VOLTAGE: 12 V DC ±20 % RATED SWITCHING VOLTAGE: 24...230 V AC CONTINUOUS CURRENT: 100 MA SCREW CONNECTION | 3
28511 | 8951120000 | TERMOPTO SOLID-STATE RELAY 1 NO CONTACT (TRIAC (ZERO-CROSS SWITCH)) RATED CONTROL VOLTAGE: 24 V DC ±20 % RATED SWITCHING VOLTAGE: 24...230 V AC CONTINUOUS CURRENT: 100 MA SCREW CONNECTION | 3
28512 | 8951130000 | TERMOPTO SOLID-STATE RELAY 1 NO CONTACT (TRIAC (ZERO-CROSS SWITCH)) RATED CONTROL VOLTAGE: 48?60 V DC ±20 % RATED SWITCHING VOLTAGE: 24...230 V AC CONTINUOUS CURRENT: 100 MA SCREW CONNECTION | 3
28513 | 8951140000 | TERMOPTO SOLID-STATE RELAY 1 NO CONTACT (TRIAC (ZERO-CROSS SWITCH)) RATED CONTROL VOLTAGE: 110 V DC ±20 % RATED SWITCHING VOLTAGE: 24...230 V AC CONTINUOUS CURRENT: 100 MA SCREW CONNECTION | 3
28514 | 8951150000 | TERMOPTO SOLID-STATE RELAY 1 NO CONTACT (TRIAC (ZERO-CROSS SWITCH)) RATED CONTROL VOLTAGE: 220 V DC +10 % / -15 % RATED SWITCHING VOLTAGE: 24...230 V AC CONTINUOUS CURRENT: 100 MA SCREW CONNECTION | 3
28515 | 8951160000 | TERMOPTO SOLID-STATE RELAY 1 NO CONTACT (TRIAC (ZERO-CROSS SWITCH)) RATED CONTROL VOLTAGE: 5 V DC ±20 % RATED SWITCHING VOLTAGE: 24...230 V AC CONTINUOUS CURRENT: 100 MA PUSH IN | 3
28516 | 8951170000 | TERMOPTO SOLID-STATE RELAY 1 NO CONTACT (TRIAC (ZERO-CROSS SWITCH)) RATED CONTROL VOLTAGE: 12 V DC ±20 % RATED SWITCHING VOLTAGE: 24...230 V AC CONTINUOUS CURRENT: 100 MA PUSH IN | 3
28517 | 8951180000 | TERMOPTO SOLID-STATE RELAY 1 NO CONTACT (TRIAC (ZERO-CROSS SWITCH)) RATED CONTROL VOLTAGE: 24 V DC ±20 % RATED SWITCHING VOLTAGE: 24...230 V AC CONTINUOUS CURRENT: 100 MA PUSH IN | 3
28518 | 8951190000 | TERMOPTO SOLID-STATE RELAY 1 NO CONTACT (TRIAC (ZERO-CROSS SWITCH)) RATED CONTROL VOLTAGE: 48?60 V DC ±20 % RATED SWITCHING VOLTAGE: 24...230 V AC CONTINUOUS CURRENT: 100 MA PUSH IN | 3
28519 | 8951200000 | TERMOPTO SOLID-STATE RELAY 1 NO CONTACT (TRIAC (ZERO-CROSS SWITCH)) RATED CONTROL VOLTAGE: 110 V DC ±20 % RATED SWITCHING VOLTAGE: 24...230 V AC CONTINUOUS CURRENT: 100 MA PUSH IN | 3
28520 | 8951210000 | TERMOPTO SOLID-STATE RELAY 1 NO CONTACT (TRIAC (ZERO-CROSS SWITCH)) RATED CONTROL VOLTAGE: 220 V DC +10 % / -15 % RATED SWITCHING VOLTAGE: 24...230 V AC CONTINUOUS CURRENT: 100 MA PUSH IN | 3
28521 | 8951220000 | TERMOPTO SOLID-STATE RELAY 1 NO CONTACT (TRIAC (ZERO-CROSS SWITCH)) RATED CONTROL VOLTAGE: 24 V AC ±20% RATED SWITCHING VOLTAGE: 24...230 V AC CONTINUOUS CURRENT: 100 MA SCREW CONNECTION | 3
28522 | 8951230000 | TERMOPTO SOLID-STATE RELAY 1 NO CONTACT (TRIAC (ZERO-CROSS SWITCH)) RATED CONTROL VOLTAGE: 48?60 V AC ±20 % RATED SWITCHING VOLTAGE: 24...230 V AC CONTINUOUS CURRENT: 100 MA SCREW CONNECTION | 3
28523 | 8951240000 | TERMOPTO SOLID-STATE RELAY 1 NO CONTACT (TRIAC (ZERO-CROSS SWITCH)) RATED CONTROL VOLTAGE: 120 V AC ±20 % RATED SWITCHING VOLTAGE: 24...230 V AC CONTINUOUS CURRENT: 100 MA SCREW CONNECTION | 3
28524 | 8951250000 | TERMOPTO SOLID-STATE RELAY 1 NO CONTACT (TRIAC (ZERO-CROSS SWITCH)) RATED CONTROL VOLTAGE: 230 V AC +10 % / -20 % RATED SWITCHING VOLTAGE: 24...230 V AC CONTINUOUS CURRENT: 100 MA SCREW CONNECTION | 3
28525 | 8951260000 | TERMOPTO SOLID-STATE RELAY 1 NO CONTACT (TRIAC (ZERO-CROSS SWITCH)) RATED CONTROL VOLTAGE: 24 V AC ±20% RATED SWITCHING VOLTAGE: 24...230 V AC CONTINUOUS CURRENT: 100 MA PUSH IN | 3
28526 | 8951270000 | TERMOPTO SOLID-STATE RELAY 1 NO CONTACT (TRIAC (ZERO-CROSS SWITCH)) RATED CONTROL VOLTAGE: 48?60 V AC ±20 % RATED SWITCHING VOLTAGE: 24...230 V AC CONTINUOUS CURRENT: 100 MA PUSH IN | 3
28527 | 8951280000 | TERMOPTO SOLID-STATE RELAY 1 NO CONTACT (TRIAC (ZERO-CROSS SWITCH)) RATED CONTROL VOLTAGE: 120 V AC ±20 % RATED SWITCHING VOLTAGE: 24...230 V AC CONTINUOUS CURRENT: 100 MA PUSH IN | 3
28528 | 8951290000 | TERMOPTO SOLID-STATE RELAY 1 NO CONTACT (TRIAC (ZERO-CROSS SWITCH)) RATED CONTROL VOLTAGE: 230 V AC +10 % / -20 % RATED SWITCHING VOLTAGE: 24...230 V AC CONTINUOUS CURRENT: 100 MA PUSH IN | 3
28529 | 9022650000 | AUTOMATIC MACHINES REPLACEMENT PART | 188
28530 | 9022660000 | AUTOMATIC MACHINES REPLACEMENT PART | 188
28531 | 9040130000 | CUTTING TOOL FOR ONE-HAND OPERATION | 275
28532 | 9040140000 | CUTTING TOOL FOR ONE-HAND OPERATION | 275
28533 | 9040460000 | TOOLS CRIMPING TOOL FOR CONTACTS 10MM² 25MM² | 405
28534 | 9040470000 | TOOLS CRIMPING TOOL FOR WIRE-END FERRULES 6MM² 25MM² | 641
28535 | 9040480000 | TOOLS CRIMPING TOOL FOR WIRE-END FERRULES 35MM² 50MM² | 641
28536 | 9040490000 | TOOLS CRIMPING TOOL FOR CONTACTS 0.5MM² 2.5MM² | 405
28537 | 9040500000 | TOOLS CRIMPING TOOL FOR CONTACTS | 691
28538 | 9040510000 | TOOLS CRIMPING TOOL FOR CONTACTS 0.5MM² 2.5MM² | 405
28539 | 9040520000 | TOOLS CRIMPING TOOL FOR CONTACTS 0.5MM² 6MM² | 405
28540 | 9040530000 | TOOLS CRIMPING TOOL FOR CONTACTS 0.5MM² 6MM² | 405
28541 | 9040540000 | TOOLS CRIMPING TOOL FOR WIRE-END FERRULES 6MM² 16MM² | 641
28542 | 9040550000 | TOOLS CRIMPING TOOL FOR CONTACTS HEXAGONAL CRIMP | 312
28543 | 9040560000 | CUTTING TOOL FOR ONE-HAND OPERATION | 275
28544 | 9041250000 | PLIERS | 155
28545 | 9041470000 | DIAGONAL-CUTTING PLIERS | 377
28546 | 9041480000 | PLIERS | 155
28547 | 9041490000 | PLIERS | 155
28548 | 9041520000 | CUTTING BLADE | 595
28549 | 9041600000 | CUTTING BLADE | 595
28550 | 9041650000 | TOOLS CRIMPING TOOL FOR CONTACTS | 691
28551 | 9042000000 | SHEATHING STRIPPERS | 303
28552 | 9046240000 | STRIPPING AND CUTTING TOOL | 629
28553 | 9046280000 | PLIERS | 155
28554 | 9046290000 | PLIERS | 155
28555 | 9046300000 | PLIERS | 155
28556 | 9046310000 | DIAGONAL-CUTTING PLIERS | 377
28557 | 9046320000 | DIAGONAL-CUTTING PLIERS | 377
28558 | 9046330000 | DIAGONAL-CUTTING PLIERS | 377
28559 | 9046340000 | DIAGONAL-CUTTING PLIERS | 377
28560 | 9046350000 | PLIERS | 155
28561 | 9046360000 | PLIERS | 155
28562 | 9046370000 | PLIERS | 155
28563 | 9046380000 | PLIERS | 155
28564 | 9046390000 | PLIERS | 155
28565 | 9046400000 | PLIERS | 155
28566 | 9046410000 | DIAGONAL-CUTTING PLIERS | 377
28567 | 9046420000 | DIAGONAL-CUTTING PLIERS | 377
28568 | 9046430000 | PLIERS | 155
28569 | 9046440000 | PLIERS | 155
28570 | 9046470000 | PLIERS | 155
28571 | 9050180000 | ACCESSORIES SET OF CUTTERS | 174
28572 | 9054740000 | ACCESSORIES REPLACEMENT PART | 252
28573 | 9201430000 | SHEATHING STRIPPERS | 303
28574 | 9202000000 | TOOLS EMPTY BOX / CASE | 376
28575 | 9202010000 | TOOLS EMPTY BOX / CASE | 376
28576 | 9202020000 | ASSORTMENT OF INSERTS | 391
28577 | 9202040000 | CUTTING TOOLS CIRCULAR CABLE CUTTER | 573
28578 | 9202060000 | CUTTING TOOLS CIRCULAR CABLE CUTTER | 573
28579 | 9202080000 | CUTTING TOOLS CIRCULAR CABLE CUTTER | 573
28580 | 9202460000 | TOOL CASE WITH CONTENTS | 254
28581 | 9202470000 | ASSORTMENT BOX | 843
28582 | 9202510000 | SCREWDRIVER INSERT | 118
28583 | 9203110000 | STRIPPING AND CUTTING TOOL | 629
28584 | 9203160000 | TOOL CASE WITH CONTENTS | 254
28585 | 9204270000 | REPLACEMENT PARTS | 609
28586 | 9204280000 | REPLACEMENT PARTS | 609
28587 | 9204290000 | REPLACEMENT PARTS | 609
28588 | 9204600000 | TOOLS ACCESSORIES | 116
28589 | 9204610000 | TOOLS ACCESSORIES | 116
28590 | 9204750000 | PLIERS | 155
28591 | 9204760000 | PLIERS | 155
28592 | 9204770000 | PLIERS | 155
28593 | 9205050000 | TESTING TOOLS 2-POLE VOLTAGE TESTER TYPE 1153 | 564
28594 | 9205130000 | PLIERS | 155
28595 | 9205140000 | PLIERS | 155
28596 | 9205150000 | PLIERS | 155
28597 | 9205260000 | MULTIMETER | 648
28598 | 9205270000 | MULTIMETER | 648
28599 | 9205400000 | TESTING TOOLS CONTINUITY TESTER FOR DATA CABLES | 1130
28600 | 9205430000 | PRESSING TOOL CRIMPING TOOL FOR CONTACTS 0.14MM² 6MM² 4-INDENT CRIMP | 134
28601 | 9205440000 | CRIMPING TOOL FOR CONTACTS 1.5MM² 10MM² 4-INDENT CRIMP | 134
28602 | 9205460000 | MULTIMETER | 648
28603 | 9205550000 | SCREWDRIVER SET | 452
28604 | 9205560000 | SCREWDRIVER SET | 452
28605 | 9205810000 | ACCESSORIES REPLACEMENT PART | 252
28606 | 9423580000 | TESTING TOOLS MULTIMETER | 558
28607 | 9425830000 | TESTING TOOLS MULTIMETER | 558
28608 | 9427300000 | TESTING TOOLS MULTIMETER | 558
28609 | 9427370000 | TESTING TOOLS DIGITAL CLAMP-ON MEASURING DEVICE | 1131
28610 | 9427460000 | TESTING TOOLS MULTIMETER | 558
28611 | 9427520000 | TESTING TOOLS INFRA THERMOMETER | 1275
28612 | 9430320000 | RS-SERIES SOLID-STATE RELAY 1 NO CONTACT (TRIAC (ZERO-CROSS SWITCH)) RATED CONTROL VOLTAGE: 24 V DC ±10 % RATED SWITCHING VOLTAGE: 24...250 V AC CONTINUOUS CURRENT: 3 A SCREW CONNECTION | 3
28613 | 9430620000 | RS-SERIES SOLID-STATE RELAY | 1299
28614 | 9502630000 | SAK SERIES END PLATE 3 MM | 435
28615 | 9538110000 | W-SERIES END PLATE | 78
28616 | 9918030000 | SHEATHING STRIPPERS | 303
28617 | 9918040000 | SHEATHING STRIPPERS | 303
28618 | 9918050000 | SHEATHING STRIPPERS | 303
28619 | 9918060000 | SHEATHING STRIPPERS | 303
28620 | 9918070000 | SHEATHING STRIPPERS | 303
28621 | 9918080000 | SHEATHING STRIPPERS | 303
28622 | 9918090000 | SHEATHING STRIPPERS | 303
28623 | 9918100000 | SHEATHING STRIPPERS | 303
28624 | 9918130000 | UNIVERAL KEY | 474
28625 | 9918140000 | UNIVERAL KEY | 474
28626 | 9918150000 | UNIVERAL KEY | 474
28627 | 9918160000 | CUTTING BLADE | 595
28628 | 9918230000 | ELECTRICIAN'S SCISSORS | 575
28629 | 9918690000 | ELECTRICIAN'S SCISSORS | 575
28630 | 9918700000 | MOUNTING RAIL CUTTER | 619
28631 | 4027750000 | ELECTRONICS HOUSINGS PEBBLE GREY EXTRUDED PROFILE WIDTH: 45 MM | 277
28632 | 4051810000 | ELECTRONICS HOUSINGS RS 90 GREY EXTRUDED PROFILE WIDTH: 84.4 MM | 277
28633 | 4183130000 | ELECTRONICS HOUSINGS RS 80 PEBBLE GREY EXTRUDED PROFILE WIDTH: 84 MM | 277
28634 | 4340430000 | ELECTRONICS HOUSINGS ORANGE EXTRUDED PROFILE WIDTH: 45 MM | 277
28635 | 4347570000 | ELECTRONICS HOUSINGS PALE GREEN EXTRUDED PROFILE WIDTH: 104 MM | 277
28636 | 107160000 | SAK SERIES THERMOCOUPLE TERMINAL RATED CROSS-SECTION: 2.5 MM² SCREW CONNECTION DIRECT MOUNTING | 7
28637 | 107260000 | SAK SERIES THERMOCOUPLE TERMINAL RATED CROSS-SECTION: 2.5 MM² SCREW CONNECTION DIRECT MOUNTING | 7
28638 | 110060000 | SAK SERIES FEED-THROUGH TERMINAL RATED CROSS-SECTION: 10 MM² SCREW CONNECTION | 7
28639 | 110080000 | SAK SERIES FEED-THROUGH TERMINAL RATED CROSS-SECTION: 10 MM² SCREW CONNECTION | 7
28640 | 128360000 | SAK SERIES FEED-THROUGH TERMINAL RATED CROSS-SECTION: 4 MM² SCREW CONNECTION | 7
28641 | 128380000 | SAK SERIES FEED-THROUGH TERMINAL RATED CROSS-SECTION: 4 MM² SCREW CONNECTION | 7
28642 | 168860000 | SAK SERIES FEED-THROUGH TERMINAL RATED CROSS-SECTION: 4 MM² SCREW CONNECTION | 7
28643 | 189960000 | SAK SERIES THERMOCOUPLE TERMINAL RATED CROSS-SECTION: 2.5 MM² SCREW CONNECTION DIRECT MOUNTING | 7
28644 | 190060000 | SAK SERIES THERMOCOUPLE TERMINAL RATED CROSS-SECTION: 2.5 MM² SCREW CONNECTION DIRECT MOUNTING | 7
28645 | 193260000 | SAK SERIES FEED-THROUGH TERMINAL RATED CROSS-SECTION: 6 MM² SCREW CONNECTION DIRECT MOUNTING | 7
28646 | 193280000 | SAK SERIES FEED-THROUGH TERMINAL RATED CROSS-SECTION: 6 MM² SCREW CONNECTION DIRECT MOUNTING | 7
28647 | 215560000 | SAK SERIES FEED-THROUGH TERMINAL RATED CROSS-SECTION: 2.5 MM² SCREW CONNECTION DIRECT MOUNTING | 7
28648 | 215580000 | SAK SERIES FEED-THROUGH TERMINAL RATED CROSS-SECTION: 2.5 MM² SCREW CONNECTION DIRECT MOUNTING | 7
28649 | 271060000 | SAK SERIES FEED-THROUGH TERMINAL RATED CROSS-SECTION: 16 MM² SCREW CONNECTION | 7
28650 | 271080000 | SAK SERIES FEED-THROUGH TERMINAL RATED CROSS-SECTION: 16 MM² SCREW CONNECTION | 7
28651 | 279660000 | SAK SERIES FEED-THROUGH TERMINAL RATED CROSS-SECTION: 2.5 MM² SCREW CONNECTION | 7
28652 | 279680000 | SAK SERIES FEED-THROUGH TERMINAL RATED CROSS-SECTION: 2.5 MM² SCREW CONNECTION | 7
28653 | 303560000 | SAK SERIES FEED-THROUGH TERMINAL RATED CROSS-SECTION: 35 MM² SCREW CONNECTION | 7
28654 | 303580000 | SAK SERIES FEED-THROUGH TERMINAL RATED CROSS-SECTION: 35 MM² SCREW CONNECTION | 7
28655 | 476560000 | SAK SERIES FEED-THROUGH TERMINAL RATED CROSS-SECTION: 35 MM² SCREW CONNECTION | 7
28656 | 1003510000 | PCB PLUG-IN CONNECTOR MALE HEADER FLANGE THT/THR SOLDER CONNECTION 3.50 MM N OF POLES: 2 135° SOLDER PIN LENGTH (L): 3.2 MM TINNED BOX | 0
28657 | 1003520000 | PCB PLUG-IN CONNECTOR MALE HEADER FLANGE THT/THR SOLDER CONNECTION 3.50 MM N OF POLES: 3 135° SOLDER PIN LENGTH (L): 3.2 MM TINNED BOX | 0
28658 | 1003530000 | PCB PLUG-IN CONNECTOR MALE HEADER FLANGE THT/THR SOLDER CONNECTION 3.50 MM N OF POLES: 4 135° SOLDER PIN LENGTH (L): 3.2 MM TINNED BOX | 0
28659 | 1003540000 | PCB PLUG-IN CONNECTOR MALE HEADER FLANGE THT/THR SOLDER CONNECTION 3.50 MM N OF POLES: 5 135° SOLDER PIN LENGTH (L): 3.2 MM TINNED BOX | 0
28660 | 1003550000 | PCB PLUG-IN CONNECTOR MALE HEADER FLANGE THT/THR SOLDER CONNECTION 3.50 MM N OF POLES: 6 135° SOLDER PIN LENGTH (L): 3.2 MM TINNED BOX | 0
28661 | 1003560000 | PCB PLUG-IN CONNECTOR MALE HEADER FLANGE THT/THR SOLDER CONNECTION 3.50 MM N OF POLES: 7 135° SOLDER PIN LENGTH (L): 3.2 MM TINNED BOX | 0
28662 | 1003570000 | PCB PLUG-IN CONNECTOR MALE HEADER FLANGE THT/THR SOLDER CONNECTION 3.50 MM N OF POLES: 8 135° SOLDER PIN LENGTH (L): 3.2 MM TINNED BOX | 0
28663 | 1003580000 | PCB PLUG-IN CONNECTOR MALE HEADER FLANGE THT/THR SOLDER CONNECTION 3.50 MM N OF POLES: 9 135° SOLDER PIN LENGTH (L): 3.2 MM TINNED BOX | 0
28664 | 1003590000 | PCB PLUG-IN CONNECTOR MALE HEADER FLANGE THT/THR SOLDER CONNECTION 3.50 MM N OF POLES: 10 135° SOLDER PIN LENGTH (L): 3.2 MM TINNED BOX | 0
28665 | 1003600000 | PCB PLUG-IN CONNECTOR MALE HEADER FLANGE THT/THR SOLDER CONNECTION 3.50 MM N OF POLES: 11 135° SOLDER PIN LENGTH (L): 3.2 MM TINNED BOX | 0
28666 | 1003620000 | PCB PLUG-IN CONNECTOR MALE HEADER FLANGE THT/THR SOLDER CONNECTION 3.50 MM N OF POLES: 12 135° SOLDER PIN LENGTH (L): 3.2 MM TINNED BOX | 0
28667 | 1003630000 | PCB PLUG-IN CONNECTOR MALE HEADER FLANGE THT/THR SOLDER CONNECTION 3.50 MM N OF POLES: 13 135° SOLDER PIN LENGTH (L): 3.2 MM TINNED BOX | 0
28668 | 1003640000 | PCB PLUG-IN CONNECTOR MALE HEADER FLANGE THT/THR SOLDER CONNECTION 3.50 MM N OF POLES: 14 135° SOLDER PIN LENGTH (L): 3.2 MM TINNED BOX | 0
28669 | 1003650000 | PCB PLUG-IN CONNECTOR MALE HEADER FLANGE THT/THR SOLDER CONNECTION 3.50 MM N OF POLES: 15 135° SOLDER PIN LENGTH (L): 3.2 MM TINNED BOX | 0
28670 | 1003660000 | PCB PLUG-IN CONNECTOR MALE HEADER FLANGE THT/THR SOLDER CONNECTION 3.50 MM N OF POLES: 16 135° SOLDER PIN LENGTH (L): 3.2 MM TINNED BOX | 0
28671 | 1003670000 | PCB PLUG-IN CONNECTOR MALE HEADER FLANGE THT/THR SOLDER CONNECTION 3.50 MM N OF POLES: 17 135° SOLDER PIN LENGTH (L): 3.2 MM TINNED BOX | 0
28672 | 1003680000 | PCB PLUG-IN CONNECTOR MALE HEADER FLANGE THT/THR SOLDER CONNECTION 3.50 MM N OF POLES: 18 135° SOLDER PIN LENGTH (L): 3.2 MM TINNED BOX | 0
28673 | 1003690000 | PCB PLUG-IN CONNECTOR MALE HEADER FLANGE THT/THR SOLDER CONNECTION 3.50 MM N OF POLES: 19 135° SOLDER PIN LENGTH (L): 3.2 MM TINNED BOX | 0
28674 | 1003700000 | PCB PLUG-IN CONNECTOR MALE HEADER FLANGE THT/THR SOLDER CONNECTION 3.50 MM N OF POLES: 20 135° SOLDER PIN LENGTH (L): 3.2 MM TINNED BOX | 0
28675 | 1003710000 | PCB PLUG-IN CONNECTOR MALE HEADER FLANGE THT/THR SOLDER CONNECTION 3.50 MM N OF POLES: 21 135° SOLDER PIN LENGTH (L): 3.2 MM TINNED BOX | 0
28676 | 1003720000 | PCB PLUG-IN CONNECTOR MALE HEADER FLANGE THT/THR SOLDER CONNECTION 3.50 MM N OF POLES: 22 135° SOLDER PIN LENGTH (L): 3.2 MM TINNED BOX | 0
28677 | 1003730000 | PCB PLUG-IN CONNECTOR MALE HEADER FLANGE THT/THR SOLDER CONNECTION 3.50 MM N OF POLES: 23 135° SOLDER PIN LENGTH (L): 3.2 MM TINNED BOX | 0
28678 | 1003740000 | PCB PLUG-IN CONNECTOR MALE HEADER FLANGE THT/THR SOLDER CONNECTION 3.50 MM N OF POLES: 24 135° SOLDER PIN LENGTH (L): 3.2 MM TINNED BOX | 0
28679 | 1021500000 | FEED-THROUGH TERMINAL DOUBLE-TIER TERMINAL SCREW CONNECTION 2.5 MM² 400 V 24 A DARK | 10
28680 | 1021560000 | FEED-THROUGH TERMINAL DOUBLE-TIER TERMINAL SCREW CONNECTION 2.5 MM² 400 V 24 A ORANGE | 10
28681 | 1021580000 | FEED-THROUGH TERMINAL DOUBLE-TIER TERMINAL SCREW CONNECTION 2.5 MM² 400 V 24 A | 10
28682 | 1022300000 | FEED-THROUGH TERMINAL DOUBLE-TIER TERMINAL SCREW CONNECTION 2.5 MM² 400 V 24 A DARK | 10
28683 | 1022350000 | FEED-THROUGH TERMINAL DOUBLE-TIER TERMINAL SCREW CONNECTION 2.5 MM² 400 V 24 A | 10
28684 | 1022360000 | FEED-THROUGH TERMINAL DOUBLE-TIER TERMINAL SCREW CONNECTION 2.5 MM² 400 V 24 A ORANGE | 10
28685 | 1022380000 | FEED-THROUGH TERMINAL DOUBLE-TIER TERMINAL SCREW CONNECTION 2.5 MM² 400 V 24 A | 10
28686 | 1022990000 | PRINTED CIRCUIT BOARD TERMINALS 5.08 MM N OF POLES: 3 90° SOLDER PIN LENGTH (L): 3.2 MM TINNED CLAMPING YOKE CONNECTION CLAMPING RANGE MAX. : 6 MM² BOX | 1
28687 | 1023100000 | W-SERIES COMPONENT TERMINAL RATED CROSS-SECTION: 2.5 MM² SCREW CONNECTION | 7
28688 | 1023200000 | W-SERIES COMPONENT TERMINAL RATED CROSS-SECTION: 2.5 MM² SCREW CONNECTION | 7
28689 | 1025700000 | FEED-THROUGH TERMINAL DOUBLE-TIER TERMINAL SCREW CONNECTION 2.5 MM² 400 V 24 A DARK | 10
28690 | 1029100000 | FEED-THROUGH TERMINAL DOUBLE-TIER TERMINAL SCREW CONNECTION 2.5 MM² 800 V 24 A DARK | 10
28691 | 1036300000 | PE TERMINAL DOUBLE-TIER TERMINAL SCREW CONNECTION 2.5 MM² 300 A (2.5 MM²) GREEN/ | 145
28692 | 1036400000 | FEED-THROUGH TERMINAL DOUBLE-TIER TERMINAL SCREW CONNECTION 2.5 MM² 400 V 24 A DARK | 10
28693 | 1041100000 | FEED-THROUGH TERMINAL DOUBLE-TIER TERMINAL SCREW CONNECTION 2.5 MM² 400 V 24 A DARK | 10
28694 | 1041180000 | FEED-THROUGH TERMINAL DOUBLE-TIER TERMINAL SCREW CONNECTION 2.5 MM² 400 V 24 A | 10
28695 | 1041600000 | DOUBLE-TIER TERMINAL SCREW CONNECTION 2.5 MM² 800 V 24 A DARK | 10
28696 | 1041610000 | DOUBLE-TIER TERMINAL SCREW CONNECTION 2.5 MM² 800 V 24 A DARK | 10
28697 | 1041620000 | PE TERMINAL DOUBLE-TIER TERMINAL SCREW CONNECTION 2.5 MM² 300 A (2.5 MM²) GREEN/ | 145
28698 | 1041650000 | DOUBLE-TIER TERMINAL SCREW CONNECTION 2.5 MM² 800 V 24 A DARK | 10
28699 | 1041680000 | DOUBLE-TIER TERMINAL SCREW CONNECTION 2.5 MM² 800 V 24 A | 10
28700 | 1041900000 | DOUBLE-TIER TERMINAL SCREW CONNECTION 4 MM² 800 V 32 A DARK | 10
28701 | 1041910000 | DOUBLE-TIER TERMINAL SCREW CONNECTION 4 MM² 800 V 32 A DARK | 10
28702 | 1041920000 | PE TERMINAL DOUBLE-TIER TERMINAL SCREW CONNECTION 4 MM² 480 A (4 MM²) GREEN/ | 346
28703 | 1041950000 | DOUBLE-TIER TERMINAL SCREW CONNECTION 4 MM² 800 V 32 A DARK | 10
28704 | 1041960000 | DOUBLE-TIER TERMINAL SCREW CONNECTION 4 MM² 800 V 32 A ORANGE | 10
28705 | 1041980000 | DOUBLE-TIER TERMINAL SCREW CONNECTION 4 MM² 800 V 32 A | 10
28706 | 1042400000 | FEED-THROUGH TERMINAL SCREW CONNECTION 10 MM² 800 V 57 A DARK | 10
28707 | 1042480000 | FEED-THROUGH TERMINAL SCREW CONNECTION 10 MM² 800 V 57 A | 10
28708 | 1042500000 | PE TERMINAL SCREW CONNECTION 10 MM² 1200 A (10 MM²) GREEN/ | 414
28709 | 1052310000 | PRINTED CIRCUIT BOARD TERMINALS 10.16 MM N OF POLES: 4 90° SOLDER PIN LENGTH (L): 3.2 MM TINNED CLAMPING YOKE CONNECTION CLAMPING RANGE MAX. : 16 MM² BOX | 1
28710 | 1059280000 | PRINTED CIRCUIT BOARD TERMINALS 10.16 MM N OF POLES: 2 90° SOLDER PIN LENGTH (L): 3.2 MM TINNED CLAMPING YOKE CONNECTION CLAMPING RANGE MAX. : 16 MM² BOX | 1
28711 | 1062040000 | SLIMFIX CLIP CONDUCTOR AND CABLE MARKERS 4 - 6 MM 12 X 9.3 MM TO CUSTOMER SPECIFICATION | 33
28712 | 1323560000 | PCB PLUG-IN CONNECTOR ACCESSORIES CODING ELEMENT N OF POLES: 1 | 27
28713 | 1326760000 | PCB PLUG-IN CONNECTOR ACCESSORIES HOOD ORANGE N OF POLES: 4 | 27
28714 | 1326860000 | PCB PLUG-IN CONNECTOR ACCESSORIES HOOD ORANGE N OF POLES: 5 | 27
28715 | 1326960000 | PCB PLUG-IN CONNECTOR ACCESSORIES HOOD ORANGE N OF POLES: 6 | 27
28716 | 1327060000 | PCB PLUG-IN CONNECTOR ACCESSORIES HOOD ORANGE N OF POLES: 7 | 27
28717 | 1327160000 | PCB PLUG-IN CONNECTOR ACCESSORIES HOOD ORANGE N OF POLES: 8 | 27
28718 | 1327260000 | PCB PLUG-IN CONNECTOR ACCESSORIES HOOD ORANGE N OF POLES: 9 | 27
28719 | 1327360000 | PCB PLUG-IN CONNECTOR ACCESSORIES HOOD ORANGE N OF POLES: 10 | 27
28720 | 1327560000 | PCB PLUG-IN CONNECTOR ACCESSORIES HOOD ORANGE N OF POLES: 12 | 27
28721 | 1327760000 | PCB PLUG-IN CONNECTOR ACCESSORIES HOOD ORANGE N OF POLES: 14 | 27
28722 | 1328160000 | PCB PLUG-IN CONNECTOR ACCESSORIES HOOD ORANGE N OF POLES: 18 | 27
28723 | 1328260000 | PCB PLUG-IN CONNECTOR ACCESSORIES HOOD ORANGE N OF POLES: 19 | 27
28724 | 1328360000 | PCB PLUG-IN CONNECTOR ACCESSORIES HOOD ORANGE N OF POLES: 20 | 27
28725 | 1328760000 | PCB PLUG-IN CONNECTOR ACCESSORIES HOOD ORANGE N OF POLES: 24 | 27
28726 | 1340410000 | PCB PLUG-IN CONNECTOR ACCESSORIES HELP FOR PULLING COVER HOOD N OF POLES: 1 | 27
28727 | 1405560000 | PCB PLUG-IN CONNECTOR MALE PLUG 5.08 MM N OF POLES: 4 180° CLAMPING YOKE CONNECTION CLAMPING RANGE MAX. : 3.31 MM² BOX | 1
28728 | 1405760000 | PCB PLUG-IN CONNECTOR MALE PLUG 5.08 MM N OF POLES: 8 180° CLAMPING YOKE CONNECTION CLAMPING RANGE MAX. : 3.31 MM² BOX | 1
28729 | 1405860000 | PCB PLUG-IN CONNECTOR MALE PLUG 5.08 MM N OF POLES: 10 180° CLAMPING YOKE CONNECTION CLAMPING RANGE MAX. : 3.31 MM² BOX | 1
28730 | 1405960000 | PCB PLUG-IN CONNECTOR MALE PLUG 5.08 MM N OF POLES: 12 180° CLAMPING YOKE CONNECTION CLAMPING RANGE MAX. : 3.31 MM² BOX | 1
28731 | 1406060000 | PCB PLUG-IN CONNECTOR MALE PLUG 5.08 MM N OF POLES: 16 180° CLAMPING YOKE CONNECTION CLAMPING RANGE MAX. : 3.31 MM² BOX | 1
28732 | 1406260000 | PCB PLUG-IN CONNECTOR MALE PLUG 5.08 MM N OF POLES: 24 180° CLAMPING YOKE CONNECTION CLAMPING RANGE MAX. : 3.31 MM² BOX | 1
28733 | 1413700000 | PCB PLUG-IN CONNECTOR FEMALE HEADER FLANGE THT SOLDER CONNECTION 5.00 MM N OF POLES: 4 180° SOLDER PIN LENGTH (L): 4.5 MM TINNED PEBBLE GREY BOX | 0
28734 | 1413900000 | PCB PLUG-IN CONNECTOR MALE HEADER FLANGE THT SOLDER CONNECTION 5.00 MM N OF POLES: 4 180° SOLDER PIN LENGTH (L): 4.5 MM TINNED PEBBLE GREY BOX | 0
28735 | 1414700000 | PCB PLUG-IN CONNECTOR FEMALE HEADER FLANGE THT SOLDER CONNECTION 5.00 MM N OF POLES: 6 180° SOLDER PIN LENGTH (L): 4.5 MM TINNED PEBBLE GREY BOX | 0
28736 | 1414900000 | PCB PLUG-IN CONNECTOR MALE HEADER FLANGE THT SOLDER CONNECTION 5.00 MM N OF POLES: 6 180° SOLDER PIN LENGTH (L): 4.5 MM TINNED PEBBLE GREY BOX | 0
28737 | 1415500000 | PCB PLUG-IN CONNECTOR MALE HEADER CLOSED SIDE THT SOLDER CONNECTION 5.00 MM N OF POLES: 9 180° SOLDER PIN LENGTH (L): 4.5 MM TINNED PEBBLE GREY BOX | 0
28738 | 1415600000 | PCB PLUG-IN CONNECTOR FEMALE HEADER FLANGE THT SOLDER CONNECTION 5.00 MM N OF POLES: 9 180° SOLDER PIN LENGTH (L): 4.5 MM GOLD-PLATED PEBBLE GREY BOX | 0
28739 | 1416200000 | PCB PLUG-IN CONNECTOR FEMALE HEADER CLOSED SIDE THT SOLDER CONNECTION 5.00 MM N OF POLES: 12 180° SOLDER PIN LENGTH (L): 4.5 MM GOLD-PLATED PEBBLE GREY BOX | 0
28740 | 1416300000 | PCB PLUG-IN CONNECTOR FEMALE HEADER CLOSED SIDE THT SOLDER CONNECTION 5.00 MM N OF POLES: 12 180° SOLDER PIN LENGTH (L): 4.5 MM TINNED PEBBLE GREY BOX | 0
28741 | 1416500000 | PCB PLUG-IN CONNECTOR MALE HEADER CLOSED SIDE THT SOLDER CONNECTION 5.00 MM N OF POLES: 12 180° SOLDER PIN LENGTH (L): 4.5 MM TINNED PEBBLE GREY BOX | 0
28742 | 1416600000 | PCB PLUG-IN CONNECTOR FEMALE HEADER FLANGE THT SOLDER CONNECTION 5.00 MM N OF POLES: 12 180° SOLDER PIN LENGTH (L): 4.5 MM GOLD-PLATED PEBBLE GREY BOX | 0
28743 | 1416700000 | PCB PLUG-IN CONNECTOR FEMALE HEADER FLANGE THT SOLDER CONNECTION 5.00 MM N OF POLES: 12 180° SOLDER PIN LENGTH (L): 4.5 MM TINNED PEBBLE GREY BOX | 0
28744 | 1417600000 | PCB PLUG-IN CONNECTOR FEMALE HEADER FLANGE THT SOLDER CONNECTION 5.00 MM N OF POLES: 18 180° SOLDER PIN LENGTH (L): 4.5 MM GOLD-PLATED PEBBLE GREY BOX | 0
28745 | 1417700000 | PCB PLUG-IN CONNECTOR FEMALE HEADER FLANGE THT SOLDER CONNECTION 5.00 MM N OF POLES: 18 180° SOLDER PIN LENGTH (L): 4.5 MM TINNED PEBBLE GREY BOX | 0
28746 | 1418300000 | PCB PLUG-IN CONNECTOR FEMALE HEADER CLOSED SIDE THT SOLDER CONNECTION 5.00 MM N OF POLES: 24 180° SOLDER PIN LENGTH (L): 4.5 MM TINNED PEBBLE GREY BOX | 0
28747 | 1418500000 | PCB PLUG-IN CONNECTOR MALE HEADER CLOSED SIDE THT SOLDER CONNECTION 5.00 MM N OF POLES: 24 180° SOLDER PIN LENGTH (L): 4.5 MM TINNED PEBBLE GREY BOX | 0
28748 | 1418600000 | PCB PLUG-IN CONNECTOR FEMALE HEADER FLANGE THT SOLDER CONNECTION 5.00 MM N OF POLES: 24 180° SOLDER PIN LENGTH (L): 4.5 MM GOLD-PLATED PEBBLE GREY BOX | 0
28749 | 1418700000 | PCB PLUG-IN CONNECTOR FEMALE HEADER FLANGE THT SOLDER CONNECTION 5.00 MM N OF POLES: 24 180° SOLDER PIN LENGTH (L): 4.5 MM TINNED PEBBLE GREY BOX | 0
28750 | 1419200000 | PCB PLUG-IN CONNECTOR FEMALE HEADER CLOSED SIDE THT SOLDER CONNECTION 5.00 MM N OF POLES: 36 180° SOLDER PIN LENGTH (L): 4.5 MM GOLD-PLATED PEBBLE GREY BOX | 0
28751 | 1419500000 | PCB PLUG-IN CONNECTOR MALE HEADER CLOSED SIDE THT SOLDER CONNECTION 5.00 MM N OF POLES: 36 180° SOLDER PIN LENGTH (L): 4.5 MM TINNED PEBBLE GREY BOX | 0
28752 | 1419600000 | PCB PLUG-IN CONNECTOR FEMALE HEADER FLANGE THT SOLDER CONNECTION 5.00 MM N OF POLES: 36 180° SOLDER PIN LENGTH (L): 4.5 MM GOLD-PLATED PEBBLE GREY BOX | 0
28753 | 1419700000 | PCB PLUG-IN CONNECTOR FEMALE HEADER FLANGE THT SOLDER CONNECTION 5.00 MM N OF POLES: 36 180° SOLDER PIN LENGTH (L): 4.5 MM TINNED PEBBLE GREY BOX | 0
28754 | 1440200000 | PCB PLUG-IN CONNECTOR FEMALE HEADER CLOSED SIDE THT SOLDER CONNECTION 5.00 MM N OF POLES: 4 180° SOLDER PIN LENGTH (L): 3.2 MM GOLD-PLATED PEBBLE GREY BOX | 0
28755 | 1440300000 | PCB PLUG-IN CONNECTOR FEMALE HEADER CLOSED SIDE THT SOLDER CONNECTION 5.00 MM N OF POLES: 4 180° SOLDER PIN LENGTH (L): 3.2 MM TINNED PEBBLE GREY BOX | 0
28756 | 1440400000 | PCB PLUG-IN CONNECTOR MALE HEADER CLOSED SIDE THT SOLDER CONNECTION 5.00 MM N OF POLES: 4 180° SOLDER PIN LENGTH (L): 3.2 MM GOLD-PLATED PEBBLE GREY BOX | 0
28757 | 1440500000 | PCB PLUG-IN CONNECTOR MALE HEADER CLOSED SIDE THT SOLDER CONNECTION 5.00 MM N OF POLES: 4 180° SOLDER PIN LENGTH (L): 3.2 MM TINNED PEBBLE GREY BOX | 0
28758 | 1440600000 | PCB PLUG-IN CONNECTOR FEMALE HEADER FLANGE THT SOLDER CONNECTION 5.00 MM N OF POLES: 4 180° SOLDER PIN LENGTH (L): 3.2 MM GOLD-PLATED PEBBLE GREY BOX | 0
28759 | 1440700000 | PCB PLUG-IN CONNECTOR FEMALE HEADER FLANGE THT SOLDER CONNECTION 5.00 MM N OF POLES: 4 180° SOLDER PIN LENGTH (L): 3.2 MM TINNED PEBBLE GREY BOX | 0
28760 | 1440800000 | PCB PLUG-IN CONNECTOR MALE HEADER FLANGE THT SOLDER CONNECTION 5.00 MM N OF POLES: 4 180° SOLDER PIN LENGTH (L): 3.2 MM GOLD-PLATED PEBBLE GREY BOX | 0
28761 | 1440900000 | PCB PLUG-IN CONNECTOR MALE HEADER FLANGE THT SOLDER CONNECTION 5.00 MM N OF POLES: 4 180° SOLDER PIN LENGTH (L): 3.2 MM TINNED PEBBLE GREY BOX | 0
28762 | 1441200000 | PCB PLUG-IN CONNECTOR FEMALE HEADER CLOSED SIDE THT SOLDER CONNECTION 5.00 MM N OF POLES: 6 180° SOLDER PIN LENGTH (L): 3.2 MM GOLD-PLATED PEBBLE GREY BOX | 0
28763 | 1441300000 | PCB PLUG-IN CONNECTOR FEMALE HEADER CLOSED SIDE THT SOLDER CONNECTION 5.00 MM N OF POLES: 6 180° SOLDER PIN LENGTH (L): 3.2 MM TINNED PEBBLE GREY BOX | 0
28764 | 1441400000 | PCB PLUG-IN CONNECTOR MALE HEADER CLOSED SIDE THT SOLDER CONNECTION 5.00 MM N OF POLES: 6 180° SOLDER PIN LENGTH (L): 3.2 MM GOLD-PLATED PEBBLE GREY BOX | 0
28765 | 1441500000 | PCB PLUG-IN CONNECTOR MALE HEADER CLOSED SIDE THT SOLDER CONNECTION 5.00 MM N OF POLES: 6 180° SOLDER PIN LENGTH (L): 3.2 MM TINNED PEBBLE GREY BOX | 0
28766 | 1441600000 | PCB PLUG-IN CONNECTOR FEMALE HEADER FLANGE THT SOLDER CONNECTION 5.00 MM N OF POLES: 6 180° SOLDER PIN LENGTH (L): 3.2 MM GOLD-PLATED PEBBLE GREY BOX | 0
28767 | 1441700000 | PCB PLUG-IN CONNECTOR FEMALE HEADER FLANGE THT SOLDER CONNECTION 5.00 MM N OF POLES: 6 180° SOLDER PIN LENGTH (L): 3.2 MM TINNED PEBBLE GREY BOX | 0
28768 | 1441800000 | PCB PLUG-IN CONNECTOR MALE HEADER FLANGE THT SOLDER CONNECTION 5.00 MM N OF POLES: 6 180° SOLDER PIN LENGTH (L): 3.2 MM GOLD-PLATED PEBBLE GREY BOX | 0
28769 | 1441900000 | PCB PLUG-IN CONNECTOR MALE HEADER FLANGE THT SOLDER CONNECTION 5.00 MM N OF POLES: 6 180° SOLDER PIN LENGTH (L): 3.2 MM TINNED PEBBLE GREY BOX | 0
28770 | 1442200000 | PCB PLUG-IN CONNECTOR FEMALE HEADER CLOSED SIDE THT SOLDER CONNECTION 5.00 MM N OF POLES: 9 180° SOLDER PIN LENGTH (L): 3.2 MM GOLD-PLATED PEBBLE GREY BOX | 0
28771 | 1442300000 | PCB PLUG-IN CONNECTOR FEMALE HEADER CLOSED SIDE THT SOLDER CONNECTION 5.00 MM N OF POLES: 9 180° SOLDER PIN LENGTH (L): 3.2 MM TINNED PEBBLE GREY BOX | 0
28772 | 1442400000 | PCB PLUG-IN CONNECTOR MALE HEADER CLOSED SIDE THT SOLDER CONNECTION 5.00 MM N OF POLES: 9 180° SOLDER PIN LENGTH (L): 3.2 MM GOLD-PLATED PEBBLE GREY BOX | 0
28773 | 1442500000 | PCB PLUG-IN CONNECTOR MALE HEADER CLOSED SIDE THT SOLDER CONNECTION 5.00 MM N OF POLES: 9 180° SOLDER PIN LENGTH (L): 3.2 MM TINNED PEBBLE GREY BOX | 0
28774 | 1442600000 | PCB PLUG-IN CONNECTOR FEMALE HEADER FLANGE THT SOLDER CONNECTION 5.00 MM N OF POLES: 9 180° SOLDER PIN LENGTH (L): 3.2 MM GOLD-PLATED PEBBLE GREY BOX | 0
28775 | 1442700000 | PCB PLUG-IN CONNECTOR FEMALE HEADER FLANGE THT SOLDER CONNECTION 5.00 MM N OF POLES: 9 180° SOLDER PIN LENGTH (L): 3.2 MM TINNED PEBBLE GREY BOX | 0
28776 | 1442800000 | PCB PLUG-IN CONNECTOR MALE HEADER FLANGE THT SOLDER CONNECTION 5.00 MM N OF POLES: 9 180° SOLDER PIN LENGTH (L): 3.2 MM GOLD-PLATED PEBBLE GREY BOX | 0
28777 | 1442900000 | PCB PLUG-IN CONNECTOR MALE HEADER FLANGE THT SOLDER CONNECTION 5.00 MM N OF POLES: 9 180° SOLDER PIN LENGTH (L): 3.2 MM TINNED PEBBLE GREY BOX | 0
28778 | 1443200000 | PCB PLUG-IN CONNECTOR FEMALE HEADER CLOSED SIDE THT SOLDER CONNECTION 5.00 MM N OF POLES: 12 180° SOLDER PIN LENGTH (L): 3.2 MM GOLD-PLATED PEBBLE GREY BOX | 0
28779 | 1443300000 | PCB PLUG-IN CONNECTOR FEMALE HEADER CLOSED SIDE THT SOLDER CONNECTION 5.00 MM N OF POLES: 12 180° SOLDER PIN LENGTH (L): 3.2 MM TINNED PEBBLE GREY BOX | 0
28780 | 1443400000 | PCB PLUG-IN CONNECTOR MALE HEADER CLOSED SIDE THT SOLDER CONNECTION 5.00 MM N OF POLES: 12 180° SOLDER PIN LENGTH (L): 3.2 MM GOLD-PLATED PEBBLE GREY BOX | 0
28781 | 1443500000 | PCB PLUG-IN CONNECTOR MALE HEADER CLOSED SIDE THT SOLDER CONNECTION 5.00 MM N OF POLES: 12 180° SOLDER PIN LENGTH (L): 3.2 MM TINNED PEBBLE GREY BOX | 0
28782 | 1443600000 | PCB PLUG-IN CONNECTOR FEMALE HEADER FLANGE THT SOLDER CONNECTION 5.00 MM N OF POLES: 12 180° SOLDER PIN LENGTH (L): 3.2 MM GOLD-PLATED PEBBLE GREY BOX | 0
28783 | 1443700000 | PCB PLUG-IN CONNECTOR FEMALE HEADER FLANGE THT SOLDER CONNECTION 5.00 MM N OF POLES: 12 180° SOLDER PIN LENGTH (L): 3.2 MM TINNED PEBBLE GREY BOX | 0
28784 | 1443800000 | PCB PLUG-IN CONNECTOR MALE HEADER FLANGE THT SOLDER CONNECTION 5.00 MM N OF POLES: 12 180° SOLDER PIN LENGTH (L): 3.2 MM GOLD-PLATED PEBBLE GREY BOX | 0
28785 | 1443900000 | PCB PLUG-IN CONNECTOR MALE HEADER FLANGE THT SOLDER CONNECTION 5.00 MM N OF POLES: 12 180° SOLDER PIN LENGTH (L): 3.2 MM TINNED PEBBLE GREY BOX | 0
28786 | 1444200000 | PCB PLUG-IN CONNECTOR FEMALE HEADER CLOSED SIDE THT SOLDER CONNECTION 5.00 MM N OF POLES: 18 180° SOLDER PIN LENGTH (L): 3.2 MM GOLD-PLATED PEBBLE GREY BOX | 0
28787 | 1444300000 | PCB PLUG-IN CONNECTOR FEMALE HEADER CLOSED SIDE THT SOLDER CONNECTION 5.00 MM N OF POLES: 18 180° SOLDER PIN LENGTH (L): 3.2 MM TINNED PEBBLE GREY BOX | 0
28788 | 1444400000 | PCB PLUG-IN CONNECTOR MALE HEADER CLOSED SIDE THT SOLDER CONNECTION 5.00 MM N OF POLES: 18 180° SOLDER PIN LENGTH (L): 3.2 MM GOLD-PLATED PEBBLE GREY BOX | 0
28789 | 1444500000 | PCB PLUG-IN CONNECTOR MALE HEADER CLOSED SIDE THT SOLDER CONNECTION 5.00 MM N OF POLES: 18 180° SOLDER PIN LENGTH (L): 3.2 MM TINNED PEBBLE GREY BOX | 0
28790 | 1444600000 | PCB PLUG-IN CONNECTOR FEMALE HEADER FLANGE THT SOLDER CONNECTION 5.00 MM N OF POLES: 18 180° SOLDER PIN LENGTH (L): 3.2 MM GOLD-PLATED PEBBLE GREY BOX | 0
28791 | 1444700000 | PCB PLUG-IN CONNECTOR FEMALE HEADER FLANGE THT SOLDER CONNECTION 5.00 MM N OF POLES: 18 180° SOLDER PIN LENGTH (L): 3.2 MM TINNED PEBBLE GREY BOX | 0
28792 | 1444800000 | PCB PLUG-IN CONNECTOR MALE HEADER FLANGE THT SOLDER CONNECTION 5.00 MM N OF POLES: 18 180° SOLDER PIN LENGTH (L): 3.2 MM GOLD-PLATED PEBBLE GREY BOX | 0
28793 | 1444900000 | PCB PLUG-IN CONNECTOR MALE HEADER FLANGE THT SOLDER CONNECTION 5.00 MM N OF POLES: 18 180° SOLDER PIN LENGTH (L): 3.2 MM TINNED PEBBLE GREY BOX | 0
28794 | 1445200000 | PCB PLUG-IN CONNECTOR FEMALE HEADER CLOSED SIDE THT SOLDER CONNECTION 5.00 MM N OF POLES: 24 180° SOLDER PIN LENGTH (L): 3.2 MM GOLD-PLATED PEBBLE GREY BOX | 0
28795 | 1445300000 | PCB PLUG-IN CONNECTOR FEMALE HEADER CLOSED SIDE THT SOLDER CONNECTION 5.00 MM N OF POLES: 24 180° SOLDER PIN LENGTH (L): 3.2 MM TINNED PEBBLE GREY BOX | 0
28796 | 1445400000 | PCB PLUG-IN CONNECTOR MALE HEADER CLOSED SIDE THT SOLDER CONNECTION 5.00 MM N OF POLES: 24 180° SOLDER PIN LENGTH (L): 3.2 MM GOLD-PLATED PEBBLE GREY BOX | 0
28797 | 1445500000 | PCB PLUG-IN CONNECTOR MALE HEADER CLOSED SIDE THT SOLDER CONNECTION 5.00 MM N OF POLES: 24 180° SOLDER PIN LENGTH (L): 3.2 MM TINNED PEBBLE GREY BOX | 0
28798 | 1445600000 | PCB PLUG-IN CONNECTOR FEMALE HEADER FLANGE THT SOLDER CONNECTION 5.00 MM N OF POLES: 24 180° SOLDER PIN LENGTH (L): 3.2 MM GOLD-PLATED PEBBLE GREY BOX | 0
28799 | 1445700000 | PCB PLUG-IN CONNECTOR FEMALE HEADER FLANGE THT SOLDER CONNECTION 5.00 MM N OF POLES: 24 180° SOLDER PIN LENGTH (L): 3.2 MM TINNED PEBBLE GREY BOX | 0
28800 | 1445800000 | PCB PLUG-IN CONNECTOR MALE HEADER FLANGE THT SOLDER CONNECTION 5.00 MM N OF POLES: 24 180° SOLDER PIN LENGTH (L): 3.2 MM GOLD-PLATED PEBBLE GREY BOX | 0
28801 | 1445900000 | PCB PLUG-IN CONNECTOR MALE HEADER FLANGE THT SOLDER CONNECTION 5.00 MM N OF POLES: 24 180° SOLDER PIN LENGTH (L): 3.2 MM TINNED PEBBLE GREY BOX | 0
28802 | 1446060000 | PCB PLUG-IN CONNECTOR ACCESSORIES MOUNTING BLOCK ORANGE N OF POLES: 1 | 27
28803 | 1446200000 | PCB PLUG-IN CONNECTOR FEMALE HEADER CLOSED SIDE THT SOLDER CONNECTION 5.00 MM N OF POLES: 36 180° SOLDER PIN LENGTH (L): 3.2 MM GOLD-PLATED PEBBLE GREY BOX | 0
28804 | 1446300000 | PCB PLUG-IN CONNECTOR FEMALE HEADER CLOSED SIDE THT SOLDER CONNECTION 5.00 MM N OF POLES: 36 180° SOLDER PIN LENGTH (L): 3.2 MM TINNED PEBBLE GREY BOX | 0
28805 | 1446400000 | PCB PLUG-IN CONNECTOR MALE HEADER CLOSED SIDE THT SOLDER CONNECTION 5.00 MM N OF POLES: 36 180° SOLDER PIN LENGTH (L): 3.2 MM GOLD-PLATED PEBBLE GREY BOX | 0
28806 | 1446500000 | PCB PLUG-IN CONNECTOR MALE HEADER CLOSED SIDE THT SOLDER CONNECTION 5.00 MM N OF POLES: 36 180° SOLDER PIN LENGTH (L): 3.2 MM TINNED PEBBLE GREY BOX | 0
28807 | 1446600000 | PCB PLUG-IN CONNECTOR FEMALE HEADER FLANGE THT SOLDER CONNECTION 5.00 MM N OF POLES: 36 180° SOLDER PIN LENGTH (L): 3.2 MM GOLD-PLATED PEBBLE GREY BOX | 0
28808 | 1446700000 | PCB PLUG-IN CONNECTOR FEMALE HEADER FLANGE THT SOLDER CONNECTION 5.00 MM N OF POLES: 36 180° SOLDER PIN LENGTH (L): 3.2 MM TINNED PEBBLE GREY BOX | 0
28809 | 1446800000 | PCB PLUG-IN CONNECTOR MALE HEADER FLANGE THT SOLDER CONNECTION 5.00 MM N OF POLES: 36 180° SOLDER PIN LENGTH (L): 3.2 MM GOLD-PLATED PEBBLE GREY BOX | 0
28810 | 1446900000 | PCB PLUG-IN CONNECTOR MALE HEADER FLANGE THT SOLDER CONNECTION 5.00 MM N OF POLES: 36 180° SOLDER PIN LENGTH (L): 3.2 MM TINNED PEBBLE GREY BOX | 0
28811 | 1472200000 | PRINTED CIRCUIT BOARD TERMINALS ACCESSORIES CROSS-CONNECTOR N OF POLES: 2 | 311
28812 | 1472300000 | PRINTED CIRCUIT BOARD TERMINALS ACCESSORIES CROSS-CONNECTOR N OF POLES: 3 | 311
28813 | 1472400000 | PRINTED CIRCUIT BOARD TERMINALS ACCESSORIES CROSS-CONNECTOR N OF POLES: 4 | 311
28814 | 1472500000 | PRINTED CIRCUIT BOARD TERMINALS ACCESSORIES CROSS-CONNECTOR N OF POLES: 10 | 311
28815 | 1472600000 | PRINTED CIRCUIT BOARD TERMINALS ACCESSORIES CROSS-CONNECTOR N OF POLES: 24 | 311
28816 | 1483260000 | PCB PLUG-IN CONNECTOR ACCESSORIES FLOOD-LIGHT DISPLAY TRANSPARENT N OF POLES: 1 | 176
28817 | 1495060000 | PRINTED CIRCUIT BOARD TERMINALS ACCESSORIES FUSE CARTRIDGE ORANGE N OF POLES: 1 | 273
28818 | 1495160000 | PRINTED CIRCUIT BOARD TERMINALS ACCESSORIES FUSE CARTRIDGE ORANGE N OF POLES: 1 | 273
28819 | 1495460000 | PRINTED CIRCUIT BOARD TERMINALS ACCESSORIES SPACER ORANGE N OF POLES: 1 | 273
28820 | 1495560000 | PRINTED CIRCUIT BOARD TERMINALS ACCESSORIES SPACER ORANGE N OF POLES: 1 | 273
28821 | 1495960000 | PRINTED CIRCUIT BOARD TERMINALS ACCESSORIES FUNCTION INDICATOR N OF POLES: 2 | 273
28822 | 1496060000 | PRINTED CIRCUIT BOARD TERMINALS ACCESSORIES FUNCTION INDICATOR N OF POLES: 3 | 273
28823 | 1496160000 | PRINTED CIRCUIT BOARD TERMINALS ACCESSORIES FUNCTION INDICATOR N OF POLES: 2 | 273
28824 | 1496260000 | PRINTED CIRCUIT BOARD TERMINALS ACCESSORIES FUNCTION INDICATOR N OF POLES: 3 | 273
28825 | 1497260000 | PRINTED CIRCUIT BOARD TERMINALS ACCESSORIES MARKER HOLDER N OF POLES: 2 | 273
28826 | 1497360000 | PRINTED CIRCUIT BOARD TERMINALS ACCESSORIES MARKER HOLDER N OF POLES: 3 | 273
28827 | 1545710000 | PCB PLUG-IN CONNECTOR ACCESSORIES CODING ELEMENT N OF POLES: 1 | 27
28828 | 1571720000 | PCB PLUG-IN CONNECTOR ACCESSORIES MOUNTING BLOCK ORANGE N OF POLES: 1 | 27
28829 | 1571730000 | PCB PLUG-IN CONNECTOR ACCESSORIES CLIP-IN FOOT ORANGE | 572
28830 | 1571820000 | PCB PLUG-IN CONNECTOR MALE PLUG 5.08 MM N OF POLES: 4 180° CLAMPING YOKE CONNECTION CLAMPING RANGE MAX. : 3.31 MM² BOX | 1
28831 | 1571830000 | PCB PLUG-IN CONNECTOR MALE PLUG 5.08 MM N OF POLES: 6 180° CLAMPING YOKE CONNECTION CLAMPING RANGE MAX. : 3.31 MM² BOX | 1
28832 | 1571840000 | PCB PLUG-IN CONNECTOR MALE PLUG 5.08 MM N OF POLES: 8 180° CLAMPING YOKE CONNECTION CLAMPING RANGE MAX. : 3.31 MM² BOX | 1
28833 | 1571850000 | PCB PLUG-IN CONNECTOR MALE PLUG 5.08 MM N OF POLES: 10 180° CLAMPING YOKE CONNECTION CLAMPING RANGE MAX. : 3.31 MM² BOX | 1
28834 | 1571860000 | PCB PLUG-IN CONNECTOR MALE PLUG 5.08 MM N OF POLES: 12 180° CLAMPING YOKE CONNECTION CLAMPING RANGE MAX. : 3.31 MM² BOX | 1
28835 | 1571870000 | PCB PLUG-IN CONNECTOR MALE PLUG 5.08 MM N OF POLES: 14 180° CLAMPING YOKE CONNECTION CLAMPING RANGE MAX. : 3.31 MM² BOX | 1
28836 | 1571880000 | PCB PLUG-IN CONNECTOR MALE PLUG 5.08 MM N OF POLES: 16 180° CLAMPING YOKE CONNECTION CLAMPING RANGE MAX. : 3.31 MM² BOX | 1
28837 | 1571890000 | PCB PLUG-IN CONNECTOR MALE PLUG 5.08 MM N OF POLES: 20 180° CLAMPING YOKE CONNECTION CLAMPING RANGE MAX. : 3.31 MM² BOX | 1
28838 | 1571900000 | PCB PLUG-IN CONNECTOR MALE PLUG 5.08 MM N OF POLES: 24 180° CLAMPING YOKE CONNECTION CLAMPING RANGE MAX. : 3.31 MM² BOX | 1
28839 | 1573010000 | PCB PLUG-IN CONNECTOR ACCESSORIES CODING ELEMENT ORANGE N OF POLES: 1 | 27
28840 | 1576460000 | PCB PLUG-IN CONNECTOR ACCESSORIES CLIP-IN FOOT ORANGE N OF POLES: 1 | 27
28841 | 1577980000 | PCB PLUG-IN CONNECTOR ACCESSORIES STRAIN RELIEF ORANGE N OF POLES: 4 | 27
28842 | 1578010000 | PCB PLUG-IN CONNECTOR ACCESSORIES STRAIN RELIEF ORANGE N OF POLES: 8 | 27
28843 | 1580100000 | PCB PLUG-IN CONNECTOR ACCESSORIES FLOOD-LIGHT DISPLAY TRANSPARENT N OF POLES: 1 | 176
28844 | 1580110000 | PCB PLUG-IN CONNECTOR ACCESSORIES FLOOD-LIGHT DISPLAY TRANSPARENT N OF POLES: 1 | 176
28845 | 1580120000 | PCB PLUG-IN CONNECTOR ACCESSORIES FLOOD-LIGHT DISPLAY TRANSPARENT N OF POLES: 1 | 176
28846 | 1584770000 | PRINTED CIRCUIT BOARD TERMINALS ACCESSORIES CROSS-CONNECTOR N OF POLES: 17 | 311
28847 | 1593450000 | PCB PLUG-IN CONNECTOR ACCESSORIES MOUNTING BLOCK ORANGE N OF POLES: 1 | 27
28848 | 1594340000 | PRINTED CIRCUIT BOARD TERMINALS 5.00 MM N OF POLES: 2 90° SOLDER PIN LENGTH (L): 3.2 MM TINNED ORANGE CLAMPING YOKE CONNECTION CLAMPING RANGE MAX. : 6 MM² BOX | 1
28849 | 1594350000 | PRINTED CIRCUIT BOARD TERMINALS 5.00 MM N OF POLES: 3 90° SOLDER PIN LENGTH (L): 3.2 MM TINNED ORANGE CLAMPING YOKE CONNECTION CLAMPING RANGE MAX. : 6 MM² BOX | 1
28850 | 1594400000 | PRINTED CIRCUIT BOARD TERMINALS 5.08 MM N OF POLES: 2 90° SOLDER PIN LENGTH (L): 3.2 MM TINNED ORANGE CLAMPING YOKE CONNECTION CLAMPING RANGE MAX. : 6 MM² BOX | 1
28851 | 1594410000 | PRINTED CIRCUIT BOARD TERMINALS 5.08 MM N OF POLES: 3 90° SOLDER PIN LENGTH (L): 3.2 MM TINNED ORANGE CLAMPING YOKE CONNECTION CLAMPING RANGE MAX. : 6 MM² BOX | 1
28852 | 1594520000 | PRINTED CIRCUIT BOARD TERMINALS 5.00 MM N OF POLES: 2 90° SOLDER PIN LENGTH (L): 4.5 MM TINNED ORANGE CLAMPING YOKE CONNECTION CLAMPING RANGE MAX. : 6 MM² BOX | 1
28853 | 1594530000 | PRINTED CIRCUIT BOARD TERMINALS 5.00 MM N OF POLES: 3 90° SOLDER PIN LENGTH (L): 4.5 MM TINNED ORANGE CLAMPING YOKE CONNECTION CLAMPING RANGE MAX. : 6 MM² BOX | 1
28854 | 1594600000 | PRINTED CIRCUIT BOARD TERMINALS 5.08 MM N OF POLES: 2 90° SOLDER PIN LENGTH (L): 4.5 MM TINNED ORANGE CLAMPING YOKE CONNECTION CLAMPING RANGE MAX. : 6 MM² BOX | 1
28855 | 1594610000 | PRINTED CIRCUIT BOARD TERMINALS 5.08 MM N OF POLES: 3 90° SOLDER PIN LENGTH (L): 4.5 MM TINNED ORANGE CLAMPING YOKE CONNECTION CLAMPING RANGE MAX. : 6 MM² BOX | 1
28856 | 1598300000 | PCB PLUG-IN CONNECTOR ACCESSORIES SPACER ORANGE N OF POLES: 1 | 27
28857 | 1606450000 | PCB PLUG-IN CONNECTOR ACCESSORIES MOUNTING BLOCK ORANGE N OF POLES: 1 | 27
28858 | 1626880000 | PCB PLUG-IN CONNECTOR ACCESSORIES MOUNTING BLOCK N OF POLES: 1 | 27
28859 | 1628360000 | PCB PLUG-IN CONNECTOR MALE HEADER OPEN SIDE THT SOLDER CONNECTION 7.50 MM N OF POLES: 2 90° SOLDER PIN LENGTH (L): 3.2 MM TINNED ORANGE BOX | 0
28860 | 1628370000 | PCB PLUG-IN CONNECTOR MALE HEADER OPEN SIDE THT SOLDER CONNECTION 7.50 MM N OF POLES: 3 90° SOLDER PIN LENGTH (L): 3.2 MM TINNED ORANGE BOX | 0
28861 | 1628380000 | PCB PLUG-IN CONNECTOR MALE HEADER OPEN SIDE THT SOLDER CONNECTION 7.50 MM N OF POLES: 4 90° SOLDER PIN LENGTH (L): 3.2 MM TINNED ORANGE BOX | 0
28862 | 1628390000 | PCB PLUG-IN CONNECTOR MALE HEADER OPEN SIDE THT SOLDER CONNECTION 7.50 MM N OF POLES: 5 90° SOLDER PIN LENGTH (L): 3.2 MM TINNED ORANGE BOX | 0
28863 | 1628400000 | PCB PLUG-IN CONNECTOR MALE HEADER OPEN SIDE THT SOLDER CONNECTION 7.50 MM N OF POLES: 6 90° SOLDER PIN LENGTH (L): 3.2 MM TINNED ORANGE BOX | 0
28864 | 1628410000 | PCB PLUG-IN CONNECTOR MALE HEADER OPEN SIDE THT SOLDER CONNECTION 7.50 MM N OF POLES: 7 90° SOLDER PIN LENGTH (L): 3.2 MM TINNED ORANGE BOX | 0
28865 | 1628420000 | PCB PLUG-IN CONNECTOR MALE HEADER OPEN SIDE THT SOLDER CONNECTION 7.50 MM N OF POLES: 8 90° SOLDER PIN LENGTH (L): 3.2 MM TINNED ORANGE BOX | 0
28866 | 1628430000 | PCB PLUG-IN CONNECTOR MALE HEADER OPEN SIDE THT SOLDER CONNECTION 7.50 MM N OF POLES: 9 90° SOLDER PIN LENGTH (L): 3.2 MM TINNED ORANGE BOX | 0
28867 | 1628440000 | PCB PLUG-IN CONNECTOR MALE HEADER OPEN SIDE THT SOLDER CONNECTION 7.50 MM N OF POLES: 10 90° SOLDER PIN LENGTH (L): 3.2 MM TINNED ORANGE BOX | 0
28868 | 1628450000 | PCB PLUG-IN CONNECTOR MALE HEADER OPEN SIDE THT SOLDER CONNECTION 7.50 MM N OF POLES: 11 90° SOLDER PIN LENGTH (L): 3.2 MM TINNED ORANGE BOX | 0
28869 | 1628460000 | PCB PLUG-IN CONNECTOR MALE HEADER OPEN SIDE THT SOLDER CONNECTION 7.50 MM N OF POLES: 12 90° SOLDER PIN LENGTH (L): 3.2 MM TINNED ORANGE BOX | 0
28870 | 1628470000 | PCB PLUG-IN CONNECTOR MALE HEADER DOVETAILS FOR FIXING BLOCKS THT SOLDER CONNECTION 7.50 MM N OF POLES: 2 90° SOLDER PIN LENGTH (L): 3.2 MM TINNED ORANGE BOX | 0
28871 | 1628480000 | PCB PLUG-IN CONNECTOR MALE HEADER DOVETAILS FOR FIXING BLOCKS THT SOLDER CONNECTION 7.50 MM N OF POLES: 3 90° SOLDER PIN LENGTH (L): 3.2 MM TINNED ORANGE BOX | 0
28872 | 1628490000 | PCB PLUG-IN CONNECTOR MALE HEADER DOVETAILS FOR FIXING BLOCKS THT SOLDER CONNECTION 7.50 MM N OF POLES: 4 90° SOLDER PIN LENGTH (L): 3.2 MM TINNED ORANGE BOX | 0
28873 | 1628500000 | PCB PLUG-IN CONNECTOR MALE HEADER DOVETAILS FOR FIXING BLOCKS THT SOLDER CONNECTION 7.50 MM N OF POLES: 5 90° SOLDER PIN LENGTH (L): 3.2 MM TINNED ORANGE BOX | 0
28874 | 1628510000 | PCB PLUG-IN CONNECTOR MALE HEADER DOVETAILS FOR FIXING BLOCKS THT SOLDER CONNECTION 7.50 MM N OF POLES: 6 90° SOLDER PIN LENGTH (L): 3.2 MM TINNED ORANGE BOX | 0
28875 | 1628520000 | PCB PLUG-IN CONNECTOR MALE HEADER DOVETAILS FOR FIXING BLOCKS THT SOLDER CONNECTION 7.50 MM N OF POLES: 7 90° SOLDER PIN LENGTH (L): 3.2 MM TINNED ORANGE BOX | 0
28876 | 1628530000 | PCB PLUG-IN CONNECTOR MALE HEADER DOVETAILS FOR FIXING BLOCKS THT SOLDER CONNECTION 7.50 MM N OF POLES: 8 90° SOLDER PIN LENGTH (L): 3.2 MM TINNED ORANGE BOX | 0
28877 | 1628540000 | PCB PLUG-IN CONNECTOR MALE HEADER DOVETAILS FOR FIXING BLOCKS THT SOLDER CONNECTION 7.50 MM N OF POLES: 9 90° SOLDER PIN LENGTH (L): 3.2 MM TINNED ORANGE BOX | 0
28878 | 1628550000 | PCB PLUG-IN CONNECTOR MALE HEADER DOVETAILS FOR FIXING BLOCKS THT SOLDER CONNECTION 7.50 MM N OF POLES: 10 90° SOLDER PIN LENGTH (L): 3.2 MM TINNED ORANGE BOX | 0
28879 | 1628560000 | PCB PLUG-IN CONNECTOR MALE HEADER DOVETAILS FOR FIXING BLOCKS THT SOLDER CONNECTION 7.50 MM N OF POLES: 11 90° SOLDER PIN LENGTH (L): 3.2 MM TINNED ORANGE BOX | 0
28880 | 1628570000 | PCB PLUG-IN CONNECTOR MALE HEADER DOVETAILS FOR FIXING BLOCKS THT SOLDER CONNECTION 7.50 MM N OF POLES: 12 90° SOLDER PIN LENGTH (L): 3.2 MM TINNED ORANGE BOX | 0
28881 | 1628910000 | PCB PLUG-IN CONNECTOR MALE HEADER DOVETAILS FOR FIXING BLOCKS THT SOLDER CONNECTION 7.50 MM N OF POLES: 2 90° SOLDER PIN LENGTH (L): 4.5 MM TINNED BOX | 0
28882 | 1628920000 | PCB PLUG-IN CONNECTOR MALE HEADER DOVETAILS FOR FIXING BLOCKS THT SOLDER CONNECTION 7.50 MM N OF POLES: 3 90° SOLDER PIN LENGTH (L): 4.5 MM TINNED BOX | 0
28883 | 1629020000 | PCB PLUG-IN CONNECTOR MALE HEADER OPEN SIDE THT SOLDER CONNECTION 7.50 MM N OF POLES: 2 180° SOLDER PIN LENGTH (L): 3.2 MM TINNED ORANGE BOX | 0
28884 | 1629030000 | PCB PLUG-IN CONNECTOR MALE HEADER OPEN SIDE THT SOLDER CONNECTION 7.50 MM N OF POLES: 3 180° SOLDER PIN LENGTH (L): 3.2 MM TINNED ORANGE BOX | 0
28885 | 1629040000 | PCB PLUG-IN CONNECTOR MALE HEADER OPEN SIDE THT SOLDER CONNECTION 7.50 MM N OF POLES: 4 180° SOLDER PIN LENGTH (L): 3.2 MM TINNED ORANGE BOX | 0
28886 | 1629050000 | PCB PLUG-IN CONNECTOR MALE HEADER OPEN SIDE THT SOLDER CONNECTION 7.50 MM N OF POLES: 5 180° SOLDER PIN LENGTH (L): 3.2 MM TINNED ORANGE BOX | 0
28887 | 1629060000 | PCB PLUG-IN CONNECTOR MALE HEADER OPEN SIDE THT SOLDER CONNECTION 7.50 MM N OF POLES: 6 180° SOLDER PIN LENGTH (L): 3.2 MM TINNED ORANGE BOX | 0
28888 | 1629070000 | PCB PLUG-IN CONNECTOR MALE HEADER OPEN SIDE THT SOLDER CONNECTION 7.50 MM N OF POLES: 7 180° SOLDER PIN LENGTH (L): 3.2 MM TINNED ORANGE BOX | 0
28889 | 1629080000 | PCB PLUG-IN CONNECTOR MALE HEADER OPEN SIDE THT SOLDER CONNECTION 7.50 MM N OF POLES: 8 180° SOLDER PIN LENGTH (L): 3.2 MM TINNED ORANGE BOX | 0
28890 | 1629090000 | PCB PLUG-IN CONNECTOR MALE HEADER OPEN SIDE THT SOLDER CONNECTION 7.50 MM N OF POLES: 9 180° SOLDER PIN LENGTH (L): 3.2 MM TINNED ORANGE BOX | 0
28891 | 1629100000 | PCB PLUG-IN CONNECTOR MALE HEADER OPEN SIDE THT SOLDER CONNECTION 7.50 MM N OF POLES: 10 180° SOLDER PIN LENGTH (L): 3.2 MM TINNED ORANGE BOX | 0
28892 | 1629110000 | PCB PLUG-IN CONNECTOR MALE HEADER OPEN SIDE THT SOLDER CONNECTION 7.50 MM N OF POLES: 11 180° SOLDER PIN LENGTH (L): 3.2 MM TINNED ORANGE BOX | 0
28893 | 1629120000 | PCB PLUG-IN CONNECTOR MALE HEADER OPEN SIDE THT SOLDER CONNECTION 7.50 MM N OF POLES: 12 180° SOLDER PIN LENGTH (L): 3.2 MM TINNED ORANGE BOX | 0
28894 | 1629130000 | PCB PLUG-IN CONNECTOR MALE HEADER DOVETAILS FOR FIXING BLOCKS THT SOLDER CONNECTION 7.50 MM N OF POLES: 2 180° SOLDER PIN LENGTH (L): 3.2 MM TINNED ORANGE BOX | 0
28895 | 1629140000 | PCB PLUG-IN CONNECTOR MALE HEADER DOVETAILS FOR FIXING BLOCKS THT SOLDER CONNECTION 7.50 MM N OF POLES: 3 180° SOLDER PIN LENGTH (L): 3.2 MM TINNED ORANGE BOX | 0
28896 | 1629150000 | PCB PLUG-IN CONNECTOR MALE HEADER DOVETAILS FOR FIXING BLOCKS THT SOLDER CONNECTION 7.50 MM N OF POLES: 4 180° SOLDER PIN LENGTH (L): 3.2 MM TINNED ORANGE BOX | 0
28897 | 1629160000 | PCB PLUG-IN CONNECTOR MALE HEADER DOVETAILS FOR FIXING BLOCKS THT SOLDER CONNECTION 7.50 MM N OF POLES: 5 180° SOLDER PIN LENGTH (L): 3.2 MM TINNED ORANGE BOX | 0
28898 | 1629170000 | PCB PLUG-IN CONNECTOR MALE HEADER DOVETAILS FOR FIXING BLOCKS THT SOLDER CONNECTION 7.50 MM N OF POLES: 6 180° SOLDER PIN LENGTH (L): 3.2 MM TINNED ORANGE BOX | 0
28899 | 1629180000 | PCB PLUG-IN CONNECTOR MALE HEADER DOVETAILS FOR FIXING BLOCKS THT SOLDER CONNECTION 7.50 MM N OF POLES: 7 180° SOLDER PIN LENGTH (L): 3.2 MM TINNED ORANGE BOX | 0
28900 | 1629190000 | PCB PLUG-IN CONNECTOR MALE HEADER DOVETAILS FOR FIXING BLOCKS THT SOLDER CONNECTION 7.50 MM N OF POLES: 8 180° SOLDER PIN LENGTH (L): 3.2 MM TINNED ORANGE BOX | 0
28901 | 1629200000 | PCB PLUG-IN CONNECTOR MALE HEADER DOVETAILS FOR FIXING BLOCKS THT SOLDER CONNECTION 7.50 MM N OF POLES: 9 180° SOLDER PIN LENGTH (L): 3.2 MM TINNED ORANGE BOX | 0
28902 | 1629210000 | PCB PLUG-IN CONNECTOR MALE HEADER DOVETAILS FOR FIXING BLOCKS THT SOLDER CONNECTION 7.50 MM N OF POLES: 10 180° SOLDER PIN LENGTH (L): 3.2 MM TINNED ORANGE BOX | 0
28903 | 1629220000 | PCB PLUG-IN CONNECTOR MALE HEADER DOVETAILS FOR FIXING BLOCKS THT SOLDER CONNECTION 7.50 MM N OF POLES: 11 180° SOLDER PIN LENGTH (L): 3.2 MM TINNED ORANGE BOX | 0
28904 | 1629230000 | PCB PLUG-IN CONNECTOR MALE HEADER DOVETAILS FOR FIXING BLOCKS THT SOLDER CONNECTION 7.50 MM N OF POLES: 12 180° SOLDER PIN LENGTH (L): 3.2 MM TINNED ORANGE BOX | 0
28905 | 1629570000 | PCB PLUG-IN CONNECTOR MALE HEADER DOVETAILS FOR FIXING BLOCKS THT SOLDER CONNECTION 7.50 MM N OF POLES: 2 180° SOLDER PIN LENGTH (L): 4.5 MM TINNED BOX | 0
28906 | 1629580000 | PCB PLUG-IN CONNECTOR MALE HEADER DOVETAILS FOR FIXING BLOCKS THT SOLDER CONNECTION 7.50 MM N OF POLES: 3 180° SOLDER PIN LENGTH (L): 4.5 MM TINNED BOX | 0
28907 | 1631380000 | PRINTED CIRCUIT BOARD TERMINALS 10.16 MM N OF POLES: 2 90° SOLDER PIN LENGTH (L): 3.2 MM TINNED PALE GREEN CLAMPING YOKE CONNECTION CLAMPING RANGE MAX. : 16 MM² BOX | 1
28908 | 1631400000 | PRINTED CIRCUIT BOARD TERMINALS 10.16 MM N OF POLES: 3 90° SOLDER PIN LENGTH (L): 3.2 MM TINNED PALE GREEN CLAMPING YOKE CONNECTION CLAMPING RANGE MAX. : 16 MM² BOX | 1
28909 | 1635920000 | PRINTED CIRCUIT BOARD TERMINALS 10.16 MM N OF POLES: 2 90° SOLDER PIN LENGTH (L): 3.2 MM TINNED PEBBLE GREY CLAMPING YOKE CONNECTION CLAMPING RANGE MAX. : 16 MM² BOX | 1
28910 | 1635930000 | PRINTED CIRCUIT BOARD TERMINALS 10.16 MM N OF POLES: 3 90° SOLDER PIN LENGTH (L): 3.2 MM TINNED PEBBLE GREY CLAMPING YOKE CONNECTION CLAMPING RANGE MAX. : 16 MM² BOX | 1
28911 | 1636170000 | PRINTED CIRCUIT BOARD TERMINALS 10.16 MM N OF POLES: 2 90° SOLDER PIN LENGTH (L): 4.5 MM TINNED PEBBLE GREY CLAMPING YOKE CONNECTION CLAMPING RANGE MAX. : 16 MM² BOX | 1
28912 | 1636180000 | PRINTED CIRCUIT BOARD TERMINALS 10.16 MM N OF POLES: 3 90° SOLDER PIN LENGTH (L): 4.5 MM TINNED PEBBLE GREY CLAMPING YOKE CONNECTION CLAMPING RANGE MAX. : 16 MM² BOX | 1
28913 | 1636670000 | PCB PLUG-IN CONNECTOR ACCESSORIES FLOOD-LIGHT DISPLAY TRANSPARENT N OF POLES: 1 | 176
28914 | 1636680000 | PCB PLUG-IN CONNECTOR ACCESSORIES FLOOD-LIGHT DISPLAY TRANSPARENT N OF POLES: 1 | 176
28915 | 1643330000 | PCB PLUG-IN CONNECTOR MALE HEADER FLANGE THT SOLDER CONNECTION 3.50 MM N OF POLES: 2 135° SOLDER PIN LENGTH (L): 3.2 MM TINNED ORANGE BOX | 0
28916 | 1643340000 | PCB PLUG-IN CONNECTOR MALE HEADER FLANGE THT SOLDER CONNECTION 3.50 MM N OF POLES: 3 135° SOLDER PIN LENGTH (L): 3.2 MM TINNED ORANGE BOX | 0
28917 | 1643350000 | PCB PLUG-IN CONNECTOR MALE HEADER FLANGE THT SOLDER CONNECTION 3.50 MM N OF POLES: 4 135° SOLDER PIN LENGTH (L): 3.2 MM TINNED ORANGE BOX | 0
28918 | 1643360000 | PCB PLUG-IN CONNECTOR MALE HEADER FLANGE THT SOLDER CONNECTION 3.50 MM N OF POLES: 5 135° SOLDER PIN LENGTH (L): 3.2 MM TINNED ORANGE BOX | 0
28919 | 1643370000 | PCB PLUG-IN CONNECTOR MALE HEADER FLANGE THT SOLDER CONNECTION 3.50 MM N OF POLES: 6 135° SOLDER PIN LENGTH (L): 3.2 MM TINNED ORANGE BOX | 0
28920 | 1643380000 | PCB PLUG-IN CONNECTOR MALE HEADER FLANGE THT SOLDER CONNECTION 3.50 MM N OF POLES: 7 135° SOLDER PIN LENGTH (L): 3.2 MM TINNED ORANGE BOX | 0
28921 | 1643390000 | PCB PLUG-IN CONNECTOR MALE HEADER FLANGE THT SOLDER CONNECTION 3.50 MM N OF POLES: 8 135° SOLDER PIN LENGTH (L): 3.2 MM TINNED ORANGE BOX | 0
28922 | 1643400000 | PCB PLUG-IN CONNECTOR MALE HEADER FLANGE THT SOLDER CONNECTION 3.50 MM N OF POLES: 9 135° SOLDER PIN LENGTH (L): 3.2 MM TINNED ORANGE BOX | 0
28923 | 1643410000 | PCB PLUG-IN CONNECTOR MALE HEADER FLANGE THT SOLDER CONNECTION 3.50 MM N OF POLES: 10 135° SOLDER PIN LENGTH (L): 3.2 MM TINNED ORANGE BOX | 0
28924 | 1643420000 | PCB PLUG-IN CONNECTOR MALE HEADER FLANGE THT SOLDER CONNECTION 3.50 MM N OF POLES: 11 135° SOLDER PIN LENGTH (L): 3.2 MM TINNED ORANGE BOX | 0
28925 | 1643430000 | PCB PLUG-IN CONNECTOR MALE HEADER FLANGE THT SOLDER CONNECTION 3.50 MM N OF POLES: 12 135° SOLDER PIN LENGTH (L): 3.2 MM TINNED ORANGE BOX | 0
28926 | 1643440000 | PCB PLUG-IN CONNECTOR MALE HEADER FLANGE THT SOLDER CONNECTION 3.50 MM N OF POLES: 13 135° SOLDER PIN LENGTH (L): 3.2 MM TINNED ORANGE BOX | 0
28927 | 1643450000 | PCB PLUG-IN CONNECTOR MALE HEADER FLANGE THT SOLDER CONNECTION 3.50 MM N OF POLES: 14 135° SOLDER PIN LENGTH (L): 3.2 MM TINNED ORANGE BOX | 0
28928 | 1643460000 | PCB PLUG-IN CONNECTOR MALE HEADER FLANGE THT SOLDER CONNECTION 3.50 MM N OF POLES: 15 135° SOLDER PIN LENGTH (L): 3.2 MM TINNED ORANGE BOX | 0
28929 | 1643470000 | PCB PLUG-IN CONNECTOR MALE HEADER FLANGE THT SOLDER CONNECTION 3.50 MM N OF POLES: 16 135° SOLDER PIN LENGTH (L): 3.2 MM TINNED ORANGE BOX | 0
28930 | 1643480000 | PCB PLUG-IN CONNECTOR MALE HEADER FLANGE THT SOLDER CONNECTION 3.50 MM N OF POLES: 17 135° SOLDER PIN LENGTH (L): 3.2 MM TINNED ORANGE BOX | 0
28931 | 1643490000 | PCB PLUG-IN CONNECTOR MALE HEADER FLANGE THT SOLDER CONNECTION 3.50 MM N OF POLES: 18 135° SOLDER PIN LENGTH (L): 3.2 MM TINNED ORANGE BOX | 0
28932 | 1643500000 | PCB PLUG-IN CONNECTOR MALE HEADER FLANGE THT SOLDER CONNECTION 3.50 MM N OF POLES: 19 135° SOLDER PIN LENGTH (L): 3.2 MM TINNED ORANGE BOX | 0
28933 | 1643510000 | PCB PLUG-IN CONNECTOR MALE HEADER FLANGE THT SOLDER CONNECTION 3.50 MM N OF POLES: 20 135° SOLDER PIN LENGTH (L): 3.2 MM TINNED ORANGE BOX | 0
28934 | 1643520000 | PCB PLUG-IN CONNECTOR MALE HEADER FLANGE THT SOLDER CONNECTION 3.50 MM N OF POLES: 21 135° SOLDER PIN LENGTH (L): 3.2 MM TINNED ORANGE BOX | 0
28935 | 1643530000 | PCB PLUG-IN CONNECTOR MALE HEADER FLANGE THT SOLDER CONNECTION 3.50 MM N OF POLES: 22 135° SOLDER PIN LENGTH (L): 3.2 MM TINNED ORANGE BOX | 0
28936 | 1643540000 | PCB PLUG-IN CONNECTOR MALE HEADER FLANGE THT SOLDER CONNECTION 3.50 MM N OF POLES: 23 135° SOLDER PIN LENGTH (L): 3.2 MM TINNED ORANGE BOX | 0
28937 | 1643550000 | PCB PLUG-IN CONNECTOR MALE HEADER FLANGE THT SOLDER CONNECTION 3.50 MM N OF POLES: 24 135° SOLDER PIN LENGTH (L): 3.2 MM TINNED ORANGE BOX | 0
28938 | 1643950000 | PCB PLUG-IN CONNECTOR MALE HEADER FLANGE THT SOLDER CONNECTION 3.50 MM N OF POLES: 16 135° SOLDER PIN LENGTH (L): 4.5 MM TINNED BOX | 0
28939 | 1648300000 | PRINTED CIRCUIT BOARD TERMINALS 10.16 MM N OF POLES: 3 90° SOLDER PIN LENGTH (L): 4.5 MM TINNED PEBBLE GREY CLAMPING YOKE CONNECTION CLAMPING RANGE MAX. : 16 MM² BOX | 1
28940 | 1648310000 | PRINTED CIRCUIT BOARD TERMINALS 10.16 MM N OF POLES: 2 90° SOLDER PIN LENGTH (L): 4.5 MM TINNED PEBBLE GREY CLAMPING YOKE CONNECTION CLAMPING RANGE MAX. : 16 MM² BOX | 1
28941 | 1650330000 | PRINTED CIRCUIT BOARD TERMINALS ACCESSORIES CROSS-CONNECTOR N OF POLES: 1 | 311
28942 | 1650510000 | PCB PLUG-IN CONNECTOR MALE HEADER OPEN SIDE THT SOLDER CONNECTION 7.50 MM N OF POLES: 7 90° SOLDER PIN LENGTH (L): 3.2 MM TINNED PEBBLE GREY BOX | 0
28943 | 1652050000 | PCB PLUG-IN CONNECTOR ACCESSORIES STRAIN RELIEF ORANGE N OF POLES: 8 | 27
28944 | 1652070000 | PCB PLUG-IN CONNECTOR ACCESSORIES STRAIN RELIEF N OF POLES: 8 | 27
28945 | 1652110000 | PCB PLUG-IN CONNECTOR ACCESSORIES STRAIN RELIEF ORANGE N OF POLES: 4 | 27
28946 | 1652130000 | PCB PLUG-IN CONNECTOR ACCESSORIES STRAIN RELIEF N OF POLES: 4 | 27
28947 | 1652150000 | PCB PLUG-IN CONNECTOR ACCESSORIES STRAIN RELIEF ORANGE N OF POLES: 3 | 27
28948 | 1652170000 | PCB PLUG-IN CONNECTOR ACCESSORIES STRAIN RELIEF ORANGE N OF POLES: 6 | 27
28949 | 1652210000 | PCB PLUG-IN CONNECTOR ACCESSORIES STRAIN RELIEF N OF POLES: 3 | 27
28950 | 1692340000 | PCB PLUG-IN CONNECTOR ACCESSORIES MOUNTING BLOCK N OF POLES: 1 | 27
28951 | 1697120000 | PRINTED CIRCUIT BOARD TERMINALS 5.08 MM N OF POLES: 2 90° SOLDER PIN LENGTH (L): 4.5 MM TINNED CLAMPING YOKE CONNECTION CLAMPING RANGE MAX. : 6 MM² BOX | 1
28952 | 1697130000 | PRINTED CIRCUIT BOARD TERMINALS 5.08 MM N OF POLES: 3 90° SOLDER PIN LENGTH (L): 4.5 MM TINNED CLAMPING YOKE CONNECTION CLAMPING RANGE MAX. : 6 MM² BOX | 1
28953 | 1716240000 | SAK SERIES FEED-THROUGH TERMINAL RATED CROSS-SECTION: 4 MM² SCREW CONNECTION | 7
28954 | 1720770000 | Z-SERIES INSTALLATION MULTI-TIER TERMINAL RATED CROSS-SECTION: 2.5 MM² TENSION-CLAMP CONNECTION DARK DIRECT MOUNTING | 18
28955 | 1720780000 | Z-SERIES INSTALLATION MULTI-TIER TERMINAL RATED CROSS-SECTION: 2.5 MM² TENSION-CLAMP CONNECTION DARK DIRECT MOUNTING | 18
28956 | 1720790000 | Z-SERIES INSTALLATION MULTI-TIER TERMINAL RATED CROSS-SECTION: 2.5 MM² TENSION-CLAMP CONNECTION DARK DIRECT MOUNTING | 18
28957 | 1720800000 | Z-SERIES INSTALLATION MULTI-TIER TERMINAL RATED CROSS-SECTION: 2.5 MM² TENSION-CLAMP CONNECTION DARK DIRECT MOUNTING | 18
28958 | 1720810000 | Z-SERIES INSTALLATION MULTI-TIER TERMINAL RATED CROSS-SECTION: 2.5 MM² TENSION-CLAMP CONNECTION DARK DIRECT MOUNTING | 18
28959 | 1720820000 | Z-SERIES INSTALLATION MULTI-TIER TERMINAL RATED CROSS-SECTION: 2.5 MM² TENSION-CLAMP CONNECTION DARK DIRECT MOUNTING | 18
28960 | 1720830000 | Z-SERIES INSTALLATION MULTI-TIER TERMINAL RATED CROSS-SECTION: 2.5 MM² TENSION-CLAMP CONNECTION DARK DIRECT MOUNTING | 18
28961 | 1720850000 | Z-SERIES INSTALLATION MULTI-TIER TERMINAL RATED CROSS-SECTION: 2.5 MM² TENSION-CLAMP CONNECTION DARK DIRECT MOUNTING | 18
28962 | 1720860000 | Z-SERIES INSTALLATION MULTI-TIER TERMINAL RATED CROSS-SECTION: 2.5 MM² TENSION-CLAMP CONNECTION DARK DIRECT MOUNTING | 18
28963 | 1720870000 | Z-SERIES INSTALLATION MULTI-TIER TERMINAL RATED CROSS-SECTION: 2.5 MM² TENSION-CLAMP CONNECTION DARK DIRECT MOUNTING | 18
28964 | 1720880000 | Z-SERIES INSTALLATION MULTI-TIER TERMINAL RATED CROSS-SECTION: 2.5 MM² TENSION-CLAMP CONNECTION DARK DIRECT MOUNTING | 18
28965 | 1723440000 | PCB PLUG-IN CONNECTOR ACCESSORIES MOUNTING BLOCK ORANGE N OF POLES: 1 | 27
28966 | 1723450000 | PCB PLUG-IN CONNECTOR ACCESSORIES MOUNTING BLOCK ORANGE N OF POLES: 1 | 27
28967 | 1723460000 | PCB PLUG-IN CONNECTOR ACCESSORIES MOUNTING BLOCK ORANGE N OF POLES: 1 | 27
28968 | 1723470000 | PCB PLUG-IN CONNECTOR ACCESSORIES MOUNTING BLOCK ORANGE N OF POLES: 1 | 27
28969 | 1723480000 | PCB PLUG-IN CONNECTOR ACCESSORIES MOUNTING BLOCK N OF POLES: 1 | 27
28970 | 1723490000 | PCB PLUG-IN CONNECTOR ACCESSORIES MOUNTING BLOCK N OF POLES: 1 | 27
28971 | 1723510000 | PCB PLUG-IN CONNECTOR ACCESSORIES MOUNTING BLOCK N OF POLES: 1 | 27
28972 | 1723520000 | PCB PLUG-IN CONNECTOR ACCESSORIES MOUNTING BLOCK N OF POLES: 1 | 27
28973 | 1743180000 | TEST-DISCONNECT TERMINAL TENSION-CLAMP CONNECTION 2.5 MM² 400 V 20 A PIVOTING DARK | 36
28974 | 1743190000 | TEST-DISCONNECT TERMINAL TENSION-CLAMP CONNECTION 2.5 MM² 400 V 20 A PIVOTING DARK | 36
28975 | 1747490000 | PRINTED CIRCUIT BOARD TERMINALS ACCESSORIES INTERMEDIATE PLATE ORANGE N OF POLES: 1 | 273
28976 | 1747500000 | PRINTED CIRCUIT BOARD TERMINALS ACCESSORIES INTERMEDIATE PLATE N OF POLES: 1 | 273
28977 | 1747540000 | PRINTED CIRCUIT BOARD TERMINALS ACCESSORIES MOUNTING BLOCK ORANGE N OF POLES: 1 | 273
28978 | 1751100000 | PCB PLUG-IN CONNECTOR FEMALE PLUG 3.50 MM N OF POLES: 3 90°/270° IDC TERMINAL CLAMPING RANGE MAX. : 0.5 MM² BOX | 1
28979 | 1751110000 | PCB PLUG-IN CONNECTOR FEMALE PLUG 3.50 MM N OF POLES: 4 90°/270° IDC TERMINAL CLAMPING RANGE MAX. : 0.5 MM² BOX | 1
28980 | 1751120000 | PCB PLUG-IN CONNECTOR FEMALE PLUG 3.50 MM N OF POLES: 5 90°/270° IDC TERMINAL CLAMPING RANGE MAX. : 0.5 MM² BOX | 1
28981 | 1751140000 | PCB PLUG-IN CONNECTOR FEMALE PLUG 3.50 MM N OF POLES: 7 90°/270° IDC TERMINAL CLAMPING RANGE MAX. : 0.5 MM² BOX | 1
28982 | 1751160000 | PCB PLUG-IN CONNECTOR FEMALE PLUG 3.50 MM N OF POLES: 9 90°/270° IDC TERMINAL CLAMPING RANGE MAX. : 0.5 MM² BOX | 1
28983 | 1751180000 | PCB PLUG-IN CONNECTOR FEMALE PLUG 3.50 MM N OF POLES: 11 90°/270° IDC TERMINAL CLAMPING RANGE MAX. : 0.5 MM² BOX | 1
28984 | 1751380000 | PCB PLUG-IN CONNECTOR FEMALE PLUG 3.50 MM N OF POLES: 2 90°/270° IDC TERMINAL CLAMPING RANGE MAX. : 0.5 MM² BOX | 1
28985 | 1751400000 | PCB PLUG-IN CONNECTOR FEMALE PLUG 3.50 MM N OF POLES: 4 90°/270° IDC TERMINAL CLAMPING RANGE MAX. : 0.5 MM² BOX | 1
28986 | 1753280000 | W-SERIES FEED-THROUGH TERMINAL RATED CROSS-SECTION: 1.5 MM² SCREW CONNECTION | 7
28987 | 1753290000 | W-SERIES DOUBLE-TIER TERMINAL FEED-THROUGH TERMINAL RATED CROSS-SECTION: 1.5 MM² SCREW CONNECTION | 7
28988 | 1753740000 | PRINTED CIRCUIT BOARD TERMINALS ACCESSORIES INTERMEDIATE PLATE ORANGE N OF POLES: 1 | 273
28989 | 1753890000 | PRINTED CIRCUIT BOARD TERMINALS 7.62 MM N OF POLES: 2 180° SOLDER PIN LENGTH (L): 3.2 MM TINNED ORANGE CLAMPING YOKE CONNECTION CLAMPING RANGE MAX. : 6 MM² BOX | 1
28990 | 1753900000 | PRINTED CIRCUIT BOARD TERMINALS 7.62 MM N OF POLES: 3 180° SOLDER PIN LENGTH (L): 3.2 MM TINNED ORANGE CLAMPING YOKE CONNECTION CLAMPING RANGE MAX. : 6 MM² BOX | 1
28991 | 1753910000 | PRINTED CIRCUIT BOARD TERMINALS 7.62 MM N OF POLES: 2 180° SOLDER PIN LENGTH (L): 4.5 MM TINNED CLAMPING YOKE CONNECTION CLAMPING RANGE MAX. : 6 MM² BOX | 1
28992 | 1753920000 | PRINTED CIRCUIT BOARD TERMINALS 7.62 MM N OF POLES: 3 180° SOLDER PIN LENGTH (L): 4.5 MM TINNED CLAMPING YOKE CONNECTION CLAMPING RANGE MAX. : 6 MM² BOX | 1
28993 | 1754170000 | W-SERIES FEED-THROUGH TERMINAL RATED CROSS-SECTION: 1.5 MM² SCREW CONNECTION | 7
28994 | 1754180000 | W-SERIES DOUBLE-TIER TERMINAL FEED-THROUGH TERMINAL RATED CROSS-SECTION: 1.5 MM² SCREW CONNECTION | 7
28995 | 1755180000 | PRINTED CIRCUIT BOARD TERMINALS 5.08 MM N OF POLES: 1 90° SOLDER PIN LENGTH (L): 3.2 MM TINNED ORANGE CLAMPING YOKE CONNECTION CLAMPING RANGE MAX. : 6 MM² BOX | 1
28996 | 1755190000 | PRINTED CIRCUIT BOARD TERMINALS 5.08 MM N OF POLES: 1 90° SOLDER PIN LENGTH (L): 4.5 MM TINNED CLAMPING YOKE CONNECTION CLAMPING RANGE MAX. : 6 MM² BOX | 1
28997 | 1755230000 | PRINTED CIRCUIT BOARD TERMINALS 5.08 MM N OF POLES: 1 90° SOLDER PIN LENGTH (L): 4.5 MM TINNED ORANGE CLAMPING YOKE CONNECTION CLAMPING RANGE MAX. : 6 MM² BOX | 1
28998 | 1760070000 | PCB PLUG-IN CONNECTOR ACCESSORIES CLIP-IN FOOT ORANGE | 572
28999 | 1760080000 | PCB PLUG-IN CONNECTOR ACCESSORIES CLIP-IN FOOT ORANGE N OF POLES: 1 | 27
29000 | 1761370000 | PRINTED CIRCUIT BOARD TERMINALS 7.50 MM N OF POLES: 2 180° SOLDER PIN LENGTH (L): 3.2 MM TINNED ORANGE CLAMPING YOKE CONNECTION CLAMPING RANGE MAX. : 6 MM² BOX | 1
29001 | 1761380000 | PRINTED CIRCUIT BOARD TERMINALS 7.50 MM N OF POLES: 3 180° SOLDER PIN LENGTH (L): 3.2 MM TINNED ORANGE CLAMPING YOKE CONNECTION CLAMPING RANGE MAX. : 6 MM² BOX | 1
29002 | 1763170000 | Z-SERIES FUSE TERMINAL RATED CROSS-SECTION: 2.5 MM² TENSION-CLAMP CONNECTION DARK DIRECT MOUNTING | 7
29003 | 1763180000 | Z-SERIES FUSE TERMINAL RATED CROSS-SECTION: 2.5 MM² TENSION-CLAMP CONNECTION DARK DIRECT MOUNTING | 7
29004 | 1763190000 | Z-SERIES FUSE TERMINAL RATED CROSS-SECTION: 2.5 MM² TENSION-CLAMP CONNECTION DARK DIRECT MOUNTING | 7
29005 | 1763210000 | Z-SERIES FUSE TERMINAL RATED CROSS-SECTION: 2.5 MM² TENSION-CLAMP CONNECTION DARK | 7
29006 | 1763220000 | Z-SERIES FUSE TERMINAL RATED CROSS-SECTION: 2.5 MM² TENSION-CLAMP CONNECTION DARK DIRECT MOUNTING | 7
29007 | 1763230000 | Z-SERIES FUSE TERMINAL RATED CROSS-SECTION: 2.5 MM² TENSION-CLAMP CONNECTION DARK DIRECT MOUNTING | 7
29008 | 1763260000 | Z-SERIES FUSE TERMINAL RATED CROSS-SECTION: 2.5 MM² TENSION-CLAMP CONNECTION DARK | 7
29009 | 1766140000 | PCB PLUG-IN CONNECTOR MALE PLUG 5.08 MM N OF POLES: 20 180° CLAMPING YOKE CONNECTION CLAMPING RANGE MAX. : 3.31 MM² BOX | 1
29010 | 1766520000 | PRINTED CIRCUIT BOARD TERMINALS 5.08 MM N OF POLES: 4 90° SOLDER PIN LENGTH (L): 3.2 MM TINNED ORANGE CLAMPING YOKE CONNECTION CLAMPING RANGE MAX. : 6 MM² BOX | 1
29011 | 1770240000 | PCB PLUG-IN CONNECTOR ACCESSORIES SPACER N OF POLES: 1 | 27
29012 | 1779090000 | SLIMFIX CLIP CONDUCTOR AND CABLE MARKERS 2 - 3.5 MM 21 X 5.8 MM TO CUSTOMER SPECIFICATION | 33
29013 | 1789230000 | SLIMFIX CONDUCTOR AND CABLE MARKERS 1.7 - 2 MM 21 X 3.2 MM TO CUSTOMER SPECIFICATION | 33
29014 | 1789240000 | SLIMFIX CONDUCTOR AND CABLE MARKERS 2.2 - 2.9 MM 21 X 3.6 MM TO CUSTOMER SPECIFICATION | 33
29015 | 1789250000 | SLIMFIX CONDUCTOR AND CABLE MARKERS 3 - 3.7 MM 21 X 4.5 MM TO CUSTOMER SPECIFICATION | 33
29016 | 1789260000 | SLIMFIX CONDUCTOR AND CABLE MARKERS 3.6 - 6 MM 21 X 5.7 MM TO CUSTOMER SPECIFICATION | 33
29017 | 1789270000 | SLIMFIX CONDUCTOR AND CABLE MARKERS 4.1 - 4.9 MM 21 X 7.4 MM TO CUSTOMER SPECIFICATION | 33
29018 | 1789280000 | SLIMFIX CONDUCTOR AND CABLE MARKERS 4.8 - 7.4 MM 21 X 7.4 MM TO CUSTOMER SPECIFICATION | 33
29019 | 1789290000 | SLIMFIX CONDUCTOR AND CABLE MARKERS 5.8 - 7.8 MM 21 X 8.4 MM TO CUSTOMER SPECIFICATION | 33
29020 | 1789300000 | SLIMFIX X CONDUCTOR AND CABLE MARKERS 7 - 40 MM 24 X 15 MM TO CUSTOMER SPECIFICATION | 33
29021 | 1803790000 | OMNIMATE POWER - POWERBUS SERIES PCB PLUG-IN CONNECTOR | 1057
29022 | 1805750000 | SLIMFIX CLIP CONDUCTOR AND CABLE MARKERS 2 - 3.5 MM 30 X 5.8 MM TO CUSTOMER SPECIFICATION | 33
29023 | 1805800000 | SLIMFIX CLIP CONDUCTOR AND CABLE MARKERS 3 - 5 MM 21 X 5.8 MM TO CUSTOMER SPECIFICATION | 33
29024 | 1805860000 | SLIMFIX CLIP CONDUCTOR AND CABLE MARKERS 3 - 5 MM 30 X 5.8 MM TO CUSTOMER SPECIFICATION | 33
29025 | 1808020000 | Z-SERIES INSTALLATION MULTI-TIER TERMINAL FEED-THROUGH TERMINAL RATED CROSS-SECTION: 2.5 MM² TENSION-CLAMP CONNECTION DIRECT MOUNTING | 18
29026 | 1808030000 | Z-SERIES END PLATE | 115
29027 | 1808040000 | Z-SERIES END PLATE | 115
29028 | 1808050000 | Z-SERIES END PLATE | 115
29029 | 1808230000 | Z-SERIES INSTALLATION MULTI-TIER TERMINAL FEED-THROUGH TERMINAL RATED CROSS-SECTION: 6 MM² TENSION-CLAMP CONNECTION DARK DIRECT MOUNTING | 18
29030 | 1808240000 | Z-SERIES INSTALLATION MULTI-TIER TERMINAL FEED-THROUGH TERMINAL RATED CROSS-SECTION: 6 MM² TENSION-CLAMP CONNECTION DIRECT MOUNTING | 18
29031 | 1808300000 | Z-SERIES INSTALLATION MULTI-TIER TERMINAL NEUTRAL CONDUCTOR MODULAR TERMINAL RATED CROSS-SECTION: 2.5 MM² TENSION-CLAMP CONNECTION DIRECT MOUNTING | 260
29032 | 1808330000 | Z-SERIES INSTALLATION MULTI-TIER TERMINAL PE TERMINAL RATED CROSS-SECTION: 2.5 MM² TENSION-CLAMP CONNECTION GREEN DIRECT MOUNTING | 18
29033 | 1808360000 | Z-SERIES INSTALLATION MULTI-TIER TERMINAL FEED-THROUGH TERMINAL RATED CROSS-SECTION: 4 MM² TENSION-CLAMP CONNECTION DARK DIRECT MOUNTING | 18
29034 | 1808370000 | Z-SERIES INSTALLATION MULTI-TIER TERMINAL FEED-THROUGH TERMINAL RATED CROSS-SECTION: 4 MM² TENSION-CLAMP CONNECTION DIRECT MOUNTING | 18
29035 | 1813180000 | SLIMFIX CLIP CONDUCTOR AND CABLE MARKERS 1.5 - 2.5 MM 12 X 5.8 MM TO CUSTOMER SPECIFICATION | 33
29036 | 1813230000 | SLIMFIX CLIP CONDUCTOR AND CABLE MARKERS 1.5 - 2.5 MM 21 X 5.8 MM TO CUSTOMER SPECIFICATION | 33
29037 | 1813280000 | SLIMFIX CLIP CONDUCTOR AND CABLE MARKERS 1.5 - 2.5 MM 30 X 5.8 MM TO CUSTOMER SPECIFICATION | 33
29038 | 1814660000 | ACCESSORIES SPECIAL TERMINAL RATED CROSS-SECTION: 2.5 MM² TENSION-CLAMP CONNECTION WEMID DIRECT MOUNTING BUSBAR | 7
29039 | 1814670000 | ACCESSORIES SPECIAL TERMINAL RATED CROSS-SECTION: 2.5 MM² TENSION-CLAMP CONNECTION WEMID GREEN/ DIRECT MOUNTING BUSBAR | 7
29040 | 1814680000 | ACCESSORIES SPECIAL TERMINAL RATED CROSS-SECTION: 2.5 MM² TENSION-CLAMP CONNECTION WEMID DARK DIRECT MOUNTING BUSBAR | 7
29041 | 1820550000 | FEED-THROUGH TERMINAL SCREW CONNECTION 120 MM² 1000 V 269 A DARK | 10
29042 | 1820560000 | FEED-THROUGH TERMINAL SCREW CONNECTION 120 MM² 1000 V 269 A | 10
29043 | 1820840000 | FEED-THROUGH TERMINAL SCREW CONNECTION 50 MM² 1000 V 150 A DARK | 10
29044 | 1820850000 | FEED-THROUGH TERMINAL SCREW CONNECTION 50 MM² 1000 V 150 A | 10
29045 | 1824410000 | PCB PLUG-IN CONNECTOR ACCESSORIES CODING ELEMENT N OF POLES: 1 | 27
29046 | 1826890000 | W-SERIES CROSS-CONNECTOR FOR THE TERMINALS N OF POLES: 2 | 23
29047 | 1826900000 | W-SERIES CROSS-CONNECTOR FOR THE TERMINALS N OF POLES: 3 | 23
29048 | 1826910000 | W-SERIES CROSS-CONNECTOR FOR THE TERMINALS N OF POLES: 4 | 23
29049 | 1833690000 | W-SERIES COMPONENT TERMINAL RATED CROSS-SECTION: 2.5 MM² SCREW CONNECTION | 7
29050 | 1837030000 | INSTALLATION MULTI-TIER TERMINAL PUSH IN 4 MM² 400 V 32 A DARK | 182
29051 | 1837040000 | INSTALLATION MULTI-TIER TERMINAL PUSH IN 4 MM² 400 V 32 A DARK | 182
29052 | 1837050000 | INSTALLATION MULTI-TIER TERMINAL PUSH IN 4 MM² 400 V 32 A DARK | 182
29053 | 1837060000 | INSTALLATION MULTI-TIER TERMINAL PUSH IN 4 MM² 400 V 32 A DARK | 182
29054 | 1839180000 | PRINTED CIRCUIT BOARD TERMINALS 12.70 MM N OF POLES: 2 90° SOLDER PIN LENGTH (L): 3.2 MM TINNED PEBBLE GREY CLAMPING YOKE CONNECTION CLAMPING RANGE MAX. : 16 MM² BOX | 1
29055 | 1839190000 | PRINTED CIRCUIT BOARD TERMINALS 12.70 MM N OF POLES: 3 90° SOLDER PIN LENGTH (L): 3.2 MM TINNED PEBBLE GREY CLAMPING YOKE CONNECTION CLAMPING RANGE MAX. : 16 MM² BOX | 1
29056 | 1839200000 | PRINTED CIRCUIT BOARD TERMINALS 12.70 MM N OF POLES: 4 90° SOLDER PIN LENGTH (L): 3.2 MM TINNED PEBBLE GREY CLAMPING YOKE CONNECTION CLAMPING RANGE MAX. : 16 MM² BOX | 1
29057 | 1839230000 | PRINTED CIRCUIT BOARD TERMINALS 12.70 MM N OF POLES: 7 90° SOLDER PIN LENGTH (L): 3.2 MM TINNED PEBBLE GREY CLAMPING YOKE CONNECTION CLAMPING RANGE MAX. : 16 MM² BOX | 1
29058 | 1839240000 | PRINTED CIRCUIT BOARD TERMINALS 12.70 MM N OF POLES: 8 90° SOLDER PIN LENGTH (L): 5 MM TINNED PEBBLE GREY CLAMPING YOKE CONNECTION CLAMPING RANGE MAX. : 16 MM² BOX | 1
29059 | 1839250000 | PRINTED CIRCUIT BOARD TERMINALS 12.70 MM N OF POLES: 9 90° SOLDER PIN LENGTH (L): 3.2 MM TINNED PEBBLE GREY CLAMPING YOKE CONNECTION CLAMPING RANGE MAX. : 16 MM² BOX | 1
29060 | 1839260000 | PRINTED CIRCUIT BOARD TERMINALS 10.16 MM N OF POLES: 1 90° SOLDER PIN LENGTH (L): 3.2 MM TINNED PEBBLE GREY CLAMPING YOKE CONNECTION CLAMPING RANGE MAX. : 16 MM² BOX | 1
29061 | 1839270000 | PRINTED CIRCUIT BOARD TERMINALS 10.16 MM N OF POLES: 2 90° SOLDER PIN LENGTH (L): 3.2 MM TINNED PEBBLE GREY CLAMPING YOKE CONNECTION CLAMPING RANGE MAX. : 16 MM² BOX | 1
29062 | 1839280000 | PRINTED CIRCUIT BOARD TERMINALS 10.16 MM N OF POLES: 3 90° SOLDER PIN LENGTH (L): 3.2 MM TINNED PEBBLE GREY CLAMPING YOKE CONNECTION CLAMPING RANGE MAX. : 16 MM² BOX | 1
29063 | 1839290000 | PRINTED CIRCUIT BOARD TERMINALS 10.16 MM N OF POLES: 4 90° SOLDER PIN LENGTH (L): 3.2 MM TINNED PEBBLE GREY CLAMPING YOKE CONNECTION CLAMPING RANGE MAX. : 16 MM² BOX | 1
29064 | 1839300000 | PRINTED CIRCUIT BOARD TERMINALS 10.16 MM N OF POLES: 5 90° SOLDER PIN LENGTH (L): 3.2 MM TINNED PEBBLE GREY CLAMPING YOKE CONNECTION CLAMPING RANGE MAX. : 16 MM² BOX | 1
29065 | 1839310000 | PRINTED CIRCUIT BOARD TERMINALS 10.16 MM N OF POLES: 6 90° SOLDER PIN LENGTH (L): 3.2 MM TINNED PEBBLE GREY CLAMPING YOKE CONNECTION CLAMPING RANGE MAX. : 16 MM² BOX | 1
29066 | 1845900000 | PCB PLUG-IN CONNECTOR MALE PLUG 5.08 MM N OF POLES: 4 180° CLAMPING YOKE CONNECTION CLAMPING RANGE MAX. : 3.31 MM² BOX | 1
29067 | 1845910000 | PCB PLUG-IN CONNECTOR MALE PLUG 5.08 MM N OF POLES: 6 180° CLAMPING YOKE CONNECTION CLAMPING RANGE MAX. : 3.31 MM² BOX | 1
29068 | 1845930000 | PCB PLUG-IN CONNECTOR MALE PLUG 5.08 MM N OF POLES: 10 180° CLAMPING YOKE CONNECTION CLAMPING RANGE MAX. : 3.31 MM² BOX | 1
29069 | 1845940000 | PCB PLUG-IN CONNECTOR MALE PLUG 5.08 MM N OF POLES: 12 180° CLAMPING YOKE CONNECTION CLAMPING RANGE MAX. : 3.31 MM² BOX | 1
29070 | 1846030000 | PE TERMINAL SCREW CONNECTION 95 MM² 11400 A (95 MM²) GREEN/ | 414
29071 | 1846040000 | PE TERMINAL SCREW CONNECTION 50 MM² 6000 A (50 MM²) GREEN/ | 616
29072 | 1847610000 | INSTALLATION MULTI-TIER TERMINAL PUSH IN 4 MM² 400 V 32 A DARK | 182
29073 | 1847620000 | INSTALLATION MULTI-TIER TERMINAL PUSH IN 4 MM² 400 V 32 A DARK | 182
29074 | 1847630000 | INSTALLATION MULTI-TIER TERMINAL PUSH IN 4 MM² 400 V 32 A DARK | 182
29075 | 1852380000 | SLIMFIX X CONDUCTOR AND CABLE MARKERS 7 - 40 MM 23 X 11 MM TO CUSTOMER SPECIFICATION | 33
29076 | 1852430000 | SLIMFIX X CONDUCTOR AND CABLE MARKERS 7 - 40 MM 23 X 14 MM TO CUSTOMER SPECIFICATION | 33
29077 | 1852480000 | SLIMFIX X CONDUCTOR AND CABLE MARKERS 7 - 40 MM 24 X 15 MM TO CUSTOMER SPECIFICATION | 33
29078 | 1882590000 | INSTALLATION MULTI-TIER TERMINAL PUSH IN 4 MM² 400 V 32 A DARK | 182
29079 | 1882600000 | INSTALLATION MULTI-TIER TERMINAL PUSH IN 4 MM² 400 V 20 A DARK | 182
29080 | 1882610000 | INSTALLATION MULTI-TIER TERMINAL PUSH IN 4 MM² 400 V 32 A DARK | 182
29081 | 1882620000 | INSTALLATION MULTI-TIER TERMINAL PUSH IN 4 MM² 400 V 20 A DARK | 182
29082 | 1888820000 | SLIMFIX X CONDUCTOR AND CABLE MARKERS 7 - 40 MM 23 X 10 MM TO CUSTOMER SPECIFICATION | 33
29083 | 1888850000 | SLIMFIX CONDUCTOR AND CABLE MARKERS 1.2 - 1.6 MM 21 X 3.2 MM TO CUSTOMER SPECIFICATION | 33
29084 | 1889600000 | SLIMFIX X CONDUCTOR AND CABLE MARKERS 7 - 40 MM 23 X 14 MM TO CUSTOMER SPECIFICATION | 33
29085 | 1890090000 | PCB PLUG-IN CONNECTOR FEMALE PLUG 5.08 MM N OF POLES: 12 180° TOP CONNECTION CLAMPING RANGE MAX. : 2.5 MM² BOX | 1
29086 | 1890120000 | PCB PLUG-IN CONNECTOR FEMALE PLUG 5.08 MM N OF POLES: 15 180° TOP CONNECTION CLAMPING RANGE MAX. : 2.5 MM² BOX | 1
29087 | 1890220000 | PCB PLUG-IN CONNECTOR FEMALE PLUG 5.08 MM N OF POLES: 2 180° TOP CONNECTION CLAMPING RANGE MAX. : 2.5 MM² BOX | 1
29088 | 1890230000 | PCB PLUG-IN CONNECTOR FEMALE PLUG 5.08 MM N OF POLES: 3 180° TOP CONNECTION CLAMPING RANGE MAX. : 2.5 MM² BOX | 1
29089 | 1890240000 | PCB PLUG-IN CONNECTOR FEMALE PLUG 5.08 MM N OF POLES: 4 180° TOP CONNECTION CLAMPING RANGE MAX. : 2.5 MM² BOX | 1
29090 | 1890250000 | PCB PLUG-IN CONNECTOR FEMALE PLUG 5.08 MM N OF POLES: 5 180° TOP CONNECTION CLAMPING RANGE MAX. : 2.5 MM² BOX | 1
29091 | 1890260000 | PCB PLUG-IN CONNECTOR FEMALE PLUG 5.08 MM N OF POLES: 6 180° TOP CONNECTION CLAMPING RANGE MAX. : 2.5 MM² BOX | 1
29092 | 1890270000 | PCB PLUG-IN CONNECTOR FEMALE PLUG 5.08 MM N OF POLES: 7 180° TOP CONNECTION CLAMPING RANGE MAX. : 2.5 MM² BOX | 1
29093 | 1890280000 | PCB PLUG-IN CONNECTOR FEMALE PLUG 5.08 MM N OF POLES: 8 180° TOP CONNECTION CLAMPING RANGE MAX. : 2.5 MM² BOX | 1
29094 | 1890290000 | PCB PLUG-IN CONNECTOR FEMALE PLUG 5.08 MM N OF POLES: 9 180° TOP CONNECTION CLAMPING RANGE MAX. : 2.5 MM² BOX | 1
29095 | 1890300000 | PCB PLUG-IN CONNECTOR FEMALE PLUG 5.08 MM N OF POLES: 10 180° TOP CONNECTION CLAMPING RANGE MAX. : 2.5 MM² BOX | 1
29096 | 1890310000 | PCB PLUG-IN CONNECTOR FEMALE PLUG 5.08 MM N OF POLES: 11 180° TOP CONNECTION CLAMPING RANGE MAX. : 2.5 MM² BOX | 1
29097 | 1890320000 | PCB PLUG-IN CONNECTOR FEMALE PLUG 5.08 MM N OF POLES: 12 180° TOP CONNECTION CLAMPING RANGE MAX. : 2.5 MM² BOX | 1
29098 | 1890330000 | PCB PLUG-IN CONNECTOR FEMALE PLUG 5.08 MM N OF POLES: 13 180° TOP CONNECTION CLAMPING RANGE MAX. : 2.5 MM² BOX | 1
29099 | 1890340000 | PCB PLUG-IN CONNECTOR FEMALE PLUG 5.08 MM N OF POLES: 14 180° TOP CONNECTION CLAMPING RANGE MAX. : 2.5 MM² BOX | 1
29100 | 1890350000 | PCB PLUG-IN CONNECTOR FEMALE PLUG 5.08 MM N OF POLES: 15 180° TOP CONNECTION CLAMPING RANGE MAX. : 2.5 MM² BOX | 1
29101 | 1890360000 | PCB PLUG-IN CONNECTOR FEMALE PLUG 5.08 MM N OF POLES: 16 180° TOP CONNECTION CLAMPING RANGE MAX. : 2.5 MM² BOX | 1
29102 | 1890370000 | PCB PLUG-IN CONNECTOR FEMALE PLUG 5.08 MM N OF POLES: 17 180° TOP CONNECTION CLAMPING RANGE MAX. : 2.5 MM² BOX | 1
29103 | 1890380000 | PCB PLUG-IN CONNECTOR FEMALE PLUG 5.08 MM N OF POLES: 18 180° TOP CONNECTION CLAMPING RANGE MAX. : 2.5 MM² BOX | 1
29104 | 1890390000 | PCB PLUG-IN CONNECTOR FEMALE PLUG 5.08 MM N OF POLES: 19 180° TOP CONNECTION CLAMPING RANGE MAX. : 2.5 MM² BOX | 1
29105 | 1890400000 | PCB PLUG-IN CONNECTOR FEMALE PLUG 5.08 MM N OF POLES: 20 180° TOP CONNECTION CLAMPING RANGE MAX. : 2.5 MM² BOX | 1
29106 | 1890410000 | PCB PLUG-IN CONNECTOR FEMALE PLUG 5.08 MM N OF POLES: 21 180° TOP CONNECTION CLAMPING RANGE MAX. : 2.5 MM² BOX | 1
29107 | 1890420000 | PCB PLUG-IN CONNECTOR FEMALE PLUG 5.08 MM N OF POLES: 22 180° TOP CONNECTION CLAMPING RANGE MAX. : 2.5 MM² BOX | 1
29108 | 1890430000 | PCB PLUG-IN CONNECTOR FEMALE PLUG 5.08 MM N OF POLES: 23 180° TOP CONNECTION CLAMPING RANGE MAX. : 2.5 MM² BOX | 1
29109 | 1890440000 | PCB PLUG-IN CONNECTOR FEMALE PLUG 5.08 MM N OF POLES: 24 180° TOP CONNECTION CLAMPING RANGE MAX. : 2.5 MM² BOX | 1
29110 | 1894140000 | PCB PLUG-IN CONNECTOR FEMALE PLUG 5.08 MM N OF POLES: 3 180° TOP CONNECTION CLAMPING RANGE MAX. : 2.5 MM² BOX | 1
29111 | 1894150000 | PCB PLUG-IN CONNECTOR FEMALE PLUG 5.08 MM N OF POLES: 4 180° TOP CONNECTION CLAMPING RANGE MAX. : 2.5 MM² BOX | 1
29112 | 1894190000 | PCB PLUG-IN CONNECTOR FEMALE PLUG 5.08 MM N OF POLES: 8 180° TOP CONNECTION CLAMPING RANGE MAX. : 2.5 MM² BOX | 1
29113 | 1894200000 | PCB PLUG-IN CONNECTOR FEMALE PLUG 5.08 MM N OF POLES: 9 180° TOP CONNECTION CLAMPING RANGE MAX. : 2.5 MM² BOX | 1
29114 | 1894290000 | PCB PLUG-IN CONNECTOR FEMALE PLUG 5.08 MM N OF POLES: 18 180° TOP CONNECTION CLAMPING RANGE MAX. : 2.5 MM² BOX | 1
29115 | 1894330000 | PCB PLUG-IN CONNECTOR FEMALE PLUG 5.08 MM N OF POLES: 20 180° TOP CONNECTION CLAMPING RANGE MAX. : 2.5 MM² BOX | 1
29116 | 1894370000 | PCB PLUG-IN CONNECTOR FEMALE PLUG 5.08 MM N OF POLES: 24 180° TOP CONNECTION CLAMPING RANGE MAX. : 2.5 MM² BOX | 1
29117 | 1899180000 | INSTALLATION MULTI-TIER TERMINAL PUSH IN 4 MM² 400 V 32 A DARK | 182
29118 | 1899190000 | TEST-DISCONNECT TERMINAL PUSH IN 4 MM² 400 V 20 A PIVOTING DARK | 93
29119 | 1899200000 | TEST-DISCONNECT TERMINAL PUSH IN 4 MM² 400 V 20 A PIVOTING DARK | 93
29120 | 1899210000 | TEST-DISCONNECT TERMINAL PUSH IN 4 MM² 400 V 20 A WITHOUT DARK | 93
29121 | 1899220000 | TEST-DISCONNECT TERMINAL PUSH IN 4 MM² 400 V 20 A WITHOUT DARK | 93
29122 | 1906320000 | SLIMFIX CONDUCTOR AND CABLE MARKERS 4.7 - 7.4 MM 12 X 7.4 MM TO CUSTOMER SPECIFICATION | 33
29123 | 1906350000 | SLIMFIX CONDUCTOR AND CABLE MARKERS 1 - 1.3 MM 12 X 3.2 MM TO CUSTOMER SPECIFICATION | 33
29124 | 1906370000 | SLIMFIX CONDUCTOR AND CABLE MARKERS 1 - 1.3 MM 21 X 3.2 MM TO CUSTOMER SPECIFICATION | 33
29125 | 1906750000 | SLIMFIX CONDUCTOR AND CABLE MARKERS 1.7 - 2.1 MM 12 X 3.2 MM TO CUSTOMER SPECIFICATION | 33
29126 | 1906760000 | SLIMFIX CONDUCTOR AND CABLE MARKERS 2.2 - 2.9 MM 12 X 3.6 MM TO CUSTOMER SPECIFICATION | 33
29127 | 1906790000 | SLIMFIX CONDUCTOR AND CABLE MARKERS 3 - 3.7 MM 12 X 4.5 MM TO CUSTOMER SPECIFICATION | 33
29128 | 1906820000 | SLIMFIX CONDUCTOR AND CABLE MARKERS 3.6 - 6 MM 12 X 5.7 MM TO CUSTOMER SPECIFICATION | 33
29129 | 1906830000 | SLIMFIX CONDUCTOR AND CABLE MARKERS 1.2 - 1.6 MM 12 X 3.2 MM TO CUSTOMER SPECIFICATION | 33
29130 | 1918470000 | SLIMFIX CONDUCTOR AND CABLE MARKERS 1.2 - 1.6 MM 21 X 3.2 MM TO CUSTOMER SPECIFICATION | 33
29131 | 1918530000 | SLIMFIX CONDUCTOR AND CABLE MARKERS 1 - 1.3 MM 21 X 3.2 MM TO CUSTOMER SPECIFICATION | 33
29132 | 1918640000 | SLIMFIX CONDUCTOR AND CABLE MARKERS 1.7 - 2.1 MM 21 X 3.2 MM TO CUSTOMER SPECIFICATION | 33
29133 | 1918650000 | SLIMFIX CONDUCTOR AND CABLE MARKERS 2.2 - 2.9 MM 21 X 3.6 MM TO CUSTOMER SPECIFICATION | 33
29134 | 1918880000 | SLIMFIX CONDUCTOR AND CABLE MARKERS 3 - 3.7 MM 21 X 4.6 MM TO CUSTOMER SPECIFICATION | 33
29135 | 1918990000 | SLIMFIX CONDUCTOR AND CABLE MARKERS 4.1 - 4.9 MM 21 X 7.4 MM TO CUSTOMER SPECIFICATION | 33
29136 | 1919050000 | SLIMFIX CONDUCTOR AND CABLE MARKERS 3.6 - 6 MM 21 X 5.7 MM TO CUSTOMER SPECIFICATION | 33
29137 | 1919110000 | SLIMFIX CONDUCTOR AND CABLE MARKERS 4.8 - 7.4 MM 21 X 7.4 MM TO CUSTOMER SPECIFICATION | 33
29138 | 1919160000 | SLIMFIX CONDUCTOR AND CABLE MARKERS 5.8 - 7.8 MM 21 X 8.4 MM TO CUSTOMER SPECIFICATION | 33
29139 | 1919250000 | SLIMFIX CONDUCTOR AND CABLE MARKERS 1.2 - 1.6 MM 12 X 3.2 MM TO CUSTOMER SPECIFICATION | 33
29140 | 1919300000 | SLIMFIX CONDUCTOR AND CABLE MARKERS 1 - 1.3 MM 12 X 3.2 MM TO CUSTOMER SPECIFICATION | 33
29141 | 1919420000 | SLIMFIX CONDUCTOR AND CABLE MARKERS 1.7 - 2.1 MM 12 X 3.2 MM TO CUSTOMER SPECIFICATION | 33
29142 | 1919500000 | SLIMFIX CONDUCTOR AND CABLE MARKERS 2.2 - 2.9 MM 12 X 3.6 MM TO CUSTOMER SPECIFICATION | 33
29143 | 1919510000 | SLIMFIX CONDUCTOR AND CABLE MARKERS 3 - 3.7 MM 12 X 4.6 MM TO CUSTOMER SPECIFICATION | 33
29144 | 1919610000 | SLIMFIX CONDUCTOR AND CABLE MARKERS 3.6 - 6 MM 12 X 5.7 MM TO CUSTOMER SPECIFICATION | 33
29145 | 1919660000 | SLIMFIX CONDUCTOR AND CABLE MARKERS 4.7 - 7.4 MM 12 X 7.4 MM TO CUSTOMER SPECIFICATION | 33
29146 | 1937490000 | INSTALLATION MULTI-TIER TERMINAL PUSH IN 4 MM² 400 V 32 A DARK | 182
29147 | 1937500000 | INSTALLATION MULTI-TIER TERMINAL PUSH IN 4 MM² 400 V 32 A DARK | 182
29148 | 1937550000 | PCB PLUG-IN CONNECTOR ACCESSORIES STRAIN RELIEF LIGHT GREY N OF POLES: 2 | 27
29149 | 1937560000 | PCB PLUG-IN CONNECTOR ACCESSORIES STRAIN RELIEF LIGHT GREY N OF POLES: 4 | 27
29150 | 1937590000 | PCB PLUG-IN CONNECTOR ACCESSORIES CODING ELEMENT N OF POLES: 1 | 27
29151 | 1944590000 | PCB PLUG-IN CONNECTOR FEMALE PLUG 3.50 MM N OF POLES: 6 180° TENSION-CLAMP CONNECTION CLAMPING RANGE MAX. : 1 MM² BOX | 1
29152 | 1944600000 | PCB PLUG-IN CONNECTOR FEMALE PLUG 3.50 MM N OF POLES: 8 180° TENSION-CLAMP CONNECTION CLAMPING RANGE MAX. : 1 MM² BOX | 1
29153 | 1944610000 | PCB PLUG-IN CONNECTOR FEMALE PLUG 3.50 MM N OF POLES: 10 180° TENSION-CLAMP CONNECTION CLAMPING RANGE MAX. : 1 MM² BOX | 1
29154 | 1944620000 | PCB PLUG-IN CONNECTOR FEMALE PLUG 3.50 MM N OF POLES: 12 180° TENSION-CLAMP CONNECTION CLAMPING RANGE MAX. : 1 MM² BOX | 1
29155 | 1944630000 | PCB PLUG-IN CONNECTOR FEMALE PLUG 3.50 MM N OF POLES: 14 180° TENSION-CLAMP CONNECTION CLAMPING RANGE MAX. : 1 MM² BOX | 1
29156 | 1944640000 | PCB PLUG-IN CONNECTOR FEMALE PLUG 3.50 MM N OF POLES: 16 180° TENSION-CLAMP CONNECTION CLAMPING RANGE MAX. : 1 MM² BOX | 1
29157 | 1944650000 | PCB PLUG-IN CONNECTOR FEMALE PLUG 3.50 MM N OF POLES: 18 180° TENSION-CLAMP CONNECTION CLAMPING RANGE MAX. : 1 MM² BOX | 1
29158 | 1944670000 | PCB PLUG-IN CONNECTOR FEMALE PLUG 3.50 MM N OF POLES: 6 180° TENSION-CLAMP CONNECTION CLAMPING RANGE MAX. : 1 MM² BOX | 1
29159 | 1944680000 | PCB PLUG-IN CONNECTOR FEMALE PLUG 3.50 MM N OF POLES: 8 180° TENSION-CLAMP CONNECTION CLAMPING RANGE MAX. : 1 MM² BOX | 1
29160 | 1944690000 | PCB PLUG-IN CONNECTOR FEMALE PLUG 3.50 MM N OF POLES: 10 180° TENSION-CLAMP CONNECTION CLAMPING RANGE MAX. : 1 MM² BOX | 1
29161 | 1944700000 | PCB PLUG-IN CONNECTOR FEMALE PLUG 3.50 MM N OF POLES: 12 180° TENSION-CLAMP CONNECTION CLAMPING RANGE MAX. : 1 MM² BOX | 1
29162 | 1944730000 | PCB PLUG-IN CONNECTOR FEMALE PLUG 3.50 MM N OF POLES: 18 180° TENSION-CLAMP CONNECTION CLAMPING RANGE MAX. : 1 MM² BOX | 1
29163 | 1944750000 | PCB PLUG-IN CONNECTOR FEMALE PLUG 3.50 MM N OF POLES: 6 180° TENSION-CLAMP CONNECTION CLAMPING RANGE MAX. : 1 MM² BOX | 1
29164 | 1944760000 | PCB PLUG-IN CONNECTOR FEMALE PLUG 3.50 MM N OF POLES: 8 180° TENSION-CLAMP CONNECTION CLAMPING RANGE MAX. : 1 MM² BOX | 1
29165 | 1944770000 | PCB PLUG-IN CONNECTOR FEMALE PLUG 3.50 MM N OF POLES: 10 180° TENSION-CLAMP CONNECTION CLAMPING RANGE MAX. : 1 MM² BOX | 1
29166 | 1944780000 | PCB PLUG-IN CONNECTOR FEMALE PLUG 3.50 MM N OF POLES: 12 180° TENSION-CLAMP CONNECTION CLAMPING RANGE MAX. : 1 MM² BOX | 1
29167 | 1944800000 | PCB PLUG-IN CONNECTOR FEMALE PLUG 3.50 MM N OF POLES: 16 180° TENSION-CLAMP CONNECTION CLAMPING RANGE MAX. : 1 MM² BOX | 1
29168 | 1979720000 | PCB PLUG-IN CONNECTOR ACCESSORIES FLOOD-LIGHT DISPLAY TRANSPARENT N OF POLES: 8 | 176
29169 | 1979730000 | PCB PLUG-IN CONNECTOR ACCESSORIES FLOOD-LIGHT DISPLAY TRANSPARENT N OF POLES: 8 | 176
29170 | 1979740000 | PCB PLUG-IN CONNECTOR ACCESSORIES FLOOD-LIGHT DISPLAY TRANSPARENT N OF POLES: 8 | 176
29171 | 1979750000 | PCB PLUG-IN CONNECTOR ACCESSORIES FLOOD-LIGHT DISPLAY TRANSPARENT N OF POLES: 8 | 176
29172 | 8731640000 | TEST-DISCONNECT TERMINAL SCREW CONNECTION 2.5 MM² 500 V 24 A PIVOTING | 36
29173 | 8731660000 | TEST-DISCONNECT TERMINAL SCREW CONNECTION 2.5 MM² 800 V 24 A PIVOTING | 36
29174 | 8731670000 | TEST-DISCONNECT TERMINAL SCREW CONNECTION 2.5 MM² 500 V 24 A WITHOUT DARK | 36
29175 | 8731700000 | TEST-DISCONNECT TERMINAL SCREW CONNECTION 2.5 MM² 500 V 24 A WITHOUT DARK | 36
29176 | 9025390000 | ASSORTMENT OF WIRE END FERRULES BOX COLOUR CODE: WEIDMÜLLER | 378
29177 | 9025400000 | ASSORTMENT OF WIRE END FERRULES BOX COLOUR CODE: DIN | 378
29178 | 9025410000 | ASSORTMENT OF WIRE END FERRULES BOX COLOUR CODE: WEIDMÜLLER | 378
29179 | 9025420000 | TOOLS EMPTY BOX / CASE | 376
29180 | 9025430000 | ASSORTMENT OF WIRE END FERRULES BOX COLOUR CODE: DIN | 378
29181 | 9025680000 | TOOLS EMPTY BOX / CASE | 376
29182 | 9025800000 | ASSORTMENT CRIMPING TOOL CRIMPING TOOL: PZ 4 STRIPPING TOOL: STRIPAX CRIMPING RANGE MIN.: 0.5 COLOUR CODE: WEIDMÜLLER | 160
29183 | 9025850000 | ASSORTMENT CRIMPING TOOL CRIMPING TOOL: PZ 16 STRIPPING TOOL: STRIPAX 16 CRIMPING RANGE MIN.: 6 COLOUR CODE: WEIDMÜLLER | 160
29184 | 9025900000 | ASSORTMENT OF WIRE END FERRULES BOX COLOUR CODE: WEIDMÜLLER | 378
29185 | 9025920000 | ASSORTMENT OF WIRE END FERRULES BOX COLOUR CODE: WEIDMÜLLER | 378
29186 | 9025940000 | TOOLS EMPTY BOX / CASE | 376
29187 | 9028420000 | ASSORTMENT OF INSERTS | 391
29188 | 9028450000 | ASSORTMENT OF INSERTS | 391
29189 | 9028460000 | ASSORTMENT OF INSERTS | 391
29190 | 9028630000 | ASSORTMENT CRIMPING TOOL CRIMPING TOOL: PZ 4 STRIPPING TOOL: STRIPAX CRIMPING RANGE MIN.: 0.5 COLOUR CODE: DIN | 160
29191 | 9028650000 | ASSORTMENT CRIMPING TOOL CRIMPING TOOL: PZ 3 STRIPPING TOOL: STRIPAX CRIMPING RANGE MIN.: 0.5 COLOUR CODE: WEIDMÜLLER | 160
29192 | 9028680000 | ASSORTMENT CRIMPING TOOL CRIMPING TOOL: PZ 6 ROTO L STRIPPING TOOL: STRIPAX CRIMPING RANGE MIN.: 0.14 COLOUR CODE: WEIDMÜLLER | 160
29193 | 9028690000 | ASSORTMENT CRIMPING TOOL CRIMPING TOOL: PZ 6 ROTO L STRIPPING TOOL: STRIPAX CRIMPING RANGE MIN.: 0.14 COLOUR CODE: DIN | 160
29194 | 9028700000 | ASSORTMENT CRIMPING TOOL CRIMPING TOOL: PZ 6 ROTO L STRIPPING TOOL: STRIPAX CRIMPING RANGE MIN.: 0.14 COLOUR CODE: MISCELLANEOUS | 160
29195 | 9028740000 | ASSORTMENT CRIMPING TOOL CRIMPING TOOL: PZ 6/5 STRIPPING TOOL: STRIPAX CRIMPING RANGE MIN.: 0.25 COLOUR CODE: WEIDMÜLLER | 160
29196 | 9028770000 | ASSORTMENT CRIMPING TOOL CRIMPING TOOL: STRIPAX-PLUS STRIPPING TOOL: STRIPAX-PLUS CRIMPING RANGE MIN.: 0.5 COLOUR CODE: WEIDMÜLLER | 160
29197 | 9028780000 | ASSORTMENT CRIMPING TOOL CRIMPING TOOL: STRIPAX-PLUS STRIPPING TOOL: STRIPAX-PLUS CRIMPING RANGE MIN.: 0.5 COLOUR CODE: DIN | 160
29198 | 9028790000 | ASSORTMENT CRIMPING TOOL CRIMPING TOOL: STRIPAX-PLUS STRIPPING TOOL: STRIPAX-PLUS CRIMPING RANGE MIN.: 0.5 COLOUR CODE: MISCELLANEOUS | 160
29199 | 9028850000 | ASSORTMENT CRIMPING TOOL CRIMPING TOOL: PZ 50 STRIPPING TOOL: AM 25 CRIMPING RANGE MIN.: 25 COLOUR CODE: WEIDMÜLLER | 160
29200 | 9028860000 | TOOLS ASSORTMENT BOX | 1279
29201 | 9204190000 | TOOLS SHEATHING STRIPPERS | 332
29202 | 9520320000 | SAK SERIES FEED-THROUGH TERMINAL RATED CROSS-SECTION: 2.5 MM² SCREW CONNECTION | 7
29203 | 9520360000 | SAK SERIES FEED-THROUGH TERMINAL RATED CROSS-SECTION: 4 MM² SCREW CONNECTION | 7
29204 | 9956390000 | PRINTED CIRCUIT BOARD TERMINALS 10.16 MM N OF POLES: 4 90° SOLDER PIN LENGTH (L): 4.5 MM TINNED PEBBLE GREY CLAMPING YOKE CONNECTION CLAMPING RANGE MAX. : 16 MM² BOX | 1
29205 | 9956400000 | PRINTED CIRCUIT BOARD TERMINALS 10.16 MM N OF POLES: 5 90° SOLDER PIN LENGTH (L): 4.5 MM TINNED PEBBLE GREY CLAMPING YOKE CONNECTION CLAMPING RANGE MAX. : 16 MM² BOX | 1
29206 | 9956410000 | PRINTED CIRCUIT BOARD TERMINALS 10.16 MM N OF POLES: 6 90° SOLDER PIN LENGTH (L): 4.5 MM TINNED PEBBLE GREY CLAMPING YOKE CONNECTION CLAMPING RANGE MAX. : 16 MM² BOX | 1
29207 | 9956420000 | PRINTED CIRCUIT BOARD TERMINALS 10.16 MM N OF POLES: 7 90° SOLDER PIN LENGTH (L): 4.5 MM TINNED PEBBLE GREY CLAMPING YOKE CONNECTION CLAMPING RANGE MAX. : 16 MM² BOX | 1
29208 | 9956430000 | PRINTED CIRCUIT BOARD TERMINALS 10.16 MM N OF POLES: 8 90° SOLDER PIN LENGTH (L): 4.5 MM TINNED PEBBLE GREY CLAMPING YOKE CONNECTION CLAMPING RANGE MAX. : 16 MM² BOX | 1
29209 | 9956450000 | PRINTED CIRCUIT BOARD TERMINALS 10.16 MM N OF POLES: 10 90° SOLDER PIN LENGTH (L): 4.5 MM TINNED PEBBLE GREY CLAMPING YOKE CONNECTION CLAMPING RANGE MAX. : 16 MM² BOX | 1
29210 | 105420000 | SAK SERIES TEST-DISCONNECT TERMINAL RATED CROSS-SECTION: 6 MM² SCREW CONNECTION MEDIUM DIRECT MOUNTING | 7
29211 | 105620000 | SAK SERIES TEST-DISCONNECT TERMINAL RATED CROSS-SECTION: 6 MM² SCREW CONNECTION MEDIUM DIRECT MOUNTING | 7
29212 | 105820000 | SAK SERIES FEED-THROUGH TERMINAL RATED CROSS-SECTION: 6 MM² SCREW CONNECTION MEDIUM DIRECT MOUNTING | 7
29213 | 105920000 | SAK SERIES TEST-DISCONNECT TERMINAL RATED CROSS-SECTION: 6 MM² SCREW CONNECTION MEDIUM DIRECT MOUNTING | 7
29214 | 106020000 | SAK SERIES TEST-DISCONNECT TERMINAL RATED CROSS-SECTION: 6 MM² SCREW CONNECTION MEDIUM DIRECT MOUNTING | 7
29215 | 134120000 | SAK SERIES TEST-DISCONNECT TERMINAL RATED CROSS-SECTION: 10 MM² SCREW CONNECTION MEDIUM DIRECT MOUNTING | 7
29216 | 139160000 | SAK SERIES FEED-THROUGH TERMINAL RATED CROSS-SECTION: 70 MM² SCREW CONNECTION | 7
29217 | 172160000 | SAK SERIES TEST-DISCONNECT TERMINAL RATED CROSS-SECTION: 4 MM² SCREW CONNECTION DIRECT MOUNTING | 7
29218 | 172180000 | SAK SERIES TEST-DISCONNECT TERMINAL RATED CROSS-SECTION: 4 MM² SCREW CONNECTION DIRECT MOUNTING | 7
29219 | 183360000 | SAK SERIES TEST-DISCONNECT TERMINAL RATED CROSS-SECTION: 4 MM² SCREW CONNECTION DIRECT MOUNTING | 7
29220 | 183380000 | SAK SERIES TEST-DISCONNECT TERMINAL RATED CROSS-SECTION: 4 MM² SCREW CONNECTION DIRECT MOUNTING | 7
29221 | 185760000 | SAK SERIES TEST-DISCONNECT TERMINAL RATED CROSS-SECTION: 4 MM² SCREW CONNECTION DIRECT MOUNTING | 7
29222 | 195620000 | SAK SERIES FEED-THROUGH TERMINAL RATED CROSS-SECTION: 6 MM² SCREW CONNECTION MEDIUM DIRECT MOUNTING | 7
29223 | 222760000 | SAK SERIES FUSE TERMINAL RATED CROSS-SECTION: 4 MM² SCREW CONNECTION DIRECT MOUNTING | 7
29224 | 222860000 | SAK SERIES FUSE TERMINAL RATED CROSS-SECTION: 4 MM² SCREW CONNECTION DIRECT MOUNTING | 7
29225 | 225360000 | SAK SERIES FUSE TERMINAL RATED CROSS-SECTION: 4 MM² SCREW CONNECTION DIRECT MOUNTING | 7
29226 | 225560000 | SAK SERIES FUSE TERMINAL RATED CROSS-SECTION: 4 MM² SCREW CONNECTION | 7
29227 | 225660000 | SAK SERIES FUSE TERMINAL RATED CROSS-SECTION: 4 MM² SCREW CONNECTION | 7
29228 | 225760000 | SAK SERIES FUSE TERMINAL RATED CROSS-SECTION: 4 MM² SCREW CONNECTION | 7
29229 | 225820000 | SAK SERIES FUSE TERMINAL RATED CROSS-SECTION: 10 MM² SCREW CONNECTION MEDIUM DIRECT MOUNTING | 7
29230 | 259920000 | SAK SERIES FEED-THROUGH TERMINAL RATED CROSS-SECTION: 10 MM² SCREW CONNECTION | 7
29231 | 268860000 | SAK SERIES FEED-THROUGH TERMINAL RATED CROSS-SECTION: 2.5 MM² SCREW CONNECTION DIRECT MOUNTING | 7
29232 | 268880000 | SAK SERIES FEED-THROUGH TERMINAL RATED CROSS-SECTION: 2.5 MM² SCREW CONNECTION | 7
29233 | 269120000 | SAK SERIES TEST-DISCONNECT TERMINAL RATED CROSS-SECTION: 6 MM² SCREW CONNECTION MEDIUM DIRECT MOUNTING | 7
29234 | 269320000 | SAK SERIES TEST-DISCONNECT TERMINAL RATED CROSS-SECTION: 6 MM² SCREW CONNECTION MEDIUM DIRECT MOUNTING | 7
29235 | 299960000 | SAK SERIES TEST-DISCONNECT TERMINAL RATED CROSS-SECTION: 4 MM² SCREW CONNECTION DIRECT MOUNTING | 7
29236 | 324020000 | SAK SERIES TEST-DISCONNECT TERMINAL RATED CROSS-SECTION: 10 MM² SCREW CONNECTION RAIL | 7
29237 | 324120000 | SAK SERIES TEST-DISCONNECT TERMINAL RATED CROSS-SECTION: 10 MM² SCREW CONNECTION MEDIUM RAIL | 7
29238 | 327960000 | SAK SERIES TEST-DISCONNECT TERMINAL RATED CROSS-SECTION: 4 MM² SCREW CONNECTION DIRECT MOUNTING | 7
29239 | 330620000 | SAK SERIES TEST-DISCONNECT TERMINAL RATED CROSS-SECTION: 6 MM² SCREW CONNECTION MEDIUM DIRECT MOUNTING | 7
29240 | 340620000 | SAK SERIES TEST-DISCONNECT TERMINAL RATED CROSS-SECTION: 4 MM² SCREW CONNECTION MEDIUM RAIL | 7
29241 | 340720000 | SAK SERIES TEST-DISCONNECT TERMINAL RATED CROSS-SECTION: 4 MM² SCREW CONNECTION MEDIUM RAIL | 7
29242 | 357520000 | SAK SERIES TEST-DISCONNECT TERMINAL RATED CROSS-SECTION: 4 MM² SCREW CONNECTION MEDIUM DIRECT MOUNTING | 7
29243 | 357560000 | SAK SERIES TEST-DISCONNECT TERMINAL RATED CROSS-SECTION: 4 MM² SCREW CONNECTION DARK DIRECT MOUNTING | 7
29244 | 357620000 | SAK SERIES TEST-DISCONNECT TERMINAL RATED CROSS-SECTION: 4 MM² SCREW CONNECTION MEDIUM DIRECT MOUNTING | 7
29245 | 363660000 | SAK SERIES FEED-THROUGH TERMINAL DOUBLE-TIER TERMINAL RATED CROSS-SECTION: 4 MM² SCREW CONNECTION | 7
29246 | 363680000 | SAK SERIES FEED-THROUGH TERMINAL DOUBLE-TIER TERMINAL RATED CROSS-SECTION: 4 MM² SCREW CONNECTION | 7
29247 | 380460000 | SAK SERIES FEED-THROUGH TERMINAL RATED CROSS-SECTION: 2.5 MM² SCREW CONNECTION DIRECT MOUNTING | 7
29248 | 380480000 | SAK SERIES FEED-THROUGH TERMINAL RATED CROSS-SECTION: 2.5 MM² SCREW CONNECTION | 7
29249 | 380560000 | SAK SERIES FEED-THROUGH TERMINAL RATED CROSS-SECTION: 6 MM² SCREW CONNECTION | 7
29250 | 380580000 | SAK SERIES FEED-THROUGH TERMINAL RATED CROSS-SECTION: 6 MM² SCREW CONNECTION | 7
29251 | 380660000 | SAK SERIES FEED-THROUGH TERMINAL RATED CROSS-SECTION: 16 MM² SCREW CONNECTION | 7
29252 | 380680000 | SAK SERIES FEED-THROUGH TERMINAL RATED CROSS-SECTION: 16 MM² SCREW CONNECTION | 7
29253 | 380760000 | SAK SERIES FEED-THROUGH TERMINAL RATED CROSS-SECTION: 35 MM² SCREW CONNECTION | 7
29254 | 380780000 | SAK SERIES FEED-THROUGH TERMINAL RATED CROSS-SECTION: 35 MM² SCREW CONNECTION | 7
29255 | 407900000 | SCREWDRIVER SOCKET WRENCHES | 682
29256 | 412160000 | SAK SERIES TEST-DISCONNECT TERMINAL RATED CROSS-SECTION: 4 MM² SCREW CONNECTION DIRECT MOUNTING | 7
29257 | 412180000 | SAK SERIES TEST-DISCONNECT TERMINAL RATED CROSS-SECTION: 4 MM² SCREW CONNECTION DIRECT MOUNTING | 7
29258 | 412260000 | SAK SERIES TEST-DISCONNECT TERMINAL RATED CROSS-SECTION: 4 MM² SCREW CONNECTION DIRECT MOUNTING | 7
29259 | 412280000 | SAK SERIES TEST-DISCONNECT TERMINAL RATED CROSS-SECTION: 4 MM² SCREW CONNECTION DIRECT MOUNTING | 7
29260 | 412960000 | FEED-THROUGH TERMINAL SCREW CONNECTION 4 MM² 1000 V 32 A DARK | 10
29261 | 413060000 | SAK SERIES TEST-DISCONNECT TERMINAL RATED CROSS-SECTION: 4 MM² SCREW CONNECTION DIRECT MOUNTING | 7
29262 | 437920000 | SAK SERIES TEST-DISCONNECT TERMINAL RATED CROSS-SECTION: 6 MM² SCREW CONNECTION MEDIUM DIRECT MOUNTING | 7
29263 | 443660000 | SAK SERIES FEED-THROUGH TERMINAL RATED CROSS-SECTION: 4 MM² SCREW CONNECTION DIRECT MOUNTING | 7
29264 | 443680000 | SAK SERIES FEED-THROUGH TERMINAL RATED CROSS-SECTION: 4 MM² SCREW CONNECTION DIRECT MOUNTING | 7
29265 | 443760000 | SAK SERIES FEED-THROUGH TERMINAL RATED CROSS-SECTION: 10 MM² SCREW CONNECTION | 7
29266 | 443780000 | SAK SERIES FEED-THROUGH TERMINAL RATED CROSS-SECTION: 10 MM² SCREW CONNECTION | 7
29267 | 448360000 | BOLT-TYPE SCREW TERMINALS FEED-THROUGH TERMINAL RATED CROSS-SECTION: 16 MM² SCREW CONNECTION | 7
29268 | 485100000 | SCREWDRIVER SOCKET WRENCHES | 682
29269 | 497560000 | SAK SERIES FEED-THROUGH TERMINAL RATED CROSS-SECTION: 4 MM² SCREW CONNECTION DIRECT MOUNTING | 7
29270 | 527660000 | SAK SERIES FEED-THROUGH TERMINAL DOUBLE-TIER TERMINAL RATED CROSS-SECTION: 4 MM² SCREW CONNECTION | 7
29271 | 527680000 | SAK SERIES FEED-THROUGH TERMINAL DOUBLE-TIER TERMINAL RATED CROSS-SECTION: 4 MM² SCREW CONNECTION | 7
29272 | 582460000 | SAK SERIES FEED-THROUGH TERMINAL RATED CROSS-SECTION: 35 MM² SCREW CONNECTION | 7
29273 | 590160000 | SAK SERIES FEED-THROUGH TERMINAL DOUBLE-TIER TERMINAL RATED CROSS-SECTION: 4 MM² SCREW CONNECTION | 7
29274 | 590180000 | SAK SERIES FEED-THROUGH TERMINAL DOUBLE-TIER TERMINAL RATED CROSS-SECTION: 4 MM² SCREW CONNECTION | 7
29275 | 608260000 | SAK SERIES FEED-THROUGH TERMINAL RATED CROSS-SECTION: 35 MM² SCREW CONNECTION | 7
29276 | 608360000 | SAK SERIES FEED-THROUGH TERMINAL RATED CROSS-SECTION: 35 MM² SCREW CONNECTION | 7
29277 | 636620000 | SAK SERIES FEED-THROUGH TERMINAL RATED CROSS-SECTION: 70 MM² SCREW CONNECTION MEDIUM | 7
29278 | 637120000 | SAK SERIES FEED-THROUGH TERMINAL RATED CROSS-SECTION: 50 MM² SCREW CONNECTION MEDIUM | 7
29279 | 637320000 | SAK SERIES FEED-THROUGH TERMINAL RATED CROSS-SECTION: 50 MM² SCREW CONNECTION MEDIUM | 7
29280 | 637420000 | SAK SERIES FEED-THROUGH TERMINAL RATED CROSS-SECTION: 50 MM² SCREW CONNECTION MEDIUM | 7
29281 | 637720000 | SAK SERIES FEED-THROUGH TERMINAL RATED CROSS-SECTION: 95 MM² SCREW CONNECTION MEDIUM DIRECT MOUNTING | 7
29282 | 637820000 | SAK SERIES FEED-THROUGH TERMINAL RATED CROSS-SECTION: 95 MM² SCREW CONNECTION MEDIUM DIRECT MOUNTING | 7
29283 | 637920000 | SAK SERIES FEED-THROUGH TERMINAL RATED CROSS-SECTION: 150 MM² SCREW CONNECTION MEDIUM DIRECT MOUNTING | 7
29284 | 638020000 | SAK SERIES FEED-THROUGH TERMINAL RATED CROSS-SECTION: 150 MM² SCREW CONNECTION MEDIUM DIRECT MOUNTING | 7
29285 | 638120000 | SAK SERIES FEED-THROUGH TERMINAL RATED CROSS-SECTION: 240 MM² SCREW CONNECTION MEDIUM DIRECT MOUNTING | 7
29286 | 643460000 | SAK SERIES COMPONENT TERMINAL RATED CROSS-SECTION: 4 MM² SCREW CONNECTION | 7
29287 | 670760000 | SAK SERIES TEST-DISCONNECT TERMINAL DOUBLE-TIER TERMINAL RATED CROSS-SECTION: 4 MM² SCREW CONNECTION DIRECT MOUNTING | 7
29288 | 687360000 | SAK SERIES TEST-DISCONNECT TERMINAL DOUBLE-TIER TERMINAL RATED CROSS-SECTION: 4 MM² SCREW CONNECTION DIRECT MOUNTING | 7
29289 | 687460000 | W TERMINAL WITH SPECIAL CONNECTION DISCONNECT AND MODULAR DISCONNECT TERMINAL RATED CROSS-SECTION: 4 MM² SCREW CONNECTION PA 66 DIRECT MOUNTING | 942
29290 | 1000010001 | W-SERIES TEST-DISCONNECT TERMINAL RATED CROSS-SECTION: 4 MM² SCREW CONNECTION | 7
29291 | 1001360000 | PRINTED CIRCUIT BOARD TERMINALS 5.08 MM N OF POLES: 40 135° SOLDER PIN LENGTH (L): 3.5 MM TENSION-CLAMP CONNECTION CLAMPING RANGE MAX. : 2.5 MM² BOX | 1
29292 | 1003280000 | PCB PLUG-IN CONNECTOR PE CONTACT FOR MCZ ACCESSORIES | 869
29293 | 1007810000 | Z-SERIES PLUG-IN CONNECTOR DIRECT MOUNTING | 18
29294 | 1007830000 | Z-SERIES PLUG-IN CONNECTOR DIRECT MOUNTING | 18
29295 | 1007870000 | Z-SERIES PLUG-IN CONNECTOR DIRECT MOUNTING | 18
29296 | 1007880000 | Z-SERIES PLUG-IN CONNECTOR DIRECT MOUNTING | 18
29297 | 1007900000 | Z-SERIES PLUG-IN CONNECTOR DIRECT MOUNTING | 18
29298 | 1007920000 | Z-SERIES PLUG-IN CONNECTOR DIRECT MOUNTING | 18
29299 | 1007930000 | Z-SERIES PLUG-IN CONNECTOR DIRECT MOUNTING | 18
29300 | 1007950000 | Z-SERIES PLUG-IN CONNECTOR DIRECT MOUNTING | 18
29301 | 1007960000 | Z-SERIES PLUG-IN CONNECTOR DIRECT MOUNTING | 18
29302 | 1007970000 | Z-SERIES PLUG-IN CONNECTOR DIRECT MOUNTING | 18
29303 | 1007980000 | Z-SERIES PLUG-IN CONNECTOR DIRECT MOUNTING | 18
29304 | 1009060000 | Z-SERIES PLUG-IN CONNECTOR DIRECT MOUNTING | 18
29305 | 1009070000 | Z-SERIES PLUG-IN CONNECTOR DIRECT MOUNTING | 18
29306 | 1011000000 | W-SERIES FUSE TERMINAL RATED CROSS-SECTION: 6 MM² SCREW CONNECTION | 7
29307 | 1011060000 | W-SERIES FUSE TERMINAL RATED CROSS-SECTION: 6 MM² SCREW CONNECTION | 7
29308 | 1011080000 | W-SERIES FUSE TERMINAL RATED CROSS-SECTION: 6 MM² SCREW CONNECTION | 7
29309 | 1011300000 | W-SERIES FUSE TERMINAL RATED CROSS-SECTION: 6 MM² SCREW CONNECTION | 7
29310 | 1011510000 | FEED-THROUGH TERMINAL PUSH IN 4 MM² 800 V 32 A | 15
29311 | 1011520000 | FEED-THROUGH TERMINAL PUSH IN 4 MM² 800 V 32 A | 15
29312 | 1012100000 | W-SERIES FUSE TERMINAL RATED CROSS-SECTION: 6 MM² SCREW CONNECTION | 7
29313 | 1012200000 | W-SERIES FUSE TERMINAL RATED CROSS-SECTION: 6 MM² SCREW CONNECTION | 7
29314 | 1012300000 | W-SERIES FUSE TERMINAL RATED CROSS-SECTION: 6 MM² SCREW CONNECTION | 7
29315 | 1012400000 | W-SERIES FUSE TERMINAL RATED CROSS-SECTION: 6 MM² SCREW CONNECTION | 7
29316 | 1014000000 | W-SERIES FUSE TERMINAL RATED CROSS-SECTION: 6 MM² SCREW CONNECTION | 7
29317 | 1014100000 | W-SERIES FUSE TERMINAL RATED CROSS-SECTION: 6 MM² SCREW CONNECTION | 7
29318 | 1014200000 | W-SERIES FUSE TERMINAL RATED CROSS-SECTION: 6 MM² SCREW CONNECTION | 7
29319 | 1014300000 | W-SERIES FUSE TERMINAL RATED CROSS-SECTION: 6 MM² SCREW CONNECTION | 7
29320 | 1014400000 | W-SERIES FUSE TERMINAL RATED CROSS-SECTION: 6 MM² SCREW CONNECTION | 7
29321 | 1016700000 | TEST-DISCONNECT TERMINAL SCREW CONNECTION 6 MM² 630 V 41 A SLIDING DARK | 36
29322 | 1016780000 | TEST-DISCONNECT TERMINAL SCREW CONNECTION 6 MM² 630 V 41 A SLIDING | 36
29323 | 1016900000 | TEST-DISCONNECT TERMINAL SCREW CONNECTION 6 MM² 630 V 41 A SLIDING DARK | 36
29324 | 1017000000 | TEST-DISCONNECT TERMINAL SCREW CONNECTION 6 MM² 630 V 41 A SLIDING DARK | 36
29325 | 1017100000 | FEED-THROUGH TERMINAL SCREW CONNECTION 6 MM² 630 V 41 A WITHOUT DARK | 10
29326 | 1017700000 | TEST-DISCONNECT TERMINAL SCREW CONNECTION 6 MM² 500 V 41 A SLIDING DARK | 36
29327 | 1017900000 | TEST-DISCONNECT TERMINAL SCREW CONNECTION 6 MM² 500 V 41 A WITHOUT DARK | 36
29328 | 1018100000 | TEST-DISCONNECT TERMINAL SCREW CONNECTION 6 MM² 500 V 41 A WITHOUT DARK | 36
29329 | 1018400000 | W-SERIES FUSE TERMINAL RATED CROSS-SECTION: 6 MM² SCREW CONNECTION | 7
29330 | 1018600000 | TEST-DISCONNECT TERMINAL SCREW CONNECTION 6 MM² 500 V 41 A SLIDING DARK | 36
29331 | 1018640000 | TEST-DISCONNECT TERMINAL SCREW CONNECTION 6 MM² 500 V 41 A SLIDING BROWN | 36
29332 | 1018800000 | TEST-DISCONNECT TERMINAL SCREW CONNECTION 6 MM² 500 V 41 A SLIDING DARK | 36
29333 | 1019670000 | TEST-DISCONNECT TERMINAL SCREW CONNECTION 6 MM² 630 V 41 A SLIDING | 36
29334 | 1019680000 | TEST-DISCONNECT TERMINAL SCREW CONNECTION 6 MM² 630 V 41 A SLIDING | 36
29335 | 1019690000 | TEST-DISCONNECT TERMINAL SCREW CONNECTION 6 MM² 630 V 41 A SLIDING GREY | 36
29336 | 1019710000 | TEST-DISCONNECT TERMINAL SCREW CONNECTION 6 MM² 630 V 41 A SLIDING | 36
29337 | 1019730000 | FEED-THROUGH TERMINAL SCREW CONNECTION 6 MM² 630 V 41 A WITHOUT GREY | 10
29338 | 1025680000 | DEKAFIX TERMINAL MARKER 5 X 30 MM WEIDMUELLER TO CUSTOMER SPECIFICATION | 49
29339 | 1028200000 | W-SERIES FUSE TERMINAL RATED CROSS-SECTION: 6 MM² SCREW CONNECTION | 7
29340 | 1038860000 | ESG DEVICE MARKERS X 13.5 MM PA 66 COLOUR: TO CUSTOMER SPECIFICATION | 92
29341 | 1039900000 | TEST-DISCONNECT TERMINAL SCREW CONNECTION 2.5 MM² 400 V 16 A PIVOTING DARK | 36
29342 | 1039980000 | TEST-DISCONNECT TERMINAL SCREW CONNECTION 2.5 MM² 400 V 16 A PIVOTING | 36
29343 | 1045970000 | TEST-DISCONNECT TERMINAL SCREW CONNECTION 35 MM² 24 V 125 A SLIDING DARK | 36
29344 | 1048220000 | TEST-DISCONNECT TERMINAL SCREW CONNECTION 2.5 MM² 500 V 24 A PIVOTING GREY | 36
29345 | 1048240000 | TEST-DISCONNECT TERMINAL SCREW CONNECTION 2.5 MM² 500 V 24 A PIVOTING | 36
29346 | 1051910000 | Z-SERIES PLUG-IN CONNECTOR DIRECT MOUNTING | 18
29347 | 1051940000 | Z-SERIES PLUG-IN CONNECTOR DIRECT MOUNTING | 18
29348 | 1051950000 | Z-SERIES PLUG-IN CONNECTOR DIRECT MOUNTING | 18
29349 | 1051970000 | Z-SERIES PLUG-IN CONNECTOR DIRECT MOUNTING | 18
29350 | 1051980000 | Z-SERIES PLUG-IN CONNECTOR DIRECT MOUNTING | 18
29351 | 1057350000 | PRINTED CIRCUIT BOARD TERMINALS 5.08 MM N OF POLES: 60 135° SOLDER PIN LENGTH (L): 3.5 MM ORANGE TENSION-CLAMP CONNECTION CLAMPING RANGE MAX. : 2.5 MM² BOX | 1
29352 | 1060370000 | TEST-DISCONNECT TERMINAL SCREW CONNECTION 6 MM² 500 V 41 A SLIDING DARK | 36
29353 | 1062120000 | TEST-DISCONNECT TERMINAL SCREW CONNECTION 6 MM² 500 V 41 A SLIDING DARK | 36
29354 | 1062130000 | TEST-DISCONNECT TERMINAL SCREW CONNECTION 6 MM² 500 V 41 A SLIDING DARK | 36
29355 | 1062290000 | TEST-DISCONNECT TERMINAL SCREW CONNECTION 2.5 MM² 500 V 24 A PIVOTING | 36
29356 | 1062520000 | TEST-DISCONNECT TERMINAL SCREW CONNECTION 6 MM² 630 V 41 A SLIDING | 36
29357 | 1063140000 | PCB PLUG-IN CONNECTOR CONNECTION ELEMENT RIGHT MALE HEADER OPEN SIDE THT/THR SOLDER CONNECTION 5.00 MM N OF POLES: 3 90° SOLDER PIN LENGTH (L): 1.5 MM TINNED BOX | 0
29358 | 1063150000 | PCB PLUG-IN CONNECTOR CONNECTION ELEMENT RIGHT MALE HEADER OPEN SIDE THT/THR SOLDER CONNECTION 5.00 MM N OF POLES: 4 90° SOLDER PIN LENGTH (L): 1.5 MM TINNED BOX | 0
29359 | 1063210000 | PCB PLUG-IN CONNECTOR CONNECTION ELEMENT LEFT MALE HEADER OPEN SIDE THT/THR SOLDER CONNECTION 5.00 MM N OF POLES: 3 90° SOLDER PIN LENGTH (L): 1.5 MM TINNED BOX | 0
29360 | 1063220000 | PCB PLUG-IN CONNECTOR CONNECTION ELEMENT LEFT MALE HEADER OPEN SIDE THT/THR SOLDER CONNECTION 5.00 MM N OF POLES: 4 90° SOLDER PIN LENGTH (L): 1.5 MM TINNED BOX | 0
29361 | 1272420000 | SAK SERIES TEST-DISCONNECT TERMINAL RATED CROSS-SECTION: 4 MM² SCREW CONNECTION MEDIUM DIRECT MOUNTING | 7
29362 | 1272520000 | SAK SERIES TEST-DISCONNECT TERMINAL RATED CROSS-SECTION: 4 MM² SCREW CONNECTION MEDIUM DIRECT MOUNTING | 7
29363 | 1284060000 | SAK SERIES THERMOCOUPLE TERMINAL RATED CROSS-SECTION: 4 MM² SCREW CONNECTION DIRECT MOUNTING | 7
29364 | 1284160000 | SAK SERIES THERMOCOUPLE TERMINAL RATED CROSS-SECTION: 4 MM² SCREW CONNECTION DIRECT MOUNTING | 7
29365 | 1285660000 | SAK SERIES THERMOCOUPLE TERMINAL RATED CROSS-SECTION: 4 MM² SCREW CONNECTION DIRECT MOUNTING | 7
29366 | 1289920000 | SAK SERIES TEST-DISCONNECT TERMINAL RATED CROSS-SECTION: 4 MM² SCREW CONNECTION MEDIUM DIRECT MOUNTING | 7
29367 | 1304860000 | SAK SERIES TEST-DISCONNECT TERMINAL DOUBLE-TIER TERMINAL RATED CROSS-SECTION: 4 MM² SCREW CONNECTION DIRECT MOUNTING | 7
29368 | 1304960000 | SAK SERIES TEST-DISCONNECT TERMINAL RATED CROSS-SECTION: 4 MM² SCREW CONNECTION DIRECT MOUNTING | 7
29369 | 1308260000 | SAK SERIES TEST-DISCONNECT TERMINAL RATED CROSS-SECTION: 4 MM² SCREW CONNECTION | 7
29370 | 1323660000 | SAK SERIES FEED-THROUGH TERMINAL RATED CROSS-SECTION: 4 MM² SCREW CONNECTION | 7
29371 | 1338260000 | SAK SERIES THERMOCOUPLE TERMINAL DOUBLE-TIER TERMINAL RATED CROSS-SECTION: 4 MM² SCREW CONNECTION DIRECT MOUNTING | 7
29372 | 1404520000 | SAK SERIES TEST-DISCONNECT TERMINAL RATED CROSS-SECTION: 10 MM² SCREW CONNECTION MEDIUM DIRECT MOUNTING | 7
29373 | 1404620000 | SAK SERIES TEST-DISCONNECT TERMINAL RATED CROSS-SECTION: 10 MM² SCREW CONNECTION MEDIUM DIRECT MOUNTING | 7
29374 | 1592810000 | CLAMPING YOKE CLAMPING YOKE STEEL | 158
29375 | 1594420000 | PRINTED CIRCUIT BOARD TERMINALS 7.50 MM N OF POLES: 2 90° SOLDER PIN LENGTH (L): 3.2 MM TINNED ORANGE CLAMPING YOKE CONNECTION CLAMPING RANGE MAX. : 6 MM² BOX | 1
29376 | 1594430000 | PRINTED CIRCUIT BOARD TERMINALS 7.50 MM N OF POLES: 3 90° SOLDER PIN LENGTH (L): 3.2 MM TINNED ORANGE CLAMPING YOKE CONNECTION CLAMPING RANGE MAX. : 6 MM² BOX | 1
29377 | 1594440000 | PRINTED CIRCUIT BOARD TERMINALS 7.50 MM N OF POLES: 2 90° SOLDER PIN LENGTH (L): 3.2 MM TINNED ORANGE CLAMPING YOKE CONNECTION CLAMPING RANGE MAX. : 6 MM² BOX | 1
29378 | 1594450000 | PRINTED CIRCUIT BOARD TERMINALS 7.50 MM N OF POLES: 3 90° SOLDER PIN LENGTH (L): 3.2 MM TINNED ORANGE CLAMPING YOKE CONNECTION CLAMPING RANGE MAX. : 6 MM² BOX | 1
29379 | 1594470000 | PRINTED CIRCUIT BOARD TERMINALS 7.62 MM N OF POLES: 3 90° SOLDER PIN LENGTH (L): 3.2 MM TINNED ORANGE CLAMPING YOKE CONNECTION CLAMPING RANGE MAX. : 6 MM² BOX | 1
29380 | 1594480000 | PRINTED CIRCUIT BOARD TERMINALS 7.62 MM N OF POLES: 2 90° SOLDER PIN LENGTH (L): 3.2 MM TINNED ORANGE CLAMPING YOKE CONNECTION CLAMPING RANGE MAX. : 6 MM² BOX | 1
29381 | 1594490000 | PRINTED CIRCUIT BOARD TERMINALS 7.62 MM N OF POLES: 3 90° SOLDER PIN LENGTH (L): 3.2 MM TINNED ORANGE CLAMPING YOKE CONNECTION CLAMPING RANGE MAX. : 6 MM² BOX | 1
29382 | 1594620000 | PRINTED CIRCUIT BOARD TERMINALS 7.50 MM N OF POLES: 2 90° SOLDER PIN LENGTH (L): 4.5 MM TINNED ORANGE CLAMPING YOKE CONNECTION CLAMPING RANGE MAX. : 6 MM² BOX | 1
29383 | 1594630000 | PRINTED CIRCUIT BOARD TERMINALS 7.50 MM N OF POLES: 3 90° SOLDER PIN LENGTH (L): 4.5 MM TINNED ORANGE CLAMPING YOKE CONNECTION CLAMPING RANGE MAX. : 6 MM² BOX | 1
29384 | 1594650000 | PRINTED CIRCUIT BOARD TERMINALS 7.50 MM N OF POLES: 3 90° SOLDER PIN LENGTH (L): 4.5 MM TINNED ORANGE CLAMPING YOKE CONNECTION CLAMPING RANGE MAX. : 6 MM² BOX | 1
29385 | 1594660000 | PRINTED CIRCUIT BOARD TERMINALS 7.62 MM N OF POLES: 2 90° SOLDER PIN LENGTH (L): 4.5 MM TINNED ORANGE CLAMPING YOKE CONNECTION CLAMPING RANGE MAX. : 6 MM² BOX | 1
29386 | 1594670000 | PRINTED CIRCUIT BOARD TERMINALS 7.62 MM N OF POLES: 3 90° SOLDER PIN LENGTH (L): 4.5 MM TINNED ORANGE CLAMPING YOKE CONNECTION CLAMPING RANGE MAX. : 6 MM² BOX | 1
29387 | 1594690000 | PRINTED CIRCUIT BOARD TERMINALS 7.62 MM N OF POLES: 3 90° SOLDER PIN LENGTH (L): 4.5 MM TINNED ORANGE CLAMPING YOKE CONNECTION CLAMPING RANGE MAX. : 6 MM² BOX | 1
29388 | 1595690000 | PRINTED CIRCUIT BOARD TERMINALS 5.08 MM N OF POLES: 3 135° SOLDER PIN LENGTH (L): 3.2 MM TINNED ORANGE CLAMPING YOKE CONNECTION CLAMPING RANGE MAX. : 6 MM² BOX | 1
29389 | 1595700000 | PRINTED CIRCUIT BOARD TERMINALS 5.08 MM N OF POLES: 3 135° SOLDER PIN LENGTH (L): 4.5 MM TINNED ORANGE CLAMPING YOKE CONNECTION CLAMPING RANGE MAX. : 6 MM² BOX | 1
29390 | 1595710000 | PRINTED CIRCUIT BOARD TERMINALS 5.00 MM N OF POLES: 3 135° SOLDER PIN LENGTH (L): 3.2 MM TINNED ORANGE CLAMPING YOKE CONNECTION CLAMPING RANGE MAX. : 6 MM² BOX | 1
29391 | 1595720000 | PRINTED CIRCUIT BOARD TERMINALS 5.00 MM N OF POLES: 3 135° SOLDER PIN LENGTH (L): 4.5 MM TINNED ORANGE CLAMPING YOKE CONNECTION CLAMPING RANGE MAX. : 6 MM² BOX | 1
29392 | 1595730000 | PRINTED CIRCUIT BOARD TERMINALS 5.08 MM N OF POLES: 2 135° SOLDER PIN LENGTH (L): 3.2 MM TINNED ORANGE CLAMPING YOKE CONNECTION CLAMPING RANGE MAX. : 6 MM² BOX | 1
29393 | 1595740000 | PRINTED CIRCUIT BOARD TERMINALS 5.08 MM N OF POLES: 2 135° SOLDER PIN LENGTH (L): 4.5 MM TINNED ORANGE CLAMPING YOKE CONNECTION CLAMPING RANGE MAX. : 6 MM² BOX | 1
29394 | 1595750000 | PRINTED CIRCUIT BOARD TERMINALS 5.00 MM N OF POLES: 2 135° SOLDER PIN LENGTH (L): 3.2 MM TINNED ORANGE CLAMPING YOKE CONNECTION CLAMPING RANGE MAX. : 6 MM² BOX | 1
29395 | 1595760000 | PRINTED CIRCUIT BOARD TERMINALS 5.00 MM N OF POLES: 2 135° SOLDER PIN LENGTH (L): 4.5 MM TINNED ORANGE CLAMPING YOKE CONNECTION CLAMPING RANGE MAX. : 6 MM² BOX | 1
29396 | 1597510000 | PCB PLUG-IN CONNECTOR ACCESSORIES FLOOD-LIGHT DISPLAY TRANSPARENT N OF POLES: 1 | 176
29397 | 1597520000 | PCB PLUG-IN CONNECTOR ACCESSORIES FLOOD-LIGHT DISPLAY TRANSPARENT N OF POLES: 1 | 176
29398 | 1597530000 | PCB PLUG-IN CONNECTOR ACCESSORIES FLOOD-LIGHT DISPLAY TRANSPARENT N OF POLES: 1 | 176
29399 | 1597630000 | PCB PLUG-IN CONNECTOR ACCESSORIES FLOOD-LIGHT DISPLAY TRANSPARENT N OF POLES: 1 | 176
29400 | 1597640000 | PCB PLUG-IN CONNECTOR ACCESSORIES FLOOD-LIGHT DISPLAY TRANSPARENT N OF POLES: 1 | 176
29401 | 1597650000 | PCB PLUG-IN CONNECTOR ACCESSORIES FLOOD-LIGHT DISPLAY TRANSPARENT N OF POLES: 1 | 176
29402 | 1600480000 | CLAMPING YOKE CLAMPING YOKE STEEL | 158
29403 | 1600490000 | CLAMPING YOKE CLAMPING YOKE STEEL | 158
29404 | 1610100000 | PCB PLUG-IN CONNECTOR ACCESSORIES CODING ELEMENT N OF POLES: 1 | 27
29405 | 1611950000 | PCB PLUG-IN CONNECTOR MALE PLUG 7.00 MM N OF POLES: 2 180° CLAMPING YOKE CONNECTION CLAMPING RANGE MAX. : 4 MM² BOX | 1
29406 | 1611960000 | PCB PLUG-IN CONNECTOR FEMALE PLUG 7.00 MM N OF POLES: 2 180° CLAMPING YOKE CONNECTION CLAMPING RANGE MAX. : 4 MM² BOX | 1
29407 | 1611980000 | PCB PLUG-IN CONNECTOR MALE PLUG 7.00 MM N OF POLES: 3 180° CLAMPING YOKE CONNECTION CLAMPING RANGE MAX. : 4 MM² BOX | 1
29408 | 1611990000 | PCB PLUG-IN CONNECTOR FEMALE PLUG 7.00 MM N OF POLES: 3 180° CLAMPING YOKE CONNECTION CLAMPING RANGE MAX. : 4 MM² BOX | 1
29409 | 1612010000 | PCB PLUG-IN CONNECTOR MALE PLUG 7.00 MM N OF POLES: 4 180° CLAMPING YOKE CONNECTION CLAMPING RANGE MAX. : 4 MM² BOX | 1
29410 | 1612020000 | PCB PLUG-IN CONNECTOR FEMALE PLUG 7.00 MM N OF POLES: 4 180° CLAMPING YOKE CONNECTION CLAMPING RANGE MAX. : 4 MM² BOX | 1
29411 | 1612040000 | PCB PLUG-IN CONNECTOR MALE PLUG 7.00 MM N OF POLES: 5 180° CLAMPING YOKE CONNECTION CLAMPING RANGE MAX. : 4 MM² BOX | 1
29412 | 1612050000 | PCB PLUG-IN CONNECTOR FEMALE PLUG 7.00 MM N OF POLES: 5 180° CLAMPING YOKE CONNECTION CLAMPING RANGE MAX. : 4 MM² BOX | 1
29413 | 1612070000 | PCB PLUG-IN CONNECTOR MALE PLUG 7.00 MM N OF POLES: 6 180° CLAMPING YOKE CONNECTION CLAMPING RANGE MAX. : 4 MM² BOX | 1
29414 | 1612080000 | PCB PLUG-IN CONNECTOR FEMALE PLUG 7.00 MM N OF POLES: 6 180° CLAMPING YOKE CONNECTION CLAMPING RANGE MAX. : 4 MM² BOX | 1
29415 | 1612100000 | PCB PLUG-IN CONNECTOR MALE PLUG 7.00 MM N OF POLES: 7 180° CLAMPING YOKE CONNECTION CLAMPING RANGE MAX. : 4 MM² BOX | 1
29416 | 1612110000 | PCB PLUG-IN CONNECTOR FEMALE PLUG 7.00 MM N OF POLES: 7 180° CLAMPING YOKE CONNECTION CLAMPING RANGE MAX. : 4 MM² BOX | 1
29417 | 1612130000 | PCB PLUG-IN CONNECTOR MALE PLUG 7.00 MM N OF POLES: 8 180° CLAMPING YOKE CONNECTION CLAMPING RANGE MAX. : 4 MM² BOX | 1
29418 | 1612140000 | PCB PLUG-IN CONNECTOR FEMALE PLUG 7.00 MM N OF POLES: 8 180° CLAMPING YOKE CONNECTION CLAMPING RANGE MAX. : 4 MM² BOX | 1
29419 | 1612160000 | PCB PLUG-IN CONNECTOR MALE PLUG 7.00 MM N OF POLES: 9 180° CLAMPING YOKE CONNECTION CLAMPING RANGE MAX. : 4 MM² BOX | 1
29420 | 1612170000 | PCB PLUG-IN CONNECTOR FEMALE PLUG 7.00 MM N OF POLES: 9 180° CLAMPING YOKE CONNECTION CLAMPING RANGE MAX. : 4 MM² BOX | 1
29421 | 1612190000 | PCB PLUG-IN CONNECTOR MALE PLUG 7.00 MM N OF POLES: 10 180° CLAMPING YOKE CONNECTION CLAMPING RANGE MAX. : 4 MM² BOX | 1
29422 | 1612200000 | PCB PLUG-IN CONNECTOR FEMALE PLUG 7.00 MM N OF POLES: 10 180° CLAMPING YOKE CONNECTION CLAMPING RANGE MAX. : 4 MM² BOX | 1
29423 | 1612480000 | PCB PLUG-IN CONNECTOR MALE HEADER FLANGE THT SOLDER CONNECTION 7.00 MM N OF POLES: 2 90° SOLDER PIN LENGTH (L): 3.2 MM -PLATED PEBBLE GREY BOX | 0
29424 | 1612490000 | PCB PLUG-IN CONNECTOR FEMALE HEADER FLANGE THT SOLDER CONNECTION 7.00 MM N OF POLES: 2 90° SOLDER PIN LENGTH (L): 3.2 MM -PLATED PEBBLE GREY BOX | 0
29425 | 1612500000 | PCB PLUG-IN CONNECTOR MALE HEADER FLANGE THT SOLDER CONNECTION 7.00 MM N OF POLES: 3 90° SOLDER PIN LENGTH (L): 3.2 MM -PLATED PEBBLE GREY BOX | 0
29426 | 1612510000 | PCB PLUG-IN CONNECTOR FEMALE HEADER FLANGE THT SOLDER CONNECTION 7.00 MM N OF POLES: 3 90° SOLDER PIN LENGTH (L): 3.2 MM -PLATED PEBBLE GREY BOX | 0
29427 | 1612520000 | PCB PLUG-IN CONNECTOR MALE HEADER FLANGE THT SOLDER CONNECTION 7.00 MM N OF POLES: 4 90° SOLDER PIN LENGTH (L): 3.2 MM -PLATED PEBBLE GREY BOX | 0
29428 | 1612530000 | PCB PLUG-IN CONNECTOR FEMALE HEADER FLANGE THT SOLDER CONNECTION 7.00 MM N OF POLES: 4 90° SOLDER PIN LENGTH (L): 3.2 MM -PLATED PEBBLE GREY BOX | 0
29429 | 1612540000 | PCB PLUG-IN CONNECTOR MALE HEADER FLANGE THT SOLDER CONNECTION 7.00 MM N OF POLES: 5 90° SOLDER PIN LENGTH (L): 3.2 MM -PLATED PEBBLE GREY BOX | 0
29430 | 1612550000 | PCB PLUG-IN CONNECTOR FEMALE HEADER FLANGE THT SOLDER CONNECTION 7.00 MM N OF POLES: 5 90° SOLDER PIN LENGTH (L): 3.2 MM -PLATED PEBBLE GREY BOX | 0
29431 | 1612560000 | PCB PLUG-IN CONNECTOR MALE HEADER FLANGE THT SOLDER CONNECTION 7.00 MM N OF POLES: 6 90° SOLDER PIN LENGTH (L): 3.2 MM -PLATED PEBBLE GREY BOX | 0
29432 | 1612570000 | PCB PLUG-IN CONNECTOR FEMALE HEADER FLANGE THT SOLDER CONNECTION 7.00 MM N OF POLES: 6 90° SOLDER PIN LENGTH (L): 3.2 MM -PLATED PEBBLE GREY BOX | 0
29433 | 1612580000 | PCB PLUG-IN CONNECTOR MALE HEADER FLANGE THT SOLDER CONNECTION 7.00 MM N OF POLES: 7 90° SOLDER PIN LENGTH (L): 3.2 MM -PLATED PEBBLE GREY BOX | 0
29434 | 1612590000 | PCB PLUG-IN CONNECTOR FEMALE HEADER FLANGE THT SOLDER CONNECTION 7.00 MM N OF POLES: 7 90° SOLDER PIN LENGTH (L): 3.2 MM -PLATED PEBBLE GREY BOX | 0
29435 | 1612600000 | PCB PLUG-IN CONNECTOR MALE HEADER FLANGE THT SOLDER CONNECTION 7.00 MM N OF POLES: 8 90° SOLDER PIN LENGTH (L): 3.2 MM -PLATED PEBBLE GREY BOX | 0
29436 | 1612610000 | PCB PLUG-IN CONNECTOR FEMALE HEADER FLANGE THT SOLDER CONNECTION 7.00 MM N OF POLES: 8 90° SOLDER PIN LENGTH (L): 3.2 MM -PLATED PEBBLE GREY BOX | 0
29437 | 1612620000 | PCB PLUG-IN CONNECTOR MALE HEADER FLANGE THT SOLDER CONNECTION 7.00 MM N OF POLES: 9 90° SOLDER PIN LENGTH (L): 3.2 MM -PLATED PEBBLE GREY BOX | 0
29438 | 1612630000 | PCB PLUG-IN CONNECTOR FEMALE HEADER FLANGE THT SOLDER CONNECTION 7.00 MM N OF POLES: 9 90° SOLDER PIN LENGTH (L): 3.2 MM -PLATED PEBBLE GREY BOX | 0
29439 | 1612640000 | PCB PLUG-IN CONNECTOR MALE HEADER FLANGE THT SOLDER CONNECTION 7.00 MM N OF POLES: 10 90° SOLDER PIN LENGTH (L): 3.2 MM -PLATED PEBBLE GREY BOX | 0
29440 | 1612650000 | PCB PLUG-IN CONNECTOR FEMALE HEADER FLANGE THT SOLDER CONNECTION 7.00 MM N OF POLES: 10 90° SOLDER PIN LENGTH (L): 3.2 MM -PLATED PEBBLE GREY BOX | 0
29441 | 1612690000 | PCB PLUG-IN CONNECTOR FEMALE HEADER FLANGE THT SOLDER CONNECTION 7.00 MM N OF POLES: 3 180° SOLDER PIN LENGTH (L): 3.2 MM -PLATED PEBBLE GREY BOX | 0
29442 | 1612710000 | PCB PLUG-IN CONNECTOR FEMALE HEADER FLANGE THT SOLDER CONNECTION 7.00 MM N OF POLES: 4 180° SOLDER PIN LENGTH (L): 3.2 MM -PLATED PEBBLE GREY BOX | 0
29443 | 1612730000 | PCB PLUG-IN CONNECTOR FEMALE HEADER FLANGE THT SOLDER CONNECTION 7.00 MM N OF POLES: 5 180° SOLDER PIN LENGTH (L): 3.2 MM -PLATED PEBBLE GREY BOX | 0
29444 | 1612750000 | PCB PLUG-IN CONNECTOR FEMALE HEADER FLANGE THT SOLDER CONNECTION 7.00 MM N OF POLES: 6 180° SOLDER PIN LENGTH (L): 3.2 MM -PLATED PEBBLE GREY BOX | 0
29445 | 1612830000 | PCB PLUG-IN CONNECTOR FEMALE HEADER FLANGE THT SOLDER CONNECTION 7.00 MM N OF POLES: 10 180° SOLDER PIN LENGTH (L): 3.2 MM -PLATED PEBBLE GREY BOX | 0
29446 | 1615270000 | W-SERIES MOTOR-CONNECTION TERMINAL RATED CROSS-SECTION: 2.5 MM² SCREW CONNECTION DIRECT MOUNTING | 7
29447 | 1627820000 | PCB PLUG-IN CONNECTOR ACCESSORIES STRAIN RELIEF N OF POLES: 3 | 27
29448 | 1627830000 | PCB PLUG-IN CONNECTOR ACCESSORIES STRAIN RELIEF N OF POLES: 8 | 27
29449 | 1627920000 | PCB PLUG-IN CONNECTOR FEMALE PLUG 7.50 MM N OF POLES: 2 180° CLAMPING YOKE CONNECTION CLAMPING RANGE MAX. : 3.31 MM² BOX | 1
29450 | 1627930000 | PCB PLUG-IN CONNECTOR FEMALE PLUG 7.50 MM N OF POLES: 3 180° CLAMPING YOKE CONNECTION CLAMPING RANGE MAX. : 3.31 MM² BOX | 1
29451 | 1627940000 | PCB PLUG-IN CONNECTOR FEMALE PLUG 7.50 MM N OF POLES: 4 180° CLAMPING YOKE CONNECTION CLAMPING RANGE MAX. : 3.31 MM² BOX | 1
29452 | 1627950000 | PCB PLUG-IN CONNECTOR FEMALE PLUG 7.50 MM N OF POLES: 5 180° CLAMPING YOKE CONNECTION CLAMPING RANGE MAX. : 3.31 MM² BOX | 1
29453 | 1627960000 | PCB PLUG-IN CONNECTOR FEMALE PLUG 7.50 MM N OF POLES: 6 180° CLAMPING YOKE CONNECTION CLAMPING RANGE MAX. : 3.31 MM² BOX | 1
29454 | 1627970000 | PCB PLUG-IN CONNECTOR FEMALE PLUG 7.50 MM N OF POLES: 7 180° CLAMPING YOKE CONNECTION CLAMPING RANGE MAX. : 3.31 MM² BOX | 1
29455 | 1627980000 | PCB PLUG-IN CONNECTOR FEMALE PLUG 7.50 MM N OF POLES: 8 180° CLAMPING YOKE CONNECTION CLAMPING RANGE MAX. : 3.31 MM² BOX | 1
29456 | 1627990000 | PCB PLUG-IN CONNECTOR FEMALE PLUG 7.50 MM N OF POLES: 9 180° CLAMPING YOKE CONNECTION CLAMPING RANGE MAX. : 3.31 MM² BOX | 1
29457 | 1628000000 | PCB PLUG-IN CONNECTOR FEMALE PLUG 7.50 MM N OF POLES: 10 180° CLAMPING YOKE CONNECTION CLAMPING RANGE MAX. : 3.31 MM² BOX | 1
29458 | 1628010000 | PCB PLUG-IN CONNECTOR FEMALE PLUG 7.50 MM N OF POLES: 11 180° CLAMPING YOKE CONNECTION CLAMPING RANGE MAX. : 3.31 MM² BOX | 1
29459 | 1628020000 | PCB PLUG-IN CONNECTOR FEMALE PLUG 7.50 MM N OF POLES: 12 180° CLAMPING YOKE CONNECTION CLAMPING RANGE MAX. : 3.31 MM² BOX | 1
29460 | 1628030000 | PCB PLUG-IN CONNECTOR FEMALE PLUG 7.50 MM N OF POLES: 2 180° CLAMPING YOKE CONNECTION CLAMPING RANGE MAX. : 3.31 MM² BOX | 1
29461 | 1628140000 | PCB PLUG-IN CONNECTOR FEMALE PLUG 7.50 MM N OF POLES: 2 180° CLAMPING YOKE CONNECTION CLAMPING RANGE MAX. : 3.31 MM² BOX | 1
29462 | 1628150000 | PCB PLUG-IN CONNECTOR FEMALE PLUG 7.50 MM N OF POLES: 3 180° CLAMPING YOKE CONNECTION CLAMPING RANGE MAX. : 3.31 MM² BOX | 1
29463 | 1628160000 | PCB PLUG-IN CONNECTOR FEMALE PLUG 7.50 MM N OF POLES: 4 180° CLAMPING YOKE CONNECTION CLAMPING RANGE MAX. : 3.31 MM² BOX | 1
29464 | 1628170000 | PCB PLUG-IN CONNECTOR FEMALE PLUG 7.50 MM N OF POLES: 5 180° CLAMPING YOKE CONNECTION CLAMPING RANGE MAX. : 3.31 MM² BOX | 1
29465 | 1628180000 | PCB PLUG-IN CONNECTOR FEMALE PLUG 7.50 MM N OF POLES: 6 180° CLAMPING YOKE CONNECTION CLAMPING RANGE MAX. : 3.31 MM² BOX | 1
29466 | 1628190000 | PCB PLUG-IN CONNECTOR FEMALE PLUG 7.50 MM N OF POLES: 7 180° CLAMPING YOKE CONNECTION CLAMPING RANGE MAX. : 3.31 MM² BOX | 1
29467 | 1628200000 | PCB PLUG-IN CONNECTOR FEMALE PLUG 7.50 MM N OF POLES: 8 180° CLAMPING YOKE CONNECTION CLAMPING RANGE MAX. : 3.31 MM² BOX | 1
29468 | 1628210000 | PCB PLUG-IN CONNECTOR FEMALE PLUG 7.50 MM N OF POLES: 9 180° CLAMPING YOKE CONNECTION CLAMPING RANGE MAX. : 3.31 MM² BOX | 1
29469 | 1628220000 | PCB PLUG-IN CONNECTOR FEMALE PLUG 7.50 MM N OF POLES: 10 180° CLAMPING YOKE CONNECTION CLAMPING RANGE MAX. : 3.31 MM² BOX | 1
29470 | 1628230000 | PCB PLUG-IN CONNECTOR FEMALE PLUG 7.50 MM N OF POLES: 11 180° CLAMPING YOKE CONNECTION CLAMPING RANGE MAX. : 3.31 MM² BOX | 1
29471 | 1628240000 | PCB PLUG-IN CONNECTOR FEMALE PLUG 7.50 MM N OF POLES: 12 180° CLAMPING YOKE CONNECTION CLAMPING RANGE MAX. : 3.31 MM² BOX | 1
29472 | 1629680000 | PCB PLUG-IN CONNECTOR ACCESSORIES STRAIN RELIEF ORANGE N OF POLES: 3 | 27
29473 | 1629690000 | PCB PLUG-IN CONNECTOR ACCESSORIES STRAIN RELIEF ORANGE N OF POLES: 8 | 27
29474 | 1631750000 | FEED-THROUGH TERMINAL SCREW CONNECTION 6 MM² 630 V 41 A WITHOUT | 10
29475 | 1651980000 | INITIATOR/ACTUATOR TERMINAL TENSION-CLAMP CONNECTION 1.5 MM² FLANGE-MOUNTED HOUSING | 260
29476 | 1652000000 | INITIATOR/ACTUATOR TERMINAL PE TERMINAL TENSION-CLAMP CONNECTION 1.5 MM² FLANGE-MOUNTED HOUSING | 260
29477 | 1652010000 | INITIATOR/ACTUATOR TERMINAL TENSION-CLAMP CONNECTION 1.5 MM² FLANGE-MOUNTED HOUSING | 260
29478 | 1652030000 | INITIATOR/ACTUATOR TERMINAL PE TERMINAL TENSION-CLAMP CONNECTION 1.5 MM² FLANGE-MOUNTED HOUSING | 260
29479 | 1667750000 | PRINTED CIRCUIT BOARD TERMINALS 3.50 MM N OF POLES: 2 90° SOLDER PIN LENGTH (L): 3.2 MM TINNED ORANGE CLAMPING YOKE CONNECTION CLAMPING RANGE MAX. : 2.08 MM² BOX | 1
29480 | 1667760000 | PRINTED CIRCUIT BOARD TERMINALS 3.50 MM N OF POLES: 2 90° SOLDER PIN LENGTH (L): 4.5 MM TINNED ORANGE CLAMPING YOKE CONNECTION CLAMPING RANGE MAX. : 2.08 MM² BOX | 1
29481 | 1667770000 | PRINTED CIRCUIT BOARD TERMINALS 3.50 MM N OF POLES: 3 90° SOLDER PIN LENGTH (L): 3.2 MM TINNED ORANGE CLAMPING YOKE CONNECTION CLAMPING RANGE MAX. : 2.08 MM² BOX | 1
29482 | 1669300000 | PCB PLUG-IN CONNECTOR ACCESSORIES LATCHES N OF POLES: 1 | 27
29483 | 1669310000 | PCB PLUG-IN CONNECTOR ACCESSORIES LATCHES ORANGE N OF POLES: 1 | 27
29484 | 1674770000 | ESG DEVICE MARKERS X 17 MM PA 66 COLOUR: TO CUSTOMER SPECIFICATION SELF-ADHESIVE | 92
29485 | 1675350000 | CLAMPING YOKE CLAMPING YOKE STEEL | 158
29486 | 1676750000 | PRINTED CIRCUIT BOARD TERMINALS 5.08 MM N OF POLES: 3 135° SOLDER PIN LENGTH (L): 4.5 MM TINNED CLAMPING YOKE CONNECTION CLAMPING RANGE MAX. : 6 MM² BOX | 1
29487 | 1689750000 | PRINTED CIRCUIT BOARD TERMINALS 7.62 MM N OF POLES: 4 90° SOLDER PIN LENGTH (L): 3.2 MM TINNED ORANGE CLAMPING YOKE CONNECTION CLAMPING RANGE MAX. : 6 MM² BOX | 1
29488 | 1692261001 | CLAMPING YOKE CLAMPING YOKE STEEL | 158
29489 | 1692630000 | INITIATOR/ACTUATOR TERMINAL TENSION-CLAMP CONNECTION 1.5 MM² N OF POLES: 9 | 260
29490 | 1692640000 | INITIATOR/ACTUATOR TERMINAL TENSION-CLAMP CONNECTION 1.5 MM² N OF POLES: 17 | 260
29491 | 1692650000 | INITIATOR/ACTUATOR TERMINAL TENSION-CLAMP CONNECTION 1.5 MM² N OF POLES: 8 | 260
29492 | 1692660000 | INITIATOR/ACTUATOR TERMINAL TENSION-CLAMP CONNECTION 1.5 MM² N OF POLES: 16 | 260
29493 | 1692670000 | INITIATOR/ACTUATOR TERMINAL TENSION-CLAMP CONNECTION 1.5 MM² N OF POLES: 8 | 260
29494 | 1692680000 | INITIATOR/ACTUATOR TERMINAL TENSION-CLAMP CONNECTION 1.5 MM² N OF POLES: 16 | 260
29495 | 1693430000 | PCB PLUG-IN CONNECTOR ACCESSORIES CODING ELEMENT ORANGE N OF POLES: 1 | 27
29496 | 1697180000 | PRINTED CIRCUIT BOARD TERMINALS 5.00 MM N OF POLES: 2 135° SOLDER PIN LENGTH (L): 4.5 MM TINNED CLAMPING YOKE CONNECTION CLAMPING RANGE MAX. : 6 MM² BOX | 1
29497 | 1697190000 | PRINTED CIRCUIT BOARD TERMINALS 5.00 MM N OF POLES: 3 135° SOLDER PIN LENGTH (L): 4.5 MM TINNED CLAMPING YOKE CONNECTION CLAMPING RANGE MAX. : 6 MM² BOX | 1
29498 | 1697200000 | PRINTED CIRCUIT BOARD TERMINALS 7.62 MM N OF POLES: 2 90° SOLDER PIN LENGTH (L): 4.5 MM TINNED CLAMPING YOKE CONNECTION CLAMPING RANGE MAX. : 6 MM² BOX | 1
29499 | 1697210000 | PRINTED CIRCUIT BOARD TERMINALS 7.62 MM N OF POLES: 3 90° SOLDER PIN LENGTH (L): 4.5 MM TINNED CLAMPING YOKE CONNECTION CLAMPING RANGE MAX. : 6 MM² BOX | 1
29500 | 1697220000 | PRINTED CIRCUIT BOARD TERMINALS 7.50 MM N OF POLES: 2 90° SOLDER PIN LENGTH (L): 4.5 MM TINNED CLAMPING YOKE CONNECTION CLAMPING RANGE MAX. : 6 MM² BOX | 1
29501 | 1699650000 | PRINTED CIRCUIT BOARD TERMINALS 3.50 MM N OF POLES: 2 90° SOLDER PIN LENGTH (L): 3.2 MM TINNED CLAMPING YOKE CONNECTION CLAMPING RANGE MAX. : 2.08 MM² BOX | 1
29502 | 1699670000 | PRINTED CIRCUIT BOARD TERMINALS 3.50 MM N OF POLES: 2 90° SOLDER PIN LENGTH (L): 4.5 MM TINNED CLAMPING YOKE CONNECTION CLAMPING RANGE MAX. : 2.08 MM² BOX | 1
29503 | 1699680000 | PRINTED CIRCUIT BOARD TERMINALS 3.50 MM N OF POLES: 3 90° SOLDER PIN LENGTH (L): 4.5 MM TINNED CLAMPING YOKE CONNECTION CLAMPING RANGE MAX. : 2.08 MM² BOX | 1
29504 | 1703700000 | PRINTED CIRCUIT BOARD TERMINALS 3.50 MM N OF POLES: 4 90° SOLDER PIN LENGTH (L): 3.2 MM TINNED ORANGE CLAMPING YOKE CONNECTION CLAMPING RANGE MAX. : 2.08 MM² BOX | 1
29505 | 1703710000 | PRINTED CIRCUIT BOARD TERMINALS 3.50 MM N OF POLES: 6 90° SOLDER PIN LENGTH (L): 3.2 MM TINNED ORANGE CLAMPING YOKE CONNECTION CLAMPING RANGE MAX. : 2.08 MM² BOX | 1
29506 | 1703720000 | PRINTED CIRCUIT BOARD TERMINALS 3.50 MM N OF POLES: 8 90° SOLDER PIN LENGTH (L): 3.2 MM TINNED ORANGE CLAMPING YOKE CONNECTION CLAMPING RANGE MAX. : 2.08 MM² BOX | 1
29507 | 1703730000 | PRINTED CIRCUIT BOARD TERMINALS 3.50 MM N OF POLES: 10 90° SOLDER PIN LENGTH (L): 3.2 MM TINNED ORANGE CLAMPING YOKE CONNECTION CLAMPING RANGE MAX. : 2.08 MM² BOX | 1
29508 | 1703740000 | PRINTED CIRCUIT BOARD TERMINALS 3.50 MM N OF POLES: 12 90° SOLDER PIN LENGTH (L): 3.2 MM TINNED ORANGE CLAMPING YOKE CONNECTION CLAMPING RANGE MAX. : 2.08 MM² BOX | 1
29509 | 1703750000 | PRINTED CIRCUIT BOARD TERMINALS 3.50 MM N OF POLES: 14 90° SOLDER PIN LENGTH (L): 3.2 MM TINNED ORANGE CLAMPING YOKE CONNECTION CLAMPING RANGE MAX. : 2.08 MM² BOX | 1
29510 | 1703760000 | PRINTED CIRCUIT BOARD TERMINALS 3.50 MM N OF POLES: 16 90° SOLDER PIN LENGTH (L): 3.2 MM TINNED ORANGE CLAMPING YOKE CONNECTION CLAMPING RANGE MAX. : 2.08 MM² BOX | 1
29511 | 1703770000 | PRINTED CIRCUIT BOARD TERMINALS 3.50 MM N OF POLES: 18 90° SOLDER PIN LENGTH (L): 3.2 MM TINNED ORANGE CLAMPING YOKE CONNECTION CLAMPING RANGE MAX. : 2.08 MM² BOX | 1
29512 | 1703780000 | PRINTED CIRCUIT BOARD TERMINALS 3.50 MM N OF POLES: 20 90° SOLDER PIN LENGTH (L): 3.2 MM TINNED ORANGE CLAMPING YOKE CONNECTION CLAMPING RANGE MAX. : 2.08 MM² BOX | 1
29513 | 1703790000 | PRINTED CIRCUIT BOARD TERMINALS 3.50 MM N OF POLES: 22 90° SOLDER PIN LENGTH (L): 3.2 MM TINNED ORANGE CLAMPING YOKE CONNECTION CLAMPING RANGE MAX. : 2.08 MM² BOX | 1
29514 | 1703800000 | PRINTED CIRCUIT BOARD TERMINALS 3.50 MM N OF POLES: 24 90° SOLDER PIN LENGTH (L): 3.2 MM TINNED ORANGE CLAMPING YOKE CONNECTION CLAMPING RANGE MAX. : 2.08 MM² BOX | 1
29515 | 1703810000 | PRINTED CIRCUIT BOARD TERMINALS 3.50 MM N OF POLES: 26 90° SOLDER PIN LENGTH (L): 3.2 MM TINNED ORANGE CLAMPING YOKE CONNECTION CLAMPING RANGE MAX. : 2.08 MM² BOX | 1
29516 | 1703820000 | PRINTED CIRCUIT BOARD TERMINALS 3.50 MM N OF POLES: 28 90° SOLDER PIN LENGTH (L): 3.2 MM TINNED ORANGE CLAMPING YOKE CONNECTION CLAMPING RANGE MAX. : 2.08 MM² BOX | 1
29517 | 1703830000 | PRINTED CIRCUIT BOARD TERMINALS 3.50 MM N OF POLES: 30 90° SOLDER PIN LENGTH (L): 3.2 MM TINNED ORANGE CLAMPING YOKE CONNECTION CLAMPING RANGE MAX. : 2.08 MM² BOX | 1
29518 | 1703840000 | PRINTED CIRCUIT BOARD TERMINALS 3.50 MM N OF POLES: 32 90° SOLDER PIN LENGTH (L): 3.2 MM TINNED ORANGE CLAMPING YOKE CONNECTION CLAMPING RANGE MAX. : 2.08 MM² BOX | 1
29519 | 1703850000 | PRINTED CIRCUIT BOARD TERMINALS 3.50 MM N OF POLES: 34 90° SOLDER PIN LENGTH (L): 3.2 MM TINNED ORANGE CLAMPING YOKE CONNECTION CLAMPING RANGE MAX. : 2.08 MM² BOX | 1
29520 | 1703860000 | PRINTED CIRCUIT BOARD TERMINALS 3.50 MM N OF POLES: 36 90° SOLDER PIN LENGTH (L): 3.2 MM TINNED ORANGE CLAMPING YOKE CONNECTION CLAMPING RANGE MAX. : 2.08 MM² BOX | 1
29521 | 1703870000 | PRINTED CIRCUIT BOARD TERMINALS 3.50 MM N OF POLES: 38 90° SOLDER PIN LENGTH (L): 3.2 MM TINNED ORANGE CLAMPING YOKE CONNECTION CLAMPING RANGE MAX. : 2.08 MM² BOX | 1
29522 | 1703880000 | PRINTED CIRCUIT BOARD TERMINALS 3.50 MM N OF POLES: 40 90° SOLDER PIN LENGTH (L): 3.2 MM TINNED ORANGE CLAMPING YOKE CONNECTION CLAMPING RANGE MAX. : 2.08 MM² BOX | 1
29523 | 1703890000 | PRINTED CIRCUIT BOARD TERMINALS 3.50 MM N OF POLES: 42 90° SOLDER PIN LENGTH (L): 3.2 MM TINNED ORANGE CLAMPING YOKE CONNECTION CLAMPING RANGE MAX. : 2.08 MM² BOX | 1
29524 | 1703900000 | PRINTED CIRCUIT BOARD TERMINALS 3.50 MM N OF POLES: 44 90° SOLDER PIN LENGTH (L): 3.2 MM TINNED ORANGE CLAMPING YOKE CONNECTION CLAMPING RANGE MAX. : 2.08 MM² BOX | 1
29525 | 1703910000 | PRINTED CIRCUIT BOARD TERMINALS 3.50 MM N OF POLES: 46 90° SOLDER PIN LENGTH (L): 3.2 MM TINNED ORANGE CLAMPING YOKE CONNECTION CLAMPING RANGE MAX. : 2.08 MM² BOX | 1
29526 | 1703920000 | PRINTED CIRCUIT BOARD TERMINALS 3.50 MM N OF POLES: 48 90° SOLDER PIN LENGTH (L): 3.2 MM TINNED ORANGE CLAMPING YOKE CONNECTION CLAMPING RANGE MAX. : 2.08 MM² BOX | 1
29527 | 1704160000 | PRINTED CIRCUIT BOARD TERMINALS 3.50 MM N OF POLES: 2 90° SOLDER PIN LENGTH (L): 3.2 MM TINNED PEBBLE GREY CLAMPING YOKE CONNECTION CLAMPING RANGE MAX. : 2.08 MM² BOX | 1
29528 | 1704350000 | Z-SERIES FEED-THROUGH TERMINAL RATED CROSS-SECTION: 2.5 MM² TENSION-CLAMP CONNECTION DARK DIRECT MOUNTING | 7
29529 | 1704360000 | Z-SERIES FEED-THROUGH TERMINAL RATED CROSS-SECTION: 2.5 MM² TENSION-CLAMP CONNECTION DIRECT MOUNTING | 7
29530 | 1704370000 | Z-SERIES FEED-THROUGH TERMINAL RATED CROSS-SECTION: 2.5 MM² TENSION-CLAMP CONNECTION ORANGE DIRECT MOUNTING | 18
29531 | 1704380000 | Z-SERIES FEED-THROUGH TERMINAL RATED CROSS-SECTION: 2.5 MM² TENSION-CLAMP CONNECTION DIRECT MOUNTING | 7
29532 | 1704500000 | Z-SERIES FEED-THROUGH TERMINAL RATED CROSS-SECTION: 2.5 MM² TENSION-CLAMP CONNECTION DARK DIRECT MOUNTING | 7
29533 | 1704530000 | Z-SERIES FEED-THROUGH TERMINAL RATED CROSS-SECTION: 2.5 MM² TENSION-CLAMP CONNECTION MOUNTING FOOT NEEDED FOR TS 32/ TS 35 | 7
29534 | 1704540000 | Z-SERIES FEED-THROUGH TERMINAL RATED CROSS-SECTION: 2.5 MM² TENSION-CLAMP CONNECTION DARK DIRECT MOUNTING | 7
29535 | 1704550000 | Z-SERIES FEED-THROUGH TERMINAL RATED CROSS-SECTION: 2.5 MM² TENSION-CLAMP CONNECTION DIRECT MOUNTING | 7
29536 | 1704560000 | Z-SERIES FEED-THROUGH TERMINAL RATED CROSS-SECTION: 2.5 MM² TENSION-CLAMP CONNECTION ORANGE DIRECT MOUNTING | 18
29537 | 1704570000 | Z-SERIES FEED-THROUGH TERMINAL RATED CROSS-SECTION: 2.5 MM² TENSION-CLAMP CONNECTION DIRECT MOUNTING | 7
29538 | 1704690000 | Z-SERIES FEED-THROUGH TERMINAL RATED CROSS-SECTION: 2.5 MM² TENSION-CLAMP CONNECTION DARK DIRECT MOUNTING | 7
29539 | 1704700000 | Z-SERIES FEED-THROUGH TERMINAL RATED CROSS-SECTION: 2.5 MM² TENSION-CLAMP CONNECTION DIRECT MOUNTING | 7
29540 | 1704720000 | Z-SERIES FEED-THROUGH TERMINAL RATED CROSS-SECTION: 2.5 MM² TENSION-CLAMP CONNECTION DIRECT MOUNTING | 7
29541 | 1706040000 | FEED-THROUGH TERMINAL TENSION-CLAMP CONNECTION 2.5 MM² 800 V 24 A | 10
29542 | 1706050000 | FEED-THROUGH TERMINAL TENSION-CLAMP CONNECTION 2.5 MM² 800 V 24 A ORANGE | 10
29543 | 1706060000 | FEED-THROUGH TERMINAL TENSION-CLAMP CONNECTION 2.5 MM² 800 V 24 A DARK | 10
29544 | 1706070000 | FEED-THROUGH TERMINAL TENSION-CLAMP CONNECTION 2.5 MM² 800 V 24 A | 10
29545 | 1706080000 | FEED-THROUGH TERMINAL TENSION-CLAMP CONNECTION 2.5 MM² 800 V 24 A ORANGE | 10
29546 | 1712311001 | CLAMPING YOKE CLAMPING YOKE STEEL | 158
29547 | 1712311002 | CLAMPING YOKE CLAMPING YOKE | 402
29548 | 1712321001 | CLAMPING YOKE CLAMPING YOKE STEEL | 158
29549 | 1712750000 | Z-SERIES FEED-THROUGH TERMINAL RATED CROSS-SECTION: 2.5 MM² TENSION-CLAMP CONNECTION DARK | 7
29550 | 1712760000 | Z-SERIES FEED-THROUGH TERMINAL RATED CROSS-SECTION: 2.5 MM² TENSION-CLAMP CONNECTION | 7
29551 | 1712770000 | Z-SERIES FEED-THROUGH TERMINAL RATED CROSS-SECTION: 2.5 MM² TENSION-CLAMP CONNECTION ORANGE | 7
29552 | 1712780000 | Z-SERIES FEED-THROUGH TERMINAL RATED CROSS-SECTION: 2.5 MM² TENSION-CLAMP CONNECTION DARK | 7
29553 | 1712790000 | Z-SERIES FEED-THROUGH TERMINAL RATED CROSS-SECTION: 2.5 MM² TENSION-CLAMP CONNECTION | 7
29554 | 1712800000 | Z-SERIES FEED-THROUGH TERMINAL RATED CROSS-SECTION: 2.5 MM² TENSION-CLAMP CONNECTION ORANGE | 7
29555 | 1712820000 | Z-SERIES FEED-THROUGH TERMINAL RATED CROSS-SECTION: 2.5 MM² TENSION-CLAMP CONNECTION DARK DIRECT MOUNTING | 7
29556 | 1712830000 | Z-SERIES FEED-THROUGH TERMINAL RATED CROSS-SECTION: 2.5 MM² TENSION-CLAMP CONNECTION | 7
29557 | 1712970000 | Z-SERIES FEED-THROUGH TERMINAL RATED CROSS-SECTION: 2.5 MM² TENSION-CLAMP CONNECTION DARK DIRECT MOUNTING | 7
29558 | 1712980000 | Z-SERIES FEED-THROUGH TERMINAL RATED CROSS-SECTION: 2.5 MM² TENSION-CLAMP CONNECTION DIRECT MOUNTING | 7
29559 | 1713000000 | Z-SERIES FEED-THROUGH TERMINAL RATED CROSS-SECTION: 2.5 MM² TENSION-CLAMP CONNECTION DIRECT MOUNTING | 7
29560 | 1714980000 | PRINTED CIRCUIT BOARD TERMINALS 3.50 MM N OF POLES: 2 135° SOLDER PIN LENGTH (L): 3.2 MM TINNED ORANGE CLAMPING YOKE CONNECTION CLAMPING RANGE MAX. : 2.08 MM² BOX | 1
29561 | 1715010000 | PRINTED CIRCUIT BOARD TERMINALS 3.50 MM N OF POLES: 2 135° SOLDER PIN LENGTH (L): 4.5 MM TINNED CLAMPING YOKE CONNECTION CLAMPING RANGE MAX. : 2.08 MM² BOX | 1
29562 | 1715020000 | PRINTED CIRCUIT BOARD TERMINALS 3.50 MM N OF POLES: 3 135° SOLDER PIN LENGTH (L): 3.2 MM TINNED ORANGE CLAMPING YOKE CONNECTION CLAMPING RANGE MAX. : 2.08 MM² BOX | 1
29563 | 1715030000 | PRINTED CIRCUIT BOARD TERMINALS 3.50 MM N OF POLES: 3 135° SOLDER PIN LENGTH (L): 4.5 MM TINNED ORANGE CLAMPING YOKE CONNECTION CLAMPING RANGE MAX. : 2.08 MM² BOX | 1
29564 | 1715050000 | PRINTED CIRCUIT BOARD TERMINALS 3.50 MM N OF POLES: 3 135° SOLDER PIN LENGTH (L): 4.5 MM TINNED CLAMPING YOKE CONNECTION CLAMPING RANGE MAX. : 2.08 MM² BOX | 1
29565 | 1716300000 | CLAMPING YOKE CLAMPING YOKE STEEL | 158
29566 | 1716710000 | PRINTED CIRCUIT BOARD TERMINALS 3.50 MM N OF POLES: 2 90° SOLDER PIN LENGTH (L): 3.2 MM TINNED ORANGE CLAMPING YOKE CONNECTION CLAMPING RANGE MAX. : 2.08 MM² BOX | 1
29567 | 1716720000 | PRINTED CIRCUIT BOARD TERMINALS 3.50 MM N OF POLES: 3 90° SOLDER PIN LENGTH (L): 3.2 MM TINNED ORANGE CLAMPING YOKE CONNECTION CLAMPING RANGE MAX. : 2.08 MM² BOX | 1
29568 | 1718341001 | CLAMPING YOKE CLAMPING YOKE STEEL | 158
29569 | 1719930000 | PCB PLUG-IN CONNECTOR ACCESSORIES N OF POLES: 1 | 27
29570 | 1720000000 | PRINTED CIRCUIT BOARD TERMINALS 3.50 MM N OF POLES: 4 90° SOLDER PIN LENGTH (L): 4.5 MM TINNED CLAMPING YOKE CONNECTION CLAMPING RANGE MAX. : 2.08 MM² BOX | 1
29571 | 1720010000 | PRINTED CIRCUIT BOARD TERMINALS 3.50 MM N OF POLES: 6 90° SOLDER PIN LENGTH (L): 4.5 MM TINNED CLAMPING YOKE CONNECTION CLAMPING RANGE MAX. : 2.08 MM² BOX | 1
29572 | 1720060000 | PRINTED CIRCUIT BOARD TERMINALS 3.50 MM N OF POLES: 16 90° SOLDER PIN LENGTH (L): 4.5 MM TINNED CLAMPING YOKE CONNECTION CLAMPING RANGE MAX. : 2.08 MM² BOX | 1
29573 | 1720080000 | PRINTED CIRCUIT BOARD TERMINALS 3.50 MM N OF POLES: 20 90° SOLDER PIN LENGTH (L): 4.5 MM TINNED CLAMPING YOKE CONNECTION CLAMPING RANGE MAX. : 2.08 MM² BOX | 1
29574 | 1720100000 | PRINTED CIRCUIT BOARD TERMINALS 3.50 MM N OF POLES: 24 90° SOLDER PIN LENGTH (L): 4.5 MM TINNED CLAMPING YOKE CONNECTION CLAMPING RANGE MAX. : 2.08 MM² BOX | 1
29575 | 1720250000 | PRINTED CIRCUIT BOARD TERMINALS 3.50 MM N OF POLES: 5 90° SOLDER PIN LENGTH (L): 3.2 MM TINNED ORANGE CLAMPING YOKE CONNECTION CLAMPING RANGE MAX. : 2.08 MM² BOX | 1
29576 | 1720600000 | DEVICE MARKERS ACCESSORIES X 8 MM PVC COLOUR: SELF-ADHESIVE | 590
29577 | 1745400000 | TEST-DISCONNECT TERMINAL DOUBLE-TIER TERMINAL TENSION-CLAMP CONNECTION 2.5 MM² 400 V 16 A PIVOTING DARK | 36
29578 | 1745580000 | PCB PLUG-IN CONNECTOR ACCESSORIES HOOD N OF POLES: 3 | 27
29579 | 1745590000 | PCB PLUG-IN CONNECTOR ACCESSORIES HOOD N OF POLES: 4 | 27
29580 | 1745600000 | PCB PLUG-IN CONNECTOR ACCESSORIES HOOD N OF POLES: 5 | 27
29581 | 1745610000 | PCB PLUG-IN CONNECTOR ACCESSORIES HOOD N OF POLES: 6 | 27
29582 | 1745620000 | PCB PLUG-IN CONNECTOR ACCESSORIES HOOD N OF POLES: 7 | 27
29583 | 1745630000 | PCB PLUG-IN CONNECTOR ACCESSORIES HOOD N OF POLES: 8 | 27
29584 | 1745640000 | PCB PLUG-IN CONNECTOR ACCESSORIES HOOD N OF POLES: 9 | 27
29585 | 1745650000 | PCB PLUG-IN CONNECTOR ACCESSORIES HOOD N OF POLES: 10 | 27
29586 | 1745660000 | PCB PLUG-IN CONNECTOR ACCESSORIES HOOD N OF POLES: 11 | 27
29587 | 1745670000 | PCB PLUG-IN CONNECTOR ACCESSORIES HOOD N OF POLES: 12 | 27
29588 | 1745680000 | PCB PLUG-IN CONNECTOR ACCESSORIES HOOD N OF POLES: 13 | 27
29589 | 1745690000 | PCB PLUG-IN CONNECTOR ACCESSORIES HOOD N OF POLES: 14 | 27
29590 | 1745700000 | PCB PLUG-IN CONNECTOR ACCESSORIES HOOD N OF POLES: 15 | 27
29591 | 1747390000 | PRINTED CIRCUIT BOARD TERMINALS 3.50 MM N OF POLES: 3 90° SOLDER PIN LENGTH (L): 4.5 MM TINNED CLAMPING YOKE CONNECTION CLAMPING RANGE MAX. : 2.08 MM² BOX | 1
29592 | 1749151001 | CLAMPING YOKE CLAMPING YOKE STEEL | 158
29593 | 1749161001 | CLAMPING YOKE CLAMPING YOKE STEEL | 158
29594 | 1750790000 | PCB PLUG-IN CONNECTOR FEMALE PLUG 3.50 MM N OF POLES: 2 90°/270° IDC TERMINAL CLAMPING RANGE MAX. : 0.5 MM² BOX | 1
29595 | 1750800000 | PCB PLUG-IN CONNECTOR FEMALE PLUG 3.50 MM N OF POLES: 3 90°/270° IDC TERMINAL CLAMPING RANGE MAX. : 0.5 MM² BOX | 1
29596 | 1750810000 | PCB PLUG-IN CONNECTOR FEMALE PLUG 3.50 MM N OF POLES: 4 90°/270° IDC TERMINAL CLAMPING RANGE MAX. : 0.5 MM² BOX | 1
29597 | 1750820000 | PCB PLUG-IN CONNECTOR FEMALE PLUG 3.50 MM N OF POLES: 5 90°/270° IDC TERMINAL CLAMPING RANGE MAX. : 0.5 MM² BOX | 1
29598 | 1750830000 | PCB PLUG-IN CONNECTOR FEMALE PLUG 3.50 MM N OF POLES: 6 90°/270° IDC TERMINAL CLAMPING RANGE MAX. : 0.5 MM² BOX | 1
29599 | 1750840000 | PCB PLUG-IN CONNECTOR FEMALE PLUG 3.50 MM N OF POLES: 7 90°/270° IDC TERMINAL CLAMPING RANGE MAX. : 0.5 MM² BOX | 1
29600 | 1750850000 | PCB PLUG-IN CONNECTOR FEMALE PLUG 3.50 MM N OF POLES: 8 90°/270° IDC TERMINAL CLAMPING RANGE MAX. : 0.5 MM² BOX | 1
29601 | 1750860000 | PCB PLUG-IN CONNECTOR FEMALE PLUG 3.50 MM N OF POLES: 9 90°/270° IDC TERMINAL CLAMPING RANGE MAX. : 0.5 MM² BOX | 1
29602 | 1750870000 | PCB PLUG-IN CONNECTOR FEMALE PLUG 3.50 MM N OF POLES: 10 90°/270° IDC TERMINAL CLAMPING RANGE MAX. : 0.5 MM² BOX | 1
29603 | 1750880000 | PCB PLUG-IN CONNECTOR FEMALE PLUG 3.50 MM N OF POLES: 11 90°/270° IDC TERMINAL CLAMPING RANGE MAX. : 0.5 MM² BOX | 1
29604 | 1750890000 | PCB PLUG-IN CONNECTOR FEMALE PLUG 3.50 MM N OF POLES: 12 90°/270° IDC TERMINAL CLAMPING RANGE MAX. : 0.5 MM² BOX | 1
29605 | 1751410000 | PCB PLUG-IN CONNECTOR FEMALE PLUG 3.50 MM N OF POLES: 5 90°/270° IDC TERMINAL CLAMPING RANGE MAX. : 0.5 MM² BOX | 1
29606 | 1751420000 | PCB PLUG-IN CONNECTOR FEMALE PLUG 3.50 MM N OF POLES: 6 90°/270° IDC TERMINAL CLAMPING RANGE MAX. : 0.5 MM² BOX | 1
29607 | 1751430000 | PCB PLUG-IN CONNECTOR FEMALE PLUG 3.50 MM N OF POLES: 7 90°/270° IDC TERMINAL CLAMPING RANGE MAX. : 0.5 MM² BOX | 1
29608 | 1751440000 | PCB PLUG-IN CONNECTOR FEMALE PLUG 3.50 MM N OF POLES: 8 90°/270° IDC TERMINAL CLAMPING RANGE MAX. : 0.5 MM² BOX | 1
29609 | 1751450000 | PCB PLUG-IN CONNECTOR FEMALE PLUG 3.50 MM N OF POLES: 2 90°/270° IDC TERMINAL CLAMPING RANGE MAX. : 0.5 MM² BOX | 1
29610 | 1751460000 | PCB PLUG-IN CONNECTOR FEMALE PLUG 3.50 MM N OF POLES: 3 90°/270° IDC TERMINAL CLAMPING RANGE MAX. : 0.5 MM² BOX | 1
29611 | 1751490000 | PCB PLUG-IN CONNECTOR FEMALE PLUG 3.50 MM N OF POLES: 6 90°/270° IDC TERMINAL CLAMPING RANGE MAX. : 0.5 MM² BOX | 1
29612 | 1751510000 | PCB PLUG-IN CONNECTOR FEMALE PLUG 3.50 MM N OF POLES: 8 90°/270° IDC TERMINAL CLAMPING RANGE MAX. : 0.5 MM² BOX | 1
29613 | 1752131001 | CLAMPING YOKE CLAMPING YOKE STEEL | 158
29614 | 1752681001 | CLAMPING YOKE CLAMPING YOKE STEEL | 158
29615 | 1752691001 | CLAMPING YOKE CLAMPING YOKE STEEL | 158
29616 | 1752701001 | CLAMPING YOKE CLAMPING YOKE STEEL | 158
29617 | 1752711001 | CLAMPING YOKE CLAMPING YOKE STEEL | 158
29618 | 1752940000 | PRINTED CIRCUIT BOARD TERMINALS 5.08 MM N OF POLES: 8 135° SOLDER PIN LENGTH (L): 3.2 MM TINNED ORANGE CLAMPING YOKE CONNECTION CLAMPING RANGE MAX. : 6 MM² BOX | 1
29619 | 1753311001 | CLAMPING YOKE CLAMPING YOKE STEEL | 158
29620 | 1753460000 | DEVICE MARKERS ACCESSORIES X 10 MM PVC COLOUR: GREY SELF-ADHESIVE | 590
29621 | 1753480000 | DEVICE MARKERS ACCESSORIES X 10 MM PVC COLOUR: SELF-ADHESIVE | 590
29622 | 1754960000 | TEST-DISCONNECT TERMINAL SCREW CONNECTION 4 MM² 500 V 32 A SLIDING DARK | 36
29623 | 1754970000 | TEST-DISCONNECT TERMINAL SCREW CONNECTION 4 MM² 400 V 32 A SLIDING DARK | 36
29624 | 1755081001 | CLAMPING YOKE CLAMPING YOKE STEEL | 158
29625 | 1758020000 | PRINTED CIRCUIT BOARD TERMINALS 5.08 MM N OF POLES: 20 135° SOLDER PIN LENGTH (L): 3.5 MM ORANGE TENSION-CLAMP CONNECTION CLAMPING RANGE MAX. : 2.5 MM² BOX | 1
29626 | 1758030000 | PRINTED CIRCUIT BOARD TERMINALS 5.08 MM N OF POLES: 30 135° SOLDER PIN LENGTH (L): 3.5 MM ORANGE TENSION-CLAMP CONNECTION CLAMPING RANGE MAX. : 2.5 MM² BOX | 1
29627 | 1758040000 | PRINTED CIRCUIT BOARD TERMINALS 5.08 MM N OF POLES: 21 135° SOLDER PIN LENGTH (L): 3.5 MM ORANGE TENSION-CLAMP CONNECTION CLAMPING RANGE MAX. : 2.5 MM² BOX | 1
29628 | 1758050000 | PRINTED CIRCUIT BOARD TERMINALS 5.08 MM N OF POLES: 48 135° SOLDER PIN LENGTH (L): 3.5 MM ORANGE TENSION-CLAMP CONNECTION CLAMPING RANGE MAX. : 2.5 MM² BOX | 1
29629 | 1759210000 | PRINTED CIRCUIT BOARD TERMINALS 5.08 MM N OF POLES: 4 135° SOLDER PIN LENGTH (L): 3.2 MM TINNED ORANGE CLAMPING YOKE CONNECTION CLAMPING RANGE MAX. : 6 MM² BOX | 1
29630 | 1759230000 | PRINTED CIRCUIT BOARD TERMINALS 7.62 MM N OF POLES: 6 90° SOLDER PIN LENGTH (L): 3.2 MM TINNED ORANGE CLAMPING YOKE CONNECTION CLAMPING RANGE MAX. : 6 MM² BOX | 1
29631 | 1763940000 | W-SERIES FUSE TERMINAL RATED CROSS-SECTION: 2.5 MM² SCREW CONNECTION | 7
29632 | 1763950000 | W-SERIES FUSE TERMINAL RATED CROSS-SECTION: 2.5 MM² SCREW CONNECTION | 7
29633 | 1764810000 | PRINTED CIRCUIT BOARD TERMINALS 5.08 MM N OF POLES: 4 135° SOLDER PIN LENGTH (L): 3.5 MM ORANGE TENSION-CLAMP CONNECTION CLAMPING RANGE MAX. : 2.5 MM² BOX | 1
29634 | 1764820000 | PRINTED CIRCUIT BOARD TERMINALS 5.08 MM N OF POLES: 6 135° SOLDER PIN LENGTH (L): 3.5 MM ORANGE TENSION-CLAMP CONNECTION CLAMPING RANGE MAX. : 2.5 MM² BOX | 1
29635 | 1764830000 | PRINTED CIRCUIT BOARD TERMINALS 5.08 MM N OF POLES: 8 135° SOLDER PIN LENGTH (L): 3.5 MM ORANGE TENSION-CLAMP CONNECTION CLAMPING RANGE MAX. : 2.5 MM² BOX | 1
29636 | 1764840000 | PRINTED CIRCUIT BOARD TERMINALS 5.08 MM N OF POLES: 10 135° SOLDER PIN LENGTH (L): 3.5 MM ORANGE TENSION-CLAMP CONNECTION CLAMPING RANGE MAX. : 2.5 MM² BOX | 1
29637 | 1764850000 | PRINTED CIRCUIT BOARD TERMINALS 5.08 MM N OF POLES: 12 135° SOLDER PIN LENGTH (L): 3.5 MM ORANGE TENSION-CLAMP CONNECTION CLAMPING RANGE MAX. : 2.5 MM² BOX | 1
29638 | 1764860000 | PRINTED CIRCUIT BOARD TERMINALS 5.08 MM N OF POLES: 14 135° SOLDER PIN LENGTH (L): 3.5 MM ORANGE TENSION-CLAMP CONNECTION CLAMPING RANGE MAX. : 2.5 MM² BOX | 1
29639 | 1764870000 | PRINTED CIRCUIT BOARD TERMINALS 5.08 MM N OF POLES: 16 135° SOLDER PIN LENGTH (L): 3.5 MM ORANGE TENSION-CLAMP CONNECTION CLAMPING RANGE MAX. : 2.5 MM² BOX | 1
29640 | 1764880000 | PRINTED CIRCUIT BOARD TERMINALS 5.08 MM N OF POLES: 18 135° SOLDER PIN LENGTH (L): 3.5 MM ORANGE TENSION-CLAMP CONNECTION CLAMPING RANGE MAX. : 2.5 MM² BOX | 1
29641 | 1764890000 | PRINTED CIRCUIT BOARD TERMINALS 5.08 MM N OF POLES: 22 135° SOLDER PIN LENGTH (L): 3.5 MM ORANGE TENSION-CLAMP CONNECTION CLAMPING RANGE MAX. : 2.5 MM² BOX | 1
29642 | 1764900000 | PRINTED CIRCUIT BOARD TERMINALS 5.08 MM N OF POLES: 24 135° SOLDER PIN LENGTH (L): 3.5 MM ORANGE TENSION-CLAMP CONNECTION CLAMPING RANGE MAX. : 2.5 MM² BOX | 1
29643 | 1764910000 | PRINTED CIRCUIT BOARD TERMINALS 5.08 MM N OF POLES: 6 135° SOLDER PIN LENGTH (L): 3.5 MM ORANGE TENSION-CLAMP CONNECTION CLAMPING RANGE MAX. : 2.5 MM² BOX | 1
29644 | 1764920000 | PRINTED CIRCUIT BOARD TERMINALS 5.08 MM N OF POLES: 9 135° SOLDER PIN LENGTH (L): 3.5 MM ORANGE TENSION-CLAMP CONNECTION CLAMPING RANGE MAX. : 2.5 MM² BOX | 1
29645 | 1764930000 | PRINTED CIRCUIT BOARD TERMINALS 5.08 MM N OF POLES: 12 135° SOLDER PIN LENGTH (L): 3.5 MM ORANGE TENSION-CLAMP CONNECTION CLAMPING RANGE MAX. : 2.5 MM² BOX | 1
29646 | 1764940000 | PRINTED CIRCUIT BOARD TERMINALS 5.08 MM N OF POLES: 15 135° SOLDER PIN LENGTH (L): 3.5 MM ORANGE TENSION-CLAMP CONNECTION CLAMPING RANGE MAX. : 2.5 MM² BOX | 1
29647 | 1764950000 | PRINTED CIRCUIT BOARD TERMINALS 5.08 MM N OF POLES: 18 135° SOLDER PIN LENGTH (L): 3.5 MM ORANGE TENSION-CLAMP CONNECTION CLAMPING RANGE MAX. : 2.5 MM² BOX | 1
29648 | 1764960000 | PRINTED CIRCUIT BOARD TERMINALS 5.08 MM N OF POLES: 24 135° SOLDER PIN LENGTH (L): 3.5 MM ORANGE TENSION-CLAMP CONNECTION CLAMPING RANGE MAX. : 2.5 MM² BOX | 1
29649 | 1764970000 | PRINTED CIRCUIT BOARD TERMINALS 5.08 MM N OF POLES: 27 135° SOLDER PIN LENGTH (L): 3.5 MM ORANGE TENSION-CLAMP CONNECTION CLAMPING RANGE MAX. : 2.5 MM² BOX | 1
29650 | 1764980000 | PRINTED CIRCUIT BOARD TERMINALS 5.08 MM N OF POLES: 33 135° SOLDER PIN LENGTH (L): 3.5 MM ORANGE TENSION-CLAMP CONNECTION CLAMPING RANGE MAX. : 2.5 MM² BOX | 1
29651 | 1764990000 | PRINTED CIRCUIT BOARD TERMINALS 5.08 MM N OF POLES: 36 135° SOLDER PIN LENGTH (L): 3.5 MM ORANGE TENSION-CLAMP CONNECTION CLAMPING RANGE MAX. : 2.5 MM² BOX | 1
29652 | 1766530000 | PRINTED CIRCUIT BOARD TERMINALS 7.62 MM N OF POLES: 4 90° SOLDER PIN LENGTH (L): 3.2 MM TINNED ORANGE CLAMPING YOKE CONNECTION CLAMPING RANGE MAX. : 6 MM² BOX | 1
29653 | 1766540000 | PRINTED CIRCUIT BOARD TERMINALS 7.62 MM N OF POLES: 6 90° SOLDER PIN LENGTH (L): 3.2 MM TINNED ORANGE CLAMPING YOKE CONNECTION CLAMPING RANGE MAX. : 6 MM² BOX | 1
29654 | 1766550000 | PRINTED CIRCUIT BOARD TERMINALS 7.62 MM N OF POLES: 7 90° SOLDER PIN LENGTH (L): 3.2 MM TINNED ORANGE CLAMPING YOKE CONNECTION CLAMPING RANGE MAX. : 6 MM² BOX | 1
29655 | 1766560000 | PRINTED CIRCUIT BOARD TERMINALS 7.62 MM N OF POLES: 8 90° SOLDER PIN LENGTH (L): 3.2 MM TINNED ORANGE CLAMPING YOKE CONNECTION CLAMPING RANGE MAX. : 6 MM² BOX | 1
29656 | 1766570000 | PRINTED CIRCUIT BOARD TERMINALS 7.62 MM N OF POLES: 10 90° SOLDER PIN LENGTH (L): 3.2 MM TINNED ORANGE CLAMPING YOKE CONNECTION CLAMPING RANGE MAX. : 6 MM² BOX | 1
29657 | 1766640000 | ESG DEVICE MARKERS X 17 MM PA 66 COLOUR: TO CUSTOMER SPECIFICATION PLUGGABLE | 92
29658 | 1766650000 | ESG DEVICE MARKERS X 20 MM PA 66 COLOUR: TO CUSTOMER SPECIFICATION PLUGGABLE | 92
29659 | 1766840000 | PRINTED CIRCUIT BOARD TERMINALS 7.62 MM N OF POLES: 12 90° SOLDER PIN LENGTH (L): 3.2 MM TINNED ORANGE CLAMPING YOKE CONNECTION CLAMPING RANGE MAX. : 6 MM² BOX | 1
29660 | 1770360000 | FEED-THROUGH TERMINAL TENSION-CLAMP CONNECTION 4 MM² 800 V 32 A DARK | 10
29661 | 1770370000 | FEED-THROUGH TERMINAL TENSION-CLAMP CONNECTION 4 MM² 800 V 32 A DARK | 10
29662 | 1770470000 | ESG DEVICE MARKERS X 10 MM PA 66 COLOUR: TO CUSTOMER SPECIFICATION PLUGGABLE | 92
29663 | 1770480000 | ESG DEVICE MARKERS X 17 MM PA 66 COLOUR: TO CUSTOMER SPECIFICATION PLUGGABLE | 92
29664 | 1770510000 | ESG DEVICE MARKERS X 20 MM PA 66 COLOUR: TO CUSTOMER SPECIFICATION | 92
29665 | 1770730000 | PCB PLUG-IN CONNECTOR FEMALE PLUG 3.50 MM N OF POLES: 8 90°/270° IDC TERMINAL CLAMPING RANGE MAX. : 0.5 MM² BOX | 1
29666 | 1770760000 | PCB PLUG-IN CONNECTOR FEMALE PLUG 3.50 MM N OF POLES: 4 90°/270° IDC TERMINAL CLAMPING RANGE MAX. : 0.5 MM² BOX | 1
29667 | 1770840000 | FEED-THROUGH TERMINAL TENSION-CLAMP CONNECTION 4 MM² 800 V 32 A | 10
29668 | 1770860000 | FEED-THROUGH TERMINAL TENSION-CLAMP CONNECTION 4 MM² 800 V 32 A | 10
29669 | 1770870000 | FEED-THROUGH TERMINAL TENSION-CLAMP CONNECTION 4 MM² 800 V 32 A ORANGE | 10
29670 | 1771380000 | FEED-THROUGH TERMINAL TENSION-CLAMP CONNECTION 6 MM² 800 V 41 A DARK | 10
29671 | 1771390000 | FEED-THROUGH TERMINAL TENSION-CLAMP CONNECTION 6 MM² 800 V 41 A | 10
29672 | 1771410000 | FEED-THROUGH TERMINAL TENSION-CLAMP CONNECTION 6 MM² 800 V 41 A DARK | 10
29673 | 1771420000 | FEED-THROUGH TERMINAL TENSION-CLAMP CONNECTION 6 MM² 800 V 41 A | 10
29674 | 1771430000 | FEED-THROUGH TERMINAL TENSION-CLAMP CONNECTION 6 MM² 800 V 41 A ORANGE | 10
29675 | 1772060000 | FEED-THROUGH TERMINAL TENSION-CLAMP CONNECTION 2.5 MM² 800 V 24 A DARK | 10
29676 | 1772070000 | FEED-THROUGH TERMINAL TENSION-CLAMP CONNECTION 2.5 MM² 800 V 24 A | 10
29677 | 1772080000 | FEED-THROUGH TERMINAL TENSION-CLAMP CONNECTION 2.5 MM² 800 V 24 A ORANGE | 10
29678 | 1772940000 | SUPPLY TERMINAL TENSION-CLAMP CONNECTION 16 MM² 800 V 76 A DARK | 413
29679 | 1772950000 | SUPPLY TERMINAL TENSION-CLAMP CONNECTION 16 MM² 800 V 76 A | 413
29680 | 1773240000 | SWITCHMARK DEVICE MARKERS 27 X 27 MM SWITCHMARK HOLDER TO CUSTOMER SPECIFICATION | 117
29681 | 1774670000 | TEST-DISCONNECT TERMINAL SCREW CONNECTION 2.5 MM² 400 V 16 A WITHOUT DARK | 36
29682 | 1779010000 | TEST-DISCONNECT TERMINAL TENSION-CLAMP CONNECTION 2.5 MM² 400 V 10 A PIVOTING DARK | 36
29683 | 1779020000 | TEST-DISCONNECT TERMINAL TENSION-CLAMP CONNECTION 2.5 MM² 400 V 10 A PIVOTING DARK | 36
29684 | 1779880000 | PCB PLUG-IN CONNECTOR FEMALE PLUG 3.50 MM N OF POLES: 10 180° PUSH IN WITH ACTUATOR TENSION-CLAMP CONNECTION CLAMPING RANGE MAX. : 1.5 MM² BOX | 1
29685 | 1779910000 | PCB PLUG-IN CONNECTOR FEMALE PLUG 3.50 MM N OF POLES: 30 180° PUSH IN WITH ACTUATOR TENSION-CLAMP CONNECTION CLAMPING RANGE MAX. : 1.5 MM² BOX | 1
29686 | 1779920000 | PCB PLUG-IN CONNECTOR FEMALE PLUG 3.50 MM N OF POLES: 30 180° PUSH IN WITH ACTUATOR TENSION-CLAMP CONNECTION CLAMPING RANGE MAX. : 1.5 MM² BOX | 1
29687 | 1780850000 | BOLT-TYPE SCREW TERMINALS FEED-THROUGH TERMINAL RATED CROSS-SECTION: 35 MM² THREADED STUD CONNECTION | 7
29688 | 1780860000 | BOLT-TYPE SCREW TERMINALS FEED-THROUGH TERMINAL RATED CROSS-SECTION: 50 MM² THREADED STUD CONNECTION | 7
29689 | 1780870000 | BOLT-TYPE SCREW TERMINALS FEED-THROUGH TERMINAL RATED CROSS-SECTION: 120 MM² THREADED STUD CONNECTION | 7
29690 | 1780880000 | BOLT-TYPE SCREW TERMINALS FEED-THROUGH TERMINAL RATED CROSS-SECTION: 120 MM² THREADED STUD CONNECTION | 7
29691 | 1782500000 | PRINTED CIRCUIT BOARD TERMINALS 5.08 MM N OF POLES: 26 135° SOLDER PIN LENGTH (L): 3.5 MM ORANGE TENSION-CLAMP CONNECTION CLAMPING RANGE MAX. : 2.5 MM² BOX | 1
29692 | 1782510000 | PRINTED CIRCUIT BOARD TERMINALS 5.08 MM N OF POLES: 28 135° SOLDER PIN LENGTH (L): 3.5 MM ORANGE TENSION-CLAMP CONNECTION CLAMPING RANGE MAX. : 2.5 MM² BOX | 1
29693 | 1782520000 | PRINTED CIRCUIT BOARD TERMINALS 5.08 MM N OF POLES: 30 135° SOLDER PIN LENGTH (L): 3.5 MM ORANGE TENSION-CLAMP CONNECTION CLAMPING RANGE MAX. : 2.5 MM² BOX | 1
29694 | 1782530000 | PRINTED CIRCUIT BOARD TERMINALS 5.08 MM N OF POLES: 32 135° SOLDER PIN LENGTH (L): 3.5 MM ORANGE TENSION-CLAMP CONNECTION CLAMPING RANGE MAX. : 2.5 MM² BOX | 1
29695 | 1782540000 | PRINTED CIRCUIT BOARD TERMINALS 5.08 MM N OF POLES: 34 135° SOLDER PIN LENGTH (L): 3.5 MM ORANGE TENSION-CLAMP CONNECTION CLAMPING RANGE MAX. : 2.5 MM² BOX | 1
29696 | 1782550000 | PRINTED CIRCUIT BOARD TERMINALS 5.08 MM N OF POLES: 36 135° SOLDER PIN LENGTH (L): 3.5 MM ORANGE TENSION-CLAMP CONNECTION CLAMPING RANGE MAX. : 2.5 MM² BOX | 1
29697 | 1783010000 | SWITCHMARK DEVICE MARKERS 27 X 27 MM TO CUSTOMER SPECIFICATION | 117
29698 | 1783560000 | W-SERIES INITIATOR/ACTUATOR TERMINAL RATED CROSS-SECTION: 2.5 MM² SCREW CONNECTION | 221
29699 | 1783590000 | W-SERIES INITIATOR/ACTUATOR TERMINAL RATED CROSS-SECTION: 2.5 MM² SCREW CONNECTION | 221
29700 | 1783600000 | W-SERIES INITIATOR/ACTUATOR TERMINAL RATED CROSS-SECTION: 2.5 MM² SCREW CONNECTION | 221
29701 | 1783620000 | W-SERIES INITIATOR/ACTUATOR TERMINAL RATED CROSS-SECTION: 2.5 MM² SCREW CONNECTION | 221
29702 | 1783790000 | W-SERIES INITIATOR/ACTUATOR TERMINAL RATED CROSS-SECTION: 2.5 MM² SCREW CONNECTION | 221
29703 | 1783820000 | W-SERIES INITIATOR/ACTUATOR TERMINAL RATED CROSS-SECTION: 2.5 MM² SCREW CONNECTION | 221
29704 | 1783940000 | W-SERIES INITIATOR/ACTUATOR TERMINAL RATED CROSS-SECTION: 2.5 MM² SCREW CONNECTION | 221
29705 | 1783950000 | W-SERIES INITIATOR/ACTUATOR TERMINAL RATED CROSS-SECTION: 2.5 MM² SCREW CONNECTION | 221
29706 | 1783970000 | W-SERIES INITIATOR/ACTUATOR TERMINAL RATED CROSS-SECTION: 2.5 MM² SCREW CONNECTION | 221
29707 | 1783980000 | W-SERIES INITIATOR/ACTUATOR TERMINAL RATED CROSS-SECTION: 2.5 MM² SCREW CONNECTION | 221
29708 | 1784120000 | W-SERIES INITIATOR/ACTUATOR TERMINAL RATED CROSS-SECTION: 1.5 MM² SCREW CONNECTION | 221
29709 | 1784130000 | W-SERIES INITIATOR/ACTUATOR TERMINAL RATED CROSS-SECTION: 1.5 MM² SCREW CONNECTION | 221
29710 | 1784180000 | W-SERIES INITIATOR/ACTUATOR TERMINAL RATED CROSS-SECTION: 2.5 MM² SCREW CONNECTION | 221
29711 | 1789080000 | PCB PLUG-IN CONNECTOR FEMALE PLUG 3.50 MM N OF POLES: 10 180° PUSH IN WITH ACTUATOR TENSION-CLAMP CONNECTION CLAMPING RANGE MAX. : 1.5 MM² BOX | 1
29712 | 1789090000 | PCB PLUG-IN CONNECTOR FEMALE PLUG 3.50 MM N OF POLES: 10 180° PUSH IN WITH ACTUATOR TENSION-CLAMP CONNECTION CLAMPING RANGE MAX. : 1.5 MM² BOX | 1
29713 | 1789100000 | PCB PLUG-IN CONNECTOR FEMALE PLUG 3.50 MM N OF POLES: 30 180° PUSH IN WITH ACTUATOR TENSION-CLAMP CONNECTION CLAMPING RANGE MAX. : 1.5 MM² BOX | 1
29714 | 1789110000 | PCB PLUG-IN CONNECTOR FEMALE PLUG 3.50 MM N OF POLES: 30 180° PUSH IN WITH ACTUATOR TENSION-CLAMP CONNECTION CLAMPING RANGE MAX. : 1.5 MM² BOX | 1
29715 | 1789770000 | BOLT-TYPE SCREW TERMINALS FEED-THROUGH TERMINAL RATED CROSS-SECTION: 35 MM² THREADED STUD CONNECTION | 7
29716 | 1789780000 | BOLT-TYPE SCREW TERMINALS FEED-THROUGH TERMINAL RATED CROSS-SECTION: 50 MM² THREADED STUD CONNECTION | 7
29717 | 1789790000 | BOLT-TYPE SCREW TERMINALS FEED-THROUGH TERMINAL RATED CROSS-SECTION: 120 MM² THREADED STUD CONNECTION | 7
29718 | 1790130000 | BOLT-TYPE SCREW TERMINALS FEED-THROUGH TERMINAL RATED CROSS-SECTION: 16 MM² THREADED STUD CONNECTION | 7
29719 | 1790150000 | CLIPCARD ACCESSORIES 1000 X 17 MM SELF-ADHESIVE | 958
29720 | 1790160000 | CLIPCARD COVER 1000 X 19 MM TRANSPARENT | 978
29721 | 1790520000 | FEED-THROUGH TERMINAL TENSION-CLAMP CONNECTION 4 MM² 800 V 32 A DARK | 10
29722 | 1791210000 | CLAMPING YOKE CLAMPING YOKE STEEL | 158
29723 | 1791220000 | CLAMPING YOKE CLAMPING YOKE STEEL | 158
29724 | 1791240000 | CLAMPING YOKE CLAMPING YOKE | 402
29725 | 1798330000 | TEST-DISCONNECT TERMINAL DOUBLE-TIER TERMINAL TENSION-CLAMP CONNECTION 2.5 MM² 400 V 16 A PIVOTING | 36
29726 | 1804880000 | FEED-THROUGH TERMINAL TENSION-CLAMP CONNECTION 4 MM² 800 V 32 A | 10
29727 | 1806980000 | FEED-THROUGH TERMINAL TENSION-CLAMP CONNECTION 4 MM² 800 V 32 A DARK | 10
29728 | 1807090000 | Z-SERIES PE TERMINAL RATED CROSS-SECTION: 4 MM² TENSION-CLAMP CONNECTION GREEN/ | 7
29729 | 1816130000 | Z-SERIES LOCKING CLIPS 3.9 MM | 1024
29730 | 1816140000 | Z-SERIES STRAIN RELIEF 9.9 MM | 850
29731 | 1831130000 | TEST-DISCONNECT TERMINAL TENSION-CLAMP CONNECTION 2.5 MM² 500 V 20 A WITHOUT DARK | 36
29732 | 1831280000 | TEST-DISCONNECT TERMINAL TENSION-CLAMP CONNECTION 2.5 MM² 500 V 20 A PIVOTING DARK | 36
29733 | 1835840000 | CLAMPING YOKE CLAMPING YOKE STEEL | 158
29734 | 1843150000 | PRINTED CIRCUIT BOARD TERMINALS 5.08 MM N OF POLES: 5 135° SOLDER PIN LENGTH (L): 3.2 MM TINNED ORANGE CLAMPING YOKE CONNECTION CLAMPING RANGE MAX. : 6 MM² BOX | 1
29735 | 1843160000 | PRINTED CIRCUIT BOARD TERMINALS 5.08 MM N OF POLES: 7 135° SOLDER PIN LENGTH (L): 3.2 MM TINNED ORANGE CLAMPING YOKE CONNECTION CLAMPING RANGE MAX. : 6 MM² BOX | 1
29736 | 1843170000 | PRINTED CIRCUIT BOARD TERMINALS 5.08 MM N OF POLES: 9 135° SOLDER PIN LENGTH (L): 3.2 MM TINNED ORANGE CLAMPING YOKE CONNECTION CLAMPING RANGE MAX. : 6 MM² BOX | 1
29737 | 1843180000 | PRINTED CIRCUIT BOARD TERMINALS 5.08 MM N OF POLES: 10 135° SOLDER PIN LENGTH (L): 3.2 MM TINNED ORANGE CLAMPING YOKE CONNECTION CLAMPING RANGE MAX. : 6 MM² BOX | 1
29738 | 1843190000 | PRINTED CIRCUIT BOARD TERMINALS 5.08 MM N OF POLES: 11 135° SOLDER PIN LENGTH (L): 3.2 MM TINNED ORANGE CLAMPING YOKE CONNECTION CLAMPING RANGE MAX. : 6 MM² BOX | 1
29739 | 1843200000 | PRINTED CIRCUIT BOARD TERMINALS 5.08 MM N OF POLES: 12 135° SOLDER PIN LENGTH (L): 3.2 MM TINNED ORANGE CLAMPING YOKE CONNECTION CLAMPING RANGE MAX. : 6 MM² BOX | 1
29740 | 1843210000 | PRINTED CIRCUIT BOARD TERMINALS 5.00 MM N OF POLES: 5 135° SOLDER PIN LENGTH (L): 3.2 MM TINNED ORANGE CLAMPING YOKE CONNECTION CLAMPING RANGE MAX. : 6 MM² BOX | 1
29741 | 1845040000 | PRINTED CIRCUIT BOARD TERMINALS 3.50 MM N OF POLES: 4 90° SOLDER PIN LENGTH (L): 3.2 MM TINNED ORANGE CLAMPING YOKE CONNECTION CLAMPING RANGE MAX. : 2.08 MM² BOX | 1
29742 | 1845050000 | PRINTED CIRCUIT BOARD TERMINALS 3.50 MM N OF POLES: 6 90° SOLDER PIN LENGTH (L): 3.2 MM TINNED ORANGE CLAMPING YOKE CONNECTION CLAMPING RANGE MAX. : 2.08 MM² BOX | 1
29743 | 1845060000 | PRINTED CIRCUIT BOARD TERMINALS 3.50 MM N OF POLES: 7 90° SOLDER PIN LENGTH (L): 3.2 MM TINNED ORANGE CLAMPING YOKE CONNECTION CLAMPING RANGE MAX. : 2.08 MM² BOX | 1
29744 | 1845070000 | PRINTED CIRCUIT BOARD TERMINALS 3.50 MM N OF POLES: 8 90° SOLDER PIN LENGTH (L): 3.2 MM TINNED ORANGE CLAMPING YOKE CONNECTION CLAMPING RANGE MAX. : 2.08 MM² BOX | 1
29745 | 1845080000 | PRINTED CIRCUIT BOARD TERMINALS 3.50 MM N OF POLES: 9 90° SOLDER PIN LENGTH (L): 3.2 MM TINNED ORANGE CLAMPING YOKE CONNECTION CLAMPING RANGE MAX. : 2.08 MM² BOX | 1
29746 | 1845090000 | PRINTED CIRCUIT BOARD TERMINALS 3.50 MM N OF POLES: 10 90° SOLDER PIN LENGTH (L): 3.2 MM TINNED ORANGE CLAMPING YOKE CONNECTION CLAMPING RANGE MAX. : 2.08 MM² BOX | 1
29747 | 1845100000 | PRINTED CIRCUIT BOARD TERMINALS 3.50 MM N OF POLES: 11 90° SOLDER PIN LENGTH (L): 3.2 MM TINNED ORANGE CLAMPING YOKE CONNECTION CLAMPING RANGE MAX. : 2.08 MM² BOX | 1
29748 | 1845110000 | PRINTED CIRCUIT BOARD TERMINALS 3.50 MM N OF POLES: 12 90° SOLDER PIN LENGTH (L): 3.2 MM TINNED ORANGE CLAMPING YOKE CONNECTION CLAMPING RANGE MAX. : 2.08 MM² BOX | 1
29749 | 1845220000 | PRINTED CIRCUIT BOARD TERMINALS 3.50 MM N OF POLES: 4 135° SOLDER PIN LENGTH (L): 3.2 MM TINNED ORANGE CLAMPING YOKE CONNECTION CLAMPING RANGE MAX. : 2.08 MM² BOX | 1
29750 | 1845230000 | PRINTED CIRCUIT BOARD TERMINALS 3.50 MM N OF POLES: 5 135° SOLDER PIN LENGTH (L): 3.2 MM TINNED ORANGE CLAMPING YOKE CONNECTION CLAMPING RANGE MAX. : 2.08 MM² BOX | 1
29751 | 1845240000 | PRINTED CIRCUIT BOARD TERMINALS 3.50 MM N OF POLES: 6 135° SOLDER PIN LENGTH (L): 3.2 MM TINNED ORANGE CLAMPING YOKE CONNECTION CLAMPING RANGE MAX. : 2.08 MM² BOX | 1
29752 | 1845250000 | PRINTED CIRCUIT BOARD TERMINALS 3.50 MM N OF POLES: 7 135° SOLDER PIN LENGTH (L): 3.2 MM TINNED ORANGE CLAMPING YOKE CONNECTION CLAMPING RANGE MAX. : 2.08 MM² BOX | 1
29753 | 1845260000 | PRINTED CIRCUIT BOARD TERMINALS 3.50 MM N OF POLES: 8 135° SOLDER PIN LENGTH (L): 3.2 MM TINNED ORANGE CLAMPING YOKE CONNECTION CLAMPING RANGE MAX. : 2.08 MM² BOX | 1
29754 | 1845270000 | PRINTED CIRCUIT BOARD TERMINALS 3.50 MM N OF POLES: 9 135° SOLDER PIN LENGTH (L): 3.2 MM TINNED ORANGE CLAMPING YOKE CONNECTION CLAMPING RANGE MAX. : 2.08 MM² BOX | 1
29755 | 1845280000 | PRINTED CIRCUIT BOARD TERMINALS 3.50 MM N OF POLES: 10 135° SOLDER PIN LENGTH (L): 3.2 MM TINNED ORANGE CLAMPING YOKE CONNECTION CLAMPING RANGE MAX. : 2.08 MM² BOX | 1
29756 | 1845290000 | PRINTED CIRCUIT BOARD TERMINALS 3.50 MM N OF POLES: 11 135° SOLDER PIN LENGTH (L): 3.2 MM TINNED ORANGE CLAMPING YOKE CONNECTION CLAMPING RANGE MAX. : 2.08 MM² BOX | 1
29757 | 1845300000 | PRINTED CIRCUIT BOARD TERMINALS 3.50 MM N OF POLES: 12 135° SOLDER PIN LENGTH (L): 3.2 MM TINNED ORANGE CLAMPING YOKE CONNECTION CLAMPING RANGE MAX. : 2.08 MM² BOX | 1
29758 | 1849740000 | PCB PLUG-IN CONNECTOR ACCESSORIES CODING ELEMENT N OF POLES: 1 | 27
29759 | 1855610000 | TEST-DISCONNECT TERMINAL SCREW CONNECTION 2.5 MM² 500 V 24 A PIVOTING DARK | 36
29760 | 1855620000 | TEST-DISCONNECT TERMINAL SCREW CONNECTION 2.5 MM² 500 V 24 A PIVOTING DARK | 36
29761 | 1856710000 | ESG DEVICE MARKERS X 17 MM PA 66 COLOUR: TO CUSTOMER SPECIFICATION PLUGGABLE | 92
29762 | 1856730000 | ESG DEVICE MARKERS X 20 MM PA 66 COLOUR: TO CUSTOMER SPECIFICATION PLUGGABLE | 92
29763 | 1857450000 | ESG DEVICE MARKERS X 11 MM PA 66 COLOUR: TO CUSTOMER SPECIFICATION SELF-ADHESIVE | 92
29764 | 1861640000 | BOLT-TYPE SCREW TERMINALS FEED-THROUGH TERMINAL RATED CROSS-SECTION: 120 MM² THREADED STUD CONNECTION | 7
29765 | 1868880000 | BOLT-TYPE SCREW TERMINALS BUSBAR N OF POLES: | 1206
29766 | 1878530000 | TEST-DISCONNECT TERMINAL SCREW CONNECTION 2.5 MM² 500 V 24 A PIVOTING ORANGE | 36
29767 | 1880080000 | ESG DEVICE MARKERS X 17 MM PA 66 COLOUR: TO CUSTOMER SPECIFICATION SELF-ADHESIVE | 92
29768 | 1880090000 | ESG DEVICE MARKERS X 15 MM PA 66 COLOUR: TO CUSTOMER SPECIFICATION SELF-ADHESIVE | 92
29769 | 1880390000 | W-SERIES FUSE TERMINAL RATED CROSS-SECTION: 4 MM² SCREW CONNECTION | 7
29770 | 1880410000 | W-SERIES FUSE TERMINAL RATED CROSS-SECTION: 4 MM² SCREW CONNECTION | 7
29771 | 1880420000 | W-SERIES FUSE TERMINAL RATED CROSS-SECTION: 4 MM² SCREW CONNECTION | 7
29772 | 1880430000 | W-SERIES FUSE TERMINAL RATED CROSS-SECTION: 4 MM² SCREW CONNECTION | 7
29773 | 1880440000 | W-SERIES FUSE TERMINAL RATED CROSS-SECTION: 4 MM² SCREW CONNECTION | 7
29774 | 1881290000 | ESG DEVICE MARKERS X 15 MM PA 66 COLOUR: TO CUSTOMER SPECIFICATION PLUGGABLE | 92
29775 | 1884630000 | W-SERIES FUSE TERMINAL RATED CROSS-SECTION: 6 MM² SCREW CONNECTION | 7
29776 | 1887600000 | Z-SERIES COUPLING RATED CROSS-SECTION: 2.5 MM² PLUG-IN CONNECTION DIRECT MOUNTING | 18
29777 | 1887840000 | Z-SERIES COUPLING RATED CROSS-SECTION: 2.5 MM² PLUG-IN CONNECTION | 18
29778 | 1888130000 | Z-SERIES PLUG-IN CONNECTOR DIRECT MOUNTING | 18
29779 | 1899170000 | Z-SERIES MOUNTING FOOT 5.1 MM | 1263
29780 | 1915330000 | SWITCHMARK DEVICE MARKERS 18 X 27 MM | 44
29781 | 1915340000 | SWITCHMARK DEVICE MARKERS 18 X 27 MM | 44
29782 | 1926200000 | BUILT-IN PLUGS M12 PIN STRAIGHT PG 9 N OF POLES: 8 | 832
29783 | 1933890000 | TEST-DISCONNECT TERMINAL PUSH IN 4 MM² 500 V 24 A WITHOUT DARK | 93
29784 | 1933910000 | TEST-DISCONNECT TERMINAL PUSH IN 4 MM² 500 V 23 A WITHOUT DARK | 93
29785 | 1933930000 | TEST-DISCONNECT TERMINAL PUSH IN 4 MM² 500 V 24 A PIVOTING | 93
29786 | 1933940000 | TEST-DISCONNECT TERMINAL PUSH IN 4 MM² 500 V 24 A PIVOTING DARK | 93
29787 | 1933950000 | TEST-DISCONNECT TERMINAL PUSH IN 4 MM² 500 V 23 A PIVOTING DARK | 93
29788 | 1933970000 | TEST-DISCONNECT TERMINAL PUSH IN 4 MM² 500 V 23 A PIVOTING | 93
29789 | 1933980000 | TEST-DISCONNECT TERMINAL PUSH IN 4 MM² 500 V 24 A PIVOTING DARK | 93
29790 | 1933990000 | TEST-DISCONNECT TERMINAL PUSH IN 4 MM² 500 V 24 A WITHOUT DARK | 93
29791 | 1934000000 | TEST-DISCONNECT TERMINAL PUSH IN 4 MM² 500 V 24 A PIVOTING | 93
29792 | 1934010000 | FEED-THROUGH TERMINAL PUSH IN 4 MM² 800 V 32 A ORANGE | 15
29793 | 1934020000 | FEED-THROUGH TERMINAL PUSH IN 4 MM² 800 V 32 A ORANGE | 15
29794 | 1934030000 | FEED-THROUGH TERMINAL PUSH IN 4 MM² 800 V 32 A ORANGE | 15
29795 | 1934790000 | TEST-DISCONNECT TERMINAL SCREW CONNECTION 6 MM² 500 V 41 A WITHOUT DARK | 36
29796 | 1934800000 | TEST-DISCONNECT TERMINAL SCREW CONNECTION 6 MM² 500 V 41 A WITHOUT DARK | 36
29797 | 1934810000 | TEST-DISCONNECT TERMINAL SCREW CONNECTION 6 MM² 630 V 41 A SLIDING DARK | 36
29798 | 1934820000 | TEST-DISCONNECT TERMINAL SCREW CONNECTION 6 MM² 630 V 41 A SLIDING DARK | 36
29799 | 1934830000 | FEED-THROUGH TERMINAL SCREW CONNECTION 6 MM² 630 V 41 A WITHOUT DARK | 10
29800 | 1937670000 | SAK SERIES FUSE TERMINAL RATED CROSS-SECTION: 4 MM² SCREW CONNECTION DIRECT MOUNTING | 7
29801 | 1938010000 | PCB PLUG-IN CONNECTOR FEMALE PLUG 3.50 MM N OF POLES: 10 180° PUSH IN WITH ACTUATOR TENSION-CLAMP CONNECTION CLAMPING RANGE MAX. : 1.5 MM² BOX | 1
29802 | 1938020000 | PCB PLUG-IN CONNECTOR FEMALE PLUG 3.50 MM N OF POLES: 30 180° PUSH IN WITH ACTUATOR TENSION-CLAMP CONNECTION CLAMPING RANGE MAX. : 1.5 MM² BOX | 1
29803 | 1938820000 | TEST-DISCONNECT TERMINAL SCREW CONNECTION 6 MM² 630 V 41 A SLIDING DARK | 36
29804 | 1946220000 | FEED-THROUGH TERMINAL TENSION-CLAMP CONNECTION 2.5 MM² 800 V 24 A | 10
29805 | 1966020000 | W-SERIES FUSE TERMINAL RATED CROSS-SECTION: 25 MM² SCREW CONNECTION | 7
29806 | 1966030000 | W-SERIES FUSE TERMINAL RATED CROSS-SECTION: 25 MM² SCREW CONNECTION | 7
29807 | 1966040000 | W-SERIES FUSE TERMINAL RATED CROSS-SECTION: 25 MM² SCREW CONNECTION | 7
29808 | 1966050000 | W-SERIES FUSE TERMINAL RATED CROSS-SECTION: 25 MM² SCREW CONNECTION | 7
29809 | 1966060000 | W-SERIES FUSE TERMINAL RATED CROSS-SECTION: 25 MM² SCREW CONNECTION | 7
29810 | 1966070000 | W-SERIES FUSE TERMINAL RATED CROSS-SECTION: 25 MM² SCREW CONNECTION | 7
29811 | 1966080000 | W-SERIES FUSE TERMINAL RATED CROSS-SECTION: 25 MM² SCREW CONNECTION | 7
29812 | 1966090000 | W-SERIES FUSE TERMINAL RATED CROSS-SECTION: 25 MM² SCREW CONNECTION | 7
29813 | 1972980000 | Z-SERIES PLUG-IN CONNECTOR DIRECT MOUNTING | 18
29814 | 2242000000 | SMALL HOUSING OMNIMATE HOUSING - TERMINALBOX PEBBLE GREY FLANGE-MOUNTED HOUSING WIDTH: 17.5 MM | 301
29815 | 4316020000 | CUTTING TOOL REPLACEMENT PART | 138
29816 | 4316030000 | CUTTING TOOL REPLACEMENT PART | 138
29817 | 4316050000 | CUTTING TOOL REPLACEMENT PART | 138
29818 | 4316060000 | CUTTING TOOL REPLACEMENT PART | 138
29819 | 4316080000 | CUTTING TOOL REPLACEMENT PART | 138
29820 | 4316130000 | CUTTING TOOL REPLACEMENT PART | 138
29821 | 4316140000 | CUTTING TOOL REPLACEMENT PART | 138
29822 | 4316150000 | CUTTING TOOL REPLACEMENT PART | 138
29823 | 4316160000 | CUTTING TOOL REPLACEMENT PART | 138
29824 | 4316180000 | CUTTING TOOL REPLACEMENT PART | 138
29825 | 4316210000 | CUTTING TOOL REPLACEMENT PART | 138
29826 | 4316230000 | CUTTING TOOL REPLACEMENT PART | 138
29827 | 4316250000 | CUTTING TOOL REPLACEMENT PART | 138
29828 | 4316260000 | CUTTING TOOL REPLACEMENT PART | 138
29829 | 4316270000 | CUTTING TOOL REPLACEMENT PART | 138
29830 | 4316280000 | CUTTING TOOL REPLACEMENT PART | 138
29831 | 4316290000 | CUTTING TOOL REPLACEMENT PART | 138
29832 | 4316300000 | CUTTING TOOL REPLACEMENT PART | 138
29833 | 4316310000 | CUTTING TOOL REPLACEMENT PART | 138
29834 | 4316320000 | CUTTING TOOL REPLACEMENT PART | 138
29835 | 4316350000 | CUTTING TOOL REPLACEMENT PART | 138
29836 | 4316360000 | CUTTING TOOL REPLACEMENT PART | 138
29837 | 4316370000 | CUTTING TOOL REPLACEMENT PART | 138
29838 | 4316380000 | CUTTING TOOL REPLACEMENT PART | 138
29839 | 4316390000 | CUTTING TOOL REPLACEMENT PART | 138