24785 | 1639990000 | BL 3.50/08/270F SN OR BX | PCB plug-in connector, female plug, 3.50 mm, Number of poles: 8, 270°, Clamping yoke connection, Clamping range, max. : 1.5 mm², Box
24786 | 1640000000 | BL 3.50/09/270F SN OR BX | PCB plug-in connector, female plug, 3.50 mm, Number of poles: 9, 270°, Clamping yoke connection, Clamping range, max. : 1.5 mm², Box
24787 | 1640010000 | BL 3.50/10/270F SN OR BX | PCB plug-in connector, female plug, 3.50 mm, Number of poles: 10, 270°, Clamping yoke connection, Clamping range, max. : 1.5 mm², Box
24788 | 1640020000 | BL 3.50/11/270F SN OR BX | PCB plug-in connector, female plug, 3.50 mm, Number of poles: 11, 270°, Clamping yoke connection, Clamping range, max. : 1.5 mm², Box
24789 | 1640030000 | BL 3.50/12/270F SN OR BX | PCB plug-in connector, female plug, 3.50 mm, Number of poles: 12, 270°, Clamping yoke connection, Clamping range, max. : 1.5 mm², Box
24790 | 1640040000 | BL 3.50/13/270F SN OR BX | PCB plug-in connector, female plug, 3.50 mm, Number of poles: 13, 270°, Clamping yoke connection, Clamping range, max. : 1.5 mm², Box
24791 | 1640050000 | BL 3.50/14/270F SN OR BX | PCB plug-in connector, female plug, 3.50 mm, Number of poles: 14, 270°, Clamping yoke connection, Clamping range, max. : 1.5 mm², Box
24792 | 1640060000 | BL 3.50/15/270F SN OR BX | PCB plug-in connector, female plug, 3.50 mm, Number of poles: 15, 270°, Clamping yoke connection, Clamping range, max. : 1.5 mm², Box
24793 | 1640070000 | BL 3.50/16/270F SN OR BX | PCB plug-in connector, female plug, 3.50 mm, Number of poles: 16, 270°, Clamping yoke connection, Clamping range, max. : 1.5 mm², Box
24794 | 1640080000 | BL 3.50/17/270F SN OR BX | PCB plug-in connector, female plug, 3.50 mm, Number of poles: 17, 270°, Clamping yoke connection, Clamping range, max. : 1.5 mm², Box
24795 | 1640090000 | BL 3.50/18/270F SN OR BX | PCB plug-in connector, female plug, 3.50 mm, Number of poles: 18, 270°, Clamping yoke connection, Clamping range, max. : 1.5 mm², Box
24796 | 1640100000 | BL 3.50/19/270F SN OR BX | PCB plug-in connector, female plug, 3.50 mm, Number of poles: 19, 270°, Clamping yoke connection, Clamping range, max. : 1.5 mm², Box
24797 | 1640110000 | BL 3.50/20/270F SN OR BX | PCB plug-in connector, female plug, 3.50 mm, Number of poles: 20, 270°, Clamping yoke connection, Clamping range, max. : 1.5 mm², Box
24798 | 1640120000 | BL 3.50/21/270F SN OR BX | PCB plug-in connector, female plug, 3.50 mm, Number of poles: 21, 270°, Clamping yoke connection, Clamping range, max. : 1.5 mm², Box
24799 | 1640130000 | BL 3.50/22/270F SN OR BX | PCB plug-in connector, female plug, 3.50 mm, Number of poles: 22, 270°, Clamping yoke connection, Clamping range, max. : 1.5 mm², Box
24800 | 1640140000 | BL 3.50/23/270F SN OR BX | PCB plug-in connector, female plug, 3.50 mm, Number of poles: 23, 270°, Clamping yoke connection, Clamping range, max. : 1.5 mm², Box
24801 | 1640150000 | BL 3.50/24/270F SN OR BX | PCB plug-in connector, female plug, 3.50 mm, Number of poles: 24, 270°, Clamping yoke connection, Clamping range, max. : 1.5 mm², Box
24802 | 1640160000 | BL 3.50/02/270F SN BK BX | PCB plug-in connector, female plug, 3.50 mm, Number of poles: 2, 270°, Clamping yoke connection, Clamping range, max. : 1.5 mm², Box
24803 | 1640170000 | BL 3.50/03/270F SN BK BX | PCB plug-in connector, female plug, 3.50 mm, Number of poles: 3, 270°, Clamping yoke connection, Clamping range, max. : 1.5 mm², Box
24804 | 1640180000 | BL 3.50/04/270F SN BK BX | PCB plug-in connector, female plug, 3.50 mm, Number of poles: 4, 270°, Clamping yoke connection, Clamping range, max. : 1.5 mm², Box
24805 | 1640200000 | BL 3.50/06/270F SN BK BX | PCB plug-in connector, female plug, 3.50 mm, Number of poles: 6, 270°, Clamping yoke connection, Clamping range, max. : 1.5 mm², Box
24806 | 1640220000 | BL 3.50/08/270F SN BK BX | PCB plug-in connector, female plug, 3.50 mm, Number of poles: 8, 270°, Clamping yoke connection, Clamping range, max. : 1.5 mm², Box
24807 | 1640240000 | BL 3.50/10/270F SN BK BX | PCB plug-in connector, female plug, 3.50 mm, Number of poles: 10, 270°, Clamping yoke connection, Clamping range, max. : 1.5 mm², Box
24808 | 1640280000 | BL 3.50/14/270F SN BK BX | PCB plug-in connector, female plug, 3.50 mm, Number of poles: 14, 270°, Clamping yoke connection, Clamping range, max. : 1.5 mm², Box
24809 | 1640320000 | BL 3.50/18/270F SN BK BX | PCB plug-in connector, female plug, 3.50 mm, Number of poles: 18, 270°, Clamping yoke connection, Clamping range, max. : 1.5 mm², Box
24810 | 1640350000 | BL 3.50/21/270F SN BK BX | PCB plug-in connector, female plug, 3.50 mm, Number of poles: 21, 270°, Clamping yoke connection, Clamping range, max. : 1.5 mm², Box
24811 | 1711510000 | SLD 5.08/16/90G 4.5SN BK BX | PCB plug-in connector, male header, closed side, THT solder connection, 5.08 mm, Number of poles: 16, 90°, Solder pin length (l): 4.5 mm, tinned, black, Box
24812 | 1725260000 | SLD 5.08V/22/90 3.2 SN OR BX | PCB plug-in connector, male header, open side, THT solder connection, 5.08 mm, Number of poles: 22, 90°, Solder pin length (l): 3.2 mm, tinned, orange, Box
24813 | 1725280000 | SLD 5.08V/26/90 3.2 SN OR BX | PCB plug-in connector, male header, open side, THT solder connection, 5.08 mm, Number of poles: 26, 90°, Solder pin length (l): 3.2 mm, tinned, orange, Box
24814 | 1725290000 | SLD 5.08V/28/90 3.2 SN OR BX | PCB plug-in connector, male header, open side, THT solder connection, 5.08 mm, Number of poles: 28, 90°, Solder pin length (l): 3.2 mm, tinned, orange, Box
24815 | 1725300000 | SLD 5.08V/30/90 3.2 SN OR BX | PCB plug-in connector, male header, open side, THT solder connection, 5.08 mm, Number of poles: 30, 90°, Solder pin length (l): 3.2 mm, tinned, orange, Box
24816 | 1725310000 | SLD 5.08V/32/90 3.2 SN OR BX | PCB plug-in connector, male header, open side, THT solder connection, 5.08 mm, Number of poles: 32, 90°, Solder pin length (l): 3.2 mm, tinned, orange, Box
24817 | 1725320000 | SLD 5.08V/34/90 3.2 SN OR BX | PCB plug-in connector, male header, open side, THT solder connection, 5.08 mm, Number of poles: 34, 90°, Solder pin length (l): 3.2 mm, tinned, orange, Box
24818 | 1725330000 | SLD 5.08V/36/90 3.2 SN OR BX | PCB plug-in connector, male header, open side, THT solder connection, 5.08 mm, Number of poles: 36, 90°, Solder pin length (l): 3.2 mm, tinned, orange, Box
24819 | 1725340000 | SLD 5.08V/38/90 3.2 SN OR BX | PCB plug-in connector, male header, open side, THT solder connection, 5.08 mm, Number of poles: 38, 90°, Solder pin length (l): 3.2 mm, tinned, orange, Box
24820 | 1725650000 | SLD 5.08V/04/180 3.2SN OR BX | PCB plug-in connector, male header, open side, THT solder connection, 5.08 mm, Number of poles: 4, 180°, Solder pin length (l): 3.2 mm, tinned, orange, Box
24821 | 1725660000 | SLD 5.08V/06/180 3.2SN OR BX | PCB plug-in connector, male header, open side, THT solder connection, 5.08 mm, Number of poles: 6, 180°, Solder pin length (l): 3.2 mm, tinned, orange, Box
24822 | 1725670000 | SLD 5.08V/08/180 3.2SN OR BX | PCB plug-in connector, male header, open side, THT solder connection, 5.08 mm, Number of poles: 8, 180°, Solder pin length (l): 3.2 mm, tinned, orange, Box
24823 | 1725680000 | SLD 5.08V/10/180 3.2SN OR BX | PCB plug-in connector, male header, open side, THT solder connection, 5.08 mm, Number of poles: 10, 180°, Solder pin length (l): 3.2 mm, tinned, orange, Box
24824 | 1725690000 | SLD 5.08V/12/180 3.2SN OR BX | PCB plug-in connector, male header, open side, THT solder connection, 5.08 mm, Number of poles: 12, 180°, Solder pin length (l): 3.2 mm, tinned, orange, Box
24825 | 1725700000 | SLD 5.08V/14/180 3.2SN OR BX | PCB plug-in connector, male header, open side, THT solder connection, 5.08 mm, Number of poles: 14, 180°, Solder pin length (l): 3.2 mm, tinned, orange, Box
24826 | 1725710000 | SLD 5.08V/16/180 3.2SN OR BX | PCB plug-in connector, male header, open side, THT solder connection, 5.08 mm, Number of poles: 16, 180°, Solder pin length (l): 3.2 mm, tinned, orange, Box
24827 | 1725720000 | SLD 5.08V/18/180 3.2SN OR BX | PCB plug-in connector, male header, open side, THT solder connection, 5.08 mm, Number of poles: 18, 180°, Solder pin length (l): 3.2 mm, tinned, orange, Box
24828 | 1725730000 | SLD 5.08V/20/180 3.2SN OR BX | PCB plug-in connector, male header, open side, THT solder connection, 5.08 mm, Number of poles: 20, 180°, Solder pin length (l): 3.2 mm, tinned, orange, Box
24829 | 1725740000 | SLD 5.08V/22/180 3.2SN OR BX | PCB plug-in connector, male header, open side, THT solder connection, 5.08 mm, Number of poles: 22, 180°, Solder pin length (l): 3.2 mm, tinned, orange, Box
24830 | 1725750000 | SLD 5.08V/24/180 3.2SN OR BX | PCB plug-in connector, male header, open side, THT solder connection, 5.08 mm, Number of poles: 24, 180°, Solder pin length (l): 3.2 mm, tinned, orange, Box
24831 | 1725760000 | SLD 5.08V/26/180 3.2SN OR BX | PCB plug-in connector, male header, open side, THT solder connection, 5.08 mm, Number of poles: 26, 180°, Solder pin length (l): 3.2 mm, tinned, orange, Box
24832 | 1725770000 | SLD 5.08V/28/180 3.2SN OR BX | PCB plug-in connector, male header, open side, THT solder connection, 5.08 mm, Number of poles: 28, 180°, Solder pin length (l): 3.2 mm, tinned, orange, Box
24833 | 1725780000 | SLD 5.08V/30/180 3.2SN OR BX | PCB plug-in connector, male header, open side, THT solder connection, 5.08 mm, Number of poles: 30, 180°, Solder pin length (l): 3.2 mm, tinned, orange, Box
24834 | 1725790000 | SLD 5.08V/32/180 3.2SN OR BX | PCB plug-in connector, male header, open side, THT solder connection, 5.08 mm, Number of poles: 32, 180°, Solder pin length (l): 3.2 mm, tinned, orange, Box
24835 | 1725800000 | SLD 5.08V/34/180 3.2SN OR BX | PCB plug-in connector, male header, open side, THT solder connection, 5.08 mm, Number of poles: 34, 180°, Solder pin length (l): 3.2 mm, tinned, orange, Box
24836 | 1725810000 | SLD 5.08V/36/180 3.2SN OR BX | PCB plug-in connector, male header, open side, THT solder connection, 5.08 mm, Number of poles: 36, 180°, Solder pin length (l): 3.2 mm, tinned, orange, Box
24837 | 1725820000 | SLD 5.08V/38/180 3.2SN OR BX | PCB plug-in connector, male header, open side, THT solder connection, 5.08 mm, Number of poles: 38, 180°, Solder pin length (l): 3.2 mm, tinned, orange, Box
24838 | 1725830000 | SLD 5.08V/40/180 3.2SN OR BX | PCB plug-in connector, male header, open side, THT solder connection, 5.08 mm, Number of poles: 40, 180°, Solder pin length (l): 3.2 mm, tinned, orange, Box
24839 | 1725840000 | SLD 5.08V/42/180 3.2SN OR BX | PCB plug-in connector, male header, open side, THT solder connection, 5.08 mm, Number of poles: 42, 180°, Solder pin length (l): 3.2 mm, tinned, orange, Box
24840 | 1725850000 | SLD 5.08V/44/180 3.2SN OR BX | PCB plug-in connector, male header, open side, THT solder connection, 5.08 mm, Number of poles: 44, 180°, Solder pin length (l): 3.2 mm, tinned, orange, Box
24841 | 1725860000 | SLD 5.08V/46/180 3.2SN OR BX | PCB plug-in connector, male header, open side, THT solder connection, 5.08 mm, Number of poles: 46, 180°, Solder pin length (l): 3.2 mm, tinned, orange, Box
24842 | 1725870000 | SLD 5.08V/48/180 3.2SN OR BX | PCB plug-in connector, male header, open side, THT solder connection, 5.08 mm, Number of poles: 48, 180°, Solder pin length (l): 3.2 mm, tinned, orange, Box
24843 | 1726790000 | SLD 5.08V/14/180B 3.2SN OR BX | PCB plug-in connector, male header, Dovetails for fixing blocks, THT solder connection, 5.08 mm, Number of poles: 14, 180°, Solder pin length (l): 3.2 mm, tinned, orange, Box
24844 | 1726820000 | SLD 5.08V/20/180B 3.2SN OR BX | PCB plug-in connector, male header, Dovetails for fixing blocks, THT solder connection, 5.08 mm, Number of poles: 20, 180°, Solder pin length (l): 3.2 mm, tinned, orange, Box
24845 | 1726860000 | SLD 5.08V/28/180B 3.2SN OR BX | PCB plug-in connector, male header, Dovetails for fixing blocks, THT solder connection, 5.08 mm, Number of poles: 28, 180°, Solder pin length (l): 3.2 mm, tinned, orange, Box
24846 | 1726960000 | SLD 5.08V/48/180B 3.2SN OR BX | PCB plug-in connector, male header, Dovetails for fixing blocks, THT solder connection, 5.08 mm, Number of poles: 48, 180°, Solder pin length (l): 3.2 mm, tinned, orange, Box
24847 | 1727560000 | B2L 3.50/06/180 SN OR BX | PCB plug-in connector, female plug, 3.50 mm, Number of poles: 6, 180°, Tension-clamp connection, Clamping range, max. : 1 mm², Box
24848 | 1727570000 | B2L 3.50/08/180 SN OR BX | PCB plug-in connector, female plug, 3.50 mm, Number of poles: 8, 180°, Tension-clamp connection, Clamping range, max. : 1 mm², Box
24849 | 1727580000 | B2L 3.50/10/180 SN OR BX | PCB plug-in connector, female plug, 3.50 mm, Number of poles: 10, 180°, Tension-clamp connection, Clamping range, max. : 1 mm², Box
24850 | 1727590000 | B2L 3.50/12/180 SN OR BX | PCB plug-in connector, female plug, 3.50 mm, Number of poles: 12, 180°, Tension-clamp connection, Clamping range, max. : 1 mm², Box
24851 | 1727600000 | B2L 3.50/14/180 SN OR BX | PCB plug-in connector, female plug, 3.50 mm, Number of poles: 14, 180°, Tension-clamp connection, Clamping range, max. : 1 mm², Box
24852 | 1727610000 | B2L 3.50/16/180 SN OR BX | PCB plug-in connector, female plug, 3.50 mm, Number of poles: 16, 180°, Tension-clamp connection, Clamping range, max. : 1 mm², Box
24853 | 1727620000 | B2L 3.50/18/180 SN OR BX | PCB plug-in connector, female plug, 3.50 mm, Number of poles: 18, 180°, Tension-clamp connection, Clamping range, max. : 1 mm², Box
24854 | 1727630000 | B2L 3.50/20/180 SN OR BX | PCB plug-in connector, female plug, 3.50 mm, Number of poles: 20, 180°, Tension-clamp connection, Clamping range, max. : 1 mm², Box
24855 | 1727640000 | B2L 3.50/06/180 SN BK BX | PCB plug-in connector, female plug, 3.50 mm, Number of poles: 6, 180°, Tension-clamp connection, Clamping range, max. : 1 mm², Box
24856 | 1727650000 | B2L 3.50/08/180 SN BK BX | PCB plug-in connector, female plug, 3.50 mm, Number of poles: 8, 180°, Tension-clamp connection, Clamping range, max. : 1 mm², Box
24857 | 1727660000 | B2L 3.50/10/180 SN BK BX | PCB plug-in connector, female plug, 3.50 mm, Number of poles: 10, 180°, Tension-clamp connection, Clamping range, max. : 1 mm², Box
24858 | 1727670000 | B2L 3.50/12/180 SN BK BX | PCB plug-in connector, female plug, 3.50 mm, Number of poles: 12, 180°, Tension-clamp connection, Clamping range, max. : 1 mm², Box
24859 | 1727680000 | B2L 3.50/14/180 SN BK BX | PCB plug-in connector, female plug, 3.50 mm, Number of poles: 14, 180°, Tension-clamp connection, Clamping range, max. : 1 mm², Box
24860 | 1727690000 | B2L 3.50/16/180 SN BK BX | PCB plug-in connector, female plug, 3.50 mm, Number of poles: 16, 180°, Tension-clamp connection, Clamping range, max. : 1 mm², Box
24861 | 1727700000 | B2L 3.50/18/180 SN BK BX | PCB plug-in connector, female plug, 3.50 mm, Number of poles: 18, 180°, Tension-clamp connection, Clamping range, max. : 1 mm², Box
24862 | 1727710000 | B2L 3.50/20/180 SN BK BX | PCB plug-in connector, female plug, 3.50 mm, Number of poles: 20, 180°, Tension-clamp connection, Clamping range, max. : 1 mm², Box
24863 | 1727830000 | S2L 3.50/06/90G 3.5SN OR BX | PCB plug-in connector, male header, closed side, THT solder connection, 3.50 mm, Number of poles: 6, 90°, Solder pin length (l): 3.5 mm, tinned, orange, Box
24864 | 1727840000 | S2L 3.50/08/90G 3.5SN OR BX | PCB plug-in connector, male header, closed side, THT solder connection, 3.50 mm, Number of poles: 8, 90°, Solder pin length (l): 3.5 mm, tinned, orange, Box
24865 | 1727850000 | S2L 3.50/10/90G 3.5SN OR BX | PCB plug-in connector, male header, closed side, THT solder connection, 3.50 mm, Number of poles: 10, 90°, Solder pin length (l): 3.5 mm, tinned, orange, Box
24866 | 1727860000 | S2L 3.50/12/90G 3.5SN OR BX | PCB plug-in connector, male header, closed side, THT solder connection, 3.50 mm, Number of poles: 12, 90°, Solder pin length (l): 3.5 mm, tinned, orange, Box
24867 | 1727870000 | S2L 3.50/14/90G 3.5SN OR BX | PCB plug-in connector, male header, closed side, THT solder connection, 3.50 mm, Number of poles: 14, 90°, Solder pin length (l): 3.5 mm, tinned, orange, Box
24868 | 1727880000 | S2L 3.50/16/90G 3.5SN OR BX | PCB plug-in connector, male header, closed side, THT solder connection, 3.50 mm, Number of poles: 16, 90°, Solder pin length (l): 3.5 mm, tinned, orange, Box
24869 | 1727890000 | S2L 3.50/18/90G 3.5SN OR BX | PCB plug-in connector, male header, closed side, THT solder connection, 3.50 mm, Number of poles: 18, 90°, Solder pin length (l): 3.5 mm, tinned, orange, Box
24870 | 1727900000 | S2L 3.50/20/90G 3.5SN OR BX | PCB plug-in connector, male header, closed side, THT solder connection, 3.50 mm, Number of poles: 20, 90°, Solder pin length (l): 3.5 mm, tinned, orange, Box
24871 | 1727910000 | S2L 3.50/22/90G 3.5SN OR BX | PCB plug-in connector, male header, closed side, THT solder connection, 3.50 mm, Number of poles: 22, 90°, Solder pin length (l): 3.5 mm, tinned, orange, Box
24872 | 1727920000 | S2L 3.50/24/90G 3.5SN OR BX | PCB plug-in connector, male header, closed side, THT solder connection, 3.50 mm, Number of poles: 24, 90°, Solder pin length (l): 3.5 mm, tinned, orange, Box
24873 | 1727930000 | S2L 3.50/26/90G 3.5SN OR BX | PCB plug-in connector, male header, closed side, THT solder connection, 3.50 mm, Number of poles: 26, 90°, Solder pin length (l): 3.5 mm, tinned, orange, Box
24874 | 1727940000 | S2L 3.50/28/90G 3.5SN OR BX | PCB plug-in connector, male header, closed side, THT solder connection, 3.50 mm, Number of poles: 28, 90°, Solder pin length (l): 3.5 mm, tinned, orange, Box
24875 | 1727950000 | S2L 3.50/30/90G 3.5SN OR BX | PCB plug-in connector, male header, closed side, THT solder connection, 3.50 mm, Number of poles: 30, 90°, Solder pin length (l): 3.5 mm, tinned, orange, Box
24876 | 1727960000 | S2L 3.50/32/90G 3.5SN OR BX | PCB plug-in connector, male header, closed side, THT solder connection, 3.50 mm, Number of poles: 32, 90°, Solder pin length (l): 3.5 mm, tinned, orange, Box
24877 | 1727970000 | S2L 3.50/34/90G 3.5SN OR BX | PCB plug-in connector, male header, closed side, THT solder connection, 3.50 mm, Number of poles: 34, 90°, Solder pin length (l): 3.5 mm, tinned, orange, Box
24878 | 1727980000 | S2L 3.50/36/90G 3.5SN OR BX | PCB plug-in connector, male header, closed side, THT solder connection, 3.50 mm, Number of poles: 36, 90°, Solder pin length (l): 3.5 mm, tinned, orange, Box
24879 | 1727990000 | S2L 3.50/06/90G 3.5SN BK BX | PCB plug-in connector, male header, closed side, THT solder connection, 3.50 mm, Number of poles: 6, 90°, Solder pin length (l): 3.5 mm, tinned, black, Box
24880 | 1728000000 | S2L 3.50/08/90G 3.5SN BK BX | PCB plug-in connector, male header, closed side, THT solder connection, 3.50 mm, Number of poles: 8, 90°, Solder pin length (l): 3.5 mm, tinned, black, Box
24881 | 1728010000 | S2L 3.50/10/90G 3.5SN BK BX | PCB plug-in connector, male header, closed side, THT solder connection, 3.50 mm, Number of poles: 10, 90°, Solder pin length (l): 3.5 mm, tinned, black, Box
24882 | 1728020000 | S2L 3.50/12/90G 3.5SN BK BX | PCB plug-in connector, male header, closed side, THT solder connection, 3.50 mm, Number of poles: 12, 90°, Solder pin length (l): 3.5 mm, tinned, black, Box
24883 | 1728030000 | S2L 3.50/14/90G 3.5SN BK BX | PCB plug-in connector, male header, closed side, THT solder connection, 3.50 mm, Number of poles: 14, 90°, Solder pin length (l): 3.5 mm, tinned, black, Box
24884 | 1728040000 | S2L 3.50/16/90G 3.5SN BK BX | PCB plug-in connector, male header, closed side, THT solder connection, 3.50 mm, Number of poles: 16, 90°, Solder pin length (l): 3.5 mm, tinned, black, Box
24885 | 1728050000 | S2L 3.50/18/90G 3.5SN BK BX | PCB plug-in connector, male header, closed side, THT solder connection, 3.50 mm, Number of poles: 18, 90°, Solder pin length (l): 3.5 mm, tinned, black, Box
24886 | 1728060000 | S2L 3.50/20/90G 3.5SN BK BX | PCB plug-in connector, male header, closed side, THT solder connection, 3.50 mm, Number of poles: 20, 90°, Solder pin length (l): 3.5 mm, tinned, black, Box
24887 | 1728080000 | S2L 3.50/24/90G 3.5SN BK BX | PCB plug-in connector, male header, closed side, THT solder connection, 3.50 mm, Number of poles: 24, 90°, Solder pin length (l): 3.5 mm, tinned, black, Box
24888 | 1728090000 | S2L 3.50/26/90G 3.5SN BK BX | PCB plug-in connector, male header, closed side, THT solder connection, 3.50 mm, Number of poles: 26, 90°, Solder pin length (l): 3.5 mm, tinned, black, Box
24889 | 1728100000 | S2L 3.50/28/90G 3.5SN BK BX | PCB plug-in connector, male header, closed side, THT solder connection, 3.50 mm, Number of poles: 28, 90°, Solder pin length (l): 3.5 mm, tinned, black, Box
24890 | 1728110000 | S2L 3.50/30/90G 3.5SN BK BX | PCB plug-in connector, male header, closed side, THT solder connection, 3.50 mm, Number of poles: 30, 90°, Solder pin length (l): 3.5 mm, tinned, black, Box
24891 | 1728120000 | S2L 3.50/32/90G 3.5SN BK BX | PCB plug-in connector, male header, closed side, THT solder connection, 3.50 mm, Number of poles: 32, 90°, Solder pin length (l): 3.5 mm, tinned, black, Box
24892 | 1728150000 | S2L 3.50/06/90 3.5SN OR BX | PCB plug-in connector, male header, open side, THT solder connection, 3.50 mm, Number of poles: 6, 90°, Solder pin length (l): 3.5 mm, tinned, orange, Box
24893 | 1728160000 | S2L 3.50/08/90 3.5SN OR BX | PCB plug-in connector, male header, open side, THT solder connection, 3.50 mm, Number of poles: 8, 90°, Solder pin length (l): 3.5 mm, tinned, orange, Box
24894 | 1728170000 | S2L 3.50/10/90 3.5SN OR BX | PCB plug-in connector, male header, open side, THT solder connection, 3.50 mm, Number of poles: 10, 90°, Solder pin length (l): 3.5 mm, tinned, orange, Box
24895 | 1728180000 | S2L 3.50/12/90 3.5SN OR BX | PCB plug-in connector, male header, open side, THT solder connection, 3.50 mm, Number of poles: 12, 90°, Solder pin length (l): 3.5 mm, tinned, orange, Box
24896 | 1728190000 | S2L 3.50/14/90 3.5SN OR BX | PCB plug-in connector, male header, open side, THT solder connection, 3.50 mm, Number of poles: 14, 90°, Solder pin length (l): 3.5 mm, tinned, orange, Box
24897 | 1728200000 | S2L 3.50/16/90 3.5SN OR BX | PCB plug-in connector, male header, open side, THT solder connection, 3.50 mm, Number of poles: 16, 90°, Solder pin length (l): 3.5 mm, tinned, orange, Box
24898 | 1728210000 | S2L 3.50/18/90 3.5SN OR BX | PCB plug-in connector, male header, open side, THT solder connection, 3.50 mm, Number of poles: 18, 90°, Solder pin length (l): 3.5 mm, tinned, orange, Box
24899 | 1728220000 | S2L 3.50/20/90 3.5SN OR BX | PCB plug-in connector, male header, open side, THT solder connection, 3.50 mm, Number of poles: 20, 90°, Solder pin length (l): 3.5 mm, tinned, orange, Box
24900 | 1728280000 | S2L 3.50/32/90 3.5SN OR BX | PCB plug-in connector, male header, open side, THT solder connection, 3.50 mm, Number of poles: 32, 90°, Solder pin length (l): 3.5 mm, tinned, orange, Box
24901 | 1728300000 | S2L 3.50/36/90 3.5SN OR BX | PCB plug-in connector, male header, open side, THT solder connection, 3.50 mm, Number of poles: 36, 90°, Solder pin length (l): 3.5 mm, tinned, orange, Box
24902 | 1728310000 | S2L 3.50/06/90 3.5SN BK BX | PCB plug-in connector, male header, open side, THT solder connection, 3.50 mm, Number of poles: 6, 90°, Solder pin length (l): 3.5 mm, tinned, black, Box
24903 | 1728320000 | S2L 3.50/08/90 3.5SN BK BX | PCB plug-in connector, male header, open side, THT solder connection, 3.50 mm, Number of poles: 8, 90°, Solder pin length (l): 3.5 mm, tinned, black, Box
24904 | 1728330000 | S2L 3.50/10/90 3.5SN BK BX | PCB plug-in connector, male header, open side, THT solder connection, 3.50 mm, Number of poles: 10, 90°, Solder pin length (l): 3.5 mm, tinned, black, Box
24905 | 1728340000 | S2L 3.50/12/90 3.5SN BK BX | PCB plug-in connector, male header, open side, THT solder connection, 3.50 mm, Number of poles: 12, 90°, Solder pin length (l): 3.5 mm, tinned, black, Box
24906 | 1728360000 | S2L 3.50/16/90 3.5SN BK BX | PCB plug-in connector, male header, open side, THT solder connection, 3.50 mm, Number of poles: 16, 90°, Solder pin length (l): 3.5 mm, tinned, black, Box
24907 | 1728400000 | S2L 3.50/24/90 3.5SN BK BX | PCB plug-in connector, male header, open side, THT solder connection, 3.50 mm, Number of poles: 24, 90°, Solder pin length (l): 3.5 mm, tinned, black, Box
24908 | 1728470000 | S2L 3.50/06/90F 3.5SN OR BX | PCB plug-in connector, male header, Flange, THT solder connection, 3.50 mm, Number of poles: 6, 90°, Solder pin length (l): 3.5 mm, tinned, orange, Box
24909 | 1728480000 | S2L 3.50/08/90F 3.5SN OR BX | PCB plug-in connector, male header, Flange, THT solder connection, 3.50 mm, Number of poles: 8, 90°, Solder pin length (l): 3.5 mm, tinned, orange, Box
24910 | 1728490000 | S2L 3.50/10/90F 3.5SN OR BX | PCB plug-in connector, male header, Flange, THT solder connection, 3.50 mm, Number of poles: 10, 90°, Solder pin length (l): 3.5 mm, tinned, orange, Box
24911 | 1728500000 | S2L 3.50/12/90F 3.5SN OR BX | PCB plug-in connector, male header, Flange, THT solder connection, 3.50 mm, Number of poles: 12, 90°, Solder pin length (l): 3.5 mm, tinned, orange, Box
24912 | 1728510000 | S2L 3.50/14/90F 3.5SN OR BX | PCB plug-in connector, male header, Flange, THT solder connection, 3.50 mm, Number of poles: 14, 90°, Solder pin length (l): 3.5 mm, tinned, orange, Box
24913 | 1728520000 | S2L 3.50/16/90F 3.5SN OR BX | PCB plug-in connector, male header, Flange, THT solder connection, 3.50 mm, Number of poles: 16, 90°, Solder pin length (l): 3.5 mm, tinned, orange, Box
24914 | 1728530000 | S2L 3.50/18/90F 3.5SN OR BX | PCB plug-in connector, male header, Flange, THT solder connection, 3.50 mm, Number of poles: 18, 90°, Solder pin length (l): 3.5 mm, tinned, orange, Box
24915 | 1728540000 | S2L 3.50/20/90F 3.5SN OR BX | PCB plug-in connector, male header, Flange, THT solder connection, 3.50 mm, Number of poles: 20, 90°, Solder pin length (l): 3.5 mm, tinned, orange, Box
24916 | 1728550000 | S2L 3.50/22/90F 3.5SN OR BX | PCB plug-in connector, male header, Flange, THT solder connection, 3.50 mm, Number of poles: 22, 90°, Solder pin length (l): 3.5 mm, tinned, orange, Box
24917 | 1728560000 | S2L 3.50/24/90F 3.5SN OR BX | PCB plug-in connector, male header, Flange, THT solder connection, 3.50 mm, Number of poles: 24, 90°, Solder pin length (l): 3.5 mm, tinned, orange, Box
24918 | 1728570000 | S2L 3.50/26/90F 3.5SN OR BX | PCB plug-in connector, male header, Flange, THT solder connection, 3.50 mm, Number of poles: 26, 90°, Solder pin length (l): 3.5 mm, tinned, orange, Box
24919 | 1728580000 | S2L 3.50/28/90F 3.5SN OR BX | PCB plug-in connector, male header, Flange, THT solder connection, 3.50 mm, Number of poles: 28, 90°, Solder pin length (l): 3.5 mm, tinned, orange, Box
24920 | 1728590000 | S2L 3.50/30/90F 3.5SN OR BX | PCB plug-in connector, male header, Flange, THT solder connection, 3.50 mm, Number of poles: 30, 90°, Solder pin length (l): 3.5 mm, tinned, orange, Box
24921 | 1728600000 | S2L 3.50/32/90F 3.5SN OR BX | PCB plug-in connector, male header, Flange, THT solder connection, 3.50 mm, Number of poles: 32, 90°, Solder pin length (l): 3.5 mm, tinned, orange, Box
24922 | 1728610000 | S2L 3.50/34/90F 3.5SN OR BX | PCB plug-in connector, male header, Flange, THT solder connection, 3.50 mm, Number of poles: 34, 90°, Solder pin length (l): 3.5 mm, tinned, orange, Box
24923 | 1728620000 | S2L 3.50/36/90F 3.5SN OR BX | PCB plug-in connector, male header, Flange, THT solder connection, 3.50 mm, Number of poles: 36, 90°, Solder pin length (l): 3.5 mm, tinned, orange, Box
24924 | 1728630000 | S2L 3.50/06/90F 3.5SN BK BX | PCB plug-in connector, male header, Flange, THT solder connection, 3.50 mm, Number of poles: 6, 90°, Solder pin length (l): 3.5 mm, tinned, black, Box
24925 | 1728640000 | S2L 3.50/08/90F 3.5SN BK BX | PCB plug-in connector, male header, Flange, THT solder connection, 3.50 mm, Number of poles: 8, 90°, Solder pin length (l): 3.5 mm, tinned, black, Box
24926 | 1728650000 | S2L 3.50/10/90F 3.5SN BK BX | PCB plug-in connector, male header, Flange, THT solder connection, 3.50 mm, Number of poles: 10, 90°, Solder pin length (l): 3.5 mm, tinned, black, Box
24927 | 1728660000 | S2L 3.50/12/90F 3.5SN BK BX | PCB plug-in connector, male header, Flange, THT solder connection, 3.50 mm, Number of poles: 12, 90°, Solder pin length (l): 3.5 mm, tinned, black, Box
24928 | 1728670000 | S2L 3.50/14/90F 3.5SN BK BX | PCB plug-in connector, male header, Flange, THT solder connection, 3.50 mm, Number of poles: 14, 90°, Solder pin length (l): 3.5 mm, tinned, black, Box
24929 | 1728680000 | S2L 3.50/16/90F 3.5SN BK BX | PCB plug-in connector, male header, Flange, THT solder connection, 3.50 mm, Number of poles: 16, 90°, Solder pin length (l): 3.5 mm, tinned, black, Box
24930 | 1728690000 | S2L 3.50/18/90F 3.5SN BK BX | PCB plug-in connector, male header, Flange, THT solder connection, 3.50 mm, Number of poles: 18, 90°, Solder pin length (l): 3.5 mm, tinned, black, Box
24931 | 1728700000 | S2L 3.50/20/90F 3.5SN BK BX | PCB plug-in connector, male header, Flange, THT solder connection, 3.50 mm, Number of poles: 20, 90°, Solder pin length (l): 3.5 mm, tinned, black, Box
24932 | 1728710000 | S2L 3.50/22/90F 3.5SN BK BX | PCB plug-in connector, male header, Flange, THT solder connection, 3.50 mm, Number of poles: 22, 90°, Solder pin length (l): 3.5 mm, tinned, black, Box
24933 | 1728720000 | S2L 3.50/24/90F 3.5SN BK BX | PCB plug-in connector, male header, Flange, THT solder connection, 3.50 mm, Number of poles: 24, 90°, Solder pin length (l): 3.5 mm, tinned, black, Box
24934 | 1728740000 | S2L 3.50/28/90F 3.5SN BK BX | PCB plug-in connector, male header, Flange, THT solder connection, 3.50 mm, Number of poles: 28, 90°, Solder pin length (l): 3.5 mm, tinned, black, Box
24935 | 1728760000 | S2L 3.50/32/90F 3.5SN BK BX | PCB plug-in connector, male header, Flange, THT solder connection, 3.50 mm, Number of poles: 32, 90°, Solder pin length (l): 3.5 mm, tinned, black, Box
24936 | 1728770000 | S2L 3.50/34/90F 3.5SN BK BX | PCB plug-in connector, male header, Flange, THT solder connection, 3.50 mm, Number of poles: 34, 90°, Solder pin length (l): 3.5 mm, tinned, black, Box
24937 | 1728780000 | S2L 3.50/36/90F 3.5SN BK BX | PCB plug-in connector, male header, Flange, THT solder connection, 3.50 mm, Number of poles: 36, 90°, Solder pin length (l): 3.5 mm, tinned, black, Box
24938 | 1728790000 | S2L 3.50/06/180G 3.5SN OR BX | PCB plug-in connector, male header, closed side, THT solder connection, 3.50 mm, Number of poles: 6, 180°, Solder pin length (l): 3.5 mm, tinned, orange, Box
24939 | 1728800000 | S2L 3.50/08/180G 3.5SN OR BX | PCB plug-in connector, male header, closed side, THT solder connection, 3.50 mm, Number of poles: 8, 180°, Solder pin length (l): 3.5 mm, tinned, orange, Box
24940 | 1728810000 | S2L 3.50/10/180G 3.5SN OR BX | PCB plug-in connector, male header, closed side, THT solder connection, 3.50 mm, Number of poles: 10, 180°, Solder pin length (l): 3.5 mm, tinned, orange, Box
24941 | 1728820000 | S2L 3.50/12/180G 3.5SN OR BX | PCB plug-in connector, male header, closed side, THT solder connection, 3.50 mm, Number of poles: 12, 180°, Solder pin length (l): 3.5 mm, tinned, orange, Box
24942 | 1728830000 | S2L 3.50/14/180G 3.5SN OR BX | PCB plug-in connector, male header, closed side, THT solder connection, 3.50 mm, Number of poles: 14, 180°, Solder pin length (l): 3.5 mm, tinned, orange, Box
24943 | 1728840000 | S2L 3.50/16/180G 3.5SN OR BX | PCB plug-in connector, male header, closed side, THT solder connection, 3.50 mm, Number of poles: 16, 180°, Solder pin length (l): 3.5 mm, tinned, orange, Box
24944 | 1728850000 | S2L 3.50/18/180G 3.5SN OR BX | PCB plug-in connector, male header, closed side, THT solder connection, 3.50 mm, Number of poles: 18, 180°, Solder pin length (l): 3.5 mm, tinned, orange, Box
24945 | 1728860000 | S2L 3.50/20/180G 3.5SN OR BX | PCB plug-in connector, male header, closed side, THT solder connection, 3.50 mm, Number of poles: 20, 180°, Solder pin length (l): 3.5 mm, tinned, orange, Box
24946 | 1728870000 | S2L 3.50/22/180G 3.5SN OR BX | PCB plug-in connector, male header, closed side, THT solder connection, 3.50 mm, Number of poles: 22, 180°, Solder pin length (l): 3.5 mm, tinned, orange, Box
24947 | 1728880000 | S2L 3.50/24/180G 3.5SN OR BX | PCB plug-in connector, male header, closed side, THT solder connection, 3.50 mm, Number of poles: 24, 180°, Solder pin length (l): 3.5 mm, tinned, orange, Box
24948 | 1728890000 | S2L 3.50/26/180G 3.5SN OR BX | PCB plug-in connector, male header, closed side, THT solder connection, 3.50 mm, Number of poles: 26, 180°, Solder pin length (l): 3.5 mm, tinned, orange, Box
24949 | 1728900000 | S2L 3.50/28/180G 3.5SN OR BX | PCB plug-in connector, male header, closed side, THT solder connection, 3.50 mm, Number of poles: 28, 180°, Solder pin length (l): 3.5 mm, tinned, orange, Box
24950 | 1728910000 | S2L 3.50/30/180G 3.5SN OR BX | PCB plug-in connector, male header, closed side, THT solder connection, 3.50 mm, Number of poles: 30, 180°, Solder pin length (l): 3.5 mm, tinned, orange, Box
24951 | 1728920000 | S2L 3.50/32/180G 3.5SN OR BX | PCB plug-in connector, male header, closed side, THT solder connection, 3.50 mm, Number of poles: 32, 180°, Solder pin length (l): 3.5 mm, tinned, orange, Box
24952 | 1728930000 | S2L 3.50/34/180G 3.5SN OR BX | PCB plug-in connector, male header, closed side, THT solder connection, 3.50 mm, Number of poles: 34, 180°, Solder pin length (l): 3.5 mm, tinned, orange, Box
24953 | 1728940000 | S2L 3.50/36/180G 3.5SN OR BX | PCB plug-in connector, male header, closed side, THT solder connection, 3.50 mm, Number of poles: 36, 180°, Solder pin length (l): 3.5 mm, tinned, orange, Box
24954 | 1728950000 | S2L 3.50/06/180G 3.5SN BK BX | PCB plug-in connector, male header, closed side, THT solder connection, 3.50 mm, Number of poles: 6, 180°, Solder pin length (l): 3.5 mm, tinned, black, Box
24955 | 1728960000 | S2L 3.50/08/180G 3.5SN BK BX | PCB plug-in connector, male header, closed side, THT solder connection, 3.50 mm, Number of poles: 8, 180°, Solder pin length (l): 3.5 mm, tinned, black, Box
24956 | 1728970000 | S2L 3.50/10/180G 3.5SN BK BX | PCB plug-in connector, male header, closed side, THT solder connection, 3.50 mm, Number of poles: 10, 180°, Solder pin length (l): 3.5 mm, tinned, black, Box
24957 | 1728980000 | S2L 3.50/12/180G 3.5SN BK BX | PCB plug-in connector, male header, closed side, THT solder connection, 3.50 mm, Number of poles: 12, 180°, Solder pin length (l): 3.5 mm, tinned, black, Box
24958 | 1728990000 | S2L 3.50/14/180G 3.5SN BK BX | PCB plug-in connector, male header, closed side, THT solder connection, 3.50 mm, Number of poles: 14, 180°, Solder pin length (l): 3.5 mm, tinned, black, Box
24959 | 1729000000 | S2L 3.50/16/180G 3.5SN BK BX | PCB plug-in connector, male header, closed side, THT solder connection, 3.50 mm, Number of poles: 16, 180°, Solder pin length (l): 3.5 mm, tinned, black, Box
24960 | 1729010000 | S2L 3.50/18/180G 3.5SN BK BX | PCB plug-in connector, male header, closed side, THT solder connection, 3.50 mm, Number of poles: 18, 180°, Solder pin length (l): 3.5 mm, tinned, black, Box
24961 | 1729020000 | S2L 3.50/20/180G 3.5SN BK BX | PCB plug-in connector, male header, closed side, THT solder connection, 3.50 mm, Number of poles: 20, 180°, Solder pin length (l): 3.5 mm, tinned, black, Box
24962 | 1729030000 | S2L 3.50/22/180G 3.5SN BK BX | PCB plug-in connector, male header, closed side, THT solder connection, 3.50 mm, Number of poles: 22, 180°, Solder pin length (l): 3.5 mm, tinned, Box
24963 | 1729040000 | S2L 3.50/24/180G 3.5SN BK BX | PCB plug-in connector, male header, closed side, THT solder connection, 3.50 mm, Number of poles: 24, 180°, Solder pin length (l): 3.5 mm, tinned, black, Box
24964 | 1729050000 | S2L 3.50/26/180G 3.5SN BK BX | PCB plug-in connector, male header, closed side, THT solder connection, 3.50 mm, Number of poles: 26, 180°, Solder pin length (l): 3.5 mm, tinned, black, Box
24965 | 1729060000 | S2L 3.50/28/180G 3.5SN BK BX | PCB plug-in connector, male header, closed side, THT solder connection, 3.50 mm, Number of poles: 28, 180°, Solder pin length (l): 3.5 mm, tinned, black, Box
24966 | 1729080000 | S2L 3.50/32/180G 3.5SN BK BX | PCB plug-in connector, male header, closed side, THT solder connection, 3.50 mm, Number of poles: 32, 180°, Solder pin length (l): 3.5 mm, tinned, black, Box
24967 | 1729100000 | S2L 3.50/36/180G 3.5SN BK BX | PCB plug-in connector, male header, closed side, THT solder connection, 3.50 mm, Number of poles: 36, 180°, Solder pin length (l): 3.5 mm, tinned, black, Box
24968 | 1729110000 | S2L 3.50/06/180 3.5SN OR BX | PCB plug-in connector, male header, open side, THT solder connection, 3.50 mm, Number of poles: 6, 180°, Solder pin length (l): 3.5 mm, tinned, orange, Box
24969 | 1729120000 | S2L 3.50/08/180 3.5SN OR BX | PCB plug-in connector, male header, open side, THT solder connection, 3.50 mm, Number of poles: 8, 180°, Solder pin length (l): 3.5 mm, tinned, orange, Box
24970 | 1729130000 | S2L 3.50/10/180 3.5SN OR BX | PCB plug-in connector, male header, open side, THT solder connection, 3.50 mm, Number of poles: 10, 180°, Solder pin length (l): 3.5 mm, tinned, orange, Box
24971 | 1729150000 | S2L 3.50/14/180 3.5SN OR BX | PCB plug-in connector, male header, open side, THT solder connection, 3.50 mm, Number of poles: 14, 180°, Solder pin length (l): 3.5 mm, tinned, orange, Box
24972 | 1729430000 | S2L 3.50/06/180F 3.5SN OR BX | PCB plug-in connector, male header, Flange, THT solder connection, 3.50 mm, Number of poles: 6, 180°, Solder pin length (l): 3.5 mm, tinned, orange, Box
24973 | 1729440000 | S2L 3.50/08/180F 3.5SN OR BX | PCB plug-in connector, male header, Flange, THT solder connection, 3.50 mm, Number of poles: 8, 180°, Solder pin length (l): 3.5 mm, tinned, orange, Box
24974 | 1729450000 | S2L 3.50/10/180F 3.5SN OR BX | PCB plug-in connector, male header, Flange, THT solder connection, 3.50 mm, Number of poles: 10, 180°, Solder pin length (l): 3.5 mm, tinned, orange, Box
24975 | 1729460000 | S2L 3.50/12/180F 3.5SN OR BX | PCB plug-in connector, male header, Flange, THT solder connection, 3.50 mm, Number of poles: 12, 180°, Solder pin length (l): 3.5 mm, tinned, orange, Box
24976 | 1729470000 | S2L 3.50/14/180F 3.5SN OR BX | PCB plug-in connector, male header, Flange, THT solder connection, 3.50 mm, Number of poles: 14, 180°, Solder pin length (l): 3.5 mm, tinned, orange, Box
24977 | 1729480000 | S2L 3.50/16/180F 3.5SN OR BX | PCB plug-in connector, male header, Flange, THT solder connection, 3.50 mm, Number of poles: 16, 180°, Solder pin length (l): 3.5 mm, tinned, orange, Box
24978 | 1729490000 | S2L 3.50/18/180F 3.5SN OR BX | PCB plug-in connector, male header, Flange, THT solder connection, 3.50 mm, Number of poles: 18, 180°, Solder pin length (l): 3.5 mm, tinned, orange, Box
24979 | 1729500000 | S2L 3.50/20/180F 3.5SN OR BX | PCB plug-in connector, male header, Flange, THT solder connection, 3.50 mm, Number of poles: 20, 180°, Solder pin length (l): 3.5 mm, tinned, orange, Box
24980 | 1729510000 | S2L 3.50/22/180F 3.5SN OR BX | PCB plug-in connector, male header, Flange, THT solder connection, 3.50 mm, Number of poles: 22, 180°, Solder pin length (l): 3.5 mm, tinned, orange, Box
24981 | 1729520000 | S2L 3.50/24/180F 3.5SN OR BX | PCB plug-in connector, male header, Flange, THT solder connection, 3.50 mm, Number of poles: 24, 180°, Solder pin length (l): 3.5 mm, tinned, orange, Box
24982 | 1729530000 | S2L 3.50/26/180F 3.5SN OR BX | PCB plug-in connector, male header, Flange, THT solder connection, 3.50 mm, Number of poles: 26, 180°, Solder pin length (l): 3.5 mm, tinned, orange, Box
24983 | 1729540000 | S2L 3.50/28/180F 3.5SN OR BX | PCB plug-in connector, male header, Flange, THT solder connection, 3.50 mm, Number of poles: 28, 180°, Solder pin length (l): 3.5 mm, tinned, orange, Box
24984 | 1729550000 | S2L 3.50/30/180F 3.5SN OR BX | PCB plug-in connector, male header, Flange, THT solder connection, 3.50 mm, Number of poles: 30, 180°, Solder pin length (l): 3.5 mm, tinned, orange, Box
24985 | 1729560000 | S2L 3.50/32/180F 3.5SN OR BX | PCB plug-in connector, male header, Flange, THT solder connection, 3.50 mm, Number of poles: 32, 180°, Solder pin length (l): 3.5 mm, tinned, orange, Box
24986 | 1729570000 | S2L 3.50/34/180F 3.5SN OR BX | PCB plug-in connector, male header, Flange, THT solder connection, 3.50 mm, Number of poles: 34, 180°, Solder pin length (l): 3.5 mm, tinned, orange, Box
24987 | 1729580000 | S2L 3.50/36/180F 3.5SN OR BX | PCB plug-in connector, male header, Flange, THT solder connection, 3.50 mm, Number of poles: 36, 180°, Solder pin length (l): 3.5 mm, tinned, orange, Box
24988 | 1729590000 | S2L 3.50/06/180F 3.5SN BK BX | PCB plug-in connector, male header, Flange, THT solder connection, 3.50 mm, Number of poles: 6, 180°, Solder pin length (l): 3.5 mm, tinned, black, Box
24989 | 1729600000 | S2L 3.50/08/180F 3.5SN BK BX | PCB plug-in connector, male header, Flange, THT solder connection, 3.50 mm, Number of poles: 8, 180°, Solder pin length (l): 3.5 mm, tinned, black, Box
24990 | 1729610000 | S2L 3.50/10/180F 3.5SN BK BX | PCB plug-in connector, male header, Flange, THT solder connection, 3.50 mm, Number of poles: 10, 180°, Solder pin length (l): 3.5 mm, tinned, black, Box
24991 | 1729620000 | S2L 3.50/12/180F 3.5SN BK BX | PCB plug-in connector, male header, Flange, THT solder connection, 3.50 mm, Number of poles: 12, 180°, Solder pin length (l): 3.5 mm, tinned, black, Box
24992 | 1729630000 | S2L 3.50/14/180F 3.5SN BK BX | PCB plug-in connector, male header, Flange, THT solder connection, 3.50 mm, Number of poles: 14, 180°, Solder pin length (l): 3.5 mm, tinned, black, Box
24993 | 1729640000 | S2L 3.50/16/180F 3.5SN BK BX | PCB plug-in connector, male header, Flange, THT solder connection, 3.50 mm, Number of poles: 16, 180°, Solder pin length (l): 3.5 mm, tinned, black, Box
24994 | 1729650000 | S2L 3.50/18/180F 3.5SN BK BX | PCB plug-in connector, male header, Flange, THT solder connection, 3.50 mm, Number of poles: 18, 180°, Solder pin length (l): 3.5 mm, tinned, black, Box
24995 | 1729660000 | S2L 3.50/20/180F 3.5SN BK BX | PCB plug-in connector, male header, Flange, THT solder connection, 3.50 mm, Number of poles: 20, 180°, Solder pin length (l): 3.5 mm, tinned, black, Box
24996 | 1729670000 | S2L 3.50/22/180F 3.5SN BK BX | PCB plug-in connector, male header, Flange, THT solder connection, 3.50 mm, Number of poles: 22, 180°, Solder pin length (l): 3.5 mm, tinned, black, Box
24997 | 1729680000 | S2L 3.50/24/180F 3.5SN BK BX | PCB plug-in connector, male header, Flange, THT solder connection, 3.50 mm, Number of poles: 24, 180°, Solder pin length (l): 3.5 mm, tinned, black, Box
24998 | 1729690000 | S2L 3.50/26/180F 3.5SN BK BX | PCB plug-in connector, male header, Flange, THT solder connection, 3.50 mm, Number of poles: 26, 180°, Solder pin length (l): 3.5 mm, tinned, black, Box
24999 | 1729700000 | S2L 3.50/28/180F 3.5SN BK BX | PCB plug-in connector, male header, Flange, THT solder connection, 3.50 mm, Number of poles: 28, 180°, Solder pin length (l): 3.5 mm, tinned, black, Box
25000 | 1729720000 | S2L 3.50/32/180F 3.5SN BK BX | PCB plug-in connector, male header, Flange, THT solder connection, 3.50 mm, Number of poles: 32, 180°, Solder pin length (l): 3.5 mm, tinned, black, Box
25001 | 1729740000 | S2L 3.50/36/180F 3.5SN BK BX | PCB plug-in connector, male header, Flange, THT solder connection, 3.50 mm, Number of poles: 36, 180°, Solder pin length (l): 3.5 mm, tinned, black, Box
25002 | 1747850000 | B2L 3.50/22/180 SN OR BX | PCB plug-in connector, female plug, 3.50 mm, Number of poles: 22, 180°, Tension-clamp connection, Clamping range, max. : 1 mm², Box
25003 | 1747860000 | B2L 3.50/24/180 SN OR BX | PCB plug-in connector, female plug, 3.50 mm, Number of poles: 24, 180°, Tension-clamp connection, Clamping range, max. : 1 mm², Box
25004 | 1747870000 | B2L 3.50/26/180 SN OR BX | PCB plug-in connector, female plug, 3.50 mm, Number of poles: 26, 180°, Tension-clamp connection, Clamping range, max. : 1 mm², Box
25005 | 1747880000 | B2L 3.50/28/180 SN OR BX | PCB plug-in connector, female plug, 3.50 mm, Number of poles: 28, 180°, Tension-clamp connection, Clamping range, max. : 1 mm², Box
25006 | 1747890000 | B2L 3.50/30/180 SN OR BX | PCB plug-in connector, female plug, 3.50 mm, Number of poles: 30, 180°, Tension-clamp connection, Clamping range, max. : 1 mm², Box
25007 | 1747900000 | B2L 3.50/32/180 SN OR BX | PCB plug-in connector, female plug, 3.50 mm, Number of poles: 32, 180°, Tension-clamp connection, Clamping range, max. : 1 mm², Box
25008 | 1747910000 | B2L 3.50/34/180 SN OR BX | PCB plug-in connector, female plug, 3.50 mm, Number of poles: 34, 180°, Tension-clamp connection, Clamping range, max. : 1 mm², Box
25009 | 1747920000 | B2L 3.50/36/180 SN OR BX | PCB plug-in connector, female plug, 3.50 mm, Number of poles: 36, 180°, Tension-clamp connection, Clamping range, max. : 1 mm², Box
25010 | 1747930000 | B2L 3.50/22/180 SN BK BX | PCB plug-in connector, female plug, 3.50 mm, Number of poles: 22, 180°, Tension-clamp connection, Clamping range, max. : 1 mm², Box
25011 | 1747940000 | B2L 3.50/24/180 SN BK BX | PCB plug-in connector, female plug, 3.50 mm, Number of poles: 24, 180°, Tension-clamp connection, Clamping range, max. : 1 mm², Box
25012 | 1747950000 | B2L 3.50/26/180 SN BK BX | PCB plug-in connector, female plug, 3.50 mm, Number of poles: 26, 180°, Tension-clamp connection, Clamping range, max. : 1 mm², Box
25013 | 1747960000 | B2L 3.50/28/180 SN BK BX | PCB plug-in connector, female plug, 3.50 mm, Number of poles: 28, 180°, Tension-clamp connection, Clamping range, max. : 1 mm², Box
25014 | 1747970000 | B2L 3.50/30/180 SN BK BX | PCB plug-in connector, female plug, 3.50 mm, Number of poles: 30, 180°, Tension-clamp connection, Clamping range, max. : 1 mm², Box
25015 | 1747980000 | B2L 3.50/32/180 SN BK BX | PCB plug-in connector, female plug, 3.50 mm, Number of poles: 32, 180°, Tension-clamp connection, Clamping range, max. : 1 mm², Box
25016 | 1747990000 | B2L 3.50/34/180 SN BK BX | PCB plug-in connector, female plug, 3.50 mm, Number of poles: 34, 180°, Tension-clamp connection, Clamping range, max. : 1 mm², Box
25017 | 1748000000 | B2L 3.50/36/180 SN BK BX | PCB plug-in connector, female plug, 3.50 mm, Number of poles: 36, 180°, Tension-clamp connection, Clamping range, max. : 1 mm², Box
25018 | 1748010000 | B2L 3.50/06/180F SN OR BX | PCB plug-in connector, female plug, 3.50 mm, Number of poles: 6, 180°, Tension-clamp connection, Clamping range, max. : 1 mm², Box
25019 | 1748020000 | B2L 3.50/08/180F SN OR BX | PCB plug-in connector, female plug, 3.50 mm, Number of poles: 8, 180°, Tension-clamp connection, Clamping range, max. : 1 mm², Box
25020 | 1748030000 | B2L 3.50/10/180F SN OR BX | PCB plug-in connector, female plug, 3.50 mm, Number of poles: 10, 180°, Tension-clamp connection, Clamping range, max. : 1 mm², Box
25021 | 1748040000 | B2L 3.50/12/180F SN OR BX | PCB plug-in connector, female plug, 3.50 mm, Number of poles: 12, 180°, Tension-clamp connection, Clamping range, max. : 1 mm², Box
25022 | 1748050000 | B2L 3.50/14/180F SN OR BX | PCB plug-in connector, female plug, 3.50 mm, Number of poles: 14, 180°, Tension-clamp connection, Clamping range, max. : 1 mm², Box
25023 | 1748060000 | B2L 3.50/16/180F SN OR BX | PCB plug-in connector, female plug, 3.50 mm, Number of poles: 16, 180°, Tension-clamp connection, Clamping range, max. : 1 mm², Box
25024 | 1748070000 | B2L 3.50/18/180F SN OR BX | PCB plug-in connector, female plug, 3.50 mm, Number of poles: 18, 180°, Tension-clamp connection, Clamping range, max. : 1 mm², Box
25025 | 1748080000 | B2L 3.50/20/180F SN OR BX | PCB plug-in connector, female plug, 3.50 mm, Number of poles: 20, 180°, Tension-clamp connection, Clamping range, max. : 1 mm², Box
25026 | 1748090000 | B2L 3.50/22/180F SN OR BX | PCB plug-in connector, female plug, 3.50 mm, Number of poles: 22, 180°, Tension-clamp connection, Clamping range, max. : 1 mm², Box
25027 | 1748100000 | B2L 3.50/24/180F SN OR BX | PCB plug-in connector, female plug, 3.50 mm, Number of poles: 24, 180°, Tension-clamp connection, Clamping range, max. : 1 mm², Box
25028 | 1748110000 | B2L 3.50/26/180F SN OR BX | PCB plug-in connector, female plug, 3.50 mm, Number of poles: 26, 180°, Tension-clamp connection, Clamping range, max. : 1 mm², Box
25029 | 1748120000 | B2L 3.50/28/180F SN OR BX | PCB plug-in connector, female plug, 3.50 mm, Number of poles: 28, 180°, Tension-clamp connection, Clamping range, max. : 1 mm², Box
25030 | 1748130000 | B2L 3.50/30/180F SN OR BX | PCB plug-in connector, female plug, 3.50 mm, Number of poles: 30, 180°, Tension-clamp connection, Clamping range, max. : 1 mm², Box
25031 | 1748140000 | B2L 3.50/32/180F SN OR BX | PCB plug-in connector, female plug, 3.50 mm, Number of poles: 32, 180°, Tension-clamp connection, Clamping range, max. : 1 mm², Box
25032 | 1748150000 | B2L 3.50/34/180F SN OR BX | PCB plug-in connector, female plug, 3.50 mm, Number of poles: 34, 180°, Tension-clamp connection, Clamping range, max. : 1 mm², Box
25033 | 1748160000 | B2L 3.50/36/180F SN OR BX | PCB plug-in connector, female plug, 3.50 mm, Number of poles: 36, 180°, Tension-clamp connection, Clamping range, max. : 1 mm², Box
25034 | 1748170000 | B2L 3.50/06/180F SN BK BX | PCB plug-in connector, female plug, 3.50 mm, Number of poles: 6, 180°, Tension-clamp connection, Clamping range, max. : 1 mm², Box
25035 | 1748180000 | B2L 3.50/08/180F SN BK BX | PCB plug-in connector, female plug, 3.50 mm, Number of poles: 8, 180°, Tension-clamp connection, Clamping range, max. : 1 mm², Box
25036 | 1748190000 | B2L 3.50/10/180F SN BK BX | PCB plug-in connector, female plug, 3.50 mm, Number of poles: 10, 180°, Tension-clamp connection, Clamping range, max. : 1 mm², Box
25037 | 1748200000 | B2L 3.50/12/180F SN BK BX | PCB plug-in connector, female plug, 3.50 mm, Number of poles: 12, 180°, Tension-clamp connection, Clamping range, max. : 1 mm², Box
25038 | 1748210000 | B2L 3.50/14/180F SN BK BX | PCB plug-in connector, female plug, 3.50 mm, Number of poles: 14, 180°, Tension-clamp connection, Clamping range, max. : 1 mm², Box
25039 | 1748220000 | B2L 3.50/16/180F SN BK BX | PCB plug-in connector, female plug, 3.50 mm, Number of poles: 16, 180°, Tension-clamp connection, Clamping range, max. : 1 mm², Box
25040 | 1748230000 | B2L 3.50/18/180F SN BK BX | PCB plug-in connector, female plug, 3.50 mm, Number of poles: 18, 180°, Tension-clamp connection, Clamping range, max. : 1 mm², Box
25041 | 1748240000 | B2L 3.50/20/180F SN BK BX | PCB plug-in connector, female plug, 3.50 mm, Number of poles: 20, 180°, Tension-clamp connection, Clamping range, max. : 1 mm², Box
25042 | 1748250000 | B2L 3.50/22/180F SN BK BX | PCB plug-in connector, female plug, 3.50 mm, Number of poles: 22, 180°, Tension-clamp connection, Clamping range, max. : 1 mm², Box
25043 | 1748260000 | B2L 3.50/24/180F SN BK BX | PCB plug-in connector, female plug, 3.50 mm, Number of poles: 24, 180°, Tension-clamp connection, Clamping range, max. : 1 mm², Box
25044 | 1748270000 | B2L 3.50/26/180F SN BK BX | PCB plug-in connector, female plug, 3.50 mm, Number of poles: 26, 180°, Tension-clamp connection, Clamping range, max. : 1 mm², Box
25045 | 1748280000 | B2L 3.50/28/180F SN BK BX | PCB plug-in connector, female plug, 3.50 mm, Number of poles: 28, 180°, Tension-clamp connection, Clamping range, max. : 1 mm², Box
25046 | 1748290000 | B2L 3.50/30/180F SN BK BX | PCB plug-in connector, female plug, 3.50 mm, Number of poles: 30, 180°, Tension-clamp connection, Clamping range, max. : 1 mm², Box
25047 | 1748300000 | B2L 3.50/32/180F SN BK BX | PCB plug-in connector, female plug, 3.50 mm, Number of poles: 32, 180°, Tension-clamp connection, Clamping range, max. : 1 mm², Box
25048 | 1748310000 | B2L 3.50/34/180F SN BK BX | PCB plug-in connector, female plug, 3.50 mm, Number of poles: 34, 180°, Tension-clamp connection, Clamping range, max. : 1 mm², Box
25049 | 1748320000 | B2L 3.50/36/180F SN BK BX | PCB plug-in connector, female plug, 3.50 mm, Number of poles: 36, 180°, Tension-clamp connection, Clamping range, max. : 1 mm², Box
25050 | 1748330000 | B2L 3.50/06/180LH SN OR BX | PCB plug-in connector, female plug, 3.50 mm, Number of poles: 6, 180°, Tension-clamp connection, Clamping range, max. : 1 mm², Box
25051 | 1748340000 | B2L 3.50/08/180LH SN OR BX | PCB plug-in connector, female plug, 3.50 mm, Number of poles: 8, 180°, Tension-clamp connection, Clamping range, max. : 1 mm², Box
25052 | 1748350000 | B2L 3.50/10/180LH SN OR BX | PCB plug-in connector, female plug, 3.50 mm, Number of poles: 10, 180°, Tension-clamp connection, Clamping range, max. : 1 mm², Box
25053 | 1748360000 | B2L 3.50/12/180LH SN OR BX | PCB plug-in connector, female plug, 3.50 mm, Number of poles: 12, 180°, Tension-clamp connection, Clamping range, max. : 1 mm², Box
25054 | 1748370000 | B2L 3.50/14/180LH SN OR BX | PCB plug-in connector, female plug, 3.50 mm, Number of poles: 14, 180°, Tension-clamp connection, Clamping range, max. : 1 mm², Box
25055 | 1748380000 | B2L 3.50/16/180LH SN OR BX | PCB plug-in connector, female plug, 3.50 mm, Number of poles: 16, 180°, Tension-clamp connection, Clamping range, max. : 1 mm², Box
25056 | 1748390000 | B2L 3.50/18/180LH SN OR BX | PCB plug-in connector, female plug, 3.50 mm, Number of poles: 18, 180°, Tension-clamp connection, Clamping range, max. : 1 mm², Box
25057 | 1748400000 | B2L 3.50/20/180LH SN OR BX | PCB plug-in connector, female plug, 3.50 mm, Number of poles: 20, 180°, Tension-clamp connection, Clamping range, max. : 1 mm², Box
25058 | 1748410000 | B2L 3.50/22/180LH SN OR BX | PCB plug-in connector, female plug, 3.50 mm, Number of poles: 22, 180°, Tension-clamp connection, Clamping range, max. : 1 mm², Box
25059 | 1748420000 | B2L 3.50/24/180LH SN OR BX | PCB plug-in connector, female plug, 3.50 mm, Number of poles: 24, 180°, Tension-clamp connection, Clamping range, max. : 1 mm², Box
25060 | 1748430000 | B2L 3.50/26/180LH SN OR BX | PCB plug-in connector, female plug, 3.50 mm, Number of poles: 26, 180°, Tension-clamp connection, Clamping range, max. : 1 mm², Box
25061 | 1748440000 | B2L 3.50/28/180LH SN OR BX | PCB plug-in connector, female plug, 3.50 mm, Number of poles: 28, 180°, Tension-clamp connection, Clamping range, max. : 1 mm², Box
25062 | 1748450000 | B2L 3.50/30/180LH SN OR BX | PCB plug-in connector, female plug, 3.50 mm, Number of poles: 30, 180°, Tension-clamp connection, Clamping range, max. : 1 mm², Box
25063 | 1748460000 | B2L 3.50/32/180LH SN OR BX | PCB plug-in connector, female plug, 3.50 mm, Number of poles: 32, 180°, Tension-clamp connection, Clamping range, max. : 1 mm², Box
25064 | 1748470000 | B2L 3.50/34/180LH SN OR BX | PCB plug-in connector, female plug, 3.50 mm, Number of poles: 34, 180°, Tension-clamp connection, Clamping range, max. : 1 mm², Box
25065 | 1748480000 | B2L 3.50/36/180LH SN OR BX | PCB plug-in connector, female plug, 3.50 mm, Number of poles: 36, 180°, Tension-clamp connection, Clamping range, max. : 1 mm², Box
25066 | 1748490000 | B2L 3.50/06/180LH SN BK BX | PCB plug-in connector, female plug, 3.50 mm, Number of poles: 6, 180°, Tension-clamp connection, Clamping range, max. : 1 mm², Box
25067 | 1748500000 | B2L 3.50/08/180LH SN BK BX | PCB plug-in connector, female plug, 3.50 mm, Number of poles: 8, 180°, Tension-clamp connection, Clamping range, max. : 1 mm², Box
25068 | 1748510000 | B2L 3.50/10/180LH SN BK BX | PCB plug-in connector, female plug, 3.50 mm, Number of poles: 10, 180°, Tension-clamp connection, Clamping range, max. : 1 mm², Box
25069 | 1748520000 | B2L 3.50/12/180LH SN BK BX | PCB plug-in connector, female plug, 3.50 mm, Number of poles: 12, 180°, Tension-clamp connection, Clamping range, max. : 1 mm², Box
25070 | 1748530000 | B2L 3.50/14/180LH SN BK BX | PCB plug-in connector, female plug, 3.50 mm, Number of poles: 14, 180°, Tension-clamp connection, Clamping range, max. : 1 mm², Box
25071 | 1748540000 | B2L 3.50/16/180LH SN BK BX | PCB plug-in connector, female plug, 3.50 mm, Number of poles: 16, 180°, Tension-clamp connection, Clamping range, max. : 1 mm², Box
25072 | 1748550000 | B2L 3.50/18/180LH SN BK BX | PCB plug-in connector, female plug, 3.50 mm, Number of poles: 18, 180°, Tension-clamp connection, Clamping range, max. : 1 mm², Box
25073 | 1748560000 | B2L 3.50/20/180LH SN BK BX | PCB plug-in connector, female plug, 3.50 mm, Number of poles: 20, 180°, Tension-clamp connection, Clamping range, max. : 1 mm², Box
25074 | 1748570000 | B2L 3.50/22/180LH SN BK BX | PCB plug-in connector, female plug, 3.50 mm, Number of poles: 22, 180°, Tension-clamp connection, Clamping range, max. : 1 mm², Box
25075 | 1748580000 | B2L 3.50/24/180LH SN BK BX | PCB plug-in connector, female plug, 3.50 mm, Number of poles: 24, 180°, Tension-clamp connection, Clamping range, max. : 1 mm², Box
25076 | 1748590000 | B2L 3.50/26/180LH SN BK BX | PCB plug-in connector, female plug, 3.50 mm, Number of poles: 26, 180°, Tension-clamp connection, Clamping range, max. : 1 mm², Box
25077 | 1748600000 | B2L 3.50/28/180LH SN BK BX | PCB plug-in connector, female plug, 3.50 mm, Number of poles: 28, 180°, Tension-clamp connection, Clamping range, max. : 1 mm², Box
25078 | 1748610000 | B2L 3.50/30/180LH SN BK BX | PCB plug-in connector, female plug, 3.50 mm, Number of poles: 30, 180°, Tension-clamp connection, Clamping range, max. : 1 mm², Box
25079 | 1748620000 | B2L 3.50/32/180LH SN BK BX | PCB plug-in connector, female plug, 3.50 mm, Number of poles: 32, 180°, Tension-clamp connection, Clamping range, max. : 1 mm², Box
25080 | 1748630000 | B2L 3.50/34/180LH SN BK BX | PCB plug-in connector, female plug, 3.50 mm, Number of poles: 34, 180°, Tension-clamp connection, Clamping range, max. : 1 mm², Box
25081 | 1748640000 | B2L 3.50/36/180LH SN BK BX | PCB plug-in connector, female plug, 3.50 mm, Number of poles: 36, 180°, Tension-clamp connection, Clamping range, max. : 1 mm², Box
25082 | 1780690000 | SLD 5.08V/06/90 3.2 SN GN BX | PCB plug-in connector, male header, open side, THT solder connection, 5.08 mm, Number of poles: 6, 90°, Solder pin length (l): 3.2 mm, Pale green, Box
25083 | 1794210000 | S2L-SMT 3.50/06/90G 3.2SN BK BX | PCB plug-in connector, male header, closed side, THT/THR solder connection, 3.50 mm, Number of poles: 6, 90°, Solder pin length (l): 3.2 mm, tinned, black, Box
25084 | 1794220000 | S2L-SMT 3.50/08/90G 3.2SN BK BX | PCB plug-in connector, male header, closed side, THT/THR solder connection, 3.50 mm, Number of poles: 8, 90°, Solder pin length (l): 3.2 mm, tinned, black, Box
25085 | 1794230000 | S2L-SMT 3.50/10/90G 3.2SN BK BX | PCB plug-in connector, male header, closed side, THT/THR solder connection, 3.50 mm, Number of poles: 10, 90°, Solder pin length (l): 3.2 mm, tinned, black, Box
25086 | 1794240000 | S2L-SMT 3.50/12/90G 3.2SN BK BX | PCB plug-in connector, male header, closed side, THT/THR solder connection, 3.50 mm, Number of poles: 12, 90°, Solder pin length (l): 3.2 mm, tinned, black, Box
25087 | 1794250000 | S2L-SMT 3.50/14/90G 3.2SN BK BX | PCB plug-in connector, male header, closed side, THT/THR solder connection, 3.50 mm, Number of poles: 14, 90°, Solder pin length (l): 3.2 mm, tinned, black, Box
25088 | 1794260000 | S2L-SMT 3.50/16/90G 3.2SN BK BX | PCB plug-in connector, male header, closed side, THT/THR solder connection, 3.50 mm, Number of poles: 16, 90°, Solder pin length (l): 3.2 mm, tinned, black, Box
25089 | 1794270000 | S2L-SMT 3.50/18/90G 3.2SN BK BX | PCB plug-in connector, male header, closed side, THT/THR solder connection, 3.50 mm, Number of poles: 18, 90°, Solder pin length (l): 3.2 mm, tinned, black, Box
25090 | 1794280000 | S2L-SMT 3.50/20/90G 3.2SN BK BX | PCB plug-in connector, male header, closed side, THT/THR solder connection, 3.50 mm, Number of poles: 20, 90°, Solder pin length (l): 3.2 mm, tinned, black, Box
25091 | 1794290000 | S2L-SMT 3.50/22/90G 3.2SN BK BX | PCB plug-in connector, male header, closed side, THT/THR solder connection, 3.50 mm, Number of poles: 22, 90°, Solder pin length (l): 3.2 mm, tinned, black, Box
25092 | 1794300000 | S2L-SMT 3.50/24/90G 3.2SN BK BX | PCB plug-in connector, male header, closed side, THT/THR solder connection, 3.50 mm, Number of poles: 24, 90°, Solder pin length (l): 3.2 mm, tinned, black, Box
25093 | 1794310000 | S2L-SMT 3.50/26/90G 3.2SN BK BX | PCB plug-in connector, male header, closed side, THT/THR solder connection, 3.50 mm, Number of poles: 26, 90°, Solder pin length (l): 3.2 mm, tinned, black, Box
25094 | 1794320000 | S2L-SMT 3.50/28/90G 3.2SN BK BX | PCB plug-in connector, male header, closed side, THT/THR solder connection, 3.50 mm, Number of poles: 28, 90°, Solder pin length (l): 3.2 mm, tinned, black, Box
25095 | 1794330000 | S2L-SMT 3.50/30/90G 3.2SN BK BX | PCB plug-in connector, male header, closed side, THT/THR solder connection, 3.50 mm, Number of poles: 30, 90°, Solder pin length (l): 3.2 mm, tinned, black, Box
25096 | 1794340000 | S2L-SMT 3.50/32/90G 3.2SN BK BX | PCB plug-in connector, male header, closed side, THT/THR solder connection, 3.50 mm, Number of poles: 32, 90°, Solder pin length (l): 3.2 mm, tinned, black, Box
25097 | 1794350000 | S2L-SMT 3.50/34/90G 3.2SN BK BX | PCB plug-in connector, male header, closed side, THT/THR solder connection, 3.50 mm, Number of poles: 34, 90°, Solder pin length (l): 3.2 mm, tinned, black, Box
25098 | 1794360000 | S2L-SMT 3.50/36/90G 3.2SN BK BX | PCB plug-in connector, male header, closed side, THT/THR solder connection, 3.50 mm, Number of poles: 36, 90°, Solder pin length (l): 3.2 mm, tinned, black, Box
25099 | 1794370000 | S2L-SMT 3.50/06/90 3.2SN BK BX | PCB plug-in connector, male header, open side, THT/THR solder connection, 3.50 mm, Number of poles: 6, 90°, Solder pin length (l): 3.2 mm, tinned, black, Box
25100 | 1794410000 | S2L-SMT 3.50/14/90 3.2SN BK BX | PCB plug-in connector, male header, open side, THT/THR solder connection, 3.50 mm, Number of poles: 14, 90°, Solder pin length (l): 3.2 mm, tinned, black, Box
25101 | 1794430000 | S2L-SMT 3.50/18/90 3.2SN BK BX | PCB plug-in connector, male header, open side, THT/THR solder connection, 3.50 mm, Number of poles: 18, 90°, Solder pin length (l): 3.2 mm, tinned, black, Box
25102 | 1794440000 | S2L-SMT 3.50/20/90 3.2SN BK BX | PCB plug-in connector, male header, open side, THT/THR solder connection, 3.50 mm, Number of poles: 20, 90°, Solder pin length (l): 3.2 mm, tinned, black, Box
25103 | 1794530000 | S2L-SMT 3.50/06/180G 3.5SN BK BX | PCB plug-in connector, male header, closed side, THT/THR solder connection, 3.50 mm, Number of poles: 6, 180°, Solder pin length (l): 3.5 mm, tinned, black, Box
25104 | 1794540000 | S2L-SMT 3.50/08/180G 3.5SN BK BX | PCB plug-in connector, male header, closed side, THT/THR solder connection, 3.50 mm, Number of poles: 8, 180°, Solder pin length (l): 3.5 mm, tinned, black, Box
25105 | 1794550000 | S2L-SMT 3.50/10/180G 3.5SN BK BX | PCB plug-in connector, male header, closed side, THT/THR solder connection, 3.50 mm, Number of poles: 10, 180°, Solder pin length (l): 3.5 mm, tinned, black, Box
25106 | 1794560000 | S2L-SMT 3.50/12/180G 3.5SN BK BX | PCB plug-in connector, male header, closed side, THT/THR solder connection, 3.50 mm, Number of poles: 12, 180°, Solder pin length (l): 3.5 mm, tinned, black, Box
25107 | 1794570000 | S2L-SMT 3.50/14/180G 3.5SN BK BX | PCB plug-in connector, male header, closed side, THT/THR solder connection, 3.50 mm, Number of poles: 14, 180°, Solder pin length (l): 3.5 mm, tinned, black, Box
25108 | 1794580000 | S2L-SMT 3.50/16/180G 3.5SN BK BX | PCB plug-in connector, male header, closed side, THT/THR solder connection, 3.50 mm, Number of poles: 16, 180°, Solder pin length (l): 3.5 mm, tinned, black, Box
25109 | 1794590000 | S2L-SMT 3.50/18/180G 3.5SN BK BX | PCB plug-in connector, male header, closed side, THT/THR solder connection, 3.50 mm, Number of poles: 18, 180°, Solder pin length (l): 3.5 mm, tinned, black, Box
25110 | 1794600000 | S2L-SMT 3.50/20/180G 3.5SN BK BX | PCB plug-in connector, male header, closed side, THT/THR solder connection, 3.50 mm, Number of poles: 20, 180°, Solder pin length (l): 3.5 mm, tinned, black, Box
25111 | 1794610000 | S2L-SMT 3.50/22/180G 3.5SN BK BX | PCB plug-in connector, male header, closed side, THT/THR solder connection, 3.50 mm, Number of poles: 22, 180°, Solder pin length (l): 3.5 mm, tinned, black, Box
25112 | 1794620000 | S2L-SMT 3.50/24/180G 3.5SN BK BX | PCB plug-in connector, male header, closed side, THT/THR solder connection, 3.50 mm, Number of poles: 24, 180°, Solder pin length (l): 3.5 mm, tinned, black, Box
25113 | 1794630000 | S2L-SMT 3.50/26/180G 3.5SN BK BX | PCB plug-in connector, male header, closed side, THT/THR solder connection, 3.50 mm, Number of poles: 26, 180°, Solder pin length (l): 3.5 mm, tinned, black, Box
25114 | 1794640000 | S2L-SMT 3.50/28/180G 3.5SN BK BX | PCB plug-in connector, male header, closed side, THT/THR solder connection, 3.50 mm, Number of poles: 28, 180°, Solder pin length (l): 3.5 mm, tinned, black, Box
25115 | 1794650000 | S2L-SMT 3.50/30/180G 3.5SN BK BX | PCB plug-in connector, male header, closed side, THT/THR solder connection, 3.50 mm, Number of poles: 30, 180°, Solder pin length (l): 3.5 mm, tinned, black, Box
25116 | 1794660000 | S2L-SMT 3.50/32/180G 3.5SN BK BX | PCB plug-in connector, male header, closed side, THT/THR solder connection, 3.50 mm, Number of poles: 32, 180°, Solder pin length (l): 3.5 mm, tinned, black, Box
25117 | 1794670000 | S2L-SMT 3.50/34/180G 3.5SN BK BX | PCB plug-in connector, male header, closed side, THT/THR solder connection, 3.50 mm, Number of poles: 34, 180°, Solder pin length (l): 3.5 mm, tinned, black, Box
25118 | 1794680000 | S2L-SMT 3.50/36/180G 3.5SN BK BX | PCB plug-in connector, male header, closed side, THT/THR solder connection, 3.50 mm, Number of poles: 36, 180°, Solder pin length (l): 3.5 mm, tinned, black, Box
25119 | 1794700000 | S2L-SMT 3.50/08/180 3.5SN BK BX | PCB plug-in connector, male header, open side, THT/THR solder connection, 3.50 mm, Number of poles: 8, 180°, Solder pin length (l): 3.5 mm, tinned, black, Box
25120 | 1794740000 | S2L-SMT 3.50/16/180 3.5SN BK BX | PCB plug-in connector, male header, open side, THT/THR solder connection, 3.50 mm, Number of poles: 16, 180°, Solder pin length (l): 3.5 mm, tinned, black, Box
25121 | 1794830000 | S2L-SMT 3.50/34/180 3.5SN BK BX | PCB plug-in connector, male header, open side, THT/THR solder connection, 3.50 mm, Number of poles: 34, 180°, Solder pin length (l): 3.5 mm, tinned, black, Box
25122 | 1794860000 | S2L-SMT 3.50/06/90LF 3.2SN BK BX | PCB plug-in connector, male header, Solder flange, THT/THR solder connection, 3.50 mm, Number of poles: 6, 90°, Solder pin length (l): 3.2 mm, tinned, black, Box
25123 | 1794870000 | S2L-SMT 3.50/08/90LF 3.2SN BK BX | PCB plug-in connector, male header, Solder flange, THT/THR solder connection, 3.50 mm, Number of poles: 8, 90°, Solder pin length (l): 3.2 mm, tinned, black, Box
25124 | 1794880000 | S2L-SMT 3.50/10/90LF 3.2SN BK BX | PCB plug-in connector, male header, Solder flange, THT/THR solder connection, 3.50 mm, Number of poles: 10, 90°, Solder pin length (l): 3.2 mm, tinned, black, Box
25125 | 1794890000 | S2L-SMT 3.50/12/90LF 3.2SN BK BX | PCB plug-in connector, male header, Solder flange, THT/THR solder connection, 3.50 mm, Number of poles: 12, 90°, Solder pin length (l): 3.2 mm, tinned, black, Box
25126 | 1794900000 | S2L-SMT 3.50/14/90LF 3.2SN BK BX | PCB plug-in connector, male header, Solder flange, THT/THR solder connection, 3.50 mm, Number of poles: 14, 90°, Solder pin length (l): 3.2 mm, tinned, black, Box
25127 | 1794910000 | S2L-SMT 3.50/16/90LF 3.2SN BK BX | PCB plug-in connector, male header, Solder flange, THT/THR solder connection, 3.50 mm, Number of poles: 16, 90°, Solder pin length (l): 3.2 mm, tinned, black, Box
25128 | 1794920000 | S2L-SMT 3.50/18/90LF 3.2SN BK BX | PCB plug-in connector, male header, Solder flange, THT/THR solder connection, 3.50 mm, Number of poles: 18, 90°, Solder pin length (l): 3.2 mm, tinned, black, Box
25129 | 1794930000 | S2L-SMT 3.50/20/90LF 3.2SN BK BX | PCB plug-in connector, male header, Solder flange, THT/THR solder connection, 3.50 mm, Number of poles: 20, 90°, Solder pin length (l): 3.2 mm, tinned, black, Box
25130 | 1794940000 | S2L-SMT 3.50/22/90LF 3.2SN BK BX | PCB plug-in connector, male header, Solder flange, THT/THR solder connection, 3.50 mm, Number of poles: 22, 90°, Solder pin length (l): 3.2 mm, tinned, black, Box
25131 | 1794950000 | S2L-SMT 3.50/24/90LF 3.2SN BK BX | PCB plug-in connector, male header, Solder flange, THT/THR solder connection, 3.50 mm, Number of poles: 24, 90°, Solder pin length (l): 3.2 mm, tinned, black, Box
25132 | 1794960000 | S2L-SMT 3.50/26/90LF 3.2SN BK BX | PCB plug-in connector, male header, Solder flange, THT/THR solder connection, 3.50 mm, Number of poles: 26, 90°, Solder pin length (l): 3.2 mm, tinned, black, Box
25133 | 1794970000 | S2L-SMT 3.50/28/90LF 3.2SN BK BX | PCB plug-in connector, male header, Solder flange, THT/THR solder connection, 3.50 mm, Number of poles: 28, 90°, Solder pin length (l): 3.2 mm, tinned, black, Box
25134 | 1794980000 | S2L-SMT 3.50/30/90LF 3.2SN BK BX | PCB plug-in connector, male header, Solder flange, THT/THR solder connection, 3.50 mm, Number of poles: 30, 90°, Solder pin length (l): 3.2 mm, tinned, black, Box
25135 | 1794990000 | S2L-SMT 3.50/32/90LF 3.2SN BK BX | PCB plug-in connector, male header, Solder flange, THT/THR solder connection, 3.50 mm, Number of poles: 32, 90°, Solder pin length (l): 3.2 mm, tinned, black, Box
25136 | 1795000000 | S2L-SMT 3.50/34/90LF 3.2SN BK BX | PCB plug-in connector, male header, Solder flange, THT/THR solder connection, 3.50 mm, Number of poles: 34, 90°, Solder pin length (l): 3.2 mm, tinned, black, Box
25137 | 1795010000 | S2L-SMT 3.50/36/90LF 3.2SN BK BX | PCB plug-in connector, male header, Solder flange, THT/THR solder connection, 3.50 mm, Number of poles: 36, 90°, Solder pin length (l): 3.2 mm, tinned, black, Box
25138 | 1795200000 | S2L-SMT 3.50/06/180LF 3.5SN BK BX | PCB plug-in connector, male header, Solder flange, THT/THR solder connection, 3.50 mm, Number of poles: 6, 180°, Solder pin length (l): 3.5 mm, tinned, black, Box
25139 | 1795210000 | S2L-SMT 3.50/08/180LF 3.5SN BK BX | PCB plug-in connector, male header, Solder flange, THT/THR solder connection, 3.50 mm, Number of poles: 8, 180°, Solder pin length (l): 3.5 mm, tinned, black, Box
25140 | 1795220000 | S2L-SMT 3.50/10/180LF 3.5SN BK BX | PCB plug-in connector, male header, Solder flange, THT/THR solder connection, 3.50 mm, Number of poles: 10, 180°, Solder pin length (l): 3.5 mm, tinned, black, Box
25141 | 1795230000 | S2L-SMT 3.50/12/180LF 3.5SN BK BX | PCB plug-in connector, male header, Solder flange, THT/THR solder connection, 3.50 mm, Number of poles: 12, 180°, Solder pin length (l): 3.5 mm, tinned, black, Box
25142 | 1795240000 | S2L-SMT 3.50/14/180LF 3.5SN BK BX | PCB plug-in connector, male header, Solder flange, THT/THR solder connection, 3.50 mm, Number of poles: 14, 180°, Solder pin length (l): 3.5 mm, tinned, black, Box
25143 | 1795250000 | S2L-SMT 3.50/16/180LF 3.5SN BK BX | PCB plug-in connector, male header, Solder flange, THT/THR solder connection, 3.50 mm, Number of poles: 16, 180°, Solder pin length (l): 3.5 mm, tinned, black, Box
25144 | 1795260000 | S2L-SMT 3.50/18/180LF 3.5SN BK BX | PCB plug-in connector, male header, Solder flange, THT/THR solder connection, 3.50 mm, Number of poles: 18, 180°, Solder pin length (l): 3.5 mm, tinned, black, Box
25145 | 1795270000 | S2L-SMT 3.50/20/180LF 3.5SN BK BX | PCB plug-in connector, male header, Solder flange, THT/THR solder connection, 3.50 mm, Number of poles: 20, 180°, Solder pin length (l): 3.5 mm, tinned, black, Box
25146 | 1795280000 | S2L-SMT 3.50/22/180LF 3.5SN BK BX | PCB plug-in connector, male header, Solder flange, THT/THR solder connection, 3.50 mm, Number of poles: 22, 180°, Solder pin length (l): 3.5 mm, tinned, black, Box
25147 | 1795290000 | S2L-SMT 3.50/24/180LF 3.5SN BK BX | PCB plug-in connector, male header, Solder flange, THT/THR solder connection, 3.50 mm, Number of poles: 24, 180°, Solder pin length (l): 3.5 mm, tinned, black, Box
25148 | 1795300000 | S2L-SMT 3.50/26/180LF 3.5SN BK BX | PCB plug-in connector, male header, Solder flange, THT/THR solder connection, 3.50 mm, Number of poles: 26, 180°, Solder pin length (l): 3.5 mm, tinned, black, Box
25149 | 1795310000 | S2L-SMT 3.50/28/180LF 3.5SN BK BX | PCB plug-in connector, male header, Solder flange, THT/THR solder connection, 3.50 mm, Number of poles: 28, 180°, Solder pin length (l): 3.5 mm, tinned, black, Box
25150 | 1795320000 | S2L-SMT 3.50/30/180LF 3.5SN BK BX | PCB plug-in connector, male header, Solder flange, THT/THR solder connection, 3.50 mm, Number of poles: 30, 180°, Solder pin length (l): 3.5 mm, tinned, black, Box
25151 | 1795330000 | S2L-SMT 3.50/32/180LF 3.5SN BK BX | PCB plug-in connector, male header, Solder flange, THT/THR solder connection, 3.50 mm, Number of poles: 32, 180°, Solder pin length (l): 3.5 mm, tinned, black, Box
25152 | 1795340000 | S2L-SMT 3.50/34/180LF 3.5SN BK BX | PCB plug-in connector, male header, Solder flange, THT/THR solder connection, 3.50 mm, Number of poles: 34, 180°, Solder pin length (l): 3.5 mm, tinned, black, Box
25153 | 1795350000 | S2L-SMT 3.50/36/180LF 3.5SN BK BX | PCB plug-in connector, male header, Solder flange, THT/THR solder connection, 3.50 mm, Number of poles: 36, 180°, Solder pin length (l): 3.5 mm, tinned, black, Box
25154 | 1846050000 | SLS 5.08/04/180TB RF15 SN OR BX | PCB plug-in connector, male plug, 5.08 mm, Number of poles: 4, 180°, Clamping yoke connection, Clamping range, max. : 3.31 mm², Box
25155 | 1846060000 | SLS 5.08/06/180TB RF15 SN OR BX | PCB plug-in connector, male plug, 5.08 mm, Number of poles: 6, 180°, Clamping yoke connection, Clamping range, max. : 3.31 mm², Box
25156 | 1846070000 | SLS 5.08/08/180TB RF15 SN OR BX | PCB plug-in connector, male plug, 5.08 mm, Number of poles: 8, 180°, Clamping yoke connection, Clamping range, max. : 3.31 mm², Box
25157 | 1846080000 | SLS 5.08/10/180TB RF15 SN OR BX | PCB plug-in connector, male plug, 5.08 mm, Number of poles: 10, 180°, Clamping yoke connection, Clamping range, max. : 3.31 mm², Box
25158 | 1846090000 | SLS 5.08/12/180TB RF15 SN OR BX | PCB plug-in connector, male plug, 5.08 mm, Number of poles: 12, 180°, Clamping yoke connection, Clamping range, max. : 3.31 mm², Box
25159 | 1846100000 | SLS 5.08/16/180TB RF15 SN OR BX | PCB plug-in connector, male plug, 5.08 mm, Number of poles: 16, 180°, Clamping yoke connection, Clamping range, max. : 3.31 mm², Box
25160 | 1846110000 | SLS 5.08/20/180TB RF15 SN OR BX | PCB plug-in connector, male plug, 5.08 mm, Number of poles: 20, 180°, Clamping yoke connection, Clamping range, max. : 3.31 mm², Box
25161 | 1846120000 | SLS 5.08/24/180TB RF15 SN OR BX | PCB plug-in connector, male plug, 5.08 mm, Number of poles: 24, 180°, Clamping yoke connection, Clamping range, max. : 3.31 mm², Box
25162 | 1846130000 | SLS 5.08/04/180TB KF SN OR BX | PCB plug-in connector, male plug, 5.08 mm, Number of poles: 4, 180°, Clamping yoke connection, Clamping range, max. : 3.31 mm², Box
25163 | 1846140000 | SLS 5.08/06/180TB KF SN OR BX | PCB plug-in connector, male plug, 5.08 mm, Number of poles: 6, 180°, Clamping yoke connection, Clamping range, max. : 3.31 mm², Box
25164 | 1846150000 | SLS 5.08/08/180TB KF SN OR BX | PCB plug-in connector, male plug, 5.08 mm, Number of poles: 8, 180°, Clamping yoke connection, Clamping range, max. : 3.31 mm², Box
25165 | 1846160000 | SLS 5.08/10/180TB KF SN OR BX | PCB plug-in connector, male plug, 5.08 mm, Number of poles: 10, 180°, Clamping yoke connection, Clamping range, max. : 3.31 mm², Box
25166 | 1846170000 | SLS 5.08/12/180TB KF SN OR BX | PCB plug-in connector, male plug, 5.08 mm, Number of poles: 12, 180°, Clamping yoke connection, Clamping range, max. : 3.31 mm², Box
25167 | 1846180000 | SLS 5.08/16/180TB KF SN OR BX | PCB plug-in connector, male plug, 5.08 mm, Number of poles: 16, 180°, Clamping yoke connection, Clamping range, max. : 3.31 mm², Box
25168 | 1846190000 | SLS 5.08/20/180TB KF SN OR BX | PCB plug-in connector, male plug, 5.08 mm, Number of poles: 20, 180°, Clamping yoke connection, Clamping range, max. : 3.31 mm², Box
25169 | 1846200000 | SLS 5.08/24/180TB KF SN OR BX | PCB plug-in connector, male plug, 5.08 mm, Number of poles: 24, 180°, Clamping yoke connection, Clamping range, max. : 3.31 mm², Box
25170 | 1846210000 | SLS 5.08/02/180FI SN OR BX | PCB plug-in connector, male plug, 5.08 mm, Number of poles: 2, 180°, Clamping yoke connection, Clamping range, max. : 3.31 mm², Box
25171 | 1846220000 | SLS 5.08/03/180FI SN OR BX | PCB plug-in connector, male plug, 5.08 mm, Number of poles: 3, 180°, Clamping yoke connection, Clamping range, max. : 3.31 mm², Box
25172 | 1846230000 | SLS 5.08/04/180FI SN OR BX | PCB plug-in connector, male plug, 5.08 mm, Number of poles: 4, 180°, Clamping yoke connection, Clamping range, max. : 3.31 mm², Box
25173 | 1846240000 | SLS 5.08/05/180FI SN OR BX | PCB plug-in connector, male plug, 5.08 mm, Number of poles: 5, 180°, Clamping yoke connection, Clamping range, max. : 3.31 mm², Box
25174 | 1846250000 | SLS 5.08/06/180FI SN OR BX | PCB plug-in connector, male plug, 5.08 mm, Number of poles: 6, 180°, Clamping yoke connection, Clamping range, max. : 3.31 mm², Box
25175 | 1846260000 | SLS 5.08/07/180FI SN OR BX | PCB plug-in connector, male plug, 5.08 mm, Number of poles: 7, 180°, Clamping yoke connection, Clamping range, max. : 3.31 mm², Box
25176 | 1846270000 | SLS 5.08/08/180FI SN OR BX | PCB plug-in connector, male plug, 5.08 mm, Number of poles: 8, 180°, Clamping yoke connection, Clamping range, max. : 3.31 mm², Box
25177 | 1846280000 | SLS 5.08/09/180FI SN OR BX | PCB plug-in connector, male plug, 5.08 mm, Number of poles: 9, 180°, Clamping yoke connection, Clamping range, max. : 3.31 mm², Box
25178 | 1846290000 | SLS 5.08/10/180FI SN OR BX | PCB plug-in connector, male plug, 5.08 mm, Number of poles: 10, 180°, Clamping yoke connection, Clamping range, max. : 3.31 mm², Box
25179 | 1846300000 | SLS 5.08/11/180FI SN OR BX | PCB plug-in connector, male plug, 5.08 mm, Number of poles: 11, 180°, Clamping yoke connection, Clamping range, max. : 3.31 mm², Box
25180 | 1846310000 | SLS 5.08/12/180FI SN OR BX | PCB plug-in connector, male plug, 5.08 mm, Number of poles: 12, 180°, Clamping yoke connection, Clamping range, max. : 3.31 mm², Box
25181 | 1846320000 | SLS 5.08/13/180FI SN OR BX | PCB plug-in connector, male plug, 5.08 mm, Number of poles: 13, 180°, Clamping yoke connection, Clamping range, max. : 3.31 mm², Box
25182 | 1846330000 | SLS 5.08/14/180FI SN OR BX | PCB plug-in connector, male plug, 5.08 mm, Number of poles: 14, 180°, Clamping yoke connection, Clamping range, max. : 3.31 mm², Box
25183 | 1846340000 | SLS 5.08/15/180FI SN OR BX | PCB plug-in connector, male plug, 5.08 mm, Number of poles: 15, 180°, Clamping yoke connection, Clamping range, max. : 3.31 mm², Box
25184 | 1846350000 | SLS 5.08/16/180FI SN OR BX | PCB plug-in connector, male plug, 5.08 mm, Number of poles: 16, 180°, Clamping yoke connection, Clamping range, max. : 3.31 mm², Box
25185 | 1846360000 | SLS 5.08/02/180F SN OR BX | PCB plug-in connector, male plug, 5.08 mm, Number of poles: 2, 180°, Clamping yoke connection, Clamping range, max. : 3.31 mm², Box
25186 | 1846370000 | SLS 5.08/03/180F SN OR BX | PCB plug-in connector, male plug, 5.08 mm, Number of poles: 3, 180°, Clamping yoke connection, Clamping range, max. : 3.31 mm², Box
25187 | 1846380000 | SLS 5.08/04/180F SN OR BX | PCB plug-in connector, male plug, 5.08 mm, Number of poles: 4, 180°, Clamping yoke connection, Clamping range, max. : 3.31 mm², Box
25188 | 1846390000 | SLS 5.08/05/180F SN OR BX | PCB plug-in connector, male plug, 5.08 mm, Number of poles: 5, 180°, Clamping yoke connection, Clamping range, max. : 3.31 mm², Box
25189 | 1846400000 | SLS 5.08/06/180F SN OR BX | PCB plug-in connector, male plug, 5.08 mm, Number of poles: 6, 180°, Clamping yoke connection, Clamping range, max. : 3.31 mm², Box
25190 | 1846410000 | SLS 5.08/07/180F SN OR BX | PCB plug-in connector, male plug, 5.08 mm, Number of poles: 7, 180°, Clamping yoke connection, Clamping range, max. : 3.31 mm², Box
25191 | 1846420000 | SLS 5.08/08/180F SN OR BX | PCB plug-in connector, male plug, 5.08 mm, Number of poles: 8, 180°, Clamping yoke connection, Clamping range, max. : 3.31 mm², Box
25192 | 1846430000 | SLS 5.08/09/180F SN OR BX | PCB plug-in connector, male plug, 5.08 mm, Number of poles: 9, 180°, Clamping yoke connection, Clamping range, max. : 3.31 mm², Box
25193 | 1846440000 | SLS 5.08/10/180F SN OR BX | PCB plug-in connector, male plug, 5.08 mm, Number of poles: 10, 180°, Clamping yoke connection, Clamping range, max. : 3.31 mm², Box
25194 | 1846450000 | SLS 5.08/11/180F SN OR BX | PCB plug-in connector, male plug, 5.08 mm, Number of poles: 11, 180°, Clamping yoke connection, Clamping range, max. : 3.31 mm², Box
25195 | 1846460000 | SLS 5.08/12/180F SN OR BX | PCB plug-in connector, male plug, 5.08 mm, Number of poles: 12, 180°, Clamping yoke connection, Clamping range, max. : 3.31 mm², Box
25196 | 1846470000 | SLS 5.08/13/180F SN OR BX | PCB plug-in connector, male plug, 5.08 mm, Number of poles: 13, 180°, Clamping yoke connection, Clamping range, max. : 3.31 mm², Box
25197 | 1846480000 | SLS 5.08/14/180F SN OR BX | PCB plug-in connector, male plug, 5.08 mm, Number of poles: 14, 180°, Clamping yoke connection, Clamping range, max. : 3.31 mm², Box
25198 | 1846490000 | SLS 5.08/15/180F SN OR BX | PCB plug-in connector, male plug, 5.08 mm, Number of poles: 15, 180°, Clamping yoke connection, Clamping range, max. : 3.31 mm², Box
25199 | 1846500000 | SLS 5.08/16/180F SN OR BX | PCB plug-in connector, male plug, 5.08 mm, Number of poles: 16, 180°, Clamping yoke connection, Clamping range, max. : 3.31 mm², Box
25200 | 1853940000 | VDS180 SV7.62 | PCB plug-in connector, Accessories, black, Number of poles: 1
25201 | 1880860000 | S2L-SMT 3.50/16/180G 1.5SN BK BX | PCB plug-in connector, male header, closed side, THT/THR solder connection, 3.50 mm, Number of poles: 16, 180°, Solder pin length (l): 1.5 mm, tinned, black, Box
25202 | 1920840000 | B2L 3.50/04/180 SN BK BX | PCB plug-in connector, female plug, 3.50 mm, Number of poles: 4, 180°, Tension-clamp connection, Clamping range, max. : 1 mm², Box
25203 | 1920850000 | S2L-SMT 3.50/04/90G 3.2SN BK BX | PCB plug-in connector, male header, closed side, THT/THR solder connection, 3.50 mm, Number of poles: 4, 90°, Solder pin length (l): 3.2 mm, tinned, black, Box
25204 | 1924530000 | S2L-SMT 3.50/04/180G 3.5SN BK BX | PCB plug-in connector, male header, closed side, THT/THR solder connection, 3.50 mm, Number of poles: 4, 180°, Solder pin length (l): 3.5 mm, tinned, black, Box
25205 | 7940006157 | RCLKIT 24VDC 2CO LED GN | RIDERSERIES RCL, Relay module, Number of contacts: 2, CO contact AgNi, Rated control voltage: 24 V DC, Continuous current: 8 A, Screw connection, Test button available: No
25206 | 7940006158 | RCLKIT 24VDC 1CO LED GN | RIDERSERIES RCL, Relay module, Number of contacts: 1, CO contact AgNi, Rated control voltage: 24 V DC, Continuous current: 16 A, Screw connection, Test button available: No
25207 | 7940006159 | RCLKIT 230VAC 2CO LED RT | RIDERSERIES RCL, Relay module, Number of contacts: 2, CO contact AgNi, Rated control voltage: 230 V AC, Continuous current: 8 A, Screw connection, Test button available: No
25208 | 7940006160 | RCLKIT 230VAC 1CO LED RT | RIDERSERIES RCL, Relay module, Number of contacts: 1, CO contact AgNi, Rated control voltage: 230 V AC, Continuous current: 16 A, Screw connection, Test button available: No
25209 | 7940006162 | RCLKIT 24VAC 2CO LED RT | RIDERSERIES RCL, Relay module, Number of contacts: 2, CO contact AgNi, Rated control voltage: 24 V AC, Continuous current: 8 A, Screw connection, Test button available: No
25210 | 7940007061 | RCMKIT 24VDC 2CO LED GN | RIDERSERIES RCM, Relay module, Number of contacts: 2, CO contact with test button AgNi, Rated control voltage: 24 V DC, Continuous current: 12 A, Screw connection, Test button available: Yes
25211 | 7940007062 | RCMKIT 24VDC 3CO LED GN | RIDERSERIES RCM, Relay module, Number of contacts: 3, CO contact with test button AgNi, Rated control voltage: 24 V DC, Continuous current: 10 A, Screw connection, Test button available: Yes
25212 | 7940007063 | RCMKIT 24VDC 4CO LED GN | RIDERSERIES RCM, Relay module, Number of contacts: 4, CO contact with test button AgNi, Rated control voltage: 24 V DC, Continuous current: 6 A, Screw connection, Test button available: Yes
25213 | 7940007115 | RCMKIT 24VAC 4CO LED RT | RIDERSERIES RCM, Relay module, Number of contacts: 4, CO contact with test button AgNi, Rated control voltage: 24 V AC, Continuous current: 6 A, Screw connection, Test button available: Yes
25214 | 7940007118 | RCMKIT 230VAC 4CO LED RT | RIDERSERIES RCM, Relay module, Number of contacts: 4, CO contact with test button AgNi, Rated control voltage: 230 V AC, Continuous current: 6 A, Screw connection, Test button available: Yes
25215 | 7940007637 | RCM580730 | RIDERSERIES RCM, Relay, Number of contacts: 4, CO contact AgNi gold-plated, Rated control voltage: 230 V AC, Continuous current: 6 A, Plug-in connection, Test button available: Yes
25216 | 7940007742 | RRD321220 | RIDERSERIES RRD, Relay, Number of contacts: 3, CO contact with test button AgNi, Rated control voltage: 220 V DC, Continuous current: 10 A, Plug-in connection, Test button available: Yes
25217 | 8054360000 | RCM570012 | RIDERSERIES RCM, Relay, Number of contacts: 4, CO contact AgNi, Rated control voltage: 12 V DC, Continuous current: 6 A, Plug-in connection, Test button available: Yes
25218 | 8074650000 | RCM570006 | RIDERSERIES RCM, Relay, Number of contacts: 4, CO contact AgNi, Rated control voltage: 6 V DC, Continuous current: 6 A, Plug-in connection, Test button available: Yes
25219 | 8074670000 | RCM570048 | RIDERSERIES RCM, Relay, Number of contacts: 4, CO contact AgNi, Rated control voltage: 48 V DC, Continuous current: 6 A, Plug-in connection, Test button available: Yes
25220 | 8074680000 | RCM570060 | RIDERSERIES RCM, Relay, Number of contacts: 4, CO contact AgNi, Rated control voltage: 60 V DC, Continuous current: 6 A, Plug-in connection, Test button available: Yes
25221 | 8074700000 | RCM570110 | RIDERSERIES RCM, Relay, Number of contacts: 4, CO contact AgNi, Rated control voltage: 110 V DC, Continuous current: 6 A, Plug-in connection, Test button available: Yes
25222 | 8074760000 | RCM570512 | RIDERSERIES RCM, Relay, Number of contacts: 4, CO contact AgNi, Rated control voltage: 12 V AC, Continuous current: 6 A, Plug-in connection, Test button available: Yes
25223 | 8636230000 | RCM570220 | RIDERSERIES RCM, Relay, Number of contacts: 4, CO contact AgNi, Rated control voltage: 220 V DC, Continuous current: 6 A, Plug-in connection, Test button available: Yes
25224 | 8689740000 | RCM270512 | RIDERSERIES RCM, Relay, Number of contacts: 2, CO contact AgNi, Rated control voltage: 12 V AC, Continuous current: 12 A, Plug-in connection, Test button available: Yes
25225 | 8689750000 | RCM270R12 | RIDERSERIES RCM, Relay, Number of contacts: 2, CO contact AgNi, Rated control voltage: 12 V AC, Continuous current: 12 A, Plug-in connection, Test button available: Yes
25226 | 8689760000 | RCM270524 | RIDERSERIES RCM, Relay, Number of contacts: 2, CO contact AgNi, Rated control voltage: 24 V AC, Continuous current: 12 A, Plug-in connection, Test button available: Yes
25227 | 8689770000 | RCM270R24 | RIDERSERIES RCM, Relay, Number of contacts: 2, CO contact AgNi, Rated control voltage: 24 V AC, Continuous current: 12 A, Plug-in connection, Test button available: Yes
25228 | 8689780000 | RCM270548 | RIDERSERIES RCM, Relay, Number of contacts: 2, CO contact AgNi, Rated control voltage: 48 V AC, Continuous current: 12 A, Plug-in connection, Test button available: Yes
25229 | 8689800000 | RCM270615 | RIDERSERIES RCM, Relay, Number of contacts: 2, CO contact AgNi, Rated control voltage: 115 V AC, Continuous current: 12 A, Plug-in connection, Test button available: Yes
25230 | 8689810000 | RCM270S15 | RIDERSERIES RCM, Relay, Number of contacts: 2, CO contact AgNi, Rated control voltage: 115 V AC, Continuous current: 12 A, Plug-in connection, Test button available: Yes
25231 | 8689820000 | RCM270730 | RIDERSERIES RCM, Relay, Number of contacts: 2, CO contact AgNi, Rated control voltage: 230 V AC, Continuous current: 12 A, Plug-in connection, Test button available: Yes
25232 | 8689830000 | RCM270T30 | RIDERSERIES RCM, Relay, Number of contacts: 2, CO contact AgNi, Rated control voltage: 230 V AC, Continuous current: 12 A, Plug-in connection, Test button available: Yes
25233 | 8689840000 | RCM270012 | RIDERSERIES RCM, Relay, Number of contacts: 2, CO contact AgNi, Rated control voltage: 12 V DC, Continuous current: 12 A, Plug-in connection, Test button available: Yes
25234 | 8689850000 | RCM270L12 | RIDERSERIES RCM, Relay, Number of contacts: 2, CO contact AgNi, Rated control voltage: 12 V DC, Continuous current: 12 A, Plug-in connection, Test button available: Yes
25235 | 8689860000 | RCM270024 | RIDERSERIES RCM, Relay, Number of contacts: 2, CO contact AgNi, Rated control voltage: 24 V DC, Continuous current: 12 A, Plug-in connection, Test button available: Yes
25236 | 8689870000 | RCM270L24 | RIDERSERIES RCM, Relay, Number of contacts: 2, CO contact AgNi, Rated control voltage: 24 V DC, Continuous current: 12 A, Plug-in connection, Test button available: Yes
25237 | 8689880000 | RCM270048 | RIDERSERIES RCM, Relay, Number of contacts: 2, CO contact AgNi, Rated control voltage: 48 V DC, Continuous current: 12 A, Plug-in connection, Test button available: Yes
25238 | 8689890000 | RCM270L48 | RIDERSERIES RCM, Relay, Number of contacts: 2, CO contact AgNi, Rated control voltage: 48 V DC, Continuous current: 12 A, Plug-in connection, Test button available: Yes
25239 | 8689900000 | RCM270110 | RIDERSERIES RCM, Relay, Number of contacts: 2, CO contact AgNi, Rated control voltage: 110 V DC, Continuous current: 12 A, Plug-in connection, Test button available: Yes
25240 | 8689950000 | RCM370R24 | RIDERSERIES RCM, Relay, Number of contacts: 3, CO contact AgNi, Rated control voltage: 24 V AC, Continuous current: 10 A, Plug-in connection, Test button available: Yes
25241 | 8689970000 | RCM370R48 | RIDERSERIES RCM, Relay, Number of contacts: 3, CO contact AgNi, Rated control voltage: 48 V AC, Continuous current: 10 A, Plug-in connection, Test button available: Yes
25242 | 8689980000 | RCM370615 | RIDERSERIES RCM, Relay, Number of contacts: 3, CO contact AgNi, Rated control voltage: 115 V AC, Continuous current: 10 A, Plug-in connection, Test button available: Yes
25243 | 8689990000 | RCM370S15 | RIDERSERIES RCM, Relay, Number of contacts: 3, CO contact AgNi, Rated control voltage: 115 V AC, Continuous current: 10 A, Plug-in connection, Test button available: Yes
25244 | 8690000000 | RCM370730 | RIDERSERIES RCM, Relay, Number of contacts: 3, CO contact AgNi, Rated control voltage: 230 V AC, Continuous current: 10 A, Plug-in connection, Test button available: Yes
25245 | 8690010000 | RCM370T30 | RIDERSERIES RCM, Relay, Number of contacts: 3, CO contact AgNi, Rated control voltage: 230 V AC, Continuous current: 10 A, Plug-in connection, Test button available: Yes
25246 | 8690020000 | RCM370012 | RIDERSERIES RCM, Relay, Number of contacts: 3, CO contact AgNi, Rated control voltage: 12 V DC, Continuous current: 10 A, Plug-in connection, Test button available: Yes
25247 | 8690030000 | RCM370524 | RIDERSERIES RCM, Relay, Number of contacts: 3, CO contact AgNi, Rated control voltage: 24 V AC, Continuous current: 10 A, Plug-in connection, Test button available: Yes
25248 | 8690040000 | RCM370024 | RIDERSERIES RCM, Relay, Number of contacts: 3, CO contact AgNi, Rated control voltage: 24 V DC, Continuous current: 10 A, Plug-in connection, Test button available: Yes
25249 | 8690050000 | RCM370L24 | RIDERSERIES RCM, Relay, Number of contacts: 3, CO contact AgNi, Rated control voltage: 24 V DC, Continuous current: 10 A, Plug-in connection, Test button available: Yes
25250 | 8690060000 | RCM370048 | RIDERSERIES RCM, Relay, Number of contacts: 3, CO contact AgNi, Rated control voltage: 48 V DC, Continuous current: 10 A, Plug-in connection, Test button available: Yes
25251 | 8690080000 | RCM370110 | RIDERSERIES RCM, Relay, Number of contacts: 3, CO contact AgNi, Rated control voltage: 110 V DC, Continuous current: 10 A, Plug-in connection, Test button available: Yes
25252 | 8690100000 | RCM570R12 | RIDERSERIES RCM, Relay, Number of contacts: 4, CO contact AgNi, Rated control voltage: 12 V AC, Continuous current: 6 A, Plug-in connection, Test button available: Yes
25253 | 8690110000 | RCM570524 | RIDERSERIES RCM, Relay, Number of contacts: 4, CO contact AgNi, Rated control voltage: 24 V AC, Continuous current: 6 A, Plug-in connection, Test button available: Yes
25254 | 8690120000 | RCM570R24 | RIDERSERIES RCM, Relay, Number of contacts: 4, CO contact AgNi, Rated control voltage: 24 V AC, Continuous current: 6 A, Plug-in connection, Test button available: Yes
25255 | 8690130000 | RCM570R48 | RIDERSERIES RCM, Relay, Number of contacts: 4, CO contact AgNi, Rated control voltage: 48 V AC, Continuous current: 6 A, Plug-in connection, Test button available: Yes
25256 | 8690150000 | RCM570S15 | RIDERSERIES RCM, Relay, Number of contacts: 4, CO contact AgNi, Rated control voltage: 115 V AC, Continuous current: 6 A, Plug-in connection, Test button available: Yes
25257 | 8690160000 | RCM570T30 | RIDERSERIES RCM, Relay, Number of contacts: 4, CO contact AgNi, Rated control voltage: 230 V AC, Continuous current: 6 A, Plug-in connection, Test button available: Yes
25258 | 8690180000 | RCM570L12 | RIDERSERIES RCM, Relay, Number of contacts: 4, CO contact AgNi, Rated control voltage: 12 V DC, Continuous current: 6 A, Plug-in connection, Test button available: Yes
25259 | 8690200000 | RCM570024 | RIDERSERIES RCM, Relay, Number of contacts: 4, CO contact AgNi, Rated control voltage: 24 V DC, Continuous current: 6 A, Plug-in connection, Test button available: Yes
25260 | 8690220000 | RCM570L24 | RIDERSERIES RCM, Relay, Number of contacts: 4, CO contact AgNi, Rated control voltage: 24 V DC, Continuous current: 6 A, Plug-in connection, Test button available: Yes
25261 | 8690230000 | RCM570L48 | RIDERSERIES RCM, Relay, Number of contacts: 4, CO contact AgNi, Rated control voltage: 48 V DC, Continuous current: 6 A, Plug-in connection, Test button available: Yes
25262 | 8690240000 | RCM570M10 | RIDERSERIES RCM, Relay, Number of contacts: 4, CO contact AgNi, Rated control voltage: 110 V DC, Continuous current: 6 A, Plug-in connection, Test button available: Yes
25263 | 8690270000 | RRD226024 | RIDERSERIES RRD, Relay, Number of contacts: 2, CO contact with test button AgNi, Rated control voltage: 24 V AC, Continuous current: 10 A, Plug-in connection, Test button available: Yes
25264 | 8690280000 | RRD228024 | RIDERSERIES RRD, Relay, Number of contacts: 2, CO contact with test button AgNi, Rated control voltage: 24 V AC, Continuous current: 10 A, Plug-in connection, Test button available: Yes
25265 | 8690310000 | RRD226115 | RIDERSERIES RRD, Relay, Number of contacts: 2, CO contact with test button AgNi, Rated control voltage: 115 V AC, Continuous current: 10 A, Plug-in connection, Test button available: Yes
25266 | 8690320000 | RRD228115 | RIDERSERIES RRD, Relay, Number of contacts: 2, CO contact with test button AgNi, Rated control voltage: 115 V AC, Continuous current: 10 A, Plug-in connection, Test button available: Yes
25267 | 8690330000 | RRD226230 | RIDERSERIES RRD, Relay, Number of contacts: 2, CO contact with test button AgNi, Rated control voltage: 230 V AC, Continuous current: 10 A, Plug-in connection, Test button available: Yes
25268 | 8690340000 | RRD228230 | RIDERSERIES RRD, Relay, Number of contacts: 2, CO contact with test button AgNi, Rated control voltage: 230 V AC, Continuous current: 10 A, Plug-in connection, Test button available: Yes
25269 | 8690350000 | RRD221012 | RIDERSERIES RRD, Relay, Number of contacts: 2, CO contact with test button AgNi, Rated control voltage: 12 V DC, Continuous current: 10 A, Plug-in connection, Test button available: Yes
25270 | 8690370000 | RRD221024 | RIDERSERIES RRD, Relay, Number of contacts: 2, CO contact with test button AgNi, Rated control voltage: 24 V DC, Continuous current: 10 A, Plug-in connection, Test button available: Yes
25271 | 8690380000 | RRD223024 | RIDERSERIES RRD, Relay, Number of contacts: 2, CO contact with test button AgNi, Rated control voltage: 24 V DC, Continuous current: 10 A, Plug-in connection, Test button available: Yes
25272 | 8690430000 | RRD326012 | RIDERSERIES RRD, Relay, Number of contacts: 3, CO contact with test button AgNi, Rated control voltage: 12 V AC, Continuous current: 10 A, Plug-in connection, Test button available: Yes
25273 | 8690450000 | RRD326024 | RIDERSERIES RRD, Relay, Number of contacts: 3, CO contact with test button AgNi, Rated control voltage: 24 V AC, Continuous current: 10 A, Plug-in connection, Test button available: Yes
25274 | 8690460000 | RRD328024 | RIDERSERIES RRD, Relay, Number of contacts: 3, CO contact with test button AgNi, Rated control voltage: 24 V AC, Continuous current: 10 A, Plug-in connection, Test button available: Yes
25275 | 8690470000 | RRD326048 | RIDERSERIES RRD, Relay, Number of contacts: 3, CO contact with test button AgNi, Rated control voltage: 48 V AC, Continuous current: 10 A, Plug-in connection, Test button available: Yes
25276 | 8690550000 | RRD326115 | RIDERSERIES RRD, Relay, Number of contacts: 3, CO contact with test button AgNi, Rated control voltage: 115 V AC, Continuous current: 10 A, Plug-in connection, Test button available: Yes
25277 | 8690560000 | RRD328115 | RIDERSERIES RRD, Relay, Number of contacts: 3, CO contact with test button AgNi, Rated control voltage: 115 V AC, Continuous current: 10 A, Plug-in connection, Test button available: Yes
25278 | 8690570000 | RRD326230 | RIDERSERIES RRD, Relay, Number of contacts: 3, CO contact with test button AgNi, Rated control voltage: 230 V AC, Continuous current: 10 A, Plug-in connection, Test button available: Yes
25279 | 8690580000 | RRD328230 | RIDERSERIES RRD, Relay, Number of contacts: 3, CO contact with test button AgNi, Rated control voltage: 230 V AC, Continuous current: 10 A, Plug-in connection, Test button available: Yes
25280 | 8690610000 | RRD321024 | RIDERSERIES RRD, Relay, Number of contacts: 3, CO contact with test button AgNi, Rated control voltage: 24 V DC, Continuous current: 10 A, Plug-in connection, Test button available: Yes
25281 | 8690620000 | RRD323024 | RIDERSERIES RRD, Relay, Number of contacts: 3, CO contact with test button AgNi, Rated control voltage: 24 V DC, Continuous current: 10 A, Plug-in connection, Test button available: Yes
25282 | 8690630000 | RRD321048 | RIDERSERIES RRD, Relay, Number of contacts: 3, CO contact with test button AgNi, Rated control voltage: 48 V DC, Continuous current: 10 A, Plug-in connection, Test button available: Yes
25283 | 8690650000 | RRD321110 | RIDERSERIES RRD, Relay, Number of contacts: 3, CO contact with test button AgNi, Rated control voltage: 110 V DC, Continuous current: 10 A, Plug-in connection, Test button available: Yes
25284 | 8690660000 | RRD323110 | RIDERSERIES RRD, Relay, Number of contacts: 3, CO contact with test button AgNi, Rated control voltage: 110 V DC, Continuous current: 10 A, Plug-in connection, Test button available: Yes
25285 | 8690830000 | SRC 2CO | RIDERSERIES FG, Relay socket, Number of contacts: 2, CO contact, Screw connection
25286 | 8690840000 | SRC 1CO | RIDERSERIES RCL, Relay socket, Number of contacts: 1, CO contact, Screw connection
25287 | 8690850000 | SRC 2CO PCB | RIDERSERIES RCL, Flange-mounted housing, Number of contacts: 2, CO contact, Continuous current: 12 A, Print connection
25288 | 8690860000 | SRC 1CO PCB | RIDERSERIES RCL, Flange-mounted housing, Number of contacts: 1, CO contact, Continuous current: 12 A, Print connection
25289 | 8690880000 | SCM 2CO | RIDERSERIES RCM, Relay socket, Number of contacts: 2, CO contact, Continuous current: 12 A, Screw connection
25290 | 8690890000 | SCM 3CO | RIDERSERIES RCM, Relay socket, Number of contacts: 3, CO contact, Continuous current: 12 A, Screw connection
25291 | 8690900000 | SCM 4CO | RIDERSERIES RCM, Relay socket, Number of contacts: 4, CO contact, Continuous current: 12 A, Screw connection
25292 | 8690910000 | SCM 4CO N | RIDERSERIES RCM, Relay socket, Number of contacts: 4, CO contact, Continuous current: 10 A, Screw connection
25293 | 8690930000 | SRD 2CO | RIDERSERIES RRD, Relay socket, Number of contacts: 2, CO contact, Screw connection
25294 | 8690940000 | RIM 1 6/230V | RIDERSERIES RCL, Free-wheeling diode, Rated control voltage: 6?230 V, Plug-in connection
25295 | 8690950000 | RIM 2 6/24VDC | RIDERSERIES RCL, LED module with freewheel diode, Rated control voltage: 6?24 V DC, Plug-in connection
25296 | 8690960000 | RIM 2 24/60VDC | RIDERSERIES RCL, LED module with freewheel diode, Rated control voltage: 24?60 V DC, Plug-in connection
25297 | 8691000000 | RIM 3 110/230VAC | RIDERSERIES RCL, RC filter, Rated control voltage: 110?230 V AC, Plug-in connection
25298 | 8691010000 | RIM 3 6/24VUC | RIDERSERIES RCL, LED module, Rated control voltage: 6?24 V UC, Plug-in connection
25299 | 8691020000 | RIM 3 24/60VUC | RIDERSERIES RCL, LED module, Rated control voltage: 24?60 V UC, Plug-in connection
25300 | 8691030000 | RIM 3 110/230VUC | RIDERSERIES RCL, LED module, Rated control voltage: 110?230 V UC, Plug-in connection
25301 | 8691040000 | RIM 4 6/24VUC | RIDERSERIES RCL, LED module, Protective varistor, Rated control voltage: 6?24 V UC, Plug-in connection
25302 | 8691060000 | RIM 4 110/230VUC | RIDERSERIES RCL, LED module, Protective varistor, Rated control voltage: 110?230 V UC, Plug-in connection
25303 | 8691110000 | SCM CLIP P | RIDERSERIES RCM, Retaining clip
25304 | 8693170000 | RCL214012 | RIDERSERIES RCL, Relay, Number of contacts: 1, CO contact AgNi, Rated control voltage: 12 V DC, Continuous current: 12 A, Plug-in connection, Test button available: No
25305 | 8693180000 | RCL114024 | RIDERSERIES RCL, Relay, Number of contacts: 1, CO contact AgNi, Rated control voltage: 24 V DC, Continuous current: 12 A, Plug-in connection, Test button available: No
25306 | 8693190000 | RCL114012 | RIDERSERIES RCL, Relay, Number of contacts: 1, CO contact AgNi, Rated control voltage: 12 V DC, Continuous current: 12 A, Plug-in connection, Test button available: No
25307 | 8693200000 | RCL 214024 | RIDERSERIES RCL, Relay, Number of contacts: 1, CO contact AgNi, Rated control voltage: 24 V DC, Continuous current: 12 A, Plug-in connection, Test button available: No
25308 | 8693230000 | RCL114730 | RIDERSERIES RCL, Relay, Number of contacts: 1, CO contact AgNi, Rated control voltage: 230 V AC, Continuous current: 12 A, Plug-in connection, Test button available: No
25309 | 8693240000 | RCL314012 | TERMSERIES, Relay, Number of contacts: 1, CO contact AgNi, Rated control voltage: 12 V DC, Continuous current: 16 A, Plug-in connection, Test button available: No
25310 | 8693260000 | RCL314024 | TERMSERIES, Relay, Number of contacts: 1, CO contact AgNi, Rated control voltage: 24 V DC, Continuous current: 16 A, Plug-in connection, Test button available: No
25311 | 8693270000 | SRC MARK | RIDERSERIES FG, Label
25312 | 8693280000 | RCL334024 | RIDERSERIES RCL, Relay, Number of contacts: 1, NO contact AgNi, Rated control voltage: 24 V DC, Continuous current: 16 A, Plug-in connection, Test button available: No
25313 | 8693300000 | RCL214730 | RIDERSERIES RCL, Relay, Number of contacts: 1, CO contact AgNi, Rated control voltage: 230 V AC, Continuous current: 12 A, Plug-in connection, Test button available: No
25314 | 8693320000 | RCL314730 | RIDERSERIES RCL, Relay, Number of contacts: 1, CO contact AgNi, Rated control voltage: 230 V AC, Continuous current: 16 A, Plug-in connection, Test button available: No
25315 | 8693340000 | RCL424548 | RIDERSERIES RCL, Relay, Number of contacts: 2, CO contact AgNi, Rated control voltage: 48 V AC, Continuous current: 8 A, Plug-in connection, Test button available: No
25316 | 8693370000 | SRC CLIP HM | RIDERSERIES FG, Retaining clip
25317 | 8693380000 | RCL314048 | TERMSERIES, Relay, Number of contacts: 1, CO contact AgNi, Rated control voltage: 48 V DC, Continuous current: 16 A, Plug-in connection, Test button available: No
25318 | 8693390000 | RCL114615 | RIDERSERIES RCL, Relay, Number of contacts: 1, CO contact AgNi, Rated control voltage: 115 V AC, Continuous current: 12 A, Plug-in connection, Test button available: No
25319 | 8693400000 | RCL114006 | RIDERSERIES RCL, Relay, Number of contacts: 1, CO contact AgNi, Rated control voltage: 6 V DC, Continuous current: 12 A, Plug-in connection, Test button available: No
25320 | 8693420000 | RCL424512 | RIDERSERIES RCL, Relay, Number of contacts: 2, CO contact AgNi, Rated control voltage: 12 V AC, Continuous current: 8 A, Plug-in connection, Test button available: No
25321 | 8693500000 | RCL314524 | RIDERSERIES RCL, Relay, Number of contacts: 1, CO contact AgNi, Rated control voltage: 24 V AC, Continuous current: 16 A, Plug-in connection, Test button available: No
25322 | 8693790000 | RCL424005 | TERMSERIES, Relay, Number of contacts: 2, CO contact AgNi, Rated control voltage: 5 V DC, Continuous current: 8 A, Plug-in connection, Test button available: No
25323 | 8693890000 | RCL314615 | RIDERSERIES RCL, Relay, Number of contacts: 1, CO contact AgNi, Rated control voltage: 115 V AC, Continuous current: 16 A, Plug-in connection, Test button available: No
25324 | 8693930000 | SRC 2CO N | RIDERSERIES RCL, Relay socket, Number of contacts: 2, CO contact, Screw connection
25325 | 8694210000 | RCM571024 | RIDERSERIES RCM, Relay, Number of contacts: 4, CO contact with test button AgNi, Rated control voltage: 24 V DC, Continuous current: 6 A, Plug-in connection, Test button available: Yes
25326 | 8694260000 | RCM571524 | RIDERSERIES RCM, Relay, Number of contacts: 4, CO contact with test button AgNi, Rated control voltage: 24 V AC, Continuous current: 6 A, Plug-in connection, Test button available: Yes
25327 | 8694460000 | RCM580024 | RIDERSERIES RCM, Relay, Number of contacts: 4, CO contact AgNi gold-plated, Rated control voltage: 24 V DC, Continuous current: 6 A, Plug-in connection, Test button available: Yes
25328 | 8697660000 | SCM 4CO PCB | RIDERSERIES RCM, Flange-mounted housing, Number of contacts: 4, CO contact, Continuous current: 6 A, Print connection
25329 | 8713720000 | RIM 2 6/24VDC GN | RIDERSERIES FG, LED module with freewheel diode, Rated control voltage: 6?24 V DC, Plug-in connection
25330 | 8713730000 | RIM 2 24/60VDC GN | RIDERSERIES RCL, LED module with freewheel diode, Rated control voltage: 24?60 V DC, Plug-in connection
25331 | 8713750000 | RIM 3 6/24VUC GN | RIDERSERIES RCL, LED module, Rated control voltage: 6?24 V UC, Plug-in connection
25332 | 8713760000 | RIM 3 24/60VUC GN | RIDERSERIES RCL, LED module, Rated control voltage: 24?60 V UC, Plug-in connection
25333 | 8713770000 | RIM 3 110/230VUC GN | RIDERSERIES RCL, LED module, Rated control voltage: 110?230 V UC, Plug-in connection
25334 | 8713780000 | RIM 4 6/24VUC GN | RIDERSERIES RCL, LED module, Protective varistor, Rated control voltage: 6?24 V UC, Plug-in connection
25335 | 8713790000 | RIM 4 24/60VUC GN | RIDERSERIES RCL, LED module, Protective varistor, Rated control voltage: 24?60 V UC, Plug-in connection
25336 | 8713800000 | RIM 4 110/230VUC GN | RIDERSERIES RCL, LED module, Protective varistor, Rated control voltage: 110?230 V UC, Plug-in connection
25337 | 8768660000 | RCH S21012 | RIDERSERIES, Relay, Number of contacts: 2, CO contact AgNi, Rated control voltage: 12 V DC, Continuous current: 6 A, Screw connection, Test button available: No
25338 | 8768680000 | RCH S21024 | RIDERSERIES, Relay, Number of contacts: 2, CO contact AgNi, Rated control voltage: 24 V DC, Continuous current: 6 A, Screw connection, Test button available: No
25339 | 8768700000 | RCH S51024 | RIDERSERIES, Relay, Number of contacts: 1, NC and NO contact AgNi, Rated control voltage: 24 V DC, Continuous current: 6 A, Screw connection, Test button available: No
25340 | 8783920000 | SCM 4CO Z | RIDERSERIES RCM, Relay socket, Number of contacts: 4, CO contact, Continuous current: 10 A, Tension-clamp connection
25341 | 8783930000 | SRC 2CO Z | RIDERSERIES FG, Relay socket, Number of contacts: 2, CO contact, Tension-clamp connection
25342 | 8798610000 | RRD323220 | RIDERSERIES RRD, Relay, Number of contacts: 3, CO contact with test button AgNi, Rated control voltage: 220 V DC, Continuous current: 10 A, Plug-in connection, Test button available: Yes
25343 | 8798620000 | RCLKITZ 24VDC 1CO LED | RIDERSERIES RCL, Relay module, Number of contacts: 1, CO contact AgNi, Rated control voltage: 24 V DC, Continuous current: 16 A, Tension-clamp connection, Test button available: No
25344 | 8798630000 | RCLKITZ 24VDC 2CO LED | RIDERSERIES RCL, Relay module, Number of contacts: 2, CO contact AgNi, Rated control voltage: 24 V DC, Continuous current: 8 A, Tension-clamp connection, Test button available: No
25345 | 8798670000 | RCLKITZ 230VAC 2CO LED | RIDERSERIES RCL, Relay module, Number of contacts: 2, CO contact AgNi, Rated control voltage: 230 V AC, Continuous current: 8 A, Tension-clamp connection, Test button available: No
25346 | 8798740000 | RCMKITZ 24VDC 4CO LED | RIDERSERIES RCM, Relay module, Number of contacts: 4, CO contact with test button AgNi, Rated control voltage: 24 V DC, Continuous current: 6 A, Tension-clamp connection, Test button available: Yes
25347 | 8798760000 | RCMKITZ 230VAC 4CO LED | RIDERSERIES RCM, Relay module, Number of contacts: 4, CO contact with test button AgNi, Rated control voltage: 230 V AC, Continuous current: 6 A, Tension-clamp connection, Test button available: Yes
25348 | 8810100000 | RCLKIT 115VAC 2CO LED RT | RIDERSERIES RCL, Relay module, Number of contacts: 2, CO contact AgNi, Rated control voltage: 115 V AC, Continuous current: 8 A, Screw connection, Test button available: No
25349 | 8810130000 | RCMKIT 115VAC 2CO LED RT | RIDERSERIES RCM, Relay module, Number of contacts: 2, CO contact with test button AgNi, Rated control voltage: 115 V AC, Continuous current: 12 A, Screw connection, Test button available: Yes
25350 | 8810150000 | RCMKIT 115VAC 4CO LED RT | RIDERSERIES RCM, Relay module, Number of contacts: 4, CO contact with test button AgNi, Rated control voltage: 115 V AC, Continuous current: 6 A, Screw connection, Test button available: Yes
25351 | 8810160000 | RCLKIT 115VAC 1CO LED RT | RIDERSERIES RCL, Relay module, Number of contacts: 1, CO contact AgNi, Rated control voltage: 115 V AC, Continuous current: 16 A, Screw connection, Test button available: No
25352 | 8824860000 | RCM580615 | RIDERSERIES RCM, Relay, Number of contacts: 4, CO contact AgNi gold-plated, Rated control voltage: 115 V AC, Continuous current: 6 A, Plug-in connection, Test button available: Yes
25353 | 8828370000 | RCL425110 | TERMSERIES, Relay, Number of contacts: 2, CO contact AgNi gold-plated, Rated control voltage: 110 V DC, Continuous current: 8 A, Plug-in connection, Test button available: No
25354 | 8866900000 | RCLS3L024W | TERMSERIES, Relay, Number of contacts: 1, NO contact AgSnO, Rated control voltage: 24 V DC, Continuous current: 16 A, Plug-in connection, Test button available: No
25355 | 8866920000 | RCLS3T024W | TERMSERIES, Relay, Number of contacts: 1, NO contact AgSnO, Rated control voltage: 24 V DC, Continuous current: 16 A, Plug-in connection, Test button available: No
25356 | 8869350000 | SRD-I 3CO | RIDERSERIES RRD, Relay socket, Number of contacts: 3, CO contact, Continuous current: 10 A, Screw connection
25357 | 8869360000 | SRD-I 2CO | RIDERSERIES RRD, Relay socket, Number of contacts: 2, CO contact, Continuous current: 10 A, Screw connection
25358 | 8869390000 | SCM-I 4CO N | RIDERSERIES RCM, Relay socket, Number of contacts: 4, CO contact, Continuous current: 6 A, Screw connection
25359 | 8869400000 | SCM-I 2CO | RIDERSERIES RCM, Relay socket, Number of contacts: 2, CO contact, Continuous current: 12 A, Screw connection
25360 | 8869410000 | SCM-I 3CO N | RIDERSERIES RCM, Relay socket, Number of contacts: 3, CO contact, Continuous current: 10 A, Screw connection
25361 | 8869420000 | SCM-I 4CO | RIDERSERIES RCM, Relay socket, Number of contacts: 4, CO contact, Continuous current: 6 A, Screw connection
25362 | 8869430000 | SCM-I 4CO P | RIDERSERIES RCM, Relay socket, Number of contacts: 4, CO contact, Continuous current: 6 A, PUSH IN
25363 | 8869440000 | SCM-I CLIP P | RIDERSERIES RCM, Retaining clip
25364 | 8869450000 | SCM-I CLIP M | RIDERSERIES RCM, Retaining clip
25365 | 8869460000 | SCM-I MARK | RIDERSERIES RCM, Label
25366 | 8869470000 | SRC-I 1CO | RIDERSERIES RCI, Relay socket, Number of contacts: 1, CO contact, Continuous current: 12 A, Screw connection
25367 | 8869480000 | SRC-I 2CO N | RIDERSERIES RCI, Relay socket, Number of contacts: 2, CO contact, Continuous current: 8 A, Screw connection
25368 | 8869490000 | SRC-I 2CO | RIDERSERIES RCI, Relay socket, Number of contacts: 2, CO contact, Continuous current: 8 A, Screw connection
25369 | 8869500000 | SRC-I 2CO P | RIDERSERIES RCI, Relay socket, Number of contacts: 2, CO contact, Continuous current: 8 A, PUSH IN
25370 | 8869510000 | SRC-I CLIP HP | RIDERSERIES RCI, Retaining clip
25371 | 8869520000 | SRC-I CLIP LP | RIDERSERIES RCI, Retaining clip
25372 | 8869530000 | SRC-I MARK | RIDERSERIES RCI, Label
25373 | 8869580000 | RIM-I 1 6/230V | RIDERSERIES, Free-wheeling diode, Rated control voltage: 6?230 V DC, Plug-in connection
25374 | 8869590000 | RIM-I 2 6/24VDC | RIDERSERIES, LED module with freewheel diode, Rated control voltage: 6?24 V DC, Plug-in connection
25375 | 8869600000 | RIM-I 2 6/24VDC GN | RIDERSERIES, LED module with freewheel diode, Rated control voltage: 6?24 V DC, Plug-in connection
25376 | 8869610000 | RIM-I 3 24/60VUC | RIDERSERIES, LED module, Rated control voltage: 24?60 V UC, Plug-in connection
25377 | 8869620000 | RIM-I 3 24/60VUC GN | RIDERSERIES, LED module, Rated control voltage: 24?60 V UC, Plug-in connection
25378 | 8869630000 | RIM-I 3 6/24VUC | RIDERSERIES, LED module, Rated control voltage: 6?24 V UC, Plug-in connection
25379 | 8869640000 | RIM-I 3 6/24VUC GN | RIDERSERIES, LED module, Rated control voltage: 6?24 V UC, Plug-in connection
25380 | 8869650000 | RIM-I 3 110/230VUC | RIDERSERIES, LED module, Rated control voltage: 110?230 V UC, Plug-in connection
25381 | 8869660000 | RIM-I 3 110/230VUC GN | RIDERSERIES, LED module, Rated control voltage: 110?230 V UC, Plug-in connection
25382 | 8869670000 | RIM-I 2 24/60VDC | RIDERSERIES, LED module with freewheel diode, Rated control voltage: 24?60 V DC, Plug-in connection
25383 | 8869680000 | RIM-I 2 24/60VDC GN | RIDERSERIES, LED module with freewheel diode, Rated control voltage: 24?60 V DC, Plug-in connection
25384 | 8869690000 | RIM-I 2 110/230VDC | RIDERSERIES, LED module with freewheel diode, Rated control voltage: 110?230 V DC, Plug-in connection
25385 | 8869700000 | RIM-I 2 110/230VDC GN | RIDERSERIES, LED module with freewheel diode, Rated control voltage: 110?230 V DC, Plug-in connection
25386 | 8869710000 | RIM-I 4 24VUC VAR | RIDERSERIES, Protective varistor, Rated control voltage: 24 V UC, Plug-in connection
25387 | 8869730000 | RIM-I 4 110VUC VAR | RIDERSERIES, Protective varistor, Rated control voltage: 110 V UC, Plug-in connection
25388 | 8869750000 | RIM-I 4 230VUC VAR | RIDERSERIES, Protective varistor, Rated control voltage: 230 V UC, Plug-in connection
25389 | 8869770000 | RIM-I 3 6/60VAC RC | RIDERSERIES, RC filter, Rated control voltage: 6...60 V UC, Plug-in connection
25390 | 8869790000 | RIM-I 3 110/230VAC RC | RIDERSERIES, RC filter, Rated control voltage: 110?230 V UC, Plug-in connection
25391 | 8869800000 | RCI314012 | RIDERSERIES RCI, Relay, Number of contacts: 1, CO contact AgNi, Rated control voltage: 12 V DC, Continuous current: 16 A, Plug-in connection, Test button available: No
25392 | 8869810000 | RCI314024 | RIDERSERIES RCI, Relay, Number of contacts: 1, CO contact AgNi, Rated control voltage: 24 V DC, Continuous current: 16 A, Plug-in connection, Test button available: No
25393 | 8869820000 | RCI314048 | RIDERSERIES RCI, Relay, Number of contacts: 1, CO contact AgNi, Rated control voltage: 48 V DC, Continuous current: 16 A, Plug-in connection, Test button available: No
25394 | 8869830000 | RCI314110 | RIDERSERIES RCI, Relay, Number of contacts: 1, CO contact AgNi, Rated control voltage: 110 V DC, Continuous current: 16 A, Plug-in connection, Test button available: No
25395 | 8869840000 | RCI314524 | RIDERSERIES RCI, Relay, Number of contacts: 1, CO contact AgNi, Rated control voltage: 24 V AC, Continuous current: 16 A, Plug-in connection, Test button available: No
25396 | 8869860000 | RCI314730 | RIDERSERIES RCI, Relay, Number of contacts: 1, CO contact AgNi, Rated control voltage: 230 V AC, Continuous current: 16 A, Plug-in connection, Test button available: No
25397 | 8869870000 | RCI424012 | RIDERSERIES RCI, Relay, Number of contacts: 2, CO contact AgNi, Rated control voltage: 12 V DC, Continuous current: 8 A, Plug-in connection, Test button available: No
25398 | 8869890000 | RCI424024 | RIDERSERIES RCI, Relay, Number of contacts: 2, CO contact AgNi, Rated control voltage: 24 V DC, Continuous current: 8 A, Plug-in connection, Test button available: No
25399 | 8869900000 | RCI424048 | RIDERSERIES RCI, Relay, Number of contacts: 2, CO contact AgNi, Rated control voltage: 48 V DC, Continuous current: 8 A, Plug-in connection, Test button available: No
25400 | 8869910000 | RCI424110 | RIDERSERIES RCI, Relay, Number of contacts: 2, CO contact AgNi, Rated control voltage: 110 V DC, Continuous current: 8 A, Plug-in connection, Test button available: No
25401 | 8869920000 | RCI424524 | RIDERSERIES RCI, Relay, Number of contacts: 2, CO contact AgNi, Rated control voltage: 24 V AC, Continuous current: 8 A, Plug-in connection, Test button available: No
25402 | 8869940000 | RCI424730 | RIDERSERIES RCI, Relay, Number of contacts: 2, CO contact AgNi, Rated control voltage: 230 V AC, Continuous current: 8 A, Plug-in connection, Test button available: No
25403 | 8869950000 | RCI374012 | RIDERSERIES RCI, Relay, Number of contacts: 1, CO contact AgNi, Rated control voltage: 12 V DC, Continuous current: 16 A, Plug-in connection, Test button available: Yes
25404 | 8869960000 | RCI374024 | RIDERSERIES RCI, Relay, Number of contacts: 1, CO contact AgNi, Rated control voltage: 24 V DC, Continuous current: 16 A, Plug-in connection, Test button available: Yes
25405 | 8869990000 | RCI374524 | RIDERSERIES RCI, Relay, Number of contacts: 1, CO contact AgNi, Rated control voltage: 24 V AC, Continuous current: 16 A, Plug-in connection, Test button available: Yes
25406 | 8870010000 | RCI374730 | RIDERSERIES RCI, Relay, Number of contacts: 1, CO contact AgNi, Rated control voltage: 230 V AC, Continuous current: 16 A, Plug-in connection, Test button available: Yes
25407 | 8870020000 | RCI484012 | RIDERSERIES RCI, Relay, Number of contacts: 2, CO contact AgNi, Rated control voltage: 12 V DC, Continuous current: 8 A, Plug-in connection, Test button available: Yes
25408 | 8870030000 | RCI484024 | RIDERSERIES RCI, Relay, Number of contacts: 2, CO contact AgNi, Rated control voltage: 24 V DC, Continuous current: 8 A, Plug-in connection, Test button available: Yes
25409 | 8870040000 | RCI484048 | RIDERSERIES RCI, Relay, Number of contacts: 2, CO contact AgNi, Rated control voltage: 48 V DC, Continuous current: 8 A, Plug-in connection, Test button available: Yes
25410 | 8870050000 | RCI484110 | RIDERSERIES RCI, Relay, Number of contacts: 2, CO contact AgNi, Rated control voltage: 110 V DC, Continuous current: 8 A, Plug-in connection, Test button available: Yes
25411 | 8870060000 | RCI484524 | RIDERSERIES RCI, Relay, Number of contacts: 2, CO contact AgNi, Rated control voltage: 24 V AC, Continuous current: 8 A, Plug-in connection, Test button available: Yes
25412 | 8870070000 | RCI484615 | RIDERSERIES RCI, Relay, Number of contacts: 2, CO contact AgNi, Rated control voltage: 115 V AC, Continuous current: 8 A, Plug-in connection, Test button available: Yes
25413 | 8870080000 | RCI484730 | RIDERSERIES RCI, Relay, Number of contacts: 2, CO contact AgNi, Rated control voltage: 230 V AC, Continuous current: 8 A, Plug-in connection, Test button available: Yes
25414 | 8870090000 | RCI314AB2 | RIDERSERIES RCI, Relay, Number of contacts: 1, CO contact AgNi, Rated control voltage: 12 V DC, Continuous current: 16 A, Plug-in connection, Test button available: No
25415 | 8870100000 | RCI314AC4 | RIDERSERIES RCI, Relay, Number of contacts: 1, CO contact AgNi, Rated control voltage: 24 V DC, Continuous current: 16 A, Plug-in connection, Test button available: No
25416 | 8870110000 | RCI314AE8 | RIDERSERIES RCI, Relay, Number of contacts: 1, CO contact AgNi, Rated control voltage: 48 V DC, Continuous current: 16 A, Plug-in connection, Test button available: No
25417 | 8870120000 | RCI314BB0 | RIDERSERIES RCI, Relay, Number of contacts: 1, CO contact AgNi, Rated control voltage: 110 V DC, Continuous current: 16 A, Plug-in connection, Test button available: No
25418 | 8870130000 | RCI314R24 | RIDERSERIES RCI, Relay, Number of contacts: 1, CO contact AgNi, Rated control voltage: 24 V AC, Continuous current: 16 A, Plug-in connection, Test button available: No
25419 | 8870140000 | RCI314S15 | RIDERSERIES RCI, Relay, Number of contacts: 1, CO contact AgNi, Rated control voltage: 115 V AC, Continuous current: 16 A, Plug-in connection, Test button available: No
25420 | 8870150000 | RCI314T30 | RIDERSERIES RCI, Relay, Number of contacts: 1, CO contact AgNi, Rated control voltage: 230 V AC, Continuous current: 16 A, Plug-in connection, Test button available: No
25421 | 8870170000 | RCI424AB2 | RIDERSERIES RCI, Relay, Number of contacts: 2, CO contact AgNi, Rated control voltage: 12 V DC, Continuous current: 8 A, Plug-in connection, Test button available: No
25422 | 8870180000 | RCI424AC4 | RIDERSERIES RCI, Relay, Number of contacts: 2, CO contact AgNi, Rated control voltage: 24 V DC, Continuous current: 8 A, Plug-in connection, Test button available: No
25423 | 8870190000 | RCI424AE8 | RIDERSERIES RCI, Relay, Number of contacts: 2, CO contact AgNi, Rated control voltage: 48 V DC, Continuous current: 8 A, Plug-in connection, Test button available: No
25424 | 8870200000 | RCI424BB0 | RIDERSERIES RCI, Relay, Number of contacts: 2, CO contact AgNi, Rated control voltage: 110 V DC, Continuous current: 8 A, Plug-in connection, Test button available: No
25425 | 8870210000 | RCI424R24 | RIDERSERIES RCI, Relay, Number of contacts: 2, CO contact AgNi, Rated control voltage: 24 V AC, Continuous current: 8 A, Plug-in connection, Test button available: No
25426 | 8870220000 | RCI424S15 | RIDERSERIES RCI, Relay, Number of contacts: 2, CO contact AgNi, Rated control voltage: 115 V AC, Continuous current: 8 A, Plug-in connection, Test button available: No
25427 | 8870230000 | RCI424T30 | RIDERSERIES RCI, Relay, Number of contacts: 2, CO contact AgNi, Rated control voltage: 230 V AC, Continuous current: 8 A, Plug-in connection, Test button available: No
25428 | 8870240000 | RCI374AB2 | RIDERSERIES RCI, Relay, Number of contacts: 1, CO contact AgNi, Rated control voltage: 12 V DC, Continuous current: 16 A, Plug-in connection, Test button available: Yes
25429 | 8870250000 | RCI374AC4 | RIDERSERIES RCI, Relay, Number of contacts: 1, CO contact AgNi, Rated control voltage: 24 V DC, Continuous current: 16 A, Plug-in connection, Test button available: Yes
25430 | 8870260000 | RCI374AE8 | RIDERSERIES RCI, Relay, Number of contacts: 1, CO contact AgNi, Rated control voltage: 48 V DC, Continuous current: 16 A, Plug-in connection, Test button available: Yes
25431 | 8870270000 | RCI374BB0 | RIDERSERIES RCI, Relay, Number of contacts: 1, CO contact AgNi, Rated control voltage: 110 V DC, Continuous current: 16 A, Plug-in connection, Test button available: Yes
25432 | 8870280000 | RCI374R24 | RIDERSERIES RCI, Relay, Number of contacts: 1, CO contact AgNi, Rated control voltage: 24 V AC, Continuous current: 16 A, Plug-in connection, Test button available: Yes
25433 | 8870290000 | RCI374S15 | RIDERSERIES RCI, Relay, Number of contacts: 1, CO contact AgNi, Rated control voltage: 115 V AC, Continuous current: 16 A, Plug-in connection, Test button available: Yes
25434 | 8870300000 | RCI374T30 | RIDERSERIES RCI, Relay, Number of contacts: 1, CO contact AgNi, Rated control voltage: 230 V AC, Continuous current: 16 A, Plug-in connection, Test button available: Yes
25435 | 8870310000 | RCI484AB2 | RIDERSERIES RCI, Relay, Number of contacts: 2, CO contact AgNi, Rated control voltage: 12 V DC, Continuous current: 8 A, Plug-in connection, Test button available: Yes
25436 | 8870320000 | RCI484AC4 | RIDERSERIES RCI, Relay, Number of contacts: 2, CO contact AgNi, Rated control voltage: 24 V DC, Continuous current: 8 A, Plug-in connection, Test button available: Yes
25437 | 8870330000 | RCI484AE8 | RIDERSERIES RCI, Relay, Number of contacts: 2, CO contact AgNi, Rated control voltage: 48 V DC, Continuous current: 8 A, Plug-in connection, Test button available: Yes
25438 | 8870340000 | RCI484BB0 | RIDERSERIES RCI, Relay, Number of contacts: 2, CO contact AgNi, Rated control voltage: 110 V DC, Continuous current: 8 A, Plug-in connection, Test button available: Yes
25439 | 8870350000 | RCI484R24 | RIDERSERIES RCI, Relay, Number of contacts: 2, CO contact AgNi, Rated control voltage: 24 V AC, Continuous current: 8 A, Plug-in connection, Test button available: Yes
25440 | 8870360000 | RCI484S15 | RIDERSERIES RCI, Relay, Number of contacts: 2, CO contact AgNi, Rated control voltage: 115 V AC, Continuous current: 8 A, Plug-in connection, Test button available: Yes
25441 | 8870370000 | RCI484T30 | RIDERSERIES RCI, Relay, Number of contacts: 2, CO contact AgNi, Rated control voltage: 230 V AC, Continuous current: 8 A, Plug-in connection, Test button available: Yes
25442 | 8870830000 | RIM-I 1 R 110/230V | RIDERSERIES, Load, Rated control voltage: 110?230 V UC, Plug-in connection
25443 | 8870840000 | SRC-I QV P | RIDERSERIES RCI, Cross-connector
25444 | 8870850000 | SCM-I QV P | RIDERSERIES RCM, Cross-connector
25445 | 8871000000 | RCIKIT 24VDC 1CO LD | RIDERSERIES RCI, Relay module, Number of contacts: 1, CO contact AgNi, Rated control voltage: 24 V DC, Continuous current: 16 A, Screw connection, Test button available: No
25446 | 8871010000 | RCIKIT 24VAC 1CO LD | RIDERSERIES RCI, Relay module, Number of contacts: 1, CO contact AgNi, Rated control voltage: 24 V AC, Continuous current: 16 A, Screw connection, Test button available: No
25447 | 8871020000 | RCIKIT 230VAC 1CO LD | RIDERSERIES RCI, Relay module, Number of contacts: 1, CO contact AgNi, Rated control voltage: 230 V AC, Continuous current: 16 A, Screw connection, Test button available: No
25448 | 8871030000 | RCIKIT 24VDC 2CO LD | RIDERSERIES RCI, Relay module, Number of contacts: 2, CO contact AgNi, Rated control voltage: 24 V DC, Continuous current: 8 A, Screw connection, Test button available: No
25449 | 8871040000 | RCIKIT 24VAC 2CO LD | RIDERSERIES RCI, Relay module, Number of contacts: 2, CO contact AgNi, Rated control voltage: 24 V AC, Continuous current: 8 A, Screw connection, Test button available: No
25450 | 8871050000 | RCIKIT 230VAC 2CO LD | RIDERSERIES RCI, Relay module, Number of contacts: 2, CO contact AgNi, Rated control voltage: 230 V AC, Continuous current: 8 A, Screw connection, Test button available: No
25451 | 8875620000 | SCM-I CLIP N | RIDERSERIES RCM, Retaining clip
25452 | 8876220000 | SCM-I 2CO P | RIDERSERIES RCM, Relay socket, Number of contacts: 2, CO contact, Continuous current: 12 A, PUSH IN
25453 | 8881580000 | RCIKIT 24VDC 1CO LD/PB | RIDERSERIES RCI, Relay module, Number of contacts: 1, CO contact AgNi, Rated control voltage: 24 V DC, Continuous current: 16 A, Screw connection, Test button available: Yes
25454 | 8881590000 | RCIKIT 24VAC 1CO LD/PB | RIDERSERIES RCI, Relay module, Number of contacts: 1, CO contact AgNi, Rated control voltage: 24 V AC, Continuous current: 16 A, Screw connection, Test button available: Yes
25455 | 8881600000 | RCIKIT 230VAC 1CO LD/PB | RIDERSERIES RCI, Relay module, Number of contacts: 1, CO contact AgNi, Rated control voltage: 230 V AC, Continuous current: 16 A, Screw connection, Test button available: Yes
25456 | 8881610000 | RCIKIT 24VDC 2CO LD/PB | RIDERSERIES RCI, Relay module, Number of contacts: 2, CO contact AgNi, Rated control voltage: 24 V DC, Continuous current: 8 A, Screw connection, Test button available: Yes
25457 | 8881620000 | RCIKIT 24VAC 2CO LD/PB | RIDERSERIES RCI, Relay module, Number of contacts: 2, CO contact AgNi, Rated control voltage: 24 V AC, Continuous current: 8 A, Screw connection, Test button available: Yes
25458 | 8881630000 | RCIKIT 230VAC 2CO LD/PB | RIDERSERIES RCI, Relay module, Number of contacts: 2, CO contact AgNi, Rated control voltage: 230 V AC, Continuous current: 8 A, Screw connection, Test button available: Yes
25459 | 8897060000 | RCIKIT 115VAC 1CO LD/PB | RIDERSERIES RCI, Relay module, Number of contacts: 1, CO contact AgNi, Rated control voltage: 115 V AC, Continuous current: 16 A, Screw connection, Test button available: Yes
25460 | 8897080000 | RCIKIT 115VAC 2CO LD/PB | RIDERSERIES RCI, Relay module, Number of contacts: 2, CO contact AgNi, Rated control voltage: 115 V AC, Continuous current: 8 A, Screw connection, Test button available: Yes
25461 | 8897090000 | RCIKIT 115VAC 1CO LD | RIDERSERIES RCI, Relay module, Number of contacts: 1, CO contact AgNi, Rated control voltage: 115 V AC, Continuous current: 16 A, Screw connection, Test button available: No
25462 | 8897100000 | RCIKIT 115VAC 2CO LD | RIDERSERIES RCI, Relay module, Number of contacts: 2, CO contact AgNi, Rated control voltage: 115 V AC, Continuous current: 8 A, Screw connection, Test button available: No
25463 | 8897110000 | RCIKITP 24VDC 1CO LD | RIDERSERIES RCI, Relay module, Number of contacts: 1, CO contact AgNi, Rated control voltage: 24 V DC, Continuous current: 16 A, PUSH IN, Test button available: No
25464 | 8897120000 | RCIKITP 24VAC 1CO LD | RIDERSERIES RCI, Relay module, Number of contacts: 1, CO contact AgNi, Rated control voltage: 24 V AC, Continuous current: 16 A, PUSH IN, Test button available: No
25465 | 8897130000 | RCIKITP 115VAC 1CO LD | RIDERSERIES RCI, Relay module, Number of contacts: 1, CO contact AgNi, Rated control voltage: 115 V AC, Continuous current: 16 A, PUSH IN, Test button available: No
25466 | 8897140000 | RCIKITP 230VAC 1CO LD | RIDERSERIES RCI, Relay module, Number of contacts: 1, CO contact AgNi, Rated control voltage: 230 V AC, Continuous current: 16 A, PUSH IN, Test button available: No
25467 | 8897150000 | RCIKITP 24VDC 2CO LD | RIDERSERIES RCI, Relay module, Number of contacts: 2, CO contact AgNi, Rated control voltage: 24 V DC, Continuous current: 8 A, PUSH IN, Test button available: No
25468 | 8897160000 | RCIKITP 24VAC 2CO LD | RIDERSERIES RCI, Relay module, Number of contacts: 2, CO contact AgNi, Rated control voltage: 24 V AC, Continuous current: 8 A, PUSH IN, Test button available: No
25469 | 8897170000 | RCIKITP 115VAC 2CO LD | RIDERSERIES RCI, Relay module, Number of contacts: 2, CO contact AgNi, Rated control voltage: 115 V AC, Continuous current: 8 A, PUSH IN, Test button available: No
25470 | 8897180000 | RCIKITP 230VAC 2CO LD | RIDERSERIES RCI, Relay module, Number of contacts: 2, CO contact AgNi, Rated control voltage: 230 V AC, Continuous current: 8 A, PUSH IN, Test button available: No
25471 | 8897190000 | RCIKITP 24VDC 1CO LD/PB | RIDERSERIES RCI, Relay module, Number of contacts: 1, CO contact AgNi, Rated control voltage: 24 V DC, Continuous current: 16 A, PUSH IN, Test button available: Yes
25472 | 8897200000 | RCIKITP 24VAC 1CO LD/PB | RIDERSERIES RCI, Relay module, Number of contacts: 1, CO contact AgNi, Rated control voltage: 24 V AC, Continuous current: 16 A, PUSH IN, Test button available: Yes
25473 | 8897210000 | RCIKITP115VAC 1CO LD/PB | RIDERSERIES RCI, Relay module, Number of contacts: 1, CO contact AgNi, Rated control voltage: 115 V AC, Continuous current: 16 A, PUSH IN, Test button available: Yes
25474 | 8897220000 | RCIKITP230VAC 1CO LD/PB | RIDERSERIES RCI, Relay module, Number of contacts: 1, CO contact AgNi, Rated control voltage: 230 V AC, Continuous current: 16 A, PUSH IN, Test button available: Yes
25475 | 8897230000 | RCIKITP 24VDC 2CO LD/PB | RIDERSERIES RCI, Relay module, Number of contacts: 2, CO contact AgNi, Rated control voltage: 24 V DC, Continuous current: 8 A, PUSH IN, Test button available: Yes
25476 | 8897240000 | RCIKITP 24VAC 2CO LD/PB | RIDERSERIES RCI, Relay module, Number of contacts: 2, CO contact AgNi, Rated control voltage: 24 V AC, Continuous current: 8 A, PUSH IN, Test button available: Yes
25477 | 8897250000 | RCIKITP115VAC 2CO LD/PB | RIDERSERIES RCI, Relay module, Number of contacts: 2, CO contact AgNi, Rated control voltage: 115 V AC, Continuous current: 8 A, PUSH IN, Test button available: Yes
25478 | 8897260000 | RCIKITP230VAC 2CO LD/PB | RIDERSERIES RCI, Relay module, Number of contacts: 2, CO contact AgNi, Rated control voltage: 230 V AC, Continuous current: 8 A, PUSH IN, Test button available: Yes
25479 | 8917540000 | RCM380730 | RIDERSERIES RCM, Relay, Number of contacts: 3, CO contact with test button AgNi gold-plated, Rated control voltage: 230 V AC, Continuous current: 10 A, Plug-in connection, Test button available: Yes
25480 | 8917550000 | RCM380615 | RIDERSERIES RCM, Relay, Number of contacts: 3, CO contact with test button AgNi gold-plated, Rated control voltage: 115 V AC, Continuous current: 10 A, Plug-in connection, Test button available: Yes
25481 | 8920940000 | RCMKIT-I 24VDC 2CO LD | RIDERSERIES RCM, Relay module, Number of contacts: 2, CO contact AgNi, Rated control voltage: 24 V DC, Continuous current: 12 A, Screw connection, Test button available: Yes
25482 | 8920950000 | RCMKIT-I 24VAC 2CO LD | RIDERSERIES RCM, Relay module, Number of contacts: 2, CO contact AgNi, Rated control voltage: 24 V AC, Continuous current: 12 A, Screw connection, Test button available: Yes
25483 | 8920960000 | RCMKIT-I 115VAC 2CO LD | RIDERSERIES RCM, Relay module, Number of contacts: 2, CO contact AgNi, Rated control voltage: 115 V AC, Continuous current: 12 A, Screw connection, Test button available: Yes
25484 | 8920970000 | RCMKIT-I 230VAC 2CO LD | RIDERSERIES RCM, Relay module, Number of contacts: 2, CO contact AgNi, Rated control voltage: 230 V AC, Continuous current: 12 A, Screw connection, Test button available: Yes
25485 | 8920980000 | RCMKIT-I 24VDC 3CO LD | RIDERSERIES RCM, Relay module, Number of contacts: 3, CO contact AgNi, Rated control voltage: 24 V DC, Continuous current: 10 A, Screw connection, Test button available: Yes
25486 | 8920990000 | RCMKIT-I 24VAC 3CO LD | RIDERSERIES RCM, Relay module, Number of contacts: 3, CO contact AgNi, Rated control voltage: 24 V AC, Continuous current: 10 A, Screw connection, Test button available: Yes
25487 | 8921010000 | RCMKIT-I 115VAC 3CO LD | RIDERSERIES RCM, Relay module, Number of contacts: 3, CO contact AgNi, Rated control voltage: 115 V AC, Continuous current: 10 A, Screw connection, Test button available: Yes
25488 | 8921020000 | RCMKIT-I 230VAC 3CO LD | RIDERSERIES RCM, Relay module, Number of contacts: 3, CO contact AgNi, Rated control voltage: 230 V AC, Continuous current: 10 A, Screw connection, Test button available: Yes
25489 | 8921030000 | RCMKIT-I 24VDC 4CO LD | RIDERSERIES RCM, Relay module, Number of contacts: 4, CO contact AgNi, Rated control voltage: 24 V DC, Continuous current: 6 A, Screw connection, Test button available: Yes
25490 | 8921040000 | RCMKIT-I 24VAC 4CO LD | RIDERSERIES RCM, Relay module, Number of contacts: 4, CO contact AgNi, Rated control voltage: 24 V AC, Continuous current: 6 A, Screw connection, Test button available: Yes
25491 | 8921050000 | RCMKIT-I 115VAC 4CO LD | RIDERSERIES RCM, Relay module, Number of contacts: 4, CO contact AgNi, Rated control voltage: 115 V AC, Continuous current: 6 A, Screw connection, Test button available: Yes
25492 | 8921060000 | RCMKIT-I 230VAC 4CO LD | RIDERSERIES RCM, Relay module, Number of contacts: 4, CO contact AgNi, Rated control voltage: 230 V AC, Continuous current: 6 A, Screw connection, Test button available: Yes
25493 | 8921080000 | RCMKITP-I 24VDC 2CO LD | RIDERSERIES RCM, Relay module, Number of contacts: 2, CO contact AgNi, Rated control voltage: 24 V DC, Continuous current: 12 A, PUSH IN, Test button available: Yes
25494 | 8921090000 | RCMKITP-I 24VAC 2CO LD | RIDERSERIES RCM, Relay module, Number of contacts: 2, CO contact AgNi, Rated control voltage: 24 V AC, Continuous current: 12 A, PUSH IN, Test button available: Yes
25495 | 8921100000 | RCMKITP-I 115VAC 2CO LD | RIDERSERIES RCM, Relay module, Number of contacts: 2, CO contact AgNi, Rated control voltage: 115 V AC, Continuous current: 12 A, PUSH IN, Test button available: Yes
25496 | 8921110000 | RCMKITP-I 230VAC 2CO LD | RIDERSERIES RCM, Relay module, Number of contacts: 2, CO contact AgNi, Rated control voltage: 230 V AC, Continuous current: 12 A, PUSH IN, Test button available: Yes
25497 | 8921120000 | RCMKITP-I 24VDC 4CO LD | RIDERSERIES RCM, Relay module, Number of contacts: 4, CO contact AgNi, Rated control voltage: 24 V DC, Continuous current: 6 A, PUSH IN, Test button available: Yes
25498 | 8921130000 | RCMKITP-I 24VAC 4CO LD | RIDERSERIES RCM, Relay module, Number of contacts: 4, CO contact AgNi, Rated control voltage: 24 V AC, Continuous current: 6 A, PUSH IN, Test button available: Yes
25499 | 8921140000 | RCMKITP-I 115VAC 4CO LD | RIDERSERIES RCM, Relay module, Number of contacts: 4, CO contact AgNi, Rated control voltage: 115 V AC, Continuous current: 6 A, PUSH IN, Test button available: Yes
25500 | 8921150000 | RCMKITP-I 230VAC 4CO LD | RIDERSERIES RCM, Relay module, Number of contacts: 4, CO contact AgNi, Rated control voltage: 230 V AC, Continuous current: 6 A, PUSH IN, Test button available: Yes
25501 | 8921600000 | RCM380024 | RIDERSERIES RCM, Relay, Number of contacts: 3, CO contact with test button AgNi gold-plated, Rated control voltage: 24 V DC, Continuous current: 10 A, Plug-in connection, Test button available: Yes
25502 | 8935520000 | RCMKITP-I 24VDC 4COTRAK | RIDERSERIES RCM, Relay module, Number of contacts: 4, CO contact with test button AgNi, Rated control voltage: 16.8 V DC...24 V DC...30 V DC, Continuous current: 3 A, PUSH IN, Test button available: Yes
25503 | 8935530000 | RCM570021 | RIDERSERIES RCM, Relay, Number of contacts: 4, CO contact with test button, Rated control voltage: 21 V DC, 16.8 V DC...24 V DC...30 V DC, Continuous current: 3 A, Plug-in connection, Test button available: Yes
25504 | 8957020000 | RCM270AB2 | RIDERSERIES RCM, Relay, Number of contacts: 2, CO contact AgNi, Rated control voltage: 12 V DC, Continuous current: 12 A, Plug-in connection, Test button available: Yes
25505 | 8957030000 | RCM270AC4 | RIDERSERIES RCM, Relay, Number of contacts: 2, CO contact AgNi, Rated control voltage: 24 V DC, Continuous current: 12 A, Plug-in connection, Test button available: Yes
25506 | 8957090000 | RCM370AB2 | RIDERSERIES RCM, Relay, Number of contacts: 3, CO contact AgNi, Rated control voltage: 12 V DC, Continuous current: 10 A, Plug-in connection, Test button available: Yes
25507 | 8957100000 | RCM370AC4 | RIDERSERIES RCM, Relay, Number of contacts: 3, CO contact AgNi, Rated control voltage: 24 V DC, Continuous current: 10 A, Plug-in connection, Test button available: Yes
25508 | 8957120000 | RCM370BB0 | RIDERSERIES RCM, Relay, Number of contacts: 3, CO contact AgNi, Rated control voltage: 110 V DC, Continuous current: 10 A, Plug-in connection, Test button available: Yes
25509 | 8957160000 | RCM570AB2 | RIDERSERIES RCM, Relay, Number of contacts: 4, CO contact AgNi, Rated control voltage: 12 V DC, Continuous current: 6 A, Plug-in connection, Test button available: Yes
25510 | 8957170000 | RCM570AC4 | RIDERSERIES RCM, Relay, Number of contacts: 4, CO contact AgNi, Rated control voltage: 24 V DC, Continuous current: 6 A, Plug-in connection, Test button available: Yes
25511 | 8957180000 | RCM570AE8 | RIDERSERIES RCM, Relay, Number of contacts: 4, CO contact AgNi, Rated control voltage: 48 V DC, Continuous current: 6 A, Plug-in connection, Test button available: Yes
25512 | 8957190000 | RCM570BB0 | RIDERSERIES RCM, Relay, Number of contacts: 4, CO contact AgNi, Rated control voltage: 110 V DC, Continuous current: 6 A, Plug-in connection, Test button available: Yes
25513 | 1728730000 | S2L 3.50/26/90F 3.5SN BK BX | PCB plug-in connector, male header, Flange, THT solder connection, 3.50 mm, Number of poles: 26, 90°, Solder pin length (l): 3.5 mm, tinned, black, Box
25514 | 1729730000 | S2L 3.50/34/180F 3.5SN BK BX | PCB plug-in connector, male header, Flange, THT solder connection, 3.50 mm, Number of poles: 34, 180°, Solder pin length (l): 3.5 mm, tinned, black, Box
25515 | 1728140000 | S2L 3.50/36/90G 3.5SN BK BX | PCB plug-in connector, male header, closed side, THT solder connection, 3.50 mm, Number of poles: 36, 90°, Solder pin length (l): 3.5 mm, tinned, black, Box
25516 | 1728750000 | S2L 3.50/30/90F 3.5SN BK BX | PCB plug-in connector, male header, Flange, THT solder connection, 3.50 mm, Number of poles: 30, 90°, Solder pin length (l): 3.5 mm, tinned, orange, Box
25517 | 1728130000 | S2L 3.50/34/90G 3.5SN BK BX | PCB plug-in connector, male header, closed side, THT solder connection, 3.50 mm, Number of poles: 34, 90°, Solder pin length (l): 3.5 mm, tinned, black, Box
25518 | 1729090000 | S2L 3.50/34/180G 3.5SN BK BX | PCB plug-in connector, male header, closed side, THT solder connection, 3.50 mm, Number of poles: 34, 180°, Solder pin length (l): 3.5 mm, tinned, Box
25519 | 1729710000 | S2L 3.50/30/180F 3.5SN BK BX | PCB plug-in connector, male header, Flange, THT solder connection, 3.50 mm, Number of poles: 30, 180°, Solder pin length (l): 3.5 mm, tinned, black, Box
25520 | 1728070000 | S2L 3.50/22/90G 3.5SN BK BX | PCB plug-in connector, male header, closed side, THT solder connection, 3.50 mm, Number of poles: 22, 90°, Solder pin length (l): 3.5 mm, tinned, black, Box
25521 | 1729070000 | S2L 3.50/30/180G 3.5SN BK BX | PCB plug-in connector, male header, closed side, THT solder connection, 3.50 mm, Number of poles: 30, 180°, Solder pin length (l): 3.5 mm, tinned, Box
25522 | 1001720000 | LL 5.00/04/90 3.2SN OR BX | Printed circuit board terminals, 5.00 mm, Number of poles: 4, 90°, Solder pin length (l): 3.2 mm, tinned, orange, Clamping yoke connection, Clamping range, max. : 6 mm², Box
25523 | 1001730000 | LL 5.00/05/90 3.2SN OR BX | Printed circuit board terminals, 5.00 mm, Number of poles: 5, 90°, Solder pin length (l): 3.2 mm, tinned, orange, Clamping yoke connection, Clamping range, max. : 6 mm², Box
25524 | 1001740000 | LL 5.00/06/90 3.2SN OR BX | Printed circuit board terminals, 5.00 mm, Number of poles: 6, 90°, Solder pin length (l): 3.2 mm, tinned, orange, Clamping yoke connection, Clamping range, max. : 6 mm², Box
25525 | 1001750000 | LL 5.00/07/90 3.2SN OR BX | Printed circuit board terminals, 5.00 mm, Number of poles: 7, 90°, Solder pin length (l): 3.2 mm, tinned, orange, Clamping yoke connection, Clamping range, max. : 6 mm², Box
25526 | 1001760000 | LL 5.00/08/90 3.2SN OR BX | Printed circuit board terminals, 5.00 mm, Number of poles: 8, 90°, Solder pin length (l): 3.2 mm, tinned, orange, Clamping yoke connection, Clamping range, max. : 6 mm², Box
25527 | 1001770000 | LL 5.00/09/90 3.2SN OR BX | Printed circuit board terminals, 5.00 mm, Number of poles: 9, 90°, Solder pin length (l): 3.2 mm, tinned, orange, Clamping yoke connection, Clamping range, max. : 6 mm², Box
25528 | 1001780000 | LL 5.00/10/90 3.2SN OR BX | Printed circuit board terminals, 5.00 mm, Number of poles: 10, 90°, Solder pin length (l): 3.2 mm, tinned, orange, Clamping yoke connection, Clamping range, max. : 6 mm², Box
25529 | 1001790000 | LL 5.00/11/90 3.2SN OR BX | Printed circuit board terminals, 5.00 mm, Number of poles: 11, 90°, Solder pin length (l): 3.2 mm, tinned, orange, Clamping yoke connection, Clamping range, max. : 6 mm², Box
25530 | 1001800000 | LL 5.00/12/90 3.2SN OR BX | Printed circuit board terminals, 5.00 mm, Number of poles: 12, 90°, Solder pin length (l): 3.2 mm, tinned, orange, Clamping yoke connection, Clamping range, max. : 6 mm², Box
25531 | 1001810000 | LL 5.00/14/90 3.2SN OR BX | Printed circuit board terminals, 5.00 mm, Number of poles: 14, 90°, Solder pin length (l): 3.2 mm, tinned, orange, Clamping yoke connection, Clamping range, max. : 6 mm², Box
25532 | 1001820000 | LL 5.00/16/90 3.2SN OR BX | Printed circuit board terminals, 5.00 mm, Number of poles: 16, 90°, Solder pin length (l): 3.2 mm, tinned, orange, Clamping yoke connection, Clamping range, max. : 6 mm², Box
25533 | 1001830000 | LL 5.00/24/90 3.2SN OR BX | Printed circuit board terminals, 5.00 mm, Number of poles: 24, 90°, Solder pin length (l): 3.2 mm, tinned, orange, Clamping yoke connection, Clamping range, max. : 6 mm², Box
25534 | 1001850000 | LL 5.08/04/90 3.2SN OR BX | Printed circuit board terminals, 5.08 mm, Number of poles: 4, 90°, Solder pin length (l): 3.2 mm, tinned, orange, Clamping yoke connection, Clamping range, max. : 6 mm², Box
25535 | 1001860000 | LL 5.08/05/90 3.2SN OR BX | Printed circuit board terminals, 5.08 mm, Number of poles: 5, 90°, Solder pin length (l): 3.2 mm, tinned, orange, Clamping yoke connection, Clamping range, max. : 6 mm², Box
25536 | 1001870000 | LL 5.08/06/90 3.2SN OR BX | Printed circuit board terminals, 5.08 mm, Number of poles: 6, 90°, Solder pin length (l): 3.2 mm, tinned, orange, Clamping yoke connection, Clamping range, max. : 6 mm², Box
25537 | 1001880000 | LL 5.08/07/90 3.2SN OR BX | Printed circuit board terminals, 5.08 mm, Number of poles: 7, 90°, Solder pin length (l): 3.2 mm, tinned, orange, Clamping yoke connection, Clamping range, max. : 6 mm², Box
25538 | 1001890000 | LL 5.08/08/90 3.2SN OR BX | Printed circuit board terminals, 5.08 mm, Number of poles: 8, 90°, Solder pin length (l): 3.2 mm, tinned, orange, Clamping yoke connection, Clamping range, max. : 6 mm², Box
25539 | 1001900000 | LL 5.08/09/90 3.2SN OR BX | Printed circuit board terminals, 5.08 mm, Number of poles: 9, 90°, Solder pin length (l): 3.2 mm, tinned, orange, Clamping yoke connection, Clamping range, max. : 6 mm², Box
25540 | 1001910000 | LL 5.08/10/90 3.2SN OR BX | Printed circuit board terminals, 5.08 mm, Number of poles: 10, 90°, Solder pin length (l): 3.2 mm, tinned, orange, Clamping yoke connection, Clamping range, max. : 6 mm², Box
25541 | 1001920000 | LL 5.08/11/90 3.2SN OR BX | Printed circuit board terminals, 5.08 mm, Number of poles: 11, 90°, Solder pin length (l): 3.2 mm, tinned, orange, Clamping yoke connection, Clamping range, max. : 6 mm², Box
25542 | 1001930000 | LL 5.08/12/90 3.2SN OR BX | Printed circuit board terminals, 5.08 mm, Number of poles: 12, 90°, Solder pin length (l): 3.2 mm, tinned, orange, Clamping yoke connection, Clamping range, max. : 6 mm², Box
25543 | 1001940000 | LL 5.08/13/90 3.2SN OR BX | Printed circuit board terminals, 5.08 mm, Number of poles: 13, 90°, Solder pin length (l): 3.2 mm, tinned, orange, Clamping yoke connection, Clamping range, max. : 6 mm², Box
25544 | 1001950000 | LL 5.08/14/90 3.2SN OR BX | Printed circuit board terminals, 5.08 mm, Number of poles: 14, 90°, Solder pin length (l): 3.2 mm, tinned, orange, Clamping yoke connection, Clamping range, max. : 6 mm², Box
25545 | 1001960000 | LL 5.08/15/90 3.2SN OR BX | Printed circuit board terminals, 5.08 mm, Number of poles: 15, 90°, Solder pin length (l): 3.2 mm, tinned, orange, Clamping yoke connection, Clamping range, max. : 6 mm², Box
25546 | 1001970000 | LL 5.08/16/90 3.2SN OR BX | Printed circuit board terminals, 5.08 mm, Number of poles: 16, 90°, Solder pin length (l): 3.2 mm, tinned, orange, Clamping yoke connection, Clamping range, max. : 6 mm², Box
25547 | 1001980000 | LL 5.08/17/90 3.2SN OR BX | Printed circuit board terminals, 5.08 mm, Number of poles: 17, 90°, Solder pin length (l): 3.2 mm, tinned, orange, Clamping yoke connection, Clamping range, max. : 6 mm², Box
25548 | 1002000000 | LL 5.08/19/90 3.2SN OR BX | Printed circuit board terminals, 5.08 mm, Number of poles: 19, 90°, Solder pin length (l): 3.2 mm, tinned, orange, Clamping yoke connection, Clamping range, max. : 6 mm², Box
25549 | 1002010000 | LL 5.08/20/90 3.2SN OR BX | Printed circuit board terminals, 5.08 mm, Number of poles: 20, 90°, Solder pin length (l): 3.2 mm, tinned, orange, Clamping yoke connection, Clamping range, max. : 6 mm², Box
25550 | 1002020000 | LL 5.08/21/90 3.2SN OR BX | Printed circuit board terminals, 5.08 mm, Number of poles: 21, 90°, Solder pin length (l): 3.2 mm, tinned, orange, Clamping yoke connection, Clamping range, max. : 6 mm², Box
25551 | 1002030000 | LL 5.08/22/90 3.2SN OR BX | Printed circuit board terminals, 5.08 mm, Number of poles: 22, 90°, Solder pin length (l): 3.2 mm, tinned, orange, Clamping yoke connection, Clamping range, max. : 6 mm², Box
25552 | 1002040000 | LL 5.08/23/90 3.2SN OR BX | Printed circuit board terminals, 5.08 mm, Number of poles: 23, 90°, Solder pin length (l): 3.2 mm, tinned, orange, Clamping yoke connection, Clamping range, max. : 6 mm², Box
25553 | 1002050000 | LL 5.08/24/90 3.2SN OR BX | Printed circuit board terminals, 5.08 mm, Number of poles: 24, 90°, Solder pin length (l): 3.2 mm, tinned, orange, Clamping yoke connection, Clamping range, max. : 6 mm², Box
25554 | 1045030000 | SL-SMT 3.50/02/90G 3.2SN BK RL | PCB plug-in connector, male header, closed side, THT/THR solder connection, 3.50 mm, Number of poles: 2, 90°, Solder pin length (l): 3.2 mm, tinned, black, Tape
25555 | 1045040000 | SL-SMT 3.50/12/180LF 1.5SN BK RL | PCB plug-in connector, male header, Solder flange, THT/THR solder connection, 3.50 mm, Number of poles: 12, 180°, Solder pin length (l): 1.5 mm, tinned, black, Tape
25556 | 1045730000 | LL 5.08/02/90 3.2SN GN BX | Printed circuit board terminals, 5.08 mm, Number of poles: 2, 90°, Solder pin length (l): 3.2 mm, tinned, Pale green, Clamping yoke connection, Clamping range, max. : 6 mm², Box
25557 | 1045740000 | LL 5.08/03/90 3.2SN GN BX | Printed circuit board terminals, 5.08 mm, Number of poles: 3, 90°, Solder pin length (l): 3.2 mm, tinned, Pale green, Clamping yoke connection, Clamping range, max. : 6 mm², Box
25558 | 1050530000 | SL-SMT 3.50/10/90LF 3.2SN BK RL | PCB plug-in connector, male header, Solder flange, THT/THR solder connection, 3.50 mm, Number of poles: 10, 90°, Solder pin length (l): 3.2 mm, tinned, black, Tape
25559 | 1597210000 | SL 3.50/02/90 3.2SN OR BX | PCB plug-in connector, male header, open side, THT solder connection, 3.50 mm, Number of poles: 2, 90°, Solder pin length (l): 3.2 mm, tinned, orange, Box
25560 | 1597220000 | SL 3.50/03/90 3.2SN OR BX | PCB plug-in connector, male header, open side, THT solder connection, 3.50 mm, Number of poles: 3, 90°, Solder pin length (l): 3.2 mm, tinned, orange, Box
25561 | 1597230000 | SL 3.50/04/90 3.2SN OR BX | PCB plug-in connector, male header, open side, THT solder connection, 3.50 mm, Number of poles: 4, 90°, Solder pin length (l): 3.2 mm, tinned, orange, Box
25562 | 1597240000 | SL 3.50/05/90 3.2SN OR BX | PCB plug-in connector, male header, open side, THT solder connection, 3.50 mm, Number of poles: 5, 90°, Solder pin length (l): 3.2 mm, tinned, orange, Box
25563 | 1597250000 | SL 3.50/06/90 3.2SN OR BX | PCB plug-in connector, male header, open side, THT solder connection, 3.50 mm, Number of poles: 6, 90°, Solder pin length (l): 3.2 mm, tinned, orange, Box
25564 | 1597260000 | SL 3.50/07/90 3.2SN OR BX | PCB plug-in connector, male header, open side, THT solder connection, 3.50 mm, Number of poles: 7, 90°, Solder pin length (l): 3.2 mm, tinned, orange, Box
25565 | 1597270000 | SL 3.50/08/90 3.2SN OR BX | PCB plug-in connector, male header, open side, THT solder connection, 3.50 mm, Number of poles: 8, 90°, Solder pin length (l): 3.2 mm, tinned, orange, Box
25566 | 1597280000 | SL 3.50/09/90 3.2SN OR BX | PCB plug-in connector, male header, open side, THT solder connection, 3.50 mm, Number of poles: 9, 90°, Solder pin length (l): 3.2 mm, tinned, orange, Box
25567 | 1597290000 | SL 3.50/10/90 3.2SN OR BX | PCB plug-in connector, male header, open side, THT solder connection, 3.50 mm, Number of poles: 10, 90°, Solder pin length (l): 3.2 mm, tinned, orange, Box
25568 | 1597300000 | SL 3.50/11/90 3.2SN OR BX | PCB plug-in connector, male header, open side, THT solder connection, 3.50 mm, Number of poles: 11, 90°, Solder pin length (l): 3.2 mm, tinned, orange, Box
25569 | 1597310000 | SL 3.50/12/90 3.2SN OR BX | PCB plug-in connector, male header, open side, THT solder connection, 3.50 mm, Number of poles: 12, 90°, Solder pin length (l): 3.2 mm, tinned, orange, Box
25570 | 1597320000 | SL 3.50/13/90 3.2SN OR BX | PCB plug-in connector, male header, open side, THT solder connection, 3.50 mm, Number of poles: 13, 90°, Solder pin length (l): 3.2 mm, tinned, orange, Box
25571 | 1597330000 | SL 3.50/14/90 3.2SN OR BX | PCB plug-in connector, male header, open side, THT solder connection, 3.50 mm, Number of poles: 14, 90°, Solder pin length (l): 3.2 mm, tinned, orange, Box
25572 | 1597340000 | SL 3.50/15/90 3.2SN OR BX | PCB plug-in connector, male header, open side, THT solder connection, 3.50 mm, Number of poles: 15, 90°, Solder pin length (l): 3.2 mm, tinned, orange, Box
25573 | 1597350000 | SL 3.50/16/90 3.2SN OR BX | PCB plug-in connector, male header, open side, THT solder connection, 3.50 mm, Number of poles: 16, 90°, Solder pin length (l): 3.2 mm, tinned, orange, Box
25574 | 1604470000 | SL 3.50/02/180G 3.2SN OR BX | PCB plug-in connector, male header, closed side, THT solder connection, 3.50 mm, Number of poles: 2, 180°, Solder pin length (l): 3.2 mm, tinned, orange, Box
25575 | 1604480000 | SL 3.50/03/180G 3.2SN OR BX | PCB plug-in connector, male header, closed side, THT solder connection, 3.50 mm, Number of poles: 3, 180°, Solder pin length (l): 3.2 mm, tinned, orange, Box
25576 | 1604490000 | SL 3.50/04/180G 3.2SN OR BX | PCB plug-in connector, male header, closed side, THT solder connection, 3.50 mm, Number of poles: 4, 180°, Solder pin length (l): 3.2 mm, tinned, orange, Box
25577 | 1604500000 | SL 3.50/05/180G 3.2SN OR BX | PCB plug-in connector, male header, closed side, THT solder connection, 3.50 mm, Number of poles: 5, 180°, Solder pin length (l): 3.2 mm, tinned, orange, Box
25578 | 1604510000 | SL 3.50/06/180G 3.2SN OR BX | PCB plug-in connector, male header, closed side, THT solder connection, 3.50 mm, Number of poles: 6, 180°, Solder pin length (l): 3.2 mm, tinned, orange, Box
25579 | 1604520000 | SL 3.50/07/180G 3.2SN OR BX | PCB plug-in connector, male header, closed side, THT solder connection, 3.50 mm, Number of poles: 7, 180°, Solder pin length (l): 3.2 mm, tinned, orange, Box
25580 | 1604530000 | SL 3.50/08/180G 3.2SN OR BX | PCB plug-in connector, male header, closed side, THT solder connection, 3.50 mm, Number of poles: 8, 180°, Solder pin length (l): 3.2 mm, tinned, orange, Box
25581 | 1604540000 | SL 3.50/09/180G 3.2SN OR BX | PCB plug-in connector, male header, closed side, THT solder connection, 3.50 mm, Number of poles: 9, 180°, Solder pin length (l): 3.2 mm, tinned, orange, Box
25582 | 1604550000 | SL 3.50/10/180G 3.2SN OR BX | PCB plug-in connector, male header, closed side, THT solder connection, 3.50 mm, Number of poles: 10, 180°, Solder pin length (l): 3.2 mm, tinned, orange, Box
25583 | 1604560000 | SL 3.50/11/180G 3.2SN OR BX | PCB plug-in connector, male header, closed side, THT solder connection, 3.50 mm, Number of poles: 11, 180°, Solder pin length (l): 3.2 mm, tinned, orange, Box
25584 | 1604570000 | SL 3.50/12/180G 3.2SN OR BX | PCB plug-in connector, male header, closed side, THT solder connection, 3.50 mm, Number of poles: 12, 180°, Solder pin length (l): 3.2 mm, tinned, orange, Box
25585 | 1604580000 | SL 3.50/13/180G 3.2SN OR BX | PCB plug-in connector, male header, closed side, THT solder connection, 3.50 mm, Number of poles: 13, 180°, Solder pin length (l): 3.2 mm, tinned, orange, Box
25586 | 1604590000 | SL 3.50/14/180G 3.2SN OR BX | PCB plug-in connector, male header, closed side, THT solder connection, 3.50 mm, Number of poles: 14, 180°, Solder pin length (l): 3.2 mm, tinned, orange, Box
25587 | 1604600000 | SL 3.50/15/180G 3.2SN OR BX | PCB plug-in connector, male header, closed side, THT solder connection, 3.50 mm, Number of poles: 15, 180°, Solder pin length (l): 3.2 mm, tinned, orange, Box
25588 | 1604610000 | SL 3.50/16/180G 3.2SN OR BX | PCB plug-in connector, male header, closed side, THT solder connection, 3.50 mm, Number of poles: 16, 180°, Solder pin length (l): 3.2 mm, tinned, orange, Box
25589 | 1604620000 | SL 3.50/02/180G 4.5SN OR BX | PCB plug-in connector, male header, closed side, THT solder connection, 3.50 mm, Number of poles: 2, 180°, Solder pin length (l): 4.5 mm, tinned, orange, Box
25590 | 1604630000 | SL 3.50/03/180G 4.5SN OR BX | PCB plug-in connector, male header, closed side, THT solder connection, 3.50 mm, Number of poles: 3, 180°, Solder pin length (l): 4.5 mm, tinned, orange, Box
25591 | 1604640000 | SL 3.50/04/180G 4.5SN OR BX | PCB plug-in connector, male header, closed side, THT solder connection, 3.50 mm, Number of poles: 4, 180°, Solder pin length (l): 4.5 mm, tinned, orange, Box
25592 | 1604650000 | SL 3.50/05/180G 4.5SN OR BX | PCB plug-in connector, male header, closed side, THT solder connection, 3.50 mm, Number of poles: 5, 180°, Solder pin length (l): 4.5 mm, tinned, orange, Box
25593 | 1604660000 | SL 3.50/06/180G 4.5SN OR BX | PCB plug-in connector, male header, closed side, THT solder connection, 3.50 mm, Number of poles: 6, 180°, Solder pin length (l): 4.5 mm, tinned, orange, Box
25594 | 1604680000 | SL 3.50/08/180G 4.5SN OR BX | PCB plug-in connector, male header, closed side, THT solder connection, 3.50 mm, Number of poles: 8, 180°, Solder pin length (l): 4.5 mm, tinned, orange, Box
25595 | 1604700000 | SL 3.50/10/180G 4.5SN OR BX | PCB plug-in connector, male header, closed side, THT solder connection, 3.50 mm, Number of poles: 10, 180°, Solder pin length (l): 4.5 mm, tinned, orange, Box
25596 | 1604740000 | SL 3.50/14/180G 4.5 SN OR BX | PCB plug-in connector, male header, closed side, THT solder connection, 3.50 mm, Number of poles: 14, 180°, Solder pin length (l): 4.5 mm, tinned, orange, Box
25597 | 1604770000 | SL 3.50/02/180 3.2SN OR BX | PCB plug-in connector, male header, open side, THT solder connection, 3.50 mm, Number of poles: 2, 180°, Solder pin length (l): 3.2 mm, tinned, orange, Box
25598 | 1604780000 | SL 3.50/03/180 3.2SN OR BX | PCB plug-in connector, male header, open side, THT solder connection, 3.50 mm, Number of poles: 3, 180°, Solder pin length (l): 3.2 mm, tinned, orange, Box
25599 | 1604790000 | SL 3.50/04/180 3.2SN OR BX | PCB plug-in connector, male header, open side, THT solder connection, 3.50 mm, Number of poles: 4, 180°, Solder pin length (l): 3.2 mm, tinned, orange, Box
25600 | 1604800000 | SL 3.50/05/180 3.2SN OR BX | PCB plug-in connector, male header, open side, THT solder connection, 3.50 mm, Number of poles: 5, 180°, Solder pin length (l): 3.2 mm, tinned, orange, Box
25601 | 1604810000 | SL 3.50/06/180 3.2SN OR BX | PCB plug-in connector, male header, open side, THT solder connection, 3.50 mm, Number of poles: 6, 180°, Solder pin length (l): 3.2 mm, tinned, orange, Box
25602 | 1604820000 | SL 3.50/07/180 3.2SN OR BX | PCB plug-in connector, male header, open side, THT solder connection, 3.50 mm, Number of poles: 7, 180°, Solder pin length (l): 3.2 mm, tinned, orange, Box
25603 | 1604830000 | SL 3.50/08/180 3.2SN OR BX | PCB plug-in connector, male header, open side, THT solder connection, 3.50 mm, Number of poles: 8, 180°, Solder pin length (l): 3.2 mm, tinned, orange, Box
25604 | 1604840000 | SL 3.50/09/180 3.2SN OR BX | PCB plug-in connector, male header, open side, THT solder connection, 3.50 mm, Number of poles: 9, 180°, Solder pin length (l): 3.2 mm, tinned, orange, Box
25605 | 1604850000 | SL 3.50/10/180 3.2SN OR BX | PCB plug-in connector, male header, open side, THT solder connection, 3.50 mm, Number of poles: 10, 180°, Solder pin length (l): 3.2 mm, tinned, orange, Box
25606 | 1604860000 | SL 3.50/11/180 3.2SN OR BX | PCB plug-in connector, male header, open side, THT solder connection, 3.50 mm, Number of poles: 11, 180°, Solder pin length (l): 3.2 mm, tinned, orange, Box
25607 | 1604870000 | SL 3.50/12/180 3.2SN OR BX | PCB plug-in connector, male header, open side, THT solder connection, 3.50 mm, Number of poles: 12, 180°, Solder pin length (l): 3.2 mm, tinned, orange, Box
25608 | 1604880000 | SL 3.50/13/180 3.2SN OR BX | PCB plug-in connector, male header, open side, THT solder connection, 3.50 mm, Number of poles: 13, 180°, Solder pin length (l): 3.2 mm, tinned, orange, Box
25609 | 1604890000 | SL 3.50/14/180 3.2SN OR BX | PCB plug-in connector, male header, open side, THT solder connection, 3.50 mm, Number of poles: 14, 180°, Solder pin length (l): 3.2 mm, tinned, orange, Box
25610 | 1604900000 | SL 3.50/15/180 3.2SN OR BX | PCB plug-in connector, male header, open side, THT solder connection, 3.50 mm, Number of poles: 15, 180°, Solder pin length (l): 3.2 mm, tinned, orange, Box
25611 | 1604910000 | SL 3.50/16/180 3.2SN OR BX | PCB plug-in connector, male header, open side, THT solder connection, 3.50 mm, Number of poles: 16, 180°, Solder pin length (l): 3.2 mm, tinned, orange, Box
25612 | 1604920000 | SL 3.50/02/180 4.5 SN OR BX | PCB plug-in connector, male header, open side, THT solder connection, 3.50 mm, Number of poles: 2, 180°, Solder pin length (l): 4.5 mm, tinned, orange, Box
25613 | 1604940000 | SL 3.50/04/180 4.5 SN OR BX | PCB plug-in connector, male header, open side, THT solder connection, 3.50 mm, Number of poles: 4, 180°, Solder pin length (l): 4.5 mm, tinned, orange, Box
25614 | 1604960000 | SL 3.50/06/180 4.5 SN OR BX | PCB plug-in connector, male header, open side, THT solder connection, 3.50 mm, Number of poles: 6, 180°, Solder pin length (l): 4.5 mm, tinned, orange, Box
25615 | 1604980000 | SL 3.50/08/180 4.5 SN OR BX | PCB plug-in connector, male header, open side, THT solder connection, 3.50 mm, Number of poles: 8, 180°, Solder pin length (l): 4.5 mm, tinned, orange, Box
25616 | 1605000000 | SL 3.50/10/180 4.5 SN OR BX | PCB plug-in connector, male header, open side, THT solder connection, 3.50 mm, Number of poles: 10, 180°, Solder pin length (l): 4.5 mm, tinned, orange, Box
25617 | 1605040000 | SL 3.50/14/180 4.5 SN OR BX | PCB plug-in connector, male header, open side, THT solder connection, 3.50 mm, Number of poles: 14, 180°, Solder pin length (l): 4.5 mm, tinned, orange, Box
25618 | 1605070000 | SL 3.50/02/90G 3.2SN OR BX | PCB plug-in connector, male header, closed side, THT solder connection, 3.50 mm, Number of poles: 2, 90°, Solder pin length (l): 3.2 mm, tinned, orange, Box
25619 | 1605080000 | SL 3.50/03/90G 3.2SN OR BX | PCB plug-in connector, male header, closed side, THT solder connection, 3.50 mm, Number of poles: 3, 90°, Solder pin length (l): 3.2 mm, tinned, orange, Box
25620 | 1605090000 | SL 3.50/04/90G 3.2SN OR BX | PCB plug-in connector, male header, closed side, THT solder connection, 3.50 mm, Number of poles: 4, 90°, Solder pin length (l): 3.2 mm, tinned, orange, Box
25621 | 1605100000 | SL 3.50/05/90G 3.2SN OR BX | PCB plug-in connector, male header, closed side, THT solder connection, 3.50 mm, Number of poles: 5, 90°, Solder pin length (l): 3.2 mm, tinned, orange, Box
25622 | 1605110000 | SL 3.50/06/90G 3.2SN OR BX | PCB plug-in connector, male header, closed side, THT solder connection, 3.50 mm, Number of poles: 6, 90°, Solder pin length (l): 3.2 mm, tinned, orange, Box
25623 | 1605120000 | SL 3.50/07/90G 3.2SN OR BX | PCB plug-in connector, male header, closed side, THT solder connection, 3.50 mm, Number of poles: 7, 90°, Solder pin length (l): 3.2 mm, tinned, orange, Box
25624 | 1605130000 | SL 3.50/08/90G 3.2SN OR BX | PCB plug-in connector, male header, closed side, THT solder connection, 3.50 mm, Number of poles: 8, 90°, Solder pin length (l): 3.2 mm, tinned, orange, Box
25625 | 1605140000 | SL 3.50/09/90G 3.2SN OR BX | PCB plug-in connector, male header, closed side, THT solder connection, 3.50 mm, Number of poles: 9, 90°, Solder pin length (l): 3.2 mm, tinned, orange, Box
25626 | 1605150000 | SL 3.50/10/90G 3.2SN OR BX | PCB plug-in connector, male header, closed side, THT solder connection, 3.50 mm, Number of poles: 10, 90°, Solder pin length (l): 3.2 mm, tinned, orange, Box
25627 | 1605160000 | SL 3.50/11/90G 3.2SN OR BX | PCB plug-in connector, male header, closed side, THT solder connection, 3.50 mm, Number of poles: 11, 90°, Solder pin length (l): 3.2 mm, tinned, orange, Box
25628 | 1605170000 | SL 3.50/12/90G 3.2SN OR BX | PCB plug-in connector, male header, closed side, THT solder connection, 3.50 mm, Number of poles: 12, 90°, Solder pin length (l): 3.2 mm, tinned, orange, Box
25629 | 1605180000 | SL 3.50/13/90G 3.2SN OR BX | PCB plug-in connector, male header, closed side, THT solder connection, 3.50 mm, Number of poles: 13, 90°, Solder pin length (l): 3.2 mm, tinned, orange, Box
25630 | 1605190000 | SL 3.50/14/90G 3.2SN OR BX | PCB plug-in connector, male header, closed side, THT solder connection, 3.50 mm, Number of poles: 14, 90°, Solder pin length (l): 3.2 mm, tinned, orange, Box
25631 | 1605200000 | SL 3.50/15/90G 3.2SN OR BX | PCB plug-in connector, male header, closed side, THT solder connection, 3.50 mm, Number of poles: 15, 90°, Solder pin length (l): 3.2 mm, tinned, orange, Box
25632 | 1605210000 | SL 3.50/16/90G 3.2SN OR BX | PCB plug-in connector, male header, closed side, THT solder connection, 3.50 mm, Number of poles: 16, 90°, Solder pin length (l): 3.2 mm, tinned, orange, Box
25633 | 1605360000 | SL 3.50/16/90G 4.5SN OR BX | PCB plug-in connector, male header, closed side, THT solder connection, 3.50 mm, Number of poles: 16, 90°, Solder pin length (l): 4.5 mm, tinned, orange, Box
25634 | 1605500000 | SL 3.50/15/90 4.5SN OR BX | PCB plug-in connector, male header, open side, THT solder connection, 3.50 mm, Number of poles: 15, 90°, Solder pin length (l): 4.5 mm, tinned, orange, Box
25635 | 1607040000 | SL 3.50/02/90F 3.2SN OR BX | PCB plug-in connector, male header, Flange, THT solder connection, 3.50 mm, Number of poles: 2, 90°, Solder pin length (l): 3.2 mm, tinned, orange, Box
25636 | 1607050000 | SL 3.50/03/90F 3.2SN OR BX | PCB plug-in connector, male header, Flange, THT solder connection, 3.50 mm, Number of poles: 3, 90°, Solder pin length (l): 3.2 mm, tinned, orange, Box
25637 | 1607060000 | SL 3.50/04/90F 3.2SN OR BX | PCB plug-in connector, male header, Flange, THT solder connection, 3.50 mm, Number of poles: 4, 90°, Solder pin length (l): 3.2 mm, tinned, orange, Box
25638 | 1607070000 | SL 3.50/05/90F 3.2SN OR BX | PCB plug-in connector, male header, Flange, THT solder connection, 3.50 mm, Number of poles: 5, 90°, Solder pin length (l): 3.2 mm, tinned, orange, Box
25639 | 1607080000 | SL 3.50/06/90F 3.2SN OR BX | PCB plug-in connector, male header, Flange, THT solder connection, 3.50 mm, Number of poles: 6, 90°, Solder pin length (l): 3.2 mm, tinned, orange, Box
25640 | 1607090000 | SL 3.50/07/90F 3.2SN OR BX | PCB plug-in connector, male header, Flange, THT solder connection, 3.50 mm, Number of poles: 7, 90°, Solder pin length (l): 3.2 mm, tinned, orange, Box
25641 | 1607100000 | SL 3.50/08/90F 3.2SN OR BX | PCB plug-in connector, male header, Flange, THT solder connection, 3.50 mm, Number of poles: 8, 90°, Solder pin length (l): 3.2 mm, tinned, orange, Box
25642 | 1607110000 | SL 3.50/09/90F 3.2SN OR BX | PCB plug-in connector, male header, Flange, THT solder connection, 3.50 mm, Number of poles: 9, 90°, Solder pin length (l): 3.2 mm, tinned, orange, Box
25643 | 1607120000 | SL 3.50/10/90F 3.2SN OR BX | PCB plug-in connector, male header, Flange, THT solder connection, 3.50 mm, Number of poles: 10, 90°, Solder pin length (l): 3.2 mm, tinned, orange, Box
25644 | 1607130000 | SL 3.50/11/90F 3.2SN OR BX | PCB plug-in connector, male header, Flange, THT solder connection, 3.50 mm, Number of poles: 11, 90°, Solder pin length (l): 3.2 mm, tinned, orange, Box
25645 | 1607140000 | SL 3.50/12/90F 3.2SN OR BX | PCB plug-in connector, male header, Flange, THT solder connection, 3.50 mm, Number of poles: 12, 90°, Solder pin length (l): 3.2 mm, tinned, orange, Box
25646 | 1607150000 | SL 3.50/13/90F 3.2SN OR BX | PCB plug-in connector, male header, Flange, THT solder connection, 3.50 mm, Number of poles: 13, 90°, Solder pin length (l): 3.2 mm, tinned, orange, Box
25647 | 1607160000 | SL 3.50/14/90F 3.2SN OR BX | PCB plug-in connector, male header, Flange, THT solder connection, 3.50 mm, Number of poles: 14, 90°, Solder pin length (l): 3.2 mm, tinned, orange, Box
25648 | 1607170000 | SL 3.50/15/90F 3.2SN OR BX | PCB plug-in connector, male header, Flange, THT solder connection, 3.50 mm, Number of poles: 15, 90°, Solder pin length (l): 3.2 mm, tinned, orange, Box
25649 | 1607180000 | SL 3.50/16/90F 3.2SN OR BX | PCB plug-in connector, male header, Flange, THT solder connection, 3.50 mm, Number of poles: 16, 90°, Solder pin length (l): 3.2 mm, tinned, orange, Box
25650 | 1607500000 | SL 3.50/02/180F 3.2SN OR BX | PCB plug-in connector, male header, Flange, THT solder connection, 3.50 mm, Number of poles: 2, 180°, Solder pin length (l): 3.2 mm, tinned, orange, Box
25651 | 1607510000 | SL 3.50/03/180F 3.2SN OR BX | PCB plug-in connector, male header, Flange, THT solder connection, 3.50 mm, Number of poles: 3, 180°, Solder pin length (l): 3.2 mm, tinned, orange, Box
25652 | 1607520000 | SL 3.50/04/180F 3.2SN OR BX | PCB plug-in connector, male header, Flange, THT solder connection, 3.50 mm, Number of poles: 4, 180°, Solder pin length (l): 3.2 mm, tinned, orange, Box
25653 | 1607530000 | SL 3.50/05/180F 3.2SN OR BX | PCB plug-in connector, male header, Flange, THT solder connection, 3.50 mm, Number of poles: 5, 180°, Solder pin length (l): 3.2 mm, tinned, orange, Box
25654 | 1607540000 | SL 3.50/06/180F 3.2SN OR BX | PCB plug-in connector, male header, Flange, THT solder connection, 3.50 mm, Number of poles: 6, 180°, Solder pin length (l): 3.2 mm, tinned, orange, Box
25655 | 1607550000 | SL 3.50/07/180F 3.2SN OR BX | PCB plug-in connector, male header, Flange, THT solder connection, 3.50 mm, Number of poles: 7, 180°, Solder pin length (l): 3.2 mm, tinned, orange, Box
25656 | 1607560000 | SL 3.50/08/180F 3.2SN OR BX | PCB plug-in connector, male header, Flange, THT solder connection, 3.50 mm, Number of poles: 8, 180°, Solder pin length (l): 3.2 mm, tinned, orange, Box
25657 | 1607570000 | SL 3.50/09/180F 3.2SN OR BX | PCB plug-in connector, male header, Flange, THT solder connection, 3.50 mm, Number of poles: 9, 180°, Solder pin length (l): 3.2 mm, tinned, orange, Box
25658 | 1607580000 | SL 3.50/10/180F 3.2SN OR BX | PCB plug-in connector, male header, Flange, THT solder connection, 3.50 mm, Number of poles: 10, 180°, Solder pin length (l): 3.2 mm, tinned, orange, Box
25659 | 1607590000 | SL 3.50/11/180F 3.2SN OR BX | PCB plug-in connector, male header, Flange, THT solder connection, 3.50 mm, Number of poles: 11, 180°, Solder pin length (l): 3.2 mm, tinned, orange, Box
25660 | 1607600000 | SL 3.50/12/180F 3.2SN OR BX | PCB plug-in connector, male header, Flange, THT solder connection, 3.50 mm, Number of poles: 12, 180°, Solder pin length (l): 3.2 mm, tinned, orange, Box
25661 | 1607610000 | SL 3.50/13/180F 3.2SN OR BX | PCB plug-in connector, male header, Flange, THT solder connection, 3.50 mm, Number of poles: 13, 180°, Solder pin length (l): 3.2 mm, tinned, orange, Box
25662 | 1607620000 | SL 3.50/14/180F 3.2SN OR BX | PCB plug-in connector, male header, Flange, THT solder connection, 3.50 mm, Number of poles: 14, 180°, Solder pin length (l): 3.2 mm, tinned, orange, Box
25663 | 1607630000 | SL 3.50/15/180F 3.2SN OR BX | PCB plug-in connector, male header, Flange, THT solder connection, 3.50 mm, Number of poles: 15, 180°, Solder pin length (l): 3.2 mm, tinned, orange, Box
25664 | 1607640000 | SL 3.50/16/180F 3.2SN OR BX | PCB plug-in connector, male header, Flange, THT solder connection, 3.50 mm, Number of poles: 16, 180°, Solder pin length (l): 3.2 mm, tinned, orange, Box
25665 | 1614130000 | SL 3.50/02/90 4.5 SN BK BX | PCB plug-in connector, male header, open side, THT solder connection, 3.50 mm, Number of poles: 2, 90°, Solder pin length (l): 4.5 mm, tinned, black, Box
25666 | 1614150000 | SL 3.50/16/90 4.5SN BK BX | PCB plug-in connector, male header, open side, THT solder connection, 3.50 mm, Number of poles: 16, 90°, Solder pin length (l): 4.5 mm, tinned, black, Box
25667 | 1614160000 | SL 3.50/02/90G 4.5 SN BK BX | PCB plug-in connector, male header, closed side, THT solder connection, 3.50 mm, Number of poles: 2, 90°, Solder pin length (l): 4.5 mm, tinned, black, Box
25668 | 1614170000 | SL 3.50/05/90G 4.5SN BK BX | PCB plug-in connector, male header, closed side, THT solder connection, 3.50 mm, Number of poles: 5, 90°, Solder pin length (l): 4.5 mm, tinned, black, Box
25669 | 1614180000 | SL 3.50/08/90G 4.5SN BK BX | PCB plug-in connector, male header, closed side, THT solder connection, 3.50 mm, Number of poles: 8, 90°, Solder pin length (l): 4.5 mm, tinned, black, Box
25670 | 1614180099 | SL 3.50/08/90G 4.5SN BK BX | PCB plug-in connector, male header, closed side, THT solder connection, 3.50 mm, Number of poles: 8, 90°, Solder pin length (l): 4.5 mm, tinned, black, Box
25671 | 1614190000 | SL 3.50/16/90G 4.5SN BK BX | PCB plug-in connector, male header, closed side, THT solder connection, 3.50 mm, Number of poles: 16, 90°, Solder pin length (l): 4.5 mm, tinned, black, Box
25672 | 1614200000 | SL 3.50/08/90F 4.5 SN BK BX | PCB plug-in connector, male header, Flange, THT solder connection, 3.50 mm, Number of poles: 8, 90°, Solder pin length (l): 4.5 mm, tinned, black, Box
25673 | 1614210000 | SL 3.50/02/180 4.5 SN BK BX | PCB plug-in connector, male header, open side, THT solder connection, 3.50 mm, Number of poles: 2, 180°, Solder pin length (l): 4.5 mm, tinned, black, Box
25674 | 1614240000 | SL 3.50/02/180G 4.5 SN BK BX | PCB plug-in connector, male header, closed side, THT solder connection, 3.50 mm, Number of poles: 2, 180°, Solder pin length (l): 4.5 mm, tinned, black, Box
25675 | 1614250000 | SL 3.50/08/180G 4.5SN BK BX | PCB plug-in connector, male header, closed side, THT solder connection, 3.50 mm, Number of poles: 8, 180°, Solder pin length (l): 4.5 mm, tinned, black, Box
25676 | 1614260000 | SL 3.50/16/180G 4.5SN BK BX | PCB plug-in connector, male header, closed side, THT solder connection, 3.50 mm, Number of poles: 16, 180°, Solder pin length (l): 4.5 mm, tinned, black, Box
25677 | 1614270000 | SL 3.50/08/180F 4.5 SN BK BX | PCB plug-in connector, male header, Flange, THT solder connection, 3.50 mm, Number of poles: 8, 180°, Solder pin length (l): 4.5 mm, tinned, black, Box
25678 | 1615300000 | SL 3.50/03/90 4.5SN BK BX | PCB plug-in connector, male header, open side, THT solder connection, 3.50 mm, Number of poles: 3, 90°, Solder pin length (l): 4.5 mm, tinned, black, Box
25679 | 1615310000 | SL 3.50/04/90 4.5SN BK BX | PCB plug-in connector, male header, open side, THT solder connection, 3.50 mm, Number of poles: 4, 90°, Solder pin length (l): 4.5 mm, tinned, black, Box
25680 | 1615330000 | SL 3.50/06/90 4.5SN BK BX | PCB plug-in connector, male header, open side, THT solder connection, 3.50 mm, Number of poles: 6, 90°, Solder pin length (l): 4.5 mm, tinned, black, Box
25681 | 1615360000 | SL 3.50/10/90 4.5SN BK BX | PCB plug-in connector, male header, open side, THT solder connection, 3.50 mm, Number of poles: 10, 90°, Solder pin length (l): 4.5 mm, tinned, black, Box
25682 | 1615390000 | SL 3.50/13/90 4.5SN BK BX | PCB plug-in connector, male header, open side, THT solder connection, 3.50 mm, Number of poles: 13, 90°, Solder pin length (l): 4.5 mm, tinned, black, Box
25683 | 1615400000 | SL 3.50/14/90 4.5SN BK BX | PCB plug-in connector, male header, open side, THT solder connection, 3.50 mm, Number of poles: 14, 90°, Solder pin length (l): 4.5 mm, tinned, black, Box
25684 | 1615420000 | SL 3.50/03/90G 4.5SN BK BX | PCB plug-in connector, male header, closed side, THT solder connection, 3.50 mm, Number of poles: 3, 90°, Solder pin length (l): 4.5 mm, tinned, black, Box
25685 | 1615430000 | SL 3.50/04/90G4.5SN BK BX | PCB plug-in connector, male header, closed side, THT solder connection, 3.50 mm, Number of poles: 4, 90°, Solder pin length (l): 4.5 mm, tinned, black, Box
25686 | 1615440000 | SL 3.50/06/90G 4.5SN BK BX | PCB plug-in connector, male header, closed side, THT solder connection, 3.50 mm, Number of poles: 6, 90°, Solder pin length (l): 4.5 mm, tinned, black, Box
25687 | 1615450000 | SL 3.50/07/90G 4.5SN BK BX | PCB plug-in connector, male header, closed side, THT solder connection, 3.50 mm, Number of poles: 7, 90°, Solder pin length (l): 4.5 mm, tinned, black, Box
25688 | 1615460000 | SL 3.50/09/90G 4.5SN BK BX | PCB plug-in connector, male header, closed side, THT solder connection, 3.50 mm, Number of poles: 9, 90°, Solder pin length (l): 4.5 mm, tinned, black, Box
25689 | 1615460099 | SL 3.50/09/90G 4.5SN BK BX | PCB plug-in connector, male header, closed side, THT solder connection, 3.50 mm, Number of poles: 9, 90°, Solder pin length (l): 4.5 mm, tinned, black, Box
25690 | 1615470000 | SL 3.50/10/90G 4.5SN BK BX | PCB plug-in connector, male header, closed side, THT solder connection, 3.50 mm, Number of poles: 10, 90°, Solder pin length (l): 4.5 mm, tinned, black, Box
25691 | 1615470099 | SL 3.50/10/90G 4.5SN BK BX | PCB plug-in connector, male header, closed side, THT solder connection, 3.50 mm, Number of poles: 10, 90°, Solder pin length (l): 4.5 mm, tinned, black, Box
25692 | 1615480000 | SL 3.50/11/90G 4.5SN BK BX | PCB plug-in connector, male header, closed side, THT solder connection, 3.50 mm, Number of poles: 11, 90°, Solder pin length (l): 4.5 mm, tinned, black, Box
25693 | 1615490000 | SL 3.50/12/90G 4.5SN BK BX | PCB plug-in connector, male header, closed side, THT solder connection, 3.50 mm, Number of poles: 12, 90°, Solder pin length (l): 4.5 mm, tinned, black, Box
25694 | 1615500000 | SL 3.50/13/90G 4.5SN BK BX | PCB plug-in connector, male header, closed side, THT solder connection, 3.50 mm, Number of poles: 13, 90°, Solder pin length (l): 4.5 mm, tinned, black, Box
25695 | 1615510000 | SL 3.50/14/90G 4.5SN BK BX | PCB plug-in connector, male header, closed side, THT solder connection, 3.50 mm, Number of poles: 14, 90°, Solder pin length (l): 4.5 mm, tinned, black, Box
25696 | 1615530000 | SL 3.50/02/90F 4.5 SN BK BX | PCB plug-in connector, male header, Flange, THT solder connection, 3.50 mm, Number of poles: 2, 90°, Solder pin length (l): 4.5 mm, tinned, black, Box
25697 | 1615540000 | SL 3.50/03/90F 4.5 SN BK BX | PCB plug-in connector, male header, Flange, THT solder connection, 3.50 mm, Number of poles: 3, 90°, Solder pin length (l): 4.5 mm, tinned, black, Box
25698 | 1615550000 | SL 3.50/04/90F 4.5 SN BK BX | PCB plug-in connector, male header, Flange, THT solder connection, 3.50 mm, Number of poles: 4, 90°, Solder pin length (l): 4.5 mm, tinned, black, Box
25699 | 1615560000 | SL 3.50/05/90F 4.5 SN BK BX | PCB plug-in connector, male header, Flange, THT solder connection, 3.50 mm, Number of poles: 5, 90°, Solder pin length (l): 4.5 mm, tinned, black, Box
25700 | 1615570000 | SL 3.50/06/90F 4.5 SN BK BX | PCB plug-in connector, male header, Flange, THT solder connection, 3.50 mm, Number of poles: 6, 90°, Solder pin length (l): 4.5 mm, tinned, black, Box
25701 | 1615600000 | SL 3.50/10/90F 4.5 SN BK BX | PCB plug-in connector, male header, Flange, THT solder connection, 3.50 mm, Number of poles: 10, 90°, Solder pin length (l): 4.5 mm, tinned, black, Box
25702 | 1615620000 | SL 3.50/12/90F 4.5 SN BK BX | PCB plug-in connector, male header, Flange, THT solder connection, 3.50 mm, Number of poles: 12, 90°, Solder pin length (l): 4.5 mm, tinned, black, Box
25703 | 1615660000 | SL 3.50/16/90F 4.5 SN BK BX | PCB plug-in connector, male header, Flange, THT solder connection, 3.50 mm, Number of poles: 16, 90°, Solder pin length (l): 4.5 mm, tinned, black, Box
25704 | 1615970000 | SL 3.50/11/180 4.5SN BK BX | PCB plug-in connector, male header, open side, THT solder connection, 3.50 mm, Number of poles: 11, 180°, Solder pin length (l): 4.5 mm, tinned, black, Box
25705 | 1615990000 | SL 3.50/13/180 4.5SN BK BX | PCB plug-in connector, male header, open side, THT solder connection, 3.50 mm, Number of poles: 13, 180°, Solder pin length (l): 4.5 mm, tinned, black, Box
25706 | 1616020000 | SL 3.50/03/180G 4.5SN BK BX | PCB plug-in connector, male header, closed side, THT solder connection, 3.50 mm, Number of poles: 3, 180°, Solder pin length (l): 4.5 mm, tinned, black, Box
25707 | 1616030000 | SL 3.50/04/180G 4.5SN BK BX | PCB plug-in connector, male header, closed side, THT solder connection, 3.50 mm, Number of poles: 4, 180°, Solder pin length (l): 4.5 mm, tinned, black, Box
25708 | 1616040000 | SL 3.50/05/180G 4.5SN BK BX | PCB plug-in connector, male header, closed side, THT solder connection, 3.50 mm, Number of poles: 5, 180°, Solder pin length (l): 4.5 mm, tinned, black, Box
25709 | 1616040099 | SL 3.50/05/180G 4.5SN BK BX | PCB plug-in connector, male header, closed side, THT solder connection, 3.50 mm, Number of poles: 5, 180°, Solder pin length (l): 4.5 mm, tinned, black, Box
25710 | 1616050000 | SL 3.50/06/180G 4.5SN BK BX | PCB plug-in connector, male header, closed side, THT solder connection, 3.50 mm, Number of poles: 6, 180°, Solder pin length (l): 4.5 mm, tinned, black, Box
25711 | 1616060000 | SL 3.50/07/180G 4.5SN BK BX | PCB plug-in connector, male header, closed side, THT solder connection, 3.50 mm, Number of poles: 7, 180°, Solder pin length (l): 4.5 mm, tinned, black, Box
25712 | 1616080000 | SL 3.50/10/180G 4.5SN BK BX | PCB plug-in connector, male header, closed side, THT solder connection, 3.50 mm, Number of poles: 10, 180°, Solder pin length (l): 4.5 mm, tinned, black, Box
25713 | 1616100000 | SL 3.50/12/180G 4.5SN BK BX | PCB plug-in connector, male header, closed side, THT solder connection, 3.50 mm, Number of poles: 12, 180°, Solder pin length (l): 4.5 mm, tinned, black, Box
25714 | 1616120000 | SL 3.50/14/180G 4.5SN BK BX | PCB plug-in connector, male header, closed side, THT solder connection, 3.50 mm, Number of poles: 14, 180°, Solder pin length (l): 4.5 mm, tinned, black, Box
25715 | 1616130000 | SL 3.50/15/180G 4.5SN BK BX | PCB plug-in connector, male header, closed side, THT solder connection, 3.50 mm, Number of poles: 15, 180°, Solder pin length (l): 4.5 mm, tinned, black, Box
25716 | 1616140000 | SL 3.50/02/180F 4.5 SN BK BX | PCB plug-in connector, male header, Flange, THT solder connection, 3.50 mm, Number of poles: 2, 180°, Solder pin length (l): 4.5 mm, tinned, black, Box
25717 | 1616150000 | SL 3.50/03/180F 4.5 SN BK BX | PCB plug-in connector, male header, Flange, THT solder connection, 3.50 mm, Number of poles: 3, 180°, Solder pin length (l): 4.5 mm, tinned, black, Box
25718 | 1616160000 | SL 3.50/04/180F 4.5 SN BK BX | PCB plug-in connector, male header, Flange, THT solder connection, 3.50 mm, Number of poles: 4, 180°, Solder pin length (l): 4.5 mm, tinned, black, Box
25719 | 1616170000 | SL 3.50/05/180F 4.5 SN BK BX | PCB plug-in connector, male header, Flange, THT solder connection, 3.50 mm, Number of poles: 5, 180°, Solder pin length (l): 4.5 mm, tinned, black, Box
25720 | 1616180000 | SL 3.50/06/180F 4.5 SN BK BX | PCB plug-in connector, male header, Flange, THT solder connection, 3.50 mm, Number of poles: 6, 180°, Solder pin length (l): 4.5 mm, tinned, black, Box
25721 | 1616210000 | SL 3.50/10/180F 4.5 SN BK BX | PCB plug-in connector, male header, Flange, THT solder connection, 3.50 mm, Number of poles: 10, 180°, Solder pin length (l): 4.5 mm, tinned, black, Box
25722 | 1616230000 | SL 3.50/12/180F 4.5 SN BK BX | PCB plug-in connector, male header, Flange, THT solder connection, 3.50 mm, Number of poles: 12, 180°, Solder pin length (l): 4.5 mm, tinned, black, Box
25723 | 1616270000 | SL 3.50/16/180F 4.5 SN BK BX | PCB plug-in connector, male header, Flange, THT solder connection, 3.50 mm, Number of poles: 16, 180°, Solder pin length (l): 4.5 mm, tinned, black, Box
25724 | 1617840000 | SL 3.50/19/90 4.5SN BK BX | PCB plug-in connector, male header, open side, THT solder connection, 3.50 mm, Number of poles: 19, 90°, Solder pin length (l): 4.5 mm, tinned, black, Box
25725 | 1618030000 | SL 3.50/22/90G 4.5SN BK BX | PCB plug-in connector, male header, closed side, THT solder connection, 3.50 mm, Number of poles: 22, 90°, Solder pin length (l): 4.5 mm, tinned, black, Box
25726 | 1618060000 | SL 3.50/02/90F 4.5 SN OR BX | PCB plug-in connector, male header, Flange, THT solder connection, 3.50 mm, Number of poles: 2, 90°, Solder pin length (l): 4.5 mm, tinned, orange, Box
25727 | 1618070000 | SL 3.50/03/90F 4.5 SN OR BX | PCB plug-in connector, male header, Flange, THT solder connection, 3.50 mm, Number of poles: 3, 90°, Solder pin length (l): 4.5 mm, tinned, orange, Box
25728 | 1618100000 | SL 3.50/06/90F 4.5 SN OR BX | PCB plug-in connector, male header, Flange, THT solder connection, 3.50 mm, Number of poles: 6, 90°, Solder pin length (l): 4.5 mm, tinned, orange, Box
25729 | 1618190000 | SL 3.50/16/90F 4.5 SN OR BX | PCB plug-in connector, male header, Flange, THT solder connection, 3.50 mm, Number of poles: 16, 90°, Solder pin length (l): 4.5 mm, tinned, orange, Box
25730 | 1618330000 | SL 3.50/22/90F 4.5 SN BK BX | PCB plug-in connector, male header, Flange, THT solder connection, 3.50 mm, Number of poles: 22, 90°, Solder pin length (l): 4.5 mm, tinned, black, Box
25731 | 1618640000 | SL 3.50/20/180G 4.5SN BK BX | PCB plug-in connector, male header, closed side, THT solder connection, 3.50 mm, Number of poles: 20, 180°, Solder pin length (l): 4.5 mm, tinned, black, Box
25732 | 1618680000 | SL 3.50/24/180G 4.5SN BK BX | PCB plug-in connector, male header, closed side, THT solder connection, 3.50 mm, Number of poles: 24, 180°, Solder pin length (l): 4.5 mm, tinned, black, Box
25733 | 1618730000 | SL 3.50/06/180F 4.5 SN OR BX | PCB plug-in connector, male header, Flange, THT solder connection, 3.50 mm, Number of poles: 6, 180°, Solder pin length (l): 4.5 mm, tinned, orange, Box
25734 | 1618940000 | SL 3.50/20/180F 4.5 SN BK BX | PCB plug-in connector, male header, Flange, THT solder connection, 3.50 mm, Number of poles: 20, 180°, Solder pin length (l): 4.5 mm, tinned, black, Box
25735 | 1618980000 | SL 3.50/24/180F 4.5 SN BK BX | PCB plug-in connector, male header, Flange, THT solder connection, 3.50 mm, Number of poles: 24, 180°, Solder pin length (l): 4.5 mm, tinned, black, Box
25736 | 1618990000 | SL 3.50/17/90 3.2SN OR BX | PCB plug-in connector, male header, open side, THT solder connection, 3.50 mm, Number of poles: 17, 90°, Solder pin length (l): 3.2 mm, tinned, orange, Box
25737 | 1619000000 | SL 3.50/18/90 3.2SN OR BX | PCB plug-in connector, male header, open side, THT solder connection, 3.50 mm, Number of poles: 18, 90°, Solder pin length (l): 3.2 mm, tinned, orange, Box
25738 | 1619010000 | SL 3.50/19/90 3.2SN OR BX | PCB plug-in connector, male header, open side, THT solder connection, 3.50 mm, Number of poles: 19, 90°, Solder pin length (l): 3.2 mm, tinned, orange, Box
25739 | 1619020000 | SL 3.50/20/90 3.2SN OR BX | PCB plug-in connector, male header, open side, THT solder connection, 3.50 mm, Number of poles: 20, 90°, Solder pin length (l): 3.2 mm, tinned, orange, Box
25740 | 1619030000 | SL 3.50/21/90 3.2SN OR BX | PCB plug-in connector, male header, open side, THT solder connection, 3.50 mm, Number of poles: 21, 90°, Solder pin length (l): 3.2 mm, tinned, orange, Box
25741 | 1619040000 | SL 3.50/22/90 3.2SN OR BX | PCB plug-in connector, male header, open side, THT solder connection, 3.50 mm, Number of poles: 22, 90°, Solder pin length (l): 3.2 mm, tinned, orange, Box
25742 | 1619050000 | SL 3.50/23/90 3.2SN OR BX | PCB plug-in connector, male header, open side, THT solder connection, 3.50 mm, Number of poles: 23, 90°, Solder pin length (l): 3.2 mm, tinned, orange, Box
25743 | 1619060000 | SL 3.50/24/90 3.2SN OR BX | PCB plug-in connector, male header, open side, THT solder connection, 3.50 mm, Number of poles: 24, 90°, Solder pin length (l): 3.2 mm, tinned, orange, Box
25744 | 1619380000 | SL 3.50/17/90G 3.2SN OR BX | PCB plug-in connector, male header, closed side, THT solder connection, 3.50 mm, Number of poles: 17, 90°, Solder pin length (l): 3.2 mm, tinned, orange, Box
25745 | 1619390000 | SL 3.50/18/90G 3.2SN OR BX | PCB plug-in connector, male header, closed side, THT solder connection, 3.50 mm, Number of poles: 18, 90°, Solder pin length (l): 3.2 mm, tinned, orange, Box
25746 | 1619400000 | SL 3.50/19/90G 3.2SN OR BX | PCB plug-in connector, male header, closed side, THT solder connection, 3.50 mm, Number of poles: 19, 90°, Solder pin length (l): 3.2 mm, tinned, orange, Box
25747 | 1619410000 | SL 3.50/20/90G 3.2SN OR BX | PCB plug-in connector, male header, closed side, THT solder connection, 3.50 mm, Number of poles: 20, 90°, Solder pin length (l): 3.2 mm, tinned, orange, Box
25748 | 1619420000 | SL 3.50/21/90G 3.2SN OR BX | PCB plug-in connector, male header, closed side, THT solder connection, 3.50 mm, Number of poles: 21, 90°, Solder pin length (l): 3.2 mm, tinned, orange, Box
25749 | 1619430000 | SL 3.50/22/90G 3.2SN OR BX | PCB plug-in connector, male header, closed side, THT solder connection, 3.50 mm, Number of poles: 22, 90°, Solder pin length (l): 3.2 mm, tinned, orange, Box
25750 | 1619440000 | SL 3.50/23/90G 3.2SN OR BX | PCB plug-in connector, male header, closed side, THT solder connection, 3.50 mm, Number of poles: 23, 90°, Solder pin length (l): 3.2 mm, tinned, orange, Box
25751 | 1619450000 | SL 3.50/24/90G 3.2SN OR BX | PCB plug-in connector, male header, closed side, THT solder connection, 3.50 mm, Number of poles: 24, 90°, Solder pin length (l): 3.2 mm, tinned, orange, Box
25752 | 1619770000 | SL 3.50/17/90F 3.2SN OR BX | PCB plug-in connector, male header, Flange, THT solder connection, 3.50 mm, Number of poles: 17, 90°, Solder pin length (l): 3.2 mm, tinned, orange, Box
25753 | 1619780000 | SL 3.50/18/90F 3.2SN OR BX | PCB plug-in connector, male header, Flange, THT solder connection, 3.50 mm, Number of poles: 18, 90°, Solder pin length (l): 3.2 mm, tinned, orange, Box
25754 | 1619790000 | SL 3.50/19/90F 3.2SN OR BX | PCB plug-in connector, male header, Flange, THT solder connection, 3.50 mm, Number of poles: 19, 90°, Solder pin length (l): 3.2 mm, tinned, orange, Box
25755 | 1619800000 | SL 3.50/20/90F 3.2SN OR BX | PCB plug-in connector, male header, Flange, THT solder connection, 3.50 mm, Number of poles: 20, 90°, Solder pin length (l): 3.2 mm, tinned, orange, Box
25756 | 1619810000 | SL 3.50/21/90F 3.2SN OR BX | PCB plug-in connector, male header, Flange, THT solder connection, 3.50 mm, Number of poles: 21, 90°, Solder pin length (l): 3.2 mm, tinned, orange, Box
25757 | 1619820000 | SL 3.50/22/90F 3.2SN OR BX | PCB plug-in connector, male header, Flange, THT solder connection, 3.50 mm, Number of poles: 22, 90°, Solder pin length (l): 3.2 mm, tinned, orange, Box
25758 | 1619830000 | SL 3.50/23/90F 3.2SN OR BX | PCB plug-in connector, male header, Flange, THT solder connection, 3.50 mm, Number of poles: 23, 90°, Solder pin length (l): 3.2 mm, tinned, orange, Box
25759 | 1619840000 | SL 3.50/24/90F 3.2SN OR BX | PCB plug-in connector, male header, Flange, THT solder connection, 3.50 mm, Number of poles: 24, 90°, Solder pin length (l): 3.2 mm, tinned, orange, Box
25760 | 1619910000 | SL 3.50/08/90F 3.2SN GY BX | PCB plug-in connector, male header, Flange, THT solder connection, 3.50 mm, Number of poles: 8, 90°, Solder pin length (l): 3.2 mm, tinned, Pebble grey, Box
25761 | 1619980000 | SL 3.50/15/90F 3.2SN GY BX | PCB plug-in connector, male header, Flange, THT solder connection, 3.50 mm, Number of poles: 15, 90°, Solder pin length (l): 3.2 mm, tinned, Pebble grey, Box
25762 | 1621400000 | SL 3.50/17/180 3.2SN OR BX | PCB plug-in connector, male header, open side, THT solder connection, 3.50 mm, Number of poles: 17, 180°, Solder pin length (l): 3.2 mm, tinned, orange, Box
25763 | 1621410000 | SL 3.50/18/180 3.2SN OR BX | PCB plug-in connector, male header, open side, THT solder connection, 3.50 mm, Number of poles: 18, 180°, Solder pin length (l): 3.2 mm, tinned, orange, Box
25764 | 1621420000 | SL 3.50/19/180 3.2SN OR BX | PCB plug-in connector, male header, open side, THT solder connection, 3.50 mm, Number of poles: 19, 180°, Solder pin length (l): 3.2 mm, tinned, orange, Box
25765 | 1621430000 | SL 3.50/20/180 3.2SN OR BX | PCB plug-in connector, male header, open side, THT solder connection, 3.50 mm, Number of poles: 20, 180°, Solder pin length (l): 3.2 mm, tinned, orange, Box
25766 | 1621440000 | SL 3.50/21/180 3.2SN OR BX | PCB plug-in connector, male header, open side, THT solder connection, 3.50 mm, Number of poles: 21, 180°, Solder pin length (l): 3.2 mm, tinned, orange, Box
25767 | 1621450000 | SL 3.50/22/180 3.2SN OR BX | PCB plug-in connector, male header, open side, THT solder connection, 3.50 mm, Number of poles: 22, 180°, Solder pin length (l): 3.2 mm, tinned, orange, Box
25768 | 1621460000 | SL 3.50/23/180 3.2SN OR BX | PCB plug-in connector, male header, open side, THT solder connection, 3.50 mm, Number of poles: 23, 180°, Solder pin length (l): 3.2 mm, tinned, orange, Box
25769 | 1621470000 | SL 3.50/24/180 3.2SN OR BX | PCB plug-in connector, male header, open side, THT solder connection, 3.50 mm, Number of poles: 24, 180°, Solder pin length (l): 3.2 mm, tinned, orange, Box
25770 | 1621790000 | SL 3.50/17/180G 3.2SN OR BX | PCB plug-in connector, male header, closed side, THT solder connection, 3.50 mm, Number of poles: 17, 180°, Solder pin length (l): 3.2 mm, tinned, orange, Box
25771 | 1621800000 | SL 3.50/18/180G 3.2SN OR BX | PCB plug-in connector, male header, closed side, THT solder connection, 3.50 mm, Number of poles: 18, 180°, Solder pin length (l): 3.2 mm, tinned, orange, Box
25772 | 1621810000 | SL 3.50/19/180G 3.2SN OR BX | PCB plug-in connector, male header, closed side, THT solder connection, 3.50 mm, Number of poles: 19, 180°, Solder pin length (l): 3.2 mm, tinned, orange, Box
25773 | 1621820000 | SL 3.50/20/180G 3.2SN OR BX | PCB plug-in connector, male header, closed side, THT solder connection, 3.50 mm, Number of poles: 20, 180°, Solder pin length (l): 3.2 mm, tinned, orange, Box
25774 | 1621830000 | SL 3.50/21/180G 3.2SN OR BX | PCB plug-in connector, male header, closed side, THT solder connection, 3.50 mm, Number of poles: 21, 180°, Solder pin length (l): 3.2 mm, tinned, orange, Box
25775 | 1621840000 | SL 3.50/22/180G 3.2SN OR BX | PCB plug-in connector, male header, closed side, THT solder connection, 3.50 mm, Number of poles: 22, 180°, Solder pin length (l): 3.2 mm, tinned, orange, Box
25776 | 1621850000 | SL 3.50/23/180G 3.2SN OR BX | PCB plug-in connector, male header, closed side, THT solder connection, 3.50 mm, Number of poles: 23, 180°, Solder pin length (l): 3.2 mm, tinned, orange, Box
25777 | 1621860000 | SL 3.50/24/180G 3.2SN OR BX | PCB plug-in connector, male header, closed side, THT solder connection, 3.50 mm, Number of poles: 24, 180°, Solder pin length (l): 3.2 mm, tinned, orange, Box
25778 | 1622180000 | SL 3.50/17/180F 3.2SN OR BX | PCB plug-in connector, male header, Flange, THT solder connection, 3.50 mm, Number of poles: 17, 180°, Solder pin length (l): 3.2 mm, tinned, orange, Box
25779 | 1622190000 | SL 3.50/18/180F 3.2SN OR BX | PCB plug-in connector, male header, Flange, THT solder connection, 3.50 mm, Number of poles: 18, 180°, Solder pin length (l): 3.2 mm, tinned, orange, Box
25780 | 1622200000 | SL 3.50/19/180F 3.2SN OR BX | PCB plug-in connector, male header, Flange, THT solder connection, 3.50 mm, Number of poles: 19, 180°, Solder pin length (l): 3.2 mm, tinned, orange, Box
25781 | 1622210000 | SL 3.50/20/180F 3.2SN OR BX | PCB plug-in connector, male header, Flange, THT solder connection, 3.50 mm, Number of poles: 20, 180°, Solder pin length (l): 3.2 mm, tinned, orange, Box
25782 | 1622220000 | SL 3.50/21/180F 3.2SN OR BX | PCB plug-in connector, male header, Flange, THT solder connection, 3.50 mm, Number of poles: 21, 180°, Solder pin length (l): 3.2 mm, tinned, orange, Box
25783 | 1622230000 | SL 3.50/22/180F 3.2SN OR BX | PCB plug-in connector, male header, Flange, THT solder connection, 3.50 mm, Number of poles: 22, 180°, Solder pin length (l): 3.2 mm, tinned, orange, Box
25784 | 1622240000 | SL 3.50/23/180F 3.2SN OR BX | PCB plug-in connector, male header, Flange, THT solder connection, 3.50 mm, Number of poles: 23, 180°, Solder pin length (l): 3.2 mm, tinned, orange, Box
25785 | 1622250000 | SL 3.50/24/180F 3.2SN OR BX | PCB plug-in connector, male header, Flange, THT solder connection, 3.50 mm, Number of poles: 24, 180°, Solder pin length (l): 3.2 mm, tinned, orange, Box
25786 | 1639230000 | BL 3.50/24/90F SN OR BX | PCB plug-in connector, female plug, 3.50 mm, Number of poles: 24, 90°, Clamping yoke connection, Clamping range, max. : 1.5 mm², Box
25787 | 1639240000 | BL 3.50/02/90F SN BK BX | PCB plug-in connector, female plug, 3.50 mm, Number of poles: 2, 90°, Clamping yoke connection, Clamping range, max. : 1.5 mm², Box
25788 | 1639360000 | BL 3.50/14/90F SN BK BX | PCB plug-in connector, female plug, 3.50 mm, Number of poles: 14, 90°, Clamping yoke connection, Clamping range, max. : 1.5 mm², Box
25789 | 1639370000 | BL 3.50/15/90F SN BK BX | PCB plug-in connector, female plug, 3.50 mm, Number of poles: 15, 90°, Clamping yoke connection, Clamping range, max. : 1.5 mm², Box
25790 | 1639380000 | BL 3.50/16/90F SN BK BX | PCB plug-in connector, female plug, 3.50 mm, Number of poles: 16, 90°, Clamping yoke connection, Clamping range, max. : 1.5 mm², Box
25791 | 1639400000 | BL 3.50/18/90F SN BK BX | PCB plug-in connector, female plug, 3.50 mm, Number of poles: 18, 90°, Clamping yoke connection, Clamping range, max. : 1.5 mm², Box
25792 | 1639420000 | BL 3.50/20/90F SN BK BX | PCB plug-in connector, female plug, 3.50 mm, Number of poles: 20, 90°, Clamping yoke connection, Clamping range, max. : 1.5 mm², Box
25793 | 1639460000 | BL 3.50/24/90F SN BK BX | PCB plug-in connector, female plug, 3.50 mm, Number of poles: 24, 90°, Clamping yoke connection, Clamping range, max. : 1.5 mm², Box
25794 | 1639470000 | BL 3.50/02/270 SN OR BX | PCB plug-in connector, female plug, 3.50 mm, Number of poles: 2, 270°, Clamping yoke connection, Clamping range, max. : 1.5 mm², Box
25795 | 1639480000 | BL 3.50/03/270 SN OR BX | PCB plug-in connector, female plug, 3.50 mm, Number of poles: 3, 270°, Clamping yoke connection, Clamping range, max. : 1.5 mm², Box
25796 | 1639490000 | BL 3.50/04/270 SN OR BX | PCB plug-in connector, female plug, 3.50 mm, Number of poles: 4, 270°, Clamping yoke connection, Clamping range, max. : 1.5 mm², Box
25797 | 1639500000 | BL 3.50/05/270 SN OR BX | PCB plug-in connector, female plug, 3.50 mm, Number of poles: 5, 270°, Clamping yoke connection, Clamping range, max. : 1.5 mm², Box
25798 | 1639510000 | BL 3.50/06/270 SN OR BX | PCB plug-in connector, female plug, 3.50 mm, Number of poles: 6, 270°, Clamping yoke connection, Clamping range, max. : 1.5 mm², Box
25799 | 1639520000 | BL 3.50/07/270 SN OR BX | PCB plug-in connector, female plug, 3.50 mm, Number of poles: 7, 270°, Clamping yoke connection, Clamping range, max. : 1.5 mm², Box
25800 | 1639530000 | BL 3.50/08/270 SN OR BX | PCB plug-in connector, female plug, 3.50 mm, Number of poles: 8, 270°, Clamping yoke connection, Clamping range, max. : 1.5 mm², Box
25801 | 1639540000 | BL 3.50/09/270 SN OR BX | PCB plug-in connector, female plug, 3.50 mm, Number of poles: 9, 270°, Clamping yoke connection, Clamping range, max. : 1.5 mm², Box
25802 | 1639550000 | BL 3.50/10/270 SN OR BX | PCB plug-in connector, female plug, 3.50 mm, Number of poles: 10, 270°, Clamping yoke connection, Clamping range, max. : 1.5 mm², Box
25803 | 1639560000 | BL 3.50/11/270 SN OR BX | PCB plug-in connector, female plug, 3.50 mm, Number of poles: 11, 270°, Clamping yoke connection, Clamping range, max. : 1.5 mm², Box
25804 | 1639570000 | BL 3.50/12/270 SN OR BX | PCB plug-in connector, female plug, 3.50 mm, Number of poles: 12, 270°, Clamping yoke connection, Clamping range, max. : 1.5 mm², Box
25805 | 1639580000 | BL 3.50/13/270 SN OR BX | PCB plug-in connector, female plug, 3.50 mm, Number of poles: 13, 270°, Clamping yoke connection, Clamping range, max. : 1.5 mm², Box
25806 | 1639590000 | BL 3.50/14/270 SN OR BX | PCB plug-in connector, female plug, 3.50 mm, Number of poles: 14, 270°, Clamping yoke connection, Clamping range, max. : 1.5 mm², Box
25807 | 1639600000 | BL 3.50/15/270 SN OR BX | PCB plug-in connector, female plug, 3.50 mm, Number of poles: 15, 270°, Clamping yoke connection, Clamping range, max. : 1.5 mm², Box
25808 | 1639610000 | BL 3.50/16/270 SN OR BX | PCB plug-in connector, female plug, 3.50 mm, Number of poles: 16, 270°, Clamping yoke connection, Clamping range, max. : 1.5 mm², Box
25809 | 1639620000 | BL 3.50/17/270 SN OR BX | PCB plug-in connector, female plug, 3.50 mm, Number of poles: 17, 270°, Clamping yoke connection, Clamping range, max. : 1.5 mm², Box
25810 | 1639630000 | BL 3.50/18/270 SN OR BX | PCB plug-in connector, female plug, 3.50 mm, Number of poles: 18, 270°, Clamping yoke connection, Clamping range, max. : 1.5 mm², Box
25811 | 1639640000 | BL 3.50/19/270 SN OR BX | PCB plug-in connector, female plug, 3.50 mm, Number of poles: 19, 270°, Clamping yoke connection, Clamping range, max. : 1.5 mm², Box
25812 | 1639650000 | BL 3.50/20/270 SN OR BX | PCB plug-in connector, female plug, 3.50 mm, Number of poles: 20, 270°, Clamping yoke connection, Clamping range, max. : 1.5 mm², Box
25813 | 1639660000 | BL 3.50/21/270 SN OR BX | PCB plug-in connector, female plug, 3.50 mm, Number of poles: 21, 270°, Clamping yoke connection, Clamping range, max. : 1.5 mm², Box
25814 | 1639670000 | BL 3.50/22/270 SN OR BX | PCB plug-in connector, female plug, 3.50 mm, Number of poles: 22, 270°, Clamping yoke connection, Clamping range, max. : 1.5 mm², Box
25815 | 1639680000 | BL 3.50/23/270 SN OR BX | PCB plug-in connector, female plug, 3.50 mm, Number of poles: 23, 270°, Clamping yoke connection, Clamping range, max. : 1.5 mm², Box
25816 | 1639690000 | BL 3.50/24/270 SN OR BX | PCB plug-in connector, female plug, 3.50 mm, Number of poles: 24, 270°, Clamping yoke connection, Clamping range, max. : 1.5 mm², Box
25817 | 1639700000 | BL 3.50/02/270 SN BK BX | PCB plug-in connector, female plug, 3.50 mm, Number of poles: 2, 270°, Clamping yoke connection, Clamping range, max. : 1.5 mm², Box
25818 | 1639710000 | BL 3.50/03/270 SN BK BX | PCB plug-in connector, female plug, 3.50 mm, Number of poles: 3, 270°, Clamping yoke connection, Clamping range, max. : 1.5 mm², Box
25819 | 1639720000 | BL 3.50/04/270 SN BK BX | PCB plug-in connector, female plug, 3.50 mm, Number of poles: 4, 270°, Clamping yoke connection, Clamping range, max. : 1.5 mm², Box
25820 | 1639720099 | BL 3.50/04/270 SN BK BX | PCB plug-in connector, female plug, 3.50 mm, Number of poles: 4, 270°, Clamping yoke connection, Clamping range, max. : 1.5 mm², Box
25821 | 1639730000 | BL 3.50/05/270 SN BK BX | PCB plug-in connector, female plug, 3.50 mm, Number of poles: 5, 270°, Clamping yoke connection, Clamping range, max. : 1.5 mm², Box
25822 | 1639730099 | BL 3.50/05/270 SN BK BX | PCB plug-in connector, female plug, 3.50 mm, Number of poles: 5, 270°, Clamping yoke connection, Clamping range, max. : 1.5 mm², Box
25823 | 1639740000 | BL 3.50/06/270 SN BK BX | PCB plug-in connector, female plug, 3.50 mm, Number of poles: 6, 270°, Clamping yoke connection, Clamping range, max. : 1.5 mm², Box
25824 | 1639750000 | BL 3.50/07/270 SN BK BX | PCB plug-in connector, female plug, 3.50 mm, Number of poles: 7, 270°, Clamping yoke connection, Clamping range, max. : 1.5 mm², Box
25825 | 1639760000 | BL 3.50/08/270 SN BK BX | PCB plug-in connector, female plug, 3.50 mm, Number of poles: 8, 270°, Clamping yoke connection, Clamping range, max. : 1.5 mm², Box
25826 | 1639770000 | BL 3.50/09/270 SN BK BX | PCB plug-in connector, female plug, 3.50 mm, Number of poles: 9, 270°, Clamping yoke connection, Clamping range, max. : 1.5 mm², Box
25827 | 1639770099 | BL 3.50/09/270 SN BK BX | PCB plug-in connector, female plug, 3.50 mm, Number of poles: 9, 270°, Clamping yoke connection, Clamping range, max. : 1.5 mm², Box
25828 | 1639780000 | BL 3.50/10/270 SN BK BX | PCB plug-in connector, female plug, 3.50 mm, Number of poles: 10, 270°, Clamping yoke connection, Clamping range, max. : 1.5 mm², Box
25829 | 1639800000 | BL 3.50/12/270 SN BK BX | PCB plug-in connector, female plug, 3.50 mm, Number of poles: 12, 270°, Clamping yoke connection, Clamping range, max. : 1.5 mm², Box
25830 | 1639800099 | BL 3.50/12/270 SN BK BX | PCB plug-in connector, female plug, 3.50 mm, Number of poles: 12, 270°, Clamping yoke connection, Clamping range, max. : 1.5 mm², Box
25831 | 1639810000 | BL 3.50/13/270 SN BK BX | PCB plug-in connector, female plug, 3.50 mm, Number of poles: 13, 270°, Clamping yoke connection, Clamping range, max. : 1.5 mm², Box
25832 | 1639830000 | BL 3.50/15/270 SN BK BX | PCB plug-in connector, female plug, 3.50 mm, Number of poles: 15, 270°, Clamping yoke connection, Clamping range, max. : 1.5 mm², Box
25833 | 1681710000 | SL 3.50/09/90F 3.2SN BK BX | PCB plug-in connector, male header, Flange, THT solder connection, 3.50 mm, Number of poles: 9, 90°, Solder pin length (l): 3.2 mm, tinned, black, Box
25834 | 1681720000 | SL 3.50/10/90F 3.2SN BK BX | PCB plug-in connector, male header, Flange, THT solder connection, 3.50 mm, Number of poles: 10, 90°, Solder pin length (l): 3.2 mm, tinned, black, Box
25835 | 1683230000 | SL 3.50/03/90G 3.2SN BK BX | PCB plug-in connector, male header, closed side, THT solder connection, 3.50 mm, Number of poles: 3, 90°, Solder pin length (l): 3.2 mm, tinned, black, Box
25836 | 1683240000 | SL 3.50/02/90G 3.2SN BK BX | PCB plug-in connector, male header, closed side, THT solder connection, 3.50 mm, Number of poles: 2, 90°, Solder pin length (l): 3.2 mm, tinned, black, Box
25837 | 1689780000 | SL 3.50/10/90G 3.2SN BK BX | PCB plug-in connector, male header, closed side, THT solder connection, 3.50 mm, Number of poles: 10, 90°, Solder pin length (l): 3.2 mm, tinned, black, Box
25838 | 1690440099 | BLZF 3.50/04/180 SN BK BX | PCB plug-in connector, female plug, 3.50 mm, Number of poles: 4, 180°, Tension-clamp connection, Clamping range, max. : 1.5 mm², Box
25839 | 1690480099 | BLZF 3.50/08/180 SN BK BX | PCB plug-in connector, female plug, 3.50 mm, Number of poles: 8, 180°, Tension-clamp connection, Clamping range, max. : 1.5 mm², Box
25840 | 1690500099 | BLZF 3.50/10/180 SN BK BX | PCB plug-in connector, female plug, 3.50 mm, Number of poles: 10, 180°, Tension-clamp connection, Clamping range, max. : 1.5 mm², Box
25841 | 1693990000 | SL 3.50/11/90F 3.2SN BK BX | PCB plug-in connector, male header, Flange, THT solder connection, 3.50 mm, Number of poles: 11, 90°, Solder pin length (l): 3.2 mm, tinned, black, Box
25842 | 1715250000 | LM 5.00/02/90 3.5SN BK BX | Printed circuit board terminals, 5.00 mm, Number of poles: 2, 90°, Solder pin length (l): 3.5 mm, tinned, black, Clamping yoke connection, Clamping range, max. : 2.5 mm², Box
25843 | 1715260000 | LM 5.00/03/90 3.5SN BK BX | Printed circuit board terminals, 5.00 mm, Number of poles: 3, 90°, Solder pin length (l): 3.5 mm, tinned, black, Clamping yoke connection, Clamping range, max. : 2.5 mm², Box
25844 | 1715270000 | LM 5.00/02/180 3.5SN BK BX | Printed circuit board terminals, 5.00 mm, Number of poles: 2, 180°, Solder pin length (l): 3.5 mm, tinned, black, Clamping yoke connection, Clamping range, max. : 2.5 mm², Box
25845 | 1715280000 | LM 5.00/03/180 3.5SN BK BX | Printed circuit board terminals, 5.00 mm, Number of poles: 3, 180°, Solder pin length (l): 3.5 mm, tinned, black, Clamping yoke connection, Clamping range, max. : 2.5 mm², Box
25846 | 1715290000 | LM 5.00/02/135 3.5SN BK BX | Printed circuit board terminals, 5.00 mm, Number of poles: 2, 135°, Solder pin length (l): 3.5 mm, tinned, black, Clamping yoke connection, Clamping range, max. : 2.5 mm², Box
25847 | 1715300000 | LM 5.00/03/135 3.5SN BK BX | Printed circuit board terminals, 5.00 mm, Number of poles: 3, 135°, Solder pin length (l): 3.5 mm, tinned, black, Clamping yoke connection, Clamping range, max. : 2.5 mm², Box
25848 | 1715310000 | LM 5.00/02/90 3.5SN OR BX | Printed circuit board terminals, 5.00 mm, Number of poles: 2, 90°, Solder pin length (l): 3.5 mm, tinned, orange, Clamping yoke connection, Clamping range, max. : 2.5 mm², Box
25849 | 1715320000 | LM 5.00/03/90 3.5SN OR BX | Printed circuit board terminals, 5.00 mm, Number of poles: 3, 90°, Solder pin length (l): 3.5 mm, tinned, orange, Clamping yoke connection, Clamping range, max. : 2.5 mm², Box
25850 | 1715330000 | LM 5.00/02/180 3.5SN OR BX | Printed circuit board terminals, 5.00 mm, Number of poles: 2, 180°, Solder pin length (l): 3.5 mm, tinned, orange, Clamping yoke connection, Clamping range, max. : 2.5 mm², Box
25851 | 1715340000 | LM 5.00/03/180 3.5SN OR BX | Printed circuit board terminals, 5.00 mm, Number of poles: 3, 180°, Solder pin length (l): 3.5 mm, tinned, orange, Clamping yoke connection, Clamping range, max. : 2.5 mm², Box
25852 | 1715350000 | LM 5.00/02/135 3.5SN OR BX | Printed circuit board terminals, 5.00 mm, Number of poles: 2, 135°, Solder pin length (l): 3.5 mm, tinned, orange, Clamping yoke connection, Clamping range, max. : 2.5 mm², Box
25853 | 1715360000 | LM 5.00/03/135 3.5SN OR BX | Printed circuit board terminals, 5.00 mm, Number of poles: 3, 135°, Solder pin length (l): 3.5 mm, tinned, orange, Clamping yoke connection, Clamping range, max. : 2.5 mm², Box
25854 | 1716020000 | LM 5.08/02/90 3.5SN BK BX | Printed circuit board terminals, 5.08 mm, Number of poles: 2, 90°, Solder pin length (l): 3.5 mm, tinned, black, Clamping yoke connection, Clamping range, max. : 2.5 mm², Box
25855 | 1716030000 | LM 5.08/03/90 3.5SN BK BX | Printed circuit board terminals, 5.08 mm, Number of poles: 3, 90°, Solder pin length (l): 3.5 mm, tinned, black, Clamping yoke connection, Clamping range, max. : 2.5 mm², Box
25856 | 1716040000 | LM 5.08/02/180 3.5SN BK BX | Printed circuit board terminals, 5.08 mm, Number of poles: 2, 180°, Solder pin length (l): 3.5 mm, tinned, black, Clamping yoke connection, Clamping range, max. : 2.5 mm², Box
25857 | 1716050000 | LM 5.08/03/180 3.5SN BK BX | Printed circuit board terminals, 5.08 mm, Number of poles: 3, 180°, Solder pin length (l): 3.5 mm, tinned, black, Clamping yoke connection, Clamping range, max. : 2.5 mm², Box
25858 | 1716060000 | LM 5.08/02/135 3.5SN BK BX | Printed circuit board terminals, 5.08 mm, Number of poles: 2, 135°, Solder pin length (l): 3.5 mm, tinned, black, Clamping yoke connection, Clamping range, max. : 2.5 mm², Box
25859 | 1716070000 | LM 5.08/03/135 3.5SN BK BX | Printed circuit board terminals, 5.08 mm, Number of poles: 3, 135°, Solder pin length (l): 3.5 mm, tinned, black, Clamping yoke connection, Clamping range, max. : 2.5 mm², Box
25860 | 1716080000 | LM 5.08/02/90 3.5SN OR BX | Printed circuit board terminals, 5.08 mm, Number of poles: 2, 90°, Solder pin length (l): 3.5 mm, tinned, orange, Clamping yoke connection, Clamping range, max. : 2.5 mm², Box
25861 | 1716090000 | LM 5.08/03/90 3.5SN OR BX | Printed circuit board terminals, 5.08 mm, Number of poles: 3, 90°, Solder pin length (l): 3.5 mm, tinned, orange, Clamping yoke connection, Clamping range, max. : 2.5 mm², Box
25862 | 1716100000 | LM 5.08/02/180 3.5SN OR BX | Printed circuit board terminals, 5.08 mm, Number of poles: 2, 180°, Solder pin length (l): 3.5 mm, tinned, orange, Clamping yoke connection, Clamping range, max. : 2.5 mm², Box
25863 | 1716110000 | LM 5.08/03/180 3.5SN OR BX | Printed circuit board terminals, 5.08 mm, Number of poles: 3, 180°, Solder pin length (l): 3.5 mm, tinned, orange, Clamping yoke connection, Clamping range, max. : 2.5 mm², Box
25864 | 1716120000 | LM 5.08/02/135 3.5SN OR BX | Printed circuit board terminals, 5.08 mm, Number of poles: 2, 135°, Solder pin length (l): 3.5 mm, tinned, orange, Clamping yoke connection, Clamping range, max. : 2.5 mm², Box
25865 | 1716130000 | LM 5.08/03/135 3.5SN OR BX | Printed circuit board terminals, 5.08 mm, Number of poles: 3, 135°, Solder pin length (l): 3.5 mm, tinned, orange, Clamping yoke connection, Clamping range, max. : 2.5 mm², Box
25866 | 1716160000 | LM 5.08/02/180 3.5SN GN BX | Printed circuit board terminals, 5.08 mm, Number of poles: 2, 180°, Solder pin length (l): 3.5 mm, tinned, Pale green, Clamping yoke connection, Clamping range, max. : 2.5 mm², Box
25867 | 1716170000 | LM 5.08/03/180 3.5SN GN BX | Printed circuit board terminals, 5.08 mm, Number of poles: 3, 180°, Solder pin length (l): 3.5 mm, tinned, Pale green, Clamping yoke connection, Clamping range, max. : 2.5 mm², Box
25868 | 1716180000 | LM 5.08/02/135 3.5SN GN BX | Printed circuit board terminals, 5.08 mm, Number of poles: 2, 135°, Solder pin length (l): 3.5 mm, tinned, Pale green, Clamping yoke connection, Clamping range, max. : 2.5 mm², Box
25869 | 1716190000 | LM 5.08/03/135 3.5SN GN BX | Printed circuit board terminals, 5.08 mm, Number of poles: 3, 135°, Solder pin length (l): 3.5 mm, tinned, Pale green, Clamping yoke connection, Clamping range, max. : 2.5 mm², Box
25870 | 1719990000 | SL 3.50/04/90G 3.2SN BK BX | PCB plug-in connector, male header, closed side, THT solder connection, 3.50 mm, Number of poles: 4, 90°, Solder pin length (l): 3.2 mm, tinned, black, Box
25871 | 1719990099 | SL 3.50/04/90G 3.2SN BK BX | PCB plug-in connector, male header, closed side, THT solder connection, 3.50 mm, Number of poles: 4, 90°, Solder pin length (l): 3.2 mm, tinned, black, Box
25872 | 1723410000 | SL 3.50/03/90 3.2SN BK BX | PCB plug-in connector, male header, open side, THT solder connection, 3.50 mm, Number of poles: 3, 90°, Solder pin length (l): 3.2 mm, tinned, black, Box
25873 | 1732030000 | SL 3.50/06/90G 3.2SN BK BX | PCB plug-in connector, male header, closed side, THT solder connection, 3.50 mm, Number of poles: 6, 90°, Solder pin length (l): 3.2 mm, tinned, black, Box
25874 | 1762990000 | SL 3.50/09/90G 3.2SN BK BX | PCB plug-in connector, male header, closed side, THT solder connection, 3.50 mm, Number of poles: 9, 90°, Solder pin length (l): 3.2 mm, tinned, black, Box
25875 | 1763000000 | SL 3.50/05/90G 3.2SN BK BX | PCB plug-in connector, male header, closed side, THT solder connection, 3.50 mm, Number of poles: 5, 90°, Solder pin length (l): 3.2 mm, tinned, black, Box
25876 | 1766300000 | LM1N 5.08/02/90 3.5SN OR BX | Printed circuit board terminals, 5.08 mm, Number of poles: 2, 90°, Solder pin length (l): 3.5 mm, tinned, orange, Clamping yoke connection, Clamping range, max. : 2.5 mm², Box
25877 | 1766310000 | LM1N 5.08/03/90 3.5SN OR BX | Printed circuit board terminals, 5.08 mm, Number of poles: 3, 90°, Solder pin length (l): 3.5 mm, tinned, orange, Clamping yoke connection, Clamping range, max. : 2.5 mm², Box
25878 | 1766320000 | LM1N 5.08/02/90 3.5SN BK BX | Printed circuit board terminals, 5.08 mm, Number of poles: 2, 90°, Solder pin length (l): 3.5 mm, tinned, black, Clamping yoke connection, Clamping range, max. : 2.5 mm², Box
25879 | 1766330000 | LM1N 5.08/03/90 3.5SN BK BX | Printed circuit board terminals, 5.08 mm, Number of poles: 3, 90°, Solder pin length (l): 3.5 mm, tinned, black, Clamping yoke connection, Clamping range, max. : 2.5 mm², Box
25880 | 1766340000 | LM1N 5.08/02/90 3.5SN GN BX | Printed circuit board terminals, 5.08 mm, Number of poles: 2, 90°, Solder pin length (l): 3.5 mm, tinned, Pale green, Clamping yoke connection, Clamping range, max. : 2.5 mm², Box
25881 | 1766350000 | LM1N 5.08/03/90 3.5SN GN BX | Printed circuit board terminals, 5.08 mm, Number of poles: 3, 90°, Solder pin length (l): 3.5 mm, tinned, Pale green, Clamping yoke connection, Clamping range, max. : 2.5 mm², Box
25882 | 1766360000 | LM1H 5.08/02/90 3.5SN OR BX | Printed circuit board terminals, 5.08 mm, Number of poles: 2, 90°, Solder pin length (l): 3.5 mm, tinned, orange, Clamping yoke connection, Clamping range, max. : 2.5 mm², Box
25883 | 1766370000 | LM1H 5.08/03/90 3.5SN OR BX | Printed circuit board terminals, 5.08 mm, Number of poles: 3, 90°, Solder pin length (l): 3.5 mm, tinned, orange, Clamping yoke connection, Clamping range, max. : 2.5 mm², Box
25884 | 1766380000 | LM1H 5.08/02/90 3.5SN BK BX | Printed circuit board terminals, 5.08 mm, Number of poles: 2, 90°, Solder pin length (l): 3.5 mm, tinned, black, Clamping yoke connection, Clamping range, max. : 2.5 mm², Box
25885 | 1766390000 | LM1H 5.08/03/90 3.5SN BK BX | Printed circuit board terminals, 5.08 mm, Number of poles: 3, 90°, Solder pin length (l): 3.5 mm, tinned, black, Clamping yoke connection, Clamping range, max. : 2.5 mm², Box
25886 | 1766410000 | LM1H 5.08/03/90 3.5SN GN BX | Printed circuit board terminals, 5.08 mm, Number of poles: 3, 90°, Solder pin length (l): 3.5 mm, tinned, Pale green, Clamping yoke connection, Clamping range, max. : 2.5 mm², Box
25887 | 1766980000 | SL 3.50/11/90G 3.2SN BK BX | PCB plug-in connector, male header, closed side, THT solder connection, 3.50 mm, Number of poles: 11, 90°, Solder pin length (l): 3.2 mm, tinned, black, Box
25888 | 1768850000 | LM2N 5.08/04/90 3.5SN OR BX | Printed circuit board terminals, 5.08 mm, Number of poles: 4, 90°, Solder pin length (l): 3.5 mm, tinned, orange, Clamping yoke connection, Clamping range, max. : 2.5 mm², Box
25889 | 1768860000 | LM2N 5.08/06/90 3.5SN OR BX | Printed circuit board terminals, 5.08 mm, Number of poles: 6, 90°, Solder pin length (l): 3.5 mm, tinned, orange, Clamping yoke connection, Clamping range, max. : 2.5 mm², Box
25890 | 1768870000 | LM2N 5.08/08/90 3.5SN OR BX | Printed circuit board terminals, 5.08 mm, Number of poles: 8, 90°, Solder pin length (l): 3.5 mm, tinned, orange, Clamping yoke connection, Clamping range, max. : 2.5 mm², Box
25891 | 1768880000 | LM2N 5.08/10/90 3.5SN OR BX | Printed circuit board terminals, 5.08 mm, Number of poles: 10, 90°, Solder pin length (l): 3.5 mm, tinned, orange, Clamping yoke connection, Clamping range, max. : 2.5 mm², Box
25892 | 1768890000 | LM2N 5.08/12/90 3.5SN OR BX | Printed circuit board terminals, 5.08 mm, Number of poles: 12, 90°, Solder pin length (l): 3.5 mm, tinned, orange, Clamping yoke connection, Clamping range, max. : 2.5 mm², Box
25893 | 1768900000 | LM2N 5.08/14/90 3.5SN OR BX | Printed circuit board terminals, 5.08 mm, Number of poles: 14, 90°, Solder pin length (l): 3.5 mm, tinned, orange, Clamping yoke connection, Clamping range, max. : 2.5 mm², Box
25894 | 1768910000 | LM2N 5.08/16/90 3.5SN OR BX | Printed circuit board terminals, 5.08 mm, Number of poles: 16, 90°, Solder pin length (l): 3.5 mm, tinned, orange, Clamping yoke connection, Clamping range, max. : 2.5 mm², Box
25895 | 1768920000 | LM2N 5.08/18/90 3.5SN OR BX | Printed circuit board terminals, 5.08 mm, Number of poles: 18, 90°, Solder pin length (l): 3.5 mm, tinned, orange, Clamping yoke connection, Clamping range, max. : 2.5 mm², Box
25896 | 1768930000 | LM2N 5.08/20/90 3.5SN OR BX | Printed circuit board terminals, 5.08 mm, Number of poles: 20, 90°, Solder pin length (l): 3.5 mm, tinned, orange, Clamping yoke connection, Clamping range, max. : 2.5 mm², Box
25897 | 1768940000 | LM2N 5.08/22/90 3.5SN OR BX | Printed circuit board terminals, 5.08 mm, Number of poles: 22, 90°, Solder pin length (l): 3.5 mm, tinned, orange, Clamping yoke connection, Clamping range, max. : 2.5 mm², Box
25898 | 1768950000 | LM2N 5.08/24/90 3.5SN OR BX | Printed circuit board terminals, 5.08 mm, Number of poles: 24, 90°, Solder pin length (l): 3.5 mm, tinned, orange, Clamping yoke connection, Clamping range, max. : 2.5 mm², Box
25899 | 1768960000 | LM2N 5.08/26/90 3.5SN OR BX | Printed circuit board terminals, 5.08 mm, Number of poles: 26, 90°, Solder pin length (l): 3.5 mm, tinned, orange, Clamping yoke connection, Clamping range, max. : 2.5 mm², Box
25900 | 1768970000 | LM2N 5.08/28/90 3.5SN OR BX | Printed circuit board terminals, 5.08 mm, Number of poles: 28, 90°, Solder pin length (l): 3.5 mm, tinned, orange, Clamping yoke connection, Clamping range, max. : 2.5 mm², Box
25901 | 1768980000 | LM2N 5.08/30/90 3.5SN OR BX | Printed circuit board terminals, 5.08 mm, Number of poles: 30, 90°, Solder pin length (l): 3.5 mm, tinned, orange, Clamping yoke connection, Clamping range, max. : 2.5 mm², Box
25902 | 1768990000 | LM2N 5.08/32/90 3.5SN OR BX | Printed circuit board terminals, 5.08 mm, Number of poles: 32, 90°, Solder pin length (l): 3.5 mm, tinned, orange, Clamping yoke connection, Clamping range, max. : 2.5 mm², Box
25903 | 1769000000 | LM2N 5.08/34/90 3.5SN OR BX | Printed circuit board terminals, 5.08 mm, Number of poles: 34, 90°, Solder pin length (l): 3.5 mm, tinned, orange, Clamping yoke connection, Clamping range, max. : 2.5 mm², Box
25904 | 1769010000 | LM2N 5.08/36/90 3.5SN OR BX | Printed circuit board terminals, 5.08 mm, Number of poles: 36, 90°, Solder pin length (l): 3.5 mm, tinned, orange, Clamping yoke connection, Clamping range, max. : 2.5 mm², Box
25905 | 1769020000 | LM2N 5.08/38/90 3.5SN OR BX | Printed circuit board terminals, 5.08 mm, Number of poles: 38, 90°, Solder pin length (l): 3.5 mm, tinned, orange, Clamping yoke connection, Clamping range, max. : 2.5 mm², Box
25906 | 1769030000 | LM2N 5.08/40/90 3.5SN OR BX | Printed circuit board terminals, 5.08 mm, Number of poles: 40, 90°, Solder pin length (l): 3.5 mm, tinned, orange, Clamping yoke connection, Clamping range, max. : 2.5 mm², Box
25907 | 1769040000 | LM2N 5.08/42/90 3.5SN OR BX | Printed circuit board terminals, 5.08 mm, Number of poles: 42, 90°, Solder pin length (l): 3.5 mm, tinned, orange, Clamping yoke connection, Clamping range, max. : 2.5 mm², Box
25908 | 1769050000 | LM2N 5.08/44/90 3.5SN OR BX | Printed circuit board terminals, 5.08 mm, Number of poles: 44, 90°, Solder pin length (l): 3.5 mm, tinned, orange, Clamping yoke connection, Clamping range, max. : 2.5 mm², Box
25909 | 1769060000 | LM2N 5.08/46/90 3.5SN OR BX | Printed circuit board terminals, 5.08 mm, Number of poles: 46, 90°, Solder pin length (l): 3.5 mm, tinned, orange, Clamping yoke connection, Clamping range, max. : 2.5 mm², Box
25910 | 1769070000 | LM2N 5.08/48/90 3.5SN OR BX | Printed circuit board terminals, 5.08 mm, Number of poles: 48, 90°, Solder pin length (l): 3.5 mm, tinned, orange, Clamping yoke connection, Clamping range, max. : 2.5 mm², Box
25911 | 1769080000 | LM2N 5.08/04/90 3.5SN BK BX | Printed circuit board terminals, 5.08 mm, Number of poles: 4, 90°, Solder pin length (l): 3.5 mm, tinned, black, Clamping yoke connection, Clamping range, max. : 2.5 mm², Box
25912 | 1769090000 | LM2N 5.08/06/90 3.5SN BK BX | Printed circuit board terminals, 5.08 mm, Number of poles: 6, 90°, Solder pin length (l): 3.5 mm, tinned, black, Clamping yoke connection, Clamping range, max. : 2.5 mm², Box
25913 | 1769100000 | LM2N 5.08/08/90 3.5SN BK BX | Printed circuit board terminals, 5.08 mm, Number of poles: 8, 90°, Solder pin length (l): 3.5 mm, tinned, black, Clamping yoke connection, Clamping range, max. : 2.5 mm², Box
25914 | 1769110000 | LM2N 5.08/10/90 3.5SN BK BX | Printed circuit board terminals, 5.08 mm, Number of poles: 10, 90°, Solder pin length (l): 3.5 mm, tinned, black, Clamping yoke connection, Clamping range, max. : 2.5 mm², Box
25915 | 1769120000 | LM2N 5.08/12/90 3.5SN BK BX | Printed circuit board terminals, 5.08 mm, Number of poles: 12, 90°, Solder pin length (l): 3.5 mm, tinned, black, Clamping yoke connection, Clamping range, max. : 2.5 mm², Box
25916 | 1769140000 | LM2N 5.08/16/90 3.5SN BK BX | Printed circuit board terminals, 5.08 mm, Number of poles: 16, 90°, Solder pin length (l): 3.5 mm, tinned, black, Clamping yoke connection, Clamping range, max. : 2.5 mm², Box
25917 | 1769160000 | LM2N 5.08/20/90 3.5SN BK BX | Printed circuit board terminals, 5.08 mm, Number of poles: 20, 90°, Solder pin length (l): 3.5 mm, tinned, black, Clamping yoke connection, Clamping range, max. : 2.5 mm², Box
25918 | 1769240000 | LM2H 5.08/04/90 3.5SN OR BX | Printed circuit board terminals, 5.08 mm, Number of poles: 4, 90°, Solder pin length (l): 3.5 mm, tinned, orange, Clamping yoke connection, Clamping range, max. : 2.5 mm², Box
25919 | 1769250000 | LM2H 5.08/06/90 3.5SN OR BX | Printed circuit board terminals, 5.08 mm, Number of poles: 6, 90°, Solder pin length (l): 3.5 mm, tinned, orange, Clamping yoke connection, Clamping range, max. : 2.5 mm², Box
25920 | 1769260000 | LM2H 5.08/08/90 3.5SN OR BX | Printed circuit board terminals, 5.08 mm, Number of poles: 8, 90°, Solder pin length (l): 3.5 mm, tinned, orange, Clamping yoke connection, Clamping range, max. : 2.5 mm², Box
25921 | 1769270000 | LM2H 5.08/10/90 3.5SN OR BX | Printed circuit board terminals, 5.08 mm, Number of poles: 10, 90°, Solder pin length (l): 3.5 mm, tinned, orange, Clamping yoke connection, Clamping range, max. : 2.5 mm², Box
25922 | 1769280000 | LM2H 5.08/12/90 3.5SN OR BX | Printed circuit board terminals, 5.08 mm, Number of poles: 12, 90°, Solder pin length (l): 3.5 mm, tinned, orange, Clamping yoke connection, Clamping range, max. : 2.5 mm², Box
25923 | 1769290000 | LM2H 5.08/14/90 3.5SN OR BX | Printed circuit board terminals, 5.08 mm, Number of poles: 14, 90°, Solder pin length (l): 3.5 mm, tinned, orange, Clamping yoke connection, Clamping range, max. : 2.5 mm², Box
25924 | 1769300000 | LM2H 5.08/16/90 3.5SN OR BX | Printed circuit board terminals, 5.08 mm, Number of poles: 16, 90°, Solder pin length (l): 3.5 mm, tinned, orange, Clamping yoke connection, Clamping range, max. : 2.5 mm², Box
25925 | 1769310000 | LM2H 5.08/18/90 3.5SN OR BX | Printed circuit board terminals, 5.08 mm, Number of poles: 18, 90°, Solder pin length (l): 3.5 mm, tinned, orange, Clamping yoke connection, Clamping range, max. : 2.5 mm², Box
25926 | 1769320000 | LM2H 5.08/20/90 3.5SN OR BX | Printed circuit board terminals, 5.08 mm, Number of poles: 20, 90°, Solder pin length (l): 3.5 mm, tinned, orange, Clamping yoke connection, Clamping range, max. : 2.5 mm², Box
25927 | 1769330000 | LM2H 5.08/22/90 3.5SN OR BX | Printed circuit board terminals, 5.08 mm, Number of poles: 22, 90°, Solder pin length (l): 3.5 mm, tinned, orange, Clamping yoke connection, Clamping range, max. : 2.5 mm², Box
25928 | 1769340000 | LM2H 5.08/24/90 3.5SN OR BX | Printed circuit board terminals, 5.08 mm, Number of poles: 24, 90°, Solder pin length (l): 3.5 mm, tinned, orange, Clamping yoke connection, Clamping range, max. : 2.5 mm², Box
25929 | 1769350000 | LM2H 5.08/26/90 3.5SN OR BX | Printed circuit board terminals, 5.08 mm, Number of poles: 26, 90°, Solder pin length (l): 3.5 mm, tinned, orange, Clamping yoke connection, Clamping range, max. : 2.5 mm², Box
25930 | 1769360000 | LM2H 5.08/28/90 3.5SN OR BX | Printed circuit board terminals, 5.08 mm, Number of poles: 28, 90°, Solder pin length (l): 3.5 mm, tinned, orange, Clamping yoke connection, Clamping range, max. : 2.5 mm², Box
25931 | 1769370000 | LM2H 5.08/30/90 3.5SN OR BX | Printed circuit board terminals, 5.08 mm, Number of poles: 30, 90°, Solder pin length (l): 3.5 mm, tinned, orange, Clamping yoke connection, Clamping range, max. : 2.5 mm², Box
25932 | 1769380000 | LM2H 5.08/32/90 3.5SN OR BX | Printed circuit board terminals, 5.08 mm, Number of poles: 32, 90°, Solder pin length (l): 3.5 mm, tinned, orange, Clamping yoke connection, Clamping range, max. : 2.5 mm², Box
25933 | 1769400000 | LM2H 5.08/36/90 3.5SN OR BX | Printed circuit board terminals, 5.08 mm, Number of poles: 36, 90°, Solder pin length (l): 3.5 mm, tinned, orange, Clamping yoke connection, Clamping range, max. : 2.5 mm², Box
25934 | 1769410000 | LM2H 5.08/38/90 3.5SN OR BX | Printed circuit board terminals, 5.08 mm, Number of poles: 38, 90°, Solder pin length (l): 3.5 mm, tinned, orange, Clamping yoke connection, Clamping range, max. : 2.5 mm², Box
25935 | 1769420000 | LM2H 5.08/40/90 3.5SN OR BX | Printed circuit board terminals, 5.08 mm, Number of poles: 40, 90°, Solder pin length (l): 3.5 mm, tinned, orange, Clamping yoke connection, Clamping range, max. : 2.5 mm², Box
25936 | 1769430000 | LM2H 5.08/42/90 3.5SN OR BX | Printed circuit board terminals, 5.08 mm, Number of poles: 42, 90°, Solder pin length (l): 3.5 mm, tinned, orange, Clamping yoke connection, Clamping range, max. : 2.5 mm², Box
25937 | 1769440000 | LM2H 5.08/44/90 3.5SN OR BX | Printed circuit board terminals, 5.08 mm, Number of poles: 44, 90°, Solder pin length (l): 3.5 mm, tinned, orange, Clamping yoke connection, Clamping range, max. : 2.5 mm², Box
25938 | 1769450000 | LM2H 5.08/46/90 3.5SN OR BX | Printed circuit board terminals, 5.08 mm, Number of poles: 46, 90°, Solder pin length (l): 3.5 mm, tinned, orange, Clamping yoke connection, Clamping range, max. : 2.5 mm², Box
25939 | 1769460000 | LM2H 5.08/48/90 3.5SN OR BX | Printed circuit board terminals, 5.08 mm, Number of poles: 48, 90°, Solder pin length (l): 3.5 mm, tinned, orange, Clamping yoke connection, Clamping range, max. : 2.5 mm², Box
25940 | 1769500000 | LM2H 5.08/10/90 3.5SN BK BX | Printed circuit board terminals, 5.08 mm, Number of poles: 10, 90°, Solder pin length (l): 3.5 mm, tinned, black, Clamping yoke connection, Clamping range, max. : 2.5 mm², Box
25941 | 1769620000 | LM3R 5.08/06/90 3.5SN OR BX | Printed circuit board terminals, 5.08 mm, Number of poles: 6, 90°, Solder pin length (l): 3.5 mm, tinned, orange, Clamping yoke connection, Clamping range, max. : 2.5 mm², Box
25942 | 1769630000 | LM3R 5.08/09/90 3.5SN OR BX | Printed circuit board terminals, 5.08 mm, Number of poles: 9, 90°, Solder pin length (l): 3.5 mm, tinned, orange, Clamping yoke connection, Clamping range, max. : 2.5 mm², Box
25943 | 1769640000 | LM3R 5.08/12/90 3.5SN OR BX | Printed circuit board terminals, 5.08 mm, Number of poles: 12, 90°, Solder pin length (l): 3.5 mm, tinned, orange, Clamping yoke connection, Clamping range, max. : 2.5 mm², Box
25944 | 1769650000 | LM3R 5.08/15/90 3.5SN OR BX | Printed circuit board terminals, 5.08 mm, Number of poles: 15, 90°, Solder pin length (l): 3.5 mm, tinned, orange, Clamping yoke connection, Clamping range, max. : 2.5 mm², Box
25945 | 1769660000 | LM3R 5.08/18/90 3.5SN OR BX | Printed circuit board terminals, 5.08 mm, Number of poles: 18, 90°, Solder pin length (l): 3.5 mm, tinned, orange, Clamping yoke connection, Clamping range, max. : 2.5 mm², Box
25946 | 1769670000 | LM3R 5.08/21/90 3.5SN OR BX | Printed circuit board terminals, 5.08 mm, Number of poles: 21, 90°, Solder pin length (l): 3.5 mm, tinned, orange, Clamping yoke connection, Clamping range, max. : 2.5 mm², Box
25947 | 1769680000 | LM3R 5.08/24/90 3.5SN OR BX | Printed circuit board terminals, 5.08 mm, Number of poles: 24, 90°, Solder pin length (l): 3.5 mm, tinned, orange, Clamping yoke connection, Clamping range, max. : 2.5 mm², Box
25948 | 1769690000 | LM3R 5.08/27/90 3.5SN OR BX | Printed circuit board terminals, 5.08 mm, Number of poles: 27, 90°, Solder pin length (l): 3.5 mm, tinned, orange, Clamping yoke connection, Clamping range, max. : 2.5 mm², Box
25949 | 1769700000 | LM3R 5.08/30/90 3.5SN OR BX | Printed circuit board terminals, 5.08 mm, Number of poles: 30, 90°, Solder pin length (l): 3.5 mm, tinned, orange, Clamping yoke connection, Clamping range, max. : 2.5 mm², Box
25950 | 1769710000 | LM3R 5.08/33/90 3.5SN OR BX | Printed circuit board terminals, 5.08 mm, Number of poles: 33, 90°, Solder pin length (l): 3.5 mm, tinned, orange, Clamping yoke connection, Clamping range, max. : 2.5 mm², Box
25951 | 1769720000 | LM3R 5.08/36/90 3.5SN OR BX | Printed circuit board terminals, 5.08 mm, Number of poles: 36, 90°, Solder pin length (l): 3.5 mm, tinned, orange, Clamping yoke connection, Clamping range, max. : 2.5 mm², Box
25952 | 1769730000 | LM3R 5.08/39/90 3.5SN OR BX | Printed circuit board terminals, 5.08 mm, Number of poles: 39, 90°, Solder pin length (l): 3.5 mm, tinned, orange, Clamping yoke connection, Clamping range, max. : 2.5 mm², Box
25953 | 1769740000 | LM3R 5.08/42/90 3.5SN OR BX | Printed circuit board terminals, 5.08 mm, Number of poles: 42, 90°, Solder pin length (l): 3.5 mm, tinned, orange, Clamping yoke connection, Clamping range, max. : 2.5 mm², Box
25954 | 1769750000 | LM3R 5.08/45/90 3.5SN OR BX | Printed circuit board terminals, 5.08 mm, Number of poles: 45, 90°, Solder pin length (l): 3.5 mm, tinned, orange, Clamping yoke connection, Clamping range, max. : 2.5 mm², Box
25955 | 1769760000 | LM3R 5.08/48/90 3.5SN OR BX | Printed circuit board terminals, 5.08 mm, Number of poles: 48, 90°, Solder pin length (l): 3.5 mm, tinned, orange, Clamping yoke connection, Clamping range, max. : 2.5 mm², Box
25956 | 1769780000 | LM3R 5.08/54/90 3.5SN OR BX | Printed circuit board terminals, 5.08 mm, Number of poles: 54, 90°, Solder pin length (l): 3.5 mm, tinned, orange, Clamping yoke connection, Clamping range, max. : 2.5 mm², Box
25957 | 1769790000 | LM3R 5.08/57/90 3.5SN OR BX | Printed circuit board terminals, 5.08 mm, Number of poles: 57, 90°, Solder pin length (l): 3.5 mm, tinned, orange, Clamping yoke connection, Clamping range, max. : 2.5 mm², Box
25958 | 1769800000 | LM3R 5.08/60/90 3.5SN OR BX | Printed circuit board terminals, 5.08 mm, Number of poles: 60, 90°, Solder pin length (l): 3.5 mm, tinned, orange, Clamping yoke connection, Clamping range, max. : 2.5 mm², Box
25959 | 1769810000 | LM3R 5.08/63/90 3.5SN OR BX | Printed circuit board terminals, 5.08 mm, Number of poles: 63, 90°, Solder pin length (l): 3.5 mm, tinned, orange, Clamping yoke connection, Clamping range, max. : 2.5 mm², Box
25960 | 1769820000 | LM3R 5.08/66/90 3.5SN OR BX | Printed circuit board terminals, 5.08 mm, Number of poles: 66, 90°, Solder pin length (l): 3.5 mm, tinned, orange, Clamping yoke connection, Clamping range, max. : 2.5 mm², Box
25961 | 1769830000 | LM3R 5.08/69/90 3.5SN OR BX | Printed circuit board terminals, 5.08 mm, Number of poles: 69, 90°, Solder pin length (l): 3.5 mm, tinned, orange, Clamping yoke connection, Clamping range, max. : 2.5 mm², Box
25962 | 1769840000 | LM3R 5.08/72/90 3.5SN OR BX | Printed circuit board terminals, 5.08 mm, Number of poles: 72, 90°, Solder pin length (l): 3.5 mm, tinned, orange, Clamping yoke connection, Clamping range, max. : 2.5 mm², Box
25963 | 1769930000 | LM3R 5.08/06/90 3.5SN BK BX | Printed circuit board terminals, 5.08 mm, Number of poles: 6, 90°, Solder pin length (l): 3.5 mm, tinned, black, Clamping yoke connection, Clamping range, max. : 2.5 mm², Box
25964 | 1769940000 | LM3R 5.08/09/90 3.5SN BK BX | Printed circuit board terminals, 5.08 mm, Number of poles: 9, 90°, Solder pin length (l): 3.5 mm, tinned, black, Clamping yoke connection, Clamping range, max. : 2.5 mm², Box
25965 | 1769970000 | LM3R 5.08/18/90 3.5SN BK BX | Printed circuit board terminals, 5.08 mm, Number of poles: 18, 90°, Solder pin length (l): 3.5 mm, tinned, black, Clamping yoke connection, Clamping range, max. : 2.5 mm², Box
25966 | 1769990000 | LM3R 5.08/24/90 3.5SN BK BX | Printed circuit board terminals, 5.08 mm, Number of poles: 24, 90°, Solder pin length (l): 3.5 mm, tinned, black, Clamping yoke connection, Clamping range, max. : 2.5 mm², Box
25967 | 1782720000 | SL 3.50/10/180G 3.2SN BK BX | PCB plug-in connector, male header, closed side, THT solder connection, 3.50 mm, Number of poles: 10, 180°, Solder pin length (l): 3.2 mm, tinned, black, Box
25968 | 1782720099 | SL 3.50/10/180G 3.2SN BK BX | PCB plug-in connector, male header, closed side, THT solder connection, 3.50 mm, Number of poles: 10, 180°, Solder pin length (l): 3.2 mm, tinned, black, Box
25969 | 1785030000 | SL 3.50/08/180G 3.2SN BK BX | PCB plug-in connector, male header, closed side, THT solder connection, 3.50 mm, Number of poles: 8, 180°, Solder pin length (l): 3.2 mm, tinned, black, Box
25970 | 1789220000 | SL 3.50/10/180F 3.2SN BK BX | PCB plug-in connector, male header, Flange, THT solder connection, 3.50 mm, Number of poles: 10, 180°, Solder pin length (l): 3.2 mm, tinned, black, Box
25971 | 1790280000 | SL 3.50/06/90 3.2SN BK BX | PCB plug-in connector, male header, open side, THT solder connection, 3.50 mm, Number of poles: 6, 90°, Solder pin length (l): 3.2 mm, tinned, black, Box
25972 | 1790290000 | SL 3.50/08/90G 3.2SN BK BX | PCB plug-in connector, male header, closed side, THT solder connection, 3.50 mm, Number of poles: 8, 90°, Solder pin length (l): 3.2 mm, tinned, black, Box
25973 | 1790300000 | SL 3.50/12/90G 3.2SN BK BX | PCB plug-in connector, male header, closed side, THT solder connection, 3.50 mm, Number of poles: 12, 90°, Solder pin length (l): 3.2 mm, tinned, black, Box
25974 | 1790310000 | SL 3.50/14/90G 3.2SN BK BX | PCB plug-in connector, male header, closed side, THT solder connection, 3.50 mm, Number of poles: 14, 90°, Solder pin length (l): 3.2 mm, tinned, black, Box
25975 | 1790320000 | SL 3.50/16/90G 3.2SN BK BX | PCB plug-in connector, male header, closed side, THT solder connection, 3.50 mm, Number of poles: 16, 90°, Solder pin length (l): 3.2 mm, tinned, black, Box
25976 | 1790330000 | SL 3.50/18/90G 3.2SN BK BX | PCB plug-in connector, male header, closed side, THT solder connection, 3.50 mm, Number of poles: 18, 90°, Solder pin length (l): 3.2 mm, tinned, black, Box
25977 | 1794100000 | SL 3.50/02/180G 3.2SN BK BX | PCB plug-in connector, male header, closed side, THT solder connection, 3.50 mm, Number of poles: 2, 180°, Solder pin length (l): 3.2 mm, tinned, black, Box
25978 | 1804990000 | SL-SMT 3.50/07/90LF 1.5SN BK BX | PCB plug-in connector, male header, Solder flange, THT/THR solder connection, 3.50 mm, Number of poles: 7, 90°, Solder pin length (l): 1.5 mm, tinned, black, Box
25979 | 1805000000 | SL-SMT 3.50/08/90LF 1.5SN BK BX | PCB plug-in connector, male header, Solder flange, THT/THR solder connection, 3.50 mm, Number of poles: 8, 90°, Solder pin length (l): 1.5 mm, tinned, black, Box
25980 | 1862460000 | SC-SMT 3.81/02/90G 3.2SN BK BX | PCB plug-in connector, male header, closed side, THT/THR solder connection, 3.81 mm, Number of poles: 2, 90°, Solder pin length (l): 3.2 mm, tinned, black, Box
25981 | 1862480000 | SC-SMT 3.81/03/90G 3.2SN BK BX | PCB plug-in connector, male header, closed side, THT/THR solder connection, 3.81 mm, Number of poles: 3, 90°, Solder pin length (l): 3.2 mm, tinned, black, Box
25982 | 1862490000 | SC-SMT 3.81/04/90G 3.2SN BK BX | PCB plug-in connector, male header, closed side, THT/THR solder connection, 3.81 mm, Number of poles: 4, 90°, Solder pin length (l): 3.2 mm, tinned, black, Box
25983 | 1862500000 | SC-SMT 3.81/05/90G 3.2SN BK BX | PCB plug-in connector, male header, closed side, THT/THR solder connection, 3.81 mm, Number of poles: 5, 90°, Solder pin length (l): 3.2 mm, tinned, black, Box
25984 | 1862510000 | SC-SMT 3.81/06/90G 3.2SN BK BX | PCB plug-in connector, male header, closed side, THT/THR solder connection, 3.81 mm, Number of poles: 6, 90°, Solder pin length (l): 3.2 mm, tinned, black, Box
25985 | 1862520000 | SC-SMT 3.81/07/90G 3.2SN BK BX | PCB plug-in connector, male header, closed side, THT/THR solder connection, 3.81 mm, Number of poles: 7, 90°, Solder pin length (l): 3.2 mm, tinned, black, Box
25986 | 1862530000 | SC-SMT 3.81/08/90G 3.2SN BK BX | PCB plug-in connector, male header, closed side, THT/THR solder connection, 3.81 mm, Number of poles: 8, 90°, Solder pin length (l): 3.2 mm, tinned, black, Box
25987 | 1862540000 | SC-SMT 3.81/09/90G 3.2SN BK BX | PCB plug-in connector, male header, closed side, THT/THR solder connection, 3.81 mm, Number of poles: 9, 90°, Solder pin length (l): 3.2 mm, tinned, black, Box
25988 | 1862550000 | SC-SMT 3.81/10/90G 3.2SN BK BX | PCB plug-in connector, male header, closed side, THT/THR solder connection, 3.81 mm, Number of poles: 10, 90°, Solder pin length (l): 3.2 mm, tinned, black, Box
25989 | 1862560000 | SC-SMT 3.81/02/90LF 1.5SN BK BX | PCB plug-in connector, male header, Solder flange, THT/THR solder connection, 3.81 mm, Number of poles: 2, 90°, Solder pin length (l): 1.5 mm, tinned, black, Box
25990 | 1862570000 | SC-SMT 3.81/11/90G 3.2SN BK BX | PCB plug-in connector, male header, closed side, THT/THR solder connection, 3.81 mm, Number of poles: 11, 90°, Solder pin length (l): 3.2 mm, tinned, black, Box
25991 | 1862580000 | SC-SMT 3.81/03/90LF 1.5SN BK BX | PCB plug-in connector, male header, Solder flange, THT/THR solder connection, 3.81 mm, Number of poles: 3, 90°, Solder pin length (l): 1.5 mm, tinned, black, Box
25992 | 1862590000 | SC-SMT 3.81/04/90LF 1.5SN BK BX | PCB plug-in connector, male header, Solder flange, THT/THR solder connection, 3.81 mm, Number of poles: 4, 90°, Solder pin length (l): 1.5 mm, tinned, black, Box
25993 | 1862600000 | SC-SMT 3.81/05/90LF 1.5SN BK BX | PCB plug-in connector, male header, Solder flange, THT/THR solder connection, 3.81 mm, Number of poles: 5, 90°, Solder pin length (l): 1.5 mm, tinned, black, Box
25994 | 1862610000 | SC-SMT 3.81/06/90LF 1.5SN BK BX | PCB plug-in connector, male header, Solder flange, THT/THR solder connection, 3.81 mm, Number of poles: 6, 90°, Solder pin length (l): 1.5 mm, tinned, black, Box
25995 | 1862630000 | SC-SMT 3.81/08/90LF 1.5SN BK BX | PCB plug-in connector, male header, Solder flange, THT/THR solder connection, 3.81 mm, Number of poles: 8, 90°, Solder pin length (l): 1.5 mm, tinned, black, Box
25996 | 1862650000 | SC-SMT 3.81/10/90LF 1.5SN BK BX | PCB plug-in connector, male header, Solder flange, THT/THR solder connection, 3.81 mm, Number of poles: 10, 90°, Solder pin length (l): 1.5 mm, tinned, black, Box
25997 | 1862730000 | SC-SMT 3.81/12/90G 3.2SN BK BX | PCB plug-in connector, male header, closed side, THT/THR solder connection, 3.81 mm, Number of poles: 12, 90°, Solder pin length (l): 3.2 mm, tinned, black, Box
25998 | 1862740000 | SC-SMT 3.81/13/90G 3.2SN BK BX | PCB plug-in connector, male header, closed side, THT/THR solder connection, 3.81 mm, Number of poles: 13, 90°, Solder pin length (l): 3.2 mm, tinned, black, Box
25999 | 1862760000 | SC-SMT 3.81/14/90G 3.2SN BK BX | PCB plug-in connector, male header, closed side, THT/THR solder connection, 3.81 mm, Number of poles: 14, 90°, Solder pin length (l): 3.2 mm, tinned, black, Box
26000 | 1862780000 | SC-SMT 3.81/15/90G 3.2SN BK BX | PCB plug-in connector, male header, closed side, THT/THR solder connection, 3.81 mm, Number of poles: 15, 90°, Solder pin length (l): 3.2 mm, tinned, black, Box
26001 | 1862800000 | SC-SMT 3.81/16/90G 3.2SN BK BX | PCB plug-in connector, male header, closed side, THT/THR solder connection, 3.81 mm, Number of poles: 16, 90°, Solder pin length (l): 3.2 mm, tinned, black, Box
26002 | 1862920000 | SC-SMT 3.81/02/180G 3.2SN BK BX | PCB plug-in connector, male header, closed side, THT/THR solder connection, 3.81 mm, Number of poles: 2, 180°, Solder pin length (l): 3.2 mm, tinned, black, Box
26003 | 1862940000 | SC-SMT 3.81/03/180G 3.2SN BK BX | PCB plug-in connector, male header, closed side, THT/THR solder connection, 3.81 mm, Number of poles: 3, 180°, Solder pin length (l): 3.2 mm, tinned, black, Box
26004 | 1862950000 | SC-SMT 3.81/04/180G 3.2SN BK BX | PCB plug-in connector, male header, closed side, THT/THR solder connection, 3.81 mm, Number of poles: 4, 180°, Solder pin length (l): 3.2 mm, tinned, black, Box
26005 | 1862960000 | SC-SMT 3.81/02/90G 1.5SN BK BX | PCB plug-in connector, male header, closed side, THT/THR solder connection, 3.81 mm, Number of poles: 2, 90°, Solder pin length (l): 1.5 mm, tinned, black, Box
26006 | 1862970000 | SC-SMT 3.81/03/90G 1.5SN BK BX | PCB plug-in connector, male header, closed side, THT/THR solder connection, 3.81 mm, Number of poles: 3, 90°, Solder pin length (l): 1.5 mm, tinned, black, Box
26007 | 1862980000 | SC-SMT 3.81/04/90G 1.5SN BK BX | PCB plug-in connector, male header, closed side, THT/THR solder connection, 3.81 mm, Number of poles: 4, 90°, Solder pin length (l): 1.5 mm, tinned, black, Box
26008 | 1862990000 | SC-SMT 3.81/05/90G 1.5SN BK BX | PCB plug-in connector, male header, closed side, THT/THR solder connection, 3.81 mm, Number of poles: 5, 90°, Solder pin length (l): 1.5 mm, tinned, black, Box
26009 | 1863000000 | SC-SMT 3.81/06/90G 1.5SN BK BX | PCB plug-in connector, male header, closed side, THT/THR solder connection, 3.81 mm, Number of poles: 6, 90°, Solder pin length (l): 1.5 mm, tinned, black, Box
26010 | 1863010000 | SC-SMT 3.81/05/180G 3.2SN BK BX | PCB plug-in connector, male header, closed side, THT/THR solder connection, 3.81 mm, Number of poles: 5, 180°, Solder pin length (l): 3.2 mm, tinned, black, Box
26011 | 1863020000 | SC-SMT 3.81/06/180G 3.2SN BK BX | PCB plug-in connector, male header, closed side, THT/THR solder connection, 3.81 mm, Number of poles: 6, 180°, Solder pin length (l): 3.2 mm, tinned, black, Box
26012 | 1863030000 | SC-SMT 3.81/07/180G 3.2SN BK BX | PCB plug-in connector, male header, closed side, THT/THR solder connection, 3.81 mm, Number of poles: 7, 180°, Solder pin length (l): 3.2 mm, tinned, black, Box
26013 | 1863040000 | SC-SMT 3.81/07/90G 1.5SN BK BX | PCB plug-in connector, male header, closed side, THT/THR solder connection, 3.81 mm, Number of poles: 7, 90°, Solder pin length (l): 1.5 mm, tinned, black, Box
26014 | 1863050000 | SC-SMT 3.81/08/90G 1.5SN BK BX | PCB plug-in connector, male header, closed side, THT/THR solder connection, 3.81 mm, Number of poles: 8, 90°, Solder pin length (l): 1.5 mm, tinned, black, Box
26015 | 1863070000 | SC-SMT 3.81/10/90G 1.5SN BK BX | PCB plug-in connector, male header, closed side, THT/THR solder connection, 3.81 mm, Number of poles: 10, 90°, Solder pin length (l): 1.5 mm, tinned, black, Box
26016 | 1863090000 | SC-SMT 3.81/12/90G 1.5SN BK BX | PCB plug-in connector, male header, closed side, THT/THR solder connection, 3.81 mm, Number of poles: 12, 90°, Solder pin length (l): 1.5 mm, tinned, black, Box
26017 | 1863110000 | SC-SMT 3.81/14/90G 1.5SN BK BX | PCB plug-in connector, male header, closed side, THT/THR solder connection, 3.81 mm, Number of poles: 14, 90°, Solder pin length (l): 1.5 mm, tinned, black, Box
26018 | 1863230000 | SC-SMT 3.81/02/180LF 3.2SN BK BX | PCB plug-in connector, male header, Solder flange, THT/THR solder connection, 3.81 mm, Number of poles: 2, 180°, Solder pin length (l): 3.2 mm, tinned, black, Box
26019 | 1863240000 | SC-SMT 3.81/08/180G 3.2SN BK BX | PCB plug-in connector, male header, closed side, THT/THR solder connection, 3.81 mm, Number of poles: 8, 180°, Solder pin length (l): 3.2 mm, tinned, black, Box
26020 | 1863250000 | SC-SMT 3.81/03/180LF 3.2SN BK BX | PCB plug-in connector, male header, Solder flange, THT/THR solder connection, 3.81 mm, Number of poles: 3, 180°, Solder pin length (l): 3.2 mm, tinned, black, Box
26021 | 1863260000 | SC-SMT 3.81/04/180LF 3.2SN BK BX | PCB plug-in connector, male header, Solder flange, THT/THR solder connection, 3.81 mm, Number of poles: 4, 180°, Solder pin length (l): 3.2 mm, tinned, black, Box
26022 | 1863270000 | SC-SMT 3.81/09/180G 3.2SN BK BX | PCB plug-in connector, male header, closed side, THT/THR solder connection, 3.81 mm, Number of poles: 9, 180°, Solder pin length (l): 3.2 mm, tinned, black, Box
26023 | 1863280000 | SC-SMT 3.81/05/180LF 3.2SN BK BX | PCB plug-in connector, male header, Solder flange, THT/THR solder connection, 3.81 mm, Number of poles: 5, 180°, Solder pin length (l): 3.2 mm, tinned, black, Box
26024 | 1863290000 | SC-SMT 3.81/10/180G 3.2SN BK BX | PCB plug-in connector, male header, closed side, THT/THR solder connection, 3.81 mm, Number of poles: 10, 180°, Solder pin length (l): 3.2 mm, tinned, black, Box
26025 | 1863300000 | SC-SMT 3.81/06/180LF 3.2SN BK BX | PCB plug-in connector, male header, Solder flange, THT/THR solder connection, 3.81 mm, Number of poles: 6, 180°, Solder pin length (l): 3.2 mm, tinned, black, Box
26026 | 1863310000 | SC-SMT 3.81/07/180LF 3.2SN BK BX | PCB plug-in connector, male header, Solder flange, THT/THR solder connection, 3.81 mm, Number of poles: 7, 180°, Solder pin length (l): 3.2 mm, tinned, black, Box
26027 | 1863320000 | SC-SMT 3.81/11/180G 3.2SN BK BX | PCB plug-in connector, male header, closed side, THT/THR solder connection, 3.81 mm, Number of poles: 11, 180°, Solder pin length (l): 3.2 mm, tinned, black, Box
26028 | 1863330000 | SC-SMT 3.81/12/180G 3.2SN BK BX | PCB plug-in connector, male header, closed side, THT/THR solder connection, 3.81 mm, Number of poles: 12, 180°, Solder pin length (l): 3.2 mm, tinned, black, Box
26029 | 1863340000 | SC-SMT 3.81/08/180LF 3.2SN BK BX | PCB plug-in connector, male header, Solder flange, THT/THR solder connection, 3.81 mm, Number of poles: 8, 180°, Solder pin length (l): 3.2 mm, tinned, black, Box
26030 | 1863350000 | SC-SMT 3.81/13/180G 3.2SN BK BX | PCB plug-in connector, male header, closed side, THT/THR solder connection, 3.81 mm, Number of poles: 13, 180°, Solder pin length (l): 3.2 mm, tinned, black, Box
26031 | 1863360000 | SC-SMT 3.81/09/180LF 3.2SN BK BX | PCB plug-in connector, male header, Solder flange, THT/THR solder connection, 3.81 mm, Number of poles: 9, 180°, Solder pin length (l): 3.2 mm, tinned, black, Box
26032 | 1863370000 | SC-SMT 3.81/14/180G 3.2SN BK BX | PCB plug-in connector, male header, closed side, THT/THR solder connection, 3.81 mm, Number of poles: 14, 180°, Solder pin length (l): 3.2 mm, tinned, black, Box
26033 | 1863380000 | SC-SMT 3.81/10/180LF 3.2SN BK BX | PCB plug-in connector, male header, Solder flange, THT/THR solder connection, 3.81 mm, Number of poles: 10, 180°, Solder pin length (l): 3.2 mm, tinned, black, Box
26034 | 1863390000 | SC-SMT 3.81/11/180LF 3.2SN BK BX | PCB plug-in connector, male header, Solder flange, THT/THR solder connection, 3.81 mm, Number of poles: 11, 180°, Solder pin length (l): 3.2 mm, tinned, black, Box
26035 | 1863400000 | SC-SMT 3.81/15/180G 3.2SN BK BX | PCB plug-in connector, male header, closed side, THT/THR solder connection, 3.81 mm, Number of poles: 15, 180°, Solder pin length (l): 3.2 mm, tinned, black, Box
26036 | 1863410000 | SC-SMT 3.81/12/180LF 3.2SN BK BX | PCB plug-in connector, male header, Solder flange, THT/THR solder connection, 3.81 mm, Number of poles: 12, 180°, Solder pin length (l): 3.2 mm, tinned, black, Box
26037 | 1863420000 | SC-SMT 3.81/16/180G 3.2SN BK BX | PCB plug-in connector, male header, closed side, THT/THR solder connection, 3.81 mm, Number of poles: 16, 180°, Solder pin length (l): 3.2 mm, tinned, black, Box
26038 | 1863430000 | SC-SMT 3.81/13/180LF 3.2SN BK BX | PCB plug-in connector, male header, Solder flange, THT/THR solder connection, 3.81 mm, Number of poles: 13, 180°, Solder pin length (l): 3.2 mm, tinned, black, Box
26039 | 1863440000 | SC-SMT 3.81/14/180LF 3.2SN BK BX | PCB plug-in connector, male header, Solder flange, THT/THR solder connection, 3.81 mm, Number of poles: 14, 180°, Solder pin length (l): 3.2 mm, tinned, black, Box
26040 | 1863460000 | SC-SMT 3.81/15/180LF 3.2SN BK BX | PCB plug-in connector, male header, Solder flange, THT/THR solder connection, 3.81 mm, Number of poles: 15, 180°, Solder pin length (l): 3.2 mm, tinned, black, Box
26041 | 1863480000 | SC-SMT 3.81/16/180LF 3.2SN BK BX | PCB plug-in connector, male header, Solder flange, THT/THR solder connection, 3.81 mm, Number of poles: 16, 180°, Solder pin length (l): 3.2 mm, tinned, black, Box
26042 | 1863670000 | SC-SMT 3.81/02/90LF 3.2SN BK BX | PCB plug-in connector, male header, Solder flange, THT/THR solder connection, 3.81 mm, Number of poles: 2, 90°, Solder pin length (l): 3.2 mm, tinned, black, Box
26043 | 1863680000 | SC-SMT 3.81/03/90LF 3.2SN BK BX | PCB plug-in connector, male header, Solder flange, THT/THR solder connection, 3.81 mm, Number of poles: 3, 90°, Solder pin length (l): 3.2 mm, tinned, black, Box
26044 | 1863690000 | SC-SMT 3.81/04/90LF 3.2SN BK BX | PCB plug-in connector, male header, Solder flange, THT/THR solder connection, 3.81 mm, Number of poles: 4, 90°, Solder pin length (l): 3.2 mm, tinned, black, Box
26045 | 1863700000 | SC-SMT 3.81/05/90LF 3.2SN BK BX | PCB plug-in connector, male header, Solder flange, THT/THR solder connection, 3.81 mm, Number of poles: 5, 90°, Solder pin length (l): 3.2 mm, tinned, black, Box
26046 | 1863710000 | SC-SMT 3.81/06/90LF 3.2SN BK BX | PCB plug-in connector, male header, Solder flange, THT/THR solder connection, 3.81 mm, Number of poles: 6, 90°, Solder pin length (l): 3.2 mm, tinned, black, Box
26047 | 1863720000 | SC-SMT 3.81/02/180G 1.5SN BK BX | PCB plug-in connector, male header, closed side, THT/THR solder connection, 3.81 mm, Number of poles: 2, 180°, Solder pin length (l): 1.5 mm, tinned, black, Box
26048 | 1863730000 | SC-SMT 3.81/03/180G 1.5SN BK BX | PCB plug-in connector, male header, closed side, THT/THR solder connection, 3.81 mm, Number of poles: 3, 180°, Solder pin length (l): 1.5 mm, tinned, black, Box
26049 | 1863740000 | SC-SMT 3.81/07/90LF 3.2SN BK BX | PCB plug-in connector, male header, Solder flange, THT/THR solder connection, 3.81 mm, Number of poles: 7, 90°, Solder pin length (l): 3.2 mm, tinned, black, Box
26050 | 1863750000 | SC-SMT 3.81/04/180G 1.5SN BK BX | PCB plug-in connector, male header, closed side, THT/THR solder connection, 3.81 mm, Number of poles: 4, 180°, Solder pin length (l): 1.5 mm, tinned, black, Box
26051 | 1863760000 | SC-SMT 3.81/08/90LF 3.2SN BK BX | PCB plug-in connector, male header, Solder flange, THT/THR solder connection, 3.81 mm, Number of poles: 8, 90°, Solder pin length (l): 3.2 mm, tinned, black, Box
26052 | 1863770000 | SC-SMT 3.81/09/90LF 3.2SN BK BX | PCB plug-in connector, male header, Solder flange, THT/THR solder connection, 3.81 mm, Number of poles: 9, 90°, Solder pin length (l): 3.2 mm, tinned, black, Box
26053 | 1863780000 | SC-SMT 3.81/05/180G 1.5SN BK BX | PCB plug-in connector, male header, closed side, THT/THR solder connection, 3.81 mm, Number of poles: 5, 180°, Solder pin length (l): 1.5 mm, tinned, black, Box
26054 | 1863790000 | SC-SMT 3.81/10/90LF 3.2SN BK BX | PCB plug-in connector, male header, Solder flange, THT/THR solder connection, 3.81 mm, Number of poles: 10, 90°, Solder pin length (l): 3.2 mm, tinned, black, Box
26055 | 1863810000 | SC-SMT 3.81/11/90LF 3.2SN BK BX | PCB plug-in connector, male header, Solder flange, THT/THR solder connection, 3.81 mm, Number of poles: 11, 90°, Solder pin length (l): 3.2 mm, tinned, black, Box
26056 | 1863820000 | SC-SMT 3.81/12/90LF 3.2SN BK BX | PCB plug-in connector, male header, Solder flange, THT/THR solder connection, 3.81 mm, Number of poles: 12, 90°, Solder pin length (l): 3.2 mm, tinned, black, Box
26057 | 1863830000 | SC-SMT 3.81/06/180G 1.5SN BK BX | PCB plug-in connector, male header, closed side, THT/THR solder connection, 3.81 mm, Number of poles: 6, 180°, Solder pin length (l): 1.5 mm, tinned, black, Box
26058 | 1863840000 | SC-SMT 3.81/13/90LF 3.2SN BK BX | PCB plug-in connector, male header, Solder flange, THT/THR solder connection, 3.81 mm, Number of poles: 13, 90°, Solder pin length (l): 3.2 mm, tinned, black, Box
26059 | 1863850000 | SC-SMT 3.81/14/90LF 3.2SN BK BX | PCB plug-in connector, male header, Solder flange, THT/THR solder connection, 3.81 mm, Number of poles: 14, 90°, Solder pin length (l): 3.2 mm, tinned, black, Box
26060 | 1863860000 | SC-SMT 3.81/15/90LF 3.2SN BK BX | PCB plug-in connector, male header, Solder flange, THT/THR solder connection, 3.81 mm, Number of poles: 15, 90°, Solder pin length (l): 3.2 mm, tinned, black, Box
26061 | 1863870000 | SC-SMT 3.81/16/90LF 3.2SN BK BX | PCB plug-in connector, male header, Solder flange, THT/THR solder connection, 3.81 mm, Number of poles: 16, 90°, Solder pin length (l): 3.2 mm, tinned, black, Box
26062 | 1863900000 | SC-SMT 3.81/08/180G 1.5SN BK BX | PCB plug-in connector, male header, closed side, THT/THR solder connection, 3.81 mm, Number of poles: 8, 180°, Solder pin length (l): 1.5 mm, tinned, black, Box
26063 | 1863920000 | SC-SMT 3.81/10/180G 1.5SN BK BX | PCB plug-in connector, male header, closed side, THT/THR solder connection, 3.81 mm, Number of poles: 10, 180°, Solder pin length (l): 1.5 mm, tinned, black, Box
26064 | 1863930000 | SC-SMT 3.81/11/180G 1.5SN BK BX | PCB plug-in connector, male header, closed side, THT/THR solder connection, 3.81 mm, Number of poles: 11, 180°, Solder pin length (l): 1.5 mm, tinned, black, Box
26065 | 1863940000 | SC-SMT 3.81/12/180G 1.5SN BK BX | PCB plug-in connector, male header, closed side, THT/THR solder connection, 3.81 mm, Number of poles: 12, 180°, Solder pin length (l): 1.5 mm, tinned, black, Box
26066 | 1863960000 | SC-SMT 3.81/14/180G 1.5SN BK BX | PCB plug-in connector, male header, closed side, THT/THR solder connection, 3.81 mm, Number of poles: 14, 180°, Solder pin length (l): 1.5 mm, tinned, black, Box
26067 | 1864040000 | SC-SMT 3.81/16/180G 1.5SN BK BX | PCB plug-in connector, male header, closed side, THT/THR solder connection, 3.81 mm, Number of poles: 16, 180°, Solder pin length (l): 1.5 mm, tinned, black, Box
26068 | 1864070000 | SC-SMT 3.81/02/180LF 1.5SN BK BX | PCB plug-in connector, male header, Solder flange, THT/THR solder connection, 3.81 mm, Number of poles: 2, 180°, Solder pin length (l): 1.5 mm, tinned, black, Box
26069 | 1864080000 | SC-SMT 3.81/03/180LF 1.5SN BK BX | PCB plug-in connector, male header, Solder flange, THT/THR solder connection, 3.81 mm, Number of poles: 3, 180°, Solder pin length (l): 1.5 mm, tinned, black, Box
26070 | 1864090000 | SC-SMT 3.81/04/180LF 1.5SN BK BX | PCB plug-in connector, male header, Solder flange, THT/THR solder connection, 3.81 mm, Number of poles: 4, 180°, Solder pin length (l): 1.5 mm, tinned, black, Box
26071 | 1864100000 | SC-SMT 3.81/05/180LF 1.5SN BK BX | PCB plug-in connector, male header, Solder flange, THT/THR solder connection, 3.81 mm, Number of poles: 5, 180°, Solder pin length (l): 1.5 mm, tinned, black, Box
26072 | 1864110000 | SC-SMT 3.81/06/180LF 1.5SN BK BX | PCB plug-in connector, male header, Solder flange, THT/THR solder connection, 3.81 mm, Number of poles: 6, 180°, Solder pin length (l): 1.5 mm, tinned, black, Box
26073 | 1864130000 | SC-SMT 3.81/08/180LF 1.5SN BK BX | PCB plug-in connector, male header, Solder flange, THT/THR solder connection, 3.81 mm, Number of poles: 8, 180°, Solder pin length (l): 1.5 mm, tinned, black, Box
26074 | 1864140000 | SC-SMT 3.81/09/180LF 1.5SN BK BX | PCB plug-in connector, male header, Solder flange, THT/THR solder connection, 3.81 mm, Number of poles: 9, 180°, Solder pin length (l): 1.5 mm, tinned, black, Box
26075 | 1864150000 | SC-SMT 3.81/10/180LF 1.5SN BK BX | PCB plug-in connector, male header, Solder flange, THT/THR solder connection, 3.81 mm, Number of poles: 10, 180°, Solder pin length (l): 1.5 mm, tinned, black, Box
26076 | 1864170000 | SC-SMT 3.81/12/180LF 1.5SN BK BX | PCB plug-in connector, male header, Solder flange, THT/THR solder connection, 3.81 mm, Number of poles: 12, 180°, Solder pin length (l): 1.5 mm, tinned, black, Box
26077 | 1864190000 | SC-SMT 3.81/14/180LF 1.5SN BK BX | PCB plug-in connector, male header, Solder flange, THT/THR solder connection, 3.81 mm, Number of poles: 14, 180°, Solder pin length (l): 1.5 mm, tinned, black, Box
26078 | 1864210000 | SC-SMT 3.81/16/180LF 1.5SN BK BX | PCB plug-in connector, male header, Solder flange, THT/THR solder connection, 3.81 mm, Number of poles: 16, 180°, Solder pin length (l): 1.5 mm, tinned, black, Box
26079 | 1876340000 | SL-SMT 5.08HC/02/270GH 1.5SN BK BX | PCB plug-in connector, male header, closed side, THT/THR solder connection, 5.08 mm, Number of poles: 2, 270°, Solder pin length (l): 1.5 mm, tinned, black, Box
26080 | 1877080000 | SL-SMT 5.08HC/08/270GH 1.5SN BK BX | PCB plug-in connector, male header, closed side, THT/THR solder connection, 5.08 mm, Number of poles: 8, 270°, Solder pin length (l): 1.5 mm, tinned, black, Box
26081 | 1877100000 | SL-SMT 5.08HC/02/270GL 1.5SN BK BX | PCB plug-in connector, male header, closed side, THT/THR solder connection, 5.08 mm, Number of poles: 2, 270°, Solder pin length (l): 1.5 mm, tinned, black, Box
26082 | 1877140000 | SL-SMT 5.08HC/04/270GL 1.5SN BK BX | PCB plug-in connector, male header, closed side, THT/THR solder connection, 5.08 mm, Number of poles: 4, 270°, Solder pin length (l): 1.5 mm, tinned, black, Box
26083 | 1877150000 | SL-SMT 5.08HC/05/270GL 1.5SN BK BX | PCB plug-in connector, male header, closed side, THT/THR solder connection, 5.08 mm, Number of poles: 5, 270°, Solder pin length (l): 1.5 mm, tinned, black, Box
26084 | 1877370000 | SL-SMT 5.08HC/02/270GH 3.2SN BK BX | PCB plug-in connector, male header, closed side, THT/THR solder connection, 5.08 mm, Number of poles: 2, 270°, Solder pin length (l): 3.2 mm, tinned, black, Box
26085 | 1877380000 | SL-SMT 5.08HC/03/270GH 3.2SN BK BX | PCB plug-in connector, male header, closed side, THT/THR solder connection, 5.08 mm, Number of poles: 3, 270°, Solder pin length (l): 3.2 mm, tinned, black, Box
26086 | 1877390000 | SL-SMT 5.08HC/04/270GH 3.2SN BK BX | PCB plug-in connector, male header, closed side, THT/THR solder connection, 5.08 mm, Number of poles: 4, 270°, Solder pin length (l): 3.2 mm, tinned, black, Box
26087 | 1877400000 | SL-SMT 5.08HC/05/270GH 3.2SN BK BX | PCB plug-in connector, male header, closed side, THT/THR solder connection, 5.08 mm, Number of poles: 5, 270°, Solder pin length (l): 3.2 mm, tinned, black, Box
26088 | 1877410000 | SL-SMT 5.08HC/06/270GH 3.2SN BK BX | PCB plug-in connector, male header, closed side, THT/THR solder connection, 5.08 mm, Number of poles: 6, 270°, Solder pin length (l): 3.2 mm, tinned, black, Box
26089 | 1877420000 | SL-SMT 5.08HC/07/270GH 3.2SN BK BX | PCB plug-in connector, male header, closed side, THT/THR solder connection, 5.08 mm, Number of poles: 7, 270°, Solder pin length (l): 3.2 mm, tinned, black, Box
26090 | 1877450000 | SL-SMT 5.08HC/08/270GH 3.2SN BK BX | PCB plug-in connector, male header, closed side, THT/THR solder connection, 5.08 mm, Number of poles: 8, 270°, Solder pin length (l): 3.2 mm, tinned, black, Box
26091 | 1877470000 | SL-SMT 5.08HC/02/270GL 3.2SN BK BX | PCB plug-in connector, male header, closed side, THT/THR solder connection, 5.08 mm, Number of poles: 2, 270°, Solder pin length (l): 3.2 mm, tinned, black, Box
26092 | 1877490000 | SL-SMT 5.08HC/03/270GL 3.2SN BK BX | PCB plug-in connector, male header, closed side, THT/THR solder connection, 5.08 mm, Number of poles: 3, 270°, Solder pin length (l): 3.2 mm, tinned, black, Box
26093 | 1877510000 | SL-SMT 5.08HC/04/270GL 3.2SN BK BX | PCB plug-in connector, male header, closed side, THT/THR solder connection, 5.08 mm, Number of poles: 4, 270°, Solder pin length (l): 3.2 mm, tinned, black, Box
26094 | 1877520000 | SL-SMT 5.08HC/05/270GL 3.2SN BK BX | PCB plug-in connector, male header, closed side, THT/THR solder connection, 5.08 mm, Number of poles: 5, 270°, Solder pin length (l): 3.2 mm, tinned, black, Box
26095 | 1877530000 | SL-SMT 5.08HC/06/270GL 3.2SN BK BX | PCB plug-in connector, male header, closed side, THT/THR solder connection, 5.08 mm, Number of poles: 6, 270°, Solder pin length (l): 3.2 mm, tinned, black, Box
26096 | 1877540000 | SL-SMT 5.08HC/07/270GL 3.2SN BK BX | PCB plug-in connector, male header, closed side, THT/THR solder connection, 5.08 mm, Number of poles: 7, 270°, Solder pin length (l): 3.2 mm, tinned, black, Box
26097 | 1877550000 | SL-SMT 5.08HC/08/270GL 3.2SN BK BX | PCB plug-in connector, male header, closed side, THT/THR solder connection, 5.08 mm, Number of poles: 8, 270°, Solder pin length (l): 3.2 mm, tinned, black, Box
26098 | 1913110000 | LM 5.00/02/90 3.5SN GY BX | Printed circuit board terminals, 5.00 mm, Number of poles: 2, 90°, Solder pin length (l): 3.5 mm, tinned, Pebble grey, Clamping yoke connection, Clamping range, max. : 2.5 mm², Box
26099 | 1915140000 | LM 5.08/04/90 3.5SN GN BX | Printed circuit board terminals, 5.08 mm, Number of poles: 4, 90°, Solder pin length (l): 3.5 mm, tinned, Pale green, Clamping yoke connection, Clamping range, max. : 2.5 mm², Box
26100 | 1915640000 | LM 5.08/08/90 3.5SN GN BX | Printed circuit board terminals, 5.08 mm, Number of poles: 8, 90°, Solder pin length (l): 3.5 mm, tinned, Pale green, Clamping yoke connection, Clamping range, max. : 2.5 mm², Box
26101 | 1915690000 | LM 5.08/02/90 3.5SN GY BX | Printed circuit board terminals, 5.08 mm, Number of poles: 2, 90°, Solder pin length (l): 3.5 mm, tinned, Pebble grey, Clamping yoke connection, Clamping range, max. : 2.5 mm², Box
26102 | 1915940000 | LM2N 5.08/40/90 3.5SN BK BX | Printed circuit board terminals, 5.08 mm, Number of poles: 40, 90°, Solder pin length (l): 3.5 mm, tinned, black, Clamping yoke connection, Clamping range, max. : 2.5 mm², Box
26103 | 1916010000 | LM2N 5.08/04/90 3.5SN GN BX | Printed circuit board terminals, 5.08 mm, Number of poles: 4, 90°, Solder pin length (l): 3.5 mm, tinned, Pale green, Clamping yoke connection, Clamping range, max. : 2.5 mm², Box
26104 | 1916020000 | LM2N 5.08/06/90 3.5SN GN BX | Printed circuit board terminals, 5.08 mm, Number of poles: 6, 90°, Solder pin length (l): 3.5 mm, tinned, Pale green, Clamping yoke connection, Clamping range, max. : 2.5 mm², Box
26105 | 1916030000 | LM2N 5.08/08/90 3.5SN GN BX | Printed circuit board terminals, 5.08 mm, Number of poles: 8, 90°, Solder pin length (l): 3.5 mm, tinned, Pale green, Clamping yoke connection, Clamping range, max. : 2.5 mm², Box
26106 | 1918250000 | LM3R 5.08/48/90 3.5SN GY BX | Printed circuit board terminals, 5.08 mm, Number of poles: 48, 90°, Solder pin length (l): 3.5 mm, tinned, Pebble grey, Clamping yoke connection, Clamping range, max. : 2.5 mm², Box
26107 | 1924880000 | LSF-SMT 5.00/05/90 1.5SN BK RL | Printed circuit board terminals, 5.00 mm, Number of poles: 5, 90°, Solder pin length (l): 1.5 mm, black, PUSH IN with actuator, Clamping range, max. : 1.5 mm², Tape
26108 | 1924890000 | LSF-SMT 5.00/08/90 1.5SN BK RL | Printed circuit board terminals, 5.00 mm, Number of poles: 8, 90°, Solder pin length (l): 1.5 mm, black, PUSH IN with actuator, Clamping range, max. : 1.5 mm², Tape
26109 | 1934250000 | LL 5.08/02/90 3.2SN OR BX | Printed circuit board terminals, 5.08 mm, Number of poles: 2, 90°, Solder pin length (l): 3.2 mm, tinned, orange, Clamping yoke connection, Clamping range, max. : 6 mm², Box
26110 | 1934260000 | LL 5.08/03/90 3.2SN OR BX | Printed circuit board terminals, 5.08 mm, Number of poles: 3, 90°, Solder pin length (l): 3.2 mm, tinned, orange, Clamping yoke connection, Clamping range, max. : 6 mm², Box
26111 | 1934270000 | LL 5.00/02/90 3.2SN OR BX | Printed circuit board terminals, 5.00 mm, Number of poles: 2, 90°, Solder pin length (l): 3.2 mm, tinned, orange, Clamping yoke connection, Clamping range, max. : 6 mm², Box
26112 | 1934280000 | LL 5.00/03/90 3.2SN OR BX | Printed circuit board terminals, 5.00 mm, Number of poles: 3, 90°, Solder pin length (l): 3.2 mm, tinned, orange, Clamping yoke connection, Clamping range, max. : 6 mm², Box
26113 | 1934310000 | LL2N 5.00/04/90 3.2SN OR BX | Printed circuit board terminals, 5.00 mm, Number of poles: 4, 90°, Solder pin length (l): 3.2 mm, tinned, orange, Clamping yoke connection, Clamping range, max. : 6 mm², Box
26114 | 1934340000 | LL3R 5.08/06/90 3.2SN OR BX | Printed circuit board terminals, 5.08 mm, Number of poles: 6, 90°, Solder pin length (l): 3.2 mm, tinned, orange, Clamping yoke connection, Clamping range, max. : 6 mm², Box
26115 | 1934360000 | LL3R 5.00/06/90 3.2SN OR BX | Printed circuit board terminals, 5.00 mm, Number of poles: 6, 90°, Solder pin length (l): 3.2 mm, tinned, orange, Clamping yoke connection, Clamping range, max. : 6 mm², Box
26116 | 1934660000 | LSF-DK 3.50/02/180 SN BK BX | Printed circuit board terminals, 3.50 mm, Number of poles: 2, 180°, tinned, black, PUSH IN with actuator, Clamping range, max. : 1.5 mm², Box
26117 | 1977260000 | LL2N 5.00/08/90 3.2SN OR BX | Printed circuit board terminals, 5.00 mm, Number of poles: 8, 90°, Solder pin length (l): 3.2 mm, tinned, orange, Clamping yoke connection, Clamping range, max. : 6 mm², Box
26118 | 1977280000 | LL2N 5.00/12/90 3.2SN OR BX | Printed circuit board terminals, 5.00 mm, Number of poles: 12, 90°, Solder pin length (l): 3.2 mm, tinned, orange, Clamping yoke connection, Clamping range, max. : 6 mm², Box
26119 | 1977310000 | LL2N 5.00/16/90 3.2SN OR BX | Printed circuit board terminals, 5.00 mm, Number of poles: 16, 90°, Solder pin length (l): 3.2 mm, tinned, orange, Clamping yoke connection, Clamping range, max. : 6 mm², Box
26120 | 1977330000 | LL2N 5.00/20/90 3.2SN OR BX | Printed circuit board terminals, 5.00 mm, Number of poles: 20, 90°, Solder pin length (l): 3.2 mm, tinned, orange, Clamping yoke connection, Clamping range, max. : 6 mm², Box
26121 | 1977350000 | LL2N 5.00/24/90 3.2SN OR BX | Printed circuit board terminals, 5.00 mm, Number of poles: 24, 90°, Solder pin length (l): 3.2 mm, tinned, orange, Clamping yoke connection, Clamping range, max. : 6 mm², Box
26122 | 1977370000 | LL2N 5.00/28/90 3.2SN OR BX | Printed circuit board terminals, 5.00 mm, Number of poles: 28, 90°, Solder pin length (l): 3.2 mm, tinned, orange, Clamping yoke connection, Clamping range, max. : 6 mm², Box
26123 | 1977390000 | LL2N 5.00/32/90 3.2SN OR BX | Printed circuit board terminals, 5.00 mm, Number of poles: 32, 90°, Solder pin length (l): 3.2 mm, tinned, orange, Clamping yoke connection, Clamping range, max. : 6 mm², Box
26124 | 1977410000 | LL2N 5.00/36/90 3.2SN OR BX | Printed circuit board terminals, 5.00 mm, Number of poles: 36, 90°, Solder pin length (l): 3.2 mm, tinned, orange, Clamping yoke connection, Clamping range, max. : 6 mm², Box
26125 | 1977430000 | LL2N 5.00/40/90 3.2SN OR BX | Printed circuit board terminals, 5.00 mm, Number of poles: 40, 90°, Solder pin length (l): 3.2 mm, tinned, orange, Clamping yoke connection, Clamping range, max. : 6 mm², Box
26126 | 1977450000 | LL2N 5.00/44/90 3.2SN OR BX | Printed circuit board terminals, 5.00 mm, Number of poles: 44, 90°, Solder pin length (l): 3.2 mm, tinned, orange, Clamping yoke connection, Clamping range, max. : 6 mm², Box
26127 | 1977470000 | LL2N 5.00/48/90 3.2SN OR BX | Printed circuit board terminals, 5.00 mm, Number of poles: 48, 90°, Solder pin length (l): 3.2 mm, tinned, orange, Clamping yoke connection, Clamping range, max. : 6 mm², Box
26128 | 1977480000 | LL2N 5.08/08/90 3.2SN OR BX | Printed circuit board terminals, 5.08 mm, Number of poles: 8, 90°, Solder pin length (l): 3.2 mm, tinned, orange, Clamping yoke connection, Clamping range, max. : 6 mm², Box
26129 | 1977500000 | LL2N 5.08/12/90 3.2SN OR BX | Printed circuit board terminals, 5.08 mm, Number of poles: 12, 90°, Solder pin length (l): 3.2 mm, tinned, orange, Clamping yoke connection, Clamping range, max. : 6 mm², Box
26130 | 1977520000 | LL2N 5.08/16/90 3.2SN OR BX | Printed circuit board terminals, 5.08 mm, Number of poles: 16, 90°, Solder pin length (l): 3.2 mm, tinned, orange, Clamping yoke connection, Clamping range, max. : 6 mm², Box
26131 | 1977540000 | LL2N 5.08/20/90 3.2SN OR BX | Printed circuit board terminals, 5.08 mm, Number of poles: 20, 90°, Solder pin length (l): 3.2 mm, tinned, orange, Clamping yoke connection, Clamping range, max. : 6 mm², Box
26132 | 1977560000 | LL2N 5.08/24/90 3.2SN OR BX | Printed circuit board terminals, 5.08 mm, Number of poles: 24, 90°, Solder pin length (l): 3.2 mm, tinned, orange, Clamping yoke connection, Clamping range, max. : 6 mm², Box
26133 | 1977580000 | LL2N 5.08/28/90 3.2SN OR BX | Printed circuit board terminals, 5.08 mm, Number of poles: 28, 90°, Solder pin length (l): 3.2 mm, tinned, orange, Clamping yoke connection, Clamping range, max. : 6 mm², Box
26134 | 1977600000 | LL2N 5.08/32/90 3.2SN OR BX | Printed circuit board terminals, 5.08 mm, Number of poles: 32, 90°, Solder pin length (l): 3.2 mm, tinned, orange, Clamping yoke connection, Clamping range, max. : 6 mm², Box
26135 | 1977620000 | LL2N 5.08/36/90 3.2SN OR BX | Printed circuit board terminals, 5.08 mm, Number of poles: 36, 90°, Solder pin length (l): 3.2 mm, tinned, orange, Clamping yoke connection, Clamping range, max. : 6 mm², Box
26136 | 1977640000 | LL2N 5.08/40/90 3.2SN OR BX | Printed circuit board terminals, 5.08 mm, Number of poles: 40, 90°, Solder pin length (l): 3.2 mm, tinned, orange, Clamping yoke connection, Clamping range, max. : 6 mm², Box
26137 | 1977660000 | LL2N 5.08/44/90 3.2SN OR BX | Printed circuit board terminals, 5.08 mm, Number of poles: 44, 90°, Solder pin length (l): 3.2 mm, tinned, orange, Clamping yoke connection, Clamping range, max. : 6 mm², Box
26138 | 1977680000 | LL2N 5.08/48/90 3.2SN OR BX | Printed circuit board terminals, 5.08 mm, Number of poles: 48, 90°, Solder pin length (l): 3.2 mm, tinned, orange, Clamping yoke connection, Clamping range, max. : 6 mm², Box
26139 | 1978850000 | LL3R 5.00/12/90 3.2SN OR BX | Printed circuit board terminals, 5.00 mm, Number of poles: 12, 90°, Solder pin length (l): 3.2 mm, tinned, orange, Clamping yoke connection, Clamping range, max. : 6 mm², Box
26140 | 1978870000 | LL3R 5.00/18/90 3.2SN OR BX | Printed circuit board terminals, 5.00 mm, Number of poles: 18, 90°, Solder pin length (l): 3.2 mm, tinned, orange, Clamping yoke connection, Clamping range, max. : 6 mm², Box
26141 | 1978890000 | LL3R 5.00/24/90 3.2SN OR BX | Printed circuit board terminals, 5.00 mm, Number of poles: 24, 90°, Solder pin length (l): 3.2 mm, tinned, orange, Clamping yoke connection, Clamping range, max. : 6 mm², Box
26142 | 1978910000 | LL3R 5.00/30/90 3.2SN OR BX | Printed circuit board terminals, 5.00 mm, Number of poles: 30, 90°, Solder pin length (l): 3.2 mm, tinned, orange, Clamping yoke connection, Clamping range, max. : 6 mm², Box
26143 | 1978930000 | LL3R 5.00/36/90 3.2SN OR BX | Printed circuit board terminals, 5.00 mm, Number of poles: 36, 90°, Solder pin length (l): 3.2 mm, tinned, orange, Clamping yoke connection, Clamping range, max. : 6 mm², Box
26144 | 1978950000 | LL3R 5.00/42/90 3.2SN OR BX | Printed circuit board terminals, 5.00 mm, Number of poles: 42, 90°, Solder pin length (l): 3.2 mm, tinned, orange, Clamping yoke connection, Clamping range, max. : 6 mm², Box
26145 | 1978970000 | LL3R 5.00/48/90 3.2SN OR BX | Printed circuit board terminals, 5.00 mm, Number of poles: 48, 90°, Solder pin length (l): 3.2 mm, tinned, orange, Clamping yoke connection, Clamping range, max. : 6 mm², Box
26146 | 1978990000 | LL3R 5.00/54/90 3.2SN OR BX | Printed circuit board terminals, 5.00 mm, Number of poles: 54, 90°, Solder pin length (l): 3.2 mm, tinned, orange, Clamping yoke connection, Clamping range, max. : 6 mm², Box
26147 | 1979010000 | LL3R 5.00/60/90 3.2SN OR BX | Printed circuit board terminals, 5.00 mm, Number of poles: 60, 90°, Solder pin length (l): 3.2 mm, tinned, orange, Clamping yoke connection, Clamping range, max. : 6 mm², Box
26148 | 1979030000 | LL3R 5.00/66/90 3.2SN OR BX | Printed circuit board terminals, 5.00 mm, Number of poles: 66, 90°, Solder pin length (l): 3.2 mm, tinned, orange, Clamping yoke connection, Clamping range, max. : 6 mm², Box
26149 | 1979050000 | LL3R 5.00/72/90 3.2SN OR BX | Printed circuit board terminals, 5.00 mm, Number of poles: 72, 90°, Solder pin length (l): 3.2 mm, tinned, orange, Clamping yoke connection, Clamping range, max. : 6 mm², Box
26150 | 1979060000 | LL3R 5.08/12/90 3.2SN OR BX | Printed circuit board terminals, 5.08 mm, Number of poles: 12, 90°, Solder pin length (l): 3.2 mm, tinned, orange, Clamping yoke connection, Clamping range, max. : 6 mm², Box
26151 | 1979080000 | LL3R 5.08/18/90 3.2SN OR BX | Printed circuit board terminals, 5.08 mm, Number of poles: 18, 90°, Solder pin length (l): 3.2 mm, tinned, orange, Clamping yoke connection, Clamping range, max. : 6 mm², Box
26152 | 1979100000 | LL3R 5.08/24/90 3.2SN OR BX | Printed circuit board terminals, 5.08 mm, Number of poles: 24, 90°, Solder pin length (l): 3.2 mm, tinned, orange, Clamping yoke connection, Clamping range, max. : 6 mm², Box
26153 | 1979120000 | LL3R 5.08/30/90 3.2SN OR BX | Printed circuit board terminals, 5.08 mm, Number of poles: 30, 90°, Solder pin length (l): 3.2 mm, tinned, orange, Clamping yoke connection, Clamping range, max. : 6 mm², Box
26154 | 1979140000 | LL3R 5.08/36/90 3.2SN OR BX | Printed circuit board terminals, 5.08 mm, Number of poles: 36, 90°, Solder pin length (l): 3.2 mm, tinned, orange, Clamping yoke connection, Clamping range, max. : 6 mm², Box
26155 | 1979160000 | LL3R 5.08/42/90 3.2SN OR BX | Printed circuit board terminals, 5.08 mm, Number of poles: 42, 90°, Solder pin length (l): 3.2 mm, tinned, orange, Clamping yoke connection, Clamping range, max. : 6 mm², Box
26156 | 1979180000 | LL3R 5.08/48/90 3.2SN OR BX | Printed circuit board terminals, 5.08 mm, Number of poles: 48, 90°, Solder pin length (l): 3.2 mm, tinned, orange, Clamping yoke connection, Clamping range, max. : 6 mm², Box
26157 | 1979200000 | LL3R 5.08/54/90 3.2SN OR BX | Printed circuit board terminals, 5.08 mm, Number of poles: 54, 90°, Solder pin length (l): 3.2 mm, tinned, orange, Clamping yoke connection, Clamping range, max. : 6 mm², Box
26158 | 1979220000 | LL3R 5.08/60/90 3.2SN OR BX | Printed circuit board terminals, 5.08 mm, Number of poles: 60, 90°, Solder pin length (l): 3.2 mm, tinned, orange, Clamping yoke connection, Clamping range, max. : 6 mm², Box
26159 | 1979240000 | LL3R 5.08/66/90 3.2SN OR BX | Printed circuit board terminals, 5.08 mm, Number of poles: 66, 90°, Solder pin length (l): 3.2 mm, tinned, orange, Clamping yoke connection, Clamping range, max. : 6 mm², Box
26160 | 1979260000 | LL3R 5.08/72/90 3.2SN OR BX | Printed circuit board terminals, 5.08 mm, Number of poles: 72, 90°, Solder pin length (l): 3.2 mm, tinned, orange, Clamping yoke connection, Clamping range, max. : 6 mm², Box
26161 | 9993920000 | LM 5.08/04/90 3.5SN BK BX | Printed circuit board terminals, 5.08 mm, Number of poles: 4, 90°, Solder pin length (l): 3.5 mm, tinned, black, Clamping yoke connection, Clamping range, max. : 2.5 mm², Box
26162 | 9993930000 | LM 5.08/05/90 3.5SN BK BX | Printed circuit board terminals, 5.08 mm, Number of poles: 5, 90°, Solder pin length (l): 3.5 mm, tinned, black, Clamping yoke connection, Clamping range, max. : 2.5 mm², Box
26163 | 9993940000 | LM 5.08/06/90 3.5SN BK BX | Printed circuit board terminals, 5.08 mm, Number of poles: 6, 90°, Solder pin length (l): 3.5 mm, tinned, black, Clamping yoke connection, Clamping range, max. : 2.5 mm², Box
26164 | 9993960000 | LM 5.08/08/90 3.5SN BK BX | Printed circuit board terminals, 5.08 mm, Number of poles: 8, 90°, Solder pin length (l): 3.5 mm, tinned, black, Clamping yoke connection, Clamping range, max. : 2.5 mm², Box
26165 | 9994000000 | LM 5.08/12/90 3.5SN BK BX | Printed circuit board terminals, 5.08 mm, Number of poles: 12, 90°, Solder pin length (l): 3.5 mm, tinned, black, Clamping yoke connection, Clamping range, max. : 2.5 mm², Box
26166 | 9994130000 | LM 5.08/04/90 3.5SN OR BX | Printed circuit board terminals, 5.08 mm, Number of poles: 4, 90°, Solder pin length (l): 3.5 mm, tinned, orange, Clamping yoke connection, Clamping range, max. : 2.5 mm², Box
26167 | 9994140000 | LM 5.08/05/90 3.5SN OR BX | Printed circuit board terminals, 5.08 mm, Number of poles: 5, 90°, Solder pin length (l): 3.5 mm, tinned, orange, Clamping yoke connection, Clamping range, max. : 2.5 mm², Box
26168 | 9994150000 | LM 5.08/06/90 3.5SN OR BX | Printed circuit board terminals, 5.08 mm, Number of poles: 6, 90°, Solder pin length (l): 3.5 mm, tinned, orange, Clamping yoke connection, Clamping range, max. : 2.5 mm², Box
26169 | 9994160000 | LM 5.08/07/90 3.5SN OR BX | Printed circuit board terminals, 5.08 mm, Number of poles: 7, 90°, Solder pin length (l): 3.5 mm, tinned, orange, Clamping yoke connection, Clamping range, max. : 2.5 mm², Box
26170 | 9994170000 | LM 5.08/08/90 3.5SN OR BX | Printed circuit board terminals, 5.08 mm, Number of poles: 8, 90°, Solder pin length (l): 3.5 mm, tinned, orange, Clamping yoke connection, Clamping range, max. : 2.5 mm², Box
26171 | 9994180000 | LM 5.08/09/90 3.5SN OR BX | Printed circuit board terminals, 5.08 mm, Number of poles: 9, 90°, Solder pin length (l): 3.5 mm, tinned, orange, Clamping yoke connection, Clamping range, max. : 2.5 mm², Box
26172 | 9994190000 | LM 5.08/10/90 3.5SN OR BX | Printed circuit board terminals, 5.08 mm, Number of poles: 10, 90°, Solder pin length (l): 3.5 mm, tinned, orange, Clamping yoke connection, Clamping range, max. : 2.5 mm², Box
26173 | 9994200000 | LM 5.08/11/90 3.5SN OR BX | Printed circuit board terminals, 5.08 mm, Number of poles: 11, 90°, Solder pin length (l): 3.5 mm, tinned, orange, Clamping yoke connection, Clamping range, max. : 2.5 mm², Box
26174 | 9994210000 | LM 5.08/12/90 3.5SN OR BX | Printed circuit board terminals, 5.08 mm, Number of poles: 12, 90°, Solder pin length (l): 3.5 mm, tinned, orange, Clamping yoke connection, Clamping range, max. : 2.5 mm², Box
26175 | 9994220000 | LM 5.08/13/90 3.5SN OR BX | Printed circuit board terminals, 5.08 mm, Number of poles: 13, 90°, Solder pin length (l): 3.5 mm, tinned, orange, Clamping yoke connection, Clamping range, max. : 2.5 mm², Box
26176 | 9994230000 | LM 5.08/14/90 3.5SN OR BX | Printed circuit board terminals, 5.08 mm, Number of poles: 14, 90°, Solder pin length (l): 3.5 mm, tinned, orange, Clamping yoke connection, Clamping range, max. : 2.5 mm², Box
26177 | 9994240000 | LM 5.08/15/90 3.5SN OR BX | Printed circuit board terminals, 5.08 mm, Number of poles: 15, 90°, Solder pin length (l): 3.5 mm, tinned, orange, Clamping yoke connection, Clamping range, max. : 2.5 mm², Box
26178 | 9994250000 | LM 5.08/16/90 3.5SN OR BX | Printed circuit board terminals, 5.08 mm, Number of poles: 16, 90°, Solder pin length (l): 3.5 mm, tinned, orange, Clamping yoke connection, Clamping range, max. : 2.5 mm², Box
26179 | 9994260000 | LM 5.08/17/90 3.5SN OR BX | Printed circuit board terminals, 5.08 mm, Number of poles: 17, 90°, Solder pin length (l): 3.5 mm, tinned, orange, Clamping yoke connection, Clamping range, max. : 2.5 mm², Box
26180 | 9994270000 | LM 5.08/18/90 3.5SN OR BX | Printed circuit board terminals, 5.08 mm, Number of poles: 18, 90°, Solder pin length (l): 3.5 mm, tinned, orange, Clamping yoke connection, Clamping range, max. : 2.5 mm², Box
26181 | 9994280000 | LM 5.08/19/90 3.5SN OR BX | Printed circuit board terminals, 5.08 mm, Number of poles: 19, 90°, Solder pin length (l): 3.5 mm, tinned, orange, Clamping yoke connection, Clamping range, max. : 2.5 mm², Box
26182 | 9994290000 | LM 5.08/20/90 3.5SN OR BX | Printed circuit board terminals, 5.08 mm, Number of poles: 20, 90°, Solder pin length (l): 3.5 mm, tinned, orange, Clamping yoke connection, Clamping range, max. : 2.5 mm², Box
26183 | 9994300000 | LM 5.08/21/90 3.5SN OR BX | Printed circuit board terminals, 5.08 mm, Number of poles: 21, 90°, Solder pin length (l): 3.5 mm, tinned, orange, Clamping yoke connection, Clamping range, max. : 2.5 mm², Box
26184 | 9994310000 | LM 5.08/22/90 3.5SN OR BX | Printed circuit board terminals, 5.08 mm, Number of poles: 22, 90°, Solder pin length (l): 3.5 mm, tinned, orange, Clamping yoke connection, Clamping range, max. : 2.5 mm², Box
26185 | 9994320000 | LM 5.08/23/90 3.5SN OR BX | Printed circuit board terminals, 5.08 mm, Number of poles: 23, 90°, Solder pin length (l): 3.5 mm, tinned, orange, Clamping yoke connection, Clamping range, max. : 2.5 mm², Box
26186 | 9994330000 | LM 5.08/24/90 3.5SN OR BX | Printed circuit board terminals, 5.08 mm, Number of poles: 24, 90°, Solder pin length (l): 3.5 mm, tinned, orange, Clamping yoke connection, Clamping range, max. : 2.5 mm², Box
26187 | 9994340000 | LM 5.08/04/135 3.5SN BK BX | Printed circuit board terminals, 5.08 mm, Number of poles: 4, 135°, Solder pin length (l): 3.5 mm, tinned, black, Clamping yoke connection, Clamping range, max. : 2.5 mm², Box
26188 | 9994350000 | LM 5.08/05/135 3.5SN BK BX | Printed circuit board terminals, 5.08 mm, Number of poles: 5, 135°, Solder pin length (l): 3.5 mm, tinned, black, Clamping yoke connection, Clamping range, max. : 2.5 mm², Box
26189 | 9994360000 | LM 5.08/06/135 3.5SN BK BX | Printed circuit board terminals, 5.08 mm, Number of poles: 6, 135°, Solder pin length (l): 3.5 mm, tinned, black, Clamping yoke connection, Clamping range, max. : 2.5 mm², Box
26190 | 9994370000 | LM 5.08/07/135 3.5SN BK BX | Printed circuit board terminals, 5.08 mm, Number of poles: 7, 135°, Solder pin length (l): 3.5 mm, tinned, black, Clamping yoke connection, Clamping range, max. : 2.5 mm², Box
26191 | 9994380000 | LM 5.08/08/135 3.5SN BK BX | Printed circuit board terminals, 5.08 mm, Number of poles: 8, 135°, Solder pin length (l): 3.5 mm, tinned, black, Clamping yoke connection, Clamping range, max. : 2.5 mm², Box
26192 | 9994400000 | LM 5.08/10/135 3.5SN BK BX | Printed circuit board terminals, 5.08 mm, Number of poles: 10, 135°, Solder pin length (l): 3.5 mm, tinned, black, Clamping yoke connection, Clamping range, max. : 2.5 mm², Box
26193 | 9994420000 | LM 5.08/12/135 3.5SN BK BX | Printed circuit board terminals, 5.08 mm, Number of poles: 12, 135°, Solder pin length (l): 3.5 mm, tinned, black, Clamping yoke connection, Clamping range, max. : 2.5 mm², Box
26194 | 9994440000 | LM 5.08/14/135 3.5SN BK BX | Printed circuit board terminals, 5.08 mm, Number of poles: 14, 135°, Solder pin length (l): 3.5 mm, tinned, black, Clamping yoke connection, Clamping range, max. : 2.5 mm², Box
26195 | 9994550000 | LM 5.08/04/135 3.5SN OR BX | Printed circuit board terminals, 5.08 mm, Number of poles: 4, 135°, Solder pin length (l): 3.5 mm, tinned, orange, Clamping yoke connection, Clamping range, max. : 2.5 mm², Box
26196 | 9994560000 | LM 5.08/05/135 3.5SN OR BX | Printed circuit board terminals, 5.08 mm, Number of poles: 5, 135°, Solder pin length (l): 3.5 mm, tinned, orange, Clamping yoke connection, Clamping range, max. : 2.5 mm², Box
26197 | 9994570000 | LM 5.08/06/135 3.5SN OR BX | Printed circuit board terminals, 5.08 mm, Number of poles: 6, 135°, Solder pin length (l): 3.5 mm, tinned, orange, Clamping yoke connection, Clamping range, max. : 2.5 mm², Box
26198 | 9994580000 | LM 5.08/07/135 3.5SN OR BX | Printed circuit board terminals, 5.08 mm, Number of poles: 7, 135°, Solder pin length (l): 3.5 mm, tinned, orange, Clamping yoke connection, Clamping range, max. : 2.5 mm², Box
26199 | 9994590000 | LM 5.08/08/135 3.5SN OR BX | Printed circuit board terminals, 5.08 mm, Number of poles: 8, 135°, Solder pin length (l): 3.5 mm, tinned, orange, Clamping yoke connection, Clamping range, max. : 2.5 mm², Box
26200 | 9994600000 | LM 5.08/09/135 3.5SN OR BX | Printed circuit board terminals, 5.08 mm, Number of poles: 9, 135°, Solder pin length (l): 3.5 mm, tinned, orange, Clamping yoke connection, Clamping range, max. : 2.5 mm², Box
26201 | 9994610000 | LM 5.08/10/135 3.5SN OR BX | Printed circuit board terminals, 5.08 mm, Number of poles: 10, 135°, Solder pin length (l): 3.5 mm, tinned, orange, Clamping yoke connection, Clamping range, max. : 2.5 mm², Box
26202 | 9994620000 | LM 5.08/11/135 3.5SN OR BX | Printed circuit board terminals, 5.08 mm, Number of poles: 11, 135°, Solder pin length (l): 3.5 mm, tinned, orange, Clamping yoke connection, Clamping range, max. : 2.5 mm², Box
26203 | 9994630000 | LM 5.08/12/135 3.5SN OR BX | Printed circuit board terminals, 5.08 mm, Number of poles: 12, 135°, Solder pin length (l): 3.5 mm, tinned, orange, Clamping yoke connection, Clamping range, max. : 2.5 mm², Box
26204 | 9994640000 | LM 5.08/13/135 3.5SN OR BX | Printed circuit board terminals, 5.08 mm, Number of poles: 13, 135°, Solder pin length (l): 3.5 mm, tinned, orange, Clamping yoke connection, Clamping range, max. : 2.5 mm², Box
26205 | 9994650000 | LM 5.08/14/135 3.5SN OR BX | Printed circuit board terminals, 5.08 mm, Number of poles: 14, 135°, Solder pin length (l): 3.5 mm, tinned, orange, Clamping yoke connection, Clamping range, max. : 2.5 mm², Box
26206 | 9994660000 | LM 5.08/15/135 3.5SN OR BX | Printed circuit board terminals, 5.08 mm, Number of poles: 15, 135°, Solder pin length (l): 3.5 mm, tinned, orange, Clamping yoke connection, Clamping range, max. : 2.5 mm², Box
26207 | 9994670000 | LM 5.08/16/135 3.5SN OR BX | Printed circuit board terminals, 5.08 mm, Number of poles: 16, 135°, Solder pin length (l): 3.5 mm, tinned, orange, Clamping yoke connection, Clamping range, max. : 2.5 mm², Box
26208 | 9994680000 | LM 5.08/17/135 3.5SN OR BX | Printed circuit board terminals, 5.08 mm, Number of poles: 17, 135°, Solder pin length (l): 3.5 mm, tinned, orange, Clamping yoke connection, Clamping range, max. : 2.5 mm², Box
26209 | 9994690000 | LM 5.08/18/135 3.5SN OR BX | Printed circuit board terminals, 5.08 mm, Number of poles: 18, 135°, Solder pin length (l): 3.5 mm, tinned, orange, Clamping yoke connection, Clamping range, max. : 2.5 mm², Box
26210 | 9994700000 | LM 5.08/19/135 3.5SN OR BX | Printed circuit board terminals, 5.08 mm, Number of poles: 19, 135°, Solder pin length (l): 3.5 mm, tinned, orange, Clamping yoke connection, Clamping range, max. : 2.5 mm², Box
26211 | 9994710000 | LM 5.08/20/135 3.5SN OR BX | Printed circuit board terminals, 5.08 mm, Number of poles: 20, 135°, Solder pin length (l): 3.5 mm, tinned, orange, Clamping yoke connection, Clamping range, max. : 2.5 mm², Box
26212 | 9994720000 | LM 5.08/21/135 3.5SN OR BX | Printed circuit board terminals, 5.08 mm, Number of poles: 21, 135°, Solder pin length (l): 3.5 mm, tinned, orange, Clamping yoke connection, Clamping range, max. : 2.5 mm², Box
26213 | 9994730000 | LM 5.08/22/135 3.5SN OR BX | Printed circuit board terminals, 5.08 mm, Number of poles: 22, 135°, Solder pin length (l): 3.5 mm, tinned, orange, Clamping yoke connection, Clamping range, max. : 2.5 mm², Box
26214 | 9994740000 | LM 5.08/23/135 3.5SN OR BX | Printed circuit board terminals, 5.08 mm, Number of poles: 23, 135°, Solder pin length (l): 3.5 mm, tinned, orange, Clamping yoke connection, Clamping range, max. : 2.5 mm², Box
26215 | 9994750000 | LM 5.08/24/135 3.5SN OR BX | Printed circuit board terminals, 5.08 mm, Number of poles: 24, 135°, Solder pin length (l): 3.5 mm, tinned, orange, Clamping yoke connection, Clamping range, max. : 2.5 mm², Box
26216 | 9994780000 | LM 5.08/06/180 3.5SN BK BX | Printed circuit board terminals, 5.08 mm, Number of poles: 6, 180°, Solder pin length (l): 3.5 mm, tinned, black, Clamping yoke connection, Clamping range, max. : 2.5 mm², Box
26217 | 9994800000 | LM 5.08/08/180 3.5SN BK BX | Printed circuit board terminals, 5.08 mm, Number of poles: 8, 180°, Solder pin length (l): 3.5 mm, tinned, black, Clamping yoke connection, Clamping range, max. : 2.5 mm², Box
26218 | 9994970000 | LM 5.08/04/180 3.5SN OR BX | Printed circuit board terminals, 5.08 mm, Number of poles: 4, 180°, Solder pin length (l): 3.5 mm, tinned, orange, Clamping yoke connection, Clamping range, max. : 2.5 mm², Box
26219 | 9994980000 | LM 5.08/05/180 3.5SN OR BX | Printed circuit board terminals, 5.08 mm, Number of poles: 5, 180°, Solder pin length (l): 3.5 mm, tinned, orange, Clamping yoke connection, Clamping range, max. : 2.5 mm², Box
26220 | 9994990000 | LM 5.08/06/180 3.5SN OR BX | Printed circuit board terminals, 5.08 mm, Number of poles: 6, 180°, Solder pin length (l): 3.5 mm, tinned, orange, Clamping yoke connection, Clamping range, max. : 2.5 mm², Box
26221 | 9995000000 | LM 5.08/07/180 3.5SN OR BX | Printed circuit board terminals, 5.08 mm, Number of poles: 7, 180°, Solder pin length (l): 3.5 mm, tinned, orange, Clamping yoke connection, Clamping range, max. : 2.5 mm², Box
26222 | 9995010000 | LM 5.08/08/180 3.5SN OR BX | Printed circuit board terminals, 5.08 mm, Number of poles: 8, 180°, Solder pin length (l): 3.5 mm, tinned, orange, Clamping yoke connection, Clamping range, max. : 2.5 mm², Box
26223 | 9995020000 | LM 5.08/09/180 3.5SN OR BX | Printed circuit board terminals, 5.08 mm, Number of poles: 9, 180°, Solder pin length (l): 3.5 mm, tinned, orange, Clamping yoke connection, Clamping range, max. : 2.5 mm², Box
26224 | 9995030000 | LM 5.08/10/180 3.5SN OR BX | Printed circuit board terminals, 5.08 mm, Number of poles: 10, 180°, Solder pin length (l): 3.5 mm, tinned, orange, Clamping yoke connection, Clamping range, max. : 2.5 mm², Box
26225 | 9995040000 | LM 5.08/11/180 3.5SN OR BX | Printed circuit board terminals, 5.08 mm, Number of poles: 11, 180°, Solder pin length (l): 3.5 mm, tinned, orange, Clamping yoke connection, Clamping range, max. : 2.5 mm², Box
26226 | 9995050000 | LM 5.08/12/180 3.5SN OR BX | Printed circuit board terminals, 5.08 mm, Number of poles: 12, 180°, Solder pin length (l): 3.5 mm, tinned, orange, Clamping yoke connection, Clamping range, max. : 2.5 mm², Box
26227 | 9995060000 | LM 5.08/13/180 3.5SN OR BX | Printed circuit board terminals, 5.08 mm, Number of poles: 13, 180°, Solder pin length (l): 3.5 mm, tinned, orange, Clamping yoke connection, Clamping range, max. : 2.5 mm², Box
26228 | 9995070000 | LM 5.08/14/180 3.5SN OR BX | Printed circuit board terminals, 5.08 mm, Number of poles: 14, 180°, Solder pin length (l): 3.5 mm, tinned, orange, Clamping yoke connection, Clamping range, max. : 2.5 mm², Box
26229 | 9995080000 | LM 5.08/15/180 3.5SN OR BX | Printed circuit board terminals, 5.08 mm, Number of poles: 15, 180°, Solder pin length (l): 3.5 mm, tinned, orange, Clamping yoke connection, Clamping range, max. : 2.5 mm², Box
26230 | 9995090000 | LM 5.08/16/180 3.5SN OR BX | Printed circuit board terminals, 5.08 mm, Number of poles: 16, 180°, Solder pin length (l): 3.5 mm, tinned, orange, Clamping yoke connection, Clamping range, max. : 2.5 mm², Box
26231 | 9995100000 | LM 5.08/17/180 3.5SN OR BX | Printed circuit board terminals, 5.08 mm, Number of poles: 17, 180°, Solder pin length (l): 3.5 mm, tinned, orange, Clamping yoke connection, Clamping range, max. : 2.5 mm², Box
26232 | 9995110000 | LM 5.08/18/180 3.5SN OR BX | Printed circuit board terminals, 5.08 mm, Number of poles: 18, 180°, Solder pin length (l): 3.5 mm, tinned, orange, Clamping yoke connection, Clamping range, max. : 2.5 mm², Box
26233 | 9995120000 | LM 5.08/19/180 3.5SN OR BX | Printed circuit board terminals, 5.08 mm, Number of poles: 19, 180°, Solder pin length (l): 3.5 mm, tinned, orange, Clamping yoke connection, Clamping range, max. : 2.5 mm², Box
26234 | 9995130000 | LM 5.08/20/180 3.5SN OR BX | Printed circuit board terminals, 5.08 mm, Number of poles: 20, 180°, Solder pin length (l): 3.5 mm, tinned, orange, Clamping yoke connection, Clamping range, max. : 2.5 mm², Box
26235 | 9995140000 | LM 5.08/21/180 3.5SN OR BX | Printed circuit board terminals, 5.08 mm, Number of poles: 21, 180°, Solder pin length (l): 3.5 mm, tinned, orange, Clamping yoke connection, Clamping range, max. : 2.5 mm², Box
26236 | 9995150000 | LM 5.08/22/180 3.5SN OR BX | Printed circuit board terminals, 5.08 mm, Number of poles: 22, 180°, Solder pin length (l): 3.5 mm, tinned, orange, Clamping yoke connection, Clamping range, max. : 2.5 mm², Box
26237 | 9995210000 | LM 5.08/23/180 3.5SN OR BX | Printed circuit board terminals, 5.08 mm, Number of poles: 23, 180°, Solder pin length (l): 3.5 mm, tinned, orange, Clamping yoke connection, Clamping range, max. : 2.5 mm², Box
26238 | 9995220000 | LM 5.08/24/180 3.5SN OR BX | Printed circuit board terminals, 5.08 mm, Number of poles: 24, 180°, Solder pin length (l): 3.5 mm, tinned, orange, Clamping yoke connection, Clamping range, max. : 2.5 mm², Box
26239 | 1761702001 | SL-SMT 3.50/18/90G 1.5SN BK BX | PCB plug-in connector, male header, closed side, THT/THR solder connection, 3.50 mm, Number of poles: 18, 90°, Solder pin length (l): 1.5 mm, tinned, black, Box
26240 | 267400000 | QL 2 RSF1+2 | SAK Series, Cross-connector, for cross-connection link, Number of poles: 2
26241 | 267500000 | QL 3 RSF1+2 | SAK Series, Cross-connector, for cross-connection link, Number of poles: 3
26242 | 270760000 | QS 2/12/4 | SAK Series, Cross-connector, for cross-connection link, Number of poles: 2
26243 | 270860000 | QS 2/10/4 | SAK Series, Cross-connector, for cross-connection link, Number of poles: 2
26244 | 270960000 | QS 2/8/4 | SAK Series, Short-circuit plug, For the terminals, Number of poles: 2
26245 | 286500000 | STB 18/RSF1 | SAK Series, Socket
26246 | 336400000 | Q 2 AKZ4 | SAK Series, Cross-connector, for cross-connection link, Number of poles: 2
26247 | 336500000 | Q 3 AKZ4 | SAK Series, Cross-connector, for cross-connection link, Number of poles: 3
26248 | 336600000 | Q 4 AKZ4 | SAK Series, Cross-connector, for cross-connection link, Number of poles: 4
26249 | 367800000 | Q 2 SAKD2.5N | SAK Series, Cross-connector, for cross-connection link, Number of poles: 2
26250 | 367900000 | Q 3 SAKD2.5N | SAK Series, Cross-connector, for cross-connection link, Number of poles: 3
26251 | 368000000 | Q 4 SAKD2.5N | SAK Series, Cross-connector, for cross-connection link, Number of poles: 4
26252 | 368100000 | Q 10 SAKD2.5N | SAK Series, Cross-connector, for cross-connection link, Number of poles: 10
26253 | 369000000 | Q 2 AKZ4SS | SAK Series, Cross-connector, Number of poles: 2
26254 | 369300000 | Q 10 AKZ4SS | SAK Series, Cross-connector, for cross-connection link, Number of poles: 10
26255 | 457200000 | Q 3 SAK10 | SAK Series, Cross-connector, for cross-connection link, Number of poles: 3
26256 | 457400000 | Q 10 SAK10 | SAK Series, Cross-connector, for cross-connection link, Number of poles: 10
26257 | 457500000 | Q 2 SAK16 | SAK Series, Cross-connector, for cross-connection link, Number of poles: 2
26258 | 457600000 | Q 3 SAK16 | SAK Series, Cross-connector, for cross-connection link, Number of poles: 3
26259 | 457700000 | Q 4 SAK16 | SAK Series, Cross-connector, for cross-connection link, Number of poles: 4
26260 | 457800000 | Q 10 SAK16 | SAK Series, Cross-connector, for cross-connection link, Number of poles: 10
26261 | 528400000 | EL 27 MM SW 30M | THM, Device markers, 27 x , black
26262 | 1013940000 | SLD 5.08V/08/90B 3.2 SN GN BX | PCB plug-in connector, male header, Dovetails for fixing blocks, THT solder connection, 5.08 mm, Number of poles: 8, 90°, Solder pin length (l): 3.2 mm, Pale green, Box
26263 | 1013950000 | SLD 5.08V/12/90B 3.2 SN GN BX | PCB plug-in connector, male header, Dovetails for fixing blocks, THT solder connection, 5.08 mm, Number of poles: 12, 90°, Solder pin length (l): 3.2 mm, Pale green, Box
26264 | 1013960000 | SLD 5.08V/16/90B 3.2 SN GN BX | PCB plug-in connector, male header, Dovetails for fixing blocks, THT solder connection, 5.08 mm, Number of poles: 16, 90°, Solder pin length (l): 3.2 mm, Pale green, Box
26265 | 1013970000 | SLD 5.08V/22/90B 3.2 SN GN BX | PCB plug-in connector, male header, Dovetails for fixing blocks, THT solder connection, 5.08 mm, Number of poles: 22, 90°, Solder pin length (l): 3.2 mm, Pale green, Box
26266 | 1044040000 | SL-SMT 3.50/12/90LF 3.2SN BK RL | PCB plug-in connector, male header, Solder flange, THT/THR solder connection, 3.50 mm, Number of poles: 12, 90°, Solder pin length (l): 3.2 mm, tinned, black, Tape
26267 | 1044060000 | SL-SMT 5.08HC/03/90LF 3.2SN BK RL | PCB plug-in connector, male header, Solder flange, THT/THR solder connection, 5.08 mm, Number of poles: 3, 90°, Solder pin length (l): 3.2 mm, tinned, black, Tape
26268 | 1052260000 | WQV 6/10 | W-Series, Cross-connector, For the terminals, Number of poles: 10
26269 | 1052360000 | WQV 6/2 | W-Series, Cross-connector, For the terminals, Number of poles: 2
26270 | 1052460000 | WQV 10/10 | W-Series, Cross-connector, For the terminals, Number of poles: 10
26271 | 1052560000 | WQV 10/2 | W-Series, Cross-connector, For the terminals, Number of poles: 2
26272 | 1053060000 | WQV 35/2 | W-Series, Cross-connector, For the terminals, Number of poles: 2
26273 | 1053160000 | WQV 35/10 | W-Series, Cross-connector, For the terminals, Number of poles: 10
26274 | 1053260000 | WQV 16/2 | W-Series, Cross-connector, For the terminals, Number of poles: 2
26275 | 1053360000 | WQV 16/10 | W-Series, Cross-connector, For the terminals, Number of poles: 10
26276 | 1053660000 | WQV 2.5/2 | W-Series, Cross-connector, For the terminals, Number of poles: 2
26277 | 1053760000 | WQV 2.5/3 | W-Series, Cross-connector, For the terminals, Number of poles: 3
26278 | 1053860000 | WQV 2.5/4 | W-Series, Cross-connector, For the terminals, Number of poles: 4
26279 | 1054060000 | WQV 2.5/6 | W-Series, Cross-connector, For the terminals, Number of poles: 6
26280 | 1054160000 | WQV 2.5/7 | W-Series, Cross-connector, For the terminals, Number of poles: 7
26281 | 1054260000 | WQV 2.5/8 | W-Series, Cross-connector, For the terminals, Number of poles: 8
26282 | 1054360000 | WQV 2.5/9 | W-Series, Cross-connector, For the terminals, Number of poles: 9
26283 | 1054460000 | WQV 2.5/10 | W-Series, Cross-connector, For the terminals, Number of poles: 10
26284 | 1054760000 | WQV 6/3 | W-Series, Cross-connector, For the terminals, Number of poles: 3
26285 | 1054860000 | WQV 6/4 | W-Series, Cross-connector, For the terminals, Number of poles: 4
26286 | 1054960000 | WQV 10/3 | W-Series, Cross-connector, For the terminals, Number of poles: 3
26287 | 1055060000 | WQV 10/4 | W-Series, Cross-connector, For the terminals, Number of poles: 4
26288 | 1055160000 | WQV 16/3 | W-Series, Cross-connector, For the terminals, Number of poles: 3
26289 | 1055260000 | WQV 16/4 | W-Series, Cross-connector, For the terminals, Number of poles: 4
26290 | 1055360000 | WQV 35/3 | W-Series, Cross-connector, For the terminals, Number of poles: 3
26291 | 1055460000 | WQV 35/4 | W-Series, Cross-connector, For the terminals, Number of poles: 4
26292 | 1057160000 | WQV 4/6 | W-Series, Cross-connector, For the terminals, Number of poles: 6
26293 | 1057260000 | WQV 4/7 | W-Series, Cross-connector, For the terminals, Number of poles: 7
26294 | 1057860000 | WQV 4/5 | W-Series, Cross-connector, For the terminals, Number of poles: 5
26295 | 1059660000 | WQV 2.5/15 | W-Series, Cross-connector, For the terminals, Number of poles: 15
26296 | 1060100000 | WQB-PEN 35 | W-Series, Cross-connector, For the terminals, Number of poles: 2
26297 | 1060380000 | SLD 3.50/20/90F 3.2SN BK BX | PCB plug-in connector, male header, Flange, THT solder connection, 3.50 mm, Number of poles: 20, 90°, Solder pin length (l): 3.2 mm, tinned, black, Box
26298 | 1060780000 | SL-SMT 3.50/10/90RF 1.5SN BK BX | PCB plug-in connector, male header, Clip-on flange, THT/THR solder connection, 3.50 mm, Number of poles: 10, 90°, Solder pin length (l): 1.5 mm, tinned, black, Box
26299 | 1060810000 | SL-SMT 3.50/03/90RF 1.5SN BK BX | PCB plug-in connector, male header, Clip-on flange, THT/THR solder connection, 3.50 mm, Number of poles: 3, 90°, Solder pin length (l): 1.5 mm, tinned, black, Box
26300 | 1060820000 | SL-SMT 3.50/16/90RF 1.5SN BK BX | PCB plug-in connector, male header, Clip-on flange, THT/THR solder connection, 3.50 mm, Number of poles: 16, 90°, Solder pin length (l): 1.5 mm, tinned, black, Box
26301 | 1062430000 | PF RS 100 BK SET 160MM | Electronics housings black, Extruded profile, Width: 104 mm
26302 | 1062660000 | WQV 6/5 | W-Series, Cross-connector, For the terminals, Number of poles: 5
26303 | 1062670000 | WQV 6/6 | W-Series, Cross-connector, For the terminals, Number of poles: 6
26304 | 1062680000 | WQV 6/7 | W-Series, Cross-connector, For the terminals, Number of poles: 7
26305 | 1062720000 | WQV 6/12 | W-Series, Cross-connector, For the terminals, Number of poles: 12
26306 | 1063300000 | WQV 120/2 | W-Series, Cross-connector, For the terminals, Number of poles: 2
26307 | 1063400000 | WQV 120/3 | W-Series, Cross-connector, For the terminals, Number of poles: 3
26308 | 1063500000 | WQV 70/95/2 | W-Series, Cross-connector, For the terminals, Number of poles: 2
26309 | 1063600000 | WQV 70/95/3 | W-Series, Cross-connector, For the terminals, Number of poles: 3
26310 | 1063900000 | WQV 16-2.5 | W-Series, Cross-connector, For the terminals, Number of poles: 2
26311 | 1064000000 | WQV 16-4/6 | W-Series, Cross-connector, For the terminals, Number of poles: 2
26312 | 1064200000 | WQV 35-4/6 | W-Series, Cross-connector, For the terminals, Number of poles: 2
26313 | 1067500000 | WQV 2.5/30 | W-Series, Cross-connector, For the terminals, Number of poles: 30
26314 | 1068000000 | WQV 35-10 | W-Series, Cross-connector, For the terminals, Number of poles: 2
26315 | 1069900000 | WDS 2 | W-Series, Cross-connector, For the terminals, Number of poles: 2
26316 | 1071030000 | STB 21.6/IH/VI WTL6/3 | Accessories, Socket
26317 | 1071040000 | STB 21.6/IH/SW WTL6/3 | Accessories, Socket
26318 | 1071080000 | STB 21.6/IH/BL WTL6/3 | Accessories, Socket
26319 | 1071360000 | WQV 16N-PEN BL | W-Series, Cross-connector, For the terminals, Number of poles: 2
26320 | 1071500000 | Q 2 WDL2.5S | W-Series, Cross-connector, For the terminals, Number of poles: 2
26321 | 1071600000 | Q 3 WDL2.5S | W-Series, Cross-connector, For the terminals, Number of poles: 3
26322 | 1071700000 | Q 4 WDL2.5S | W-Series, Cross-connector, For the terminals, Number of poles: 4
26323 | 1071800000 | Q 10 WDL2.5S | W-Series, Cross-connector, For the terminals, Number of poles: 10
26324 | 1072300000 | WQV 70/95-PEN | W-Series, Cross-connector, For the terminals, Number of poles: 2
26325 | 1072400000 | WQV 120-PEN | W-Series, Cross-connector, For the terminals, Number of poles: 2
26326 | 1074200000 | Q 20 WDL2.5S | W-Series, Cross-connector, For the terminals, Number of poles: 20
26327 | 1079200000 | WQV 35N/2 | W-Series, Cross-connector, For the terminals, Number of poles: 2
26328 | 1079300000 | WQV 35N/3 | W-Series, Cross-connector, For the terminals, Number of poles: 3
26329 | 1079400000 | WQV 35N/4 | W-Series, Cross-connector, For the terminals, Number of poles: 4
26330 | 1312500000 | Q 2 DLI | SAK Series, Cross-connector, for cross-connection link, Number of poles: 2
26331 | 1312600000 | Q 3 DLI | SAK Series, Cross-connector, for cross-connection link, Number of poles: 3
26332 | 1312700000 | Q 4 DLI | SAK Series, Cross-connector, for cross-connection link, Number of poles: 4
26333 | 1313100000 | Q 10 DLI | SAK Series, Cross-connector, for cross-connection link, Number of poles: 10
26334 | 1399800000 | Q 20 DLI | SAK Series, Cross-connector, for cross-connection link, Number of poles: 20
26335 | 1577570000 | WQV 2.5/20 | W-Series, Cross-connector, For the terminals, Number of poles: 20
26336 | 1604270000 | WKS 1/2 | Accessories, Cross-connection slider, Cross-connector accessories, Number of poles: 2
26337 | 1604280000 | WKB 1/2 | Accessories, Cross-connection slider, Cross-connector accessories, Number of poles: 2
26338 | 1604290000 | WKS 1/3 | Accessories, Cross-connection slider, Cross-connector accessories, Number of poles: 3
26339 | 1604300000 | WKB 1/3 | Accessories, Cross-connection slider, Cross-connector accessories, Number of poles: 3
26340 | 1604310000 | WKS 1/4 | Accessories, Cross-connection slider, Cross-connector accessories, Number of poles: 4
26341 | 1604320000 | WKB 1/4 | Accessories, Cross-connection slider, Cross-connector accessories, Number of poles: 4
26342 | 1604330000 | WKB 1/10 | Accessories, Cross-connection slider, Cross-connector accessories, Number of poles: 10
26343 | 1614350000 | SLD 5.00/04/90G 3.2 SN OR BX | PCB plug-in connector, male header, closed side, THT solder connection, 5.00 mm, Number of poles: 4, 90°, Solder pin length (l): 3.2 mm, tinned, orange, Box
26344 | 1614360000 | SLD 5.00/06/90G 3.2 SN OR BX | PCB plug-in connector, male header, closed side, THT solder connection, 5.00 mm, Number of poles: 6, 90°, Solder pin length (l): 3.2 mm, tinned, orange, Box
26345 | 1614370000 | SLD 5.00/08/90G 3.2 SN OR BX | PCB plug-in connector, male header, closed side, THT solder connection, 5.00 mm, Number of poles: 8, 90°, Solder pin length (l): 3.2 mm, tinned, orange, Box
26346 | 1614380000 | SLD 5.00/10/90G 3.2 SN OR BX | PCB plug-in connector, male header, closed side, THT solder connection, 5.00 mm, Number of poles: 10, 90°, Solder pin length (l): 3.2 mm, tinned, orange, Box
26347 | 1614390000 | SLD 5.00/12/90G 3.2 SN OR BX | PCB plug-in connector, male header, closed side, THT solder connection, 5.00 mm, Number of poles: 12, 90°, Solder pin length (l): 3.2 mm, tinned, orange, Box
26348 | 1614400000 | SLD 5.00/14/90G 3.2 SN OR BX | PCB plug-in connector, male header, closed side, THT solder connection, 5.00 mm, Number of poles: 14, 90°, Solder pin length (l): 3.2 mm, tinned, orange, Box
26349 | 1614410000 | SLD 5.00/16/90G 3.2 SN OR BX | PCB plug-in connector, male header, closed side, THT solder connection, 5.00 mm, Number of poles: 16, 90°, Solder pin length (l): 3.2 mm, tinned, orange, Box
26350 | 1614420000 | SLD 5.00/18/90G 3.2 SN OR BX | PCB plug-in connector, male header, closed side, THT solder connection, 5.00 mm, Number of poles: 18, 90°, Solder pin length (l): 3.2 mm, tinned, orange, Box
26351 | 1614430000 | SLD 5.00/20/90G 3.2 SN OR BX | PCB plug-in connector, male header, closed side, THT solder connection, 5.00 mm, Number of poles: 20, 90°, Solder pin length (l): 3.2 mm, tinned, orange, Box
26352 | 1614440000 | SLD 5.00/22/90G 3.2 SN OR BX | PCB plug-in connector, male header, closed side, THT solder connection, 5.00 mm, Number of poles: 22, 90°, Solder pin length (l): 3.2 mm, tinned, orange, Box
26353 | 1614450000 | SLD 5.00/24/90G 3.2 SN OR BX | PCB plug-in connector, male header, closed side, THT solder connection, 5.00 mm, Number of poles: 24, 90°, Solder pin length (l): 3.2 mm, tinned, orange, Box
26354 | 1614460000 | SLD 5.00/26/90G 3.2 SN OR BX | PCB plug-in connector, male header, closed side, THT solder connection, 5.00 mm, Number of poles: 26, 90°, Solder pin length (l): 3.2 mm, tinned, orange, Box
26355 | 1614470000 | SLD 5.00/28/90G 3.2 SN OR BX | PCB plug-in connector, male header, closed side, THT solder connection, 5.00 mm, Number of poles: 28, 90°, Solder pin length (l): 3.2 mm, tinned, orange, Box
26356 | 1614480000 | SLD 5.00/30/90G 3.2 SN OR BX | PCB plug-in connector, male header, closed side, THT solder connection, 5.00 mm, Number of poles: 30, 90°, Solder pin length (l): 3.2 mm, tinned, orange, Box
26357 | 1614490000 | SLD 5.00/32/90G 3.2 SN OR BX | PCB plug-in connector, male header, closed side, THT solder connection, 5.00 mm, Number of poles: 32, 90°, Solder pin length (l): 3.2 mm, tinned, orange, Box
26358 | 1614500000 | SLD 5.00/34/90G 3.2 SN OR BX | PCB plug-in connector, male header, closed side, THT solder connection, 5.00 mm, Number of poles: 34, 90°, Solder pin length (l): 3.2 mm, tinned, orange, Box
26359 | 1614510000 | SLD 5.00/36/90G 3.2 SN OR BX | PCB plug-in connector, male header, closed side, THT solder connection, 5.00 mm, Number of poles: 36, 90°, Solder pin length (l): 3.2 mm, tinned, orange, Box
26360 | 1614520000 | SLD 5.00/38/90G 3.2 SN OR BX | PCB plug-in connector, male header, closed side, THT solder connection, 5.00 mm, Number of poles: 38, 90°, Solder pin length (l): 3.2 mm, tinned, orange, Box
26361 | 1614530000 | SLD 5.00/40/90G 3.2 SN OR BX | PCB plug-in connector, male header, closed side, THT solder connection, 5.00 mm, Number of poles: 40, 90°, Solder pin length (l): 3.2 mm, tinned, orange, Box
26362 | 1614540000 | SLD 5.00/42/90G 3.2 SN OR BX | PCB plug-in connector, male header, closed side, THT solder connection, 5.00 mm, Number of poles: 42, 90°, Solder pin length (l): 3.2 mm, tinned, orange, Box
26363 | 1614550000 | SLD 5.00/44/90G 3.2 SN OR BX | PCB plug-in connector, male header, closed side, THT solder connection, 5.00 mm, Number of poles: 44, 90°, Solder pin length (l): 3.2 mm, tinned, orange, Box
26364 | 1614560000 | SLD 5.00/46/90G 3.2 SN OR BX | PCB plug-in connector, male header, closed side, THT solder connection, 5.00 mm, Number of poles: 46, 90°, Solder pin length (l): 3.2 mm, tinned, orange, Box
26365 | 1614570000 | SLD 5.00/48/90G 3.2 SN OR BX | PCB plug-in connector, male header, closed side, THT solder connection, 5.00 mm, Number of poles: 48, 90°, Solder pin length (l): 3.2 mm, tinned, orange, Box
26366 | 1614810000 | SLD 5.00/04/180G 3.2SN OR BX | PCB plug-in connector, male header, closed side, THT solder connection, 5.00 mm, Number of poles: 4, 180°, Solder pin length (l): 3.2 mm, tinned, orange, Box
26367 | 1614820000 | SLD 5.00/06/180G 3.2SN OR BX | PCB plug-in connector, male header, closed side, THT solder connection, 5.00 mm, Number of poles: 6, 180°, Solder pin length (l): 3.2 mm, tinned, orange, Box
26368 | 1614830000 | SLD 5.00/08/180G 3.2SN OR BX | PCB plug-in connector, male header, closed side, THT solder connection, 5.00 mm, Number of poles: 8, 180°, Solder pin length (l): 3.2 mm, tinned, orange, Box
26369 | 1614840000 | SLD 5.00/10/180G 3.2SN OR BX | PCB plug-in connector, male header, closed side, THT solder connection, 5.00 mm, Number of poles: 10, 180°, Solder pin length (l): 3.2 mm, tinned, orange, Box
26370 | 1614850000 | SLD 5.00/12/180G 3.2SN OR BX | PCB plug-in connector, male header, closed side, THT solder connection, 5.00 mm, Number of poles: 12, 180°, Solder pin length (l): 3.2 mm, tinned, orange, Box
26371 | 1614860000 | SLD 5.00/14/180G 3.2SN OR BX | PCB plug-in connector, male header, closed side, THT solder connection, 5.00 mm, Number of poles: 14, 180°, Solder pin length (l): 3.2 mm, tinned, orange, Box
26372 | 1614870000 | SLD 5.00/16/180G 3.2SN OR BX | PCB plug-in connector, male header, closed side, THT solder connection, 5.00 mm, Number of poles: 16, 180°, Solder pin length (l): 3.2 mm, tinned, orange, Box
26373 | 1614880000 | SLD 5.00/18/180G 3.2SN OR BX | PCB plug-in connector, male header, closed side, THT solder connection, 5.00 mm, Number of poles: 18, 180°, Solder pin length (l): 3.2 mm, tinned, orange, Box
26374 | 1614890000 | SLD 5.00/20/180G 3.2SN OR BX | PCB plug-in connector, male header, closed side, THT solder connection, 5.00 mm, Number of poles: 20, 180°, Solder pin length (l): 3.2 mm, tinned, orange, Box
26375 | 1614900000 | SLD 5.00/22/180G 3.2SN OR BX | PCB plug-in connector, male header, closed side, THT solder connection, 5.00 mm, Number of poles: 22, 180°, Solder pin length (l): 3.2 mm, tinned, orange, Box
26376 | 1614910000 | SLD 5.00/24/180G 3.2SN OR BX | PCB plug-in connector, male header, closed side, THT solder connection, 5.00 mm, Number of poles: 24, 180°, Solder pin length (l): 3.2 mm, tinned, orange, Box
26377 | 1614920000 | SLD 5.00/26/180G 3.2SN OR BX | PCB plug-in connector, male header, closed side, THT solder connection, 5.00 mm, Number of poles: 26, 180°, Solder pin length (l): 3.2 mm, tinned, orange, Box
26378 | 1614930000 | SLD 5.00/28/180G 3.2SN OR BX | PCB plug-in connector, male header, closed side, THT solder connection, 5.00 mm, Number of poles: 28, 180°, Solder pin length (l): 3.2 mm, tinned, orange, Box
26379 | 1614940000 | SLD 5.00/30/180G 3.2SN OR BX | PCB plug-in connector, male header, closed side, THT solder connection, 5.00 mm, Number of poles: 30, 180°, Solder pin length (l): 3.2 mm, tinned, orange, Box
26380 | 1614950000 | SLD 5.00/32/180G 3.2SN OR BX | PCB plug-in connector, male header, closed side, THT solder connection, 5.00 mm, Number of poles: 32, 180°, Solder pin length (l): 3.2 mm, tinned, orange, Box
26381 | 1614960000 | SLD 5.00/34/180G 3.2SN OR BX | PCB plug-in connector, male header, closed side, THT solder connection, 5.00 mm, Number of poles: 34, 180°, Solder pin length (l): 3.2 mm, tinned, orange, Box
26382 | 1614970000 | SLD 5.00/36/180G 3.2SN OR BX | PCB plug-in connector, male header, closed side, THT solder connection, 5.00 mm, Number of poles: 36, 180°, Solder pin length (l): 3.2 mm, tinned, orange, Box
26383 | 1614980000 | SLD 5.00/38/180G 3.2SN OR BX | PCB plug-in connector, male header, closed side, THT solder connection, 5.00 mm, Number of poles: 38, 180°, Solder pin length (l): 3.2 mm, tinned, orange, Box
26384 | 1614990000 | SLD 5.00/40/180G 3.2SN OR BX | PCB plug-in connector, male header, closed side, THT solder connection, 5.00 mm, Number of poles: 40, 180°, Solder pin length (l): 3.2 mm, tinned, orange, Box
26385 | 1615000000 | SLD 5.00/42/180G 3.2SN OR BX | PCB plug-in connector, male header, closed side, THT solder connection, 5.00 mm, Number of poles: 42, 180°, Solder pin length (l): 3.2 mm, tinned, orange, Box
26386 | 1615010000 | SLD 5.00/44/180G 3.2SN OR BX | PCB plug-in connector, male header, closed side, THT solder connection, 5.00 mm, Number of poles: 44, 180°, Solder pin length (l): 3.2 mm, tinned, orange, Box
26387 | 1615020000 | SLD 5.00/46/180G 3.2SN OR BX | PCB plug-in connector, male header, closed side, THT solder connection, 5.00 mm, Number of poles: 46, 180°, Solder pin length (l): 3.2 mm, tinned, orange, Box
26388 | 1615030000 | SLD 5.00/48/180G 3.2SN OR BX | PCB plug-in connector, male header, closed side, THT solder connection, 5.00 mm, Number of poles: 48, 180°, Solder pin length (l): 3.2 mm, tinned, orange, Box
26389 | 1630250000 | SL 5.00/02/135 3.2SN OR BX | PCB plug-in connector, male header, open side, THT solder connection, 5.00 mm, Number of poles: 2, 135°, Solder pin length (l): 3.2 mm, tinned, orange, Box
26390 | 1630260000 | SL 5.00/03/135 3.2SN OR BX | PCB plug-in connector, male header, open side, THT solder connection, 5.00 mm, Number of poles: 3, 135°, Solder pin length (l): 3.2 mm, tinned, orange, Box
26391 | 1630270000 | SL 5.00/04/135 3.2SN OR BX | PCB plug-in connector, male header, open side, THT solder connection, 5.00 mm, Number of poles: 4, 135°, Solder pin length (l): 3.2 mm, tinned, orange, Box
26392 | 1630280000 | SL 5.00/05/135 3.2SN OR BX | PCB plug-in connector, male header, open side, THT solder connection, 5.00 mm, Number of poles: 5, 135°, Solder pin length (l): 3.2 mm, tinned, orange, Box
26393 | 1630290000 | SL 5.00/06/135 3.2SN OR BX | PCB plug-in connector, male header, open side, THT solder connection, 5.00 mm, Number of poles: 6, 135°, Solder pin length (l): 3.2 mm, tinned, orange, Box
26394 | 1630300000 | SL 5.00/07/135 3.2SN OR BX | PCB plug-in connector, male header, open side, THT solder connection, 5.00 mm, Number of poles: 7, 135°, Solder pin length (l): 3.2 mm, tinned, orange, Box
26395 | 1630310000 | SL 5.00/08/135 3.2SN OR BX | PCB plug-in connector, male header, open side, THT solder connection, 5.00 mm, Number of poles: 8, 135°, Solder pin length (l): 3.2 mm, tinned, orange, Box
26396 | 1630320000 | SL 5.00/09/135 3.2SN OR BX | PCB plug-in connector, male header, open side, THT solder connection, 5.00 mm, Number of poles: 9, 135°, Solder pin length (l): 3.2 mm, tinned, orange, Box
26397 | 1630330000 | SL 5.00/10/135 3.2SN OR BX | PCB plug-in connector, male header, open side, THT solder connection, 5.00 mm, Number of poles: 10, 135°, Solder pin length (l): 3.2 mm, tinned, orange, Box
26398 | 1630340000 | SL 5.00/11/135 3.2SN OR BX | PCB plug-in connector, male header, open side, THT solder connection, 5.00 mm, Number of poles: 11, 135°, Solder pin length (l): 3.2 mm, tinned, orange, Box
26399 | 1630350000 | SL 5.00/12/135 3.2SN OR BX | PCB plug-in connector, male header, open side, THT solder connection, 5.00 mm, Number of poles: 12, 135°, Solder pin length (l): 3.2 mm, tinned, orange, Box
26400 | 1630360000 | SL 5.00/13/135 3.2SN OR BX | PCB plug-in connector, male header, open side, THT solder connection, 5.00 mm, Number of poles: 13, 135°, Solder pin length (l): 3.2 mm, tinned, orange, Box
26401 | 1630370000 | SL 5.00/14/135 3.2SN OR BX | PCB plug-in connector, male header, open side, THT solder connection, 5.00 mm, Number of poles: 14, 135°, Solder pin length (l): 3.2 mm, tinned, orange, Box
26402 | 1630380000 | SL 5.00/15/135 3.2SN OR BX | PCB plug-in connector, male header, open side, THT solder connection, 5.00 mm, Number of poles: 15, 135°, Solder pin length (l): 3.2 mm, tinned, orange, Box
26403 | 1630390000 | SL 5.00/16/135 3.2SN OR BX | PCB plug-in connector, male header, open side, THT solder connection, 5.00 mm, Number of poles: 16, 135°, Solder pin length (l): 3.2 mm, tinned, orange, Box
26404 | 1630400000 | SL 5.00/17/135 3.2SN OR BX | PCB plug-in connector, male header, open side, THT solder connection, 5.00 mm, Number of poles: 17, 135°, Solder pin length (l): 3.2 mm, tinned, orange, Box
26405 | 1630410000 | SL 5.00/18/135 3.2SN OR BX | PCB plug-in connector, male header, open side, THT solder connection, 5.00 mm, Number of poles: 18, 135°, Solder pin length (l): 3.2 mm, tinned, orange, Box
26406 | 1630420000 | SL 5.00/19/135 3.2SN OR BX | PCB plug-in connector, male header, open side, THT solder connection, 5.00 mm, Number of poles: 19, 135°, Solder pin length (l): 3.2 mm, tinned, orange, Box
26407 | 1630430000 | SL 5.00/20/135 3.2SN OR BX | PCB plug-in connector, male header, open side, THT solder connection, 5.00 mm, Number of poles: 20, 135°, Solder pin length (l): 3.2 mm, tinned, orange, Box
26408 | 1630440000 | SL 5.00/21/135 3.2SN OR BX | PCB plug-in connector, male header, open side, THT solder connection, 5.00 mm, Number of poles: 21, 135°, Solder pin length (l): 3.2 mm, tinned, orange, Box
26409 | 1630450000 | SL 5.00/22/135 3.2SN OR BX | PCB plug-in connector, male header, open side, THT solder connection, 5.00 mm, Number of poles: 22, 135°, Solder pin length (l): 3.2 mm, tinned, orange, Box
26410 | 1630460000 | SL 5.00/23/135 3.2SN OR BX | PCB plug-in connector, male header, open side, THT solder connection, 5.00 mm, Number of poles: 23, 135°, Solder pin length (l): 3.2 mm, tinned, orange, Box
26411 | 1630470000 | SL 5.00/24/135 3.2SN OR BX | PCB plug-in connector, male header, open side, THT solder connection, 5.00 mm, Number of poles: 24, 135°, Solder pin length (l): 3.2 mm, tinned, orange, Box
26412 | 1630480000 | SL 5.00/02/135B 3.2SN OR BX | PCB plug-in connector, male header, Dovetails for fixing blocks, THT solder connection, 5.00 mm, Number of poles: 2, 135°, Solder pin length (l): 3.2 mm, tinned, orange, Box
26413 | 1630490000 | SL 5.00/03/135B 3.2SN OR BX | PCB plug-in connector, male header, Dovetails for fixing blocks, THT solder connection, 5.00 mm, Number of poles: 3, 135°, Solder pin length (l): 3.2 mm, tinned, orange, Box
26414 | 1630500000 | SL 5.00/04/135B 3.2SN OR BX | PCB plug-in connector, male header, Dovetails for fixing blocks, THT solder connection, 5.00 mm, Number of poles: 4, 135°, Solder pin length (l): 3.2 mm, tinned, orange, Box
26415 | 1630510000 | SL 5.00/05/135B 3.2SN OR BX | PCB plug-in connector, male header, Dovetails for fixing blocks, THT solder connection, 5.00 mm, Number of poles: 5, 135°, Solder pin length (l): 3.2 mm, tinned, orange, Box
26416 | 1630520000 | SL 5.00/06/135B 3.2SN OR BX | PCB plug-in connector, male header, Dovetails for fixing blocks, THT solder connection, 5.00 mm, Number of poles: 6, 135°, Solder pin length (l): 3.2 mm, tinned, orange, Box
26417 | 1630530000 | SL 5.00/07/135B 3.2SN OR BX | PCB plug-in connector, male header, Dovetails for fixing blocks, THT solder connection, 5.00 mm, Number of poles: 7, 135°, Solder pin length (l): 3.2 mm, tinned, orange, Box
26418 | 1630540000 | SL 5.00/08/135B 3.2SN OR BX | PCB plug-in connector, male header, Dovetails for fixing blocks, THT solder connection, 5.00 mm, Number of poles: 8, 135°, Solder pin length (l): 3.2 mm, tinned, orange, Box
26419 | 1630550000 | SL 5.00/09/135B 3.2SN OR BX | PCB plug-in connector, male header, Dovetails for fixing blocks, THT solder connection, 5.00 mm, Number of poles: 9, 135°, Solder pin length (l): 3.2 mm, tinned, orange, Box
26420 | 1630560000 | SL 5.00/10/135B 3.2SN OR BX | PCB plug-in connector, male header, Dovetails for fixing blocks, THT solder connection, 5.00 mm, Number of poles: 10, 135°, Solder pin length (l): 3.2 mm, tinned, orange, Box
26421 | 1630570000 | SL 5.00/11/135B 3.2SN OR BX | PCB plug-in connector, male header, Dovetails for fixing blocks, THT solder connection, 5.00 mm, Number of poles: 11, 135°, Solder pin length (l): 3.2 mm, tinned, orange, Box
26422 | 1630580000 | SL 5.00/12/135B 3.2SN OR BX | PCB plug-in connector, male header, Dovetails for fixing blocks, THT solder connection, 5.00 mm, Number of poles: 12, 135°, Solder pin length (l): 3.2 mm, tinned, orange, Box
26423 | 1630590000 | SL 5.00/13/135B 3.2SN OR BX | PCB plug-in connector, male header, Dovetails for fixing blocks, THT solder connection, 5.00 mm, Number of poles: 13, 135°, Solder pin length (l): 3.2 mm, tinned, orange, Box
26424 | 1630600000 | SL 5.00/14/135B 3.2SN OR BX | PCB plug-in connector, male header, Dovetails for fixing blocks, THT solder connection, 5.00 mm, Number of poles: 14, 135°, Solder pin length (l): 3.2 mm, tinned, orange, Box
26425 | 1630610000 | SL 5.00/15/135B 3.2SN OR BX | PCB plug-in connector, male header, Dovetails for fixing blocks, THT solder connection, 5.00 mm, Number of poles: 15, 135°, Solder pin length (l): 3.2 mm, tinned, orange, Box
26426 | 1630620000 | SL 5.00/16/135B 3.2SN OR BX | PCB plug-in connector, male header, Dovetails for fixing blocks, THT solder connection, 5.00 mm, Number of poles: 16, 135°, Solder pin length (l): 3.2 mm, tinned, orange, Box
26427 | 1630630000 | SL 5.00/17/135B 3.2SN OR BX | PCB plug-in connector, male header, Dovetails for fixing blocks, THT solder connection, 5.00 mm, Number of poles: 17, 135°, Solder pin length (l): 3.2 mm, tinned, orange, Box
26428 | 1630640000 | SL 5.00/18/135B 3.2SN OR BX | PCB plug-in connector, male header, Dovetails for fixing blocks, THT solder connection, 5.00 mm, Number of poles: 18, 135°, Solder pin length (l): 3.2 mm, tinned, orange, Box
26429 | 1630650000 | SL 5.00/19/135B 3.2SN OR BX | PCB plug-in connector, male header, Dovetails for fixing blocks, THT solder connection, 5.00 mm, Number of poles: 19, 135°, Solder pin length (l): 3.2 mm, tinned, orange, Box
26430 | 1630660000 | SL 5.00/20/135B 3.2SN OR BX | PCB plug-in connector, male header, Dovetails for fixing blocks, THT solder connection, 5.00 mm, Number of poles: 20, 135°, Solder pin length (l): 3.2 mm, tinned, orange, Box
26431 | 1630670000 | SL 5.00/21/135B 3.2SN OR BX | PCB plug-in connector, male header, Dovetails for fixing blocks, THT solder connection, 5.00 mm, Number of poles: 21, 135°, Solder pin length (l): 3.2 mm, tinned, orange, Box
26432 | 1630680000 | SL 5.00/22/135B 3.2SN OR BX | PCB plug-in connector, male header, Dovetails for fixing blocks, THT solder connection, 5.00 mm, Number of poles: 22, 135°, Solder pin length (l): 3.2 mm, tinned, orange, Box
26433 | 1630690000 | SL 5.00/23/135B 3.2SN OR BX | PCB plug-in connector, male header, Dovetails for fixing blocks, THT solder connection, 5.00 mm, Number of poles: 23, 135°, Solder pin length (l): 3.2 mm, tinned, orange, Box
26434 | 1630700000 | SL 5.00/24/135B 3.2SN OR BX | PCB plug-in connector, male header, Dovetails for fixing blocks, THT solder connection, 5.00 mm, Number of poles: 24, 135°, Solder pin length (l): 3.2 mm, tinned, orange, Box
26435 | 1632290000 | WTA 1 WDU1.5 | W-Series, Test adapter
26436 | 1632300000 | WTA 1/ZA WDU1.5 | W-Series, Test adapter
26437 | 1632320000 | WTA 2 WDU2.5-10 | W-Series, Test adapter
26438 | 1632330000 | WTA 2/ZA WDU2.5-10 | W-Series, Test adapter
26439 | 1632350000 | WTA 3 WDU4 | W-Series, Test adapter
26440 | 1632360000 | WTA 3/ZA WDU4 | W-Series, Test adapter
26441 | 1632380000 | WTA 6 WTR2.5 | W-Series, Test adapter
26442 | 1632390000 | WTA 6/ZA WTR2.5 | W-Series, Test adapter
26443 | 1632450000 | STA 1/ZA SAK4-10 | SAK Series, Test adapter
26444 | 1633350000 | SLD 3.50/04/90 3.2SN OR BX | PCB plug-in connector, male header, open side, THT solder connection, 3.50 mm, Number of poles: 4, 90°, Solder pin length (l): 3.2 mm, tinned, orange, Box
26445 | 1633360000 | SLD 3.50/06/90 3.2SN OR BX | PCB plug-in connector, male header, open side, THT solder connection, 3.50 mm, Number of poles: 6, 90°, Solder pin length (l): 3.2 mm, tinned, orange, Box
26446 | 1633370000 | SLD 3.50/08/90 3.2SN OR BX | PCB plug-in connector, male header, open side, THT solder connection, 3.50 mm, Number of poles: 8, 90°, Solder pin length (l): 3.2 mm, tinned, orange, Box
26447 | 1633380000 | SLD 3.50/10/90 3.2SN OR BX | PCB plug-in connector, male header, open side, THT solder connection, 3.50 mm, Number of poles: 10, 90°, Solder pin length (l): 3.2 mm, tinned, orange, Box
26448 | 1633390000 | SLD 3.50/12/90 3.2SN OR BX | PCB plug-in connector, male header, open side, THT solder connection, 3.50 mm, Number of poles: 12, 90°, Solder pin length (l): 3.2 mm, tinned, orange, Box
26449 | 1633400000 | SLD 3.50/14/90 3.2SN OR BX | PCB plug-in connector, male header, open side, THT solder connection, 3.50 mm, Number of poles: 14, 90°, Solder pin length (l): 3.2 mm, tinned, orange, Box
26450 | 1633410000 | SLD 3.50/16/90 3.2SN OR BX | PCB plug-in connector, male header, open side, THT solder connection, 3.50 mm, Number of poles: 16, 90°, Solder pin length (l): 3.2 mm, tinned, orange, Box
26451 | 1633420000 | SLD 3.50/18/90 3.2SN OR BX | PCB plug-in connector, male header, open side, THT solder connection, 3.50 mm, Number of poles: 18, 90°, Solder pin length (l): 3.2 mm, tinned, orange, Box
26452 | 1633430000 | SLD 3.50/20/90 3.2SN OR BX | PCB plug-in connector, male header, open side, THT solder connection, 3.50 mm, Number of poles: 20, 90°, Solder pin length (l): 3.2 mm, tinned, orange, Box
26453 | 1633450000 | SLD 3.50/24/90 3.2SN OR BX | PCB plug-in connector, male header, open side, THT solder connection, 3.50 mm, Number of poles: 24, 90°, Solder pin length (l): 3.2 mm, tinned, orange, Box
26454 | 1633490000 | SLD 3.50/32/90 3.2SN OR BX | PCB plug-in connector, male header, open side, THT solder connection, 3.50 mm, Number of poles: 32, 90°, Solder pin length (l): 3.2 mm, tinned, orange, Box
26455 | 1633510000 | SLD 3.50/36/90 3.2SN OR BX | PCB plug-in connector, male header, open side, THT solder connection, 3.50 mm, Number of poles: 36, 90°, Solder pin length (l): 3.2 mm, tinned, orange, Box
26456 | 1633540000 | SLD 3.50/42/90 3.2SN OR BX | PCB plug-in connector, male header, open side, THT solder connection, 3.50 mm, Number of poles: 42, 90°, Solder pin length (l): 3.2 mm, tinned, orange, Box
26457 | 1633550000 | SLD 3.50/44/90 3.2SN OR BX | PCB plug-in connector, male header, open side, THT solder connection, 3.50 mm, Number of poles: 44, 90°, Solder pin length (l): 3.2 mm, tinned, orange, Box
26458 | 1633570000 | SLD 3.50/48/90 3.2SN OR BX | PCB plug-in connector, male header, open side, THT solder connection, 3.50 mm, Number of poles: 48, 90°, Solder pin length (l): 3.2 mm, tinned, orange, Box
26459 | 1633580000 | SLD 3.50/04/90G 3.2SN OR BX | PCB plug-in connector, male header, closed side, THT solder connection, 3.50 mm, Number of poles: 4, 90°, Solder pin length (l): 3.2 mm, tinned, orange, Box
26460 | 1633590000 | SLD 3.50/06/90G 3.2SN OR BX | PCB plug-in connector, male header, closed side, THT solder connection, 3.50 mm, Number of poles: 6, 90°, Solder pin length (l): 3.2 mm, tinned, orange, Box
26461 | 1633600000 | SLD 3.50/08/90G 3.2SN OR BX | PCB plug-in connector, male header, closed side, THT solder connection, 3.50 mm, Number of poles: 8, 90°, Solder pin length (l): 3.2 mm, tinned, orange, Box
26462 | 1633610000 | SLD 3.50/10/90G 3.2SN OR BX | PCB plug-in connector, male header, closed side, THT solder connection, 3.50 mm, Number of poles: 10, 90°, Solder pin length (l): 3.2 mm, tinned, orange, Box
26463 | 1633620000 | SLD 3.50/12/90G 3.2SN OR BX | PCB plug-in connector, male header, closed side, THT solder connection, 3.50 mm, Number of poles: 12, 90°, Solder pin length (l): 3.2 mm, tinned, orange, Box
26464 | 1633630000 | SLD 3.50/14/90G 3.2SN OR BX | PCB plug-in connector, male header, closed side, THT solder connection, 3.50 mm, Number of poles: 14, 90°, Solder pin length (l): 3.2 mm, tinned, orange, Box
26465 | 1633640000 | SLD 3.50/16/90G 3.2SN OR BX | PCB plug-in connector, male header, closed side, THT solder connection, 3.50 mm, Number of poles: 16, 90°, Solder pin length (l): 3.2 mm, tinned, orange, Box
26466 | 1633650000 | SLD 3.50/18/90G 3.2SN OR BX | PCB plug-in connector, male header, closed side, THT solder connection, 3.50 mm, Number of poles: 18, 90°, Solder pin length (l): 3.2 mm, tinned, orange, Box
26467 | 1633660000 | SLD 3.50/20/90G 3.2SN OR BX | PCB plug-in connector, male header, closed side, THT solder connection, 3.50 mm, Number of poles: 20, 90°, Solder pin length (l): 3.2 mm, tinned, orange, Box
26468 | 1633670000 | SLD 3.50/22/90G 3.2SN OR BX | PCB plug-in connector, male header, closed side, THT solder connection, 3.50 mm, Number of poles: 22, 90°, Solder pin length (l): 3.2 mm, tinned, orange, Box
26469 | 1633680000 | SLD 3.50/24/90G 3.2SN OR BX | PCB plug-in connector, male header, closed side, THT solder connection, 3.50 mm, Number of poles: 24, 90°, Solder pin length (l): 3.2 mm, tinned, orange, Box
26470 | 1633690000 | SLD 3.50/26/90G 3.2SN OR BX | PCB plug-in connector, male header, closed side, THT solder connection, 3.50 mm, Number of poles: 26, 90°, Solder pin length (l): 3.2 mm, tinned, orange, Box
26471 | 1633700000 | SLD 3.50/28/90G 3.2SN OR BX | PCB plug-in connector, male header, closed side, THT solder connection, 3.50 mm, Number of poles: 28, 90°, Solder pin length (l): 3.2 mm, tinned, orange, Box
26472 | 1633710000 | SLD 3.50/30/90G 3.2SN OR BX | PCB plug-in connector, male header, closed side, THT solder connection, 3.50 mm, Number of poles: 30, 90°, Solder pin length (l): 3.2 mm, tinned, orange, Box
26473 | 1633720000 | SLD 3.50/32/90G 3.2SN OR BX | PCB plug-in connector, male header, closed side, THT solder connection, 3.50 mm, Number of poles: 32, 90°, Solder pin length (l): 3.2 mm, tinned, orange, Box
26474 | 1633730000 | SLD 3.50/34/90G 3.2SN OR BX | PCB plug-in connector, male header, closed side, THT solder connection, 3.50 mm, Number of poles: 34, 90°, Solder pin length (l): 3.2 mm, tinned, orange, Box
26475 | 1633740000 | SLD 3.50/36/90G 3.2SN OR BX | PCB plug-in connector, male header, closed side, THT solder connection, 3.50 mm, Number of poles: 36, 90°, Solder pin length (l): 3.2 mm, tinned, orange, Box
26476 | 1633760000 | SLD 3.50/40/90G 3.2SN OR BX | PCB plug-in connector, male header, closed side, THT solder connection, 3.50 mm, Number of poles: 40, 90°, Solder pin length (l): 3.2 mm, tinned, orange, Box
26477 | 1633770000 | SLD 3.50/42/90G 3.2SN OR BX | PCB plug-in connector, male header, closed side, THT solder connection, 3.50 mm, Number of poles: 42, 90°, Solder pin length (l): 3.2 mm, tinned, orange, Box
26478 | 1633780000 | SLD 3.50/44/90G 3.2SN OR BX | PCB plug-in connector, male header, closed side, THT solder connection, 3.50 mm, Number of poles: 44, 90°, Solder pin length (l): 3.2 mm, tinned, orange, Box
26479 | 1633790000 | SLD 3.50/46/90G 3.2SN OR BX | PCB plug-in connector, male header, closed side, THT solder connection, 3.50 mm, Number of poles: 46, 90°, Solder pin length (l): 3.2 mm, tinned, orange, Box
26480 | 1633800000 | SLD 3.50/48/90G 3.2SN OR BX | PCB plug-in connector, male header, closed side, THT solder connection, 3.50 mm, Number of poles: 48, 90°, Solder pin length (l): 3.2 mm, tinned, orange, Box
26481 | 1633810000 | SLD 3.50/04/90F 3.2SN OR BX | PCB plug-in connector, male header, Flange, THT solder connection, 3.50 mm, Number of poles: 4, 90°, Solder pin length (l): 3.2 mm, tinned, orange, Box
26482 | 1633820000 | SLD 3.50/06/90F 3.2SN OR BX | PCB plug-in connector, male header, Flange, THT solder connection, 3.50 mm, Number of poles: 6, 90°, Solder pin length (l): 3.2 mm, tinned, orange, Box
26483 | 1633830000 | SLD 3.50/08/90F 3.2SN OR BX | PCB plug-in connector, male header, Flange, THT solder connection, 3.50 mm, Number of poles: 8, 90°, Solder pin length (l): 3.2 mm, tinned, orange, Box
26484 | 1633840000 | SLD 3.50/10/90F 3.2SN OR BX | PCB plug-in connector, male header, Flange, THT solder connection, 3.50 mm, Number of poles: 10, 90°, Solder pin length (l): 3.2 mm, tinned, orange, Box
26485 | 1633850000 | SLD 3.50/12/90F 3.2SN OR BX | PCB plug-in connector, male header, Flange, THT solder connection, 3.50 mm, Number of poles: 12, 90°, Solder pin length (l): 3.2 mm, tinned, orange, Box
26486 | 1633860000 | SLD 3.50/14/90F 3.2SN OR BX | PCB plug-in connector, male header, Flange, THT solder connection, 3.50 mm, Number of poles: 14, 90°, Solder pin length (l): 3.2 mm, tinned, orange, Box
26487 | 1633870000 | SLD 3.50/16/90F 3.2SN OR BX | PCB plug-in connector, male header, Flange, THT solder connection, 3.50 mm, Number of poles: 16, 90°, Solder pin length (l): 3.2 mm, tinned, orange, Box
26488 | 1633880000 | SLD 3.50/18/90F 3.2SN OR BX | PCB plug-in connector, male header, Flange, THT solder connection, 3.50 mm, Number of poles: 18, 90°, Solder pin length (l): 3.2 mm, tinned, orange, Box
26489 | 1633890000 | SLD 3.50/20/90F 3.2SN OR BX | PCB plug-in connector, male header, Flange, THT solder connection, 3.50 mm, Number of poles: 20, 90°, Solder pin length (l): 3.2 mm, tinned, orange, Box
26490 | 1633900000 | SLD 3.50/22/90F 3.2SN OR BX | PCB plug-in connector, male header, Flange, THT solder connection, 3.50 mm, Number of poles: 22, 90°, Solder pin length (l): 3.2 mm, tinned, orange, Box
26491 | 1633910000 | SLD 3.50/24/90F 3.2SN OR BX | PCB plug-in connector, male header, Flange, THT solder connection, 3.50 mm, Number of poles: 24, 90°, Solder pin length (l): 3.2 mm, tinned, orange, Box
26492 | 1633920000 | SLD 3.50/26/90F 3.2SN OR BX | PCB plug-in connector, male header, Flange, THT solder connection, 3.50 mm, Number of poles: 26, 90°, Solder pin length (l): 3.2 mm, tinned, orange, Box
26493 | 1633930000 | SLD 3.50/28/90F 3.2SN OR BX | PCB plug-in connector, male header, Flange, THT solder connection, 3.50 mm, Number of poles: 28, 90°, Solder pin length (l): 3.2 mm, tinned, orange, Box
26494 | 1633940000 | SLD 3.50/30/90F 3.2SN OR BX | PCB plug-in connector, male header, Flange, THT solder connection, 3.50 mm, Number of poles: 30, 90°, Solder pin length (l): 3.2 mm, tinned, orange, Box
26495 | 1633950000 | SLD 3.50/32/90F 3.2SN OR BX | PCB plug-in connector, male header, Flange, THT solder connection, 3.50 mm, Number of poles: 32, 90°, Solder pin length (l): 3.2 mm, tinned, orange, Box
26496 | 1633960000 | SLD 3.50/34/90F 3.2SN OR BX | PCB plug-in connector, male header, Flange, THT solder connection, 3.50 mm, Number of poles: 34, 90°, Solder pin length (l): 3.2 mm, tinned, orange, Box
26497 | 1633970000 | SLD 3.50/36/90F 3.2SN OR BX | PCB plug-in connector, male header, Flange, THT solder connection, 3.50 mm, Number of poles: 36, 90°, Solder pin length (l): 3.2 mm, tinned, orange, Box
26498 | 1633980000 | SLD 3.50/38/90F 3.2SN OR BX | PCB plug-in connector, male header, Flange, THT solder connection, 3.50 mm, Number of poles: 38, 90°, Solder pin length (l): 3.2 mm, tinned, orange, Box
26499 | 1633990000 | SLD 3.50/40/90F 3.2SN OR BX | PCB plug-in connector, male header, Flange, THT solder connection, 3.50 mm, Number of poles: 40, 90°, Solder pin length (l): 3.2 mm, tinned, orange, Box
26500 | 1634000000 | SLD 3.50/42/90F 3.2SN OR BX | PCB plug-in connector, male header, Flange, THT solder connection, 3.50 mm, Number of poles: 42, 90°, Solder pin length (l): 3.2 mm, tinned, orange, Box
26501 | 1634010000 | SLD 3.50/44/90F 3.2SN OR BX | PCB plug-in connector, male header, Flange, THT solder connection, 3.50 mm, Number of poles: 44, 90°, Solder pin length (l): 3.2 mm, tinned, orange, Box
26502 | 1634020000 | SLD 3.50/46/90F 3.2SN OR BX | PCB plug-in connector, male header, Flange, THT solder connection, 3.50 mm, Number of poles: 46, 90°, Solder pin length (l): 3.2 mm, tinned, orange, Box
26503 | 1634030000 | SLD 3.50/48/90F 3.2SN OR BX | PCB plug-in connector, male header, Flange, THT solder connection, 3.50 mm, Number of poles: 48, 90°, Solder pin length (l): 3.2 mm, tinned, orange, Box
26504 | 1634120000 | SLD 3.50/20/90 4.5SN BK BX | PCB plug-in connector, male header, open side, THT solder connection, 3.50 mm, Number of poles: 20, 90°, Solder pin length (l): 4.5 mm, tinned, black, Box
26505 | 1634280000 | SLD 3.50/06/90G 4.5SN BK BX | PCB plug-in connector, male header, closed side, THT solder connection, 3.50 mm, Number of poles: 6, 90°, Solder pin length (l): 4.5 mm, tinned, black, Box
26506 | 1634310000 | SLD 3.50/12/90G 4.5SN BK BX | PCB plug-in connector, male header, closed side, THT solder connection, 3.50 mm, Number of poles: 12, 90°, Solder pin length (l): 4.5 mm, tinned, black, Box
26507 | 1634330000 | SLD 3.50/16/90G 4.5SN BK BX | PCB plug-in connector, male header, closed side, THT solder connection, 3.50 mm, Number of poles: 16, 90°, Solder pin length (l): 4.5 mm, tinned, black, Box
26508 | 1634350000 | SLD 3.50/20/90G 4.5SN BK BX | PCB plug-in connector, male header, closed side, THT solder connection, 3.50 mm, Number of poles: 20, 90°, Solder pin length (l): 4.5 mm, tinned, black, Box
26509 | 1634370000 | SLD 3.50/24/90G 4.5SN BK BX | PCB plug-in connector, male header, closed side, THT solder connection, 3.50 mm, Number of poles: 24, 90°, Solder pin length (l): 4.5 mm, tinned, black, Box
26510 | 1634390000 | SLD 3.50/28/90G 4.5SN BK BX | PCB plug-in connector, male header, closed side, THT solder connection, 3.50 mm, Number of poles: 28, 90°, Solder pin length (l): 4.5 mm, tinned, black, Box
26511 | 1634410000 | SLD 3.50/32/90G 4.5SN BK BX | PCB plug-in connector, male header, closed side, THT solder connection, 3.50 mm, Number of poles: 32, 90°, Solder pin length (l): 4.5 mm, tinned, black, Box
26512 | 1634640000 | SLD 3.50/32/90F 4.5SN BK BX | PCB plug-in connector, male header, Flange, THT solder connection, 3.50 mm, Number of poles: 32, 90°, Solder pin length (l): 4.5 mm, tinned, black, Box
26513 | 1636560000 | WQV 16N/2 | W-Series, Cross-connector, For the terminals, Number of poles: 2
26514 | 1636570000 | WQV 16N/3 | W-Series, Cross-connector, For the terminals, Number of poles: 3
26515 | 1636580000 | WQV 16N/4 | W-Series, Cross-connector, For the terminals, Number of poles: 4
26516 | 1641110000 | SLD 3.50V/04/180G 3.2SN OR BX | PCB plug-in connector, male header, closed side, THT solder connection, 3.50 mm, Number of poles: 4, 180°, Solder pin length (l): 3.2 mm, tinned, orange, Box
26517 | 1641120000 | SLD 3.50V/08/180G 3.2SN OR BX | PCB plug-in connector, male header, closed side, THT solder connection, 3.50 mm, Number of poles: 8, 180°, Solder pin length (l): 3.2 mm, tinned, orange, Box
26518 | 1641130000 | SLD 3.50V/12/180G 3.2SN OR BX | PCB plug-in connector, male header, closed side, THT solder connection, 3.50 mm, Number of poles: 12, 180°, Solder pin length (l): 3.2 mm, tinned, orange, Box
26519 | 1641140000 | SLD 3.50V/16/180G 3.2SN OR BX | PCB plug-in connector, male header, closed side, THT solder connection, 3.50 mm, Number of poles: 16, 180°, Solder pin length (l): 3.2 mm, tinned, orange, Box
26520 | 1641150000 | SLD 3.50V/20/180G 3.2SN OR BX | PCB plug-in connector, male header, closed side, THT solder connection, 3.50 mm, Number of poles: 20, 180°, Solder pin length (l): 3.2 mm, tinned, orange, Box
26521 | 1641160000 | SLD 3.50V/24/180G 3.2SN OR BX | PCB plug-in connector, male header, closed side, THT solder connection, 3.50 mm, Number of poles: 24, 180°, Solder pin length (l): 3.2 mm, tinned, orange, Box
26522 | 1641170000 | SLD 3.50V/28/180G 3.2SN OR BX | PCB plug-in connector, male header, closed side, THT solder connection, 3.50 mm, Number of poles: 28, 180°, Solder pin length (l): 3.2 mm, tinned, orange, Box
26523 | 1641180000 | SLD 3.50V/32/180G 3.2SN OR BX | PCB plug-in connector, male header, closed side, THT solder connection, 3.50 mm, Number of poles: 32, 180°, Solder pin length (l): 3.2 mm, tinned, orange, Box
26524 | 1641190000 | SLD 3.50V/36/180G 3.2SN OR BX | PCB plug-in connector, male header, closed side, THT solder connection, 3.50 mm, Number of poles: 36, 180°, Solder pin length (l): 3.2 mm, tinned, orange, Box
26525 | 1641200000 | SLD 3.50V/40/180G 3.2SN OR BX | PCB plug-in connector, male header, closed side, THT solder connection, 3.50 mm, Number of poles: 40, 180°, Solder pin length (l): 3.2 mm, tinned, orange, Box
26526 | 1641210000 | SLD 3.50V/44/180G 3.2SN OR BX | PCB plug-in connector, male header, closed side, THT solder connection, 3.50 mm, Number of poles: 44, 180°, Solder pin length (l): 3.2 mm, tinned, orange, Box
26527 | 1641220000 | SLD 3.50V/48/180G 3.2SN OR BX | PCB plug-in connector, male header, closed side, THT solder connection, 3.50 mm, Number of poles: 48, 180°, Solder pin length (l): 3.2 mm, tinned, orange, Box
26528 | 1641240000 | SLD 3.50 V/04/180F 3.2 SN OR BX | PCB plug-in connector, male header, Flange, THT solder connection, 3.50 mm, Number of poles: 4, 180°, Solder pin length (l): 3.2 mm, tinned, orange, Box
26529 | 1641250000 | SLD 3.50 V/08/180F 3.2 SN OR BX | PCB plug-in connector, male header, Flange, THT solder connection, 3.50 mm, Number of poles: 8, 180°, Solder pin length (l): 3.2 mm, tinned, orange, Box
26530 | 1641260000 | SLD 3.50 V/12/180F 3.2 SN OR BX | PCB plug-in connector, male header, Flange, THT solder connection, 3.50 mm, Number of poles: 12, 180°, Solder pin length (l): 3.2 mm, tinned, orange, Box
26531 | 1641270000 | SLD 3.50 V/16/180F 3.2 SN OR BX | PCB plug-in connector, male header, Flange, THT solder connection, 3.50 mm, Number of poles: 16, 180°, Solder pin length (l): 3.2 mm, tinned, orange, Box
26532 | 1641280000 | SLD 3.50 V/20/180F 3.2 SN OR BX | PCB plug-in connector, male header, Flange, THT solder connection, 3.50 mm, Number of poles: 20, 180°, Solder pin length (l): 3.2 mm, tinned, orange, Box
26533 | 1641290000 | SLD 3.50 V/24/180F 3.2 SN OR BX | PCB plug-in connector, male header, Flange, THT solder connection, 3.50 mm, Number of poles: 24, 180°, Solder pin length (l): 3.2 mm, tinned, orange, Box
26534 | 1641300000 | SLD 3.50 V/28/180F 3.2 SN OR BX | PCB plug-in connector, male header, Flange, THT solder connection, 3.50 mm, Number of poles: 28, 180°, Solder pin length (l): 3.2 mm, tinned, orange, Box
26535 | 1641310000 | SLD 3.50 V/32/180F 3.2 SN OR BX | PCB plug-in connector, male header, Flange, THT solder connection, 3.50 mm, Number of poles: 32, 180°, Solder pin length (l): 3.2 mm, tinned, orange, Box
26536 | 1641320000 | SLD 3.50 V/36/180F 3.2 SN OR BX | PCB plug-in connector, male header, Flange, THT solder connection, 3.50 mm, Number of poles: 36, 180°, Solder pin length (l): 3.2 mm, tinned, orange, Box
26537 | 1641330000 | SLD 3.50 V/40/180F 3.2 SN OR BX | PCB plug-in connector, male header, Flange, THT solder connection, 3.50 mm, Number of poles: 40, 180°, Solder pin length (l): 3.2 mm, tinned, orange, Box
26538 | 1641340000 | SLD 3.50 V/44/180F 3.2 SN OR BX | PCB plug-in connector, male header, Flange, THT solder connection, 3.50 mm, Number of poles: 44, 180°, Solder pin length (l): 3.2 mm, tinned, orange, Box
26539 | 1641350000 | SLD 3.50 V/48/180F 3.2 SN OR BX | PCB plug-in connector, male header, Flange, THT solder connection, 3.50 mm, Number of poles: 48, 180°, Solder pin length (l): 3.2 mm, tinned, orange, Box
26540 | 1641760000 | SLD 3.50V/16/180G 4.5SN BK BX | PCB plug-in connector, male header, closed side, THT solder connection, 3.50 mm, Number of poles: 16, 180°, Solder pin length (l): 4.5 mm, tinned, black, Box
26541 | 1641780000 | SLD 3.50V/24/180G 4.5SN BK BX | PCB plug-in connector, male header, closed side, THT solder connection, 3.50 mm, Number of poles: 24, 180°, Solder pin length (l): 4.5 mm, tinned, black, Box
26542 | 1641800000 | SLD 3.50V/32/180G 4.5SN BK BX | PCB plug-in connector, male header, closed side, THT solder connection, 3.50 mm, Number of poles: 32, 180°, Solder pin length (l): 4.5 mm, tinned, black, Box
26543 | 1642120000 | SLD 3.50V/16/90 3.2SN OR BX | PCB plug-in connector, male header, closed side, THT solder connection, 3.50 mm, Number of poles: 16, 90°, Solder pin length (l): 3.2 mm, tinned, orange, Box
26544 | 1642130000 | SLD 3.50V/20/90 3.2SN OR BX | PCB plug-in connector, male header, closed side, THT solder connection, 3.50 mm, Number of poles: 20, 90°, Solder pin length (l): 3.2 mm, tinned, orange, Box
26545 | 1642140000 | SLD 3.50 V/24/90 3.2SN OR BX | PCB plug-in connector, male header, closed side, THT solder connection, 3.50 mm, Number of poles: 24, 90°, Solder pin length (l): 3.2 mm, tinned, orange, Box
26546 | 1642150000 | SLD 3.50 V/28/90 3.2SN OR BX | PCB plug-in connector, male header, closed side, THT solder connection, 3.50 mm, Number of poles: 28, 90°, Solder pin length (l): 3.2 mm, tinned, orange, Box
26547 | 1642240000 | SLD 3.50V/04/90G 3.2SN OR BX | PCB plug-in connector, male header, closed side, THT solder connection, 3.50 mm, Number of poles: 4, 90°, Solder pin length (l): 3.2 mm, tinned, orange, Box
26548 | 1642250000 | SLD 3.50V/08/90G 3.2SN OR BX | PCB plug-in connector, male header, closed side, THT solder connection, 3.50 mm, Number of poles: 8, 90°, Solder pin length (l): 3.2 mm, tinned, orange, Box
26549 | 1642260000 | SLD 3.50V/12/90G 3.2SN OR BX | PCB plug-in connector, male header, closed side, THT solder connection, 3.50 mm, Number of poles: 12, 90°, Solder pin length (l): 3.2 mm, tinned, orange, Box
26550 | 1642270000 | SLD 3.50V/16/90G 3.2SN OR BX | PCB plug-in connector, male header, closed side, THT solder connection, 3.50 mm, Number of poles: 16, 90°, Solder pin length (l): 3.2 mm, tinned, orange, Box
26551 | 1642280000 | SLD 3.50V/20/90G 3.2SN OR BX | PCB plug-in connector, male header, closed side, THT solder connection, 3.50 mm, Number of poles: 20, 90°, Solder pin length (l): 3.2 mm, tinned, orange, Box
26552 | 1642290000 | SLD 3.50V/24/90G 3.2SN OR BX | PCB plug-in connector, male header, closed side, THT solder connection, 3.50 mm, Number of poles: 24, 90°, Solder pin length (l): 3.2 mm, tinned, orange, Box
26553 | 1642300000 | SLD 3.50V/28/90G 3.2SN OR BX | PCB plug-in connector, male header, closed side, THT solder connection, 3.50 mm, Number of poles: 28, 90°, Solder pin length (l): 3.2 mm, tinned, orange, Box
26554 | 1642310000 | SLD 3.50V/32/90G 3.2SN OR BX | PCB plug-in connector, male header, closed side, THT solder connection, 3.50 mm, Number of poles: 32, 90°, Solder pin length (l): 3.2 mm, tinned, orange, Box
26555 | 1642320000 | SLD 3.50V/36/90G 3.2SN OR BX | PCB plug-in connector, male header, closed side, THT solder connection, 3.50 mm, Number of poles: 36, 90°, Solder pin length (l): 3.2 mm, tinned, orange, Box
26556 | 1642330000 | SLD 3.50V/40/90G 3.2SN OR BX | PCB plug-in connector, male header, closed side, THT solder connection, 3.50 mm, Number of poles: 40, 90°, Solder pin length (l): 3.2 mm, tinned, orange, Box
26557 | 1642340000 | SLD 3.50V/44/90G 3.2SN OR BX | PCB plug-in connector, male header, closed side, THT solder connection, 3.50 mm, Number of poles: 44, 90°, Solder pin length (l): 3.2 mm, tinned, orange, Box
26558 | 1642350000 | SLD 3.50V/48/90G 3.2SN OR BX | PCB plug-in connector, male header, closed side, THT solder connection, 3.50 mm, Number of poles: 48, 90°, Solder pin length (l): 3.2 mm, tinned, orange, Box
26559 | 1642370000 | SLD 3.50 V/04/90F 3.2 SN OR BX | PCB plug-in connector, male header, Flange, THT solder connection, 3.50 mm, Number of poles: 4, 90°, Solder pin length (l): 3.2 mm, tinned, orange, Box
26560 | 1642380000 | SLD 3.50 V/08/90F 3.2 SN OR BX | PCB plug-in connector, male header, Flange, THT solder connection, 3.50 mm, Number of poles: 8, 90°, Solder pin length (l): 3.2 mm, tinned, orange, Box
26561 | 1642390000 | SLD 3.50 V/12/90F 3.2 SN OR BX | PCB plug-in connector, male header, Flange, THT solder connection, 3.50 mm, Number of poles: 12, 90°, Solder pin length (l): 3.2 mm, tinned, orange, Box
26562 | 1642400000 | SLD 3.50 V/16/90F 3.2 SN OR BX | PCB plug-in connector, male header, Flange, THT solder connection, 3.50 mm, Number of poles: 16, 90°, Solder pin length (l): 3.2 mm, tinned, orange, Box
26563 | 1642410000 | SLD 3.50 V/20/90F 3.2 SN OR BX | PCB plug-in connector, male header, Flange, THT solder connection, 3.50 mm, Number of poles: 20, 90°, Solder pin length (l): 3.2 mm, tinned, orange, Box
26564 | 1642420000 | SLD 3.50 V/24/90F 3.2 SN OR BX | PCB plug-in connector, male header, Flange, THT solder connection, 3.50 mm, Number of poles: 24, 90°, Solder pin length (l): 3.2 mm, tinned, orange, Box
26565 | 1642430000 | SLD 3.50 V/28/90F 3.2 SN OR BX | PCB plug-in connector, male header, Flange, THT solder connection, 3.50 mm, Number of poles: 28, 90°, Solder pin length (l): 3.2 mm, tinned, orange, Box
26566 | 1642440000 | SLD 3.50 V/32/90F 3.2 SN OR BX | PCB plug-in connector, male header, Flange, THT solder connection, 3.50 mm, Number of poles: 32, 90°, Solder pin length (l): 3.2 mm, tinned, orange, Box
26567 | 1642450000 | SLD 3.50 V/36/90F 3.2 SN OR BX | PCB plug-in connector, male header, Flange, THT solder connection, 3.50 mm, Number of poles: 36, 90°, Solder pin length (l): 3.2 mm, tinned, orange, Box
26568 | 1642460000 | SLD 3.50 V/40/90F 3.2 SN OR BX | PCB plug-in connector, male header, Flange, THT solder connection, 3.50 mm, Number of poles: 40, 90°, Solder pin length (l): 3.2 mm, tinned, orange, Box
26569 | 1642470000 | SLD 3.50 V/44/90F 3.2 SN OR BX | PCB plug-in connector, male header, Flange, THT solder connection, 3.50 mm, Number of poles: 44, 90°, Solder pin length (l): 3.2 mm, tinned, orange, Box
26570 | 1642480000 | SLD 3.50 V/48/90F 3.2 SN OR BX | PCB plug-in connector, male header, Flange, THT solder connection, 3.50 mm, Number of poles: 48, 90°, Solder pin length (l): 3.2 mm, tinned, orange, Box
26571 | 1642860000 | SLD 3.50V/04/90G 4.5SN BK BX | PCB plug-in connector, male header, closed side, THT solder connection, 3.50 mm, Number of poles: 4, 90°, Solder pin length (l): 4.5 mm, tinned, black, Box
26572 | 1642870000 | SLD 3.50V/08/90G 4.5SN BK BX | PCB plug-in connector, male header, closed side, THT solder connection, 3.50 mm, Number of poles: 8, 90°, Solder pin length (l): 4.5 mm, tinned, black, Box
26573 | 1642930000 | SLD 3.50 V/32/90G 4.5 SN BK BX | PCB plug-in connector, male header, closed side, THT solder connection, 3.50 mm, Number of poles: 32, 90°, Solder pin length (l): 4.5 mm, tinned, black, Box
26574 | 1643150000 | SLD 3.50 V/24/90F 4.5 SN BK BX | PCB plug-in connector, male header, Flange, THT solder connection, 3.50 mm, Number of poles: 24, 90°, Solder pin length (l): 4.5 mm, tinned, black, Box
26575 | 1643200000 | SLD 3.50 V/44/90F 4.5 SN BK BX | PCB plug-in connector, male header, Flange, THT solder connection, 3.50 mm, Number of poles: 44, 90°, Solder pin length (l): 4.5 mm, tinned, black, Box
26576 | 1643210000 | SLD 3.50 V/48/90F 4.5 SN BK BX | PCB plug-in connector, male header, Flange, THT solder connection, 3.50 mm, Number of poles: 48, 90°, Solder pin length (l): 4.5 mm, tinned, black, Box
26577 | 1650210000 | WTA 7 WSI6 | W-Series, Test adapter
26578 | 1653730000 | SLD 5.00/10/90G 4.5 SN BK BX | PCB plug-in connector, male header, closed side, THT solder connection, 5.00 mm, Number of poles: 10, 90°, Solder pin length (l): 4.5 mm, tinned, black, Box
26579 | 1653760000 | SLD 5.00/16/90G 4.5 SN BK BX | PCB plug-in connector, male header, closed side, THT solder connection, 5.00 mm, Number of poles: 16, 90°, Solder pin length (l): 4.5 mm, tinned, black, Box
26580 | 1653800000 | SLD 5.00/24/90G 4.5 SN BK BX | PCB plug-in connector, male header, closed side, THT solder connection, 5.00 mm, Number of poles: 24, 90°, Solder pin length (l): 4.5 mm, tinned, black, Box
26581 | 1669650000 | SLD 3.50V/22/90G 3.2SN OR BX | PCB plug-in connector, male header, closed side, THT solder connection, 3.50 mm, Number of poles: 22, 90°, Solder pin length (l): 3.2 mm, tinned, orange, Box
26582 | 1669660000 | SLD 3.50V/22/90F 3.2SN OR BX | PCB plug-in connector, male header, Flange, THT solder connection, 3.50 mm, Number of poles: 22, 90°, Solder pin length (l): 3.2 mm, tinned, orange, Box
26583 | 1687640000 | WQV 16N/2 BL | W-Series, Cross-connector, For the terminals, Number of poles: 2
26584 | 1698920000 | SLD 3.50V/38/180 4.5SN BK BX | PCB plug-in connector, male header, open side, THT solder connection, 3.50 mm, Number of poles: 38, 180°, Solder pin length (l): 4.5 mm, tinned, black, Box
26585 | 1699000000 | SLD 3.50V/26/180G 4.5SN BK BX | PCB plug-in connector, male header, closed side, THT solder connection, 3.50 mm, Number of poles: 26, 180°, Solder pin length (l): 4.5 mm, tinned, black, Box
26586 | 1699270000 | SLD 3.50V/06/90G 4.5SN BK BX | PCB plug-in connector, male header, closed side, THT solder connection, 3.50 mm, Number of poles: 6, 90°, Solder pin length (l): 4.5 mm, tinned, black, Box
26587 | 1723800000 | BS 35II KLBUE HOLDER | Clamping yoke, Set of fixings, Steel
26588 | 1723810000 | BS 35II KLBUE3-8 | Clamping yoke, Set of fixings, Steel
26589 | 1723820000 | BS 35II/KLBUE 4-13.5 | Clamping yoke, Set of fixings, Steel
26590 | 1749430000 | BS 35II KLBUE3-8/2X2-6 | Clamping yoke, Set of fixings, Steel
26591 | 1752982001 | SL-SMT 3.50/02/180G 1.5SN BK BX | PCB plug-in connector, male header, closed side, THT/THR solder connection, 3.50 mm, Number of poles: 2, 180°, Solder pin length (l): 1.5 mm, tinned, black, Box
26592 | 1752992001 | SL-SMT 3.50/03/180G 1.5SN BK BX | PCB plug-in connector, male header, closed side, THT/THR solder connection, 3.50 mm, Number of poles: 3, 180°, Solder pin length (l): 1.5 mm, tinned, black, Box
26593 | 1753002001 | SL-SMT 3.50/04/180G 1.5SN BK BX | PCB plug-in connector, male header, closed side, THT/THR solder connection, 3.50 mm, Number of poles: 4, 180°, Solder pin length (l): 1.5 mm, tinned, black, Box
26594 | 1753012001 | SL-SMT 3.50/05/180G 1.5SN BK BX | PCB plug-in connector, male header, closed side, THT/THR solder connection, 3.50 mm, Number of poles: 5, 180°, Solder pin length (l): 1.5 mm, tinned, black, Box
26595 | 1753022001 | SL-SMT 3.50/06/180G 1.5SN BK BX | PCB plug-in connector, male header, closed side, THT/THR solder connection, 3.50 mm, Number of poles: 6, 180°, Solder pin length (l): 1.5 mm, tinned, black, Box
26596 | 1753052001 | SL-SMT 3.50/09/180G 1.5SN BK BX | PCB plug-in connector, male header, closed side, THT/THR solder connection, 3.50 mm, Number of poles: 9, 180°, Solder pin length (l): 1.5 mm, tinned, black, Box
26597 | 1753062001 | SL-SMT 3.50/10/180G 1.5SN BK BX | PCB plug-in connector, male header, closed side, THT/THR solder connection, 3.50 mm, Number of poles: 10, 180°, Solder pin length (l): 1.5 mm, tinned, black, Box
26598 | 1753072001 | SL-SMT 3.50/11/180G 1.5SN BK BX | PCB plug-in connector, male header, closed side, THT/THR solder connection, 3.50 mm, Number of poles: 11, 180°, Solder pin length (l): 1.5 mm, tinned, black, Box
26599 | 1753082001 | SL-SMT 3.50/12/180G 1.5SN BK BX | PCB plug-in connector, male header, closed side, THT/THR solder connection, 3.50 mm, Number of poles: 12, 180°, Solder pin length (l): 1.5 mm, tinned, black, Box
26600 | 1753083001 | SL-SMT 3.50/12/180G 1.5SN BK TR | PCB plug-in connector, male header, closed side, THT/THR solder connection, 3.50 mm, Number of poles: 12, 180°, Solder pin length (l): 1.5 mm, tinned, black, Tray
26601 | 1753092001 | SL-SMT 3.50/13/180G 1.5SN BK BX | PCB plug-in connector, male header, closed side, THT/THR solder connection, 3.50 mm, Number of poles: 13, 180°, Solder pin length (l): 1.5 mm, tinned, black, Box
26602 | 1753102001 | SL-SMT 3.50/14/180G 1.5SN BK BX | PCB plug-in connector, male header, closed side, THT/THR solder connection, 3.50 mm, Number of poles: 14, 180°, Solder pin length (l): 1.5 mm, tinned, black, Box
26603 | 1753122001 | SL-SMT 3.50/16/180G 1.5SN BK BX | PCB plug-in connector, male header, closed side, THT/THR solder connection, 3.50 mm, Number of poles: 16, 180°, Solder pin length (l): 1.5 mm, tinned, black, Box
26604 | 1753142001 | SL-SMT 3.50/18/180G 1.5SN BK BX | PCB plug-in connector, male header, closed side, THT/THR solder connection, 3.50 mm, Number of poles: 18, 180°, Solder pin length (l): 1.5 mm, tinned, black, Box
26605 | 1753202001 | SL-SMT 3.50/24/180G 1.5SN BK BX | PCB plug-in connector, male header, closed side, THT/THR solder connection, 3.50 mm, Number of poles: 24, 180°, Solder pin length (l): 1.5 mm, tinned, black, Box
26606 | 1754250000 | ZQV 1.5N/R3.5/6 GE | Accessories, Cross-connector, 17.5 A
26607 | 1754260000 | ZQV 1.5N/R3.5/7 GE | Accessories, Cross-connector, 17.5 A
26608 | 1754270000 | ZQV 1.5N/R3.5/8 GE | Accessories, Cross-connector, 17.5 A
26609 | 1754300000 | ZQV 1.5N/R3.5/30 GE | Accessories, Cross-connector, 17.5 A
26610 | 1758250000 | ZQV 4N/2 GE | Accessories, Cross-connector, 32 A
26611 | 1758270000 | ZQV 4N/41 | Accessories, Cross-connector, 32 A
26612 | 1760720000 | BS 35/WSH 2 | Accessories, Set of fixings, Steel
26613 | 1760812001 | SL-SMT 3.50/10/180 1.5SN BK BX | PCB plug-in connector, male header, open side, THT/THR solder connection, 3.50 mm, Number of poles: 10, 180°, Solder pin length (l): 1.5 mm, tinned, black, Box
26614 | 1760962001 | SL-SMT 3.50/02/180F 1.5SN BK BX | PCB plug-in connector, male header, Flange, THT/THR solder connection, 3.50 mm, Number of poles: 2, 180°, Solder pin length (l): 1.5 mm, tinned, black, Box
26615 | 1760972001 | SL-SMT 3.50/03/180F 1.5SN BK BX | PCB plug-in connector, male header, Flange, THT/THR solder connection, 3.50 mm, Number of poles: 3, 180°, Solder pin length (l): 1.5 mm, tinned, black, Box
26616 | 1760982001 | SL-SMT 3.50/04/180F 1.5SN BK BX | PCB plug-in connector, male header, Flange, THT/THR solder connection, 3.50 mm, Number of poles: 4, 180°, Solder pin length (l): 1.5 mm, tinned, black, Box
26617 | 1760992001 | SL-SMT 3.50/05/180F 1.5SN BK BX | PCB plug-in connector, male header, Flange, THT/THR solder connection, 3.50 mm, Number of poles: 5, 180°, Solder pin length (l): 1.5 mm, tinned, black, Box
26618 | 1761002001 | SL-SMT 3.50/06/180F 1.5SN BK BX | PCB plug-in connector, male header, Flange, THT/THR solder connection, 3.50 mm, Number of poles: 6, 180°, Solder pin length (l): 1.5 mm, tinned, black, Box
26619 | 1761022001 | SL-SMT 3.50/08/180F 1.5SN BK BX | PCB plug-in connector, male header, Flange, THT/THR solder connection, 3.50 mm, Number of poles: 8, 180°, Solder pin length (l): 1.5 mm, tinned, black, Box
26620 | 1761042001 | SL-SMT 3.50/10/180F 1.5SN BK BX | PCB plug-in connector, male header, Flange, THT/THR solder connection, 3.50 mm, Number of poles: 10, 180°, Solder pin length (l): 1.5 mm, tinned, black, Box
26621 | 1761122001 | SL-SMT 3.50/18/180F 1.5SN BK BX | PCB plug-in connector, male header, Flange, THT/THR solder connection, 3.50 mm, Number of poles: 18, 180°, Solder pin length (l): 1.5 mm, tinned, black, Box
26622 | 1761542001 | SL-SMT 3.50/02/90G 1.5SN BK BX | PCB plug-in connector, male header, closed side, THT/THR solder connection, 3.50 mm, Number of poles: 2, 90°, Solder pin length (l): 1.5 mm, tinned, black, Box
26623 | 1761552001 | SL-SMT 3.50/03/90G 1.5SN BK BX | PCB plug-in connector, male header, closed side, THT/THR solder connection, 3.50 mm, Number of poles: 3, 90°, Solder pin length (l): 1.5 mm, tinned, black, Box
26624 | 1761562001 | SL-SMT 3.50/04/90G 1.5SN BK BX | PCB plug-in connector, male header, closed side, THT/THR solder connection, 3.50 mm, Number of poles: 4, 90°, Solder pin length (l): 1.5 mm, tinned, black, Box
26625 | 1761572001 | SL-SMT 3.50/05/90G 1.5SN BK BX | PCB plug-in connector, male header, closed side, THT/THR solder connection, 3.50 mm, Number of poles: 5, 90°, Solder pin length (l): 1.5 mm, tinned, black, Box
26626 | 1761582001 | SL-SMT 3.50/06/90G 1.5SN BK BX | PCB plug-in connector, male header, closed side, THT/THR solder connection, 3.50 mm, Number of poles: 6, 90°, Solder pin length (l): 1.5 mm, tinned, black, Box
26627 | 1761602001 | SL-SMT 3.50/08/90G 1.5SN BK BX | PCB plug-in connector, male header, closed side, THT/THR solder connection, 3.50 mm, Number of poles: 8, 90°, Solder pin length (l): 1.5 mm, tinned, black, Box
26628 | 1761612001 | SL-SMT 3.50/09/90G 1.5SN BK BX | PCB plug-in connector, male header, closed side, THT/THR solder connection, 3.50 mm, Number of poles: 9, 90°, Solder pin length (l): 1.5 mm, tinned, black, Box
26629 | 1761622001 | SL-SMT 3.50/10/90G 1.5SN BK BX | PCB plug-in connector, male header, closed side, THT/THR solder connection, 3.50 mm, Number of poles: 10, 90°, Solder pin length (l): 1.5 mm, tinned, black, Box
26630 | 1761642001 | SL-SMT 3.50/12/90G 1.5SN BK BX | PCB plug-in connector, male header, closed side, THT/THR solder connection, 3.50 mm, Number of poles: 12, 90°, Solder pin length (l): 1.5 mm, tinned, black, Box
26631 | 1761643001 | SL-SMT 3.50/12/90G 1.5SN BK TR | PCB plug-in connector, male header, closed side, THT/THR solder connection, 3.50 mm, Number of poles: 12, 90°, Solder pin length (l): 1.5 mm, tinned, black, Tray
26632 | 1761662001 | SL-SMT 3.50/14/90G 1.5SN BK BX | PCB plug-in connector, male header, closed side, THT/THR solder connection, 3.50 mm, Number of poles: 14, 90°, Solder pin length (l): 1.5 mm, tinned, black, Box
26633 | 1761672001 | SL-SMT 3.50/15/90G 1.5SN BK BX | PCB plug-in connector, male header, closed side, THT/THR solder connection, 3.50 mm, Number of poles: 15, 90°, Solder pin length (l): 1.5 mm, tinned, black, Box
26634 | 1761682001 | SL-SMT 3.50/16/90G 1.5SN BK BX | PCB plug-in connector, male header, closed side, THT/THR solder connection, 3.50 mm, Number of poles: 16, 90°, Solder pin length (l): 1.5 mm, tinned, black, Box
26635 | 1761703001 | SL-SMT 3.50/18/90G 1.5SN BK TR | PCB plug-in connector, male header, closed side, THT/THR solder connection, 3.50 mm, Number of poles: 18, 90°, Solder pin length (l): 1.5 mm, tinned, black, Tray
26636 | 1761732001 | SL-SMT 3.50/21/90G 1.5SN BK BX | PCB plug-in connector, male header, closed side, THT/THR solder connection, 3.50 mm, Number of poles: 21, 90°, Solder pin length (l): 1.5 mm, tinned, black, Box
26637 | 1761762001 | SL-SMT 3.50/24/90G 1.5SN BK BX | PCB plug-in connector, male header, closed side, THT/THR solder connection, 3.50 mm, Number of poles: 24, 90°, Solder pin length (l): 1.5 mm, tinned, black, Box
26638 | 1761922001 | SL-SMT 3.50/17/90 1.5SN BK BX | PCB plug-in connector, male header, open side, THT/THR solder connection, 3.50 mm, Number of poles: 17, 90°, Solder pin length (l): 1.5 mm, tinned, black, Box
26639 | 1762002001 | SL-SMT 3.50/02/90F 1.5SN BK BX | PCB plug-in connector, male header, Flange, THT/THR solder connection, 3.50 mm, Number of poles: 2, 90°, Solder pin length (l): 1.5 mm, tinned, black, Box
26640 | 1762022001 | SL-SMT 3.50/04/90F 1.5SN BK BX | PCB plug-in connector, male header, Flange, THT/THR solder connection, 3.50 mm, Number of poles: 4, 90°, Solder pin length (l): 1.5 mm, tinned, black, Box
26641 | 1762032001 | SL-SMT 3.50/05/90F 1.5SN BK BX | PCB plug-in connector, male header, Flange, THT/THR solder connection, 3.50 mm, Number of poles: 5, 90°, Solder pin length (l): 1.5 mm, tinned, black, Box
26642 | 1762082001 | SL-SMT 3.50/10/90F 1.5SN BK BX | PCB plug-in connector, male header, Flange, THT/THR solder connection, 3.50 mm, Number of poles: 10, 90°, Solder pin length (l): 1.5 mm, tinned, black, Box
26643 | 1762620000 | ZQV 4N/4 GE | Accessories, Cross-connector, 32 A
26644 | 1768020000 | BS 35II KLBUE2X3-8/2X2-6 | Clamping yoke, Set of fixings, Steel
26645 | 1771990000 | BS 35II KLBÜ2X2-6/2X2-6 | Clamping yoke, Set of fixings
26646 | 1780970000 | WQL 2 WF6 | Bolt-type screw terminals, Cross-connector, Number of poles: 2
26647 | 1781000000 | WQL 3 WF8 | Bolt-type screw terminals, Cross-connector, Number of poles: 3
26648 | 1781020000 | WQL 3 WF10 | Bolt-type screw terminals, Cross-connector, Number of poles: 3
26649 | 1781030000 | WQL 2 WF12 | Bolt-type screw terminals, Cross-connector, Number of poles: 2
26650 | 1782800000 | SLD 3.50/24/90G 3.2SN BK BX | PCB plug-in connector, male header, closed side, THT solder connection, 3.50 mm, Number of poles: 24, 90°, Solder pin length (l): 3.2 mm, tinned, black, Box
26651 | 1793950000 | ZQV 4N/2 RT | Accessories, Cross-connector, 32 A
26652 | 1793960000 | ZQV 4N/2 BL | Accessories, Cross-connector, 32 A
26653 | 1793970000 | ZQV 4N/2 SW | Accessories, Cross-connector, 32 A
26654 | 1793980000 | ZQV 4N/3 RT | Accessories, Cross-connector, 32 A
26655 | 1793990000 | ZQV 4N/3 BL | Accessories, Cross-connector, 32 A
26656 | 1794000000 | ZQV 4N/3 SW | Accessories, Cross-connector, 32 A
26657 | 1794010000 | ZQV 4N/4 RT | Accessories, Cross-connector, 32 A
26658 | 1794020000 | ZQV 4N/4 BL | Accessories, Cross-connector, 32 A
26659 | 1794030000 | ZQV 4N/4 SW | Accessories, Cross-connector, 32 A
26660 | 1794040000 | ZQV 4N/10 RT | Accessories, Cross-connector, 32 A
26661 | 1794050000 | ZQV 4N/10 BL | Accessories, Cross-connector, 32 A
26662 | 1794060000 | ZQV 4N/10 SW | Accessories, Cross-connector, 32 A
26663 | 1794070000 | ZQV 4N/41 RT | Accessories, Cross-connector, 32 A
26664 | 1794080000 | ZQV 4N/41 BL | Accessories, Cross-connector, 32 A
26665 | 1794090000 | ZQV 4N/41 SW | Accessories, Cross-connector, 32 A
26666 | 1794130000 | SLD 3.50/30/90G 3.2SN BK BX | PCB plug-in connector, male header, closed side, THT solder connection, 3.50 mm, Number of poles: 30, 90°, Solder pin length (l): 3.2 mm, tinned, black, Box
26667 | 1802790000 | WQB 240/2 | W-Series, Cross-connector, For the terminals, Number of poles: 2
26668 | 1802800000 | WQB 240/3 | W-Series, Cross-connector, For the terminals, Number of poles: 3
26669 | 1804340000 | SL-SMT 3.50/12/90LF 3.2SN BK BX | PCB plug-in connector, male header, Solder flange, THT/THR solder connection, 3.50 mm, Number of poles: 12, 90°, Solder pin length (l): 3.2 mm, tinned, black, Box
26670 | 1804700000 | SL-SMT 3.50/02/180LF 1.5SN BK BX | PCB plug-in connector, male header, Solder flange, THT/THR solder connection, 3.50 mm, Number of poles: 2, 180°, Solder pin length (l): 1.5 mm, tinned, black, Box
26671 | 1804710000 | SL-SMT 3.50/03/180LF 1.5SN BK BX | PCB plug-in connector, male header, Solder flange, THT/THR solder connection, 3.50 mm, Number of poles: 3, 180°, Solder pin length (l): 1.5 mm, tinned, black, Box
26672 | 1804720000 | SL-SMT 3.50/04/180LF 1.5SN BK BX | PCB plug-in connector, male header, Solder flange, THT/THR solder connection, 3.50 mm, Number of poles: 4, 180°, Solder pin length (l): 1.5 mm, tinned, black, Box
26673 | 1804730000 | SL-SMT 3.50/05/180LF 1.5SN BK BX | PCB plug-in connector, male header, Solder flange, THT/THR solder connection, 3.50 mm, Number of poles: 5, 180°, Solder pin length (l): 1.5 mm, tinned, black, Box
26674 | 1804740000 | SL-SMT 3.50/06/180LF 1.5SN BK BX | PCB plug-in connector, male header, Solder flange, THT/THR solder connection, 3.50 mm, Number of poles: 6, 180°, Solder pin length (l): 1.5 mm, tinned, black, Box
26675 | 1804760000 | SL-SMT 3.50/08/180LF 1.5SN BK BX | PCB plug-in connector, male header, Solder flange, THT/THR solder connection, 3.50 mm, Number of poles: 8, 180°, Solder pin length (l): 1.5 mm, tinned, black, Box
26676 | 1804770000 | SL-SMT 3.50/09/180LF 1.5SN BK BX | PCB plug-in connector, male header, Solder flange, THT/THR solder connection, 3.50 mm, Number of poles: 9, 180°, Solder pin length (l): 1.5 mm, tinned, black, Box
26677 | 1804780000 | SL-SMT 3.50/10/180LF 1.5SN BK BX | PCB plug-in connector, male header, Solder flange, THT/THR solder connection, 3.50 mm, Number of poles: 10, 180°, Solder pin length (l): 1.5 mm, tinned, black, Box
26678 | 1804800000 | SL-SMT 3.50/12/180LF 1.5SN BK BX | PCB plug-in connector, male header, Solder flange, THT/THR solder connection, 3.50 mm, Number of poles: 12, 180°, Solder pin length (l): 1.5 mm, tinned, black, Box
26679 | 1804810000 | SL-SMT 3.50/13/180LF 1.5SN BK BX | PCB plug-in connector, male header, Solder flange, THT/THR solder connection, 3.50 mm, Number of poles: 13, 180°, Solder pin length (l): 1.5 mm, tinned, black, Box
26680 | 1804840000 | SL-SMT 3.50/16/180LF 1.5SN BK BX | PCB plug-in connector, male header, Solder flange, THT/THR solder connection, 3.50 mm, Number of poles: 16, 180°, Solder pin length (l): 1.5 mm, tinned, black, Box
26681 | 1804860000 | SL-SMT 3.50/18/180LF 1.5SN BK BX | PCB plug-in connector, male header, Solder flange, THT/THR solder connection, 3.50 mm, Number of poles: 18, 180°, Solder pin length (l): 1.5 mm, tinned, black, Box
26682 | 1804930000 | SL-SMT 3.50/24/180LF 1.5SN BK BX | PCB plug-in connector, male header, Solder flange, THT/THR solder connection, 3.50 mm, Number of poles: 24, 180°, Solder pin length (l): 1.5 mm, tinned, black, Box
26683 | 1804940000 | SL-SMT 3.50/02/90LF 1.5SN BK BX | PCB plug-in connector, male header, Solder flange, THT/THR solder connection, 3.50 mm, Number of poles: 2, 90°, Solder pin length (l): 1.5 mm, tinned, black, Box
26684 | 1804950000 | SL-SMT 3.50/03/90LF 1.5SN BK BX | PCB plug-in connector, male header, Solder flange, THT/THR solder connection, 3.50 mm, Number of poles: 3, 90°, Solder pin length (l): 1.5 mm, tinned, black, Box
26685 | 1804960000 | SL-SMT 3.50/04/90LF 1.5SN BK BX | PCB plug-in connector, male header, Solder flange, THT/THR solder connection, 3.50 mm, Number of poles: 4, 90°, Solder pin length (l): 1.5 mm, tinned, black, Box
26686 | 1804970000 | SL-SMT 3.50/05/90LF 1.5SN BK BX | PCB plug-in connector, male header, Solder flange, THT/THR solder connection, 3.50 mm, Number of poles: 5, 90°, Solder pin length (l): 1.5 mm, tinned, black, Box
26687 | 1804980000 | SL-SMT 3.50/06/90LF 1.5SN BK BX | PCB plug-in connector, male header, Solder flange, THT/THR solder connection, 3.50 mm, Number of poles: 6, 90°, Solder pin length (l): 1.5 mm, tinned, black, Box
26688 | 1805010000 | SL-SMT 3.50/09/90LF 1.5SN BK BX | PCB plug-in connector, male header, Solder flange, THT/THR solder connection, 3.50 mm, Number of poles: 9, 90°, Solder pin length (l): 1.5 mm, tinned, black, Box
26689 | 1805020000 | SL-SMT 3.50/10/90LF 1.5SN BK BX | PCB plug-in connector, male header, Solder flange, THT/THR solder connection, 3.50 mm, Number of poles: 10, 90°, Solder pin length (l): 1.5 mm, tinned, black, Box
26690 | 1805040000 | SL-SMT 3.50/12/90LF 1.5SN BK BX | PCB plug-in connector, male header, Solder flange, THT/THR solder connection, 3.50 mm, Number of poles: 12, 90°, Solder pin length (l): 1.5 mm, tinned, black, Box
26691 | 1805070000 | SL-SMT 3.50/15/90LF 1.5SN BK BX | PCB plug-in connector, male header, Solder flange, THT/THR solder connection, 3.50 mm, Number of poles: 15, 90°, Solder pin length (l): 1.5 mm, tinned, black, Box
26692 | 1805080000 | SL-SMT 3.50/16/90LF 1.5SN BK BX | PCB plug-in connector, male header, Solder flange, THT/THR solder connection, 3.50 mm, Number of poles: 16, 90°, Solder pin length (l): 1.5 mm, tinned, black, Box
26693 | 1805120000 | SL-SMT 3.50/20/90LF 1.5SN BK BX | PCB plug-in connector, male header, Solder flange, THT/THR solder connection, 3.50 mm, Number of poles: 20, 90°, Solder pin length (l): 1.5 mm, tinned, black, Box
26694 | 1805160000 | SL-SMT 3.50/24/90LF 1.5SN BK BX | PCB plug-in connector, male header, Solder flange, THT/THR solder connection, 3.50 mm, Number of poles: 24, 90°, Solder pin length (l): 1.5 mm, tinned, black, Box
26695 | 1836990000 | SL-SMT 3.50/10/180G 3.2SN BK BX | PCB plug-in connector, male header, closed side, THT/THR solder connection, 3.50 mm, Number of poles: 10, 180°, Solder pin length (l): 3.2 mm, tinned, black, Box
26696 | 1866770000 | SLD 3.50V/10/90G 3.2SN OR BX | PCB plug-in connector, male header, closed side, THT solder connection, 3.50 mm, Number of poles: 10, 90°, Solder pin length (l): 3.2 mm, tinned, orange, Box
26697 | 1878660000 | WTA 4N WDK 2.5 | W-Series, Test adapter
26698 | 1879350000 | WTA 4N/ZA WDK 2.5 | W-Series, Test adapter
26699 | 1881640000 | WAP WTL4/2 | W-Series, End plate
26700 | 1881650000 | WTL 4/2 STB | Test-disconnect terminal, Screw connection, 4 mm², 500 V, 10 A, pluggable, dark beige
26701 | 1887210000 | WTL 6/4 FF | Test-disconnect terminal, Screw connection, 6 mm², 800 V, 41 A, sliding, dark beige
26702 | 1887220000 | WTD 6/4 FF | Feed-through terminal, Screw connection, 6 mm², 800 V, 41 A, without, dark beige
26703 | 1887240000 | WAP WTL6/4FF | W-Series, End plate
26704 | 1890500000 | SLD 3.50V/10/90 3.2SN OR BX | PCB plug-in connector, male header, closed side, THT solder connection, 3.50 mm, Number of poles: 10, 90°, Solder pin length (l): 3.2 mm, tinned, orange, Box
26705 | 1890600000 | SLD 3.50V/06/90G 3.2SN OR BX | PCB plug-in connector, male header, closed side, THT solder connection, 3.50 mm, Number of poles: 6, 90°, Solder pin length (l): 3.2 mm, tinned, orange, Box
26706 | 1890610000 | SLD 3.50V/14/90G 3.2SN OR BX | PCB plug-in connector, male header, closed side, THT solder connection, 3.50 mm, Number of poles: 14, 90°, Solder pin length (l): 3.2 mm, tinned, orange, Box
26707 | 1890620000 | SLD 3.50V/18/90G 3.2SN OR BX | PCB plug-in connector, male header, closed side, THT solder connection, 3.50 mm, Number of poles: 18, 90°, Solder pin length (l): 3.2 mm, tinned, orange, Box
26708 | 1890630000 | SLD 3.50V/26/90G 3.2SN OR BX | PCB plug-in connector, male header, closed side, THT solder connection, 3.50 mm, Number of poles: 26, 90°, Solder pin length (l): 3.2 mm, tinned, orange, Box
26709 | 1890640000 | SLD 3.50V/30/90G 3.2SN OR BX | PCB plug-in connector, male header, closed side, THT solder connection, 3.50 mm, Number of poles: 30, 90°, Solder pin length (l): 3.2 mm, tinned, orange, Box
26710 | 1890650000 | SLD 3.50V/34/90G 3.2SN OR BX | PCB plug-in connector, male header, closed side, THT solder connection, 3.50 mm, Number of poles: 34, 90°, Solder pin length (l): 3.2 mm, tinned, orange, Box
26711 | 1890660000 | SLD 3.50V/38/90G 3.2SN OR BX | PCB plug-in connector, male header, closed side, THT solder connection, 3.50 mm, Number of poles: 38, 90°, Solder pin length (l): 3.2 mm, tinned, orange, Box
26712 | 1890670000 | SLD 3.50V/42/90G 3.2SN OR BX | PCB plug-in connector, male header, closed side, THT solder connection, 3.50 mm, Number of poles: 42, 90°, Solder pin length (l): 3.2 mm, tinned, orange, Box
26713 | 1890680000 | SLD 3.50V/46/90G 3.2SN OR BX | PCB plug-in connector, male header, closed side, THT solder connection, 3.50 mm, Number of poles: 46, 90°, Solder pin length (l): 3.2 mm, tinned, orange, Box
26714 | 1890790000 | SLD 3.50V/06/90F 3.2SN OR BX | PCB plug-in connector, male header, Flange, THT solder connection, 3.50 mm, Number of poles: 6, 90°, Solder pin length (l): 3.2 mm, tinned, orange, Box
26715 | 1890800000 | SLD 3.50V/10/90F 3.2SN OR BX | PCB plug-in connector, male header, Flange, THT solder connection, 3.50 mm, Number of poles: 10, 90°, Solder pin length (l): 3.2 mm, tinned, orange, Box
26716 | 1890810000 | SLD 3.50V/14/90F 3.2SN OR BX | PCB plug-in connector, male header, Flange, THT solder connection, 3.50 mm, Number of poles: 14, 90°, Solder pin length (l): 3.2 mm, tinned, orange, Box
26717 | 1890820000 | SLD 3.50V/18/90F 3.2SN OR BX | PCB plug-in connector, male header, Flange, THT solder connection, 3.50 mm, Number of poles: 18, 90°, Solder pin length (l): 3.2 mm, tinned, orange, Box
26718 | 1890830000 | SLD 3.50V/26/90F 3.2SN OR BX | PCB plug-in connector, male header, Flange, THT solder connection, 3.50 mm, Number of poles: 26, 90°, Solder pin length (l): 3.2 mm, tinned, orange, Box
26719 | 1890840000 | SLD 3.50V/30/90F 3.2SN OR BX | PCB plug-in connector, male header, Flange, THT solder connection, 3.50 mm, Number of poles: 30, 90°, Solder pin length (l): 3.2 mm, tinned, orange, Box
26720 | 1890850000 | SLD 3.50V/34/90F 3.2SN OR BX | PCB plug-in connector, male header, Flange, THT solder connection, 3.50 mm, Number of poles: 34, 90°, Solder pin length (l): 3.2 mm, tinned, orange, Box
26721 | 1890860000 | SLD 3.50V/38/90F 3.2SN OR BX | PCB plug-in connector, male header, Flange, THT solder connection, 3.50 mm, Number of poles: 38, 90°, Solder pin length (l): 3.2 mm, tinned, orange, Box
26722 | 1890870000 | SLD 3.50V/42/90F 3.2SN OR BX | PCB plug-in connector, male header, Flange, THT solder connection, 3.50 mm, Number of poles: 42, 90°, Solder pin length (l): 3.2 mm, tinned, orange, Box
26723 | 1890880000 | SLD 3.50V/46/90F 3.2SN OR BX | PCB plug-in connector, male header, Flange, THT solder connection, 3.50 mm, Number of poles: 46, 90°, Solder pin length (l): 3.2 mm, tinned, orange, Box
26724 | 1891060000 | SLD 3.50 V/06/180F 3.2 SN OR BX | PCB plug-in connector, male header, Flange, THT solder connection, 3.50 mm, Number of poles: 6, 180°, Solder pin length (l): 3.2 mm, tinned, orange, Box
26725 | 1891070000 | SLD 3.50 V/10/180F 3.2 SN OR BX | PCB plug-in connector, male header, Flange, THT solder connection, 3.50 mm, Number of poles: 10, 180°, Solder pin length (l): 3.2 mm, tinned, orange, Box
26726 | 1891080000 | SLD 3.50 V/14/180F 3.2 SN OR BX | PCB plug-in connector, male header, Flange, THT solder connection, 3.50 mm, Number of poles: 14, 180°, Solder pin length (l): 3.2 mm, tinned, orange, Box
26727 | 1891090000 | SLD 3.50 V/18/180F 3.2 SN OR BX | PCB plug-in connector, male header, Flange, THT solder connection, 3.50 mm, Number of poles: 18, 180°, Solder pin length (l): 3.2 mm, tinned, orange, Box
26728 | 1891100000 | SLD 3.50 V/22/180F 3.2 SN OR BX | PCB plug-in connector, male header, Flange, THT solder connection, 3.50 mm, Number of poles: 22, 180°, Solder pin length (l): 3.2 mm, tinned, orange, Box
26729 | 1891110000 | SLD 3.50 V/26/180F 3.2 SN OR BX | PCB plug-in connector, male header, Flange, THT solder connection, 3.50 mm, Number of poles: 26, 180°, Solder pin length (l): 3.2 mm, tinned, orange, Box
26730 | 1891120000 | SLD 3.50 V/30/180F 3.2 SN OR BX | PCB plug-in connector, male header, Flange, THT solder connection, 3.50 mm, Number of poles: 30, 180°, Solder pin length (l): 3.2 mm, tinned, orange, Box
26731 | 1891130000 | SLD 3.50 V/34/180F 3.2 SN OR BX | PCB plug-in connector, male header, Flange, THT solder connection, 3.50 mm, Number of poles: 34, 180°, Solder pin length (l): 3.2 mm, tinned, orange, Box
26732 | 1891140000 | SLD 3.50 V/38/180F 3.2 SN OR BX | PCB plug-in connector, male header, Flange, THT solder connection, 3.50 mm, Number of poles: 38, 180°, Solder pin length (l): 3.2 mm, tinned, orange, Box
26733 | 1891150000 | SLD 3.50 V/42/180F 3.2 SN OR BX | PCB plug-in connector, male header, Flange, THT solder connection, 3.50 mm, Number of poles: 42, 180°, Solder pin length (l): 3.2 mm, tinned, orange, Box
26734 | 1891160000 | SLD 3.50 V/46/180F 3.2 SN OR BX | PCB plug-in connector, male header, Flange, THT solder connection, 3.50 mm, Number of poles: 46, 180°, Solder pin length (l): 3.2 mm, tinned, orange, Box
26735 | 1891190000 | SLD 3.50V/06/180G 3.2SN OR BX | PCB plug-in connector, male header, closed side, THT solder connection, 3.50 mm, Number of poles: 6, 180°, Solder pin length (l): 3.2 mm, tinned, orange, Box
26736 | 1891200000 | SLD 3.50V/10/180G 3.2SN OR BX | PCB plug-in connector, male header, closed side, THT solder connection, 3.50 mm, Number of poles: 10, 180°, Solder pin length (l): 3.2 mm, tinned, orange, Box
26737 | 1891210000 | SLD 3.50V/14/180G 3.2SN OR BX | PCB plug-in connector, male header, closed side, THT solder connection, 3.50 mm, Number of poles: 14, 180°, Solder pin length (l): 3.2 mm, tinned, orange, Box
26738 | 1891220000 | SLD 3.50V/18/180G 3.2SN OR BX | PCB plug-in connector, male header, closed side, THT solder connection, 3.50 mm, Number of poles: 18, 180°, Solder pin length (l): 3.2 mm, tinned, orange, Box
26739 | 1891230000 | SLD 3.50V/22/180G 3.2SN OR BX | PCB plug-in connector, male header, closed side, THT solder connection, 3.50 mm, Number of poles: 22, 180°, Solder pin length (l): 3.2 mm, tinned, orange, Box
26740 | 1891240000 | SLD 3.50V/26/180G 3.2SN OR BX | PCB plug-in connector, male header, closed side, THT solder connection, 3.50 mm, Number of poles: 26, 180°, Solder pin length (l): 3.2 mm, tinned, orange, Box
26741 | 1891250000 | SLD 3.50V/30/180G 3.2SN OR BX | PCB plug-in connector, male header, closed side, THT solder connection, 3.50 mm, Number of poles: 30, 180°, Solder pin length (l): 3.2 mm, tinned, orange, Box
26742 | 1891260000 | SLD 3.50V/34/180G 3.2SN OR BX | PCB plug-in connector, male header, closed side, THT solder connection, 3.50 mm, Number of poles: 34, 180°, Solder pin length (l): 3.2 mm, tinned, orange, Box
26743 | 1891270000 | SLD 3.50V/38/180G 3.2SN OR BX | PCB plug-in connector, male header, closed side, THT solder connection, 3.50 mm, Number of poles: 38, 180°, Solder pin length (l): 3.2 mm, tinned, orange, Box
26744 | 1891280000 | SLD 3.50V/42/180G 3.2SN OR BX | PCB plug-in connector, male header, closed side, THT solder connection, 3.50 mm, Number of poles: 42, 180°, Solder pin length (l): 3.2 mm, tinned, orange, Box
26745 | 1891290000 | SLD 3.50V/46/180G 3.2SN OR BX | PCB plug-in connector, male header, closed side, THT solder connection, 3.50 mm, Number of poles: 46, 180°, Solder pin length (l): 3.2 mm, tinned, orange, Box
26746 | 1915450000 | WTA 8 TN | W-Series, Test adapter
26747 | 1915470000 | WTA 8 TN-KO | W-Series, Test adapter
26748 | 1915480000 | WTA 8 KO-TN | W-Series, Test adapter
26749 | 1915500000 | WTA 8 TN/ZA | W-Series, Test adapter
26750 | 1915510000 | WTA 8 KO-TN/ZA | W-Series, Test adapter
26751 | 1915520000 | WTA 8 TN-KO/ZA | W-Series, Test adapter
26752 | 1933510000 | SLD 5.00/04/90G 3.2 SN BK BX | PCB plug-in connector, male header, closed side, THT solder connection, 5.00 mm, Number of poles: 4, 90°, Solder pin length (l): 3.2 mm, tinned, black, Box
26753 | 1933520000 | SLD 5.00/06/90G 3.2 SN BK BX | PCB plug-in connector, male header, closed side, THT solder connection, 5.00 mm, Number of poles: 6, 90°, Solder pin length (l): 3.2 mm, tinned, black, Box
26754 | 1935000000 | QS 2/12/4 GE | SAK Series, Cross-connector, for cross-connection link, Number of poles: 2
26755 | 1936140000 | WKS 2/2 | Accessories, Cross-connection slider, x 14.1
26756 | 1936150000 | WKS 2/3 | Accessories, Cross-connection slider, x 22
26757 | 1936160000 | WKS 2/4 | Accessories, Cross-connection slider, x 29.9
26758 | 1936180000 | WKS 2/10 | Accessories, Cross-connection slider, x 77.3
26759 | 1936190000 | WKB 2/2 | Accessories, Cross-connection slider
26760 | 1936200000 | WKB 2/3 | Accessories, Cross-connection slider
26761 | 1962830000 | SLD 3.50V/16/08/90G 3.2SN OR BX | PCB plug-in connector, male header, closed side, THT solder connection, 3.50 mm, Number of poles: 16, 90°, Solder pin length (l): 3.2 mm, tinned, orange, Box
26762 | 2226500000 | WQV 10/6 | W-Series, Cross-connector, For the terminals, Number of poles: 6
26763 | 7921560000 | SIHA 3/G20 | Accessories, Fuse holder, Rated cross-section: Plug-in connection, Wemid, dark beige, Operating instructions/catalogue
26764 | 9502540000 | QL 2 SAKK4 | SAK Series, Cross-connector, for cross-connection link, Number of poles: 2
26765 | 9502550000 | QL 3 SAKK4 | SAK Series, Cross-connector, for cross-connection link, Number of poles: 3
26766 | 9502560000 | QL 4 SAKK4 | SAK Series, Cross-connector, for cross-connection link, Number of poles: 4
26767 | 9502570000 | QL 10 SAKK4 | SAK Series, Cross-connector, for cross-connection link, Number of poles: 10
26768 | 9502670000 | QL 4 SAKK10 | SAK Series, Cross-connector, for cross-connection link, Number of poles: 4
26769 | 9502690000 | VH 12.5 SAKK10 | SAK Series, Connecting sleeve, for cross-connection link, Number of poles:
26770 | 9537550000 | SIHA 1/G20 | Accessories, Fuse holder, Rated cross-section: Plug-in connection, Wemid, dark beige, Direct mounting
26771 | 8000037601 | TS35X7.5 ST MPC1725 HOR | Rail, TS 35, TS 35 x 7.5, Width: 114 mm, without slot, Steel, galvanic zinc plated and passivated
26772 | 8000051450 | TS35X7.5 ST KTB6245 HOR-C | Rail, TS 35, TS 35 x 7.5, Width: 375 mm, without slot, Steel, galvanized, chromium-plated
26773 | 8000051455 | TS35X7.5 ST KTB9874 HOR-C | Rail, TS 35, TS 35 x 7.5, Width: 666 mm, without slot, Steel, galvanized, chromium-plated
26774 | 8000051453 | TS35X7.5 ST KTB9161 HOR-C | Rail, TS 35, TS 35 x 7.5, Width: 535 mm, without slot, Steel, galvanized, chromium-plated
26775 | 8000051451 | TS35X7.5 ST KTB7650 HOR-C | Rail, TS 35, TS 35 x 7.5, Width: 433 mm, without slot, Steel, galvanized, chromium-plated
26776 | 8000051452 | TS35X7.5 ST KTB7650 VER-C | Rail, TS 35, TS 35 x 7.5, Width: 693 mm, without slot, Steel, galvanized, chromium-plated
26777 | 8000051449 | TS35X7.5 ST KTB5535 HOR-C | Rail, TS 35, TS 35 x 7.5, Width: 289 mm, without slot, Steel, galvanized, chromium-plated
26778 | 8000051454 | TS35X7.5 ST KTB9161 VER-C | Rail, TS 35, TS 35 x 7.5, Width: 845 mm, without slot, Steel, galvanized, chromium-plated
26779 | 8000051456 | TS35X7.5 ST KTB9874 VER-C | Rail, TS 35, TS 35 x 7.5, Width: 912 mm, without slot, Steel, galvanized, chromium-plated
26780 | 8000072497 | MHS 5/02 W T3 B T | PCB plug-in connector, male header, THT/THR solder connection, Pitch in mm (P): 5.00 mm, Number of poles: 2, 270°, Tube
26781 | 8000072506 | MHS 5/04 W T3 B T | PCB plug-in connector, male header, THT/THR solder connection, Pitch in mm (P): 5.00 mm, Number of poles: 4, 270°, Tube
26782 | 8000072510 | MHS 5/07 W T3 B T | PCB plug-in connector, male header, THT/THR solder connection, Pitch in mm (P): 5.00 mm, Number of poles: 7, 270°, Tube
26783 | 8000072503 | MHS 5/03 W T3 B T | PCB plug-in connector, male header, THT/THR solder connection, Pitch in mm (P): 5.00 mm, Number of poles: 3, 270°, Tube
26784 | 8000072511 | MHS 5/08 W T3 B T | PCB plug-in connector, male header, THT/THR solder connection, Pitch in mm (P): 5.00 mm, Number of poles: 8, 270°, Tube
26785 | 8000072512 | MHS 5/09 W T3 B T | PCB plug-in connector, male header, THT/THR solder connection, Pitch in mm (P): 5.00 mm, Number of poles: 9, 270°, Tube
26786 | 8000072513 | MHS 5/10 W T3 B T | PCB plug-in connector, male header, THT/THR solder connection, Pitch in mm (P): 5.00 mm, Number of poles: 10, 270°, Tube
26787 | 8000072508 | MHS 5/05 W T3 B T | PCB plug-in connector, male header, THT/THR solder connection, Pitch in mm (P): 5.00 mm, Number of poles: 5, 270°, Tube
26788 | 8000072509 | MHS 5/06 W T3 B T | PCB plug-in connector, male header, THT/THR solder connection, Pitch in mm (P): 5.00 mm, Number of poles: 6, 270°, Tube
26789 | 8000072514 | MHS 5/11 W T3 B T | PCB plug-in connector, male header, THT/THR solder connection, Pitch in mm (P): 5.00 mm, Number of poles: 11, 270°, Tube
26790 | 8000072515 | MHS 5/12 W T3 B T | PCB plug-in connector, male header, THT/THR solder connection, Pitch in mm (P): 5.00 mm, Number of poles: 12, 270°, Tube
26791 | 391460000 | TOP1.5GS3/180 7 2STI OR | Printed circuit board terminals, 7.62 mm, Number of poles: 3, 180°, Solder pin length (l): 4.5 mm, tinned, orange, TOP connection, Clamping range, max. : 2.5 mm², Box
26792 | 391560000 | TOP1.5GS4/180 7 2STI OR | Printed circuit board terminals, 7.62 mm, Number of poles: 4, 180°, Solder pin length (l): 4.5 mm, tinned, orange, TOP connection, Clamping range, max. : 2.5 mm², Box
26793 | 569960000 | TOP1.5GS2/180 5 2STI OR | Printed circuit board terminals, 5.08 mm, Number of poles: 2, 180°, Solder pin length (l): 4.5 mm, tinned, orange, TOP connection, Clamping range, max. : 2.5 mm², Box
26794 | 570160000 | TOP1.5GS3/180 5 2STI OR | Printed circuit board terminals, 5.08 mm, Number of poles: 3, 180°, Solder pin length (l): 4.5 mm, tinned, orange, TOP connection, Clamping range, max. : 2.5 mm², Box
26795 | 570360000 | TOP1.5GS4/180 5 2STI OR | Printed circuit board terminals, 5.08 mm, Number of poles: 4, 180°, Solder pin length (l): 4.5 mm, tinned, orange, TOP connection, Clamping range, max. : 2.5 mm², Box
26796 | 570560000 | TOP1.5GS10/180 5 2ST OR | Printed circuit board terminals, 5.08 mm, Number of poles: 10, 180°, Solder pin length (l): 4.5 mm, tinned, orange, TOP connection, Clamping range, max. : 2.5 mm², Box
26797 | 570760000 | TOP1.5GS16/180 5 2ST OR | Printed circuit board terminals, 5.08 mm, Number of poles: 16, 180°, Solder pin length (l): 4.5 mm, tinned, orange, TOP connection, Clamping range, max. : 2.5 mm², Box
26798 | 571160000 | TOP1.5GS10/180 7 2ST OR | Printed circuit board terminals, 7.62 mm, Number of poles: 10, 180°, Solder pin length (l): 4.5 mm, tinned, orange, TOP connection, Clamping range, max. : 2.5 mm², Box
26799 | 593860000 | TOP1.5GS6/90 5 2STI OR | Printed circuit board terminals, 5.08 mm, Number of poles: 6, 90°, Solder pin length (l): 3.5 mm, tinned, orange, TOP connection, Clamping range, max. : 2.5 mm², Box
26800 | 594060000 | TOP1.5GS8/90 5 2STI OR | Printed circuit board terminals, 5.08 mm, Number of poles: 8, 90°, Solder pin length (l): 3.5 mm, tinned, orange, TOP connection, Clamping range, max. : 2.5 mm², Box
26801 | 597460000 | TOP1.5GS6/180 5 2STI OR | Printed circuit board terminals, 5.08 mm, Number of poles: 6, 180°, Solder pin length (l): 4.5 mm, tinned, orange, TOP connection, Clamping range, max. : 2.5 mm², Box
26802 | 598160000 | TOP1.5GS14/180 5 2STI OR | Printed circuit board terminals, 5.08 mm, Number of poles: 14, 180°, Solder pin length (l): 4.5 mm, tinned, orange, TOP connection, Clamping range, max. : 2.5 mm², Box
26803 | 642060000 | TOP1.5GS3/90 5 2STI OR | Printed circuit board terminals, 5.08 mm, Number of poles: 3, 90°, Solder pin length (l): 3.5 mm, tinned, orange, TOP connection, Clamping range, max. : 2.5 mm², Box
26804 | 642160000 | TOP1.5GS4/90 5 2STI OR | Printed circuit board terminals, 5.08 mm, Number of poles: 4, 90°, Solder pin length (l): 3.5 mm, tinned, orange, TOP connection, Clamping range, max. : 2.5 mm², Box
26805 | 642260000 | TOP1.5GS10/90 5 2STI OR | Printed circuit board terminals, 5.08 mm, Number of poles: 10, 90°, Solder pin length (l): 3.5 mm, tinned, orange, TOP connection, Clamping range, max. : 2.5 mm², Box
26806 | 1020000000 | WDU 2.5 | Feed-through terminal, Screw connection, 2.5 mm², 800 V, 24 A, dark beige
26807 | 1020010000 | WDU 2.5 SW | Feed-through terminal, Screw connection, 2.5 mm², 800 V, 24 A, black
26808 | 1020020000 | WDU 2.5 GE | Feed-through terminal, Screw connection, 2.5 mm², 800 V, 24 A, yellow
26809 | 1020040000 | WDU 2.5 RT | Feed-through terminal, Screw connection, 2.5 mm², 800 V, 24 A, red
26810 | 1020060000 | WDU 2.5 OR | Feed-through terminal, Screw connection, 2.5 mm², 800 V, 24 A, orange
26811 | 1020080000 | WDU 2.5 BL | Feed-through terminal, Screw connection, 2.5 mm², 800 V, 24 A, blue
26812 | 1020090000 | WDU 2.5 GN | Feed-through terminal, Screw connection, 2.5 mm², 800 V, 24 A, green
26813 | 1020110000 | WDU 4 SW | Feed-through terminal, Screw connection, 4 mm², 800 V, 32 A, black
26814 | 1020120000 | WDU 4 GE | Feed-through terminal, Screw connection, 4 mm², 800 V, 32 A, yellow
26815 | 1020140000 | WDU 4 RT | Feed-through terminal, Screw connection, 4 mm², 800 V, 32 A, red
26816 | 1020160000 | WDU 4 GN | Feed-through terminal, Screw connection, 4 mm², 800 V, 32 A, green
26817 | 1020180000 | WDU 4 BL | Feed-through terminal, Screw connection, 4 mm², 800 V, 32 A, blue
26818 | 1020190000 | WDU 4 GE/SW | Feed-through terminal, Screw connection, 4 mm², 800 V, 32 A, yellow, black
26819 | 1020200000 | WDU 6 | Feed-through terminal, Screw connection, 6 mm², 800 V, 41 A, dark beige
26820 | 1020210000 | WDU 6 SW | Feed-through terminal, Screw connection, 6 mm², 800 V, 41 A, black
26821 | 1020260000 | WDU 6 OR | Feed-through terminal, Screw connection, 6 mm², 800 V, 41 A, orange
26822 | 1020290000 | WDU 6 GN | Feed-through terminal, Screw connection, 6 mm², 800 V, 41 A, green
26823 | 1020300000 | WDU 10 | Feed-through terminal, Screw connection, 10 mm², 1000 V, 57 A, dark beige
26824 | 1020320000 | WDU 10 GR | Feed-through terminal, Screw connection, 10 mm², 1000 V, 57 A, grey
26825 | 1020360000 | WDU 10 OR | Feed-through terminal, Screw connection, 10 mm², 1000 V, 57 A, orange
26826 | 1020400000 | WDU 16 | Feed-through terminal, Screw connection, 16 mm², 1000 V, 76 A, dark beige
26827 | 1020480000 | WDU 16 BL | Feed-through terminal, Screw connection, 16 mm², 1000 V, 76 A, blue
26828 | 1020500000 | WDU 35 | Feed-through terminal, Screw connection, 35 mm², 1000 V, 125 A, dark beige
26829 | 1020580000 | WDU 35 BL | Feed-through terminal, Screw connection, 35 mm², 1000 V, 125 A, blue
26830 | 1020600000 | WDU 35/IK | Feed-through terminal, Screw connection, 35 mm², 1000 V, 125 A, dark beige
26831 | 1020680000 | WDU 35/IK BL | Feed-through terminal, Screw connection, 35 mm², 1000 V, 125 A, blue
26832 | 1020700000 | WDU 2.5/10 BEZ | Feed-through terminal, Screw connection, 2.5 mm², 500 V, 24 A, dark beige
26833 | 1020800000 | WDU 2.5/10 BEZ/NE | Feed-through terminal, Screw connection, 2.5 mm², 500 V, 24 A, dark beige
26834 | 1020900000 | WDU 4/10/BEZ | Feed-through terminal, Screw connection, 4 mm², 800 V, 32 A, dark beige
26835 | 1021000000 | WDU 4/10 | Feed-through terminal, Screw connection, 4 mm², 800 V, 32 A, dark beige
26836 | 1021200000 | WDU 2.5 TS SE 2.4 | W-Series, Feed-through terminal, Rated cross-section: 2.5 mm², Screw connection
26837 | 1023700000 | WDU 2.5N | Feed-through terminal, Screw connection, 2.5 mm², 500 V, 24 A, dark beige
26838 | 1023760000 | WDU 2.5N OR | Feed-through terminal, Screw connection, 2.5 mm², 500 V, 24 A, orange
26839 | 1023780000 | WDU 2.5N BL | Feed-through terminal, Screw connection, 2.5 mm², 500 V, 24 A, blue
26840 | 1024100000 | WDU 2.5/TC TYP K | W-Series, Feed-through terminal, Thermocouple, Rated cross-section: 2.5 mm², Screw connection
26841 | 1024200000 | WDU 2.5/TC TYP T | W-Series, Feed-through terminal, Thermocouple, Rated cross-section: 2.5 mm², Screw connection
26842 | 1024300000 | WDU 2.5/TC TYP J | W-Series, Feed-through terminal, Thermocouple, Rated cross-section: 2.5 mm², Screw connection
26843 | 1024400000 | WDU 2.5/TC TYP SR | W-Series, Feed-through terminal, Thermocouple, Rated cross-section: 2.5 mm², Screw connection
26844 | 1024500000 | WDU 120/150 | Feed-through terminal, Screw connection, 120 mm², 1000 V, 269 A, dark beige
26845 | 1024550000 | WDU 120/150 HG | Feed-through terminal, Screw connection, 120 mm², 1000 V, 269 A, Light green
26846 | 1024580000 | WDU 120/150 BL | Feed-through terminal, Screw connection, 120 mm², 1000 V, 269 A, blue
26847 | 1024600000 | WDU 70/95 | Feed-through terminal, Screw connection, 95 mm², 1000 V, 232 A, dark beige
26848 | 1024650000 | WDU 70/95 HG | Feed-through terminal, Screw connection, 95 mm², 1000 V, 232 A, Light green
26849 | 1024680000 | WDU 70/95 BL | Feed-through terminal, Screw connection, 95 mm², 1000 V, 232 A, blue
26850 | 1024700000 | WDU 2.5/1.5/ZR | Feed-through terminal, Screw connection, 2.5 mm², 800 V, 24 A, dark beige
26851 | 1024780000 | WDU 2.5/1.5/ZR BL | Feed-through terminal, Screw connection, 2.5 mm², 800 V, 24 A, blue
26852 | 1025100000 | WDU 4 CUN | Feed-through terminal, Screw connection, 4 mm², 800 V, 32 A, dark beige
26853 | 1025200000 | WDU 6 CUN | Feed-through terminal, Screw connection, 6 mm², 800 V, 41 A, dark beige
26854 | 1026600000 | WDU 120/150/5 | Feed-through terminal, Screw connection, 120 mm², 1000 V, 269 A, dark beige
26855 | 1026700000 | WDU 70/95/3 | Feed-through terminal, Screw connection, 95 mm², 1000 V, 232 A, dark beige
26856 | 1026980000 | PDU 2.5/4/3AN GN | Feed-through terminal, PUSH IN, 4 mm², 800 V, 32 A, green
26857 | 1028800000 | WDU 35/ZA | Feed-through terminal, Screw connection, 35 mm², 1000 V, 125 A, dark beige
26858 | 1028880000 | WDU 35/ZA BL | Feed-through terminal, Screw connection, 35 mm², 1000 V, 125 A, blue
26859 | 1028900000 | WDU 16/ZA | Feed-through terminal, Screw connection, 16 mm², 1000 V, 76 A, dark beige
26860 | 1028980000 | WDU 16/ZA BL | Feed-through terminal, Screw connection, 16 mm², 1000 V, 76 A, blue
26861 | 1029000000 | WDU 35/IK/ZA | Feed-through terminal, Screw connection, 35 mm², 1000 V, 125 A, dark beige
26862 | 1031480000 | WDU 1.5/ZZ BL | Feed-through terminal, Screw connection, 1.5 mm², 800 V, 17.5 A, blue
26863 | 1032300000 | WDU 70/95/5/N | Feed-through terminal, Screw connection, 95 mm², 1000 V, 232 A, dark beige
26864 | 1032400000 | WDU 120/150/5 N | Feed-through terminal, Screw connection, 120 mm², 1000 V, 269 A, dark beige
26865 | 1032880000 | WDU 2.5/AP/TC BL TYP K | W-Series, Feed-through terminal, Thermocouple, Rated cross-section: 2.5 mm², Screw connection
26866 | 1033300000 | WDU 2.5/TC TYP E | W-Series, Feed-through terminal, Thermocouple, Rated cross-section: 2.5 mm², Screw connection
26867 | 1033340000 | ZP 2.5/1AN/25 | Z-series, Plug-in connector, Direct mounting
26868 | 1033700000 | WDU 2.5/TC TYP B | W-Series, Feed-through terminal, Thermocouple, Rated cross-section: 2.5 mm², Screw connection
26869 | 1033800000 | WMA 4/5 | Feed-through terminal, Motor-connection terminal, Screw connection, 4 mm², 800 V, 32 A, dark beige
26870 | 1034000000 | WMA 4/4 | Feed-through terminal, Motor-connection terminal, Screw connection, 4 mm², 800 V, 32 A, dark beige
26871 | 1036700000 | WDU 4 WS | Feed-through terminal, Screw connection, 4 mm², 800 V, 32 A, white
26872 | 1036800000 | WDU 2.5 WS | Feed-through terminal, Screw connection, 2.5 mm², 800 V, 24 A, white
26873 | 1037700000 | WDU 2.5 PA/VI | Feed-through terminal, Screw connection, 2.5 mm², 800 V, 24 A, violet
26874 | 1037710000 | WDU 2.5 BR | Feed-through terminal, Screw connection, 2.5 mm², 800 V, 24 A, brown
26875 | 1037720000 | WDU 2.5 GR | Feed-through terminal, Screw connection, 2.5 mm², 800 V, 24 A, grey
26876 | 1037800000 | WDU 4 GR | Feed-through terminal, Screw connection, 4 mm², 800 V, 32 A, grey
26877 | 1037810000 | WDU 4 BR | Feed-through terminal, Screw connection, 4 mm², 800 V, 32 A, brown
26878 | 1037820000 | WDU 4 PA/VI | Feed-through terminal, Screw connection, 4 mm², 800 V, 24 A, violet
26879 | 1039600000 | WDU 6 GR | Feed-through terminal, Screw connection, 6 mm², 800 V, 41 A, grey
26880 | 1039700000 | WDU 6 WS | Feed-through terminal, Screw connection, 6 mm², 800 V, 41 A, white
26881 | 1040220000 | WDU 6 GE | Feed-through terminal, Screw connection, 6 mm², 800 V, 41 A, yellow
26882 | 1040400000 | WDU 35N | Feed-through terminal, Screw connection, 35 mm², 500 V, 125 A, dark beige
26883 | 1040480000 | WDU 35N BL | Feed-through terminal, Screw connection, 35 mm², 500 V, 125 A, blue
26884 | 1040800000 | WDU 2.5N ZQV | Feed-through terminal, Screw connection, 2.5 mm², 500 V, 24 A, dark beige
26885 | 1040880000 | WDU 2.5N ZQV BL | Feed-through terminal, Screw connection, 2.5 mm², 500 V, 24 A, blue
26886 | 1041500000 | WDU 2.5/TC TYP N | W-Series, Feed-through terminal, Thermocouple, Rated cross-section: 2.5 mm², Screw connection
26887 | 1042600000 | WDU 4N | Feed-through terminal, Screw connection, 4 mm², 500 V, 32 A, dark beige
26888 | 1042680000 | WDU 4N BL | Feed-through terminal, Screw connection, 4 mm², 500 V, 32 A, blue
26889 | 1058670000 | ZDK 2.5 RT | Feed-through terminal, Double-tier terminal, Tension-clamp connection, 2.5 mm², 500 V, 20 A, red
26890 | 1058680000 | ZDK 2.5 WS | Feed-through terminal, Double-tier terminal, Tension-clamp connection, 2.5 mm², 500 V, 20 A, white
26891 | 1058690000 | ZDK 2.5 SW | Feed-through terminal, Double-tier terminal, Tension-clamp connection, 2.5 mm², 500 V, 20 A, black
26892 | 1060220000 | WDU 35/ZA OR | Feed-through terminal, Screw connection, 35 mm², 1000 V, 125 A, orange
26893 | 1238050000 | SLA 02/90 3.2SN GN BX | PCB plug-in connector, male header, open side, THT solder connection, 5.08 mm, Number of poles: 2, 90°, Solder pin length (l): 3.2 mm, tinned, Signal green, Box
26894 | 1238060000 | SLA 02/90 3.2SN OR BX | PCB plug-in connector, male header, open side, THT solder connection, 5.08 mm, Number of poles: 2, 90°, Solder pin length (l): 3.2 mm, tinned, orange, Box
26895 | 1238160000 | SLA 03/90 3.2SN OR BX | PCB plug-in connector, male header, open side, THT solder connection, 5.08 mm, Number of poles: 3, 90°, Solder pin length (l): 3.2 mm, tinned, orange, Box
26896 | 1238260000 | SLA 04/90 3.2SN OR BX | PCB plug-in connector, male header, open side, THT solder connection, 5.08 mm, Number of poles: 4, 90°, Solder pin length (l): 3.2 mm, tinned, orange, Box
26897 | 1238360000 | SLA 05/90 3.2SN OR BX | PCB plug-in connector, male header, open side, THT solder connection, 5.08 mm, Number of poles: 5, 90°, Solder pin length (l): 3.2 mm, tinned, orange, Box
26898 | 1238460000 | SLA 06/90 3.2SN OR BX | PCB plug-in connector, male header, open side, THT solder connection, 5.08 mm, Number of poles: 6, 90°, Solder pin length (l): 3.2 mm, tinned, orange, Box
26899 | 1238560000 | SLA 07/90 3.2SN OR BX | PCB plug-in connector, male header, open side, THT solder connection, 5.08 mm, Number of poles: 7, 90°, Solder pin length (l): 3.2 mm, tinned, orange, Box
26900 | 1238660000 | SLA 08/90 3.2SN OR BX | PCB plug-in connector, male header, open side, THT solder connection, 5.08 mm, Number of poles: 8, 90°, Solder pin length (l): 3.2 mm, tinned, orange, Box
26901 | 1238760000 | SLA 09/90 3.2SN OR BX | PCB plug-in connector, male header, open side, THT solder connection, 5.08 mm, Number of poles: 9, 90°, Solder pin length (l): 3.2 mm, tinned, orange, Box
26902 | 1238762222 | SLA 09/90 3.2SN OR BX | PCB plug-in connector, male header, open side, THT solder connection, 5.08 mm, Number of poles: 9, 90°, Solder pin length (l): 3.2 mm, orange, Box
26903 | 1238860000 | SLA 10/90 3.2SN OR BX | PCB plug-in connector, male header, open side, THT solder connection, 5.08 mm, Number of poles: 10, 90°, Solder pin length (l): 3.2 mm, tinned, orange, Box
26904 | 1238960000 | SLA 11/90 3.2SN OR BX | PCB plug-in connector, male header, open side, THT solder connection, 5.08 mm, Number of poles: 11, 90°, Solder pin length (l): 3.2 mm, tinned, orange, Box
26905 | 1239060000 | SLA 12/90 3.2SN OR BX | PCB plug-in connector, male header, open side, THT solder connection, 5.08 mm, Number of poles: 12, 90°, Solder pin length (l): 3.2 mm, tinned, orange, Box
26906 | 1239160000 | SLA 13/90 3.2SN OR BX | PCB plug-in connector, male header, open side, THT solder connection, 5.08 mm, Number of poles: 13, 90°, Solder pin length (l): 3.2 mm, tinned, orange, Box
26907 | 1239260000 | SLA 14/90 3.2SN OR BX | PCB plug-in connector, male header, open side, THT solder connection, 5.08 mm, Number of poles: 14, 90°, Solder pin length (l): 3.2 mm, tinned, orange, Box
26908 | 1239360000 | SLA 15/90 3.2SN OR BX | PCB plug-in connector, male header, open side, THT solder connection, 5.08 mm, Number of poles: 15, 90°, Solder pin length (l): 3.2 mm, tinned, orange, Box
26909 | 1239460000 | SLA 16/90 3.2SN OR BX | PCB plug-in connector, male header, open side, THT solder connection, 5.08 mm, Number of poles: 16, 90°, Solder pin length (l): 3.2 mm, tinned, orange, Box
26910 | 1239560000 | SLA 02/180 3.2SN OR BX | PCB plug-in connector, male header, open side, THT solder connection, 5.08 mm, Number of poles: 2, 180°, Solder pin length (l): 3.2 mm, tinned, orange, Box
26911 | 1239660000 | SLA 03/180 3.2SN OR BX | PCB plug-in connector, male header, open side, THT solder connection, 5.08 mm, Number of poles: 3, 180°, Solder pin length (l): 3.2 mm, tinned, orange, Box
26912 | 1239760000 | SLA 04/180 3.2SN OR BX | PCB plug-in connector, male header, open side, THT solder connection, 5.08 mm, Number of poles: 4, 180°, Solder pin length (l): 3.2 mm, tinned, orange, Box
26913 | 1239860000 | SLA 05/180 3.2SN OR BX | PCB plug-in connector, male header, open side, THT solder connection, 5.08 mm, Number of poles: 5, 180°, Solder pin length (l): 3.2 mm, tinned, orange, Box
26914 | 1239960000 | SLA 06/180 3.2SN OR BX | PCB plug-in connector, male header, open side, THT solder connection, 5.08 mm, Number of poles: 6, 180°, Solder pin length (l): 3.2 mm, tinned, orange, Box
26915 | 1240060000 | SLA 07/180 3.2SN OR BX | PCB plug-in connector, male header, open side, THT solder connection, 5.08 mm, Number of poles: 7, 180°, Solder pin length (l): 3.2 mm, tinned, orange, Box
26916 | 1240160000 | SLA 08/180 3.2SN OR BX | PCB plug-in connector, male header, open side, THT solder connection, 5.08 mm, Number of poles: 8, 180°, Solder pin length (l): 3.2 mm, tinned, orange, Box
26917 | 1240260000 | SLA 09/180 3.2SN OR BX | PCB plug-in connector, male header, open side, THT solder connection, 5.08 mm, Number of poles: 9, 180°, Solder pin length (l): 3.2 mm, tinned, orange, Box
26918 | 1240360000 | SLA 10/180 3.2SN OR BX | PCB plug-in connector, male header, open side, THT solder connection, 5.08 mm, Number of poles: 10, 180°, Solder pin length (l): 3.2 mm, tinned, orange, Box
26919 | 1240460000 | SLA 11/180 3.2SN OR BX | PCB plug-in connector, male header, open side, THT solder connection, 5.08 mm, Number of poles: 11, 180°, Solder pin length (l): 3.2 mm, tinned, orange, Box
26920 | 1240560000 | SLA 12/180 3.2SN OR BX | PCB plug-in connector, male header, open side, THT solder connection, 5.08 mm, Number of poles: 12, 180°, Solder pin length (l): 3.2 mm, tinned, orange, Box
26921 | 1240660000 | SLA 13/180 3.2SN OR BX | PCB plug-in connector, male header, open side, THT solder connection, 5.08 mm, Number of poles: 13, 180°, Solder pin length (l): 3.2 mm, tinned, orange, Box
26922 | 1240760000 | SLA 14/180 3.2SN OR BX | PCB plug-in connector, male header, open side, THT solder connection, 5.08 mm, Number of poles: 14, 180°, Solder pin length (l): 3.2 mm, tinned, orange, Box
26923 | 1240860000 | SLA 15/180 3.2SN OR BX | PCB plug-in connector, male header, open side, THT solder connection, 5.08 mm, Number of poles: 15, 180°, Solder pin length (l): 3.2 mm, tinned, orange, Box
26924 | 1240960000 | SLA 16/180 3.2SN OR BX | PCB plug-in connector, male header, open side, THT solder connection, 5.08 mm, Number of poles: 16, 180°, Solder pin length (l): 3.2 mm, tinned, orange, Box
26925 | 1241010000 | SLA 02/90B 3.2SN BK BX | PCB plug-in connector, male header, Dovetails for fixing blocks, THT solder connection, 5.08 mm, Number of poles: 2, 90°, Solder pin length (l): 3.2 mm, tinned, black, Box
26926 | 1241060000 | SLA 02/90B 3.2SN OR BX | PCB plug-in connector, male header, Dovetails for fixing blocks, THT solder connection, 5.08 mm, Number of poles: 2, 90°, Solder pin length (l): 3.2 mm, tinned, orange, Box
26927 | 1241110000 | SLA 03/90B 3.2SN BK BX | PCB plug-in connector, male header, Dovetails for fixing blocks, THT solder connection, 5.08 mm, Number of poles: 3, 90°, Solder pin length (l): 3.2 mm, tinned, black, Box
26928 | 1241160000 | SLA 03/90B 3.2SN OR BX | PCB plug-in connector, male header, Dovetails for fixing blocks, THT solder connection, 5.08 mm, Number of poles: 3, 90°, Solder pin length (l): 3.2 mm, tinned, orange, Box
26929 | 1241210000 | SLA 04/90B 3.2SN BK BX | PCB plug-in connector, male header, Dovetails for fixing blocks, THT solder connection, 5.08 mm, Number of poles: 4, 90°, Solder pin length (l): 3.2 mm, tinned, black, Box
26930 | 1241260000 | SLA 04/90B 3.2SN OR BX | PCB plug-in connector, male header, Dovetails for fixing blocks, THT solder connection, 5.08 mm, Number of poles: 4, 90°, Solder pin length (l): 3.2 mm, tinned, orange, Box
26931 | 1241310000 | SLA 05/90B 3.2SN BK BX | PCB plug-in connector, male header, Dovetails for fixing blocks, THT solder connection, 5.08 mm, Number of poles: 5, 90°, Solder pin length (l): 3.2 mm, tinned, black, Box
26932 | 1241360000 | SLA 05/90B 3.2SN OR BX | PCB plug-in connector, male header, Dovetails for fixing blocks, THT solder connection, 5.08 mm, Number of poles: 5, 90°, Solder pin length (l): 3.2 mm, tinned, orange, Box
26933 | 1241460000 | SLA 06/90B 3.2SN OR BX | PCB plug-in connector, male header, Dovetails for fixing blocks, THT solder connection, 5.08 mm, Number of poles: 6, 90°, Solder pin length (l): 3.2 mm, tinned, orange, Box
26934 | 1241560000 | SLA 07/90B 3.2SN OR BX | PCB plug-in connector, male header, Dovetails for fixing blocks, THT solder connection, 5.08 mm, Number of poles: 7, 90°, Solder pin length (l): 3.2 mm, tinned, orange, Box
26935 | 1241610000 | SLA 08/90B 3.2SN BK BX | PCB plug-in connector, male header, Dovetails for fixing blocks, THT solder connection, 5.08 mm, Number of poles: 8, 90°, Solder pin length (l): 3.2 mm, tinned, black, Box
26936 | 1241660000 | SLA 08/90B 3.2SN OR BX | PCB plug-in connector, male header, Dovetails for fixing blocks, THT solder connection, 5.08 mm, Number of poles: 8, 90°, Solder pin length (l): 3.2 mm, tinned, orange, Box
26937 | 1241760000 | SLA 09/90B 3.2SN OR BX | PCB plug-in connector, male header, Dovetails for fixing blocks, THT solder connection, 5.08 mm, Number of poles: 9, 90°, Solder pin length (l): 3.2 mm, tinned, orange, Box
26938 | 1241860000 | SLA 10/90B 3.2SN OR BX | PCB plug-in connector, male header, Dovetails for fixing blocks, THT solder connection, 5.08 mm, Number of poles: 10, 90°, Solder pin length (l): 3.2 mm, tinned, orange, Box
26939 | 1241960000 | SLA 11/90B 3.2SN OR BX | PCB plug-in connector, male header, Dovetails for fixing blocks, THT solder connection, 5.08 mm, Number of poles: 11, 90°, Solder pin length (l): 3.2 mm, tinned, orange, Box
26940 | 1242060000 | SLA 12/90B 3.2SN OR BX | PCB plug-in connector, male header, Dovetails for fixing blocks, THT solder connection, 5.08 mm, Number of poles: 12, 90°, Solder pin length (l): 3.2 mm, tinned, orange, Box
26941 | 1242160000 | SLA 13/90B 3.2SN OR BX | PCB plug-in connector, male header, Dovetails for fixing blocks, THT solder connection, 5.08 mm, Number of poles: 13, 90°, Solder pin length (l): 3.2 mm, tinned, orange, Box
26942 | 1242260000 | SLA 14/90B 3.2SN OR BX | PCB plug-in connector, male header, Dovetails for fixing blocks, THT solder connection, 5.08 mm, Number of poles: 14, 90°, Solder pin length (l): 3.2 mm, tinned, orange, Box
26943 | 1242360000 | SLA 15/90B 3.2SN OR BX | PCB plug-in connector, male header, Dovetails for fixing blocks, THT solder connection, 5.08 mm, Number of poles: 15, 90°, Solder pin length (l): 3.2 mm, tinned, orange, Box
26944 | 1242460000 | SLA 16/90B 3.2SN OR BX | PCB plug-in connector, male header, Dovetails for fixing blocks, THT solder connection, 5.08 mm, Number of poles: 16, 90°, Solder pin length (l): 3.2 mm, tinned, orange, Box
26945 | 1242560000 | SLA 02/180B 3.2SN OR BX | PCB plug-in connector, male header, Dovetails for fixing blocks, THT solder connection, 5.08 mm, Number of poles: 2, 180°, Solder pin length (l): 3.2 mm, tinned, orange, Box
26946 | 1242660000 | SLA 03/180B 3.2SN OR BX | PCB plug-in connector, male header, Dovetails for fixing blocks, THT solder connection, 5.08 mm, Number of poles: 3, 180°, Solder pin length (l): 3.2 mm, tinned, orange, Box
26947 | 1242760000 | SLA 04/180B 3.2SN OR BX | PCB plug-in connector, male header, Dovetails for fixing blocks, THT solder connection, 5.08 mm, Number of poles: 4, 180°, Solder pin length (l): 3.2 mm, tinned, orange, Box
26948 | 1242762222 | SLA 04/180B 3.2SN OR BX | PCB plug-in connector, male header, Dovetails for fixing blocks, THT solder connection, 5.08 mm, Number of poles: 4, 180°, Solder pin length (l): 3.2 mm, orange, Box
26949 | 1242860000 | SLA 05/180B 3.2SN OR BX | PCB plug-in connector, male header, Dovetails for fixing blocks, THT solder connection, 5.08 mm, Number of poles: 5, 180°, Solder pin length (l): 3.2 mm, tinned, orange, Box
26950 | 1242960000 | SLA 06/180B 3.2SN OR BX | PCB plug-in connector, male header, Dovetails for fixing blocks, THT solder connection, 5.08 mm, Number of poles: 6, 180°, Solder pin length (l): 3.2 mm, tinned, orange, Box
26951 | 1243060000 | SLA 07/180B 3.2SN OR BX | PCB plug-in connector, male header, Dovetails for fixing blocks, THT solder connection, 5.08 mm, Number of poles: 7, 180°, Solder pin length (l): 3.2 mm, tinned, orange, Box
26952 | 1243160000 | SLA 08/180B 3.2SN OR BX | PCB plug-in connector, male header, Dovetails for fixing blocks, THT solder connection, 5.08 mm, Number of poles: 8, 180°, Solder pin length (l): 3.2 mm, tinned, orange, Box
26953 | 1243260000 | SLA 09/180B 3.2SN OR BX | PCB plug-in connector, male header, Dovetails for fixing blocks, THT solder connection, 5.08 mm, Number of poles: 9, 180°, Solder pin length (l): 3.2 mm, tinned, orange, Box
26954 | 1243360000 | SLA 10/180B 3.2SN OR BX | PCB plug-in connector, male header, Dovetails for fixing blocks, THT solder connection, 5.08 mm, Number of poles: 10, 180°, Solder pin length (l): 3.2 mm, tinned, orange, Box
26955 | 1243460000 | SLA 11/180B 3.2SN OR BX | PCB plug-in connector, male header, Dovetails for fixing blocks, THT solder connection, 5.08 mm, Number of poles: 11, 180°, Solder pin length (l): 3.2 mm, tinned, orange, Box
26956 | 1243560000 | SLA 12/180B 3.2SN OR BX | PCB plug-in connector, male header, Dovetails for fixing blocks, THT solder connection, 5.08 mm, Number of poles: 12, 180°, Solder pin length (l): 3.2 mm, tinned, orange, Box
26957 | 1243660000 | SLA 13/180B 3.2SN OR BX | PCB plug-in connector, male header, Dovetails for fixing blocks, THT solder connection, 5.08 mm, Number of poles: 13, 180°, Solder pin length (l): 3.2 mm, tinned, orange, Box
26958 | 1243760000 | SLA 14/180B 3.2SN OR BX | PCB plug-in connector, male header, Dovetails for fixing blocks, THT solder connection, 5.08 mm, Number of poles: 14, 180°, Solder pin length (l): 3.2 mm, tinned, orange, Box
26959 | 1243860000 | SLA 15/180B 3.2SN OR BX | PCB plug-in connector, male header, Dovetails for fixing blocks, THT solder connection, 5.08 mm, Number of poles: 15, 180°, Solder pin length (l): 3.2 mm, tinned, orange, Box
26960 | 1243960000 | SLA 16/180B 3.2SN OR BX | PCB plug-in connector, male header, Dovetails for fixing blocks, THT solder connection, 5.08 mm, Number of poles: 16, 180°, Solder pin length (l): 3.2 mm, tinned, orange, Box
26961 | 1270360000 | SLA 18/90B 3.2SN OR BX | PCB plug-in connector, male header, Dovetails for fixing blocks, THT solder connection, 5.08 mm, Number of poles: 18, 90°, Solder pin length (l): 3.2 mm, tinned, orange, Box
26962 | 1270460000 | SLA 19/90B 3.2SN OR BX | PCB plug-in connector, male header, Dovetails for fixing blocks, THT solder connection, 5.08 mm, Number of poles: 19, 90°, Solder pin length (l): 3.2 mm, tinned, orange, Box
26963 | 1270560000 | SLA 20/90B 3.2SN OR BX | PCB plug-in connector, male header, Dovetails for fixing blocks, THT solder connection, 5.08 mm, Number of poles: 20, 90°, Solder pin length (l): 3.2 mm, tinned, orange, Box
26964 | 1270760000 | SLA 17/180B 3.2SN OR BX | PCB plug-in connector, male header, Dovetails for fixing blocks, THT solder connection, 5.08 mm, Number of poles: 17, 180°, Solder pin length (l): 3.2 mm, tinned, orange, Box
26965 | 1270860000 | SLA 18/180B 3.2SN OR BX | PCB plug-in connector, male header, Dovetails for fixing blocks, THT solder connection, 5.08 mm, Number of poles: 18, 180°, Solder pin length (l): 3.2 mm, tinned, orange, Box
26966 | 1270960000 | SLA 19/180B 3.2SN OR BX | PCB plug-in connector, male header, Dovetails for fixing blocks, THT solder connection, 5.08 mm, Number of poles: 19, 180°, Solder pin length (l): 3.2 mm, tinned, orange, Box
26967 | 1271060000 | SLA 20/180B 3.2SN OR BX | PCB plug-in connector, male header, Dovetails for fixing blocks, THT solder connection, 5.08 mm, Number of poles: 20, 180°, Solder pin length (l): 3.2 mm, tinned, orange, Box
26968 | 1271260000 | SLA 17/180 3.2SN OR BX | PCB plug-in connector, male header, open side, THT solder connection, 5.08 mm, Number of poles: 17, 180°, Solder pin length (l): 3.2 mm, tinned, orange, Box
26969 | 1271360000 | SLA 18/180 3.2SN OR BX | PCB plug-in connector, male header, open side, THT solder connection, 5.08 mm, Number of poles: 18, 180°, Solder pin length (l): 3.2 mm, tinned, orange, Box
26970 | 1271460000 | SLA 19/180 3.2SN OR BX | PCB plug-in connector, male header, open side, THT solder connection, 5.08 mm, Number of poles: 19, 180°, Solder pin length (l): 3.2 mm, tinned, orange, Box
26971 | 1271560000 | SLA 20/180 3.2SN OR BX | PCB plug-in connector, male header, open side, THT solder connection, 5.08 mm, Number of poles: 20, 180°, Solder pin length (l): 3.2 mm, tinned, orange, Box
26972 | 1271660000 | SLA 21/180 3.2SN OR BX | PCB plug-in connector, male header, open side, THT solder connection, 5.08 mm, Number of poles: 21, 180°, Solder pin length (l): 3.2 mm, tinned, orange, Box
26973 | 1271760000 | SLA 17/90 3.2SN OR BX | PCB plug-in connector, male header, open side, THT solder connection, 5.08 mm, Number of poles: 17, 90°, Solder pin length (l): 3.2 mm, tinned, orange, Box
26974 | 1271860000 | SLA 18/90 3.2SN OR BX | PCB plug-in connector, male header, open side, THT solder connection, 5.08 mm, Number of poles: 18, 90°, Solder pin length (l): 3.2 mm, tinned, orange, Box
26975 | 1271960000 | SLA 19/90 3.2SN OR BX | PCB plug-in connector, male header, open side, THT solder connection, 5.08 mm, Number of poles: 19, 90°, Solder pin length (l): 3.2 mm, tinned, orange, Box
26976 | 1272060000 | SLA 20/90 3.2SN OR BX | PCB plug-in connector, male header, open side, THT solder connection, 5.08 mm, Number of poles: 20, 90°, Solder pin length (l): 3.2 mm, tinned, orange, Box
26977 | 1315260000 | SLA 24/180 3.2SN OR BX | PCB plug-in connector, male header, open side, THT solder connection, 5.08 mm, Number of poles: 24, 180°, Solder pin length (l): 3.2 mm, tinned, orange, Box
26978 | 1315360000 | SLA 22/180B 3.2SN OR BX | PCB plug-in connector, male header, Dovetails for fixing blocks, THT solder connection, 5.08 mm, Number of poles: 22, 180°, Solder pin length (l): 3.2 mm, tinned, orange, Box
26979 | 1315460000 | SLA 23/180B 3.2SN OR BX | PCB plug-in connector, male header, Dovetails for fixing blocks, THT solder connection, 5.08 mm, Number of poles: 23, 180°, Solder pin length (l): 3.2 mm, tinned, orange, Box
26980 | 1315560000 | SLA 24/180B 3.2SN OR BX | PCB plug-in connector, male header, Dovetails for fixing blocks, THT solder connection, 5.08 mm, Number of poles: 24, 180°, Solder pin length (l): 3.2 mm, tinned, orange, Box
26981 | 1315660000 | SLA 22/90B 3.2SN OR BX | PCB plug-in connector, male header, Dovetails for fixing blocks, THT solder connection, 5.08 mm, Number of poles: 22, 90°, Solder pin length (l): 3.2 mm, tinned, orange, Box
26982 | 1315760000 | SLA 23/90B 3.2SN OR BX | PCB plug-in connector, male header, Dovetails for fixing blocks, THT solder connection, 5.08 mm, Number of poles: 23, 90°, Solder pin length (l): 3.2 mm, tinned, orange, Box
26983 | 1315860000 | SLA 24/90B 3.2SN OR BX | PCB plug-in connector, male header, Dovetails for fixing blocks, THT solder connection, 5.08 mm, Number of poles: 24, 90°, Solder pin length (l): 3.2 mm, tinned, orange, Box
26984 | 1315960000 | SLA 22/90 3.2SN OR BX | PCB plug-in connector, male header, open side, THT solder connection, 5.08 mm, Number of poles: 22, 90°, Solder pin length (l): 3.2 mm, tinned, orange, Box
26985 | 1316160000 | SLA 24/90 3.2SN OR BX | PCB plug-in connector, male header, open side, THT solder connection, 5.08 mm, Number of poles: 24, 90°, Solder pin length (l): 3.2 mm, tinned, orange, Box
26986 | 1346800000 | SLA 02/90 4.5SN GY BX | PCB plug-in connector, male header, open side, THT solder connection, 5.08 mm, Number of poles: 2, 90°, Solder pin length (l): 4.5 mm, tinned, Pebble grey, Box
26987 | 1346860000 | SLA 02/90 4.5SN OR BX | PCB plug-in connector, male header, open side, THT solder connection, 5.08 mm, Number of poles: 2, 90°, Solder pin length (l): 4.5 mm, tinned, orange, Box
26988 | 1346900000 | SLA 03/90 4.5SN GY BX | PCB plug-in connector, male header, open side, THT solder connection, 5.08 mm, Number of poles: 3, 90°, Solder pin length (l): 4.5 mm, tinned, Pebble grey, Box
26989 | 1346910000 | SLA 03/90 4.5SN BK BX | PCB plug-in connector, male header, open side, THT solder connection, 5.08 mm, Number of poles: 3, 90°, Solder pin length (l): 4.5 mm, tinned, black, Box
26990 | 1347060000 | SLA 04/90 4.5SN OR BX | PCB plug-in connector, male header, open side, THT solder connection, 5.08 mm, Number of poles: 4, 90°, Solder pin length (l): 4.5 mm, tinned, orange, Box
26991 | 1347160000 | SLA 05/90 4.5SN OR BX | PCB plug-in connector, male header, open side, THT solder connection, 5.08 mm, Number of poles: 5, 90°, Solder pin length (l): 4.5 mm, tinned, orange, Box
26992 | 1347260000 | SLA 06/90 4.5SN OR BX | PCB plug-in connector, male header, open side, THT solder connection, 5.08 mm, Number of poles: 6, 90°, Solder pin length (l): 4.5 mm, tinned, orange, Box
26993 | 1347360000 | SLA 07/90 4.5SN OR BX | PCB plug-in connector, male header, open side, THT solder connection, 5.08 mm, Number of poles: 7, 90°, Solder pin length (l): 4.5 mm, tinned, orange, Box
26994 | 1347460000 | SLA 08/90 4.5SN OR BX | PCB plug-in connector, male header, open side, THT solder connection, 5.08 mm, Number of poles: 8, 90°, Solder pin length (l): 4.5 mm, tinned, orange, Box
26995 | 1347610000 | SLA 10/90 4.5SN BK BX | PCB plug-in connector, male header, open side, THT solder connection, 5.08 mm, Number of poles: 10, 90°, Solder pin length (l): 4.5 mm, tinned, black, Box
26996 | 1347660000 | SLA 10/90 4.5SN OR BX | PCB plug-in connector, male header, open side, THT solder connection, 5.08 mm, Number of poles: 10, 90°, Solder pin length (l): 4.5 mm, tinned, orange, Box
26997 | 1347760000 | SLA 11/90 4.5SN OR BX | PCB plug-in connector, male header, open side, THT solder connection, 5.08 mm, Number of poles: 11, 90°, Solder pin length (l): 4.5 mm, tinned, orange, Box
26998 | 1347860000 | SLA 12/90 4.5SN OR BX | PCB plug-in connector, male header, open side, THT solder connection, 5.08 mm, Number of poles: 12, 90°, Solder pin length (l): 4.5 mm, tinned, orange, Box
26999 | 1348060000 | SLA 14/90 4.5SN OR BX | PCB plug-in connector, male header, open side, THT solder connection, 5.08 mm, Number of poles: 14, 90°, Solder pin length (l): 4.5 mm, tinned, orange, Box
27000 | 1348260000 | SLA 16/90 4.5SN OR BX | PCB plug-in connector, male header, open side, THT solder connection, 5.08 mm, Number of poles: 16, 90°, Solder pin length (l): 4.5 mm, tinned, orange, Box
27001 | 1348460000 | SLA 18/90 4.5SN OR BX | PCB plug-in connector, male header, open side, THT solder connection, 5.08 mm, Number of poles: 18, 90°, Solder pin length (l): 4.5 mm, tinned, orange, Box
27002 | 1348660000 | SLA 20/90 4.5SN OR BX | PCB plug-in connector, male header, open side, THT solder connection, 5.08 mm, Number of poles: 20, 90°, Solder pin length (l): 4.5 mm, tinned, orange, Box
27003 | 1348860000 | SLA 22/90 4.5SN OR BX | PCB plug-in connector, male header, open side, THT solder connection, 5.08 mm, Number of poles: 22, 90°, Solder pin length (l): 4.5 mm, tinned, orange, Box
27004 | 1349160000 | SLA 02/180 4.5SN OR BX | PCB plug-in connector, male header, open side, THT solder connection, 5.08 mm, Number of poles: 2, 180°, Solder pin length (l): 4.5 mm, tinned, orange, Box
27005 | 1349200000 | SLA 03/180 4.5SN GR BX | PCB plug-in connector, male header, open side, THT solder connection, 5.08 mm, Number of poles: 3, 180°, Solder pin length (l): 4.5 mm, Pebble grey, Box
27006 | 1349260000 | SLA 03/180 4.5SN OR BX | PCB plug-in connector, male header, open side, THT solder connection, 5.08 mm, Number of poles: 3, 180°, Solder pin length (l): 4.5 mm, tinned, orange, Box
27007 | 1349360000 | SLA 04/180 4.5SN OR BX | PCB plug-in connector, male header, open side, THT solder connection, 5.08 mm, Number of poles: 4, 180°, Solder pin length (l): 4.5 mm, tinned, orange, Box
27008 | 1349460000 | SLA 05/180 4.5SN OR BX | PCB plug-in connector, male header, open side, THT solder connection, 5.08 mm, Number of poles: 5, 180°, Solder pin length (l): 4.5 mm, tinned, orange, Box
27009 | 1349660000 | SLA 07/180 4.5SN OR BX | PCB plug-in connector, male header, open side, THT solder connection, 5.08 mm, Number of poles: 7, 180°, Solder pin length (l): 4.5 mm, tinned, orange, Box
27010 | 1349960000 | SLA 10/180 4.5SN OR BX | PCB plug-in connector, male header, open side, THT solder connection, 5.08 mm, Number of poles: 10, 180°, Solder pin length (l): 4.5 mm, tinned, orange, Box
27011 | 1350060000 | SLA 11/180 4.5SN OR BX | PCB plug-in connector, male header, open side, THT solder connection, 5.08 mm, Number of poles: 11, 180°, Solder pin length (l): 4.5 mm, tinned, orange, Box
27012 | 1350160000 | SLA 12/180 4.5SN OR BX | PCB plug-in connector, male header, open side, THT solder connection, 5.08 mm, Number of poles: 12, 180°, Solder pin length (l): 4.5 mm, tinned, orange, Box
27013 | 1350360000 | SLA 14/180 4.5SN OR BX | PCB plug-in connector, male header, open side, THT solder connection, 5.08 mm, Number of poles: 14, 180°, Solder pin length (l): 4.5 mm, tinned, orange, Box
27014 | 1350460000 | SLA 15/180 4.5SN OR BX | PCB plug-in connector, male header, open side, THT solder connection, 5.08 mm, Number of poles: 15, 180°, Solder pin length (l): 4.5 mm, tinned, orange, Box
27015 | 1350960000 | SLA 20/180 4.5SN OR BX | PCB plug-in connector, male header, open side, THT solder connection, 5.08 mm, Number of poles: 20, 180°, Solder pin length (l): 4.5 mm, tinned, orange, Box
27016 | 1351410000 | SLA 02/90B 4.5SN BK BX | PCB plug-in connector, male header, Dovetails for fixing blocks, THT solder connection, 5.08 mm, Number of poles: 2, 90°, Solder pin length (l): 4.5 mm, tinned, black, Box
27017 | 1351460000 | SLA 02/90B 4.5SN OR BX | PCB plug-in connector, male header, Dovetails for fixing blocks, THT solder connection, 5.08 mm, Number of poles: 2, 90°, Solder pin length (l): 4.5 mm, tinned, orange, Box
27018 | 1351510000 | SLA 03/90B 4.5SN BK BX | PCB plug-in connector, male header, Dovetails for fixing blocks, THT solder connection, 5.08 mm, Number of poles: 3, 90°, Solder pin length (l): 4.5 mm, tinned, black, Box
27019 | 1351560000 | SLA 03/90B 4.5SN OR BX | PCB plug-in connector, male header, Dovetails for fixing blocks, THT solder connection, 5.08 mm, Number of poles: 3, 90°, Solder pin length (l): 4.5 mm, tinned, orange, Box
27020 | 1351610000 | SLA 04/90B 4.5SN BK BX | PCB plug-in connector, male header, Dovetails for fixing blocks, THT solder connection, 5.08 mm, Number of poles: 4, 90°, Solder pin length (l): 4.5 mm, tinned, black, Box
27021 | 1351660000 | SLA 04/90B 4.5SN OR BX | PCB plug-in connector, male header, Dovetails for fixing blocks, THT solder connection, 5.08 mm, Number of poles: 4, 90°, Solder pin length (l): 4.5 mm, tinned, orange, Box
27022 | 1351710000 | SLA 05/90B 4.5SN BK BX | PCB plug-in connector, male header, Dovetails for fixing blocks, THT solder connection, 5.08 mm, Number of poles: 5, 90°, Solder pin length (l): 4.5 mm, tinned, black, Box
27023 | 1351760000 | SLA 05/90B 4.5SN OR BX | PCB plug-in connector, male header, Dovetails for fixing blocks, THT solder connection, 5.08 mm, Number of poles: 5, 90°, Solder pin length (l): 4.5 mm, tinned, orange, Box
27024 | 1351860000 | SLA 06/90B 4.5SN OR BX | PCB plug-in connector, male header, Dovetails for fixing blocks, THT solder connection, 5.08 mm, Number of poles: 6, 90°, Solder pin length (l): 4.5 mm, tinned, orange, Box
27025 | 1352010000 | SLA 08/90B 4.5SN BK BX | PCB plug-in connector, male header, Dovetails for fixing blocks, THT solder connection, 5.08 mm, Number of poles: 8, 90°, Solder pin length (l): 4.5 mm, tinned, black, Box
27026 | 1352060000 | SLA 08/90B 4.5SN OR BX | PCB plug-in connector, male header, Dovetails for fixing blocks, THT solder connection, 5.08 mm, Number of poles: 8, 90°, Solder pin length (l): 4.5 mm, tinned, orange, Box
27027 | 1352110000 | SLA 09/90B 4.5SN BK BX | PCB plug-in connector, male header, Dovetails for fixing blocks, THT solder connection, 5.08 mm, Number of poles: 9, 90°, Solder pin length (l): 4.5 mm, tinned, black, Box
27028 | 1352160000 | SLA 09/90B 4.5SN OR BX | PCB plug-in connector, male header, Dovetails for fixing blocks, THT solder connection, 5.08 mm, Number of poles: 9, 90°, Solder pin length (l): 4.5 mm, tinned, orange, Box
27029 | 1352260000 | SLA 10/90B 4.5SN OR BX | PCB plug-in connector, male header, Dovetails for fixing blocks, THT solder connection, 5.08 mm, Number of poles: 10, 90°, Solder pin length (l): 4.5 mm, tinned, orange, Box
27030 | 1352360000 | SLA 11/90B 4.5SN OR BX | PCB plug-in connector, male header, Dovetails for fixing blocks, THT solder connection, 5.08 mm, Number of poles: 11, 90°, Solder pin length (l): 4.5 mm, tinned, orange, Box
27031 | 1352460000 | SLA 12/90B 4.5SN OR BX | PCB plug-in connector, male header, Dovetails for fixing blocks, THT solder connection, 5.08 mm, Number of poles: 12, 90°, Solder pin length (l): 4.5 mm, tinned, orange, Box
27032 | 1352660000 | SLA 14/90B 4.5SN OR BX | PCB plug-in connector, male header, Dovetails for fixing blocks, THT solder connection, 5.08 mm, Number of poles: 14, 90°, Solder pin length (l): 4.5 mm, tinned, orange, Box
27033 | 1352960000 | SLA 17/90B 4.5SN OR BX | PCB plug-in connector, male header, Dovetails for fixing blocks, THT solder connection, 5.08 mm, Number of poles: 17, 90°, Solder pin length (l): 4.5 mm, tinned, orange, Box
27034 | 1353010000 | SLA 18/90B 4.5SN BK BX | PCB plug-in connector, male header, Dovetails for fixing blocks, THT solder connection, 5.08 mm, Number of poles: 18, 90°, Solder pin length (l): 4.5 mm, tinned, black, Box
27035 | 1353160000 | SLA 19/90B 4.5SN OR BX | PCB plug-in connector, male header, Dovetails for fixing blocks, THT solder connection, 5.08 mm, Number of poles: 19, 90°, Solder pin length (l): 4.5 mm, tinned, orange, Box
27036 | 1353710000 | SLA 02/180B 4.5SN BK BX | PCB plug-in connector, male header, Dovetails for fixing blocks, THT solder connection, 5.08 mm, Number of poles: 2, 180°, Solder pin length (l): 4.5 mm, tinned, black, Box
27037 | 1353760000 | SLA 02/180B 4.5SN OR BX | PCB plug-in connector, male header, Dovetails for fixing blocks, THT solder connection, 5.08 mm, Number of poles: 2, 180°, Solder pin length (l): 4.5 mm, tinned, orange, Box
27038 | 1353860000 | SLA 03/180B 4.5SN OR BX | PCB plug-in connector, male header, Dovetails for fixing blocks, THT solder connection, 5.08 mm, Number of poles: 3, 180°, Solder pin length (l): 4.5 mm, tinned, orange, Box
27039 | 1353960000 | SLA 04/180B 4.5SN OR BX | PCB plug-in connector, male header, Dovetails for fixing blocks, THT solder connection, 5.08 mm, Number of poles: 4, 180°, Solder pin length (l): 4.5 mm, tinned, orange, Box
27040 | 1354060000 | SLA 05/180B 4.5SN OR BX | PCB plug-in connector, male header, Dovetails for fixing blocks, THT solder connection, 5.08 mm, Number of poles: 5, 180°, Solder pin length (l): 4.5 mm, tinned, orange, Box
27041 | 1354110000 | SLA 06/180B 4.5SN BK BX | PCB plug-in connector, male header, Dovetails for fixing blocks, THT solder connection, 5.08 mm, Number of poles: 6, 180°, Solder pin length (l): 4.5 mm, tinned, black, Box
27042 | 1354160000 | SLA 06/180B 4.5SN OR BX | PCB plug-in connector, male header, Dovetails for fixing blocks, THT solder connection, 5.08 mm, Number of poles: 6, 180°, Solder pin length (l): 4.5 mm, tinned, orange, Box
27043 | 1354260000 | SLA 07/180B 4.5SN OR BX | PCB plug-in connector, male header, Dovetails for fixing blocks, THT solder connection, 5.08 mm, Number of poles: 7, 180°, Solder pin length (l): 4.5 mm, tinned, orange, Box
27044 | 1354360000 | SLA 08/180B 4.5SN OR BX | PCB plug-in connector, male header, Dovetails for fixing blocks, THT solder connection, 5.08 mm, Number of poles: 8, 180°, Solder pin length (l): 4.5 mm, tinned, orange, Box
27045 | 1354560000 | SLA 10/180B 4.5SN OR BX | PCB plug-in connector, male header, Dovetails for fixing blocks, THT solder connection, 5.08 mm, Number of poles: 10, 180°, Solder pin length (l): 4.5 mm, tinned, orange, Box
27046 | 1354760000 | SLA 12/180B 4.5SN OR BX | PCB plug-in connector, male header, Dovetails for fixing blocks, THT solder connection, 5.08 mm, Number of poles: 12, 180°, Solder pin length (l): 4.5 mm, tinned, orange, Box
27047 | 1354960000 | SLA 14/180B 4.5SN OR BX | PCB plug-in connector, male header, Dovetails for fixing blocks, THT solder connection, 5.08 mm, Number of poles: 14, 180°, Solder pin length (l): 4.5 mm, tinned, orange, Box
27048 | 1355110000 | SLA 16/180B 4.5SN BK BX | PCB plug-in connector, male header, Dovetails for fixing blocks, THT solder connection, 5.08 mm, Number of poles: 16, 180°, Solder pin length (l): 4.5 mm, tinned, black, Box
27049 | 1355160000 | SLA 16/180B 4.5SN OR BX | PCB plug-in connector, male header, Dovetails for fixing blocks, THT solder connection, 5.08 mm, Number of poles: 16, 180°, Solder pin length (l): 4.5 mm, tinned, orange, Box
27050 | 1355360000 | SLA 18/180B 4.5SN OR BX | PCB plug-in connector, male header, Dovetails for fixing blocks, THT solder connection, 5.08 mm, Number of poles: 18, 180°, Solder pin length (l): 4.5 mm, tinned, orange, Box
27051 | 1355760000 | SLA 22/180B 4.5SN OR BX | PCB plug-in connector, male header, Dovetails for fixing blocks, THT solder connection, 5.08 mm, Number of poles: 22, 180°, Solder pin length (l): 4.5 mm, tinned, orange, Box
27052 | 1597360000 | BL 3.50/02/180 SN OR BX | PCB plug-in connector, female plug, 3.50 mm, Number of poles: 2, 180°, Clamping yoke connection, Clamping range, max. : 1.5 mm², Box
27053 | 1597370000 | BL 3.50/03/180 SN OR BX | PCB plug-in connector, female plug, 3.50 mm, Number of poles: 3, 180°, Clamping yoke connection, Clamping range, max. : 1.5 mm², Box
27054 | 1597380000 | BL 3.50/04/180 SN OR BX | PCB plug-in connector, female plug, 3.50 mm, Number of poles: 4, 180°, Clamping yoke connection, Clamping range, max. : 1.5 mm², Box
27055 | 1597390000 | BL 3.50/05/180 SN OR BX | PCB plug-in connector, female plug, 3.50 mm, Number of poles: 5, 180°, Clamping yoke connection, Clamping range, max. : 1.5 mm², Box
27056 | 1597400000 | BL 3.50/06/180 SN OR BX | PCB plug-in connector, female plug, 3.50 mm, Number of poles: 6, 180°, Clamping yoke connection, Clamping range, max. : 1.5 mm², Box
27057 | 1597410000 | BL 3.50/07/180 SN OR BX | PCB plug-in connector, female plug, 3.50 mm, Number of poles: 7, 180°, Clamping yoke connection, Clamping range, max. : 1.5 mm², Box
27058 | 1597420000 | BL 3.50/08/180 SN OR BX | PCB plug-in connector, female plug, 3.50 mm, Number of poles: 8, 180°, Clamping yoke connection, Clamping range, max. : 1.5 mm², Box
27059 | 1597430000 | BL 3.50/09/180 SN OR BX | PCB plug-in connector, female plug, 3.50 mm, Number of poles: 9, 180°, Clamping yoke connection, Clamping range, max. : 1.5 mm², Box
27060 | 1597440000 | BL 3.50/10/180 SN OR BX | PCB plug-in connector, female plug, 3.50 mm, Number of poles: 10, 180°, Clamping yoke connection, Clamping range, max. : 1.5 mm², Box
27061 | 1597450000 | BL 3.50/11/180 SN OR BX | PCB plug-in connector, female plug, 3.50 mm, Number of poles: 11, 180°, Clamping yoke connection, Clamping range, max. : 1.5 mm², Box
27062 | 1597460000 | BL 3.50/12/180 SN OR BX | PCB plug-in connector, female plug, 3.50 mm, Number of poles: 12, 180°, Clamping yoke connection, Clamping range, max. : 1.5 mm², Box
27063 | 1597470000 | BL 3.50/13/180 SN OR BX | PCB plug-in connector, female plug, 3.50 mm, Number of poles: 13, 180°, Clamping yoke connection, Clamping range, max. : 1.5 mm², Box
27064 | 1597480000 | BL 3.50/14/180 SN OR BX | PCB plug-in connector, female plug, 3.50 mm, Number of poles: 14, 180°, Clamping yoke connection, Clamping range, max. : 1.5 mm², Box
27065 | 1597490000 | BL 3.50/15/180 SN OR BX | PCB plug-in connector, female plug, 3.50 mm, Number of poles: 15, 180°, Clamping yoke connection, Clamping range, max. : 1.5 mm², Box
27066 | 1597500000 | BL 3.50/16/180 SN OR BX | PCB plug-in connector, female plug, 3.50 mm, Number of poles: 16, 180°, Clamping yoke connection, Clamping range, max. : 1.5 mm², Box
27067 | 1606640000 | BL 3.50/02/180F SN OR BX | PCB plug-in connector, female plug, 3.50 mm, Number of poles: 2, 180°, Clamping yoke connection, Clamping range, max. : 1.5 mm², Box
27068 | 1606650000 | BL 3.50/03/180F SN OR BX | PCB plug-in connector, female plug, 3.50 mm, Number of poles: 3, 180°, Clamping yoke connection, Clamping range, max. : 1.5 mm², Box
27069 | 1606660000 | BL 3.50/04/180F SN OR BX | PCB plug-in connector, female plug, 3.50 mm, Number of poles: 4, 180°, Clamping yoke connection, Clamping range, max. : 1.5 mm², Box
27070 | 1606670000 | BL 3.50/05/180F SN OR BX | PCB plug-in connector, female plug, 3.50 mm, Number of poles: 5, 180°, Clamping yoke connection, Clamping range, max. : 1.5 mm², Box
27071 | 1606680000 | BL 3.50/06/180F SN OR BX | PCB plug-in connector, female plug, 3.50 mm, Number of poles: 6, 180°, Clamping yoke connection, Clamping range, max. : 1.5 mm², Box
27072 | 1606690000 | BL 3.50/07/180F SN OR BX | PCB plug-in connector, female plug, 3.50 mm, Number of poles: 7, 180°, Clamping yoke connection, Clamping range, max. : 1.5 mm², Box
27073 | 1606700000 | BL 3.50/08/180F SN OR BX | PCB plug-in connector, female plug, 3.50 mm, Number of poles: 8, 180°, Clamping yoke connection, Clamping range, max. : 1.5 mm², Box
27074 | 1606710000 | BL 3.50/09/180F SN OR BX | PCB plug-in connector, female plug, 3.50 mm, Number of poles: 9, 180°, Clamping yoke connection, Clamping range, max. : 1.5 mm², Box
27075 | 1606720000 | BL 3.50/10/180F SN OR BX | PCB plug-in connector, female plug, 3.50 mm, Number of poles: 10, 180°, Clamping yoke connection, Clamping range, max. : 1.5 mm², Box
27076 | 1606730000 | BL 3.50/11/180F SN OR BX | PCB plug-in connector, female plug, 3.50 mm, Number of poles: 11, 180°, Clamping yoke connection, Clamping range, max. : 1.5 mm², Box
27077 | 1606740000 | BL 3.50/12/180F SN OR BX | PCB plug-in connector, female plug, 3.50 mm, Number of poles: 12, 180°, Clamping yoke connection, Clamping range, max. : 1.5 mm², Box
27078 | 1606750000 | BL 3.50/13/180F SN OR BX | PCB plug-in connector, female plug, 3.50 mm, Number of poles: 13, 180°, Clamping yoke connection, Clamping range, max. : 1.5 mm², Box
27079 | 1606760000 | BL 3.50/14/180F SN OR BX | PCB plug-in connector, female plug, 3.50 mm, Number of poles: 14, 180°, Clamping yoke connection, Clamping range, max. : 1.5 mm², Box
27080 | 1606770000 | BL 3.50/15/180F SN OR BX | PCB plug-in connector, female plug, 3.50 mm, Number of poles: 15, 180°, Clamping yoke connection, Clamping range, max. : 1.5 mm², Box
27081 | 1606780000 | BL 3.50/16/180F SN OR BX | PCB plug-in connector, female plug, 3.50 mm, Number of poles: 16, 180°, Clamping yoke connection, Clamping range, max. : 1.5 mm², Box
27082 | 1610180000 | BL 3.50/06/180 SN BK BX | PCB plug-in connector, female plug, 3.50 mm, Number of poles: 6, 180°, Clamping yoke connection, Clamping range, max. : 1.5 mm², Box
27083 | 1610190000 | BL 3.50/07/180 SN BK BX | PCB plug-in connector, female plug, 3.50 mm, Number of poles: 7, 180°, Clamping yoke connection, Clamping range, max. : 1.5 mm², Box
27084 | 1610200000 | BL 3.50/10/180 SN BK BX | PCB plug-in connector, female plug, 3.50 mm, Number of poles: 10, 180°, Clamping yoke connection, Clamping range, max. : 1.5 mm², Box
27085 | 1614090000 | BL 3.50/05/180 SN BK BX | PCB plug-in connector, female plug, 3.50 mm, Number of poles: 5, 180°, Clamping yoke connection, Clamping range, max. : 1.5 mm², Box
27086 | 1615670000 | BL 3.50/02/180 SN BK BX | PCB plug-in connector, female plug, 3.50 mm, Number of poles: 2, 180°, Clamping yoke connection, Clamping range, max. : 1.5 mm², Box
27087 | 1615680000 | BL 3.50/03/180 SN BK BX | PCB plug-in connector, female plug, 3.50 mm, Number of poles: 3, 180°, Clamping yoke connection, Clamping range, max. : 1.5 mm², Box
27088 | 1615690000 | BL 3.50/04/180 SN BK BX | PCB plug-in connector, female plug, 3.50 mm, Number of poles: 4, 180°, Clamping yoke connection, Clamping range, max. : 1.5 mm², Box
27089 | 1615700000 | BL 3.50/08/180 SN BK BX | PCB plug-in connector, female plug, 3.50 mm, Number of poles: 8, 180°, Clamping yoke connection, Clamping range, max. : 1.5 mm², Box
27090 | 1615710000 | BL 3.50/09/180 SN BK BX | PCB plug-in connector, female plug, 3.50 mm, Number of poles: 9, 180°, Clamping yoke connection, Clamping range, max. : 1.5 mm², Box
27091 | 1615720000 | BL 3.50/11/180 SN BK BX | PCB plug-in connector, female plug, 3.50 mm, Number of poles: 11, 180°, Clamping yoke connection, Clamping range, max. : 1.5 mm², Box
27092 | 1615730000 | BL 3.50/12/180 SN BK BX | PCB plug-in connector, female plug, 3.50 mm, Number of poles: 12, 180°, Clamping yoke connection, Clamping range, max. : 1.5 mm², Box
27093 | 1615740000 | BL 3.50/13/180 SN BK BX | PCB plug-in connector, female plug, 3.50 mm, Number of poles: 13, 180°, Clamping yoke connection, Clamping range, max. : 1.5 mm², Box
27094 | 1615750000 | BL 3.50/14/180 SN BK BX | PCB plug-in connector, female plug, 3.50 mm, Number of poles: 14, 180°, Clamping yoke connection, Clamping range, max. : 1.5 mm², Box
27095 | 1615760000 | BL 3.50/15/180 SN BK BX | PCB plug-in connector, female plug, 3.50 mm, Number of poles: 15, 180°, Clamping yoke connection, Clamping range, max. : 1.5 mm², Box
27096 | 1615770000 | BL 3.50/16/180 SN BK BX | PCB plug-in connector, female plug, 3.50 mm, Number of poles: 16, 180°, Clamping yoke connection, Clamping range, max. : 1.5 mm², Box
27097 | 1615780000 | BL 3.50/02/180F SN BK BX | PCB plug-in connector, female plug, 3.50 mm, Number of poles: 2, 180°, Clamping yoke connection, Clamping range, max. : 1.5 mm², Box
27098 | 1615790000 | BL 3.50/03/180F SN BK BX | PCB plug-in connector, female plug, 3.50 mm, Number of poles: 3, 180°, Clamping yoke connection, Clamping range, max. : 1.5 mm², Box
27099 | 1615800000 | BL 3.50/04/180F SN BK BX | PCB plug-in connector, female plug, 3.50 mm, Number of poles: 4, 180°, Clamping yoke connection, Clamping range, max. : 1.5 mm², Box
27100 | 1615810000 | BL 3.50/05/180F SN BK BX | PCB plug-in connector, female plug, 3.50 mm, Number of poles: 5, 180°, Clamping yoke connection, Clamping range, max. : 1.5 mm², Box
27101 | 1615820000 | BL 3.50/06/180F SN BK BX | PCB plug-in connector, female plug, 3.50 mm, Number of poles: 6, 180°, Clamping yoke connection, Clamping range, max. : 1.5 mm², Box
27102 | 1615830000 | BL 3.50/07/180F SN BK BX | PCB plug-in connector, female plug, 3.50 mm, Number of poles: 7, 180°, Clamping yoke connection, Clamping range, max. : 1.5 mm², Box
27103 | 1615840000 | BL 3.50/08/180F SN BK BX | PCB plug-in connector, female plug, 3.50 mm, Number of poles: 8, 180°, Clamping yoke connection, Clamping range, max. : 1.5 mm², Box
27104 | 1615850000 | BL 3.50/09/180F SN BK BX | PCB plug-in connector, female plug, 3.50 mm, Number of poles: 9, 180°, Clamping yoke connection, Clamping range, max. : 1.5 mm², Box
27105 | 1615860000 | BL 3.50/10/180F SN BK BX | PCB plug-in connector, female plug, 3.50 mm, Number of poles: 10, 180°, Clamping yoke connection, Clamping range, max. : 1.5 mm², Box
27106 | 1615870000 | BL 3.50/11/180F SN BK BX | PCB plug-in connector, female plug, 3.50 mm, Number of poles: 11, 180°, Clamping yoke connection, Clamping range, max. : 1.5 mm², Box
27107 | 1615880000 | BL 3.50/12/180F SN BK BX | PCB plug-in connector, female plug, 3.50 mm, Number of poles: 12, 180°, Clamping yoke connection, Clamping range, max. : 1.5 mm², Box
27108 | 1615890000 | BL 3.50/13/180F SN BK BX | PCB plug-in connector, female plug, 3.50 mm, Number of poles: 13, 180°, Clamping yoke connection, Clamping range, max. : 1.5 mm², Box
27109 | 1615900000 | BL 3.50/14/180F SN BK BX | PCB plug-in connector, female plug, 3.50 mm, Number of poles: 14, 180°, Clamping yoke connection, Clamping range, max. : 1.5 mm², Box
27110 | 1615910000 | BL 3.50/15/180F SN BK BX | PCB plug-in connector, female plug, 3.50 mm, Number of poles: 15, 180°, Clamping yoke connection, Clamping range, max. : 1.5 mm², Box
27111 | 1615920000 | BL 3.50/16/180F SN BK BX | PCB plug-in connector, female plug, 3.50 mm, Number of poles: 16, 180°, Clamping yoke connection, Clamping range, max. : 1.5 mm², Box
27112 | 1620290000 | BL 3.50/17/180 SN OR BX | PCB plug-in connector, female plug, 3.50 mm, Number of poles: 17, 180°, Clamping yoke connection, Clamping range, max. : 1.5 mm², Box
27113 | 1620300000 | BL 3.50/18/180 SN OR BX | PCB plug-in connector, female plug, 3.50 mm, Number of poles: 18, 180°, Clamping yoke connection, Clamping range, max. : 1.5 mm², Box
27114 | 1620310000 | BL 3.50/19/180 SN OR BX | PCB plug-in connector, female plug, 3.50 mm, Number of poles: 19, 180°, Clamping yoke connection, Clamping range, max. : 1.5 mm², Box
27115 | 1620320000 | BL 3.50/20/180 SN OR BX | PCB plug-in connector, female plug, 3.50 mm, Number of poles: 20, 180°, Clamping yoke connection, Clamping range, max. : 1.5 mm², Box
27116 | 1620330000 | BL 3.50/21/180 SN OR BX | PCB plug-in connector, female plug, 3.50 mm, Number of poles: 21, 180°, Clamping yoke connection, Clamping range, max. : 1.5 mm², Box
27117 | 1620340000 | BL 3.50/22/180 SN OR BX | PCB plug-in connector, female plug, 3.50 mm, Number of poles: 22, 180°, Clamping yoke connection, Clamping range, max. : 1.5 mm², Box
27118 | 1620350000 | BL 3.50/23/180 SN OR BX | PCB plug-in connector, female plug, 3.50 mm, Number of poles: 23, 180°, Clamping yoke connection, Clamping range, max. : 1.5 mm², Box
27119 | 1620360000 | BL 3.50/24/180 SN OR BX | PCB plug-in connector, female plug, 3.50 mm, Number of poles: 24, 180°, Clamping yoke connection, Clamping range, max. : 1.5 mm², Box
27120 | 1620370000 | BL 3.50/17/180 SN BK BX | PCB plug-in connector, female plug, 3.50 mm, Number of poles: 17, 180°, Clamping yoke connection, Clamping range, max. : 1.5 mm², Box
27121 | 1620380000 | BL 3.50/18/180 SN BK BX | PCB plug-in connector, female plug, 3.50 mm, Number of poles: 18, 180°, Clamping yoke connection, Clamping range, max. : 1.5 mm², Box
27122 | 1620390000 | BL 3.50/19/180 SN BK BX | PCB plug-in connector, female plug, 3.50 mm, Number of poles: 19, 180°, Clamping yoke connection, Clamping range, max. : 1.5 mm², Box
27123 | 1620400000 | BL 3.50/20/180 SN BK BX | PCB plug-in connector, female plug, 3.50 mm, Number of poles: 20, 180°, Clamping yoke connection, Clamping range, max. : 1.5 mm², Box
27124 | 1620410000 | BL 3.50/21/180 SN BK BX | PCB plug-in connector, female plug, 3.50 mm, Number of poles: 21, 180°, Clamping yoke connection, Clamping range, max. : 1.5 mm², Box
27125 | 1620420000 | BL 3.50/22/180 SN BK BX | PCB plug-in connector, female plug, 3.50 mm, Number of poles: 22, 180°, Clamping yoke connection, Clamping range, max. : 1.5 mm², Box
27126 | 1620440000 | BL 3.50/24/180 SN BK BX | PCB plug-in connector, female plug, 3.50 mm, Number of poles: 24, 180°, Clamping yoke connection, Clamping range, max. : 1.5 mm², Box
27127 | 1620760000 | BL 3.50/17/180F SN OR BX | PCB plug-in connector, female plug, 3.50 mm, Number of poles: 17, 180°, Clamping yoke connection, Clamping range, max. : 1.5 mm², Box
27128 | 1620770000 | BL 3.50/18/180F SN OR BX | PCB plug-in connector, female plug, 3.50 mm, Number of poles: 18, 180°, Clamping yoke connection, Clamping range, max. : 1.5 mm², Box
27129 | 1620780000 | BL 3.50/19/180F SN OR BX | PCB plug-in connector, female plug, 3.50 mm, Number of poles: 19, 180°, Clamping yoke connection, Clamping range, max. : 1.5 mm², Box
27130 | 1620790000 | BL 3.50/20/180F SN OR BX | PCB plug-in connector, female plug, 3.50 mm, Number of poles: 20, 180°, Clamping yoke connection, Clamping range, max. : 1.5 mm², Box
27131 | 1620800000 | BL 3.50/21/180F SN OR BX | PCB plug-in connector, female plug, 3.50 mm, Number of poles: 21, 180°, Clamping yoke connection, Clamping range, max. : 1.5 mm², Box
27132 | 1620810000 | BL 3.50/22/180F SN OR BX | PCB plug-in connector, female plug, 3.50 mm, Number of poles: 22, 180°, Clamping yoke connection, Clamping range, max. : 1.5 mm², Box
27133 | 1620820000 | BL 3.50/23/180F SN OR BX | PCB plug-in connector, female plug, 3.50 mm, Number of poles: 23, 180°, Clamping yoke connection, Clamping range, max. : 1.5 mm², Box
27134 | 1620830000 | BL 3.50/24/180F SN OR BX | PCB plug-in connector, female plug, 3.50 mm, Number of poles: 24, 180°, Clamping yoke connection, Clamping range, max. : 1.5 mm², Box
27135 | 1620850000 | BL 3.50/18/180F SN BK BX | PCB plug-in connector, female plug, 3.50 mm, Number of poles: 18, 180°, Clamping yoke connection, Clamping range, max. : 1.5 mm², Box
27136 | 1620870000 | BL 3.50/20/180F SN BK BX | PCB plug-in connector, female plug, 3.50 mm, Number of poles: 20, 180°, Clamping yoke connection, Clamping range, max. : 1.5 mm², Box
27137 | 1620880000 | BL 3.50/21/180F SN BK BX | PCB plug-in connector, female plug, 3.50 mm, Number of poles: 21, 180°, Clamping yoke connection, Clamping range, max. : 1.5 mm², Box
27138 | 1620890000 | BL 3.50/22/180F SN BK BX | PCB plug-in connector, female plug, 3.50 mm, Number of poles: 22, 180°, Clamping yoke connection, Clamping range, max. : 1.5 mm², Box
27139 | 1620900000 | BL 3.50/23/180F SN BK BX | PCB plug-in connector, female plug, 3.50 mm, Number of poles: 23, 180°, Clamping yoke connection, Clamping range, max. : 1.5 mm², Box
27140 | 1620910000 | BL 3.50/24/180F SN BK BX | PCB plug-in connector, female plug, 3.50 mm, Number of poles: 24, 180°, Clamping yoke connection, Clamping range, max. : 1.5 mm², Box
27141 | 1687650000 | BL 3.50/02/180LH SN OR BX | PCB plug-in connector, female plug, 3.50 mm, Number of poles: 2, 180°, Clamping yoke connection, Clamping range, max. : 1.5 mm², Box
27142 | 1687660000 | BL 3.50/03/180LH SN OR BX | PCB plug-in connector, female plug, 3.50 mm, Number of poles: 3, 180°, Clamping yoke connection, Clamping range, max. : 1.5 mm², Box
27143 | 1687670000 | BL 3.50/04/180LH SN OR BX | PCB plug-in connector, female plug, 3.50 mm, Number of poles: 4, 180°, Clamping yoke connection, Clamping range, max. : 1.5 mm², Box
27144 | 1687680000 | BL 3.50/05/180LH SN OR BX | PCB plug-in connector, female plug, 3.50 mm, Number of poles: 5, 180°, Clamping yoke connection, Clamping range, max. : 1.5 mm², Box
27145 | 1687690000 | BL 3.50/06/180LH SN OR BX | PCB plug-in connector, female plug, 3.50 mm, Number of poles: 6, 180°, Clamping yoke connection, Clamping range, max. : 1.5 mm², Box
27146 | 1687700000 | BL 3.50/07/180LH SN OR BX | PCB plug-in connector, female plug, 3.50 mm, Number of poles: 7, 180°, Clamping yoke connection, Clamping range, max. : 1.5 mm², Box
27147 | 1687710000 | BL 3.50/08/180LH SN OR BX | PCB plug-in connector, female plug, 3.50 mm, Number of poles: 8, 180°, Clamping yoke connection, Clamping range, max. : 1.5 mm², Box
27148 | 1687720000 | BL 3.50/09/180LH SN OR BX | PCB plug-in connector, female plug, 3.50 mm, Number of poles: 9, 180°, Clamping yoke connection, Clamping range, max. : 1.5 mm², Box
27149 | 1687730000 | BL 3.50/10/180LH SN OR BX | PCB plug-in connector, female plug, 3.50 mm, Number of poles: 10, 180°, Clamping yoke connection, Clamping range, max. : 1.5 mm², Box
27150 | 1687740000 | BL 3.50/11/180LH SN OR BX | PCB plug-in connector, female plug, 3.50 mm, Number of poles: 11, 180°, Clamping yoke connection, Clamping range, max. : 1.5 mm², Box
27151 | 1687750000 | BL 3.50/12/180LH SN OR BX | PCB plug-in connector, female plug, 3.50 mm, Number of poles: 12, 180°, Clamping yoke connection, Clamping range, max. : 1.5 mm², Box
27152 | 1687760000 | BL 3.50/13/180LH SN OR BX | PCB plug-in connector, female plug, 3.50 mm, Number of poles: 13, 180°, Clamping yoke connection, Clamping range, max. : 1.5 mm², Box
27153 | 1687770000 | BL 3.50/14/180LH SN OR BX | PCB plug-in connector, female plug, 3.50 mm, Number of poles: 14, 180°, Clamping yoke connection, Clamping range, max. : 1.5 mm², Box
27154 | 1687780000 | BL 3.50/15/180LH SN OR BX | PCB plug-in connector, female plug, 3.50 mm, Number of poles: 15, 180°, Clamping yoke connection, Clamping range, max. : 1.5 mm², Box
27155 | 1687790000 | BL 3.50/16/180LH SN OR BX | PCB plug-in connector, female plug, 3.50 mm, Number of poles: 16, 180°, Clamping yoke connection, Clamping range, max. : 1.5 mm², Box
27156 | 1687800000 | BL 3.50/17/180LH SN OR BX | PCB plug-in connector, female plug, 3.50 mm, Number of poles: 17, 180°, Clamping yoke connection, Clamping range, max. : 1.5 mm², Box
27157 | 1687810000 | BL 3.50/18/180LH SN OR BX | PCB plug-in connector, female plug, 3.50 mm, Number of poles: 18, 180°, Clamping yoke connection, Clamping range, max. : 1.5 mm², Box
27158 | 1687820000 | BL 3.50/19/180LH SN OR BX | PCB plug-in connector, female plug, 3.50 mm, Number of poles: 19, 180°, Clamping yoke connection, Clamping range, max. : 1.5 mm², Box
27159 | 1687830000 | BL 3.50/20/180LH SN OR BX | PCB plug-in connector, female plug, 3.50 mm, Number of poles: 20, 180°, Clamping yoke connection, Clamping range, max. : 1.5 mm², Box
27160 | 1687840000 | BL 3.50/21/180LH SN OR BX | PCB plug-in connector, female plug, 3.50 mm, Number of poles: 21, 180°, Clamping yoke connection, Clamping range, max. : 1.5 mm², Box
27161 | 1687850000 | BL 3.50/22/180LH SN OR BX | PCB plug-in connector, female plug, 3.50 mm, Number of poles: 22, 180°, Clamping yoke connection, Clamping range, max. : 1.5 mm², Box
27162 | 1687860000 | BL 3.50/23/180LH SN OR BX | PCB plug-in connector, female plug, 3.50 mm, Number of poles: 23, 180°, Clamping yoke connection, Clamping range, max. : 1.5 mm², Box
27163 | 1687870000 | BL 3.50/24/180LH SN OR BX | PCB plug-in connector, female plug, 3.50 mm, Number of poles: 24, 180°, Clamping yoke connection, Clamping range, max. : 1.5 mm², Box
27164 | 1687880000 | BL 3.50/02/180LH SN BK BX | PCB plug-in connector, female plug, 3.50 mm, Number of poles: 2, 180°, Clamping yoke connection, Clamping range, max. : 1.5 mm², Box
27165 | 1687900000 | BL 3.50/04/180LH SN BK BX | PCB plug-in connector, female plug, 3.50 mm, Number of poles: 4, 180°, Clamping yoke connection, Clamping range, max. : 1.5 mm², Box
27166 | 1687940000 | BL 3.50/08/180LH SN BK BX | PCB plug-in connector, female plug, 3.50 mm, Number of poles: 8, 180°, Clamping yoke connection, Clamping range, max. : 1.5 mm², Box
27167 | 1687950000 | BL 3.50/09/180LH SN BK BX | PCB plug-in connector, female plug, 3.50 mm, Number of poles: 9, 180°, Clamping yoke connection, Clamping range, max. : 1.5 mm², Box
27168 | 1687960000 | BL 3.50/10/180LH SN BK BX | PCB plug-in connector, female plug, 3.50 mm, Number of poles: 10, 180°, Clamping yoke connection, Clamping range, max. : 1.5 mm², Box
27169 | 1687980000 | BL 3.50/12/180LH SN BK BX | PCB plug-in connector, female plug, 3.50 mm, Number of poles: 12, 180°, Clamping yoke connection, Clamping range, max. : 1.5 mm², Box
27170 | 1688020000 | BL 3.50/16/180LH SN BK BX | PCB plug-in connector, female plug, 3.50 mm, Number of poles: 16, 180°, Clamping yoke connection, Clamping range, max. : 1.5 mm², Box
27171 | 1688040000 | BL 3.50/18/180LH SN BK BX | PCB plug-in connector, female plug, 3.50 mm, Number of poles: 18, 180°, Clamping yoke connection, Clamping range, max. : 1.5 mm², Box
27172 | 1688060000 | BL 3.50/20/180LH SN BK BX | PCB plug-in connector, female plug, 3.50 mm, Number of poles: 20, 180°, Clamping yoke connection, Clamping range, max. : 1.5 mm², Box
27173 | 1688100000 | BL 3.50/24/180LH SN BK BX | PCB plug-in connector, female plug, 3.50 mm, Number of poles: 24, 180°, Clamping yoke connection, Clamping range, max. : 1.5 mm², Box
27174 | 1690240000 | BLZF 3.50/07/180 SN OR BX | PCB plug-in connector, female plug, 3.50 mm, Number of poles: 7, 180°, Tension-clamp connection, Clamping range, max. : 1.5 mm², Box
27175 | 1690260000 | BLZF 3.50/09/180 SN OR BX | PCB plug-in connector, female plug, 3.50 mm, Number of poles: 9, 180°, Tension-clamp connection, Clamping range, max. : 1.5 mm², Box
27176 | 1690290000 | BLZF 3.50/12/180 SN OR BX | PCB plug-in connector, female plug, 3.50 mm, Number of poles: 12, 180°, Tension-clamp connection, Clamping range, max. : 1.5 mm², Box
27177 | 1690300000 | BLZF 3.50/13/180 SN OR BX | PCB plug-in connector, female plug, 3.50 mm, Number of poles: 13, 180°, Tension-clamp connection, Clamping range, max. : 1.5 mm², Box
27178 | 1690310000 | BLZF 3.50/14/180 SN OR BX | PCB plug-in connector, female plug, 3.50 mm, Number of poles: 14, 180°, Tension-clamp connection, Clamping range, max. : 1.5 mm², Box
27179 | 1690320000 | BLZF 3.50/15/180 SN OR BX | PCB plug-in connector, female plug, 3.50 mm, Number of poles: 15, 180°, Tension-clamp connection, Clamping range, max. : 1.5 mm², Box
27180 | 1690330000 | BLZF 3.50/16/180 SN OR BX | PCB plug-in connector, female plug, 3.50 mm, Number of poles: 16, 180°, Tension-clamp connection, Clamping range, max. : 1.5 mm², Box
27181 | 1690340000 | BLZF 3.50/17/180 SN OR BX | PCB plug-in connector, female plug, 3.50 mm, Number of poles: 17, 180°, Tension-clamp connection, Clamping range, max. : 1.5 mm², Box
27182 | 1690350000 | BLZF 3.50/18/180 SN OR BX | PCB plug-in connector, female plug, 3.50 mm, Number of poles: 18, 180°, Tension-clamp connection, Clamping range, max. : 1.5 mm², Box
27183 | 1690360000 | BLZF 3.50/19/180 SN OR BX | PCB plug-in connector, female plug, 3.50 mm, Number of poles: 19, 180°, Tension-clamp connection, Clamping range, max. : 1.5 mm², Box
27184 | 1690370000 | BLZF 3.50/20/180 SN OR BX | PCB plug-in connector, female plug, 3.50 mm, Number of poles: 20, 180°, Tension-clamp connection, Clamping range, max. : 1.5 mm², Box
27185 | 1690380000 | BLZF 3.50/21/180 SN OR BX | PCB plug-in connector, female plug, 3.50 mm, Number of poles: 21, 180°, Tension-clamp connection, Clamping range, max. : 1.5 mm², Box
27186 | 1690390000 | BLZF 3.50/22/180 SN OR BX | PCB plug-in connector, female plug, 3.50 mm, Number of poles: 22, 180°, Tension-clamp connection, Clamping range, max. : 1.5 mm², Box
27187 | 1690400000 | BLZF 3.50/23/180 SN OR BX | PCB plug-in connector, female plug, 3.50 mm, Number of poles: 23, 180°, Tension-clamp connection, Clamping range, max. : 1.5 mm², Box
27188 | 1690410000 | BLZF 3.50/24/180 SN OR BX | PCB plug-in connector, female plug, 3.50 mm, Number of poles: 24, 180°, Tension-clamp connection, Clamping range, max. : 1.5 mm², Box
27189 | 1690420000 | BLZF 3.50/02/180 SN BK BX | PCB plug-in connector, female plug, 3.50 mm, Number of poles: 2, 180°, Tension-clamp connection, Clamping range, max. : 1.5 mm², Box
27190 | 1690430000 | BLZF 3.50/03/180 SN BK BX | PCB plug-in connector, female plug, 3.50 mm, Number of poles: 3, 180°, Tension-clamp connection, Clamping range, max. : 1.5 mm², Box
27191 | 1690440000 | BLZF 3.50/04/180 SN BK BX | PCB plug-in connector, female plug, 3.50 mm, Number of poles: 4, 180°, Tension-clamp connection, Clamping range, max. : 1.5 mm², Box
27192 | 1690450000 | BLZF 3.50/05/180 SN BK BX | PCB plug-in connector, female plug, 3.50 mm, Number of poles: 5, 180°, Tension-clamp connection, Clamping range, max. : 1.5 mm², Box
27193 | 1690460000 | BLZF 3.50/06/180 SN BK BX | PCB plug-in connector, female plug, 3.50 mm, Number of poles: 6, 180°, Tension-clamp connection, Clamping range, max. : 1.5 mm², Box
27194 | 1690470000 | BLZF 3.50/07/180 SN BK BX | PCB plug-in connector, female plug, 3.50 mm, Number of poles: 7, 180°, Tension-clamp connection, Clamping range, max. : 1.5 mm², Box
27195 | 1690480000 | BLZF 3.50/08/180 SN BK BX | PCB plug-in connector, female plug, 3.50 mm, Number of poles: 8, 180°, Tension-clamp connection, Clamping range, max. : 1.5 mm², Box
27196 | 1690490000 | BLZF 3.50/09/180 SN BK BX | PCB plug-in connector, female plug, 3.50 mm, Number of poles: 9, 180°, Tension-clamp connection, Clamping range, max. : 1.5 mm², Box
27197 | 1690500000 | BLZF 3.50/10/180 SN BK BX | PCB plug-in connector, female plug, 3.50 mm, Number of poles: 10, 180°, Tension-clamp connection, Clamping range, max. : 1.5 mm², Box
27198 | 1690510000 | BLZF 3.50/11/180 SN BK BX | PCB plug-in connector, female plug, 3.50 mm, Number of poles: 11, 180°, Tension-clamp connection, Clamping range, max. : 1.5 mm², Box
27199 | 1690520000 | BLZF 3.50/12/180 SN BK BX | PCB plug-in connector, female plug, 3.50 mm, Number of poles: 12, 180°, Tension-clamp connection, Clamping range, max. : 1.5 mm², Box
27200 | 1690530000 | BLZF 3.50/13/180 SN BK BX | PCB plug-in connector, female plug, 3.50 mm, Number of poles: 13, 180°, Tension-clamp connection, Clamping range, max. : 1.5 mm², Box
27201 | 1690540000 | BLZF 3.50/14/180 SN BK BX | PCB plug-in connector, female plug, 3.50 mm, Number of poles: 14, 180°, Tension-clamp connection, Clamping range, max. : 1.5 mm², Box
27202 | 1690550000 | BLZF 3.50/15/180 SN BK BX | PCB plug-in connector, female plug, 3.50 mm, Number of poles: 15, 180°, Tension-clamp connection, Clamping range, max. : 1.5 mm², Box
27203 | 1690560000 | BLZF 3.50/16/180 SN BK BX | PCB plug-in connector, female plug, 3.50 mm, Number of poles: 16, 180°, Tension-clamp connection, Clamping range, max. : 1.5 mm², Box
27204 | 1690580000 | BLZF 3.50/18/180 SN BK BX | PCB plug-in connector, female plug, 3.50 mm, Number of poles: 18, 180°, Tension-clamp connection, Clamping range, max. : 1.5 mm², Box
27205 | 1690630000 | BLZF 3.50/23/180 SN BK BX | PCB plug-in connector, female plug, 3.50 mm, Number of poles: 23, 180°, Tension-clamp connection, Clamping range, max. : 1.5 mm², Box
27206 | 1690640000 | BLZF 3.50/24/180 SN BK BX | PCB plug-in connector, female plug, 3.50 mm, Number of poles: 24, 180°, Tension-clamp connection, Clamping range, max. : 1.5 mm², Box
27207 | 1690880000 | BLZF 3.50/02/180F SN OR BX | PCB plug-in connector, female plug, 3.50 mm, Number of poles: 2, 180°, Tension-clamp connection, Clamping range, max. : 1.5 mm², Box
27208 | 1690890000 | BLZF 3.50/03/180F SN OR BX | PCB plug-in connector, female plug, 3.50 mm, Number of poles: 3, 180°, Tension-clamp connection, Clamping range, max. : 1.5 mm², Box
27209 | 1690910000 | BLZF 3.50/05/180F SN OR BX | PCB plug-in connector, female plug, 3.50 mm, Number of poles: 5, 180°, Tension-clamp connection, Clamping range, max. : 1.5 mm², Box
27210 | 1690930000 | BLZF 3.50/07/180F SN OR BX | PCB plug-in connector, female plug, 3.50 mm, Number of poles: 7, 180°, Tension-clamp connection, Clamping range, max. : 1.5 mm², Box
27211 | 1690940000 | BLZF 3.50/08/180F SN OR BX | PCB plug-in connector, female plug, 3.50 mm, Number of poles: 8, 180°, Tension-clamp connection, Clamping range, max. : 1.5 mm², Box
27212 | 1690950000 | BLZF 3.50/09/180F SN OR BX | PCB plug-in connector, female plug, 3.50 mm, Number of poles: 9, 180°, Tension-clamp connection, Clamping range, max. : 1.5 mm², Box
27213 | 1690960000 | BLZF 3.50/10/180F SN OR BX | PCB plug-in connector, female plug, 3.50 mm, Number of poles: 10, 180°, Tension-clamp connection, Clamping range, max. : 1.5 mm², Box
27214 | 1690970000 | BLZF 3.50/11/180F SN OR BX | PCB plug-in connector, female plug, 3.50 mm, Number of poles: 11, 180°, Tension-clamp connection, Clamping range, max. : 1.5 mm², Box
27215 | 1690990000 | BLZF 3.50/13/180F SN OR BX | PCB plug-in connector, female plug, 3.50 mm, Number of poles: 13, 180°, Tension-clamp connection, Clamping range, max. : 1.5 mm², Box
27216 | 1691010000 | BLZF 3.50/15/180F SN OR BX | PCB plug-in connector, female plug, 3.50 mm, Number of poles: 15, 180°, Tension-clamp connection, Clamping range, max. : 1.5 mm², Box
27217 | 1691030000 | BLZF 3.50/17/180F SN OR BX | PCB plug-in connector, female plug, 3.50 mm, Number of poles: 17, 180°, Tension-clamp connection, Clamping range, max. : 1.5 mm², Box
27218 | 1691040000 | BLZF 3.50/18/180F SN OR BX | PCB plug-in connector, female plug, 3.50 mm, Number of poles: 18, 180°, Tension-clamp connection, Clamping range, max. : 1.5 mm², Box
27219 | 1691050000 | BLZF 3.50/19/180F SN OR BX | PCB plug-in connector, female plug, 3.50 mm, Number of poles: 19, 180°, Tension-clamp connection, Clamping range, max. : 1.5 mm², Box
27220 | 1691060000 | BLZF 3.50/20/180F SN OR BX | PCB plug-in connector, female plug, 3.50 mm, Number of poles: 20, 180°, Tension-clamp connection, Clamping range, max. : 1.5 mm², Box
27221 | 1691070000 | BLZF 3.50/21/180F SN OR BX | PCB plug-in connector, female plug, 3.50 mm, Number of poles: 21, 180°, Tension-clamp connection, Clamping range, max. : 1.5 mm², Box
27222 | 1691080000 | BLZF 3.50/22/180F SN OR BX | PCB plug-in connector, female plug, 3.50 mm, Number of poles: 22, 180°, Tension-clamp connection, Clamping range, max. : 1.5 mm², Box
27223 | 1691090000 | BLZF 3.50/23/180F SN OR BX | PCB plug-in connector, female plug, 3.50 mm, Number of poles: 23, 180°, Tension-clamp connection, Clamping range, max. : 1.5 mm², Box
27224 | 1691100000 | BLZF 3.50/24/180F SN OR BX | PCB plug-in connector, female plug, 3.50 mm, Number of poles: 24, 180°, Tension-clamp connection, Clamping range, max. : 1.5 mm², Box
27225 | 1691110000 | BLZF 3.50/02/180F SN BK BX | PCB plug-in connector, female plug, 3.50 mm, Number of poles: 2, 180°, Tension-clamp connection, Clamping range, max. : 1.5 mm², Box
27226 | 1691120000 | BLZF 3.50/03/180F SN BK BX | PCB plug-in connector, female plug, 3.50 mm, Number of poles: 3, 180°, Tension-clamp connection, Clamping range, max. : 1.5 mm², Box
27227 | 1691130000 | BLZF 3.50/04/180F SN BK BX | PCB plug-in connector, female plug, 3.50 mm, Number of poles: 4, 180°, Tension-clamp connection, Clamping range, max. : 1.5 mm², Box
27228 | 1691140000 | BLZF 3.50/05/180F SN BK BX | PCB plug-in connector, female plug, 3.50 mm, Number of poles: 5, 180°, Tension-clamp connection, Clamping range, max. : 1.5 mm², Box
27229 | 1691150000 | BLZF 3.50/06/180F SN BK BX | PCB plug-in connector, female plug, 3.50 mm, Number of poles: 6, 180°, Tension-clamp connection, Clamping range, max. : 1.5 mm², Box
27230 | 1691160000 | BLZF 3.50/07/180F SN BK BX | PCB plug-in connector, female plug, 3.50 mm, Number of poles: 7, 180°, Tension-clamp connection, Clamping range, max. : 1.5 mm², Box
27231 | 1691180000 | BLZF 3.50/09/180F SN BK BX | PCB plug-in connector, female plug, 3.50 mm, Number of poles: 9, 180°, Tension-clamp connection, Clamping range, max. : 1.5 mm², Box
27232 | 1691200000 | BLZF 3.50/11/180F SN BK BX | PCB plug-in connector, female plug, 3.50 mm, Number of poles: 11, 180°, Tension-clamp connection, Clamping range, max. : 1.5 mm², Box
27233 | 1691210000 | BLZF 3.50/12/180F SN BK BX | PCB plug-in connector, female plug, 3.50 mm, Number of poles: 12, 180°, Tension-clamp connection, Clamping range, max. : 1.5 mm², Box
27234 | 1691230000 | BLZF 3.50/14/180F SN BK BX | PCB plug-in connector, female plug, 3.50 mm, Number of poles: 14, 180°, Tension-clamp connection, Clamping range, max. : 1.5 mm², Box
27235 | 1691240000 | BLZF 3.50/15/180F SN BK BX | PCB plug-in connector, female plug, 3.50 mm, Number of poles: 15, 180°, Tension-clamp connection, Clamping range, max. : 1.5 mm², Box
27236 | 1691250000 | BLZF 3.50/16/180F SN BK BX | PCB plug-in connector, female plug, 3.50 mm, Number of poles: 16, 180°, Tension-clamp connection, Clamping range, max. : 1.5 mm², Box
27237 | 1691260000 | BLZF 3.50/17/180F SN BK BX | PCB plug-in connector, female plug, 3.50 mm, Number of poles: 17, 180°, Tension-clamp connection, Clamping range, max. : 1.5 mm², Box
27238 | 1691270000 | BLZF 3.50/18/180F SN BK BX | PCB plug-in connector, female plug, 3.50 mm, Number of poles: 18, 180°, Tension-clamp connection, Clamping range, max. : 1.5 mm², Box
27239 | 1691290000 | BLZF 3.50/20/180F SN BK BX | PCB plug-in connector, female plug, 3.50 mm, Number of poles: 20, 180°, Tension-clamp connection, Clamping range, max. : 1.5 mm², Box
27240 | 1691300000 | BLZF 3.50/21/180F SN BK BX | PCB plug-in connector, female plug, 3.50 mm, Number of poles: 21, 180°, Tension-clamp connection, Clamping range, max. : 1.5 mm², Box
27241 | 1691320000 | BLZF 3.50/23/180F SN BK BX | PCB plug-in connector, female plug, 3.50 mm, Number of poles: 23, 180°, Tension-clamp connection, Clamping range, max. : 1.5 mm², Box
27242 | 1691330000 | BLZF 3.50/24/180F SN BK BX | PCB plug-in connector, female plug, 3.50 mm, Number of poles: 24, 180°, Tension-clamp connection, Clamping range, max. : 1.5 mm², Box
27243 | 1691570000 | BLZF 3.50/02/180LH SN OR BX | PCB plug-in connector, female plug, 3.50 mm, Number of poles: 2, 180°, Tension-clamp connection, Clamping range, max. : 1.5 mm², Box
27244 | 1691580000 | BLZF 3.50/03/180LH SN OR BX | PCB plug-in connector, female plug, 3.50 mm, Number of poles: 3, 180°, Tension-clamp connection, Clamping range, max. : 1.5 mm², Box
27245 | 1691590000 | BLZF 3.50/04/180LH SN OR BX | PCB plug-in connector, female plug, 3.50 mm, Number of poles: 4, 180°, Tension-clamp connection, Clamping range, max. : 1.5 mm², Box
27246 | 1691600000 | BLZF 3.50/05/180LH SN OR BX | PCB plug-in connector, female plug, 3.50 mm, Number of poles: 5, 180°, Tension-clamp connection, Clamping range, max. : 1.5 mm², Box
27247 | 1691610000 | BLZF 3.50/06/180LH SN OR BX | PCB plug-in connector, female plug, 3.50 mm, Number of poles: 6, 180°, Tension-clamp connection, Clamping range, max. : 1.5 mm², Box
27248 | 1691620000 | BLZF 3.50/07/180LH SN OR BX | PCB plug-in connector, female plug, 3.50 mm, Number of poles: 7, 180°, Tension-clamp connection, Clamping range, max. : 1.5 mm², Box
27249 | 1691630000 | BLZF 3.50/08/180LH SN OR BX | PCB plug-in connector, female plug, 3.50 mm, Number of poles: 8, 180°, Tension-clamp connection, Clamping range, max. : 1.5 mm², Box
27250 | 1691640000 | BLZF 3.50/09/180LH SN OR BX | PCB plug-in connector, female plug, 3.50 mm, Number of poles: 9, 180°, Tension-clamp connection, Clamping range, max. : 1.5 mm², Box
27251 | 1691650000 | BLZF 3.50/10/180LH SN OR BX | PCB plug-in connector, female plug, 3.50 mm, Number of poles: 10, 180°, Tension-clamp connection, Clamping range, max. : 1.5 mm², Box
27252 | 1691670000 | BLZF 3.50/12/180LH SN OR BX | PCB plug-in connector, female plug, 3.50 mm, Number of poles: 12, 180°, Tension-clamp connection, Clamping range, max. : 1.5 mm², Box
27253 | 1691690000 | BLZF 3.50/14/180LH SN OR BX | PCB plug-in connector, female plug, 3.50 mm, Number of poles: 14, 180°, Tension-clamp connection, Clamping range, max. : 1.5 mm², Box
27254 | 1691700000 | BLZF 3.50/15/180LH SN OR BX | PCB plug-in connector, female plug, 3.50 mm, Number of poles: 15, 180°, Tension-clamp connection, Clamping range, max. : 1.5 mm², Box
27255 | 1691710000 | BLZF 3.50/16/180LH SN OR BX | PCB plug-in connector, female plug, 3.50 mm, Number of poles: 16, 180°, Tension-clamp connection, Clamping range, max. : 1.5 mm², Box
27256 | 1691730000 | BLZF 3.50/18/180LH SN OR BX | PCB plug-in connector, female plug, 3.50 mm, Number of poles: 18, 180°, Tension-clamp connection, Clamping range, max. : 1.5 mm², Box
27257 | 1691740000 | BLZF 3.50/19/180LH SN OR BX | PCB plug-in connector, female plug, 3.50 mm, Number of poles: 19, 180°, Tension-clamp connection, Clamping range, max. : 1.5 mm², Box
27258 | 1691750000 | BLZF 3.50/20/180LH SN OR BX | PCB plug-in connector, female plug, 3.50 mm, Number of poles: 20, 180°, Tension-clamp connection, Clamping range, max. : 1.5 mm², Box
27259 | 1691790000 | BLZF 3.50/24/180LH SN OR BX | PCB plug-in connector, female plug, 3.50 mm, Number of poles: 24, 180°, Tension-clamp connection, Clamping range, max. : 1.5 mm², Box
27260 | 1691800000 | BLZF 3.50/02/180LH SN BK BX | PCB plug-in connector, female plug, 3.50 mm, Number of poles: 2, 180°, Tension-clamp connection, Clamping range, max. : 1.5 mm², Box
27261 | 1691810000 | BLZF 3.50/03/180LH SN BK BX | PCB plug-in connector, female plug, 3.50 mm, Number of poles: 3, 180°, Tension-clamp connection, Clamping range, max. : 1.5 mm², Box
27262 | 1691820000 | BLZF 3.50/04/180LH SN BK BX | PCB plug-in connector, female plug, 3.50 mm, Number of poles: 4, 180°, Tension-clamp connection, Clamping range, max. : 1.5 mm², Box
27263 | 1691830000 | BLZF 3.50/05/180LH SN BK BX | PCB plug-in connector, female plug, 3.50 mm, Number of poles: 5, 180°, Tension-clamp connection, Clamping range, max. : 1.5 mm², Box
27264 | 1691840000 | BLZF 3.50/06/180LH SN BK BX | PCB plug-in connector, female plug, 3.50 mm, Number of poles: 6, 180°, Tension-clamp connection, Clamping range, max. : 1.5 mm², Box
27265 | 1691860000 | BLZF 3.50/08/180LH SN BK BX | PCB plug-in connector, female plug, 3.50 mm, Number of poles: 8, 180°, Tension-clamp connection, Clamping range, max. : 1.5 mm², Box
27266 | 1691900000 | BLZF 3.50/12/180LH SN BK BX | PCB plug-in connector, female plug, 3.50 mm, Number of poles: 12, 180°, Tension-clamp connection, Clamping range, max. : 1.5 mm², Box
27267 | 1691930000 | BLZF 3.50/15/180LH SN BK BX | PCB plug-in connector, female plug, 3.50 mm, Number of poles: 15, 180°, Tension-clamp connection, Clamping range, max. : 1.5 mm², Box
27268 | 1691940000 | BLZF 3.50/16/180LH SN BK BX | PCB plug-in connector, female plug, 3.50 mm, Number of poles: 16, 180°, Tension-clamp connection, Clamping range, max. : 1.5 mm², Box
27269 | 1691960000 | BLZF 3.50/18/180LH SN BK BX | PCB plug-in connector, female plug, 3.50 mm, Number of poles: 18, 180°, Tension-clamp connection, Clamping range, max. : 1.5 mm², Box
27270 | 1691970000 | BLZF 3.50/19/180LH SN BK BX | PCB plug-in connector, female plug, 3.50 mm, Number of poles: 19, 180°, Tension-clamp connection, Clamping range, max. : 1.5 mm², Box
27271 | 1692020000 | BLZF 3.50/24/180LH SN BK BX | PCB plug-in connector, female plug, 3.50 mm, Number of poles: 24, 180°, Tension-clamp connection, Clamping range, max. : 1.5 mm², Box
27272 | 1698160000 | ZRV 1.5 | Z-series, Feed-through terminal, Multi-tier modular terminal, Rated cross-section: 1.5 mm², Tension-clamp connection, dark beige
27273 | 1698161001 | ZRV 1.5 | Z-series, Feed-through terminal, Multi-tier modular terminal, Rated cross-section: 1.5 mm², Tension-clamp connection, Direct mounting
27274 | 1698170000 | ZRV 1.5/PE | Z-series, Feed-through terminal, Multi-tier modular terminal, Rated cross-section: 1.5 mm², Tension-clamp connection, dark beige
27275 | 1699610000 | ZDKS 2.5/1.5 | Z-series, Feed-through terminal, Double-tier terminal, Rated cross-section: 2.5 mm², Tension-clamp connection, dark beige
27276 | 1730940000 | WDU 2.5N/600UL | Feed-through terminal, Screw connection, 2.5 mm², 800 V, 24 A, dark beige
27277 | 1781720000 | WDU 2.5 PACK | Feed-through terminal, Screw connection, 2.5 mm², 800 V, 24 A, dark beige
27278 | 1781730000 | WDU 4 PACK | Feed-through terminal, Screw connection, 4 mm², 800 V, 24 A, dark beige
27279 | 1781740000 | WDU 6 PACK | Feed-through terminal, Screw connection, 6 mm², 800 V, 41 A, dark beige
27280 | 1781750000 | WDU 10 PACK | Feed-through terminal, Screw connection, 10 mm², 1000 V, 57 A, dark beige
27281 | 1802780000 | WDU 240 | Feed-through terminal, Screw connection, 240 mm², 1000 V, 415 A, dark beige
27282 | 1815070000 | ZT 2.5/2AN/1 | Z-series, Feed-through terminal, Rated cross-section: 2.5 mm², Tension-clamp connection, dark beige
27283 | 1815090000 | ZT 2.5/3AN/1 | Z-series, Feed-through terminal, Rated cross-section: 2.5 mm², Tension-clamp connection, dark beige
27284 | 1815100000 | ZTPE 2.5/3AN/1 | Z-series, PE terminal, Rated cross-section: 2.5 mm², Tension-clamp connection, Green/yellow
27285 | 1815110000 | ZT 2.5/4AN/2 | Z-series, Feed-through terminal, Rated cross-section: 2.5 mm², Tension-clamp connection, dark beige
27286 | 1815120000 | ZTPE 2.5/4AN/2 | Z-series, PE terminal, Rated cross-section: 2.5 mm², Tension-clamp connection, Green/yellow
27287 | 1815130000 | ZT 2.5/4AN/4 | Z-series, Feed-through terminal, Rated cross-section: 2.5 mm², Plug-in connection, dark beige
27288 | 1815140000 | ZTPE 2.5/4AN/4 | Z-series, PE terminal, Rated cross-section: 2.5 mm², Tension-clamp connection, Green/yellow
27289 | 1815150000 | ZDT 2.5/2 | Z-series, Double-tier terminal, Rated cross-section: 2.5 mm², Tension-clamp connection, dark beige
27290 | 1815160000 | ZDT 2.5/2 DU-PE | Z-series, Double-tier terminal, Rated cross-section: 2.5 mm², Tension-clamp connection, dark beige
27291 | 1815170000 | ZDT 2.5/2 PE | Z-series, Double-tier terminal, Rated cross-section: 2.5 mm², Tension-clamp connection, Green/yellow
27292 | 1815180000 | ZP 2.5/1AN/17 | Z-series, Plug-in connector, Direct mounting
27293 | 1815190000 | ZP 2.5/1AN/QV/1 | Z-series, Plug-in connector, dark beige, Direct mounting
27294 | 1815200000 | ZP 2.5/1AN/QV/2 | Z-series, Plug-in connector, dark beige, Direct mounting
27295 | 1815210000 | ZP 2.5/1AN/QV/3 | Z-series, Plug-in connector, dark beige, Direct mounting
27296 | 1815220000 | ZP 2.5/1AN/QV/4 | Z-series, Plug-in connector, dark beige, Direct mounting
27297 | 1815230000 | ZP 2.5/1AN/QV/5 | Z-series, Plug-in connector, dark beige, Direct mounting
27298 | 1815240000 | ZP 2.5/1AN/QV/6 | Z-series, Plug-in connector, dark beige, Direct mounting
27299 | 1815250000 | ZP 2.5/1AN/QV/7 | Z-series, Plug-in connector, dark beige, Direct mounting
27300 | 1815260000 | ZP 2.5/1AN/QV/8 | Z-series, Plug-in connector, dark beige, Direct mounting
27301 | 1815270000 | ZP 2.5/1AN/QV/9 | Z-series, Plug-in connector, dark beige, Direct mounting
27302 | 1815280000 | ZP 2.5/1AN/QV/10 | Z-series, Plug-in connector, dark beige, Direct mounting
27303 | 1815290000 | ZP 2.5/1AN/QV/11 | Z-series, Plug-in connector, dark beige, Direct mounting
27304 | 1815300000 | ZP 2.5/1AN/QV/12 | Z-series, Plug-in connector, dark beige, Direct mounting
27305 | 1815310000 | ZP 2.5/1AN/QV/13 | Z-series, Plug-in connector, dark beige, Direct mounting
27306 | 1815320000 | ZP 2.5/1AN/QV/14 | Z-series, Plug-in connector, dark beige, Direct mounting
27307 | 1815330000 | ZP 2.5/1AN/QV/15 | Z-series, Plug-in connector, dark beige, Direct mounting
27308 | 1815340000 | ZP 2.5/1AN/QV/16 | Z-series, Plug-in connector, dark beige, Direct mounting
27309 | 1815350000 | ZP 2.5/1AN/QV/17 | Z-series, Plug-in connector, dark beige, Direct mounting
27310 | 1815430000 | ZP 2.5/1AN/1 | Z-series, Plug-in connector, dark beige, Direct mounting
27311 | 1815440000 | ZP 2.5/1AN/2 | Z-series, Plug-in connector, dark beige, Direct mounting
27312 | 1815450000 | ZP 2.5/1AN/3 | Z-series, Plug-in connector, dark beige, Direct mounting
27313 | 1815500000 | ZP 2.5/1AN/4 | Z-series, Plug-in connector, dark beige, Direct mounting
27314 | 1815510000 | ZP 2.5/1AN/5 | Z-series, Plug-in connector, dark beige, Direct mounting
27315 | 1815520000 | ZP 2.5/1AN/6 | Z-series, Plug-in connector, dark beige, Direct mounting
27316 | 1815530000 | ZP 2.5/1AN/7 | Z-series, Plug-in connector, dark beige, Direct mounting
27317 | 1815540000 | ZP 2.5/1AN/8 | Z-series, Plug-in connector, dark beige, Direct mounting
27318 | 1815550000 | ZP 2.5/1AN/9 | Z-series, Plug-in connector, dark beige, Direct mounting
27319 | 1815560000 | ZP 2.5/1AN/10 | Z-series, Plug-in connector, dark beige, Direct mounting
27320 | 1815570000 | ZP 2.5/1AN/11 | Z-series, Plug-in connector, dark beige, Direct mounting
27321 | 1815590000 | ZP 2.5/1AN/13 | Z-series, Plug-in connector, dark beige, Direct mounting
27322 | 1815600000 | ZP 2.5/1AN/14 | Z-series, Plug-in connector, dark beige, Direct mounting
27323 | 1815610000 | ZP 2.5/1AN/15 | Z-series, Plug-in connector, dark beige, Direct mounting
27324 | 1815620000 | ZP 2.5/1AN/16 | Z-series, Plug-in connector, dark beige, Direct mounting
27325 | 1815730000 | ZP 2.5/2AN/QV/1 | Z-series, Plug-in connector, dark beige, Direct mounting
27326 | 1815740000 | ZP 2.5/2AN/QV/2 | Z-series, Plug-in connector, dark beige, Direct mounting
27327 | 1815750000 | ZP 2.5/2AN/QV/3 | Z-series, Plug-in connector, dark beige, Direct mounting
27328 | 1815760000 | ZP 2.5/2AN/QV/4 | Z-series, Plug-in connector, dark beige, Direct mounting
27329 | 1815770000 | ZP 2.5/2AN/QV/5 | Z-series, Plug-in connector, dark beige, Direct mounting
27330 | 1815780000 | ZP 2.5/2AN/QV/6 | Z-series, Plug-in connector, dark beige, Direct mounting
27331 | 1815790000 | ZP 2.5/2AN/QV/7 | Z-series, Plug-in connector, dark beige, Direct mounting
27332 | 1815800000 | ZP 2.5/2AN/QV/8 | Z-series, Plug-in connector, dark beige, Direct mounting
27333 | 1815810000 | ZP 2.5/2AN/QV/9 | Z-series, Plug-in connector, dark beige, Direct mounting
27334 | 1815820000 | ZP 2.5/2AN/QV/10 | Z-series, Plug-in connector, dark beige, Direct mounting
27335 | 1815840000 | ZP 2.5/2AN/QV/12 | Z-series, Plug-in connector, dark beige, Direct mounting
27336 | 1815870000 | ZP 2.5/2AN/QV/15 | Z-series, Plug-in connector, dark beige, Direct mounting
27337 | 1815880000 | ZP 2.5/2AN/QV/16 | Z-series, Plug-in connector, dark beige, Direct mounting
27338 | 1820570000 | ZP 2.5/1AN/QV/1 GN | Z-series, Plug-in connector, green, Direct mounting
27339 | 1820580000 | ZP 2.5/1AN/1 GN | Z-series, Plug-in connector, green, Direct mounting
27340 | 1822210000 | WDU 240 BL | Feed-through terminal, Screw connection, 240 mm², 1000 V, 415 A, blue
27341 | 1833340000 | WDU 10 GN | Feed-through terminal, Screw connection, 10 mm², 1000 V, 57 A, green
27342 | 1833380000 | WDU 10 WS | Feed-through terminal, Screw connection, 10 mm², 1000 V, 57 A, white
27343 | 1833400000 | WDU 16 RT | Feed-through terminal, Screw connection, 16 mm², 1000 V, 76 A, red
27344 | 1833420000 | WDU 16 SW | Feed-through terminal, Screw connection, 16 mm², 1000 V, 76 A, black
27345 | 1833460000 | WDU 16 BR | Feed-through terminal, Screw connection, 16 mm², 1000 V, 76 A, brown
27346 | 1833600000 | WDK 2.5/TR-DU/O TNHE | Test-disconnect terminal, Screw connection, 2.5 mm², 500 V, 24 A, without, dark beige
27347 | 1833640000 | WDK 2.5/TR-DU-PE/O TNHE | Test-disconnect terminal, Screw connection, 2.5 mm², 500 V, 24 A, without, dark beige
27348 | 1833830000 | WDU 2.5/1.5/ZR RT | Feed-through terminal, Screw connection, 2.5 mm², 800 V, 24 A, red
27349 | 1833840000 | WDU 2.5/1.5/ZR SW | Feed-through terminal, Screw connection, 2.5 mm², 800 V, 24 A, black
27350 | 1833890000 | WDU 2.5/1.5/ZR WS | Feed-through terminal, Screw connection, 2.5 mm², 800 V, 24 A, white
27351 | 1848330000 | ZTPE 4/4AN/2 | Z-series, PE terminal, Rated cross-section: 4 mm², Plug-in connection, green
27352 | 1848340000 | ZP 4/1AN/1 | Z-series, Plug-in connector, beige, Direct mounting
27353 | 1848350000 | ZT 4/4AN/2 | Z-series, Feed-through terminal, Rated cross-section: 4 mm², Plug-in connection, dark beige
27354 | 1848360000 | ZAP/TW ZT4/4AN/2 | Z-series, End plate, Partition plate
27355 | 1854960000 | ZT 4/2AN/1 | Z-series, Feed-through terminal, Rated cross-section: 4 mm², Tension-clamp connection, dark beige
27356 | 1854970000 | ZTPE 4/2AN/1 | Z-series, PE terminal, Rated cross-section: 4 mm², Plug-in connection, green
27357 | 1854980000 | ZP 4/1AN/1 GN | Z-series, Plug-in connector, green, Direct mounting
27358 | 1854990000 | ZP 4/1AN/2 | Z-series, Plug-in connector, beige, Direct mounting
27359 | 1855000000 | ZP 4/1AN/3 | Z-series, Plug-in connector, beige, Direct mounting
27360 | 1855010000 | ZP 4/1AN/4 | Z-series, Plug-in connector, beige, Direct mounting
27361 | 1855020000 | ZP 4/1AN/5 | Z-series, Plug-in connector, beige, Direct mounting
27362 | 1855030000 | ZP 4/1AN/6 | Z-series, Plug-in connector, beige, Direct mounting
27363 | 1855040000 | ZP 4/1AN/7 | Z-series, Plug-in connector, beige, Direct mounting
27364 | 1855050000 | ZP 4/1AN/8 | Z-series, Plug-in connector, beige, Direct mounting
27365 | 1855060000 | ZP 4/1AN/9 | Z-series, Plug-in connector, beige, Direct mounting
27366 | 1855070000 | ZP 4/1AN/10 | Z-series, Plug-in connector, beige, Direct mounting
27367 | 1855080000 | ZP 4/1AN/11 | Z-series, Plug-in connector, beige, Direct mounting
27368 | 1855090000 | ZP 4/1AN/12 | Z-series, Plug-in connector, beige, Direct mounting
27369 | 1855100000 | ZP 4/1AN/13 | Z-series, Plug-in connector, beige, Direct mounting
27370 | 1855110000 | ZP 4/1AN/14 | Z-series, Plug-in connector, beige, Direct mounting
27371 | 1855220000 | ZAP/TW ZT4/2AN | Z-series, End plate, Partition plate
27372 | 1855230000 | ZAP/TW ZT4/2AN OR | Z-series, End plate, Partition plate
27373 | 1855250000 | ZVR ZP4 | Z-series, Locking clips, Direct mounting
27374 | 1855260000 | ZZE ZP4 | Z-series, Strain relief, Direct mounting
27375 | 1865510000 | ZTTR 2.5 | Z-series, Test-disconnect terminal, Rated cross-section: 2.5 mm², Tension-clamp connection, dark beige
27376 | 1865880000 | ZPS 2.5/1AN/QV/1 | Z-series, Coupling, Rated cross-section: 2.5 mm², Plug-in connection, beige, Direct mounting
27377 | 1865890000 | ZPS 2.5/1AN/QV/1 GN | Z-series, Coupling, Rated cross-section: 2.5 mm², Plug-in connection, green, Direct mounting
27378 | 1865900000 | ZPS 2.5/1AN/QV/2 | Z-series, Coupling, Rated cross-section: 2.5 mm², Plug-in connection, beige, Direct mounting
27379 | 1865910000 | ZPS 2.5/1AN/QV/3 | Z-series, Coupling, Rated cross-section: 2.5 mm², Plug-in connection, beige, Direct mounting
27380 | 1865920000 | ZPS 2.5/1AN/QV/4 | Z-series, Coupling, Rated cross-section: 2.5 mm², Plug-in connection, beige, Direct mounting
27381 | 1865930000 | ZPS 2.5/1AN/QV/5 | Z-series, Coupling, Rated cross-section: 2.5 mm², Plug-in connection, beige, Direct mounting
27382 | 1865940000 | ZPS 2.5/1AN/QV/6 | Z-series, Coupling, Rated cross-section: 2.5 mm², Plug-in connection, beige, Direct mounting
27383 | 1865950000 | ZPS 2.5/1AN/QV/7 | Z-series, Coupling, Rated cross-section: 2.5 mm², Plug-in connection, beige, Direct mounting
27384 | 1865960000 | ZPS 2.5/1AN/QV/8 | Z-series, Coupling, Rated cross-section: 2.5 mm², Plug-in connection, beige, Direct mounting
27385 | 1865970000 | ZPS 2.5/1AN/QV/9 | Z-series, Coupling, Rated cross-section: 2.5 mm², Plug-in connection, beige, Direct mounting
27386 | 1865980000 | ZPS 2.5/1AN/QV/10 | Z-series, Coupling, Rated cross-section: 2.5 mm², Plug-in connection, beige
27387 | 1866000000 | ZPS 2.5/1AN/QV/12 | Z-series, Coupling, Rated cross-section: 2.5 mm², Plug-in connection, beige, Direct mounting
27388 | 1866020000 | ZPS 2.5/1AN/QV/14 | Z-series, Coupling, Rated cross-section: 2.5 mm², Plug-in connection, beige, Direct mounting
27389 | 1866030000 | ZPS 2.5/1AN/QV/15 | Z-series, Coupling, Rated cross-section: 2.5 mm², Plug-in connection, beige, Direct mounting
27390 | 1866040000 | ZPS 2.5/1AN/QV/16 | Z-series, Coupling, Rated cross-section: 2.5 mm², Plug-in connection, beige, Direct mounting
27391 | 1867090000 | ZP 2.5/1AN/2 GN/BE | Z-series, Plug-in connector, beige, Direct mounting
27392 | 1867100000 | ZP 2.5/1AN/3 GN/BE | Z-series, Plug-in connector, beige, Direct mounting
27393 | 1867110000 | ZP 2.5/1AN/4 GN/BE | Z-series, Plug-in connector, beige, Direct mounting
27394 | 1867120000 | ZP 2.5/1AN/5 GN/BE | Z-series, Plug-in connector, beige, Direct mounting
27395 | 1867130000 | ZP 2.5/1AN/6 GN/BE | Z-series, Plug-in connector, beige, Direct mounting
27396 | 1867140000 | ZP 2.5/1AN/7 GN/BE | Z-series, Plug-in connector, beige, Direct mounting
27397 | 1867150000 | ZP 2.5/1AN/8 GN/BE | Z-series, Plug-in connector, beige, Direct mounting
27398 | 1867160000 | ZP 2.5/1AN/9 GN/BE | Z-series, Plug-in connector, beige, Direct mounting
27399 | 1867170000 | ZP 2.5/1AN/10 GN/BE | Z-series, Plug-in connector, beige, Direct mounting
27400 | 1867180000 | ZP 2.5/1AN/11 GN/BE | Z-series, Plug-in connector, beige, Direct mounting
27401 | 1867190000 | ZP 2.5/1AN/12 GN/BE | Z-series, Plug-in connector, beige, Direct mounting
27402 | 1867200000 | ZP 2.5/1AN/13 GN/BE | Z-series, Plug-in connector, beige, Direct mounting
27403 | 1867210000 | ZP 2.5/1AN/14 GN/BE | Z-series, Plug-in connector, beige, Direct mounting
27404 | 1867220000 | ZP 2.5/1AN/15 GN/BE | Z-series, Plug-in connector, beige, Direct mounting
27405 | 1867240000 | ZP 2.5/1AN/17 GN/BE | Z-series, Plug-in connector, beige, Direct mounting
27406 | 1886550000 | WSI 4/LD 140-250V AC/DC | W-Series, Fuse terminal, Rated cross-section: 4 mm², Screw connection
27407 | 1886560000 | WSI 4/LD 30-70V AC/DC | W-Series, Fuse terminal, Rated cross-section: 4 mm², Screw connection
27408 | 1886570000 | WSI 4/LD 60-150V AC/DC | W-Series, Fuse terminal, Rated cross-section: 4 mm², Screw connection
27409 | 1886580000 | WSI 4 | W-Series, Fuse terminal, Rated cross-section: 4 mm², Screw connection
27410 | 1886590000 | WSI 4/LD 10-36V AC/DC | W-Series, Fuse terminal, Rated cross-section: 4 mm², Screw connection
27411 | 1896230000 | PDU 2.5/4 BL | Feed-through terminal, PUSH IN, 4 mm², 800 V, 32 A, blue
27412 | 1906960000 | ZRV 2.5/1 | Z-series, Feed-through terminal, Multi-tier modular terminal, Rated cross-section: 2.5 mm², Tension-clamp connection
27413 | 1906970000 | ZRV 2.5/2 | Z-series, Feed-through terminal, Multi-tier modular terminal, Rated cross-section: 2.5 mm², Tension-clamp connection, dark beige
27414 | 6382680000 | PCF CROSSLINK 5MM PITCH | Printed circuit board terminals, Accessories, Cross-connector, Number of poles: 2
27415 | 6382690000 | PCF CROSSLINK 10MM PITCH | Printed circuit board terminals, Accessories, Cross-connector, Number of poles: 2
27416 | 9203060000 | WDU 4 SL BL | W-Series, Feed-through terminal, Rated cross-section: 4 mm², Screw connection
27417 | 9500410000 | PCF 5.00/02/180 3.5SN OR BX | Printed circuit board terminals, 5.00 mm, Number of poles: 2, 180°, Solder pin length (l): 3.5 mm, tinned, orange, Flat-blade connection, Box
27418 | 9500420000 | PCF 5.00/03/180 3.5SN OR BX | Printed circuit board terminals, 5.00 mm, Number of poles: 3, 180°, Solder pin length (l): 3.5 mm, tinned, orange, Flat-blade connection, Box
27419 | 9500430000 | PCF 5.00/04/180 3.5SN OR BX | Printed circuit board terminals, 5.00 mm, Number of poles: 4, 180°, Solder pin length (l): 3.5 mm, tinned, orange, Flat-blade connection, Box
27420 | 9500440000 | PCF 5.00/05/180 3.5SN OR BX | Printed circuit board terminals, 5.00 mm, Number of poles: 5, 180°, Solder pin length (l): 3.5 mm, tinned, orange, Flat-blade connection, Box
27421 | 9500450000 | PCF 5.00/06/180 3.5SN OR BX | Printed circuit board terminals, 5.00 mm, Number of poles: 6, 180°, Solder pin length (l): 3.5 mm, tinned, orange, Flat-blade connection, Box
27422 | 9500460000 | PCF 5.00/07/180 3.5SN OR BX | Printed circuit board terminals, 5.00 mm, Number of poles: 7, 180°, Solder pin length (l): 3.5 mm, tinned, orange, Flat-blade connection, Box
27423 | 9500470000 | PCF 5.00/08/180 3.5SN OR BX | Printed circuit board terminals, 5.00 mm, Number of poles: 8, 180°, Solder pin length (l): 3.5 mm, tinned, orange, Flat-blade connection, Box
27424 | 9500480000 | PCF 5.00/09/180 3.5SN OR BX | Printed circuit board terminals, 5.00 mm, Number of poles: 9, 180°, Solder pin length (l): 3.5 mm, tinned, orange, Flat-blade connection, Box
27425 | 9500490000 | PCF 5.00/10/180 3.5SN OR BX | Printed circuit board terminals, 5.00 mm, Number of poles: 10, 180°, Solder pin length (l): 3.5 mm, tinned, orange, Flat-blade connection, Box
27426 | 9500510000 | PCF 5.00/11/180 3.5SN OR BX | Printed circuit board terminals, 5.00 mm, Number of poles: 11, 180°, Solder pin length (l): 3.5 mm, tinned, orange, Flat-blade connection, Box
27427 | 9500520000 | PCF 5.00/12/180 3.5SN OR BX | Printed circuit board terminals, 5.00 mm, Number of poles: 12, 180°, Solder pin length (l): 3.5 mm, tinned, orange, Flat-blade connection, Box
27428 | 9500530000 | PCF 5.00/13/180 3.5SN OR BX | Printed circuit board terminals, 5.00 mm, Number of poles: 13, 180°, Solder pin length (l): 3.5 mm, tinned, orange, Flat-blade connection, Box
27429 | 9500540000 | PCF 5.00/14/180 3.5SN OR BX | Printed circuit board terminals, 5.00 mm, Number of poles: 14, 180°, Solder pin length (l): 3.5 mm, tinned, orange, Flat-blade connection, Box
27430 | 9500550000 | PCF 5.00/15/180 3.5SN OR BX | Printed circuit board terminals, 5.00 mm, Number of poles: 15, 180°, Solder pin length (l): 3.5 mm, tinned, orange, Flat-blade connection, Box
27431 | 9500560000 | PCF 5.00/16/180 3.5SN OR BX | Printed circuit board terminals, 5.00 mm, Number of poles: 16, 180°, Solder pin length (l): 3.5 mm, tinned, orange, Flat-blade connection, Box
27432 | 9500570000 | PCF 5.00/17/180 3.5SN OR BX | Printed circuit board terminals, 5.00 mm, Number of poles: 17, 180°, Solder pin length (l): 3.5 mm, tinned, orange, Flat-blade connection, Box
27433 | 9500580000 | PCF 5.00/18/180 3.5SN OR BX | Printed circuit board terminals, 5.00 mm, Number of poles: 18, 180°, Solder pin length (l): 3.5 mm, tinned, orange, Flat-blade connection, Box
27434 | 9500590000 | PCF 5.00/19/180 3.5SN OR BX | Printed circuit board terminals, 5.00 mm, Number of poles: 19, 180°, Solder pin length (l): 3.5 mm, tinned, orange, Flat-blade connection, Box
27435 | 9500620000 | PCF 7.50/02/180 3.5SN OR BX | Printed circuit board terminals, 7.50 mm, Number of poles: 2, 180°, Solder pin length (l): 3.5 mm, tinned, orange, Flat-blade connection, Box
27436 | 9500630000 | PCF 7.50/03/180 3.5SN OR BX | Printed circuit board terminals, 7.50 mm, Number of poles: 3, 180°, Solder pin length (l): 3.5 mm, tinned, orange, Flat-blade connection, Box
27437 | 9500640000 | PCF 7.50/04/180 3.5SN OR BX | Printed circuit board terminals, 7.50 mm, Number of poles: 4, 180°, Solder pin length (l): 3.5 mm, tinned, orange, Flat-blade connection, Box
27438 | 9500650000 | PCF 7.50/05/180 3.5SN OR BX | Printed circuit board terminals, 7.50 mm, Number of poles: 5, 180°, Solder pin length (l): 3.5 mm, tinned, orange, Flat-blade connection, Box
27439 | 9500660000 | PCF 7.50/06/180 3.5SN OR BX | Printed circuit board terminals, 7.50 mm, Number of poles: 6, 180°, Solder pin length (l): 3.5 mm, tinned, orange, Flat-blade connection, Box
27440 | 9500670000 | PCF 7.50/07/180 3.5SN OR BX | Printed circuit board terminals, 7.50 mm, Number of poles: 7, 180°, Solder pin length (l): 3.5 mm, tinned, orange, Flat-blade connection, Box
27441 | 9500680000 | PCF 7.50/08/180 3.5SN OR BX | Printed circuit board terminals, 7.50 mm, Number of poles: 8, 180°, Solder pin length (l): 3.5 mm, tinned, orange, Flat-blade connection, Box
27442 | 9500690000 | PCF 7.50/09/180 3.5SN OR BX | Printed circuit board terminals, 7.50 mm, Number of poles: 9, 180°, Solder pin length (l): 3.5 mm, tinned, orange, Flat-blade connection, Box
27443 | 9500710000 | PCF 7.50/10/180 3.5SN OR BX | Printed circuit board terminals, 7.50 mm, Number of poles: 10, 180°, Solder pin length (l): 3.5 mm, tinned, orange, Flat-blade connection, Box
27444 | 9500720000 | PCF 7.50/11/180 3.5SN OR BX | Printed circuit board terminals, 7.50 mm, Number of poles: 11, 180°, Solder pin length (l): 3.5 mm, tinned, orange, Flat-blade connection, Box
27445 | 9500730000 | PCF 7.50/12/180 3.5SN OR BX | Printed circuit board terminals, 7.50 mm, Number of poles: 12, 180°, Solder pin length (l): 3.5 mm, tinned, orange, Flat-blade connection, Box
27446 | 9500740000 | PCF 7.50/13/180 3.5SN OR BX | Printed circuit board terminals, 7.50 mm, Number of poles: 13, 180°, Solder pin length (l): 3.5 mm, tinned, orange, Flat-blade connection, Box
27447 | 9500750000 | PCF 10.00/02/180 3.5SN OR BX | Printed circuit board terminals, 10.00 mm, Number of poles: 2, 180°, Solder pin length (l): 3.5 mm, tinned, orange, Flat-blade connection, Box
27448 | 9500760000 | PCF 10.00/03/180 3.5SN OR BX | Printed circuit board terminals, 10.00 mm, Number of poles: 3, 180°, Solder pin length (l): 3.5 mm, tinned, orange, Flat-blade connection, Box
27449 | 9500770000 | PCF 10.00/04/180 3.5SN OR BX | Printed circuit board terminals, 10.00 mm, Number of poles: 4, 180°, Solder pin length (l): 3.5 mm, tinned, orange, Flat-blade connection, Box
27450 | 9500780000 | PCF 10.00/05/180 3.5SN OR BX | Printed circuit board terminals, 10.00 mm, Number of poles: 5, 180°, Solder pin length (l): 3.5 mm, tinned, orange, Flat-blade connection, Box
27451 | 9500790000 | PCF 10.00/06/180 3.5SN OR BX | Printed circuit board terminals, 10.00 mm, Number of poles: 6, 180°, Solder pin length (l): 3.5 mm, tinned, orange, Flat-blade connection, Box
27452 | 9500810000 | PCF 10.00/07/180 3.5SN OR BX | Printed circuit board terminals, 10.00 mm, Number of poles: 7, 180°, Solder pin length (l): 3.5 mm, tinned, orange, Flat-blade connection, Box
27453 | 9500820000 | PCF 10.00/08/180 3.5SN OR BX | Printed circuit board terminals, 10.00 mm, Number of poles: 8, 180°, Solder pin length (l): 3.5 mm, tinned, orange, Flat-blade connection, Box
27454 | 9500830000 | PCF 10.00/09/180 3.5SN OR BX | Printed circuit board terminals, 10.00 mm, Number of poles: 9, 180°, Solder pin length (l): 3.5 mm, tinned, orange, Flat-blade connection, Box
27455 | 9500840000 | PCF 10.00/10/180 3.5SN OR BX | Printed circuit board terminals, 10.00 mm, Number of poles: 10, 180°, Solder pin length (l): 3.5 mm, tinned, orange, Flat-blade connection, Box
27456 | 9511410000 | PCF 5.00/02/90 3.5SN OR BX | Printed circuit board terminals, 5.00 mm, Number of poles: 2, 90°, Solder pin length (l): 3.5 mm, tinned, orange, Flat-blade connection, Box
27457 | 9511420000 | PCF 5.00/03/90 3.5SN OR BX | Printed circuit board terminals, 5.00 mm, Number of poles: 3, 90°, Solder pin length (l): 3.5 mm, tinned, orange, Flat-blade connection, Box
27458 | 9511430000 | PCF 5.00/04/90 3.5SN OR BX | Printed circuit board terminals, 5.00 mm, Number of poles: 4, 90°, Solder pin length (l): 3.5 mm, tinned, orange, Flat-blade connection, Box
27459 | 9511440000 | PCF 5.00/05/90 3.5SN OR BX | Printed circuit board terminals, 5.00 mm, Number of poles: 5, 90°, Solder pin length (l): 3.5 mm, tinned, orange, Flat-blade connection, Box
27460 | 9511450000 | PCF 5.00/06/90 3.5SN OR BX | Printed circuit board terminals, 5.00 mm, Number of poles: 6, 90°, Solder pin length (l): 3.5 mm, tinned, orange, Flat-blade connection, Box
27461 | 9511460000 | PCF 5.00/07/90 3.5SN OR BX | Printed circuit board terminals, 5.00 mm, Number of poles: 7, 90°, Solder pin length (l): 3.5 mm, tinned, orange, Flat-blade connection, Box
27462 | 9511470000 | PCF 5.00/08/90 3.5SN OR BX | Printed circuit board terminals, 5.00 mm, Number of poles: 8, 90°, Solder pin length (l): 3.5 mm, tinned, orange, Flat-blade connection, Box
27463 | 9511480000 | PCF 5.00/09/90 3.5SN OR BX | Printed circuit board terminals, 5.00 mm, Number of poles: 9, 90°, Solder pin length (l): 3.5 mm, tinned, orange, Flat-blade connection, Box
27464 | 9511490000 | PCF 5.00/10/90 3.5SN OR BX | Printed circuit board terminals, 5.00 mm, Number of poles: 10, 90°, Solder pin length (l): 3.5 mm, tinned, orange, Flat-blade connection, Box
27465 | 9511500000 | PCF 5.00/11/90 3.5SN OR BX | Printed circuit board terminals, 5.00 mm, Number of poles: 11, 90°, Solder pin length (l): 3.5 mm, tinned, orange, Flat-blade connection, Box
27466 | 9511510000 | PCF 5.00/12/90 3.5SN OR BX | Printed circuit board terminals, 5.00 mm, Number of poles: 12, 90°, Solder pin length (l): 3.5 mm, tinned, orange, Flat-blade connection, Box
27467 | 9511520000 | PCF 5.00/13/90 3.5SN OR BX | Printed circuit board terminals, 5.00 mm, Number of poles: 13, 90°, Solder pin length (l): 3.5 mm, tinned, orange, Flat-blade connection, Box
27468 | 9511530000 | PCF 5.00/14/90 3.5SN OR BX | Printed circuit board terminals, 5.00 mm, Number of poles: 14, 90°, Solder pin length (l): 3.5 mm, tinned, orange, Flat-blade connection, Box
27469 | 9511540000 | PCF 5.00/15/90 3.5SN OR BX | Printed circuit board terminals, 5.00 mm, Number of poles: 15, 90°, Solder pin length (l): 3.5 mm, tinned, orange, Flat-blade connection, Box
27470 | 9511550000 | PCF 5.00/16/90 3.5SN OR BX | Printed circuit board terminals, 5.00 mm, Number of poles: 16, 90°, Solder pin length (l): 3.5 mm, tinned, orange, Flat-blade connection, Box
27471 | 9511560000 | PCF 5.00/17/90 3.5SN OR BX | Printed circuit board terminals, 5.00 mm, Number of poles: 17, 90°, Solder pin length (l): 3.5 mm, tinned, orange, Flat-blade connection, Box
27472 | 9511570000 | PCF 5.00/18/90 3.5SN OR BX | Printed circuit board terminals, 5.00 mm, Number of poles: 18, 90°, Solder pin length (l): 3.5 mm, tinned, orange, Flat-blade connection, Box
27473 | 9511580000 | PCF 5.00/19/90 3.5SN OR BX | Printed circuit board terminals, 5.00 mm, Number of poles: 19, 90°, Solder pin length (l): 3.5 mm, tinned, orange, Flat-blade connection, Box
27474 | 9511590000 | PCF 7.50/02/90 3.5SN OR BX | Printed circuit board terminals, 7.50 mm, Number of poles: 2, 90°, Solder pin length (l): 3.5 mm, tinned, orange, Flat-blade connection, Box
27475 | 9511600000 | PCF 7.50/03/90 3.5SN OR BX | Printed circuit board terminals, 7.50 mm, Number of poles: 3, 90°, Solder pin length (l): 3.5 mm, tinned, orange, Flat-blade connection, Box
27476 | 9511610000 | PCF 7.50/04/90 3.5SN OR BX | Printed circuit board terminals, 7.50 mm, Number of poles: 4, 90°, Solder pin length (l): 3.5 mm, tinned, orange, Flat-blade connection, Box
27477 | 9511620000 | PCF 7.50/05/90 3.5SN OR BX | Printed circuit board terminals, 7.50 mm, Number of poles: 5, 90°, Solder pin length (l): 3.5 mm, tinned, orange, Flat-blade connection, Box
27478 | 9511630000 | PCF 7.50/06/90 3.5SN OR BX | Printed circuit board terminals, 7.50 mm, Number of poles: 6, 90°, Solder pin length (l): 3.5 mm, tinned, orange, Flat-blade connection, Box
27479 | 9511640000 | PCF 7.50/07/90 3.5SN OR BX | Printed circuit board terminals, 7.50 mm, Number of poles: 7, 90°, Solder pin length (l): 3.5 mm, tinned, orange, Flat-blade connection, Box
27480 | 9511650000 | PCF 7.50/08/90 3.5SN OR BX | Printed circuit board terminals, 7.50 mm, Number of poles: 8, 90°, Solder pin length (l): 3.5 mm, tinned, orange, Flat-blade connection, Box
27481 | 9511660000 | PCF 7.50/10/90 3.5SN OR BX | Printed circuit board terminals, 7.50 mm, Number of poles: 10, 90°, Solder pin length (l): 3.5 mm, tinned, orange, Flat-blade connection, Box
27482 | 9511670000 | PCF 7.50/11/90 3.5SN OR BX | Printed circuit board terminals, 7.50 mm, Number of poles: 11, 90°, Solder pin length (l): 3.5 mm, tinned, orange, Flat-blade connection, Box
27483 | 9511680000 | PCF 7.50/12/90 3.5SN OR BX | Printed circuit board terminals, 7.50 mm, Number of poles: 12, 90°, Solder pin length (l): 3.5 mm, tinned, orange, Flat-blade connection, Box
27484 | 9511690000 | PCF 7.50/13/90 3.5SN OR BX | Printed circuit board terminals, 7.50 mm, Number of poles: 13, 90°, Solder pin length (l): 3.5 mm, tinned, orange, Flat-blade connection, Box
27485 | 9511700000 | PCF 10.00/02/90 3.5SN OR BX | Printed circuit board terminals, 10.00 mm, Number of poles: 2, 90°, Solder pin length (l): 3.5 mm, tinned, orange, Flat-blade connection, Box
27486 | 9511710000 | PCF 10.00/03/90 3.5SN OR BX | Printed circuit board terminals, 10.00 mm, Number of poles: 3, 90°, Solder pin length (l): 3.5 mm, tinned, orange, Flat-blade connection, Box
27487 | 9511720000 | PCF 10.00/04/90 3.5SN OR BX | Printed circuit board terminals, 10.00 mm, Number of poles: 4, 90°, Solder pin length (l): 3.5 mm, tinned, orange, Flat-blade connection, Box
27488 | 9511730000 | PCF 10.00/05/90 3.5SN OR BX | Printed circuit board terminals, 10.00 mm, Number of poles: 5, 90°, Solder pin length (l): 3.5 mm, tinned, orange, Flat-blade connection, Box
27489 | 9511740000 | PCF 10.00/06/90 3.5SN OR BX | Printed circuit board terminals, 10.00 mm, Number of poles: 6, 90°, Solder pin length (l): 3.5 mm, tinned, orange, Flat-blade connection, Box
27490 | 9511750000 | PCF 10.00/07/90 3.5SN OR BX | Printed circuit board terminals, 10.00 mm, Number of poles: 7, 90°, Solder pin length (l): 3.5 mm, tinned, orange, Flat-blade connection, Box
27491 | 9511760000 | PCF 10.00/08/90 3.5SN OR BX | Printed circuit board terminals, 10.00 mm, Number of poles: 8, 90°, Solder pin length (l): 3.5 mm, tinned, orange, Flat-blade connection, Box
27492 | 9511770000 | PCF 10.00/09/90 3.5SN OR BX | Printed circuit board terminals, 10.00 mm, Number of poles: 9, 90°, Solder pin length (l): 3.5 mm, tinned, orange, Flat-blade connection, Box
27493 | 9511780000 | PCF 10.00/10/90 3.5SN OR BX | Printed circuit board terminals, 10.00 mm, Number of poles: 10, 90°, Solder pin length (l): 3.5 mm, tinned, orange, Flat-blade connection, Box
27494 | 9511790000 | PCF 5.00/02/135 3.5SN OR BX | Printed circuit board terminals, 5.00 mm, Number of poles: 2, 135°, Solder pin length (l): 3.5 mm, tinned, orange, Flat-blade connection, Box
27495 | 9511800000 | PCF 5.00/03/135 3.5SN OR BX | Printed circuit board terminals, 5.00 mm, Number of poles: 3, 135°, Solder pin length (l): 3.5 mm, tinned, orange, Flat-blade connection, Box
27496 | 9511810000 | PCF 5.00/04/135 3.5SN OR BX | Printed circuit board terminals, 5.00 mm, Number of poles: 4, 135°, Solder pin length (l): 3.5 mm, tinned, orange, Flat-blade connection, Box
27497 | 9511820000 | PCF 5.00/05/135 3.5SN OR BX | Printed circuit board terminals, 5.00 mm, Number of poles: 5, 135°, Solder pin length (l): 3.5 mm, tinned, orange, Flat-blade connection, Box
27498 | 9511830000 | PCF 5.00/06/135 3.5SN OR BX | Printed circuit board terminals, 5.00 mm, Number of poles: 6, 135°, Solder pin length (l): 3.5 mm, tinned, orange, Flat-blade connection, Box
27499 | 9511840000 | PCF 5.00/07/135 3.5SN OR BX | Printed circuit board terminals, 5.00 mm, Number of poles: 7, 135°, Solder pin length (l): 3.5 mm, tinned, orange, Flat-blade connection, Box
27500 | 9511850000 | PCF 5.00/08/135 3.5SN OR BX | Printed circuit board terminals, 5.00 mm, Number of poles: 8, 135°, Solder pin length (l): 3.5 mm, tinned, orange, Flat-blade connection, Box
27501 | 9511860000 | PCF 5.00/09/135 3.5SN OR BX | Printed circuit board terminals, 5.00 mm, Number of poles: 9, 135°, Solder pin length (l): 3.5 mm, tinned, orange, Flat-blade connection, Box
27502 | 9511870000 | PCF 5.00/10/135 3.5SN OR BX | Printed circuit board terminals, 5.00 mm, Number of poles: 10, 135°, Solder pin length (l): 3.5 mm, tinned, orange, Flat-blade connection, Box
27503 | 9511880000 | PCF 5.00/11/135 3.5SN OR BX | Printed circuit board terminals, 5.00 mm, Number of poles: 11, 135°, Solder pin length (l): 3.5 mm, tinned, orange, Flat-blade connection, Box
27504 | 9511890000 | PCF 5.00/12/135 3.5SN OR BX | Printed circuit board terminals, 5.00 mm, Number of poles: 12, 135°, Solder pin length (l): 3.5 mm, tinned, orange, Flat-blade connection, Box
27505 | 9511900000 | PCF 5.00/13/135 3.5SN OR BX | Printed circuit board terminals, 5.00 mm, Number of poles: 13, 135°, Solder pin length (l): 3.5 mm, tinned, orange, Flat-blade connection, Box
27506 | 9511910000 | PCF 5.00/14/135 3.5SN OR BX | Printed circuit board terminals, 5.00 mm, Number of poles: 14, 135°, Solder pin length (l): 3.5 mm, tinned, orange, Flat-blade connection, Box
27507 | 9511920000 | PCF 5.00/15/135 3.5SN OR BX | Printed circuit board terminals, 5.00 mm, Number of poles: 15, 135°, Solder pin length (l): 3.5 mm, tinned, orange, Flat-blade connection, Box
27508 | 9511930000 | PCF 5.00/16/135 3.5SN OR BX | Printed circuit board terminals, 5.00 mm, Number of poles: 16, 135°, Solder pin length (l): 3.5 mm, tinned, orange, Flat-blade connection, Box
27509 | 9511940000 | PCF 5.00/17/135 3.5SN OR BX | Printed circuit board terminals, 5.00 mm, Number of poles: 17, 135°, Solder pin length (l): 3.5 mm, tinned, orange, Flat-blade connection, Box
27510 | 9511950000 | PCF 5.00/18/135 3.5SN OR BX | Printed circuit board terminals, 5.00 mm, Number of poles: 18, 135°, Solder pin length (l): 3.5 mm, tinned, orange, Flat-blade connection, Box
27511 | 9511960000 | PCF 5.00/19/135 3.5SN OR BX | Printed circuit board terminals, 5.00 mm, Number of poles: 19, 135°, Solder pin length (l): 3.5 mm, tinned, orange, Flat-blade connection, Box
27512 | 9511970000 | PCF 7.50/02/135 3.5SN OR BX | Printed circuit board terminals, 7.50 mm, Number of poles: 2, 135°, Solder pin length (l): 3.5 mm, tinned, orange, Flat-blade connection, Box
27513 | 9511980000 | PCF 7.50/03/135 3.5SN OR BX | Printed circuit board terminals, 7.50 mm, Number of poles: 3, 135°, Solder pin length (l): 3.5 mm, tinned, orange, Flat-blade connection, Box
27514 | 9511990000 | PCF 7.50/04/135 3.5SN OR BX | Printed circuit board terminals, 7.50 mm, Number of poles: 4, 135°, Solder pin length (l): 3.5 mm, tinned, orange, Flat-blade connection, Box
27515 | 9512000000 | PCF 7.50/05/135 3.5SN OR BX | Printed circuit board terminals, 7.50 mm, Number of poles: 5, 135°, Solder pin length (l): 3.5 mm, tinned, orange, Flat-blade connection, Box
27516 | 9512010000 | PCF 7.50/06/135 3.5SN OR BX | Printed circuit board terminals, 7.50 mm, Number of poles: 6, 135°, Solder pin length (l): 3.5 mm, tinned, orange, Flat-blade connection, Box
27517 | 9512020000 | PCF 7.50/07/135 3.5SN OR BX | Printed circuit board terminals, 7.50 mm, Number of poles: 7, 135°, Solder pin length (l): 3.5 mm, tinned, orange, Flat-blade connection, Box
27518 | 9512030000 | PCF 7.50/08/135 3.5SN OR BX | Printed circuit board terminals, 7.50 mm, Number of poles: 8, 135°, Solder pin length (l): 3.5 mm, tinned, orange, Flat-blade connection, Box
27519 | 9512040000 | PCF 7.50/09/135 3.5SN OR BX | Printed circuit board terminals, 7.50 mm, Number of poles: 9, 135°, Solder pin length (l): 3.5 mm, tinned, orange, Flat-blade connection, Box
27520 | 9512050000 | PCF 7.50/10/135 3.5SN OR BX | Printed circuit board terminals, 7.50 mm, Number of poles: 10, 135°, Solder pin length (l): 3.5 mm, tinned, orange, Flat-blade connection, Box
27521 | 9512060000 | PCF 7.50/11/135 3.5SN OR BX | Printed circuit board terminals, 7.50 mm, Number of poles: 11, 135°, Solder pin length (l): 3.5 mm, tinned, orange, Flat-blade connection, Box
27522 | 9512070000 | PCF 7.50/12/135 3.5SN OR BX | Printed circuit board terminals, 7.50 mm, Number of poles: 12, 135°, Solder pin length (l): 3.5 mm, tinned, orange, Flat-blade connection, Box
27523 | 9512080000 | PCF 7.50/13/135 3.5SN OR BX | Printed circuit board terminals, 7.50 mm, Number of poles: 13, 135°, Solder pin length (l): 3.5 mm, tinned, orange, Flat-blade connection, Box
27524 | 9512090000 | PCF 10.00/02/135 3.5SN OR BX | Printed circuit board terminals, 10.00 mm, Number of poles: 2, 135°, Solder pin length (l): 3.5 mm, tinned, orange, Flat-blade connection, Box
27525 | 9512100000 | PCF 10.00/03/135 3.5SN OR BX | Printed circuit board terminals, 10.00 mm, Number of poles: 3, 135°, Solder pin length (l): 3.5 mm, tinned, orange, Flat-blade connection, Box
27526 | 9512110000 | PCF 10.00/04/135 3.5SN OR BX | Printed circuit board terminals, 10.00 mm, Number of poles: 4, 135°, Solder pin length (l): 3.5 mm, tinned, orange, Flat-blade connection, Box
27527 | 9512120000 | PCF 10.00/05/135 3.5SN OR BX | Printed circuit board terminals, 10.00 mm, Number of poles: 5, 135°, Solder pin length (l): 3.5 mm, tinned, orange, Flat-blade connection, Box
27528 | 9512130000 | PCF 10.00/06/135 3.5SN OR BX | Printed circuit board terminals, 10.00 mm, Number of poles: 6, 135°, Solder pin length (l): 3.5 mm, tinned, orange, Flat-blade connection, Box
27529 | 9512140000 | PCF 10.00/07/135 3.5SN OR BX | Printed circuit board terminals, 10.00 mm, Number of poles: 7, 135°, Solder pin length (l): 3.5 mm, tinned, orange, Flat-blade connection, Box
27530 | 9512150000 | PCF 10.00/08/135 3.5SN OR BX | Printed circuit board terminals, 10.00 mm, Number of poles: 8, 135°, Solder pin length (l): 3.5 mm, tinned, orange, Flat-blade connection, Box
27531 | 9512160000 | PCF 10.00/09/135 3.5SN OR BX | Printed circuit board terminals, 10.00 mm, Number of poles: 9, 135°, Solder pin length (l): 3.5 mm, tinned, orange, Flat-blade connection, Box
27532 | 9512170000 | PCF 10.00/10/135 3.5SN OR BX | Printed circuit board terminals, 10.00 mm, Number of poles: 10, 135°, Solder pin length (l): 3.5 mm, tinned, orange, Flat-blade connection, Box
27533 | 9512180000 | PCF 7.50/09/90 3.5SN OR BX | Printed circuit board terminals, 7.50 mm, Number of poles: 9, 90°, Solder pin length (l): 3.5 mm, tinned, orange, Flat-blade connection, Box
27534 | 9512190000 | WDU 70N/35 | Feed-through terminal, Screw connection, 70 mm², 1000 V, 192 A, dark beige
27535 | 9512420000 | WDU 70N/35 BL | Feed-through terminal, Screw connection, 70 mm², 1000 V, 192 A, blue
27536 | 9537400000 | WDU 10 SL SW | W-Series, Feed-through terminal, Rated cross-section: 10 mm², Screw connection
27537 | 9537410000 | WDU 10 SL/EN SW | W-Series, Feed-through terminal, Rated cross-section: 10 mm², Screw connection
27538 | 9537430000 | WDU 6 SL/EN SW | W-Series, Feed-through terminal, Rated cross-section: 6 mm², Screw connection
27539 | 9537440000 | WDU 4 SL | W-Series, Feed-through terminal, Rated cross-section: 4 mm², Screw connection
27540 | 9537450000 | WDU 4 SL/EN | W-Series, Feed-through terminal, Rated cross-section: 4 mm², Screw connection
27541 | 9537460000 | WDU 6 SL | W-Series, Feed-through terminal, Rated cross-section: 6 mm², Screw connection
27542 | 9537470000 | WDU 6 SL/EN | W-Series, Feed-through terminal, Rated cross-section: 6 mm², Screw connection
27543 | 9537480000 | WDU 10 SL | W-Series, Feed-through terminal, Rated cross-section: 10 mm², Screw connection
27544 | 9537490000 | WDU 10 SL/EN | W-Series, Feed-through terminal, Rated cross-section: 10 mm², Screw connection
27545 | 9537510000 | WDU 4 SL/EN SW | W-Series, Feed-through terminal, Rated cross-section: 4 mm², Screw connection
27546 | 1020100000 | WDU 4 | Feed-through terminal, Screw connection, 4 mm², 800 V, 32 A, dark beige
27547 | 391360000 | TOP1.5GS2/180 7 2STI OR | Printed circuit board terminals, 7.62 mm, Number of poles: 2, 180°, Solder pin length (l): 4.5 mm, tinned, orange, TOP connection, Clamping range, max. : 2.5 mm², Box
27548 | 392160000 | TOP1.5GS12/180 7 2ST OR | Printed circuit board terminals, 7.62 mm, Number of poles: 12, 180°, Solder pin length (l): 4.5 mm, tinned, orange, TOP connection, Clamping range, max. : 2.5 mm², Box
27549 | 393360000 | TOP1.5GS2/90 7 2STI OR | Printed circuit board terminals, 7.62 mm, Number of poles: 2, 90°, Solder pin length (l): 3.5 mm, tinned, orange, TOP connection, Clamping range, max. : 2.5 mm², Box
27550 | 393460000 | TOP1.5GS3/90 7 2STI OR | Printed circuit board terminals, 7.62 mm, Number of poles: 3, 90°, Solder pin length (l): 3.5 mm, tinned, orange, TOP connection, Clamping range, max. : 2.5 mm², Box
27551 | 393560000 | TOP1.5GS4/90 7 2STI OR | Printed circuit board terminals, 7.62 mm, Number of poles: 4, 90°, Solder pin length (l): 3.5 mm, tinned, orange, TOP connection, Clamping range, max. : 2.5 mm², Box
27552 | 393660000 | TOP1.5GS5/90 7 2STI OR | Printed circuit board terminals, 7.62 mm, Number of poles: 5, 90°, Solder pin length (l): 3.5 mm, tinned, orange, TOP connection, Clamping range, max. : 2.5 mm², Box
27553 | 393960000 | TOP1.5GS9/90 7 2STI OR | Printed circuit board terminals, 7.62 mm, Number of poles: 9, 90°, Solder pin length (l): 3.5 mm, tinned, orange, TOP connection, Clamping range, max. : 2.5 mm², Box
27554 | 394060000 | TOP1.5GS11/90 7 2STI OR | Printed circuit board terminals, 7.62 mm, Number of poles: 11, 90°, Solder pin length (l): 3.5 mm, tinned, orange, TOP connection, Clamping range, max. : 2.5 mm², Box
27555 | 394160000 | TOP1.5GS12/90 7 2STI OR | Printed circuit board terminals, 7.62 mm, Number of poles: 12, 90°, Solder pin length (l): 3.5 mm, tinned, orange, TOP connection, Clamping range, max. : 2.5 mm², Box
27556 | 570960000 | TOP1.5GS8/180 7 2STI OR | Printed circuit board terminals, 7.62 mm, Number of poles: 8, 180°, Solder pin length (l): 4.5 mm, tinned, orange, TOP connection, Clamping range, max. : 2.5 mm², Box
27557 | 593960000 | TOP1.5GS7/90 5 2STI OR | Printed circuit board terminals, 5.08 mm, Number of poles: 7, 90°, Solder pin length (l): 3.5 mm, tinned, orange, TOP connection, Clamping range, max. : 2.5 mm², Box
27558 | 594160000 | TOP1.5GS9/90 5 2STI OR | Printed circuit board terminals, 5.08 mm, Number of poles: 9, 90°, Solder pin length (l): 3.5 mm, tinned, orange, TOP connection, Clamping range, max. : 2.5 mm², Box
27559 | 594260000 | TOP1.5GS11/90 5 2STI OR | Printed circuit board terminals, 5.08 mm, Number of poles: 11, 90°, Solder pin length (l): 3.5 mm, tinned, orange, TOP connection, Clamping range, max. : 2.5 mm², Box
27560 | 594360000 | TOP1.5GS12/90 5 2STI OR | Printed circuit board terminals, 5.08 mm, Number of poles: 12, 90°, Solder pin length (l): 3.5 mm, tinned, orange, TOP connection, Clamping range, max. : 2.5 mm², Box
27561 | 594960000 | TOP1.5GS19/90 5 2STI OR | Printed circuit board terminals, 5.08 mm, Number of poles: 19, 90°, Solder pin length (l): 3.5 mm, tinned, orange, TOP connection, Clamping range, max. : 2.5 mm², Box
27562 | 595060000 | TOP1.5GS20/90 5 2STI OR | Printed circuit board terminals, 5.08 mm, Number of poles: 20, 90°, Solder pin length (l): 3.5 mm, tinned, orange, TOP connection, Clamping range, max. : 2.5 mm², Box
27563 | 595260000 | TOP1.5GS22/90 5 2STI OR | Printed circuit board terminals, 5.08 mm, Number of poles: 22, 90°, Solder pin length (l): 3.5 mm, tinned, orange, TOP connection, Clamping range, max. : 2.5 mm², Box
27564 | 595460000 | TOP1.5GS24/90 5 2STI OR | Printed circuit board terminals, 5.08 mm, Number of poles: 24, 90°, Solder pin length (l): 3.5 mm, tinned, orange, TOP connection, Clamping range, max. : 2.5 mm², Box
27565 | 597360000 | TOP1.5GS5/180 5 2STI OR | Printed circuit board terminals, 5.08 mm, Number of poles: 5, 180°, Solder pin length (l): 4.5 mm, tinned, orange, TOP connection, Clamping range, max. : 2.5 mm², Box
27566 | 597660000 | TOP1.5GS8/180 5 2STI OR | Printed circuit board terminals, 5.08 mm, Number of poles: 8, 180°, Solder pin length (l): 4.5 mm, tinned, orange, TOP connection, Clamping range, max. : 2.5 mm², Box
27567 | 598460000 | TOP1.5GS18/180 5 2STI OR | Printed circuit board terminals, 5.08 mm, Number of poles: 18, 180°, Solder pin length (l): 4.5 mm, tinned, orange, TOP connection, Clamping range, max. : 2.5 mm², Box
27568 | 598560000 | TOP1.5GS19/180 5 2ST OR | Printed circuit board terminals, 5.08 mm, Number of poles: 19, 180°, Solder pin length (l): 4.5 mm, tinned, orange, TOP connection, Clamping range, max. : 2.5 mm², Box
27569 | 598660000 | TOP1.5GS20/180 5 2ST OR | Printed circuit board terminals, 5.08 mm, Number of poles: 20, 180°, Solder pin length (l): 4.5 mm, tinned, orange, TOP connection, Clamping range, max. : 2.5 mm², Box
27570 | 598760000 | TOP1.5GS21/180 5 2ST OR | Printed circuit board terminals, 5.08 mm, Number of poles: 21, 180°, Solder pin length (l): 4.5 mm, tinned, orange, TOP connection, Clamping range, max. : 2.5 mm², Box
27571 | 641960000 | TOP1.5GS2/90 5 2STI OR | Printed circuit board terminals, 5.08 mm, Number of poles: 2, 90°, Solder pin length (l): 3.5 mm, tinned, orange, TOP connection, Clamping range, max. : 2.5 mm², Box
27572 | 642360000 | TOP1.5GS16/90 5 2STI OR | Printed circuit board terminals, 5.08 mm, Number of poles: 16, 90°, Solder pin length (l): 3.5 mm, tinned, orange, TOP connection, Clamping range, max. : 2.5 mm², Box
27573 | 642460000 | TOP1.5GS8/90 7 2STI OR | Printed circuit board terminals, 7.62 mm, Number of poles: 8, 90°, Solder pin length (l): 3.5 mm, tinned, orange, TOP connection, Clamping range, max. : 2.5 mm², Box
27574 | 642560000 | TOP1.5GS10/90 7 2STI OR | Printed circuit board terminals, 7.62 mm, Number of poles: 10, 90°, Solder pin length (l): 3.5 mm, tinned, orange, TOP connection, Clamping range, max. : 2.5 mm², Box
27575 | 1022220000 | PDU 2.5/4/2X2AN | Feed-through terminal, PUSH IN, 4 mm², 800 V, 32 A, dark beige
27576 | 1026760000 | SL 7.62HP/02/90G 3.2SN BK BX | PCB plug-in connector, male header, closed side, THT solder connection, 7.62 mm, Number of poles: 2, 90°, Solder pin length (l): 3.2 mm, tinned, black, Box
27577 | 1026770000 | SL 7.62HP/03/90G 3.2SN BK BX | PCB plug-in connector, male header, closed side, THT solder connection, 7.62 mm, Number of poles: 3, 90°, Solder pin length (l): 3.2 mm, tinned, black, Box
27578 | 1026780000 | SL 7.62HP/04/90G 3.2SN BK BX | PCB plug-in connector, male header, closed side, THT solder connection, 7.62 mm, Number of poles: 4, 90°, Solder pin length (l): 3.2 mm, tinned, black, Box
27579 | 1026790000 | SL 7.62HP/05/90G 3.2SN BK BX | PCB plug-in connector, male header, closed side, THT solder connection, 7.62 mm, Number of poles: 5, 90°, Solder pin length (l): 3.2 mm, tinned, black, Box
27580 | 1026810000 | SL 7.62HP/02/90F 3.2 SN OR BX | PCB plug-in connector, male header, Flange, THT solder connection, 7.62 mm, Number of poles: 2, 90°, Solder pin length (l): 3.2 mm, tinned, orange, Box
27581 | 1026820000 | SL 7.62HP/03/90F 3.2 SN OR BX | PCB plug-in connector, male header, Flange, THT solder connection, 7.62 mm, Number of poles: 3, 90°, Solder pin length (l): 3.2 mm, tinned, orange, Box
27582 | 1026830000 | SL 7.62HP/04/90F 3.2 SN OR BX | PCB plug-in connector, male header, Flange, THT solder connection, 7.62 mm, Number of poles: 4, 90°, Solder pin length (l): 3.2 mm, tinned, orange, Box
27583 | 1026840000 | SL 7.62HP/05/90F 3.2 SN OR BX | PCB plug-in connector, male header, Flange, THT solder connection, 7.62 mm, Number of poles: 5, 90°, Solder pin length (l): 3.2 mm, tinned, orange, Box
27584 | 1026850000 | SL 7.62HP/02/90F 3.2 SN BK BX | PCB plug-in connector, male header, Flange, THT solder connection, 7.62 mm, Number of poles: 2, 90°, Solder pin length (l): 3.2 mm, tinned, black, Box
27585 | 1026860000 | SL 7.62HP/03/90F 3.2 SN BK BX | PCB plug-in connector, male header, Flange, THT solder connection, 7.62 mm, Number of poles: 3, 90°, Solder pin length (l): 3.2 mm, tinned, black, Box
27586 | 1026870000 | SL 7.62HP/04/90F 3.2 SN BK BX | PCB plug-in connector, male header, Flange, THT solder connection, 7.62 mm, Number of poles: 4, 90°, Solder pin length (l): 3.2 mm, tinned, black, Box
27587 | 1026880000 | SL 7.62HP/05/90F 3.2 SN BK BX | PCB plug-in connector, male header, Flange, THT solder connection, 7.62 mm, Number of poles: 5, 90°, Solder pin length (l): 3.2 mm, tinned, black, Box
27588 | 1026960000 | PDU 2.5/4 GN | Feed-through terminal, PUSH IN, 4 mm², 800 V, 32 A, green
27589 | 1043220000 | PDU 2.5/4/2X2AN BL | Feed-through terminal, PUSH IN, 4 mm², 800 V, 32 A, blue
27590 | 1048870000 | SL 7.62HP/02/180G 3.2SN OR BX | PCB plug-in connector, male header, closed side, THT solder connection, 7.62 mm, Number of poles: 2, 180°, Solder pin length (l): 3.2 mm, tinned, orange, Box
27591 | 1048880000 | SL 7.62HP/03/180G 3.2SN OR BX | PCB plug-in connector, male header, closed side, THT solder connection, 7.62 mm, Number of poles: 3, 180°, Solder pin length (l): 3.2 mm, tinned, orange, Box
27592 | 1048890000 | SL 7.62HP/04/180G 3.2SN OR BX | PCB plug-in connector, male header, closed side, THT solder connection, 7.62 mm, Number of poles: 4, 180°, Solder pin length (l): 3.2 mm, tinned, orange, Box
27593 | 1048900000 | SL 7.62HP/05/180G 3.2SN OR BX | PCB plug-in connector, male header, closed side, THT solder connection, 7.62 mm, Number of poles: 5, 180°, Solder pin length (l): 3.2 mm, tinned, orange, Box
27594 | 1048910000 | SL 7.62HP/06/180G 3.2SN OR BX | PCB plug-in connector, male header, closed side, THT solder connection, 7.62 mm, Number of poles: 6, 180°, Solder pin length (l): 3.2 mm, tinned, orange, Box
27595 | 1048920000 | SL 7.62HP/07/180G 3.2SN OR BX | PCB plug-in connector, male header, closed side, THT solder connection, 7.62 mm, Number of poles: 7, 180°, Solder pin length (l): 3.2 mm, tinned, orange, Box
27596 | 1048930000 | SL 7.62HP/08/180G 3.2SN OR BX | PCB plug-in connector, male header, closed side, THT solder connection, 7.62 mm, Number of poles: 8, 180°, Solder pin length (l): 3.2 mm, tinned, orange, Box
27597 | 1048940000 | SL 7.62HP/09/180G 3.2SN OR BX | PCB plug-in connector, male header, closed side, THT solder connection, 7.62 mm, Number of poles: 9, 180°, Solder pin length (l): 3.2 mm, tinned, orange, Box
27598 | 1048950000 | SL 7.62HP/10/180G 3.2SN OR BX | PCB plug-in connector, male header, closed side, THT solder connection, 7.62 mm, Number of poles: 10, 180°, Solder pin length (l): 3.2 mm, tinned, orange, Box
27599 | 1048960000 | SL 7.62HP/11/180G 3.2SN OR BX | PCB plug-in connector, male header, closed side, THT solder connection, 7.62 mm, Number of poles: 11, 180°, Solder pin length (l): 3.2 mm, tinned, orange, Box
27600 | 1048970000 | SL 7.62HP/12/180G 3.2SN OR BX | PCB plug-in connector, male header, closed side, THT solder connection, 7.62 mm, Number of poles: 12, 180°, Solder pin length (l): 3.2 mm, tinned, orange, Box
27601 | 1048980000 | SL 7.62HP/05/180G 3.2SN BK BX | PCB plug-in connector, male header, closed side, THT solder connection, 7.62 mm, Number of poles: 5, 180°, Solder pin length (l): 3.2 mm, tinned, black, Box
27602 | 1048990000 | SL 7.62HP/06/180G 3.2SN BK BX | PCB plug-in connector, male header, closed side, THT solder connection, 7.62 mm, Number of poles: 6, 180°, Solder pin length (l): 3.2 mm, tinned, black, Box
27603 | 1049000000 | SL 7.62HP/08/180G 3.2SN BK BX | PCB plug-in connector, male header, closed side, THT solder connection, 7.62 mm, Number of poles: 8, 180°, Solder pin length (l): 3.2 mm, tinned, black, Box
27604 | 1474660000 | TOP1.5GS9/180 5 2STI OR | Printed circuit board terminals, 5.08 mm, Number of poles: 9, 180°, Solder pin length (l): 4.5 mm, tinned, orange, TOP connection, Clamping range, max. : 2.5 mm², Box
27605 | 1474760000 | TOP1.5GS11/180 5 2ST OR | Printed circuit board terminals, 5.08 mm, Number of poles: 11, 180°, Solder pin length (l): 4.5 mm, tinned, orange, TOP connection, Clamping range, max. : 2.5 mm², Box
27606 | 1490460000 | TOP1.5GS5/180 7 2STI OR | Printed circuit board terminals, 7.62 mm, Number of poles: 5, 180°, Solder pin length (l): 4.5 mm, tinned, orange, TOP connection, Clamping range, max. : 2.5 mm², Box
27607 | 1578820000 | TOP1.5GS5/90 5 2STI OR | Printed circuit board terminals, 5.08 mm, Number of poles: 5, 90°, Solder pin length (l): 3.5 mm, tinned, orange, TOP connection, Clamping range, max. : 2.5 mm², Box
27608 | 1597060000 | TOP1.5GS6/180 7 2STI OR | Printed circuit board terminals, 7.62 mm, Number of poles: 6, 180°, Solder pin length (l): 4.5 mm, tinned, orange, TOP connection, Clamping range, max. : 2.5 mm², Box
27609 | 1597070000 | TOP1.5GS7/180 7 2STI OR | Printed circuit board terminals, 7.62 mm, Number of poles: 7, 180°, Solder pin length (l): 4.5 mm, tinned, orange, TOP connection, Clamping range, max. : 2.5 mm², Box
27610 | 1597080000 | TOP1.5GS9/180 7 2STI OR | Printed circuit board terminals, 7.62 mm, Number of poles: 9, 180°, Solder pin length (l): 4.5 mm, tinned, orange, TOP connection, Clamping range, max. : 2.5 mm², Box
27611 | 1597090000 | TOP1.5GS11/180 7 2ST OR | Printed circuit board terminals, 7.62 mm, Number of poles: 11, 180°, Solder pin length (l): 4.5 mm, tinned, orange, TOP connection, Clamping range, max. : 2.5 mm², Box
27612 | 1608520000 | ZDU 2.5 BL | Feed-through terminal, Tension-clamp connection, 2.5 mm², 800 V, 24 A, blue
27613 | 1609040000 | ZTA 1 | Accessories, Test adapter, 9 A
27614 | 1609050000 | ZTA 1/ZA | Accessories, Test adapter, 9 A
27615 | 1609060000 | ZTA 2 ZDU4 | Accessories, Test adapter, 9 A
27616 | 1609070000 | ZTA 2/ZA ZDU4 | Accessories, Test adapter, 9 A
27617 | 1624150000 | SL 7.62/02/90 3.2SN OR BX | PCB plug-in connector, male header, open side, THT solder connection, 7.62 mm, Number of poles: 2, 90°, Solder pin length (l): 3.2 mm, tinned, orange, Box
27618 | 1624160000 | SL 7.62/03/90 3.2SN OR BX | PCB plug-in connector, male header, open side, THT solder connection, 7.62 mm, Number of poles: 3, 90°, Solder pin length (l): 3.2 mm, tinned, orange, Box
27619 | 1624170000 | SL 7.62/04/90 3.2SN OR BX | PCB plug-in connector, male header, open side, THT solder connection, 7.62 mm, Number of poles: 4, 90°, Solder pin length (l): 3.2 mm, tinned, orange, Box
27620 | 1624180000 | SL 7.62/05/90 3.2SN OR BX | PCB plug-in connector, male header, open side, THT solder connection, 7.62 mm, Number of poles: 5, 90°, Solder pin length (l): 3.2 mm, tinned, orange, Box
27621 | 1624190000 | SL 7.62/06/90 3.2SN OR BX | PCB plug-in connector, male header, open side, THT solder connection, 7.62 mm, Number of poles: 6, 90°, Solder pin length (l): 3.2 mm, tinned, orange, Box
27622 | 1624200000 | SL 7.62/07/90 3.2SN OR BX | PCB plug-in connector, male header, open side, THT solder connection, 7.62 mm, Number of poles: 7, 90°, Solder pin length (l): 3.2 mm, tinned, orange, Box
27623 | 1624210000 | SL 7.62/08/90 3.2SN OR BX | PCB plug-in connector, male header, open side, THT solder connection, 7.62 mm, Number of poles: 8, 90°, Solder pin length (l): 3.2 mm, tinned, orange, Box
27624 | 1624220000 | SL 7.62/09/90 3.2SN OR BX | PCB plug-in connector, male header, open side, THT solder connection, 7.62 mm, Number of poles: 9, 90°, Solder pin length (l): 3.2 mm, tinned, orange, Box
27625 | 1624230000 | SL 7.62/10/90 3.2SN OR BX | PCB plug-in connector, male header, open side, THT solder connection, 7.62 mm, Number of poles: 10, 90°, Solder pin length (l): 3.2 mm, tinned, orange, Box
27626 | 1624370000 | SL 7.62/02/90B 3.2SN OR BX | PCB plug-in connector, male header, Dovetails for fixing blocks, THT solder connection, 7.62 mm, Number of poles: 2, 90°, Solder pin length (l): 3.2 mm, tinned, orange, Box
27627 | 1624380000 | SL 7.62/03/90B 3.2SN OR BX | PCB plug-in connector, male header, Dovetails for fixing blocks, THT solder connection, 7.62 mm, Number of poles: 3, 90°, Solder pin length (l): 3.2 mm, tinned, orange, Box
27628 | 1624390000 | SL 7.62/04/90B 3.2SN OR BX | PCB plug-in connector, male header, Dovetails for fixing blocks, THT solder connection, 7.62 mm, Number of poles: 4, 90°, Solder pin length (l): 3.2 mm, tinned, orange, Box
27629 | 1624400000 | SL 7.62/05/90B 3.2SN OR BX | PCB plug-in connector, male header, Dovetails for fixing blocks, THT solder connection, 7.62 mm, Number of poles: 5, 90°, Solder pin length (l): 3.2 mm, tinned, orange, Box
27630 | 1624410000 | SL 7.62/06/90B 3.2SN OR BX | PCB plug-in connector, male header, Dovetails for fixing blocks, THT solder connection, 7.62 mm, Number of poles: 6, 90°, Solder pin length (l): 3.2 mm, tinned, orange, Box
27631 | 1624420000 | SL 7.62/07/90B 3.2SN OR BX | PCB plug-in connector, male header, Dovetails for fixing blocks, THT solder connection, 7.62 mm, Number of poles: 7, 90°, Solder pin length (l): 3.2 mm, tinned, orange, Box
27632 | 1624430000 | SL 7.62/08/90B 3.2SN OR BX | PCB plug-in connector, male header, Dovetails for fixing blocks, THT solder connection, 7.62 mm, Number of poles: 8, 90°, Solder pin length (l): 3.2 mm, tinned, orange, Box
27633 | 1624440000 | SL 7.62/09/90B 3.2SN OR BX | PCB plug-in connector, male header, Dovetails for fixing blocks, THT solder connection, 7.62 mm, Number of poles: 9, 90°, Solder pin length (l): 3.2 mm, tinned, orange, Box
27634 | 1624450000 | SL 7.62/10/90B 3.2SN OR BX | PCB plug-in connector, male header, Dovetails for fixing blocks, THT solder connection, 7.62 mm, Number of poles: 10, 90°, Solder pin length (l): 3.2 mm, tinned, orange, Box
27635 | 1624470000 | SL 7.62/12/90B 3.2SN OR BX | PCB plug-in connector, male header, Dovetails for fixing blocks, THT solder connection, 7.62 mm, Number of poles: 12, 90°, Solder pin length (l): 3.2 mm, tinned, orange, Box
27636 | 1624600000 | SL 7.62/03/180 4.5 SN OR BX | PCB plug-in connector, male header, open side, THT solder connection, 7.62 mm, Number of poles: 3, 180°, Solder pin length (l): 4.5 mm, tinned, orange, Box
27637 | 1624910000 | SL 7.62/12/180B 4.5SN OR BX | PCB plug-in connector, male header, Dovetails for fixing blocks, THT solder connection, 7.62 mm, Number of poles: 12, 180°, Solder pin length (l): 4.5 mm, tinned, orange, Box
27638 | 1624920000 | SL 7.62/02/180B 4.5SN BK BX | PCB plug-in connector, male header, Dovetails for fixing blocks, THT solder connection, 7.62 mm, Number of poles: 2, 180°, Solder pin length (l): 4.5 mm, tinned, black, Box
27639 | 1624940000 | SL 7.62/04/180B 4.5SN BK BX | PCB plug-in connector, male header, Dovetails for fixing blocks, THT solder connection, 7.62 mm, Number of poles: 4, 180°, Solder pin length (l): 4.5 mm, tinned, black, Box
27640 | 1624960000 | SL 7.62/06/180B 4.5SN BK BX | PCB plug-in connector, male header, Dovetails for fixing blocks, THT solder connection, 7.62 mm, Number of poles: 6, 180°, Solder pin length (l): 4.5 mm, tinned, black, Box
27641 | 1625030000 | SL 7.62/02/180 3.2SN OR BX | PCB plug-in connector, male header, open side, THT solder connection, 7.62 mm, Number of poles: 2, 180°, Solder pin length (l): 3.2 mm, tinned, orange, Box
27642 | 1625040000 | SL 7.62/03/180 3.2SN OR BX | PCB plug-in connector, male header, open side, THT solder connection, 7.62 mm, Number of poles: 3, 180°, Solder pin length (l): 3.2 mm, tinned, orange, Box
27643 | 1625050000 | SL 7.62/04/180 3.2SN OR BX | PCB plug-in connector, male header, open side, THT solder connection, 7.62 mm, Number of poles: 4, 180°, Solder pin length (l): 3.2 mm, tinned, orange, Box
27644 | 1625060000 | SL 7.62/05/180 3.2SN OR BX | PCB plug-in connector, male header, open side, THT solder connection, 7.62 mm, Number of poles: 5, 180°, Solder pin length (l): 3.2 mm, tinned, orange, Box
27645 | 1625070000 | SL 7.62/06/180 3.2SN OR BX | PCB plug-in connector, male header, open side, THT solder connection, 7.62 mm, Number of poles: 6, 180°, Solder pin length (l): 3.2 mm, tinned, orange, Box
27646 | 1625080000 | SL 7.62/07/180 3.2SN OR BX | PCB plug-in connector, male header, open side, THT solder connection, 7.62 mm, Number of poles: 7, 180°, Solder pin length (l): 3.2 mm, tinned, orange, Box
27647 | 1625090000 | SL 7.62/08/180 3.2SN OR BX | PCB plug-in connector, male header, open side, THT solder connection, 7.62 mm, Number of poles: 8, 180°, Solder pin length (l): 3.2 mm, tinned, orange, Box
27648 | 1625110000 | SL 7.62/10/180 3.2SN OR BX | PCB plug-in connector, male header, open side, THT solder connection, 7.62 mm, Number of poles: 10, 180°, Solder pin length (l): 3.2 mm, tinned, orange, Box
27649 | 1625120000 | SL 7.62/11/180 3.2SN OR BX | PCB plug-in connector, male header, open side, THT solder connection, 7.62 mm, Number of poles: 11, 180°, Solder pin length (l): 3.2 mm, tinned, orange, Box
27650 | 1625250000 | SL 7.62/02/180B 3.2SN OR BX | PCB plug-in connector, male header, Dovetails for fixing blocks, THT solder connection, 7.62 mm, Number of poles: 2, 180°, Solder pin length (l): 3.2 mm, tinned, orange, Box
27651 | 1625260000 | SL 7.62/03/180B 3.2SN OR BX | PCB plug-in connector, male header, Dovetails for fixing blocks, THT solder connection, 7.62 mm, Number of poles: 3, 180°, Solder pin length (l): 3.2 mm, tinned, orange, Box
27652 | 1625270000 | SL 7.62/04/180B 3.2SN OR BX | PCB plug-in connector, male header, Dovetails for fixing blocks, THT solder connection, 7.62 mm, Number of poles: 4, 180°, Solder pin length (l): 3.2 mm, tinned, orange, Box
27653 | 1625280000 | SL 7.62/05/180B 3.2SN OR BX | PCB plug-in connector, male header, Dovetails for fixing blocks, THT solder connection, 7.62 mm, Number of poles: 5, 180°, Solder pin length (l): 3.2 mm, tinned, orange, Box
27654 | 1625290000 | SL 7.62/06/180B 3.2SN OR BX | PCB plug-in connector, male header, Dovetails for fixing blocks, THT solder connection, 7.62 mm, Number of poles: 6, 180°, Solder pin length (l): 3.2 mm, tinned, orange, Box
27655 | 1625300000 | SL 7.62/07/180B 3.2SN OR BX | PCB plug-in connector, male header, Dovetails for fixing blocks, THT solder connection, 7.62 mm, Number of poles: 7, 180°, Solder pin length (l): 3.2 mm, tinned, orange, Box
27656 | 1625310000 | SL 7.62/08/180B 3.2SN OR BX | PCB plug-in connector, male header, Dovetails for fixing blocks, THT solder connection, 7.62 mm, Number of poles: 8, 180°, Solder pin length (l): 3.2 mm, tinned, orange, Box
27657 | 1625320000 | SL 7.62/09/180B 3.2SN OR BX | PCB plug-in connector, male header, Dovetails for fixing blocks, THT solder connection, 7.62 mm, Number of poles: 9, 180°, Solder pin length (l): 3.2 mm, tinned, orange, Box
27658 | 1625330000 | SL 7.62/10/180B 3.2SN OR BX | PCB plug-in connector, male header, Dovetails for fixing blocks, THT solder connection, 7.62 mm, Number of poles: 10, 180°, Solder pin length (l): 3.2 mm, tinned, orange, Box
27659 | 1625340000 | SL 7.62/11/180B 3.2SN OR BX | PCB plug-in connector, male header, Dovetails for fixing blocks, THT solder connection, 7.62 mm, Number of poles: 11, 180°, Solder pin length (l): 3.2 mm, tinned, orange, Box
27660 | 1625350000 | SL 7.62/12/180B 3.2SN OR BX | PCB plug-in connector, male header, Dovetails for fixing blocks, THT solder connection, 7.62 mm, Number of poles: 12, 180°, Solder pin length (l): 3.2 mm, tinned, orange, Box
27661 | 1626950000 | ZDU 2.5/10 | Feed-through terminal, Tension-clamp connection, 2.5 mm², 800 V, 24 A, dark beige
27662 | 1627850000 | ZQV 6/2 GE | Accessories, Cross-connector, 41 A
27663 | 1627860000 | ZQV 6/3 GE | Accessories, Cross-connector, 41 A
27664 | 1627870000 | ZQV 6/4 GE | Accessories, Cross-connector, 41 A
27665 | 1633200000 | ZQS 2.5/2 | Accessories, Cross-connector, 24 A
27666 | 1633210000 | ZQS 2.5/3 | Accessories, Cross-connector, 24 A
27667 | 1633220000 | ZQS 2.5/4 | Accessories, Cross-connector, 24 A
27668 | 1633230000 | ZQS 2.5/5 | Accessories, Cross-connector, 24 A
27669 | 1636780000 | ZDU 2.5 OR | Feed-through terminal, Tension-clamp connection, 2.5 mm², 800 V, 24 A, orange
27670 | 1647310000 | TOP1.5GS7/90 7 2STI OR | Printed circuit board terminals, 7.62 mm, Number of poles: 7, 90°, Solder pin length (l): 3.5 mm, tinned, orange, TOP connection, Clamping range, max. : 2.5 mm², Box
27671 | 1654050000 | ZTA 3 ZDU6 | Accessories, Test adapter, 9 A
27672 | 1678630000 | ZDK 2.5 BL | Feed-through terminal, Double-tier terminal, Tension-clamp connection, 2.5 mm², 500 V, 20 A, blue
27673 | 1683260000 | ZDU 2.5 RT | Feed-through terminal, Tension-clamp connection, 2.5 mm², 800 V, 24 A, red
27674 | 1683270000 | ZDU 2.5 GE | Feed-through terminal, Tension-clamp connection, 2.5 mm², 800 V, 24 A, yellow
27675 | 1683280000 | ZDU 2.5 GN | Feed-through terminal, Tension-clamp connection, 2.5 mm², 800 V, 24 A, green
27676 | 1683290000 | ZDU 2.5 VI | Feed-through terminal, Tension-clamp connection, 2.5 mm², 800 V, 24 A, violet
27677 | 1683300000 | ZDU 2.5 BR | Feed-through terminal, Tension-clamp connection, 2.5 mm², 800 V, 24 A, brown
27678 | 1683310000 | ZDU 2.5 GR | Feed-through terminal, Tension-clamp connection, 2.5 mm², 800 V, 24 A, grey
27679 | 1683320000 | ZDU 2.5 WS | Feed-through terminal, Tension-clamp connection, 2.5 mm², 800 V, 24 A, white
27680 | 1683330000 | ZDU 2.5 SW | Feed-through terminal, Tension-clamp connection, 2.5 mm², 800 V, 24 A, black
27681 | 1683990000 | TOP1.5GS6/90 7 2STI OR | Printed circuit board terminals, 7.62 mm, Number of poles: 6, 90°, Solder pin length (l): 3.5 mm, tinned, orange, TOP connection, Clamping range, max. : 2.5 mm², Box
27682 | 1688110000 | ZTA 4 | Accessories, Test adapter, 11 A
27683 | 1689960000 | ZDK 2.5N-DU | Feed-through terminal, Double-tier terminal, Tension-clamp connection, 2.5 mm², 500 V, 20 A, dark beige
27684 | 1689970000 | ZDK 2.5DU-PE | Feed-through terminal, Double-tier terminal, Tension-clamp connection, 2.5 mm², 500 V, 20 A, dark beige
27685 | 1689980000 | ZDK 2.5N-PE | Feed-through terminal, Double-tier terminal, Tension-clamp connection, 2.5 mm², 500 V, 20 A, dark beige
27686 | 1689990000 | ZDK 2.5V | Feed-through terminal, Double-tier terminal, Tension-clamp connection, 2.5 mm², 500 V, 20 A, dark beige
27687 | 1693840000 | ZQV 2.5N/6 GE | Z-series, Cross-connector, 24 A
27688 | 1693850000 | ZQV 2.5N/7 GE | Z-series, Cross-connector, 24 A
27689 | 1693860000 | ZQV 2.5N/8 GE | Z-series, Cross-connector, 24 A
27690 | 1693870000 | ZQV 2.5N/9 GE | Z-series, Cross-connector, 24 A
27691 | 1693880000 | ZQV 2.5N/10 GE | Z-series, Cross-connector, 24 A
27692 | 1695700000 | TOP1.5GS7/180 5 2STI OR | Printed circuit board terminals, 5.08 mm, Number of poles: 7, 180°, Solder pin length (l): 4.5 mm, tinned, orange, TOP connection, Clamping range, max. : 2.5 mm², Box
27693 | 1701790000 | BLZ 7.50/02/90 SN OR BX | PCB plug-in connector, female plug, 7.50 mm, Number of poles: 2, 90°, Clamping yoke connection, Clamping range, max. : 3.31 mm², Box
27694 | 1701800000 | BLZ 7.50/03/90 SN OR BX | PCB plug-in connector, female plug, 7.50 mm, Number of poles: 3, 90°, Clamping yoke connection, Clamping range, max. : 3.31 mm², Box
27695 | 1701810000 | BLZ 7.50/04/90 SN OR BX | PCB plug-in connector, female plug, 7.50 mm, Number of poles: 4, 90°, Clamping yoke connection, Clamping range, max. : 3.31 mm², Box
27696 | 1701820000 | BLZ 7.50/05/90 SN OR BX | PCB plug-in connector, female plug, 7.50 mm, Number of poles: 5, 90°, Clamping yoke connection, Clamping range, max. : 3.31 mm², Box
27697 | 1701830000 | BLZ 7.50/06/90 SN OR BX | PCB plug-in connector, female plug, 7.50 mm, Number of poles: 6, 90°, Clamping yoke connection, Clamping range, max. : 3.31 mm², Box
27698 | 1701870000 | BLZ 7.50/10/90 SN OR BX | PCB plug-in connector, female plug, 7.50 mm, Number of poles: 10, 90°, Clamping yoke connection, Clamping range, max. : 3.31 mm², Box
27699 | 1701890000 | BLZ 7.50/12/90 SN OR BX | PCB plug-in connector, female plug, 7.50 mm, Number of poles: 12, 90°, Clamping yoke connection, Clamping range, max. : 3.31 mm², Box
27700 | 1701900000 | BLZ 7.50/02/90 SN BK BX | PCB plug-in connector, female plug, 7.50 mm, Number of poles: 2, 90°, Clamping yoke connection, Clamping range, max. : 3.31 mm², Box
27701 | 1702000000 | BLZ 7.50/12/90 SN BK BX | PCB plug-in connector, female plug, 7.50 mm, Number of poles: 12, 90°, Clamping yoke connection, Clamping range, max. : 3.31 mm², Box
27702 | 1702010000 | BLZ 7.50/02/90B SN OR BX | PCB plug-in connector, female plug, 7.50 mm, Number of poles: 2, 90°, Clamping yoke connection, Clamping range, max. : 3.31 mm², Box
27703 | 1702020000 | BLZ 7.50/03/90B SN OR BX | PCB plug-in connector, female plug, 7.50 mm, Number of poles: 3, 90°, Clamping yoke connection, Clamping range, max. : 3.31 mm², Box
27704 | 1702030000 | BLZ 7.50/04/90B SN OR BX | PCB plug-in connector, female plug, 7.50 mm, Number of poles: 4, 90°, Clamping yoke connection, Clamping range, max. : 3.31 mm², Box
27705 | 1702050000 | BLZ 7.50/06/90B SN OR BX | PCB plug-in connector, female plug, 7.50 mm, Number of poles: 6, 90°, Clamping yoke connection, Clamping range, max. : 3.31 mm², Box
27706 | 1702070000 | BLZ 7.50/08/90B SN OR BX | PCB plug-in connector, female plug, 7.50 mm, Number of poles: 8, 90°, Clamping yoke connection, Clamping range, max. : 3.31 mm², Box
27707 | 1702090000 | BLZ 7.50/10/90B SN OR BX | PCB plug-in connector, female plug, 7.50 mm, Number of poles: 10, 90°, Clamping yoke connection, Clamping range, max. : 3.31 mm², Box
27708 | 1702110000 | BLZ 7.50/12/90B SN OR BX | PCB plug-in connector, female plug, 7.50 mm, Number of poles: 12, 90°, Clamping yoke connection, Clamping range, max. : 3.31 mm², Box
27709 | 1702240000 | BLZ 7.50/03/270 SN OR BX | PCB plug-in connector, female plug, 7.50 mm, Number of poles: 3, 270°, Clamping yoke connection, Clamping range, max. : 3.31 mm², Box
27710 | 1702280000 | BLZ 7.50/07/270 SN OR BX | PCB plug-in connector, female plug, 7.50 mm, Number of poles: 7, 270°, Clamping yoke connection, Clamping range, max. : 3.31 mm², Box
27711 | 1702290000 | BLZ 7.50/08/270 SN OR BX | PCB plug-in connector, female plug, 7.50 mm, Number of poles: 8, 270°, Clamping yoke connection, Clamping range, max. : 3.31 mm², Box
27712 | 1702320000 | BLZ 7.50/11/270 SN OR BX | PCB plug-in connector, female plug, 7.50 mm, Number of poles: 11, 270°, Clamping yoke connection, Clamping range, max. : 3.31 mm², Box
27713 | 1702330000 | BLZ 7.50/12/270 SN OR BX | PCB plug-in connector, female plug, 7.50 mm, Number of poles: 12, 270°, Clamping yoke connection, Clamping range, max. : 3.31 mm², Box
27714 | 1702460000 | BLZ 7.50/03/270B SN OR BX | PCB plug-in connector, female plug, 7.50 mm, Number of poles: 3, 270°, Clamping yoke connection, Clamping range, max. : 3.31 mm², Box
27715 | 1702490000 | BLZ 7.50/06/270B SN OR BX | PCB plug-in connector, female plug, 7.50 mm, Number of poles: 6, 270°, Clamping yoke connection, Clamping range, max. : 3.31 mm², Box
27716 | 1702510000 | BLZ 7.50/08/270B SN OR BX | PCB plug-in connector, female plug, 7.50 mm, Number of poles: 8, 270°, Clamping yoke connection, Clamping range, max. : 3.31 mm², Box
27717 | 1702530000 | BLZ 7.50/10/270B SN OR BX | PCB plug-in connector, female plug, 7.50 mm, Number of poles: 10, 270°, Clamping yoke connection, Clamping range, max. : 3.31 mm², Box
27718 | 1702540000 | BLZ 7.50/11/270B SN OR BX | PCB plug-in connector, female plug, 7.50 mm, Number of poles: 11, 270°, Clamping yoke connection, Clamping range, max. : 3.31 mm², Box
27719 | 1702550000 | BLZ 7.50/12/270B SN OR BX | PCB plug-in connector, female plug, 7.50 mm, Number of poles: 12, 270°, Clamping yoke connection, Clamping range, max. : 3.31 mm², Box
27720 | 1707040000 | TOP1.5GS18/90 5 2STI OR | Printed circuit board terminals, 5.08 mm, Number of poles: 18, 90°, Solder pin length (l): 3.5 mm, tinned, orange, TOP connection, Clamping range, max. : 2.5 mm², Box
27721 | 1717900000 | ZQV 2.5N/2 RT | Accessories, Z-series, Cross-connector, 24 A
27722 | 1717910000 | ZQV 2.5N/3 RT | Z-series, Cross-connector, For the terminals, Number of poles: 3
27723 | 1717920000 | ZQV 2.5N/4 RT | Z-series, Cross-connector, For the terminals, Number of poles: 4
27724 | 1717930000 | ZQV 2.5N/5 RT | Z-series, Cross-connector, For the terminals, Number of poles: 5
27725 | 1717940000 | ZQV 2.5N/6 RT | Z-series, Cross-connector, For the terminals, Number of poles: 6
27726 | 1717950000 | ZQV 2.5N/7 RT | Z-series, Cross-connector, For the terminals, Number of poles: 7
27727 | 1717960000 | ZQV 2.5N/8 RT | Z-series, Cross-connector, For the terminals, Number of poles: 8
27728 | 1717980000 | ZQV 2.5N/10 RT | Z-series, Cross-connector, For the terminals, Number of poles: 10
27729 | 1717990000 | ZQV 2.5N/2 BL | Accessories, Cross-connector, 24 A
27730 | 1718000000 | ZQV 2.5N/3 BL | Accessories, Cross-connector, 24 A
27731 | 1718010000 | ZQV 2.5N/4 BL | Accessories, Cross-connector, 24 A
27732 | 1718020000 | ZQV 2.5N/5 BL | Accessories, Cross-connector, 24 A
27733 | 1718030000 | ZQV 2.5N/6 BL | Accessories, Cross-connector, 24 A
27734 | 1718040000 | ZQV 2.5N/7 BL | Accessories, Cross-connector, 24 A
27735 | 1718050000 | ZQV 2.5N/8 BL | Accessories, Cross-connector, 24 A
27736 | 1718060000 | ZQV 2.5N/9 BL | Accessories, Cross-connector, 24 A
27737 | 1718070000 | ZQV 2.5N/10 BL | Accessories, Cross-connector, 24 A
27738 | 1718120000 | ZQV 2.5N/6 SW | Z-series, Cross-connector, For the terminals, Number of poles: 6
27739 | 1718140000 | ZQV 2.5N/8 SW | Z-series, Cross-connector, For the terminals, Number of poles: 8
27740 | 1718150000 | ZQV 2.5N/9 SW | Z-series, Cross-connector, For the terminals, Number of poles: 9
27741 | 1718160000 | ZQV 2.5N/10 SW | Z-series, Cross-connector, For the terminals, Number of poles: 10
27742 | 1720700000 | ZVQ 2.5/1.5 | Accessories, Cross-connector, 24 A
27743 | 1724740000 | TOP1.5GS13/180 5 2ST OR | Printed circuit board terminals, 5.08 mm, Number of poles: 13, 180°, Solder pin length (l): 4.5 mm, tinned, orange, TOP connection, Clamping range, max. : 2.5 mm², Box
27744 | 1730230000 | TOP1.5GS4/90 5 2STI SW | Printed circuit board terminals, 5.08 mm, Number of poles: 4, 90°, Solder pin length (l): 3.5 mm, tinned, black, TOP connection, Clamping range, max. : 2.5 mm², Box
27745 | 1733640000 | ZQV 6/32 GE | Accessories, Cross-connector, 41 A
27746 | 1745880000 | ZDK 2.5V BL | Feed-through terminal, Double-tier terminal, Tension-clamp connection, 2.5 mm², 500 V, 20 A, blue
27747 | 1768800000 | ZDK 2.5 EM | Feed-through terminal, Double-tier terminal, Tension-clamp connection, 2.5 mm², 500 V, 20 A, beige
27748 | 1771820000 | KSBR/2 ZTL6 | Accessories, Cross-connector, 10 A
27749 | 1771830000 | KSBR/3 ZTL6 | Accessories, Cross-connector, 10 A
27750 | 1771840000 | KSBR/4 ZTL6 | Accessories, Cross-connector, 10 A
27751 | 1775480000 | ZDU 1.5 | Feed-through terminal, Tension-clamp connection, 1.5 mm², 500 V, 17.5 A, dark beige
27752 | 1775490000 | ZDU 1.5 BL | Feed-through terminal, Tension-clamp connection, 1.5 mm², 500 V, 17.5 A, blue
27753 | 1775500000 | ZDU 1.5 OR | Feed-through terminal, Tension-clamp connection, 1.5 mm², 500 V, 17.5 A, orange
27754 | 1775530000 | ZDU 1.5/3AN | Feed-through terminal, Tension-clamp connection, 1.5 mm², 500 V, 17.5 A, dark beige
27755 | 1775540000 | ZDU 1.5/3AN BL | Feed-through terminal, Tension-clamp connection, 1.5 mm², 500 V, 17.5 A, blue
27756 | 1775550000 | ZDU 1.5/3AN OR | Feed-through terminal, Tension-clamp connection, 1.5 mm², 500 V, 17.5 A, orange
27757 | 1775580000 | ZDU 1.5/4AN | Feed-through terminal, Tension-clamp connection, 1.5 mm², 500 V, 17.5 A, dark beige
27758 | 1775600000 | ZDU 1.5/4AN BL | Feed-through terminal, Tension-clamp connection, 1.5 mm², 500 V, 17.5 A, blue
27759 | 1775610000 | ZDU 1.5/4AN OR | Feed-through terminal, Tension-clamp connection, 1.5 mm², 500 V, 17.5 A, orange
27760 | 1776120000 | ZQV 1.5/2 | Accessories, Cross-connector, 17.5 A
27761 | 1776140000 | ZQV 1.5/4 | Accessories, Cross-connector, 17.5 A
27762 | 1776150000 | ZQV 1.5/5 | Accessories, Cross-connector, 17.5 A
27763 | 1776200000 | ZQV 1.5/10 | Accessories, Cross-connector, 17.5 A
27764 | 1776210000 | ZTA 5 | Accessories, Test adapter, 13.5 A
27765 | 1776220000 | ZTA 5/ZA | Accessories, Test adapter, 13.5 A
27766 | 1780660000 | ZTA 6/ZA | Accessories, Test adapter, 17.5 A
27767 | 1780670000 | ZTA 7/ZA | Accessories, Test adapter, 9 A
27768 | 1781820000 | ZDU 2.5 PACK | Feed-through terminal, Tension-clamp connection, 2.5 mm², 800 V, 24 A, dark beige
27769 | 1782300000 | ZDLD 2.5-2N | Multi-tier modular terminal, Tension-clamp connection, 2.5 mm², 500 V, 20 A, dark beige
27770 | 1782310000 | ZDLD 2.5-2N BL | Multi-tier modular terminal, Tension-clamp connection, 2.5 mm², 500 V, 20 A, blue
27771 | 1782320000 | ZDLD 2.5-2VN | Multi-tier modular terminal, Tension-clamp connection, 2.5 mm², 400 V, 20 A, dark beige
27772 | 1782330000 | ZDLD 2.5-2VN BL | Multi-tier modular terminal, Tension-clamp connection, 2.5 mm², 400 V, 20 A, blue
27773 | 1791000000 | ZDK 2.5-2 BL | Feed-through terminal, Double-tier terminal, Tension-clamp connection, 2.5 mm², 800 V, 24 A, blue
27774 | 1791030000 | ZDK 2.5-2V | Feed-through terminal, Double-tier terminal, Tension-clamp connection, 2.5 mm², 800 V, 24 A, dark beige
27775 | 1791040000 | ZDK 2.5-2V BL | Feed-through terminal, Double-tier terminal, Tension-clamp connection, 2.5 mm², 800 V, 24 A, blue
27776 | 1791100000 | ZDK 1.5 | Feed-through terminal, Double-tier terminal, Tension-clamp connection, 1.5 mm², 500 V, 17.5 A, dark beige
27777 | 1791110000 | ZDK 1.5 BL | Feed-through terminal, Double-tier terminal, Tension-clamp connection, 1.5 mm², 500 V, 17.5 A, blue
27778 | 1791120000 | ZDK 1.5DU-PE | Feed-through terminal, Double-tier terminal, Tension-clamp connection, 1.5 mm², 500 V, 17.5 A, dark beige
27779 | 1791130000 | ZDK 1.5V | Feed-through terminal, Double-tier terminal, Tension-clamp connection, 1.5 mm², 500 V, 17.5 A, dark beige
27780 | 1791140000 | ZDK 1.5V BL | Feed-through terminal, Double-tier terminal, Tension-clamp connection, 1.5 mm², 500 V, 17.5 A, blue
27781 | 1791150000 | ZDK 1.5PE | Double-tier terminal, PE terminal, Tension-clamp connection, 1.5 mm², 180 A (1.5 mm²), Green/yellow
27782 | 1792860000 | BCZ 3.81/02/180 SN GN BX | PCB plug-in connector, female plug, 3.81 mm, Number of poles: 2, 180°, Clamping yoke connection, Clamping range, max. : 1.5 mm², Box
27783 | 1792870000 | BCZ 3.81/03/180 SN GN BX | PCB plug-in connector, female plug, 3.81 mm, Number of poles: 3, 180°, Clamping yoke connection, Clamping range, max. : 1.5 mm², Box
27784 | 1792880000 | BCZ 3.81/04/180 SN GN BX | PCB plug-in connector, female plug, 3.81 mm, Number of poles: 4, 180°, Clamping yoke connection, Clamping range, max. : 1.5 mm², Box
27785 | 1792890000 | BCZ 3.81/05/180 SN GN BX | PCB plug-in connector, female plug, 3.81 mm, Number of poles: 5, 180°, Clamping yoke connection, Clamping range, max. : 1.5 mm², Box
27786 | 1792900000 | BCZ 3.81/06/180 SN GN BX | PCB plug-in connector, female plug, 3.81 mm, Number of poles: 6, 180°, Clamping yoke connection, Clamping range, max. : 1.5 mm², Box
27787 | 1792910000 | BCZ 3.81/08/180 SN GN BX | PCB plug-in connector, female plug, 3.81 mm, Number of poles: 8, 180°, Clamping yoke connection, Clamping range, max. : 1.5 mm², Box
27788 | 1792920000 | BCZ 3.81/10/180 SN GN BX | PCB plug-in connector, female plug, 3.81 mm, Number of poles: 10, 180°, Clamping yoke connection, Clamping range, max. : 1.5 mm², Box
27789 | 1792930000 | BCZ 3.81/12/180 SN GN BX | PCB plug-in connector, female plug, 3.81 mm, Number of poles: 12, 180°, Clamping yoke connection, Clamping range, max. : 1.5 mm², Box
27790 | 1792940000 | BCZ 3.81/16/180 SN GN BX | PCB plug-in connector, female plug, 3.81 mm, Number of poles: 16, 180°, Clamping yoke connection, Clamping range, max. : 1.5 mm², Box
27791 | 1793040000 | BCZ 3.81/02/180F SN GN BX | PCB plug-in connector, female plug, 3.81 mm, Number of poles: 2, 180°, Clamping yoke connection, Clamping range, max. : 1.5 mm², Box
27792 | 1793050000 | BCZ 3.81/03/180F SN GN BX | PCB plug-in connector, female plug, 3.81 mm, Number of poles: 3, 180°, Clamping yoke connection, Clamping range, max. : 1.5 mm², Box
27793 | 1793060000 | BCZ 3.81/04/180F SN GN BX | PCB plug-in connector, female plug, 3.81 mm, Number of poles: 4, 180°, Clamping yoke connection, Clamping range, max. : 1.5 mm², Box
27794 | 1793070000 | BCZ 3.81/05/180F SN GN BX | PCB plug-in connector, female plug, 3.81 mm, Number of poles: 5, 180°, Clamping yoke connection, Clamping range, max. : 1.5 mm², Box
27795 | 1793080000 | BCZ 3.81/06/180F SN GN BX | PCB plug-in connector, female plug, 3.81 mm, Number of poles: 6, 180°, Clamping yoke connection, Clamping range, max. : 1.5 mm², Box
27796 | 1793090000 | BCZ 3.81/08/180F SN GN BX | PCB plug-in connector, female plug, 3.81 mm, Number of poles: 8, 180°, Clamping yoke connection, Clamping range, max. : 1.5 mm², Box
27797 | 1793100000 | BCZ 3.81/10/180F SN GN BX | PCB plug-in connector, female plug, 3.81 mm, Number of poles: 10, 180°, Clamping yoke connection, Clamping range, max. : 1.5 mm², Box
27798 | 1793110000 | BCZ 3.81/12/180F SN GN BX | PCB plug-in connector, female plug, 3.81 mm, Number of poles: 12, 180°, Clamping yoke connection, Clamping range, max. : 1.5 mm², Box
27799 | 1793120000 | BCZ 3.81/16/180F SN GN BX | PCB plug-in connector, female plug, 3.81 mm, Number of poles: 16, 180°, Clamping yoke connection, Clamping range, max. : 1.5 mm², Box
27800 | 1793240000 | SC 3.81/02/90G 3.2SN GN BX | PCB plug-in connector, male header, closed side, THT solder connection, 3.81 mm, Number of poles: 2, 90°, Solder pin length (l): 3.2 mm, tinned, Pale green, Box
27801 | 1793250000 | SC 3.81/03/90G 3.2SN GN BX | PCB plug-in connector, male header, closed side, THT solder connection, 3.81 mm, Number of poles: 3, 90°, Solder pin length (l): 3.2 mm, tinned, Pale green, Box
27802 | 1793260000 | SC 3.81/04/90G 3.2SN GN BX | PCB plug-in connector, male header, closed side, THT solder connection, 3.81 mm, Number of poles: 4, 90°, Solder pin length (l): 3.2 mm, tinned, Pale green, Box
27803 | 1793270000 | SC 3.81/05/90G 3.2SN GN BX | PCB plug-in connector, male header, closed side, THT solder connection, 3.81 mm, Number of poles: 5, 90°, Solder pin length (l): 3.2 mm, tinned, Pale green, Box
27804 | 1793280000 | SC 3.81/06/90G 3.2SN GN BX | PCB plug-in connector, male header, closed side, THT solder connection, 3.81 mm, Number of poles: 6, 90°, Solder pin length (l): 3.2 mm, tinned, Pale green, Box
27805 | 1793290000 | SC 3.81/08/90G 3.2SN GN BX | PCB plug-in connector, male header, closed side, THT solder connection, 3.81 mm, Number of poles: 8, 90°, Solder pin length (l): 3.2 mm, tinned, Pale green, Box
27806 | 1793300000 | SC 3.81/10/90G 3.2SN GN BX | PCB plug-in connector, male header, closed side, THT solder connection, 3.81 mm, Number of poles: 10, 90°, Solder pin length (l): 3.2 mm, tinned, Pale green, Box
27807 | 1793310000 | SC 3.81/12/90G 3.2SN GN BX | PCB plug-in connector, male header, closed side, THT solder connection, 3.81 mm, Number of poles: 12, 90°, Solder pin length (l): 3.2 mm, tinned, Pale green, Box
27808 | 1793320000 | SC 3.81/16/90G 3.2SN GN BX | PCB plug-in connector, male header, closed side, THT solder connection, 3.81 mm, Number of poles: 16, 90°, Solder pin length (l): 3.2 mm, tinned, Pale green, Box
27809 | 1793420000 | SC 3.81/02/90F 3.2SN GN BX | PCB plug-in connector, male header, Flange, THT solder connection, 3.81 mm, Number of poles: 2, 90°, Solder pin length (l): 3.2 mm, tinned, Pale green, Box
27810 | 1793430000 | SC 3.81/03/90F 3.2SN GN BX | PCB plug-in connector, male header, Flange, THT solder connection, 3.81 mm, Number of poles: 3, 90°, Solder pin length (l): 3.2 mm, tinned, Pale green, Box
27811 | 1793440000 | SC 3.81/04/90F 3.2SN GN BX | PCB plug-in connector, male header, Flange, THT solder connection, 3.81 mm, Number of poles: 4, 90°, Solder pin length (l): 3.2 mm, tinned, Pale green, Box
27812 | 1793450000 | SC 3.81/05/90F 3.2SN GN BX | PCB plug-in connector, male header, Flange, THT solder connection, 3.81 mm, Number of poles: 5, 90°, Solder pin length (l): 3.2 mm, tinned, Pale green, Box
27813 | 1793470000 | SC 3.81/08/90F 3.2SN GN BX | PCB plug-in connector, male header, Flange, THT solder connection, 3.81 mm, Number of poles: 8, 90°, Solder pin length (l): 3.2 mm, tinned, Pale green, Box
27814 | 1793480000 | SC 3.81/10/90F 3.2SN GN BX | PCB plug-in connector, male header, Flange, THT solder connection, 3.81 mm, Number of poles: 10, 90°, Solder pin length (l): 3.2 mm, tinned, Pale green, Box
27815 | 1793490000 | SC 3.81/12/90F 3.2SN GN BX | PCB plug-in connector, male header, Flange, THT solder connection, 3.81 mm, Number of poles: 12, 90°, Solder pin length (l): 3.2 mm, tinned, Pale green, Box
27816 | 1793610000 | SC 3.81/02/180G 3.2SN GN BX | PCB plug-in connector, male header, closed side, THT solder connection, 3.81 mm, Number of poles: 2, 180°, Solder pin length (l): 3.2 mm, tinned, Pale green, Box
27817 | 1793620000 | SC 3.81/03/180G 3.2SN GN BX | PCB plug-in connector, male header, closed side, THT solder connection, 3.81 mm, Number of poles: 3, 180°, Solder pin length (l): 3.2 mm, tinned, Pale green, Box
27818 | 1793630000 | SC 3.81/04/180G 3.2SN GN BX | PCB plug-in connector, male header, closed side, THT solder connection, 3.81 mm, Number of poles: 4, 180°, Solder pin length (l): 3.2 mm, tinned, Pale green, Box
27819 | 1793640000 | SC 3.81/05/180G 3.2SN GN BX | PCB plug-in connector, male header, closed side, THT solder connection, 3.81 mm, Number of poles: 5, 180°, Solder pin length (l): 3.2 mm, tinned, Pale green, Box
27820 | 1793650000 | SC 3.81/06/180G 3.2SN GN BX | PCB plug-in connector, male header, closed side, THT solder connection, 3.81 mm, Number of poles: 6, 180°, Solder pin length (l): 3.2 mm, tinned, Pale green, Box
27821 | 1793660000 | SC 3.81/08/180G 3.2SN GN BX | PCB plug-in connector, male header, closed side, THT solder connection, 3.81 mm, Number of poles: 8, 180°, Solder pin length (l): 3.2 mm, tinned, Pale green, Box
27822 | 1793670000 | SC 3.81/10/180G 3.2SN GN BX | PCB plug-in connector, male header, closed side, THT solder connection, 3.81 mm, Number of poles: 10, 180°, Solder pin length (l): 3.2 mm, tinned, Pale green, Box
27823 | 1793680000 | SC 3.81/12/180G 3.2SN GN BX | PCB plug-in connector, male header, closed side, THT solder connection, 3.81 mm, Number of poles: 12, 180°, Solder pin length (l): 3.2 mm, tinned, Pale green, Box
27824 | 1793690000 | SC 3.81/16/180G 3.2SN GN BX | PCB plug-in connector, male header, closed side, THT solder connection, 3.81 mm, Number of poles: 16, 180°, Solder pin length (l): 3.2 mm, tinned, Pale green, Box
27825 | 1793790000 | SC 3.81/02/180F 3.2SN GN BX | PCB plug-in connector, male header, Flange, THT solder connection, 3.81 mm, Number of poles: 2, 180°, Solder pin length (l): 3.2 mm, tinned, Pale green, Box
27826 | 1793800000 | SC 3.81/03/180F 3.2SN GN BX | PCB plug-in connector, male header, Flange, THT solder connection, 3.81 mm, Number of poles: 3, 180°, Solder pin length (l): 3.2 mm, tinned, Pale green, Box
27827 | 1793810000 | SC 3.81/04/180F 3.2SN GN BX | PCB plug-in connector, male header, Flange, THT solder connection, 3.81 mm, Number of poles: 4, 180°, Solder pin length (l): 3.2 mm, tinned, Pale green, Box
27828 | 1793820000 | SC 3.81/05/180F 3.2SN GN BX | PCB plug-in connector, male header, Flange, THT solder connection, 3.81 mm, Number of poles: 5, 180°, Solder pin length (l): 3.2 mm, tinned, Pale green, Box
27829 | 1793830000 | SC 3.81/06/180F 3.2SN GN BX | PCB plug-in connector, male header, Flange, THT solder connection, 3.81 mm, Number of poles: 6, 180°, Solder pin length (l): 3.2 mm, tinned, Pale green, Box
27830 | 1793840000 | SC 3.81/08/180F 3.2SN GN BX | PCB plug-in connector, male header, Flange, THT solder connection, 3.81 mm, Number of poles: 8, 180°, Solder pin length (l): 3.2 mm, tinned, Pale green, Box
27831 | 1793850000 | SC 3.81/10/180F 3.2SN GN BX | PCB plug-in connector, male header, Flange, THT solder connection, 3.81 mm, Number of poles: 10, 180°, Solder pin length (l): 3.2 mm, tinned, Pale green, Box
27832 | 1793860000 | SC 3.81/12/180F 3.2SN GN BX | PCB plug-in connector, male header, Flange, THT solder connection, 3.81 mm, Number of poles: 12, 180°, Solder pin length (l): 3.2 mm, tinned, Pale green, Box
27833 | 1798680000 | BCZ 3.81/02/90 SN GN BX | PCB plug-in connector, female plug, 3.81 mm, Number of poles: 2, 90°, Clamping yoke connection, Clamping range, max. : 1.5 mm², Box
27834 | 1798690000 | BCZ 3.81/03/90 SN GN BX | PCB plug-in connector, female plug, 3.81 mm, Number of poles: 3, 90°, Clamping yoke connection, Clamping range, max. : 1.5 mm², Box
27835 | 1798710000 | BCZ 3.81/04/90 SN GN BX | PCB plug-in connector, female plug, 3.81 mm, Number of poles: 4, 90°, Clamping yoke connection, Clamping range, max. : 1.5 mm², Box
27836 | 1798720000 | BCZ 3.81/05/90 SN GN BX | PCB plug-in connector, female plug, 3.81 mm, Number of poles: 5, 90°, Clamping yoke connection, Clamping range, max. : 1.5 mm², Box
27837 | 1798730000 | BCZ 3.81/06/90 SN GN BX | PCB plug-in connector, female plug, 3.81 mm, Number of poles: 6, 90°, Clamping yoke connection, Clamping range, max. : 1.5 mm², Box
27838 | 1798740000 | BCZ 3.81/08/90 SN GN BX | PCB plug-in connector, female plug, 3.81 mm, Number of poles: 8, 90°, Clamping yoke connection, Clamping range, max. : 1.5 mm², Box
27839 | 1798750000 | BCZ 3.81/10/90 SN GN BX | PCB plug-in connector, female plug, 3.81 mm, Number of poles: 10, 90°, Clamping yoke connection, Clamping range, max. : 1.5 mm², Box
27840 | 1798760000 | BCZ 3.81/12/90 SN GN BX | PCB plug-in connector, female plug, 3.81 mm, Number of poles: 12, 90°, Clamping yoke connection, Clamping range, max. : 1.5 mm², Box
27841 | 1798860000 | BCZ 3.81/03/90F SN GN BX | PCB plug-in connector, female plug, 3.81 mm, Number of poles: 3, 90°, Clamping yoke connection, Clamping range, max. : 1.5 mm², Box
27842 | 1798870000 | BCZ 3.81/04/90F SN GN BX | PCB plug-in connector, female plug, 3.81 mm, Number of poles: 4, 90°, Clamping yoke connection, Clamping range, max. : 1.5 mm², Box
27843 | 1798880000 | BCZ 3.81/05/90F SN GN BX | PCB plug-in connector, female plug, 3.81 mm, Number of poles: 5, 90°, Clamping yoke connection, Clamping range, max. : 1.5 mm², Box
27844 | 1798900000 | BCZ 3.81/08/90F SN GN BX | PCB plug-in connector, female plug, 3.81 mm, Number of poles: 8, 90°, Clamping yoke connection, Clamping range, max. : 1.5 mm², Box
27845 | 1798910000 | BCZ 3.81/10/90F SN GN BX | PCB plug-in connector, female plug, 3.81 mm, Number of poles: 10, 90°, Clamping yoke connection, Clamping range, max. : 1.5 mm², Box
27846 | 1799010000 | BCZ 3.81/02/270 SN GN BX | PCB plug-in connector, female plug, 3.81 mm, Number of poles: 2, 270°, Clamping yoke connection, Clamping range, max. : 1.5 mm², Box
27847 | 1799020000 | BCZ 3.81/03/270 SN GN BX | PCB plug-in connector, female plug, 3.81 mm, Number of poles: 3, 270°, Clamping yoke connection, Clamping range, max. : 1.5 mm², Box
27848 | 1799030000 | BCZ 3.81/04/270 SN GN BX | PCB plug-in connector, female plug, 3.81 mm, Number of poles: 4, 270°, Clamping yoke connection, Clamping range, max. : 1.5 mm², Box
27849 | 1799170000 | BCZ 3.81/02/270F SN GN BX | PCB plug-in connector, female plug, 3.81 mm, Number of poles: 2, 270°, Clamping yoke connection, Clamping range, max. : 1.5 mm², Box
27850 | 1799190000 | BCZ 3.81/04/270F SN GN BX | PCB plug-in connector, female plug, 3.81 mm, Number of poles: 4, 270°, Clamping yoke connection, Clamping range, max. : 1.5 mm², Box
27851 | 1799200000 | BCZ 3.81/05/270F SN GN BX | PCB plug-in connector, female plug, 3.81 mm, Number of poles: 5, 270°, Clamping yoke connection, Clamping range, max. : 1.5 mm², Box
27852 | 1799220000 | BCZ 3.81/08/270F SN GN BX | PCB plug-in connector, female plug, 3.81 mm, Number of poles: 8, 270°, Clamping yoke connection, Clamping range, max. : 1.5 mm², Box
27853 | 1799230000 | BCZ 3.81/10/270F SN GN BX | PCB plug-in connector, female plug, 3.81 mm, Number of poles: 10, 270°, Clamping yoke connection, Clamping range, max. : 1.5 mm², Box
27854 | 1799240000 | BCZ 3.81/12/270F SN GN BX | PCB plug-in connector, female plug, 3.81 mm, Number of poles: 12, 270°, Clamping yoke connection, Clamping range, max. : 1.5 mm², Box
27855 | 1799790000 | ZDK 2.5V BR | Feed-through terminal, Double-tier terminal, Tension-clamp connection, 2.5 mm², 500 V, 20 A, brown
27856 | 1805940000 | ZDKPE 2.5-2 | Feed-through terminal, Double-tier terminal, Tension-clamp connection, 2.5 mm², 800 V, 24 A, dark beige
27857 | 1808990000 | SC 3.81/14/90G 3.2SN GN BX | PCB plug-in connector, male header, closed side, THT solder connection, 3.81 mm, Number of poles: 14, 90°, Solder pin length (l): 3.2 mm, tinned, Pale green, Box
27858 | 1813330000 | SU 10.16HP/02/90G 3.5AG BK BX | PCB plug-in connector, male header, closed side, THT solder connection, 10.16 mm, Number of poles: 2, 90°, Solder pin length (l): 3.5 mm, silver-plated, black, Box
27859 | 1813340000 | SU 10.16HP/03/90G 3.5AG BK BX | PCB plug-in connector, male header, closed side, THT solder connection, 10.16 mm, Number of poles: 3, 90°, Solder pin length (l): 3.5 mm, silver-plated, black, Box
27860 | 1813350000 | SU 10.16HP/04/90G 3.5AG BK BX | PCB plug-in connector, male header, closed side, THT solder connection, 10.16 mm, Number of poles: 4, 90°, Solder pin length (l): 3.5 mm, silver-plated, black, Box
27861 | 1813360000 | SU 10.16HP/05/90G 3.5AG BK BX | PCB plug-in connector, male header, closed side, THT solder connection, 10.16 mm, Number of poles: 5, 90°, Solder pin length (l): 3.5 mm, silver-plated, black, Box
27862 | 1813370000 | SU 10.16HP/06/90G 3.5AG BK BX | PCB plug-in connector, male header, closed side, THT solder connection, 10.16 mm, Number of poles: 6, 90°, Solder pin length (l): 3.5 mm, silver-plated, black, Box
27863 | 1813380000 | SU 10.16HP/07/90G 3.5AG BK BX | PCB plug-in connector, male header, closed side, THT solder connection, 10.16 mm, Number of poles: 7, 90°, Solder pin length (l): 3.5 mm, silver-plated, black, Box
27864 | 1813390000 | SU 10.16HP/08/90G 3.5AG BK BX | PCB plug-in connector, male header, closed side, THT solder connection, 10.16 mm, Number of poles: 8, 90°, Solder pin length (l): 3.5 mm, silver-plated, black, Box
27865 | 1813400000 | SU 10.16HP/09/90G 3.5AG BK BX | PCB plug-in connector, male header, closed side, THT solder connection, 10.16 mm, Number of poles: 9, 90°, Solder pin length (l): 3.5 mm, silver-plated, black, Box
27866 | 1813410000 | SU 10.16HP/02/180G 3.5AG BK BX | PCB plug-in connector, male header, closed side, THT solder connection, 10.16 mm, Number of poles: 2, 180°, Solder pin length (l): 3.5 mm, silver-plated, black, Box
27867 | 1813420000 | SU 10.16HP/03/180G 3.5AG BK BX | PCB plug-in connector, male header, closed side, THT solder connection, 10.16 mm, Number of poles: 3, 180°, Solder pin length (l): 3.5 mm, silver-plated, black, Box
27868 | 1813430000 | SU 10.16HP/04/180G 3.5AG BK BX | PCB plug-in connector, male header, closed side, THT solder connection, 10.16 mm, Number of poles: 4, 180°, Solder pin length (l): 3.5 mm, silver-plated, black, Box
27869 | 1813440000 | SU 10.16HP/05/180G 3.5AG BK BX | PCB plug-in connector, male header, closed side, THT solder connection, 10.16 mm, Number of poles: 5, 180°, Solder pin length (l): 3.5 mm, silver-plated, black, Box
27870 | 1813450000 | SU 10.16HP/06/180G 3.5AG BK BX | PCB plug-in connector, male header, closed side, THT solder connection, 10.16 mm, Number of poles: 6, 180°, Solder pin length (l): 3.5 mm, silver-plated, black, Box
27871 | 1813460000 | SU 10.16HP/07/180G 3.5AG BK BX | PCB plug-in connector, male header, closed side, THT solder connection, 10.16 mm, Number of poles: 7, 180°, Solder pin length (l): 3.5 mm, silver-plated, black, Box
27872 | 1813470000 | SU 10.16HP/08/180G 3.5AG BK BX | PCB plug-in connector, male header, closed side, THT solder connection, 10.16 mm, Number of poles: 8, 180°, Solder pin length (l): 3.5 mm, silver-plated, black, Box
27873 | 1813480000 | SU 10.16HP/09/180G 3.5AG BK BX | PCB plug-in connector, male header, closed side, THT solder connection, 10.16 mm, Number of poles: 9, 180°, Solder pin length (l): 3.5 mm, silver-plated, black, Box
27874 | 1813490000 | SU 10.16HP/02/270G 3.5AG BK BX | PCB plug-in connector, male header, closed side, THT solder connection, 10.16 mm, Number of poles: 2, 270°, Solder pin length (l): 3.5 mm, silver-plated, black, Box
27875 | 1813500000 | SU 10.16HP/03/270G 3.5AG BK BX | PCB plug-in connector, male header, closed side, THT solder connection, 10.16 mm, Number of poles: 3, 270°, Solder pin length (l): 3.5 mm, silver-plated, black, Box
27876 | 1813510000 | SU 10.16HP/04/270G 3.5AG BK BX | PCB plug-in connector, male header, closed side, THT solder connection, 10.16 mm, Number of poles: 4, 270°, Solder pin length (l): 3.5 mm, silver-plated, black, Box
27877 | 1813520000 | SU 10.16HP/05/270G 3.5AG BK BX | PCB plug-in connector, male header, closed side, THT solder connection, 10.16 mm, Number of poles: 5, 270°, Solder pin length (l): 3.5 mm, silver-plated, black, Box
27878 | 1813530000 | SU 10.16HP/06/270G 3.5AG BK BX | PCB plug-in connector, male header, closed side, THT solder connection, 10.16 mm, Number of poles: 6, 270°, Solder pin length (l): 3.5 mm, silver-plated, black, Box
27879 | 1813540000 | SU 10.16HP/07/270G 3.5AG BK BX | PCB plug-in connector, male header, closed side, THT solder connection, 10.16 mm, Number of poles: 7, 270°, Solder pin length (l): 3.5 mm, silver-plated, black, Box
27880 | 1813550000 | SU 10.16HP/08/270G 3.5AG BK BX | PCB plug-in connector, male header, closed side, THT solder connection, 10.16 mm, Number of poles: 8, 270°, Solder pin length (l): 3.5 mm, silver-plated, black, Box
27881 | 1813560000 | SU 10.16HP/09/270G 3.5AG BK BX | PCB plug-in connector, male header, closed side, THT solder connection, 10.16 mm, Number of poles: 9, 270°, Solder pin length (l): 3.5 mm, silver-plated, black, Box
27882 | 1813570000 | SU 10.16HP/02/90F 3.5AG BK BX | PCB plug-in connector, male header, Clip-on flange, THT solder connection, 10.16 mm, Number of poles: 2, 90°, Solder pin length (l): 3.5 mm, silver-plated, black, Box
27883 | 1813580000 | SU 10.16HP/03/90F 3.5AG BK BX | PCB plug-in connector, male header, Clip-on flange, THT solder connection, 10.16 mm, Number of poles: 3, 90°, Solder pin length (l): 3.5 mm, silver-plated, black, Box
27884 | 1813590000 | SU 10.16HP/04/90F 3.5AG BK BX | PCB plug-in connector, male header, Clip-on flange, THT solder connection, 10.16 mm, Number of poles: 4, 90°, Solder pin length (l): 3.5 mm, silver-plated, black, Box
27885 | 1813640000 | SU 10.16HP/09/90F 3.5AG BK BX | PCB plug-in connector, male header, Clip-on flange, THT solder connection, 10.16 mm, Number of poles: 9, 90°, Solder pin length (l): 3.5 mm, silver-plated, black, Box
27886 | 1813650000 | SU 10.16HP/02/180F 3.5AG BK BX | PCB plug-in connector, male header, Clip-on flange, THT solder connection, 10.16 mm, Number of poles: 2, 180°, Solder pin length (l): 3.5 mm, silver-plated, black, Box
27887 | 1813660000 | SU 10.16HP/03/180F 3.5AG BK BX | PCB plug-in connector, male header, Clip-on flange, THT solder connection, 10.16 mm, Number of poles: 3, 180°, Solder pin length (l): 3.5 mm, silver-plated, black, Box
27888 | 1821000000 | SC 3.81/14/180G 3.2SN GN BX | PCB plug-in connector, male header, closed side, THT solder connection, 3.81 mm, Number of poles: 14, 180°, Solder pin length (l): 3.2 mm, tinned, Pale green, Box
27889 | 1827080000 | ZTA ZT2.5 | Accessories, Test adapter, 17.5 A
27890 | 1831260000 | ZDK 2.5-2 OR | Feed-through terminal, Double-tier terminal, Tension-clamp connection, 2.5 mm², 800 V, 24 A, orange
27891 | 1833090000 | TNST | Accessories, Disconnect plug, 20 A
27892 | 1833100000 | BEST | Accessories, Component plug
27893 | 1847600000 | ZTA ZT2.5/ZA | Accessories, Test adapter, 17.5 A
27894 | 1850880000 | SU 10.16HP/02/180SF 3.5AG BK BX | PCB plug-in connector, male header, Screw/clip-on flange, THT solder connection, 10.16 mm, Number of poles: 2, 180°, Solder pin length (l): 3.5 mm, silver-plated, black, Box
27895 | 1850890000 | SU 10.16HP/03/180SF 3.5AG BK BX | PCB plug-in connector, male header, Screw/clip-on flange, THT solder connection, 10.16 mm, Number of poles: 3, 180°, Solder pin length (l): 3.5 mm, silver-plated, black, Box
27896 | 1850900000 | SU 10.16HP/04/180SF 3.5AG BK BX | PCB plug-in connector, male header, Screw/clip-on flange, THT solder connection, 10.16 mm, Number of poles: 4, 180°, Solder pin length (l): 3.5 mm, silver-plated, black, Box
27897 | 1850910000 | SU 10.16HP/05/180SF 3.5AG BK BX | PCB plug-in connector, male header, Screw/clip-on flange, THT solder connection, 10.16 mm, Number of poles: 5, 180°, Solder pin length (l): 3.5 mm, silver-plated, black, Box
27898 | 1850920000 | SU 10.16HP/06/180SF 3.5AG BK BX | PCB plug-in connector, male header, Screw/clip-on flange, THT solder connection, 10.16 mm, Number of poles: 6, 180°, Solder pin length (l): 3.5 mm, silver-plated, black, Box
27899 | 1850930000 | SU 10.16HP/07/180SF 3.5AG BK BX | PCB plug-in connector, male header, Screw/clip-on flange, THT solder connection, 10.16 mm, Number of poles: 7, 180°, Solder pin length (l): 3.5 mm, silver-plated, black, Box
27900 | 1850940000 | SU 10.16HP/08/180SF 3.5AG BK BX | PCB plug-in connector, male header, Screw/clip-on flange, THT solder connection, 10.16 mm, Number of poles: 8, 180°, Solder pin length (l): 3.5 mm, silver-plated, black, Box
27901 | 1850950000 | SU 10.16HP/09/180SF 3.5AG BK BX | PCB plug-in connector, male header, Screw/clip-on flange, THT solder connection, 10.16 mm, Number of poles: 9, 180°, Solder pin length (l): 3.5 mm, silver-plated, black, Box
27902 | 1851040000 | SU 10.16HP/02/90SF 3.5AG BK BX | PCB plug-in connector, male header, Screw/clip-on flange, THT solder connection, 10.16 mm, Number of poles: 2, 90°, Solder pin length (l): 3.5 mm, silver-plated, black, Box
27903 | 1851050000 | SU 10.16HP/03/90SF 3.5AG BK BX | PCB plug-in connector, male header, Screw/clip-on flange, THT solder connection, 10.16 mm, Number of poles: 3, 90°, Solder pin length (l): 3.5 mm, silver-plated, black, Box
27904 | 1851060000 | SU 10.16HP/04/90SF 3.5AG BK BX | PCB plug-in connector, male header, Screw/clip-on flange, THT solder connection, 10.16 mm, Number of poles: 4, 90°, Solder pin length (l): 3.5 mm, silver-plated, black, Box
27905 | 1851070000 | SU 10.16HP/05/90SF 3.5AG BK BX | PCB plug-in connector, male header, Screw/clip-on flange, THT solder connection, 10.16 mm, Number of poles: 5, 90°, Solder pin length (l): 3.5 mm, silver-plated, black, Box
27906 | 1851080000 | SU 10.16HP/06/90SF 3.5AG BK BX | PCB plug-in connector, male header, Screw/clip-on flange, THT solder connection, 10.16 mm, Number of poles: 6, 90°, Solder pin length (l): 3.5 mm, silver-plated, black, Box
27907 | 1851090000 | SU 10.16HP/07/90SF 3.5AG BK BX | PCB plug-in connector, male header, Screw/clip-on flange, THT solder connection, 10.16 mm, Number of poles: 7, 90°, Solder pin length (l): 3.5 mm, silver-plated, black, Box
27908 | 1851100000 | SU 10.16HP/08/90SF 3.5AG BK BX | PCB plug-in connector, male header, Screw/clip-on flange, THT solder connection, 10.16 mm, Number of poles: 8, 90°, Solder pin length (l): 3.5 mm, silver-plated, black, Box
27909 | 1851110000 | SU 10.16HP/09/90SF 3.5AG BK BX | PCB plug-in connector, male header, Screw/clip-on flange, THT solder connection, 10.16 mm, Number of poles: 9, 90°, Solder pin length (l): 3.5 mm, silver-plated, black, Box
27910 | 1851120000 | SU 10.16HP/02/270SF 3.5AG BK BX | PCB plug-in connector, male header, Screw/clip-on flange, THT solder connection, 10.16 mm, Number of poles: 2, 270°, Solder pin length (l): 3.5 mm, silver-plated, black, Box
27911 | 1851130000 | SU 10.16HP/03/270SF 3.5AG BK BX | PCB plug-in connector, male header, Screw/clip-on flange, THT solder connection, 10.16 mm, Number of poles: 3, 270°, Solder pin length (l): 3.5 mm, silver-plated, black, Box
27912 | 1851140000 | SU 10.16HP/04/270SF 3.5AG BK BX | PCB plug-in connector, male header, Screw/clip-on flange, THT solder connection, 10.16 mm, Number of poles: 4, 270°, Solder pin length (l): 3.5 mm, silver-plated, black, Box
27913 | 1851150000 | SU 10.16HP/05/270SF 3.5AG BK BX | PCB plug-in connector, male header, Screw/clip-on flange, THT solder connection, 10.16 mm, Number of poles: 5, 270°, Solder pin length (l): 3.5 mm, silver-plated, black, Box
27914 | 1851160000 | SU 10.16HP/06/270SF 3.5AG BK BX | PCB plug-in connector, male header, Screw/clip-on flange, THT solder connection, 10.16 mm, Number of poles: 6, 270°, Solder pin length (l): 3.5 mm, silver-plated, black, Box
27915 | 1851170000 | SU 10.16HP/07/270SF 3.5AG BK BX | PCB plug-in connector, male header, Screw/clip-on flange, THT solder connection, 10.16 mm, Number of poles: 7, 270°, Solder pin length (l): 3.5 mm, silver-plated, black, Box
27916 | 1851180000 | SU 10.16HP/08/270SF 3.5AG BK BX | PCB plug-in connector, male header, Screw/clip-on flange, THT solder connection, 10.16 mm, Number of poles: 8, 270°, Solder pin length (l): 3.5 mm, silver-plated, black, Box
27917 | 1851190000 | SU 10.16HP/09/270SF 3.5AG BK BX | PCB plug-in connector, male header, Screw/clip-on flange, THT solder connection, 10.16 mm, Number of poles: 9, 270°, Solder pin length (l): 3.5 mm, silver-plated, black, Box
27918 | 1859080000 | ZQV 2.5/11 | Z-series, Cross-connector, For the terminals, Number of poles: 11
27919 | 1871380000 | BCZ 3.81/09/180 SN GN BX | PCB plug-in connector, female plug, 3.81 mm, Number of poles: 9, 180°, Clamping yoke connection, Clamping range, max. : 1.5 mm², Box
27920 | 1871480000 | SC 3.81/07/180G 3.2SN GN BX | PCB plug-in connector, male header, closed side, THT solder connection, 3.81 mm, Number of poles: 7, 180°, Solder pin length (l): 3.2 mm, tinned, Pale green, Box
27921 | 1878560000 | BEST/D | Accessories, Component plug, 1 A
27922 | 1878570000 | BEST/DRBR | Accessories, Component plug, 22 A
27923 | 1880320000 | TOP1.5GS1/180 7 2STI OR | Printed circuit board terminals, 5.08 mm, Number of poles: 1, 180°, Solder pin length (l): 4.5 mm, tinned, orange, TOP connection, Clamping range, max. : 2.5 mm², Box
27924 | 1895700000 | ZDKPE 2.5-2/N/L/PE | Feed-through terminal, Double-tier terminal, Tension-clamp connection, 2.5 mm², 800 V, 24 A, dark beige
27925 | 1896110000 | PDU 2.5/4 | Feed-through terminal, PUSH IN, 4 mm², 800 V, 32 A, dark beige
27926 | 1896120000 | PDU 2.5/4/3AN | Feed-through terminal, PUSH IN, 4 mm², 800 V, 32 A, dark beige
27927 | 1896130000 | PDU 2.5/4/4AN | Feed-through terminal, PUSH IN, 4 mm², 800 V, 32 A, dark beige
27928 | 1896140000 | PDU 6/10 | Feed-through terminal, PUSH IN, 10 mm², 800 V, 57 A, dark beige
27929 | 1896150000 | PDU 6/10/3AN | Feed-through terminal, PUSH IN, 10 mm², 800 V, 57 A, dark beige
27930 | 1896160000 | PPE 2.5/4/4AN | PE terminal, PUSH IN, 4 mm², 480 A (4 mm²), Green/yellow
27931 | 1896170000 | PPE 2.5/4 | PE terminal, PUSH IN, 4 mm², 480 A (4 mm²), Green/yellow
27932 | 1896180000 | PPE 6/10 | PE terminal, PUSH IN, 6 mm², 1200 A (10 mm²), Green/yellow
27933 | 1896190000 | PPE 6/10/3AN | PE terminal, PUSH IN, 6 mm², 1200 A (10 mm²), Green/yellow
27934 | 1896200000 | PPE 2.5/4/3AN | PE terminal, PUSH IN, 4 mm², 480 A (4 mm²), Green/yellow
27935 | 1896210000 | PPE 16 | PE terminal, PUSH IN, 16 mm², 1920 A (16 mm²), Green/yellow
27936 | 1896240000 | PDU 2.5/4/3AN BL | Feed-through terminal, PUSH IN, 4 mm², 800 V, 32 A, blue
27937 | 1896250000 | PDU 2.5/4/4AN BL | Feed-through terminal, PUSH IN, 4 mm², 800 V, 32 A, blue
27938 | 1896270000 | PDU 6/10 BL | Feed-through terminal, PUSH IN, 10 mm², 800 V, 57 A, blue
27939 | 1896280000 | PDU 6/10/3AN BL | Feed-through terminal, PUSH IN, 10 mm², 800 V, 57 A, blue
27940 | 1896350000 | PNT 16 | P-series, Neutral conductor modular terminal, Rated cross-section: 16 mm², PUSH IN, Direct mounting
27941 | 1896360000 | PNT 2.5/4 | Neutral conductor modular terminal, PUSH IN, 4 mm², 250 V, 32 A, blue
27942 | 1896370000 | PNT 6/10 | Neutral conductor modular terminal, PUSH IN, 10 mm², 250 V, 41 A, blue
27943 | 1896400000 | PDU 16 | Feed-through terminal, PUSH IN, 16 mm², 800 V, 76 A, dark beige
27944 | 1899470000 | BCZ 3.81/14/180 SN GN BX | PCB plug-in connector, female plug, 3.81 mm, Number of poles: 14, 180°, Clamping yoke connection, Clamping range, max. : 1.5 mm², Box
27945 | 1905060000 | WDU 4/ZZ | Feed-through terminal, Screw connection, 4 mm², 800 V, 32 A, dark beige
27946 | 1905080000 | WTR 4/ZR | Test-disconnect terminal, Screw connection, 4 mm², 500 V, 27 A, Pivoting, dark beige
27947 | 1905090000 | WTR 4/ZZ | Test-disconnect terminal, Screw connection, 4 mm², 500 V, 27 A, Pivoting, dark beige
27948 | 1905100000 | WTR 4/ZZ STB | Test-disconnect terminal, Screw connection, 4 mm², 500 V, 27 A, Pivoting, dark beige
27949 | 1905110000 | WTR 4/ZR STB | Test-disconnect terminal, Screw connection, 4 mm², 500 V, 27 A, Pivoting, dark beige
27950 | 1905120000 | WPE 4/ZR | PE terminal, Screw connection, 4 mm², 480 A (4 mm²), Green/yellow
27951 | 1905130000 | WPE 4/ZZ | PE terminal, Screw connection, 4 mm², 480 A (4 mm²), Green/yellow
27952 | 1905140000 | WDU 4/ZR | Feed-through terminal, Screw connection, 4 mm², 800 V, 32 A, dark beige
27953 | 1905310000 | ZDK 2.5-2/LD 24VUC | Z-series, Component terminal, Double-tier terminal, Rated cross-section: 2.5 mm², Tension-clamp connection, dark beige
27954 | 1906210000 | ZQV 6N/2 | Z-series, Cross-connector, For the terminals, Number of poles: 2
27955 | 1906220000 | ZQV 6N/3 | Z-series, Cross-connector, For the terminals, Number of poles: 3
27956 | 1906230000 | ZQV 6N/4 | Z-series, Cross-connector, For the terminals, Number of poles: 4
27957 | 1906240000 | ZQV 6N/20 | Z-series, Cross-connector, For the terminals, Number of poles: 20
27958 | 1908960000 | ZQV 2.5/20 | Z-series, Cross-connector, For the terminals, Number of poles: 20
27959 | 1908990000 | ZQV 6/24 GE | Accessories, Cross-connector, 41 A
27960 | 1909010000 | ZQV 4/20 GE | Z-series, Cross-connector, For the terminals, Number of poles: 20
27961 | 1909020000 | ZQV 4N/20 GE | Accessories, Cross-connector, 32 A
27962 | 1909100000 | ZQV 4N/20 BL | Accessories, Cross-connector, 32 A
27963 | 1909110000 | ZQV 2.5N/20 RT | Z-series, Cross-connector, For the terminals, Number of poles: 20
27964 | 1909120000 | ZQV 4N/20 SW | Accessories, Cross-connector, 32 A
27965 | 1909130000 | ZQV 2.5N/20 SW | Z-series, Cross-connector, For the terminals, Number of poles: 20
27966 | 1909140000 | ZQV 2.5N/20 BL | Accessories, Cross-connector, 24 A
27967 | 1909150000 | ZQV 4N/20 RT | Accessories, Cross-connector, 32 A
27968 | 1916180000 | PTA PDU2.5/4 | Test adapter, Rated control voltage:
27969 | 1916190000 | PTA ZA PDU2.5/4 | Test adapter, Rated control voltage:
27970 | 1918680000 | PDK 2.5/4V BL | Feed-through terminal, Double-tier terminal, PUSH IN, 4 mm², 800 V, 24 A, blue
27971 | 1918710000 | PDK 2.5/4 PE | PE terminal, Double-tier terminal, PUSH IN, 4 mm², 480 A (4 mm²), Green/yellow
27972 | 1918720000 | PDK 2.5/4L-PE | Feed-through terminal, Double-tier terminal, PUSH IN, 4 mm², 800 V, 24 A, dark beige
27973 | 1918730000 | PDK 2.5/4V | Feed-through terminal, Double-tier terminal, PUSH IN, 4 mm², 800 V, 24 A, dark beige
27974 | 1918740000 | PDK 2.5/4N-L | Feed-through terminal, Double-tier terminal, PUSH IN, 4 mm², 800 V, 24 A, dark beige
27975 | 1918750000 | PDK 2.5/4N-PE | Feed-through terminal, Double-tier terminal, PUSH IN, 4 mm², 800 V, 24 A, dark beige
27976 | 1918760000 | PDK 2.5/4 BL | Feed-through terminal, Double-tier terminal, PUSH IN, 4 mm², 800 V, 24 A, blue
27977 | 1918770000 | PDK 2.5/4 | Feed-through terminal, Double-tier terminal, PUSH IN, 4 mm², 800 V, 24 A, dark beige
27978 | 1918780000 | PEI 16 | P-series, Supply terminal, Feed-through terminal, Rated cross-section: 16 mm², PUSH IN, Direct mounting
27979 | 1918790000 | PEI 16 BL | P-series, Supply terminal, Feed-through terminal, Rated cross-section: 16 mm², PUSH IN, Direct mounting
27980 | 1925030000 | WTL 35/2STB | Test-disconnect terminal, Screw connection, 35 mm², 500 V, 125 A, sliding, dark beige
27981 | 1925050000 | WTL 35/1STB/WQV | Test-disconnect terminal, Screw connection, 35 mm², 500 V, 125 A, sliding, dark beige
27982 | 1925060000 | WTL 35/1STB | Test-disconnect terminal, Screw connection, 35 mm², 500 V, 125 A, sliding, dark beige
27983 | 1933700000 | ZDU 2.5N | Feed-through terminal, Tension-clamp connection, 2.5 mm², 800 V, 24 A, dark beige
27984 | 1933710000 | ZDU 2.5N BL | Feed-through terminal, Tension-clamp connection, 2.5 mm², 800 V, 24 A, blue
27985 | 1933720000 | ZDU 2.5N/3AN | Feed-through terminal, Tension-clamp connection, 2.5 mm², 800 V, 24 A, dark beige
27986 | 1933730000 | ZDU 2.5N/3AN BL | Feed-through terminal, Tension-clamp connection, 2.5 mm², 800 V, 24 A, blue
27987 | 1933740000 | ZDU 2.5N/4AN | Feed-through terminal, Tension-clamp connection, 2.5 mm², 800 V, 24 A, dark beige
27988 | 1933750000 | ZDU 2.5N/4AN BL | Feed-through terminal, Tension-clamp connection, 2.5 mm², 800 V, 24 A, blue
27989 | 1933770000 | ZPE 2.5N/3AN | PE terminal, Tension-clamp connection, 2.5 mm², 300 A (2.5 mm²), Green/yellow
27990 | 1933780000 | ZPE 2.5N/4AN | PE terminal, Tension-clamp connection, 2.5 mm², 300 A (2.5 mm²), Green/yellow
27991 | 1933790000 | ZAP/TW ZDU/ZPE 2.5N | Z-series, End plate, Partition plate
27992 | 1933800000 | ZAP/TW ZDU/ZPE 2.5N/3AN | Z-series, End plate, Partition plate
27993 | 1933810000 | ZAP/TW ZDU/ZPE 2.5N/4AN | Z-series, Accessories, End plate, Partition plate
27994 | 1938330000 | ZDKPE 2.5-2 DB+BR BED OR | Feed-through terminal, Double-tier terminal, Tension-clamp connection, 2.5 mm², 800 V, 24 A, brown, dark beige
27995 | 1938340000 | ZDK 2.5-2 DB+BR BED OR | Feed-through terminal, Double-tier terminal, Tension-clamp connection, 2.5 mm², 800 V, 24 A, brown, dark beige
27996 | 1966780000 | IE-KOK-V1 | Sheet holes
27997 | 1966790000 | IE-KOK-V4 | Sheet holes
27998 | 1966810000 | IE-KO-HAT | Sheet holes
27999 | 1980370000 | SL 7.62HP/02/90G 3.2SN OR BX | PCB plug-in connector, male header, closed side, THT solder connection, 7.62 mm, Number of poles: 2, 90°, Solder pin length (l): 3.2 mm, tinned, orange, Box
28000 | 1980380000 | SL 7.62HP/03/90G 3.2SN OR BX | PCB plug-in connector, male header, closed side, THT solder connection, 7.62 mm, Number of poles: 3, 90°, Solder pin length (l): 3.2 mm, tinned, orange, Box
28001 | 9013080000 | HTF 48 | Pressing tool, Crimping tool for contacts, 0.5mm², 2.5mm², B-Crimp
28002 | 9013090000 | HTF 28 | Pressing tool, Crimping tool for contacts, 0.1mm², 1mm², B-Crimp
28003 | 9013260000 | HTF SUB-D | Pressing tool, Crimping tool for contacts, FoderBcrimp
28004 | 9013400000 | HTF 63 | Pressing tool, Crimping tool for contacts, 0.5mm², 2.5mm², B-Crimp
28005 | 9013550000 | HTF RSV 12 | Pressing tool, Crimping tool for contacts, FoderBcrimp
28006 | 9013560000 | HTF RSV 16 WI | Pressing tool, Crimping tool for contacts, FoderBcrimp
28007 | 9014140000 | HTF DFF | Pressing tool, Crimping tool for contacts, 0.22mm², 2.5mm², FoderBcrimp
28008 | 9014840000 | HTF ZRV | Pressing tool, Crimping tool for contacts, 0.2mm², 1mm², FoderBcrimp
28009 | 9017410000 | HTF 28 ZERT | Pressing tool, Crimping tool for contacts, 0.1mm², 1mm², B-Crimp
28010 | 9017880000 | HTF RSV 16 ZERT | Pressing tool, Crimping tool for contacts, FoderBcrimp
28011 | 9017890000 | HTF RSV 12 ZERT | Pressing tool, Crimping tool for contacts, FoderBcrimp
28012 | 9201040000 | HTF AFK 2.5 | Pressing tool, Crimping tool for contacts, 0.2mm², 2.5mm²
28013 | 9202210000 | MULTI-STRIPAX 6-16 | Tools, Stripping and cutting tool
28014 | 9202220000 | MULTI-STRIPAX 16 SL | Tools, Stripping and cutting tool
28015 | 9202230000 | MULTI-STRIPAX AWG | Tools, Stripping and cutting tool
28016 | 9202250000 | MULTI-STRIPAX ASI | Tools, Stripping and cutting tool
28017 | 9202310000 | EINSATZ BA8-PSC 80 | Assortment of inserts
28018 | 9202320000 | EINSATZ BA7-PSC 80 | Assortment of inserts
28019 | 9202330000 | KOFFER PSC80 PC | Tools, Empty box / Case
28020 | 9202600000 | CRIMPSET CTI 6 | Assortment crimping tool, Crimping tool: CTI 6, Stripping tool: STRIPAX, Crimping range, min.: 0.5
28021 | 9202610000 | CRIMPSET PZ / CTI | Assortment crimping tool, Crimping tool: PZ 6 Roto/CTI 6, Stripping tool: STRIPAX, Crimping range, min.: 0.14, Colour code: DIN
28022 | 9202640000 | CRIMP-SET KONTAKTE | Assortment box, Colour code: DIN
28023 | 9202800000 | TT 8 RS MP 8 | Pressing tools, Crimping tool for contacts
28024 | 9202850000 | CTI 6 G | Pressing tool, Tool for insulated cable connectors, 0.5mm², 6mm², Oval crimping, Parallel crimp
28025 | 9202860000 | CTF 63 | Pressing tool, Crimping tool for contacts, 0.5mm², 6mm², B-Crimp
28026 | 9203260000 | EINSATZ A9-2 CL55 | Assortment of inserts
28027 | 9203610000 | MULTI-STRIPAX 0.75-4²SL | Tools, Stripping and cutting tool
28028 | 9203710000 | ZANGENSET 1 | Accessories
28029 | 9204350000 | IE-CST | Tools, Sheathing strippers
28030 | 9204540000 | MULTI-STRIPAX 0.25-1.5S | Tools, Stripping and cutting tool
28031 | 9204560000 | MULTI-STRIPAX 1.5-6.0S | Tools, Stripping and cutting tool
28032 | 9204640000 | WZTE 2 | Tools, Accessories
28033 | 9204780000 | KOBBS 19X75 | Sheet holes
28034 | 9204790000 | IE-KOK-V5 | Sheet holes
28035 | 9204810000 | KOK-46X46 | Sheet holes
28036 | 9204820000 | KOK-52X36 | Sheet holes
28037 | 9204830000 | KOK-65X36 | Sheet holes
28038 | 9204840000 | KOK-68X68 | Sheet holes
28039 | 9204850000 | KOK-86X36 | Sheet holes
28040 | 9204860000 | KOK-91X36 | Sheet holes
28041 | 9204870000 | KOK-112X36 | Sheet holes
28042 | 9204880000 | KOS-M16 | Sheet holes
28043 | 9204900000 | KOS-M25 | Sheet holes
28044 | 9204910000 | KOS-M32 | Sheet holes
28045 | 9204920000 | KOS-M40 | Sheet holes
28046 | 9204930000 | KOS-PG9 | Sheet holes
28047 | 9204940000 | KOS-PG11 | Sheet holes
28048 | 9204950000 | KOS PG 13/M20 | Sheet holes
28049 | 9204960000 | KOS-PG16 | Sheet holes
28050 | 9204970000 | KOS-PG21 | Sheet holes
28051 | 9204980000 | KOS-PG29 | Sheet holes
28052 | 9204990000 | KOS-PG36 | Sheet holes
28053 | 9205000000 | KOHS 9.5+19 | Sheet holes
28054 | 9205010000 | KOHS 19 | Sheet holes
28055 | 9205020000 | KOPD 10.0 | Sheet holes
28056 | 9205030000 | KOBBS 9.5X50 | Sheet holes
28057 | 9205040000 | KOBBS 19X55 | Sheet holes
28058 | 9205760000 | MULTI-STRIPAX GKW LW | Tools, Stripping and cutting tool
28059 | 119560000 | RF RS 70 RE/A3/M.BEZ OR | Clip-in foot, RS 70 orange, Clip-in foot, Width: 10 mm
28060 | 119660000 | RF RS 70 LI/A2/O.SG OR 1665 | Clip-in foot, RS 70 orange, Clip-in foot, Width: 10 mm
28061 | 126260000 | RF RS 70 RE/A4/O.BEZ OR 1665 | Clip-in foot, RS 70 orange, Clip-in foot, Width: 10 mm
28062 | 146720000 | AP SAKB/C/T KRG | SAK Series, End plate, 3 mm, dark beige, yellow, Direct mounting
28063 | 191300000 | AP SAKS1+3 KRG/DB | SAK Series, End plate, 3 mm, dark beige, Direct mounting
28064 | 191320000 | AP SAKS1+3 KRG | SAK Series, End plate, 3 mm, dark beige, yellow, Direct mounting
28065 | 196600000 | AD 4 SAK6N | SAK Series, cover plate, yellow, 31.6 mm
28066 | 213760000 | RF RS 70 MI/A6 OR | Clip-in foot, RS 70 orange, Clip-in foot, Width: 10 mm
28067 | 271900000 | EP 2/BW SAKG46/32 HP/DB | SAK Series, End plate, dark beige, 75.5 mm
28068 | 289660000 | TOP4GS2/90 7.62 OR | Printed circuit board terminals, 7.62 mm, Number of poles: 2, 90°, Solder pin length (l): 3.5 mm, tinned, orange, TOP connection, Clamping range, max. : 6 mm², Box
28069 | 289760000 | TOP4GS3/90 7.62 OR | Printed circuit board terminals, 7.62 mm, Number of poles: 3, 90°, Solder pin length (l): 3.5 mm, tinned, orange, TOP connection, Clamping range, max. : 6 mm², Box
28070 | 290160000 | TOP4GS4/90 7.62 OR | Printed circuit board terminals, 7.62 mm, Number of poles: 4, 90°, Solder pin length (l): 3.5 mm, tinned, orange, TOP connection, Clamping range, max. : 6 mm², Box
28071 | 294420000 | AP AKZ4 KRG | SAK Series, End plate, 1.5 mm, dark beige, yellow, Direct mounting
28072 | 298360000 | TOP4GS2/180 7.62 OR | Printed circuit board terminals, 7.62 mm, Number of poles: 2, 180°, Solder pin length (l): 3.5 mm, tinned, orange, TOP connection, Clamping range, max. : 6 mm², Box
28073 | 298460000 | TOP4GS3/180 7.62 OR | Printed circuit board terminals, 7.62 mm, Number of poles: 3, 180°, Solder pin length (l): 3.5 mm, tinned, orange, TOP connection, Clamping range, max. : 6 mm², Box
28074 | 298560000 | TOP4GS4/180 7.62 OR | Printed circuit board terminals, 7.62 mm, Number of poles: 4, 180°, Solder pin length (l): 3.5 mm, tinned, orange, TOP connection, Clamping range, max. : 6 mm², Box
28075 | 301420000 | AP RSF2 KRG | SAK Series, End plate, 3 mm, medium yellow, Direct mounting
28076 | 376000000 | AD 4 SAK6N EN | SAK Series, cover plate, yellow, 32 mm
28077 | 485200000 | ADP 1/HP1 1M | SAK Series, Cover profile, Transparent, 1000 mm
28078 | 485300000 | ADP 2/HP2 1M | SAK Series, Cover profile, Transparent, 1000 mm
28079 | 485400000 | ADP 3/HP3 1M | SAK Series, Cover profile, Transparent, 1000 mm
28080 | 656400000 | AD 4 SAK35N EN | SAK Series, cover plate, yellow, 63.5 mm
28081 | 687560000 | AP DKT4 PA | SAK Series, End plate, 1.5 mm, beige, Direct mounting
28082 | 1003380000 | THM WO T 24.5/100 WS | THM, Conductor and cable markers, 8 - 23 mm, 24.5 x 100 mm, white
28083 | 1003410000 | THM MT30X 89/60 SI | THM, Device markers, 60 x 89 mm, silver
28084 | 1003420000 | THM WO T 24.5/62 WS | THM, Conductor and cable markers, 6.1 - 13.7 mm, 24.5 x 62 mm, white
28085 | 1003890000 | WGK 4 VP GN/YE BX | OMNIMATE Power - series WGK, Feed-through terminal, Rated cross-section: 4 mm², Screw connection, Wemid (PA), Green/yellow, Direct mounting, Feed-through (bushing)
28086 | 1003900000 | WGK 4 VP/Z GN/YE BX | OMNIMATE Power - series WGK, Feed-through terminal, Rated cross-section: 4 mm², Screw connection, Wemid (PA), Green/yellow, Direct mounting, Feed-through (bushing)
28087 | 1003910000 | WGK 4 VP/Z GY BX | OMNIMATE Power - series WGK, Feed-through terminal, Rated cross-section: 4 mm², Screw connection, Wemid (PA), grey, Direct mounting, Feed-through (bushing)
28088 | 1011610000 | THM MT30X 38/17 WS | THM, Device markers, 17 x 38 mm, white
28089 | 1020640000 | AP RF 122 LI OR | Electronics housings orange, End plate, Width: 6.4 mm
28090 | 1020650000 | AP RF 122 RE OR | Electronics housings orange, End plate, Width: 6.4 mm
28091 | 1020690000 | RF 108 OR | Electronics housings orange, Clip-in foot, Width: 107.2 mm
28092 | 1027620000 | THM MT30X 17/8 GE | THM, Device markers, 8 x 17 mm, yellow
28093 | 1049010000 | BLZ 7.62HP/05/180 SN BK BX | PCB plug-in connector, female plug, 7.62 mm, Number of poles: 5, Clamping yoke connection, Clamping range, max. : 4 mm², Box
28094 | 1049020000 | BLZ 7.62HP/06/180 SN BK BX | PCB plug-in connector, female plug, 7.62 mm, Number of poles: 6, Clamping yoke connection, Clamping range, max. : 4 mm², Box
28095 | 1049030000 | BLZ 7.62HP/08/180 SN BK BX | PCB plug-in connector, female plug, 7.62 mm, Number of poles: 8, Clamping yoke connection, Clamping range, max. : 4 mm², Box
28096 | 1052660000 | ZTA ZDK 2.5 | Accessories, Test adapter, 6 A
28097 | 1052680000 | ZTA ZDK 2.5/ZA | Accessories, Test adapter, 6 A
28098 | 1057530000 | RF 180 BK | Electronics housings black, Clip-in foot, Width: 17.55 mm
28099 | 1057540000 | AP 100 BK | Electronics housings black, End plate, Width: 27.2 mm
28100 | 1058740000 | THM MT30X 15/9 GE | THM, Device markers, 9 x 15 mm, yellow
28101 | 1058750000 | THM MT30X 15/9 WS | THM, Device markers, 9 x 15 mm, white
28102 | 1059490000 | SL 7.62HP/06/90G 3.2SN BK BX | PCB plug-in connector, male header, closed side, THT solder connection, 7.62 mm, Number of poles: 6, 90°, Solder pin length (l): 3.2 mm, tinned, black, Box
28103 | 1059500000 | SL 7.62HP/07/90G 3.2SN BK BX | PCB plug-in connector, male header, closed side, THT solder connection, 7.62 mm, Number of poles: 7, 90°, Solder pin length (l): 3.2 mm, tinned, black, Box
28104 | 1059510000 | SL 7.62HP/08/90G 3.2SN BK BX | PCB plug-in connector, male header, closed side, THT solder connection, 7.62 mm, Number of poles: 8, 90°, Solder pin length (l): 3.2 mm, tinned, black, Box
28105 | 1059520000 | SL 7.62HP/09/90G 3.2SN BK BX | PCB plug-in connector, male header, closed side, THT solder connection, 7.62 mm, Number of poles: 9, 90°, Solder pin length (l): 3.2 mm, tinned, black, Box
28106 | 1059530000 | SL 7.62HP/10/90G 3.2SN BK BX | PCB plug-in connector, male header, closed side, THT solder connection, 7.62 mm, Number of poles: 10, 90°, Solder pin length (l): 3.2 mm, tinned, black, Box
28107 | 1059550000 | SL 7.62HP/11/90G 3.2SN BK BX | PCB plug-in connector, male header, closed side, THT solder connection, 7.62 mm, Number of poles: 11, 90°, Solder pin length (l): 3.2 mm, tinned, black, Box
28108 | 1059570000 | SL 7.62HP/12/90G 3.2SN BK BX | PCB plug-in connector, male header, closed side, THT solder connection, 7.62 mm, Number of poles: 12, 90°, Solder pin length (l): 3.2 mm, tinned, black, Box
28109 | 1059580000 | BLZ 7.62HP/02/180 SN BK BX | PCB plug-in connector, female plug, 7.62 mm, Number of poles: 2, Clamping yoke connection, Clamping range, max. : 4 mm², Box
28110 | 1059610000 | BLZ 7.62HP/07/180 SN BK BX | PCB plug-in connector, female plug, 7.62 mm, Number of poles: 7, Clamping yoke connection, Clamping range, max. : 4 mm², Box
28111 | 1059620000 | BLZ 7.62HP/09/180 SN BK BX | PCB plug-in connector, female plug, 7.62 mm, Number of poles: 9, Clamping yoke connection, Clamping range, max. : 4 mm², Box
28112 | 1059630000 | BLZ 7.62HP/10/180 SN BK BX | PCB plug-in connector, female plug, 7.62 mm, Number of poles: 10, Clamping yoke connection, Clamping range, max. : 4 mm², Box
28113 | 1059640000 | BLZ 7.62HP/11/180 SN BK BX | PCB plug-in connector, female plug, 7.62 mm, Number of poles: 11, Clamping yoke connection, Clamping range, max. : 4 mm², Box
28114 | 1059670000 | BLZ 7.62HP/12/180 SN BK BX | PCB plug-in connector, female plug, 7.62 mm, Number of poles: 12, Clamping yoke connection, Clamping range, max. : 4 mm², Box
28115 | 1059780000 | THM GEW 15/6 WS | THM, Device markers, 6 x 15 mm, white
28116 | 1059790000 | THM GEW 15/6 GE | THM, Device markers, 6 x 15 mm, yellow
28117 | 1059800000 | THM GEW 17/9 WS | THM, Device markers, 9 x 17 mm, white
28118 | 1059810000 | THM GEW 17/9 GE | THM, Device markers, 9 x 17 mm, yellow
28119 | 1059820000 | THM GEW 18/6 WS | THM, Device markers, 6 x 18 mm, white
28120 | 1059830000 | THM GEW 18/6 GE | THM, Device markers, 6 x 18 mm, yellow
28121 | 1059840000 | THM GEW 18/9 WS | THM, Device markers, 9 x 18 mm, white
28122 | 1059850000 | THM GEW 18/9 GE | THM, Device markers, 9 x 18 mm, yellow
28123 | 1059870000 | THM GEW 20/8 WS | THM, Device markers, 8 x 20 mm, white
28124 | 1059880000 | THM GEW 20/8 GE | THM, Device markers, 8 x 20 mm, yellow
28125 | 1061810000 | THM MT30X 101/74 GE | THM, Device markers, 74 x 101 mm, yellow
28126 | 1064460000 | WAH 35 | Bolt-type screw terminals, Hood, beige, 26 mm
28127 | 1064480000 | WAH 35 BL | Bolt-type screw terminals, Hood, blue, 26 mm
28128 | 1064550000 | WAH 70 HG | Bolt-type screw terminals, Hood, Light green, 31 mm
28129 | 1064560000 | WAH 70 BE | Bolt-type screw terminals, Hood, beige, 31 mm
28130 | 1064580000 | WAH 70 BL | Bolt-type screw terminals, Hood, blue, 31 mm
28131 | 1064660000 | WAH 120 | Bolt-type screw terminals, Hood, beige, 41 mm
28132 | 1064680000 | WAH 120 BL | Bolt-type screw terminals, Hood, blue, 41 mm
28133 | 1064760000 | WAH 185/300 BE | Bolt-type screw terminals, Hood, beige, 54 mm
28134 | 1064780000 | WAH 185/300 BL | Bolt-type screw terminals, Hood, blue, 54 mm
28135 | 1070260000 | WAH 35/KU | Bolt-type screw terminals, Hood, beige, 25.7 mm
28136 | 1070360000 | WAH 70/KU | Bolt-type screw terminals, Hood, beige, 30.5 mm
28137 | 1070460000 | WAH 120/KURZ | Bolt-type screw terminals, Hood, beige, 40.6 mm
28138 | 1100911001 | RS 30 24VDC LD LP 1R | RS-SERIES, Relay module, Number of contacts: 1, NC contact AgNi 0.15 gold flashed, Rated control voltage: 24 V DC ±10 %, Continuous current: 6 A, Screw connection, Test button available: No
28139 | 1100921001 | RS 30 24VDC LD LP 1R | RS-SERIES, Relay module, Number of contacts: 1, NC contact AgNi 0.15 gold flashed, Rated control voltage: 24 V DC ±10 %, Continuous current: 6 A, Screw connection, Test button available: No
28140 | 1100961001 | RS 30 24VDC LP 1R | RS-SERIES, Relay module, Number of contacts: 1, NC contact AgNi 0.15 gold flashed, Rated control voltage: 24 V DC ±10 %, Continuous current: 6 A, Screw connection, Test button available: No
28141 | 1101611001 | RS 30 24VDC LD LP 1A | RS-SERIES, Relay module, Number of contacts: 1, NO contact AgNi 0.15 gold flashed, Rated control voltage: 24 V DC ±10 %, Continuous current: 6 A, Screw connection, Test button available: No
28142 | 1101621001 | RS 30 24VDC LD LP 1A | RS-SERIES, Relay module, Number of contacts: 1, NO contact AgNi 0.15 gold flashed, Rated control voltage: 24 V DC ±10 %, Continuous current: 6 A, Screw connection, Test button available: No
28143 | 1101661001 | RS 30 24VDC LP 1A | RS-SERIES, Relay module, Number of contacts: 1, NO contact AgNi 0.15 gold flashed, Rated control voltage: 24 V DC ±10 %, Continuous current: 6 A, Screw connection, Test button available: No
28144 | 1101711001 | RS 30 24VUC LD LP 1A | RS-SERIES, Relay module, Number of contacts: 1, NO contact AgNi 0.15 gold flashed, Rated control voltage: 24 V UC ±10 %, Continuous current: 6 A, Screw connection, Test button available: No
28145 | 1101721001 | RS 30 24VUC LD LP 1A | RS-SERIES, Relay module, Number of contacts: 1, NO contact AgNi 0.15 gold flashed, Rated control voltage: 24 V UC ±10 %, Continuous current: 6 A, Screw connection, Test button available: No
28146 | 1101811001 | RS 30 48VDC LD LP 1A | RS-SERIES, Relay module, Number of contacts: 1, NO contact AgNi 0.15 gold flashed, Rated control voltage: 48 V DC ±10 %, Continuous current: 6 A, Screw connection, Test button available: No
28147 | 1101821001 | RS 30 48VDC LD LP 1A | RS-SERIES, Relay module, Number of contacts: 1, NO contact AgNi 0.15 gold flashed, Rated control voltage: 48 V DC ±10 %, Continuous current: 6 A, Screw connection, Test button available: No
28148 | 1101921001 | RS 30 48VUC LD LP 1A | RS-SERIES, Relay module, Number of contacts: 1, NO contact AgNi 0.15 gold flashed, Rated control voltage: 48 V AC / DC ±10 %, Continuous current: 5 A, Screw connection, Test button available: No
28149 | 1102111001 | RS 30 115VAC LD LP 1A | RS-SERIES, Relay module, Number of contacts: 1, NO contact AgNi 0.15 gold flashed, Rated control voltage: 115 V AC, Continuous current: 5 A, Screw connection, Test button available: No
28150 | 1102121001 | RS 30 115VAC LD LP 1A | RS-SERIES, Relay module, Number of contacts: 1, NO contact AgNi 0.15 gold flashed, Rated control voltage: 115 V AC, Continuous current: 5 A, Screw connection, Test button available: No
28151 | 1102211001 | RS 30 230VAC LD LP 1A | RS-SERIES, Relay module, Number of contacts: 1, NO contact AgNi 0.15 gold flashed, Rated control voltage: 230 V AC +5 % / -15 %, Continuous current: 3 A, Screw connection, Test button available: No
28152 | 1102221001 | RS 30 230VAC LD LP 1A | RS-SERIES, Relay module, Number of contacts: 1, NO contact AgNi 0.15 gold flashed, Rated control voltage: 230 V AC +5 % / -15 %, Continuous current: 3 A, Screw connection, Test button available: No
28153 | 1102261001 | RS 30 230VAC LP 1A | RS-SERIES, Relay module, Number of contacts: 1, NO contact AgNi 0.15 gold flashed, Rated control voltage: 230 V AC +5 % / -15 %, Continuous current: 3 A, Screw connection, Test button available: No
28154 | 1128511001 | RS 30 240VAC LD LP 1A | RS-SERIES, Relay module, Number of contacts: 1, NO contact AgNi 0.15 gold flashed, Rated control voltage: 240 V AC +5 % / -15 %, Continuous current: 3 A, Screw connection, Test button available: No
28155 | 1129421001 | RS 30 12VDC LD LP 1A | RS-SERIES, Relay module, Number of contacts: 1, NO contact AgNi 0.15 gold flashed, Rated control voltage: 12 V DC ±10 %, Continuous current: 6 A, Screw connection, Test button available: No
28156 | 1181511001 | RS 30 24VDC LD LP 1U | RS-SERIES, Relay module, Number of contacts: 1, CO contact AgNi 0.15 gold flashed, Rated control voltage: 24 V DC ±10 %, Continuous current: 6 A, Screw connection, Test button available: No
28157 | 1181521001 | RS 30 24VDC LD LP 1U | RS-SERIES, Relay module, Number of contacts: 1, CO contact AgNi 0.15 gold flashed, Rated control voltage: 24 V DC ±10 %, Continuous current: 6 A, Screw connection, Test button available: No
28158 | 1281700000 | BLA 2 SN GR | PCB plug-in connector, female plug, 5.08 mm, Number of poles: 2, 180°, Clamping yoke connection, Clamping range, max. : 3.32 mm², Box
28159 | 1281710000 | BLA 2 SN SW | PCB plug-in connector, female plug, 5.08 mm, Number of poles: 2, 180°, Clamping yoke connection, Clamping range, max. : 3.32 mm², Box
28160 | 1281760000 | BLA 2 SN OR | PCB plug-in connector, female plug, 5.08 mm, Number of poles: 2, 180°, Clamping yoke connection, Clamping range, max. : 3.32 mm², Box
28161 | 1281800000 | BLA 3 SN GR | PCB plug-in connector, female plug, 5.08 mm, Number of poles: 3, 180°, Clamping yoke connection, Clamping range, max. : 3.32 mm², Box
28162 | 1281810000 | BLA 3 SN SW | PCB plug-in connector, female plug, 5.08 mm, Number of poles: 3, 180°, Clamping yoke connection, Clamping range, max. : 3.32 mm², Box
28163 | 1281860000 | BLA 3 SN OR | PCB plug-in connector, female plug, 5.08 mm, Number of poles: 3, 180°, Clamping yoke connection, Clamping range, max. : 3.32 mm², Box
28164 | 1281900000 | BLA 4 SN GR | PCB plug-in connector, female plug, 5.08 mm, Number of poles: 4, 180°, Clamping yoke connection, Clamping range, max. : 3.32 mm², Box
28165 | 1281960000 | BLA 4 SN OR | PCB plug-in connector, female plug, 5.08 mm, Number of poles: 4, 180°, Clamping yoke connection, Clamping range, max. : 3.32 mm², Box
28166 | 1282000000 | BLA 5 SN GR | PCB plug-in connector, female plug, 5.08 mm, Number of poles: 5, 180°, Clamping yoke connection, Clamping range, max. : 3.32 mm², Box
28167 | 1282010000 | BLA 5 SN SW | PCB plug-in connector, female plug, 5.08 mm, Number of poles: 5, 180°, Clamping yoke connection, Clamping range, max. : 3.32 mm², Box
28168 | 1282060000 | BLA 5 SN OR | PCB plug-in connector, female plug, 5.08 mm, Number of poles: 5, 180°, Clamping yoke connection, Clamping range, max. : 3.32 mm², Box
28169 | 1282160000 | BLA 6 SN OR | PCB plug-in connector, female plug, 5.08 mm, Number of poles: 6, 180°, Clamping yoke connection, Clamping range, max. : 3.32 mm², Box
28170 | 1282260000 | BLA 7 SN OR | PCB plug-in connector, female plug, 5.08 mm, Number of poles: 7, 180°, Clamping yoke connection, Clamping range, max. : 3.32 mm², Box
28171 | 1282310000 | BLA 8 SN SW | PCB plug-in connector, female plug, 5.08 mm, Number of poles: 8, 180°, Clamping yoke connection, Clamping range, max. : 3.32 mm², Box
28172 | 1282360000 | BLA 8 SN OR | PCB plug-in connector, female plug, 5.08 mm, Number of poles: 8, 180°, Clamping yoke connection, Clamping range, max. : 3.32 mm², Box
28173 | 1282410000 | BLA 9 SN SW | PCB plug-in connector, female plug, 5.08 mm, Number of poles: 9, 180°, Clamping yoke connection, Clamping range, max. : 3.32 mm², Box
28174 | 1282460000 | BLA 9 SN OR | PCB plug-in connector, female plug, 5.08 mm, Number of poles: 9, 180°, Clamping yoke connection, Clamping range, max. : 3.32 mm², Box
28175 | 1282560000 | BLA 10 SN OR | PCB plug-in connector, female plug, 5.08 mm, Number of poles: 10, 180°, Clamping yoke connection, Clamping range, max. : 3.32 mm², Box
28176 | 1282660000 | BLA 11 SN OR | PCB plug-in connector, female plug, 5.08 mm, Number of poles: 11, 180°, Clamping yoke connection, Clamping range, max. : 3.32 mm², Box
28177 | 1282710000 | BLA 12 SN SW | PCB plug-in connector, female plug, 5.08 mm, Number of poles: 12, 180°, Clamping yoke connection, Clamping range, max. : 3.32 mm², Box
28178 | 1282760000 | BLA 12 SN OR | PCB plug-in connector, female plug, 5.08 mm, Number of poles: 12, 180°, Clamping yoke connection, Clamping range, max. : 3.32 mm², Box
28179 | 1282860000 | BLA 13 SN OR | PCB plug-in connector, female plug, 5.08 mm, Number of poles: 13, 180°, Clamping yoke connection, Clamping range, max. : 3.32 mm², Box
28180 | 1282910000 | BLA 14 SN SW | PCB plug-in connector, female plug, 5.08 mm, Number of poles: 14, 180°, Clamping yoke connection, Clamping range, max. : 3.32 mm², Box
28181 | 1282960000 | BLA 14 SN OR | PCB plug-in connector, female plug, 5.08 mm, Number of poles: 14, 180°, Clamping yoke connection, Clamping range, max. : 3.32 mm², Box
28182 | 1283060000 | BLA 15 SN OR | PCB plug-in connector, female plug, 5.08 mm, Number of poles: 15, 180°, Clamping yoke connection, Clamping range, max. : 3.32 mm², Box
28183 | 1283110000 | BLA 16 SN SW | PCB plug-in connector, female plug, 5.08 mm, Number of poles: 16, 180°, Clamping yoke connection, Clamping range, max. : 3.32 mm², Box
28184 | 1283160000 | BLA 16 SN OR | PCB plug-in connector, female plug, 5.08 mm, Number of poles: 16, 180°, Clamping yoke connection, Clamping range, max. : 3.32 mm², Box
28185 | 1283260000 | BLA 17 SN OR | PCB plug-in connector, female plug, 5.08 mm, Number of poles: 17, 180°, Clamping yoke connection, Clamping range, max. : 3.32 mm², Box
28186 | 1283360000 | BLA 18 SN OR | PCB plug-in connector, female plug, 5.08 mm, Number of poles: 18, 180°, Clamping yoke connection, Clamping range, max. : 3.32 mm², Box
28187 | 1283460000 | BLA 19 SN OR | PCB plug-in connector, female plug, 5.08 mm, Number of poles: 19, 180°, Clamping yoke connection, Clamping range, max. : 3.32 mm², Box
28188 | 1283560000 | BLA 20 SN OR | PCB plug-in connector, female plug, 5.08 mm, Number of poles: 20, 180°, Clamping yoke connection, Clamping range, max. : 3.32 mm², Box
28189 | 1283660000 | BLA 21 SN OR | PCB plug-in connector, female plug, 5.08 mm, Number of poles: 21, 180°, Clamping yoke connection, Clamping range, max. : 3.32 mm², Box
28190 | 1314260000 | BLA 22 SN OR | PCB plug-in connector, female plug, 5.08 mm, Number of poles: 22, 180°, Clamping yoke connection, Clamping range, max. : 3.32 mm², Box
28191 | 1314460000 | BLA 24 SN OR | PCB plug-in connector, female plug, 5.08 mm, Number of poles: 24, 180°, Clamping yoke connection, Clamping range, max. : 3.32 mm², Box
28192 | 1320060000 | SLAD 04/90 3.2SN OR | PCB plug-in connector, male header, open side, THT solder connection, 5.08 mm, Number of poles: 4, 90°, Solder pin length (l): 3.2 mm, tinned, orange, Box
28193 | 1320160000 | SLAD 06/90 3.2SN OR | PCB plug-in connector, male header, open side, THT solder connection, 5.08 mm, Number of poles: 6, 90°, Solder pin length (l): 3.2 mm, tinned, orange, Box
28194 | 1320760000 | SLAD 06/90B 3.2SN OR | PCB plug-in connector, male header, Dovetails for fixing blocks, THT solder connection, 5.08 mm, Number of poles: 6, 90°, Solder pin length (l): 3.2 mm, tinned, orange, Box
28195 | 1320860000 | SLAD 4/180 3.2SN OR | PCB plug-in connector, male header, open side, THT solder connection, 5.08 mm, Number of poles: 4, 180°, Solder pin length (l): 3.2 mm, tinned, orange, Box
28196 | 1320960000 | SLAD 6/180 3.2SN OR | PCB plug-in connector, male header, open side, THT solder connection, 5.08 mm, Number of poles: 6, 180°, Solder pin length (l): 3.2 mm, tinned, orange, Box
28197 | 1321560000 | SLAD 6/180B 3.2SN OR | PCB plug-in connector, male header, Dovetails for fixing blocks, THT solder connection, 5.08 mm, Number of poles: 6, 180°, Solder pin length (l): 3.2 mm, tinned, orange, Box
28198 | 1321760000 | SLAD 06/90 4.5SN OR | PCB plug-in connector, male header, open side, THT solder connection, 5.08 mm, Number of poles: 6, 90°, Solder pin length (l): 4.5 mm, tinned, orange, Box
28199 | 1324460000 | RF 180 OR 1665 | Electronics housings orange, Clip-in foot, Width: 17.55 mm
28200 | 1356060000 | BLA 2B SN OR | PCB plug-in connector, female plug, 5.08 mm, Number of poles: 2, 180°, Clamping yoke connection, Clamping range, max. : 3.32 mm², Box
28201 | 1356160000 | BLA 3B SN OR | PCB plug-in connector, female plug, 5.08 mm, Number of poles: 3, 180°, Clamping yoke connection, Clamping range, max. : 3.32 mm², Box
28202 | 1356260000 | BLA 4B SN OR | PCB plug-in connector, female plug, 5.08 mm, Number of poles: 4, 180°, Clamping yoke connection, Clamping range, max. : 3.32 mm², Box
28203 | 1356360000 | BLA 5B SN OR | PCB plug-in connector, female plug, 5.08 mm, Number of poles: 5, 180°, Clamping yoke connection, Clamping range, max. : 3.32 mm², Box
28204 | 1356460000 | BLA 6B SN OR | PCB plug-in connector, female plug, 5.08 mm, Number of poles: 6, 180°, Clamping yoke connection, Clamping range, max. : 3.32 mm², Box
28205 | 1356560000 | BLA 7B SN OR | PCB plug-in connector, female plug, 5.08 mm, Number of poles: 7, 180°, Clamping yoke connection, Clamping range, max. : 3.32 mm², Box
28206 | 1356660000 | BLA 8B SN OR | PCB plug-in connector, female plug, 5.08 mm, Number of poles: 8, 180°, Clamping yoke connection, Clamping range, max. : 3.32 mm², Box
28207 | 1356760000 | BLA 9B SN OR | PCB plug-in connector, female plug, 5.08 mm, Number of poles: 9, 180°, Clamping yoke connection, Clamping range, max. : 3.32 mm², Box
28208 | 1356860000 | BLA 10B SN OR | PCB plug-in connector, female plug, 5.08 mm, Number of poles: 10, 180°, Clamping yoke connection, Clamping range, max. : 3.32 mm², Box
28209 | 1356960000 | BLA 11B SN OR | PCB plug-in connector, female plug, 5.08 mm, Number of poles: 11, 180°, Clamping yoke connection, Clamping range, max. : 3.32 mm², Box
28210 | 1357060000 | BLA 12B SN OR | PCB plug-in connector, female plug, 5.08 mm, Number of poles: 12, 180°, Clamping yoke connection, Clamping range, max. : 3.32 mm², Box
28211 | 1357160000 | BLA 13B SN OR | PCB plug-in connector, female plug, 5.08 mm, Number of poles: 13, 180°, Clamping yoke connection, Clamping range, max. : 3.32 mm², Box
28212 | 1357260000 | BLA 14B SN OR | PCB plug-in connector, female plug, 5.08 mm, Number of poles: 14, 180°, Clamping yoke connection, Clamping range, max. : 3.32 mm², Box
28213 | 1357360000 | BLA 15B SN OR | PCB plug-in connector, female plug, 5.08 mm, Number of poles: 15, 180°, Clamping yoke connection, Clamping range, max. : 3.32 mm², Box
28214 | 1357460000 | BLA 16B SN OR | PCB plug-in connector, female plug, 5.08 mm, Number of poles: 16, 180°, Clamping yoke connection, Clamping range, max. : 3.32 mm², Box
28215 | 1357560000 | BLA 17B SN OR | PCB plug-in connector, female plug, 5.08 mm, Number of poles: 17, 180°, Clamping yoke connection, Clamping range, max. : 3.32 mm², Box
28216 | 1357660000 | BLA 18B SN OR | PCB plug-in connector, female plug, 5.08 mm, Number of poles: 18, 180°, Clamping yoke connection, Clamping range, max. : 3.32 mm², Box
28217 | 1357760000 | BLA 19B SN OR | PCB plug-in connector, female plug, 5.08 mm, Number of poles: 19, 180°, Clamping yoke connection, Clamping range, max. : 3.32 mm², Box
28218 | 1357860000 | BLA 20B SN OR | PCB plug-in connector, female plug, 5.08 mm, Number of poles: 20, 180°, Clamping yoke connection, Clamping range, max. : 3.32 mm², Box
28219 | 1357960000 | BLA 21B SN OR | PCB plug-in connector, female plug, 5.08 mm, Number of poles: 21, 180°, Clamping yoke connection, Clamping range, max. : 3.32 mm², Box
28220 | 1358060000 | BLA 22B SN OR | PCB plug-in connector, female plug, 5.08 mm, Number of poles: 22, 180°, Clamping yoke connection, Clamping range, max. : 3.32 mm², Box
28221 | 1358160000 | BLA 23B SN OR | PCB plug-in connector, female plug, 5.08 mm, Number of poles: 23, 180°, Clamping yoke connection, Clamping range, max. : 3.32 mm², Box
28222 | 1358260000 | BLA 24B SN OR | PCB plug-in connector, female plug, 5.08 mm, Number of poles: 24, 180°, Clamping yoke connection, Clamping range, max. : 3.32 mm², Box
28223 | 1372460000 | SLAD 08/90 3.2SN OR | PCB plug-in connector, male header, open side, THT solder connection, 5.08 mm, Number of poles: 8, 90°, Solder pin length (l): 3.2 mm, tinned, orange, Box
28224 | 1372560000 | SLAD 10/90 3.2SN OR | PCB plug-in connector, male header, open side, THT solder connection, 5.08 mm, Number of poles: 10, 90°, Solder pin length (l): 3.2 mm, tinned, orange, Box
28225 | 1372660000 | SLAD 12/06/90 3.2SN OR | PCB plug-in connector, male header, open side, THT solder connection, 5.08 mm, Number of poles: 12, 90°, Solder pin length (l): 3.2 mm, tinned, orange, Box
28226 | 1372860000 | SLAD 16/90 3.2SN OR | PCB plug-in connector, male header, open side, THT solder connection, 5.08 mm, Number of poles: 16, 90°, Solder pin length (l): 3.2 mm, tinned, orange, Box
28227 | 1372960000 | SLAD 18/90 3.2SN OR | PCB plug-in connector, male header, open side, THT solder connection, 5.08 mm, Number of poles: 18, 90°, Solder pin length (l): 3.2 mm, tinned, orange, Box
28228 | 1373060000 | SLAD 20/90 3.2SN OR | PCB plug-in connector, male header, open side, THT solder connection, 5.08 mm, Number of poles: 20, 90°, Solder pin length (l): 3.2 mm, tinned, orange, Box
28229 | 1373160000 | SLAD 22/90 3.2SN OR | PCB plug-in connector, male header, open side, THT solder connection, 5.08 mm, Number of poles: 22, 90°, Solder pin length (l): 3.2 mm, tinned, orange, Box
28230 | 1373260000 | SLAD 24/06/90 3.2SN OR | PCB plug-in connector, male header, open side, THT solder connection, 5.08 mm, Number of poles: 24, 90°, Solder pin length (l): 3.2 mm, tinned, orange, Box
28231 | 1373460000 | SLAD 28/90 3.2SN OR | PCB plug-in connector, male header, open side, THT solder connection, 5.08 mm, Number of poles: 28, 90°, Solder pin length (l): 3.2 mm, tinned, orange, Box
28232 | 1373560000 | SLAD 30/90 3.2SN OR | PCB plug-in connector, male header, open side, THT solder connection, 5.08 mm, Number of poles: 30, 90°, Solder pin length (l): 3.2 mm, tinned, orange, Box
28233 | 1373660000 | SLAD 32/90 3.2SN OR | PCB plug-in connector, male header, open side, THT solder connection, 5.08 mm, Number of poles: 32, 90°, Solder pin length (l): 3.2 mm, tinned, orange, Box
28234 | 1373760000 | SLAD 34/90 3.2SN OR | PCB plug-in connector, male header, open side, THT solder connection, 5.08 mm, Number of poles: 34, 90°, Solder pin length (l): 3.2 mm, tinned, orange, Box
28235 | 1373860000 | SLAD 36/06/90 3.2SN OR | PCB plug-in connector, male header, open side, THT solder connection, 5.08 mm, Number of poles: 36, 90°, Solder pin length (l): 3.2 mm, tinned, orange, Box
28236 | 1374060000 | SLAD 40/90 3.2SN OR | PCB plug-in connector, male header, open side, THT solder connection, 5.08 mm, Number of poles: 40, 90°, Solder pin length (l): 3.2 mm, tinned, orange, Box
28237 | 1374160000 | SLAD 42/90 3.2SN OR | PCB plug-in connector, male header, open side, THT solder connection, 5.08 mm, Number of poles: 42, 90°, Solder pin length (l): 3.2 mm, tinned, orange, Box
28238 | 1374260000 | SLAD 44/90 3.2SN OR | PCB plug-in connector, male header, open side, THT solder connection, 5.08 mm, Number of poles: 44, 90°, Solder pin length (l): 3.2 mm, tinned, orange, Box
28239 | 1374560000 | SLAD 8/180 3.2SN OR | PCB plug-in connector, male header, open side, THT solder connection, 5.08 mm, Number of poles: 8, 180°, Solder pin length (l): 3.2 mm, tinned, orange, Box
28240 | 1374660000 | SLAD 10/180 3.2SN OR | PCB plug-in connector, male header, open side, THT solder connection, 5.08 mm, Number of poles: 10, 180°, Solder pin length (l): 3.2 mm, tinned, orange, Box
28241 | 1374860000 | SLAD 14/180 3.2SN OR | PCB plug-in connector, male header, open side, THT solder connection, 5.08 mm, Number of poles: 14, 180°, Solder pin length (l): 3.2 mm, tinned, orange, Box
28242 | 1374960000 | SLAD 16/180 3.2SN OR | PCB plug-in connector, male header, open side, THT solder connection, 5.08 mm, Number of poles: 16, 180°, Solder pin length (l): 3.2 mm, tinned, orange, Box
28243 | 1375160000 | SLAD 20/180 3.2SN OR | PCB plug-in connector, male header, open side, THT solder connection, 5.08 mm, Number of poles: 20, 180°, Solder pin length (l): 3.2 mm, tinned, orange, Box
28244 | 1375360000 | SLAD 24/6/180 3.2SN OR | PCB plug-in connector, male header, open side, THT solder connection, 5.08 mm, Number of poles: 24, 180°, Solder pin length (l): 3.2 mm, tinned, orange, Box
28245 | 1375760000 | SLAD 32/180 3.2SN OR | PCB plug-in connector, male header, open side, THT solder connection, 5.08 mm, Number of poles: 32, 180°, Solder pin length (l): 3.2 mm, tinned, orange, Box
28246 | 1376060000 | SLAD 38/180 3.2SN OR | PCB plug-in connector, male header, open side, THT solder connection, 5.08 mm, Number of poles: 38, 180°, Solder pin length (l): 3.2 mm, tinned, orange, Box
28247 | 1383560000 | SLAD 10/180 4.5SN OR | PCB plug-in connector, male header, open side, THT solder connection, 5.08 mm, Number of poles: 10, 180°, Solder pin length (l): 4.5 mm, tinned, orange, Box
28248 | 1384660000 | SLAD 32/180 4.5SN OR | PCB plug-in connector, male header, open side, THT solder connection, 5.08 mm, Number of poles: 32, 180°, Solder pin length (l): 4.5 mm, tinned, orange, Box
28249 | 1386160000 | SLAD 20/90 4.5SN OR | PCB plug-in connector, male header, open side, THT solder connection, 5.08 mm, Number of poles: 20, 90°, Solder pin length (l): 4.5 mm, tinned, orange, Box
28250 | 1386360000 | SLAD 24/06/90 4.5SN OR | PCB plug-in connector, male header, open side, THT solder connection, 5.08 mm, Number of poles: 24, 90°, Solder pin length (l): 4.5 mm, tinned, orange, Box
28251 | 1386760000 | SLAD 32/90 4.5SN OR | PCB plug-in connector, male header, open side, THT solder connection, 5.08 mm, Number of poles: 32, 90°, Solder pin length (l): 4.5 mm, tinned, orange, Box
28252 | 1388560000 | SLAD 08/90B 3.2SN OR | PCB plug-in connector, male header, Dovetails for fixing blocks, THT solder connection, 5.08 mm, Number of poles: 8, 90°, Solder pin length (l): 3.2 mm, tinned, orange, Box
28253 | 1388960000 | SLAD 16/90B 3.2SN OR | PCB plug-in connector, male header, Dovetails for fixing blocks, THT solder connection, 5.08 mm, Number of poles: 16, 90°, Solder pin length (l): 3.2 mm, tinned, orange, Box
28254 | 1389060000 | SLAD 18/90B 3.2SN OR | PCB plug-in connector, male header, Dovetails for fixing blocks, THT solder connection, 5.08 mm, Number of poles: 18, 90°, Solder pin length (l): 3.2 mm, tinned, orange, Box
28255 | 1389160000 | SLAD 20/90B 3.2SN OR | PCB plug-in connector, male header, Dovetails for fixing blocks, THT solder connection, 5.08 mm, Number of poles: 20, 90°, Solder pin length (l): 3.2 mm, tinned, orange, Box
28256 | 1390760000 | SLAD 28/90B 3.2SN OR | PCB plug-in connector, male header, Dovetails for fixing blocks, THT solder connection, 5.08 mm, Number of poles: 28, 90°, Solder pin length (l): 3.2 mm, tinned, orange, Box
28257 | 1390860000 | SLAD 30/90B 3.2SN OR | PCB plug-in connector, male header, Dovetails for fixing blocks, THT solder connection, 5.08 mm, Number of poles: 30, 90°, Solder pin length (l): 3.2 mm, tinned, orange, Box
28258 | 1390960000 | SLAD 32/90B 3.2SN OR | PCB plug-in connector, male header, Dovetails for fixing blocks, THT solder connection, 5.08 mm, Number of poles: 32, 90°, Solder pin length (l): 3.2 mm, tinned, orange, Box
28259 | 1391760000 | SLAD 48/06/90B 3.2SN OR | PCB plug-in connector, male header, Dovetails for fixing blocks, THT solder connection, 5.08 mm, Number of poles: 48, 90°, Solder pin length (l): 3.2 mm, tinned, orange, Box
28260 | 1392760000 | SLAD 8/180B 3.2SN OR | PCB plug-in connector, male header, Dovetails for fixing blocks, THT solder connection, 5.08 mm, Number of poles: 8, 180°, Solder pin length (l): 3.2 mm, tinned, orange, Box
28261 | 1393360000 | SLAD 20/180B 3.2SN OR | PCB plug-in connector, male header, Dovetails for fixing blocks, THT solder connection, 5.08 mm, Number of poles: 20, 180°, Solder pin length (l): 3.2 mm, tinned, orange, Box
28262 | 1401760000 | TOP4GS2/90 6.35 OR | Printed circuit board terminals, 6.35 mm, Number of poles: 2, 90°, Solder pin length (l): 3.5 mm, tinned, orange, TOP connection, Clamping range, max. : 6 mm², Box
28263 | 1430760000 | ADP 4/1000 | SAK Series, Cover profile, Transparent, 1000 mm
28264 | 1444160000 | BLAC 5BR OR | PCB plug-in connector, female plug, 5.08 mm, Number of poles: 5, 180°, Crimp connection, Clamping range, max. : 2.5 mm², Box
28265 | 1477960000 | BLAC 3R OR | PCB plug-in connector, female plug, 5.08 mm, Number of poles: 3, 180°, Crimp connection, Clamping range, max. : 2.5 mm², Box
28266 | 1478060000 | BLAC 4R OR | PCB plug-in connector, female plug, 5.08 mm, Number of poles: 4, 180°, Crimp connection, Clamping range, max. : 2.5 mm², Box
28267 | 1478160000 | BLAC 6R OR | PCB plug-in connector, female plug, 5.08 mm, Number of poles: 6, 180°, Crimp connection, Clamping range, max. : 2.5 mm², Box
28268 | 1478260000 | BLAC 8R OR | PCB plug-in connector, female plug, 5.08 mm, Number of poles: 8, 180°, Crimp connection, Clamping range, max. : 2.5 mm², Box
28269 | 1478360000 | BLAC 10R OR | PCB plug-in connector, female plug, 5.08 mm, Number of poles: 10, 180°, Crimp connection, Clamping range, max. : 2.5 mm², Box
28270 | 1478460000 | BLAC 12R OR | PCB plug-in connector, female plug, 5.08 mm, Number of poles: 12, 180°, Crimp connection, Clamping range, max. : 2.5 mm², Box
28271 | 1478560000 | BLAC 16R OR | PCB plug-in connector, female plug, 5.08 mm, Number of poles: 16, 180°, Crimp connection, Clamping range, max. : 2.5 mm², Box
28272 | 1478860000 | BLAC 3BR OR | PCB plug-in connector, female plug, 5.08 mm, Number of poles: 3, 180°, Crimp connection, Clamping range, max. : 2.5 mm², Box
28273 | 1478960000 | BLAC 4BR OR | PCB plug-in connector, female plug, 5.08 mm, Number of poles: 4, 180°, Crimp connection, Clamping range, max. : 2.5 mm², Box
28274 | 1479060000 | BLAC 6BR OR | PCB plug-in connector, female plug, 5.08 mm, Number of poles: 6, 180°, Crimp connection, Clamping range, max. : 2.5 mm², Box
28275 | 1479160000 | BLAC 8BR OR | PCB plug-in connector, female plug, 5.08 mm, Number of poles: 8, 180°, Crimp connection, Clamping range, max. : 2.5 mm², Box
28276 | 1479260000 | BLAC 10BR OR | PCB plug-in connector, female plug, 5.08 mm, Number of poles: 10, 180°, Crimp connection, Clamping range, max. : 2.5 mm², Box
28277 | 1479360000 | BLAC 12BR OR | PCB plug-in connector, female plug, 5.08 mm, Number of poles: 12, 180°, Crimp connection, Clamping range, max. : 2.5 mm², Box
28278 | 1479460000 | BLAC 16BR OR | PCB plug-in connector, female plug, 5.08 mm, Number of poles: 16, 180°, Crimp connection, Clamping range, max. : 2.5 mm², Box
28279 | 1484260000 | BLAT 2 SN OR | PCB plug-in connector, female plug, 5.08 mm, Number of poles: 2, 180°, TOP connection, Clamping range, max. : 2.5 mm², Box
28280 | 1484360000 | BLAT 3 SN OR | PCB plug-in connector, female plug, 5.08 mm, Number of poles: 3, 180°, TOP connection, Clamping range, max. : 2.5 mm², Box
28281 | 1484460000 | BLAT 4 SN OR | PCB plug-in connector, female plug, 5.08 mm, Number of poles: 4, 180°, TOP connection, Clamping range, max. : 2.5 mm², Box
28282 | 1484560000 | BLAT 5 SN OR | PCB plug-in connector, female plug, 5.08 mm, Number of poles: 5, 180°, TOP connection, Clamping range, max. : 2.5 mm², Box
28283 | 1484660000 | BLAT 6 SN OR | PCB plug-in connector, female plug, 5.08 mm, Number of poles: 6, 180°, TOP connection, Clamping range, max. : 2.5 mm², Box
28284 | 1484760000 | BLAT 7 SN OR | PCB plug-in connector, female plug, 5.08 mm, Number of poles: 7, 180°, TOP connection, Clamping range, max. : 2.5 mm², Box
28285 | 1484860000 | BLAT 8 SN OR | PCB plug-in connector, female plug, 5.08 mm, Number of poles: 8, 180°, TOP connection, Clamping range, max. : 2.5 mm², Box
28286 | 1484960000 | BLAT 9 SN OR | PCB plug-in connector, female plug, 5.08 mm, Number of poles: 9, 180°, TOP connection, Clamping range, max. : 2.5 mm², Box
28287 | 1485060000 | BLAT 10 SN OR | PCB plug-in connector, female plug, 5.08 mm, Number of poles: 10, 180°, TOP connection, Clamping range, max. : 2.5 mm², Box
28288 | 1485260000 | BLAT 12 SN OR | PCB plug-in connector, female plug, 5.08 mm, Number of poles: 12, 180°, TOP connection, Clamping range, max. : 2.5 mm², Box
28289 | 1485460000 | BLAT 14 SN OR | PCB plug-in connector, female plug, 5.08 mm, Number of poles: 14, 180°, TOP connection, Clamping range, max. : 2.5 mm², Box
28290 | 1485560000 | BLAT 15 SN OR | PCB plug-in connector, female plug, 5.08 mm, Number of poles: 15, 180°, TOP connection, Clamping range, max. : 2.5 mm², Box
28291 | 1485760000 | BLAT 17 SN OR | PCB plug-in connector, female plug, 5.08 mm, Number of poles: 17, 180°, TOP connection, Clamping range, max. : 2.5 mm², Box
28292 | 1485860000 | BLAT 18 SN OR | PCB plug-in connector, female plug, 5.08 mm, Number of poles: 18, 180°, TOP connection, Clamping range, max. : 2.5 mm², Box
28293 | 1486560000 | BLAT 2B SN OR | PCB plug-in connector, female plug, 5.08 mm, Number of poles: 2, 180°, TOP connection, Clamping range, max. : 2.5 mm², Box
28294 | 1486660000 | BLAT 3B SN OR | PCB plug-in connector, female plug, 5.08 mm, Number of poles: 3, 180°, TOP connection, Clamping range, max. : 2.5 mm², Box
28295 | 1486760000 | BLAT 4B SN OR | PCB plug-in connector, female plug, 5.08 mm, Number of poles: 4, 180°, TOP connection, Clamping range, max. : 2.5 mm², Box
28296 | 1487160000 | BLAT 8B SN OR | PCB plug-in connector, female plug, 5.08 mm, Number of poles: 8, 180°, TOP connection, Clamping range, max. : 2.5 mm², Box
28297 | 1487260000 | BLAT 9B SN OR | PCB plug-in connector, female plug, 5.08 mm, Number of poles: 9, 180°, TOP connection, Clamping range, max. : 2.5 mm², Box
28298 | 1487360000 | BLAT 10B SN OR | PCB plug-in connector, female plug, 5.08 mm, Number of poles: 10, 180°, TOP connection, Clamping range, max. : 2.5 mm², Box
28299 | 1487560000 | BLAT 12B SN OR | PCB plug-in connector, female plug, 5.08 mm, Number of poles: 12, 180°, TOP connection, Clamping range, max. : 2.5 mm², Box
28300 | 1487960000 | BLAT 16B SN OR | PCB plug-in connector, female plug, 5.08 mm, Number of poles: 16, 180°, TOP connection, Clamping range, max. : 2.5 mm², Box
28301 | 1488760000 | BLAT 24B SN OR | PCB plug-in connector, female plug, 5.08 mm, Number of poles: 24, 180°, TOP connection, Clamping range, max. : 2.5 mm², Box
28302 | 1494560000 | TOP4GS6/180 7.62 OR | Printed circuit board terminals, 7.62 mm, Number of poles: 6, 180°, Solder pin length (l): 3.5 mm, tinned, orange, TOP connection, Clamping range, max. : 6 mm², Box
28303 | 1571700000 | TOP4GS9/180 7.62 OR | Printed circuit board terminals, 7.62 mm, Number of poles: 9, 180°, Solder pin length (l): 3.5 mm, tinned, orange, TOP connection, Clamping range, max. : 6 mm², Box
28304 | 1577410000 | BLAC 11BR OR | PCB plug-in connector, female plug, 5.08 mm, Number of poles: 11, 180°, Crimp connection, Clamping range, max. : 2.5 mm², Box
28305 | 1577420000 | BLAC 9BR OR | PCB plug-in connector, female plug, 5.08 mm, Number of poles: 9, 180°, Crimp connection, Clamping range, max. : 2.5 mm², Box
28306 | 1577430000 | BLAC 7BR OR | PCB plug-in connector, female plug, 5.08 mm, Number of poles: 7, 180°, Crimp connection, Clamping range, max. : 2.5 mm², Box
28307 | 1577480000 | BLAC 5R OR | PCB plug-in connector, female plug, 5.08 mm, Number of poles: 5, 180°, Crimp connection, Clamping range, max. : 2.5 mm², Box
28308 | 1577490000 | BLAC 7R OR | PCB plug-in connector, female plug, 5.08 mm, Number of poles: 7, 180°, Crimp connection, Clamping range, max. : 2.5 mm², Box
28309 | 1577500000 | BLAC 9R OR | PCB plug-in connector, female plug, 5.08 mm, Number of poles: 9, 180°, Crimp connection, Clamping range, max. : 2.5 mm², Box
28310 | 1578220000 | BLAC 2R OR | PCB plug-in connector, female plug, 5.08 mm, Number of poles: 2, 180°, Crimp connection, Clamping range, max. : 2.5 mm², Box
28311 | 1578230000 | BLAC 2BR OR | PCB plug-in connector, female plug, 5.08 mm, Number of poles: 2, 180°, Crimp connection, Clamping range, max. : 2.5 mm², Box
28312 | 1594160000 | BLAC 14R OR | PCB plug-in connector, female plug, 5.08 mm, Number of poles: 14, 180°, Crimp connection, Clamping range, max. : 2.5 mm², Box
28313 | 1601120000 | BLAC 13R OR | PCB plug-in connector, female plug, 5.08 mm, Number of poles: 13, 180°, Crimp connection, Clamping range, max. : 2.5 mm², Box
28314 | 1647300000 | TOP4GS7/90 7.62 OR | Printed circuit board terminals, 7.62 mm, Number of poles: 7, 90°, Solder pin length (l): 3.5 mm, tinned, orange, TOP connection, Clamping range, max. : 6 mm², Box
28315 | 1650300000 | TOP4GS3/90 6.35 OR | Printed circuit board terminals, 6.35 mm, Number of poles: 3, 90°, Solder pin length (l): 3.5 mm, tinned, orange, TOP connection, Clamping range, max. : 6 mm², Box
28316 | 1667910000 | TOP4GS8/90 6.35 OR | Printed circuit board terminals, 6.35 mm, Number of poles: 8, 90°, Solder pin length (l): 3.5 mm, tinned, orange, TOP connection, Clamping range, max. : 6 mm², Box
28317 | 1686110000 | TABPACK 14X9 | Device markers, Device markers, 9 x 14 mm, yellow
28318 | 1686120000 | TABPACK 15X6 | Device markers, Device markers, 6 x 15 mm, yellow
28319 | 1686130000 | TABPACK 19X11 M. RAND | Device markers, Device markers, 11 x 19 mm, yellow
28320 | 1686140000 | TABPACK 21X8 | Device markers, Device markers, 8 x 21 mm, yellow
28321 | 1686150000 | TABPACK 38X11 M. RAND | Device markers, Device markers, 11 x 38 mm, yellow
28322 | 1698740000 | TOP4GS5/90 7.62 OR | Printed circuit board terminals, 7.62 mm, Number of poles: 5, 90°, Solder pin length (l): 3.5 mm, tinned, orange, TOP connection, Clamping range, max. : 6 mm², Box
28323 | 1714610000 | TOP4GS4/90 7.62 GR | Printed circuit board terminals, 7.62 mm, Number of poles: 4, 90°, Solder pin length (l): 3.5 mm, tinned, Pebble grey, TOP connection, Clamping range, max. : 6 mm², Box
28324 | 1714620000 | TOP4GS3/90 7.62 GR | Printed circuit board terminals, 7.62 mm, Number of poles: 3, 90°, Solder pin length (l): 3.5 mm, tinned, Pebble grey, TOP connection, Clamping range, max. : 6 mm², Box
28325 | 1725410000 | BLA 4 SN GN | PCB plug-in connector, female plug, 5.08 mm, Number of poles: 4, 180°, Clamping yoke connection, Clamping range, max. : 3.32 mm², Box
28326 | 1739740000 | TOP4GS4/90 6.35 GR | Printed circuit board terminals, 6.35 mm, Number of poles: 4, 90°, Solder pin length (l): 3.5 mm, tinned, Pebble grey, TOP connection, Clamping range, max. : 6 mm², Box
28327 | 1741100000 | SYMBOL-P. 50X50X50 B/DR | Device markers, Device markers, 50 x 50 mm, yellow
28328 | 1741110000 | SYMBOL-P. 75X75X75 B/DR | Device markers, Device markers, 75 x 75 mm, yellow
28329 | 1749170000 | TOP4GS12/180 7.62 OR | Printed circuit board terminals, 7.62 mm, Number of poles: 12, 180°, Solder pin length (l): 3.5 mm, tinned, orange, TOP connection, Clamping range, max. : 6 mm², Box
28330 | 1759860000 | TOP4GS11/90 7.62 OR | Printed circuit board terminals, 7.62 mm, Number of poles: 11, 90°, Solder pin length (l): 3.5 mm, tinned, orange, TOP connection, Clamping range, max. : 6 mm², Box
28331 | 1762960001 | THM MT30X 101/74 SI | THM, Device markers, 74 x 101 mm, silver
28332 | 1770090000 | THM MT30X 26.5/17.5 SI | THM, Device markers, 17.5 x 26.5 mm, silver
28333 | 1773400000 | RF 180 GR | Electronics housings grey, Clip-in foot, Width: 17.55 mm
28334 | 1774340000 | THM WO 25/76 GE | THM, Conductor and cable markers, 4.8 - 19.4 mm, 25 x 76 mm, yellow
28335 | 1774350000 | THM WO 25/76 WS | THM, Conductor and cable markers, 4.8 - 19.4 mm, 25 x 76 mm, white
28336 | 1774380000 | THM WO 17.8/34 WS | THM, Conductor and cable markers, 4.4 - 6.7 mm, 17.8 x 33.9 mm, white
28337 | 1774400000 | THM WO 33.5/93.1 WS | THM, Conductor and cable markers, 8 - 21.7 mm, 33.5 x 93.1 mm, white
28338 | 1774410000 | THM WO 33.5/93.1 GE | THM, Conductor and cable markers, 8 - 21.7 mm, 33.5 x 93.1 mm, yellow
28339 | 1778170000 | THM MT30X 101/150 SI/G | THM, Device markers, 150 x 101 mm, silver
28340 | 1780910000 | WTW WF8 2300 | Bolt-type screw terminals, Partition plate, grey, 2 mm
28341 | 1780920000 | WTW WF10/WF12 2300 | Bolt-type screw terminals, Partition plate, grey, 2 mm
28342 | 1780930000 | ADP WF6/WF8 | Bolt-type screw terminals, Cover profile, Transparent, 1000 mm
28343 | 1780940000 | ADP WF10/WF12 | Bolt-type screw terminals, Cover profile, Transparent, 1000 mm
28344 | 1781230000 | WTW WF6 2300 | Bolt-type screw terminals, Partition plate, grey, 2 mm
28345 | 1781240000 | WTW WF6-WF12 | Bolt-type screw terminals, Partition plate, dark beige, 2.5 mm
28346 | 1784390000 | SAK 16/EN BL | SAK Series, Feed-through terminal, Rated cross-section: 16 mm², Screw connection
28347 | 1784410000 | SAK 10/EN BL | SAK Series, Feed-through terminal, Rated cross-section: 10 mm², Screw connection, Direct mounting
28348 | 1786030000 | TOP4GS4/90 6.35 OR | Printed circuit board terminals, 6.35 mm, Number of poles: 4, 90°, Solder pin length (l): 3.5 mm, tinned, orange, TOP connection, Clamping range, max. : 6 mm², Box
28349 | 1786040000 | TOP4GS5/90 6.35 OR | Printed circuit board terminals, 6.35 mm, Number of poles: 5, 90°, Solder pin length (l): 3.5 mm, tinned, orange, TOP connection, Clamping range, max. : 6 mm², Box
28350 | 1786050000 | TOP4GS6/90 6.35 OR | Printed circuit board terminals, 6.35 mm, Number of poles: 6, 90°, Solder pin length (l): 3.5 mm, tinned, orange, TOP connection, Clamping range, max. : 6 mm², Box
28351 | 1786060000 | TOP4GS7/90 6.35 OR | Printed circuit board terminals, 6.35 mm, Number of poles: 7, 90°, Solder pin length (l): 3.5 mm, tinned, orange, TOP connection, Clamping range, max. : 6 mm², Box
28352 | 1786070000 | TOP4GS9/90 6.35 OR | Printed circuit board terminals, 6.35 mm, Number of poles: 9, 90°, Solder pin length (l): 3.5 mm, tinned, orange, TOP connection, Clamping range, max. : 6 mm², Box
28353 | 1786080000 | TOP4GS10/90 6.35 OR | Printed circuit board terminals, 6.35 mm, Number of poles: 10, 90°, Solder pin length (l): 3.5 mm, tinned, orange, TOP connection, Clamping range, max. : 6 mm², Box
28354 | 1786090000 | TOP4GS11/90 6.35 OR | Printed circuit board terminals, 6.35 mm, Number of poles: 11, 90°, Solder pin length (l): 3.5 mm, tinned, orange, TOP connection, Clamping range, max. : 6 mm², Box
28355 | 1786100000 | TOP4GS12/90 6.35 OR | Printed circuit board terminals, 6.35 mm, Number of poles: 12, 90°, Solder pin length (l): 3.5 mm, tinned, orange, TOP connection, Clamping range, max. : 6 mm², Box
28356 | 1786110000 | TOP4GS2/90 6.35 SW | Printed circuit board terminals, 6.35 mm, Number of poles: 2, 90°, Solder pin length (l): 3.5 mm, tinned, black, TOP connection, Clamping range, max. : 6 mm², Box
28357 | 1786120000 | TOP4GS6/90 6.35 SW | Printed circuit board terminals, 6.35 mm, Number of poles: 6, 90°, Solder pin length (l): 3.5 mm, tinned, black, TOP connection, Clamping range, max. : 6 mm², Box
28358 | 1786160000 | TOP4GS10/90 6.35 SW | Printed circuit board terminals, 6.35 mm, Number of poles: 10, 90°, Solder pin length (l): 3.5 mm, tinned, black, TOP connection, Clamping range, max. : 6 mm², Box
28359 | 1786190000 | TOP4GS2/180 6.35 OR | Printed circuit board terminals, 6.35 mm, Number of poles: 2, 180°, Solder pin length (l): 3.5 mm, tinned, orange, TOP connection, Clamping range, max. : 6 mm², Box
28360 | 1786200000 | TOP4GS3/180 6.35 OR | Printed circuit board terminals, 6.35 mm, Number of poles: 3, 180°, Solder pin length (l): 3.5 mm, tinned, orange, TOP connection, Clamping range, max. : 6 mm², Box
28361 | 1786210000 | TOP4GS4/180 6.35 OR | Printed circuit board terminals, 6.35 mm, Number of poles: 4, 180°, Solder pin length (l): 3.5 mm, tinned, orange, TOP connection, Clamping range, max. : 6 mm², Box
28362 | 1786220000 | TOP4GS5/180 6.35 OR | Printed circuit board terminals, 6.35 mm, Number of poles: 5, 180°, Solder pin length (l): 3.5 mm, tinned, orange, TOP connection, Clamping range, max. : 6 mm², Box
28363 | 1786230000 | TOP4GS6/180 6.35 OR | Printed circuit board terminals, 6.35 mm, Number of poles: 6, 180°, Solder pin length (l): 3.5 mm, tinned, orange, TOP connection, Clamping range, max. : 6 mm², Box
28364 | 1786240000 | TOP4GS7/180 6.35 OR | Printed circuit board terminals, 6.35 mm, Number of poles: 7, 180°, Solder pin length (l): 3.5 mm, tinned, orange, TOP connection, Clamping range, max. : 6 mm², Box
28365 | 1786250000 | TOP4GS8/180 6.35 OR | Printed circuit board terminals, 6.35 mm, Number of poles: 8, 180°, Solder pin length (l): 3.5 mm, tinned, orange, TOP connection, Clamping range, max. : 6 mm², Box
28366 | 1786260000 | TOP4GS9/180 6.35 OR | Printed circuit board terminals, 6.35 mm, Number of poles: 9, 180°, Solder pin length (l): 3.5 mm, tinned, orange, TOP connection, Clamping range, max. : 6 mm², Box
28367 | 1786270000 | TOP4GS10/180 6.35 OR | Printed circuit board terminals, 6.35 mm, Number of poles: 10, 180°, Solder pin length (l): 3.5 mm, tinned, orange, TOP connection, Clamping range, max. : 6 mm², Box
28368 | 1786280000 | TOP4GS11/180 6.35 OR | Printed circuit board terminals, 6.35 mm, Number of poles: 11, 180°, Solder pin length (l): 3.5 mm, tinned, orange, TOP connection, Clamping range, max. : 6 mm², Box
28369 | 1786290000 | TOP4GS12/180 6.35 OR | Printed circuit board terminals, 6.35 mm, Number of poles: 12, 180°, Solder pin length (l): 3.5 mm, tinned, orange, TOP connection, Clamping range, max. : 6 mm², Box
28370 | 1786410000 | TOP4GS6/90 7.62 OR | Printed circuit board terminals, 7.62 mm, Number of poles: 6, 90°, Solder pin length (l): 3.5 mm, tinned, orange, TOP connection, Clamping range, max. : 6 mm², Box
28371 | 1786420000 | TOP4GS8/90 7.62 OR | Printed circuit board terminals, 7.62 mm, Number of poles: 8, 90°, Solder pin length (l): 3.5 mm, tinned, orange, TOP connection, Clamping range, max. : 6 mm², Box
28372 | 1786430000 | TOP4GS9/90 7.62 OR | Printed circuit board terminals, 7.62 mm, Number of poles: 9, 90°, Solder pin length (l): 3.5 mm, tinned, orange, TOP connection, Clamping range, max. : 6 mm², Box
28373 | 1786440000 | TOP4GS10/90 7.62 OR | Printed circuit board terminals, 7.62 mm, Number of poles: 10, 90°, Solder pin length (l): 3.5 mm, tinned, orange, TOP connection, Clamping range, max. : 6 mm², Box
28374 | 1786450000 | TOP4GS12/90 7.62 OR | Printed circuit board terminals, 7.62 mm, Number of poles: 12, 90°, Solder pin length (l): 3.5 mm, tinned, orange, TOP connection, Clamping range, max. : 6 mm², Box
28375 | 1786540000 | TOP4GS5/180 7.62 OR | Printed circuit board terminals, 7.62 mm, Number of poles: 5, 180°, Solder pin length (l): 3.5 mm, tinned, orange, TOP connection, Clamping range, max. : 6 mm², Box
28376 | 1786550000 | TOP4GS7/180 7.62 OR | Printed circuit board terminals, 7.62 mm, Number of poles: 7, 180°, Solder pin length (l): 3.5 mm, tinned, orange, TOP connection, Clamping range, max. : 6 mm², Box
28377 | 1786560000 | TOP4GS8/180 7.62 OR | Printed circuit board terminals, 7.62 mm, Number of poles: 8, 180°, Solder pin length (l): 3.5 mm, tinned, orange, TOP connection, Clamping range, max. : 6 mm², Box
28378 | 1786570000 | TOP4GS10/180 7.62 OR | Printed circuit board terminals, 7.62 mm, Number of poles: 10, 180°, Solder pin length (l): 3.5 mm, tinned, orange, TOP connection, Clamping range, max. : 6 mm², Box
28379 | 1786580000 | TOP4GS11/180 7.62 OR | Printed circuit board terminals, 7.62 mm, Number of poles: 11, 180°, Solder pin length (l): 3.5 mm, tinned, orange, TOP connection, Clamping range, max. : 6 mm², Box
28380 | 1786590000 | TOP4GS2/180 7.62 SW | Printed circuit board terminals, 7.62 mm, Number of poles: 2, 180°, Solder pin length (l): 3.5 mm, tinned, black, TOP connection, Clamping range, max. : 6 mm², Box
28381 | 1813600000 | SU 10.16HP/05/90F 3.5AG BK BX | PCB plug-in connector, male header, Clip-on flange, THT solder connection, 10.16 mm, Number of poles: 5, 90°, Solder pin length (l): 3.5 mm, silver-plated, black, Box
28382 | 1813610000 | SU 10.16HP/06/90F 3.5AG BK BX | PCB plug-in connector, male header, Clip-on flange, THT solder connection, 10.16 mm, Number of poles: 6, 90°, Solder pin length (l): 3.5 mm, silver-plated, black, Box
28383 | 1813620000 | SU 10.16HP/07/90F 3.5AG BK BX | PCB plug-in connector, male header, Clip-on flange, THT solder connection, 10.16 mm, Number of poles: 7, 90°, Solder pin length (l): 3.5 mm, silver-plated, black, Box
28384 | 1813630000 | SU 10.16HP/08/90F 3.5AG BK BX | PCB plug-in connector, male header, Clip-on flange, THT solder connection, 10.16 mm, Number of poles: 8, 90°, Solder pin length (l): 3.5 mm, silver-plated, black, Box
28385 | 1813670000 | SU 10.16HP/04/180F 3.5AG BK BX | PCB plug-in connector, male header, Clip-on flange, THT solder connection, 10.16 mm, Number of poles: 4, 180°, Solder pin length (l): 3.5 mm, silver-plated, black, Box
28386 | 1813680000 | SU 10.16HP/05/180F 3.5AG BK BX | PCB plug-in connector, male header, Clip-on flange, THT solder connection, 10.16 mm, Number of poles: 5, 180°, Solder pin length (l): 3.5 mm, silver-plated, black, Box
28387 | 1813690000 | SU 10.16HP/06/180F 3.5AG BK BX | PCB plug-in connector, male header, Clip-on flange, THT solder connection, 10.16 mm, Number of poles: 6, 180°, Solder pin length (l): 3.5 mm, silver-plated, black, Box
28388 | 1813700000 | SU 10.16HP/07/180F 3.5AG BK BX | PCB plug-in connector, male header, Clip-on flange, THT solder connection, 10.16 mm, Number of poles: 7, 180°, Solder pin length (l): 3.5 mm, silver-plated, black, Box
28389 | 1813710000 | SU 10.16HP/08/180F 3.5AG BK BX | PCB plug-in connector, male header, Clip-on flange, THT solder connection, 10.16 mm, Number of poles: 8, 180°, Solder pin length (l): 3.5 mm, silver-plated, black, Box
28390 | 1813720000 | SU 10.16HP/09/180F 3.5AG BK BX | PCB plug-in connector, male header, Clip-on flange, THT solder connection, 10.16 mm, Number of poles: 9, 180°, Solder pin length (l): 3.5 mm, silver-plated, black, Box
28391 | 1813730000 | SU 10.16HP/02/270F 3.5AG BK BX | PCB plug-in connector, male header, Clip-on flange, THT solder connection, 10.16 mm, Number of poles: 2, 270°, Solder pin length (l): 3.5 mm, silver-plated, black, Box
28392 | 1813740000 | SU 10.16HP/03/270F 3.5AG BK BX | PCB plug-in connector, male header, Clip-on flange, THT solder connection, 10.16 mm, Number of poles: 3, 270°, Solder pin length (l): 3.5 mm, silver-plated, black, Box
28393 | 1813750000 | SU 10.16HP/04/270F 3.5AG BK BX | PCB plug-in connector, male header, Clip-on flange, THT solder connection, 10.16 mm, Number of poles: 4, 270°, Solder pin length (l): 3.5 mm, silver-plated, black, Box
28394 | 1813760000 | SU 10.16HP/05/270F 3.5AG BK BX | PCB plug-in connector, male header, Clip-on flange, THT solder connection, 10.16 mm, Number of poles: 5, 270°, Solder pin length (l): 3.5 mm, silver-plated, black, Box
28395 | 1813770000 | SU 10.16HP/06/270F 3.5AG BK BX | PCB plug-in connector, male header, Clip-on flange, THT solder connection, 10.16 mm, Number of poles: 6, 270°, Solder pin length (l): 3.5 mm, silver-plated, black, Box
28396 | 1813780000 | SU 10.16HP/07/270F 3.5AG BK BX | PCB plug-in connector, male header, Clip-on flange, THT solder connection, 10.16 mm, Number of poles: 7, 270°, Solder pin length (l): 3.5 mm, silver-plated, black, Box
28397 | 1813790000 | SU 10.16HP/08/270F 3.5AG BK BX | PCB plug-in connector, male header, Clip-on flange, THT solder connection, 10.16 mm, Number of poles: 8, 270°, Solder pin length (l): 3.5 mm, silver-plated, black, Box
28398 | 1813800000 | SU 10.16HP/09/270F 3.5AG BK BX | PCB plug-in connector, male header, Clip-on flange, THT solder connection, 10.16 mm, Number of poles: 9, 270°, Solder pin length (l): 3.5 mm, silver-plated, black, Box
28399 | 1836370000 | QVAR 1 | I-Series, Accessories, cover plate, dark beige, 40 mm
28400 | 1852520000 | THM MT30X 16/7 GE | THM, Device markers, 7 x 16 mm, yellow
28401 | 1852540000 | THM MT30X 57/27 SI | THM, Device markers, 27 x 57 mm, silver
28402 | 1853970000 | AP SAK4-10 GR 7042 | SAK Series, End plate, 1.5 mm, grey, Direct mounting
28403 | 1856630000 | THM WO 12/18 GE | THM, Conductor and cable markers, 1.9 - 1.9 mm, 12 x 18 mm, yellow
28404 | 1856640000 | THM WO 12/18 WS | THM, Conductor and cable markers, 1.9 - 1.9 mm, 12 x 18 mm, white
28405 | 1856650000 | THM MT30X 17/9 GE | THM, Device markers, 9 x 17 mm, yellow
28406 | 1857840000 | TW 4 SAK4-10 GR 7042 | SAK Series, Partition plate, 1.5 mm, grey
28407 | 1862350000 | THM MT30X 38.1/31.8 SI | THM, Device markers, 31.75 x 38.1 mm, silver
28408 | 1879910000 | WAP WTL6/3 | W-Series, End plate
28409 | 1882900000 | THM WO VIN 49.5/57.1 WS | THM, Conductor and cable markers, 6 - 12.1 mm, 49.53 x 57.1 mm, white
28410 | 1891770000 | THM MT30X 25.9/7.1 WS | THM, Device markers, 7.1 x 25.9 mm, white
28411 | 1934140000 | LU 10.16/02/90 4.5SN BK BX | Printed circuit board terminals, 10.16 mm, Number of poles: 2, 90°, Solder pin length (l): 4.5 mm, tinned, black, Clamping yoke connection, Clamping range, max. : 16 mm², Box
28412 | 1934190000 | THM WO 51/36 WS | THM, Conductor and cable markers, 4 - 7.6 mm, 50.8 x 36 mm, white
28413 | 1936430000 | DP VWGK 4 GY BX | OMNIMATE Power - series WGK, Feed-through terminal
28414 | 1936450000 | DP WGK 4 GY BX | OMNIMATE Power - series WGK, Feed-through terminal
28415 | 1936490000 | VWGK 4 GY BX | OMNIMATE Power - series WGK, Feed-through terminal, Rated cross-section: 4 mm², Wemid (PA), grey, Direct mounting, Feed-through (bushing)
28416 | 1936550000 | WGK 4 GY BX | OMNIMATE Power - series WGK, Feed-through terminal, Rated cross-section: 4 mm², Screw connection, Wemid (PA), grey, Direct mounting, Feed-through (bushing)
28417 | 1937140000 | WGK 95F VP/Z GY BX | OMNIMATE Power - series WGK, Feed-through terminal, Rated cross-section: 95 mm², Screw connection, Wemid (PA), grey, Direct mounting, Feed-through (bushing)
28418 | 1937380000 | WGK 95 GY BX | OMNIMATE Power - series WGK, Feed-through terminal, Rated cross-section: 95 mm², Screw connection, Wemid (PA), grey, Direct mounting, Feed-through (bushing)
28419 | 1961890000 | AP 90 GR | Electronics housings, RS 90 grey, End plate, Width: 5 mm
28420 | 1964130000 | THM MT30X 15/5.1 GE | THM, Device markers, 5.08 x 15 mm, yellow
28421 | 1965750000 | DP VWGK 6 GY BX | OMNIMATE Power - series WGK, Feed-through terminal
28422 | 1966380000 | WAP 2.5-10/0.5MM | W-Series, End plate
28423 | 1968130000 | THM MT30X 17/9 WS | THM, Device markers, 9 x 17 mm, white
28424 | 1980390000 | SL 7.62HP/04/90G 3.2SN OR BX | PCB plug-in connector, male header, closed side, THT solder connection, 7.62 mm, Number of poles: 4, 90°, Solder pin length (l): 3.2 mm, tinned, orange, Box
28425 | 1980400000 | SL 7.62HP/05/90G 3.2SN OR BX | PCB plug-in connector, male header, closed side, THT solder connection, 7.62 mm, Number of poles: 5, 90°, Solder pin length (l): 3.2 mm, tinned, orange, Box
28426 | 1980410000 | SL 7.62HP/06/90G 3.2SN OR BX | PCB plug-in connector, male header, closed side, THT solder connection, 7.62 mm, Number of poles: 6, 90°, Solder pin length (l): 3.2 mm, tinned, orange, Box
28427 | 1980420000 | SL 7.62HP/07/90G 3.2SN OR BX | PCB plug-in connector, male header, closed side, THT solder connection, 7.62 mm, Number of poles: 7, 90°, Solder pin length (l): 3.2 mm, tinned, orange, Box
28428 | 1980430000 | SL 7.62HP/08/90G 3.2SN OR BX | PCB plug-in connector, male header, closed side, THT solder connection, 7.62 mm, Number of poles: 8, 90°, Solder pin length (l): 3.2 mm, tinned, orange, Box
28429 | 1980440000 | SL 7.62HP/09/90G 3.2SN OR BX | PCB plug-in connector, male header, closed side, THT solder connection, 7.62 mm, Number of poles: 9, 90°, Solder pin length (l): 3.2 mm, tinned, orange, Box
28430 | 1980450000 | SL 7.62HP/10/90G 3.2SN OR BX | PCB plug-in connector, male header, closed side, THT solder connection, 7.62 mm, Number of poles: 10, 90°, Solder pin length (l): 3.2 mm, tinned, orange, Box
28431 | 1980460000 | SL 7.62HP/11/90G 3.2SN OR BX | PCB plug-in connector, male header, closed side, THT solder connection, 7.62 mm, Number of poles: 11, 90°, Solder pin length (l): 3.2 mm, tinned, orange, Box
28432 | 1980470000 | SL 7.62HP/12/90G 3.2SN OR BX | PCB plug-in connector, male header, closed side, THT solder connection, 7.62 mm, Number of poles: 12, 90°, Solder pin length (l): 3.2 mm, tinned, orange, Box
28433 | 1980480000 | BLZ 7.62HP/02/180 SN OR BX | PCB plug-in connector, female plug, 7.62 mm, Number of poles: 2, Clamping yoke connection, Clamping range, max. : 4 mm², Box
28434 | 1980500000 | BLZ 7.62HP/04/180 SN OR BX | PCB plug-in connector, female plug, 7.62 mm, Number of poles: 4, Clamping yoke connection, Clamping range, max. : 4 mm², Box
28435 | 1980510000 | BLZ 7.62HP/05/180 SN OR BX | PCB plug-in connector, female plug, 7.62 mm, Number of poles: 5, Clamping yoke connection, Clamping range, max. : 4 mm², Box
28436 | 1980520000 | BLZ 7.62HP/06/180 SN OR BX | PCB plug-in connector, female plug, 7.62 mm, Number of poles: 6, Clamping yoke connection, Clamping range, max. : 4 mm², Box
28437 | 1980530000 | BLZ 7.62HP/07/180 SN OR BX | PCB plug-in connector, female plug, 7.62 mm, Number of poles: 7, Clamping yoke connection, Clamping range, max. : 4 mm², Box
28438 | 1980540000 | BLZ 7.62HP/08/180 SN OR BX | PCB plug-in connector, female plug, 7.62 mm, Number of poles: 8, Clamping yoke connection, Clamping range, max. : 4 mm², Box
28439 | 1980550000 | BLZ 7.62HP/09/180 SN OR BX | PCB plug-in connector, female plug, 7.62 mm, Number of poles: 9, Clamping yoke connection, Clamping range, max. : 4 mm², Box
28440 | 1980560000 | BLZ 7.62HP/10/180 SN OR BX | PCB plug-in connector, female plug, 7.62 mm, Number of poles: 10, Clamping yoke connection, Clamping range, max. : 4 mm², Box
28441 | 1980570000 | BLZ 7.62HP/11/180 SN OR BX | PCB plug-in connector, female plug, 7.62 mm, Number of poles: 11, Clamping yoke connection, Clamping range, max. : 4 mm², Box
28442 | 1980580000 | BLZ 7.62HP/12/180 SN OR BX | PCB plug-in connector, female plug, 7.62 mm, Number of poles: 12, Clamping yoke connection, Clamping range, max. : 4 mm², Box
28443 | 1981890000 | WGK 4 VP GY BX | OMNIMATE Power - series WGK, Feed-through terminal, Rated cross-section: 4 mm², Screw connection, Wemid (PA), grey, Direct mounting, Feed-through (bushing)
28444 | 2144900000 | AP SAK2.5+AST3+4/35 | SAK Series, End plate, 1.5 mm, beige, Direct mounting
28445 | 3833500000 | TW DK4 HP/DBR/2 | SAK Series, Partition plate, 2 mm, dark brown, Direct mounting
28446 | 3835120000 | AP PPT/35 | SAK Series, End plate, 3 mm, Anthracite, Direct mounting
28447 | 7926190000 | SIHA 3/G20 | Accessories, Fuse holder, Rated cross-section: Operating instructions/catalogue
28448 | 8237710000 | MCZ R 230VAC | MCZ SERIES, Relay module, Number of contacts: 1, CO contact AgSnO, Rated control voltage: 230 V AC ±10 %, Continuous current: 6 A, Tension-clamp connection, Test button available: No
28449 | 8287730000 | MCZ O 24VUC | MCZ SERIES, Solid-state relay, 1 NO contact (Transistor), Rated control voltage: 24 V UC ±20 % , Rated switching voltage: 24 VDC ±20%, Continuous current: 2 A, Tension-clamp connection
28450 | 8324610000 | MCZ O 24VDC | MCZ SERIES, Solid-state relay, 1 NO contact (TTL), Rated control voltage: 24 V DC ±16 % , Rated switching voltage: 5 V TTL, Continuous current: 8 ma, Fan out = 20 LS-TTL, Tension-clamp connection
28451 | 8365940000 | MCZ O 24VUC | MCZ SERIES, Solid-state relay, 1 NO contact (Transistor), Rated control voltage: 24 V UC ±20 % , Rated switching voltage: 5...48 V DC, Continuous current: 20 mA, Tension-clamp connection
28452 | 8365980000 | MCZ R 24VDC | MCZ SERIES, Relay module, Number of contacts: 1, CO contact AgSnO, Rated control voltage: 24 V DC ±20 %, Continuous current: 6 A, Tension-clamp connection, Test button available: No
28453 | 8390590000 | MCZ R 24VUC | MCZ SERIES, Relay module, Number of contacts: 1, CO contact AgSnO, Rated control voltage: 24 V UC ±10 %, Continuous current: 6 A, Tension-clamp connection, Test button available: No
28454 | 8398940000 | MCZ O 5VTTL | MCZ SERIES, Solid-state relay, 1 NO contact (TTL), Rated control voltage: 5 V TTL , Rated switching voltage: 5...48 V DC, Continuous current: 100 mA, Tension-clamp connection
28455 | 8411190000 | MCZ CCC 0-20MA/0-20MA | Passive isolator, Input : 0-20 mA, (loop powered), Output : 0-20 mA
28456 | 8420880000 | MCZ R 120VAC | MCZ SERIES, Relay module, Number of contacts: 1, CO contact AgSnO, Rated control voltage: 120 V AC -15 % / +10 %, Continuous current: 6 A, Tension-clamp connection, Test button available: No
28457 | 8421060000 | MCZ O 120VUC | MCZ SERIES, Solid-state relay, 1 NO contact (Transistor), Rated control voltage: 120 V UC +5 / -15 % , Rated switching voltage: 5...48 V DC, Continuous current: 50 mA, Tension-clamp connection
28458 | 8421380000 | MCZ O 230VAC | MCZ SERIES, Solid-state relay, 1 NO contact (Transistor), Rated control voltage: 230 V AC +5 % / -15 % , Rated switching voltage: 5...48 V DC, Continuous current: 20 mA, Tension-clamp connection
28459 | 8442960000 | MCZ R 24VDC 5UAU | MCZ SERIES, Relay module, Number of contacts: 1, CO contact AgSnO gold-plated, Rated control voltage: 24 V DC ±20 %, Continuous current: 6 A, Tension-clamp connection, Test button available: No
28460 | 8467470000 | MCZ R 110VDC | MCZ SERIES, Relay module, Number of contacts: 1, CO contact AgSnO, Rated control voltage: 110 V DC ±10 %, Continuous current: 6 A, Tension-clamp connection, Test button available: No
28461 | 8499550000 | MCZ R 24VDC 1NO TRAK | MCZ-SERIES TRAK, Relay module, Number of contacts: 1, NO contact AgSnO, Rated control voltage: 24 V DC +25 % / -30 %, Continuous current: 6 A, Tension-clamp connection, Test button available: No
28462 | 8574070000 | MCZ R 48...110VDC 1NO TRAK | MCZ-SERIES TRAK, Relay module, Number of contacts: 1, NO contact AgSnO, Rated control voltage: 48 V?110 V DC +25 % / -30 %, Continuous current: 6 A, Tension-clamp connection, Test button available: No
28463 | 8713890000 | MCZ R 24VDC 1CO TRAK | MCZ-SERIES TRAK, Relay module, Number of contacts: 1, CO contact AgSnO, Rated control voltage: 24 V DC +25 % / -30 %, Continuous current: 6 A, Tension-clamp connection, Test button available: No
28464 | 8713900000 | MCZ R 36VDC 1CO TRAK | MCZ-SERIES TRAK, Relay module, Number of contacts: 1, CO contact AgSnO, Rated control voltage: 36 V DC +25 % / -30 %, Continuous current: 6 A, Tension-clamp connection, Test button available: No
28465 | 8713910000 | MCZ R 48...110VDC 1CO TRAK | MCZ-SERIES TRAK, Relay module, Number of contacts: 1, CO contact AgSnO, Rated control voltage: 48 V?110 V DC +25 % / -30 %, Continuous current: 6 A, Tension-clamp connection, Test button available: No
28466 | 8790500000 | MCZ R 48...110VDC 1CO AU TRAK | MCZ-SERIES TRAK, Relay module, Number of contacts: 1, CO contact AgSnO gold-plated, Rated control voltage: 48 V?110 V DC +25 % / -30 %, Continuous current: 6 A, Tension-clamp connection, Test button available: No
28467 | 8790510000 | MCZ R 36VDC 1CO AU TRAK | MCZ-SERIES TRAK, Relay module, Number of contacts: 1, CO contact AgSnO gold-plated, Rated control voltage: 36 V DC +25 % / -30 %, Continuous current: 6 A, Tension-clamp connection, Test button available: No
28468 | 8790520000 | MCZ R 24VDC 1CO AU TRAK | MCZ-SERIES TRAK, Relay module, Number of contacts: 1, CO contact AgSnO gold-plated, Rated control voltage: 24 V DC +25 % / -30 %, Continuous current: 6 A, Tension-clamp connection, Test button available: No
28469 | 8950700000 | TOS 5VDC/48VDC 0,1A | TERMOPTO, Solid-state relay, 1 NO contact (Transistor), Rated control voltage: 5 V DC ±20 % , Rated switching voltage: 5...48 V DC, Continuous current: 100 mA, Screw connection
28470 | 8950710000 | TOS 12VDC/48VDC 0,1A | TERMOPTO, Solid-state relay, 1 NO contact (Transistor), Rated control voltage: 12 V DC ±20 % , Rated switching voltage: 5...48 V DC, Continuous current: 100 mA, Screw connection
28471 | 8950720000 | TOS 24VDC/48VDC 0,1A | TERMOPTO, Solid-state relay, 1 NO contact (Transistor), Rated control voltage: 24 V DC ±20 % , Rated switching voltage: 5...48 V DC, Continuous current: 100 mA, Screw connection
28472 | 8950730000 | TOS 48-60VDC/48VDC 0,1A | TERMOPTO, Solid-state relay, 1 NO contact (Transistor), Rated control voltage: 48?60 V DC ±20 % , Rated switching voltage: 5...48 V DC, Continuous current: 100 mA, Screw connection
28473 | 8950740000 | TOS 110VDC/48VDC 0,1A | TERMOPTO, Solid-state relay, 1 NO contact (Transistor), Rated control voltage: 110 V DC ±20 % , Rated switching voltage: 5...48 V DC, Continuous current: 100 mA, Screw connection
28474 | 8950750000 | TOS 220VDC/48VDC 0,1A | TERMOPTO, Solid-state relay, 1 NO contact (Transistor), Rated control voltage: 220 V DC +10 % / -15 % , Rated switching voltage: 5...48 V DC, Continuous current: 100 mA, Screw connection
28475 | 8950760000 | TOP 5VDC/48VDC 0,1A | TERMOPTO, Solid-state relay, 1 NO contact (Transistor), Rated control voltage: 5 V DC ±20 % , Rated switching voltage: 5...48 V DC, Continuous current: 100 mA, PUSH IN
28476 | 8950770000 | TOP 12VDC/48VDC 0,1A | TERMOPTO, Solid-state relay, 1 NO contact (Transistor), Rated control voltage: 12 V DC ±20 % , Rated switching voltage: 5...48 V DC, Continuous current: 100 mA, PUSH IN
28477 | 8950780000 | TOP 24VDC/48VDC 0,1A | TERMOPTO, Solid-state relay, 1 NO contact (Transistor), Rated control voltage: 24 V DC ±20 % , Rated switching voltage: 5...48 V DC, Continuous current: 100 mA, PUSH IN
28478 | 8950790000 | TOP 48-60VDC/48VDC 0,1A | TERMOPTO, Solid-state relay, 1 NO contact (Transistor), Rated control voltage: 48?60 V DC ±20 % , Rated switching voltage: 5...48 V DC, Continuous current: 100 mA, PUSH IN
28479 | 8950800000 | TOP 110VDC/48VDC 0,1A | TERMOPTO, Solid-state relay, 1 NO contact (Transistor), Rated control voltage: 110 V DC ±20 % , Rated switching voltage: 5...48 V DC, Continuous current: 100 mA, PUSH IN
28480 | 8950810000 | TOP 220VDC/48VDC 0,1A | TERMOPTO, Solid-state relay, 1 NO contact (Transistor), Rated control voltage: 220 V DC +10 % / -15 % , Rated switching voltage: 5...48 V DC, Continuous current: 100 mA, PUSH IN
28481 | 8950820000 | TOS 24VAC/48VDC 0,1A | TERMOPTO, Solid-state relay, 1 NO contact (Transistor), Rated control voltage: 24 V AC ±20% , Rated switching voltage: 5...48 V DC, Continuous current: 100 mA, Screw connection
28482 | 8950830000 | TOS 48-60VAC/48VDC 0,1A | TERMOPTO, Solid-state relay, 1 NO contact (Transistor), Rated control voltage: 48?60 V AC ±20 % , Rated switching voltage: 5...48 V DC, Continuous current: 100 mA, Screw connection
28483 | 8950840000 | TOS 120VAC/48VDC 0,1A | TERMOPTO, Solid-state relay, 1 NO contact (Transistor), Rated control voltage: 120 V AC ±20 % , Rated switching voltage: 5...48 V DC, Continuous current: 100 mA, Screw connection
28484 | 8950850000 | TOS 230VAC/48VDC 0,1A | TERMOPTO, Solid-state relay, 1 NO contact (Transistor), Rated control voltage: 230 V AC +10 % / -20 % , Rated switching voltage: 5...48 V DC, Continuous current: 100 mA, Screw connection
28485 | 8950860000 | TOP 24VAC/48VDC 0,1A | TERMOPTO, Solid-state relay, 1 NO contact (Transistor), Rated control voltage: 24 V AC ±20% , Rated switching voltage: 5...48 V DC, Continuous current: 100 mA, PUSH IN
28486 | 8950870000 | TOP 48-60VAC/48VDC 0,1A | TERMOPTO, Solid-state relay, 1 NO contact (Transistor), Rated control voltage: 48?60 V AC ±20 % , Rated switching voltage: 5...48 V DC, Continuous current: 100 mA, PUSH IN
28487 | 8950880000 | TOP 120VAC/48VDC 0,1A | TERMOPTO, Solid-state relay, 1 NO contact (Transistor), Rated control voltage: 120 V AC ±20 % , Rated switching voltage: 5...48 V DC, Continuous current: 100 mA, PUSH IN
28488 | 8950890000 | TOP 230VAC/48VDC 0,1A | TERMOPTO, Solid-state relay, 1 NO contact (Transistor), Rated control voltage: 230 V AC +10 % / -20 % , Rated switching voltage: 5...48 V DC, Continuous current: 100 mA, PUSH IN
28489 | 8950900000 | TOS 5VDC/48VDC 0,5A | TERMOPTO, Solid-state relay, 1 NO contact (Transistor), Rated control voltage: 5 V DC ±20 % , Rated switching voltage: 5...48 V DC, Continuous current: 500 mA, Screw connection
28490 | 8950910000 | TOS 12VDC/48VDC 0,5A | TERMOPTO, Solid-state relay, 1 NO contact (Transistor), Rated control voltage: 12 V DC ±20 % , Rated switching voltage: 5...48 V DC, Continuous current: 500 mA, Screw connection
28491 | 8950920000 | TOS 24VDC/48VDC 0,5A | TERMOPTO, Solid-state relay, 1 NO contact (Transistor), Rated control voltage: 24 V DC ±20 % , Rated switching voltage: 5...48 V DC, Continuous current: 500 mA, Screw connection
28492 | 8950930000 | TOS 48-60VDC/48VDC 0,5A | TERMOPTO, Solid-state relay, 1 NO contact (Transistor), Rated control voltage: 48?60 V DC ±20 % , Rated switching voltage: 5...48 V DC, Continuous current: 500 mA, Screw connection
28493 | 8950940000 | TOS 110VDC/48VDC 0,5A | TERMOPTO, Solid-state relay, 1 NO contact (Transistor), Rated control voltage: 110 V DC ±20 % , Rated switching voltage: 5...48 V DC, Continuous current: 500 mA, Screw connection
28494 | 8950950000 | TOS 220VDC/48VDC 0,5A | TERMOPTO, Solid-state relay, 1 NO contact (Transistor), Rated control voltage: 220 V DC +10 % / -15 % , Rated switching voltage: 5...48 V DC, Continuous current: 500 mA, Screw connection
28495 | 8950960000 | TOP 5VDC/48VDC 0,5A | TERMOPTO, Solid-state relay, 1 NO contact (Transistor), Rated control voltage: 5 V DC ±20 % , Rated switching voltage: 5...48 V DC, Continuous current: 500 mA, PUSH IN
28496 | 8950970000 | TOP 12VDC/48VDC 0,5A | TERMOPTO, Solid-state relay, 1 NO contact (Transistor), Rated control voltage: 12 V DC ±20 % , Rated switching voltage: 5...48 V DC, Continuous current: 500 mA, PUSH IN
28497 | 8950980000 | TOP 24VDC/48VDC 0,5A | TERMOPTO, Solid-state relay, 1 NO contact (Transistor), Rated control voltage: 24 V DC ±20 % , Rated switching voltage: 5...48 V DC, Continuous current: 500 mA, PUSH IN
28498 | 8950990000 | TOP 48-60VDC/48VDC 0,5A | TERMOPTO, Solid-state relay, 1 NO contact (Transistor), Rated control voltage: 48?60 V DC ±20 % , Rated switching voltage: 5...48 V DC, Continuous current: 500 mA, PUSH IN
28499 | 8951000000 | TOP 110VDC/48VDC 0,5A | TERMOPTO, Solid-state relay, 1 NO contact (Transistor), Rated control voltage: 110 V DC ±20 % , Rated switching voltage: 5...48 V DC, Continuous current: 500 mA, PUSH IN
28500 | 8951010000 | TOP 220VDC/48VDC 0,5A | TERMOPTO, Solid-state relay, 1 NO contact (Transistor), Rated control voltage: 220 V DC +10 % / -15 % , Rated switching voltage: 5...48 V DC, Continuous current: 500 mA, PUSH IN
28501 | 8951020000 | TOS 24VAC/48VDC 0,5A | TERMOPTO, Solid-state relay, 1 NO contact (Transistor), Rated control voltage: 24 V AC ±20% , Rated switching voltage: 5...48 V DC, Continuous current: 500 mA, Screw connection
28502 | 8951030000 | TOS 48-60VAC/48VDC 0,5A | TERMOPTO, Solid-state relay, 1 NO contact (Transistor), Rated control voltage: 48?60 V AC ±20 % , Rated switching voltage: 5...48 V DC, Continuous current: 500 mA, Screw connection
28503 | 8951040000 | TOS 120VAC/48VDC 0,5A | TERMOPTO, Solid-state relay, 1 NO contact (Transistor), Rated control voltage: 120 V AC ±20 % , Rated switching voltage: 5...48 V DC, Continuous current: 500 mA, Screw connection
28504 | 8951050000 | TOS 230VAC/48VDC 0,5A | TERMOPTO, Solid-state relay, 1 NO contact (Transistor), Rated control voltage: 230 V AC +10 % / -20 % , Rated switching voltage: 5...48 V DC, Continuous current: 500 mA, Screw connection
28505 | 8951060000 | TOP 24VAC/48VDC 0,5A | TERMOPTO, Solid-state relay, 1 NO contact (Transistor), Rated control voltage: 24 V AC ±20% , Rated switching voltage: 5...48 V DC, Continuous current: 500 mA, PUSH IN
28506 | 8951070000 | TOP 48-60VAC/48VDC 0,5A | TERMOPTO, Solid-state relay, 1 NO contact (Transistor), Rated control voltage: 48?60 V AC ±20 % , Rated switching voltage: 5...48 V DC, Continuous current: 500 mA, PUSH IN
28507 | 8951080000 | TOP 120VAC/48VDC 0,5A | TERMOPTO, Solid-state relay, 1 NO contact (Transistor), Rated control voltage: 120 V AC ±20 % , Rated switching voltage: 5...48 V DC, Continuous current: 500 mA, PUSH IN
28508 | 8951090000 | TOP 230VAC/48VDC 0,5A | TERMOPTO, Solid-state relay, 1 NO contact (Transistor), Rated control voltage: 230 V AC +10 % / -20 % , Rated switching voltage: 5...48 V DC, Continuous current: 500 mA, PUSH IN
28509 | 8951100000 | TOS 5VDC/230VAC 0,1A | TERMOPTO, Solid-state relay, 1 NO contact (Triac (zero-cross switch)), Rated control voltage: 5 V DC ±20 % , Rated switching voltage: 24...230 V AC, Continuous current: 100 mA, Screw connection
28510 | 8951110000 | TOS 12VDC/230VAC 0,1A | TERMOPTO, Solid-state relay, 1 NO contact (Triac (zero-cross switch)), Rated control voltage: 12 V DC ±20 % , Rated switching voltage: 24...230 V AC, Continuous current: 100 mA, Screw connection
28511 | 8951120000 | TOS 24VDC/230VAC 0,1A | TERMOPTO, Solid-state relay, 1 NO contact (Triac (zero-cross switch)), Rated control voltage: 24 V DC ±20 % , Rated switching voltage: 24...230 V AC, Continuous current: 100 mA, Screw connection
28512 | 8951130000 | TOS 48-60VDC/230VAC 0,1A | TERMOPTO, Solid-state relay, 1 NO contact (Triac (zero-cross switch)), Rated control voltage: 48?60 V DC ±20 % , Rated switching voltage: 24...230 V AC, Continuous current: 100 mA, Screw connection
28513 | 8951140000 | TOS 110VDC/230VAC 0,1A | TERMOPTO, Solid-state relay, 1 NO contact (Triac (zero-cross switch)), Rated control voltage: 110 V DC ±20 % , Rated switching voltage: 24...230 V AC, Continuous current: 100 mA, Screw connection
28514 | 8951150000 | TOS 220VDC/230VAC 0,1A | TERMOPTO, Solid-state relay, 1 NO contact (Triac (zero-cross switch)), Rated control voltage: 220 V DC +10 % / -15 % , Rated switching voltage: 24...230 V AC, Continuous current: 100 mA, Screw connection
28515 | 8951160000 | TOP 5VDC/230VAC 0,1A | TERMOPTO, Solid-state relay, 1 NO contact (Triac (zero-cross switch)), Rated control voltage: 5 V DC ±20 % , Rated switching voltage: 24...230 V AC, Continuous current: 100 mA, PUSH IN
28516 | 8951170000 | TOP 12VDC/230VAC 0,1A | TERMOPTO, Solid-state relay, 1 NO contact (Triac (zero-cross switch)), Rated control voltage: 12 V DC ±20 % , Rated switching voltage: 24...230 V AC, Continuous current: 100 mA, PUSH IN
28517 | 8951180000 | TOP 24VDC/230VAC 0,1A | TERMOPTO, Solid-state relay, 1 NO contact (Triac (zero-cross switch)), Rated control voltage: 24 V DC ±20 % , Rated switching voltage: 24...230 V AC, Continuous current: 100 mA, PUSH IN
28518 | 8951190000 | TOP 48-60VDC/230VAC 0,1A | TERMOPTO, Solid-state relay, 1 NO contact (Triac (zero-cross switch)), Rated control voltage: 48?60 V DC ±20 % , Rated switching voltage: 24...230 V AC, Continuous current: 100 mA, PUSH IN
28519 | 8951200000 | TOP 110VDC/230VAC 0,1A | TERMOPTO, Solid-state relay, 1 NO contact (Triac (zero-cross switch)), Rated control voltage: 110 V DC ±20 % , Rated switching voltage: 24...230 V AC, Continuous current: 100 mA, PUSH IN
28520 | 8951210000 | TOP 220VDC/230VAC 0,1A | TERMOPTO, Solid-state relay, 1 NO contact (Triac (zero-cross switch)), Rated control voltage: 220 V DC +10 % / -15 % , Rated switching voltage: 24...230 V AC, Continuous current: 100 mA, PUSH IN
28521 | 8951220000 | TOS 24VAC/230VAC 0,1A | TERMOPTO, Solid-state relay, 1 NO contact (Triac (zero-cross switch)), Rated control voltage: 24 V AC ±20% , Rated switching voltage: 24...230 V AC, Continuous current: 100 mA, Screw connection
28522 | 8951230000 | TOS 48-60VAC/230VAC 0,1A | TERMOPTO, Solid-state relay, 1 NO contact (Triac (zero-cross switch)), Rated control voltage: 48?60 V AC ±20 % , Rated switching voltage: 24...230 V AC, Continuous current: 100 mA, Screw connection
28523 | 8951240000 | TOS 120VAC/230VAC 0,1A | TERMOPTO, Solid-state relay, 1 NO contact (Triac (zero-cross switch)), Rated control voltage: 120 V AC ±20 % , Rated switching voltage: 24...230 V AC, Continuous current: 100 mA, Screw connection
28524 | 8951250000 | TOS 230VAC/230VAC 0,1A | TERMOPTO, Solid-state relay, 1 NO contact (Triac (zero-cross switch)), Rated control voltage: 230 V AC +10 % / -20 % , Rated switching voltage: 24...230 V AC, Continuous current: 100 mA, Screw connection
28525 | 8951260000 | TOP 24VAC/230VAC 0,1A | TERMOPTO, Solid-state relay, 1 NO contact (Triac (zero-cross switch)), Rated control voltage: 24 V AC ±20% , Rated switching voltage: 24...230 V AC, Continuous current: 100 mA, PUSH IN
28526 | 8951270000 | TOP 48-60VAC/230VAC 0,1A | TERMOPTO, Solid-state relay, 1 NO contact (Triac (zero-cross switch)), Rated control voltage: 48?60 V AC ±20 % , Rated switching voltage: 24...230 V AC, Continuous current: 100 mA, PUSH IN
28527 | 8951280000 | TOP 120VAC/230VAC 0,1A | TERMOPTO, Solid-state relay, 1 NO contact (Triac (zero-cross switch)), Rated control voltage: 120 V AC ±20 % , Rated switching voltage: 24...230 V AC, Continuous current: 100 mA, PUSH IN
28528 | 8951290000 | TOP 230VAC/230VAC 0,1A | TERMOPTO, Solid-state relay, 1 NO contact (Triac (zero-cross switch)), Rated control voltage: 230 V AC +10 % / -20 % , Rated switching voltage: 24...230 V AC, Continuous current: 100 mA, PUSH IN
28529 | 9022650000 | SCHWINGF.-OBERT.CF L | Automatic machines, Replacement part
28530 | 9022660000 | SCHWINGF.-OBERT./ CFL | Automatic machines, Replacement part
28531 | 9040130000 | CUTTER 8 | Cutting tool for one-hand operation
28532 | 9040140000 | CUTTER 20 A | Cutting tool for one-hand operation
28533 | 9040460000 | CRIMPER 25 N D4 | Tools, Crimping tool for contacts, 10mm², 25mm²
28534 | 9040470000 | CRIMPER 25 Z | Tools, Crimping tool for wire-end ferrules, 6mm², 25mm²
28535 | 9040480000 | CRIMPER 50 Z | Tools, Crimping tool for wire-end ferrules, 35mm², 50mm²
28536 | 9040490000 | CRIMPER 6.3 F | Tools, Crimping tool for contacts, 0.5mm², 2.5mm²
28537 | 9040500000 | CRIMPER RG 58/59 | Tools, Crimping tool for contacts
28538 | 9040510000 | CRIMPER 2.5 I | Tools, Crimping tool for contacts, 0.5mm², 2.5mm²
28539 | 9040520000 | CRIMPER 6 N | Tools, Crimping tool for contacts, 0.5mm², 6mm²
28540 | 9040530000 | CRIMPER 6 Z | Tools, Crimping tool for contacts, 0.5mm², 6mm²
28541 | 9040540000 | CRIMPER 16 Z | Tools, Crimping tool for wire-end ferrules, 6mm², 16mm²
28542 | 9040550000 | CRIMPER TWINAX | Tools, Crimping tool for contacts, Hexagonal crimp
28543 | 9040560000 | CUTTER 35 | Cutting tool for one-hand operation
28544 | 9041250000 | UNIVERSAL 1 | Pliers
28545 | 9041470000 | UNIVERSAL CUTTER | Diagonal-cutting pliers
28546 | 9041480000 | UNIVERSAL LONG | Pliers
28547 | 9041490000 | UNIVERSAL BENT | Pliers
28548 | 9041520000 | CUTTY | Cutting blade
28549 | 9041600000 | SLICER 2K | Cutting blade
28550 | 9041650000 | CRIMPER MOD 864 | Tools, Crimping tool for contacts
28551 | 9042000000 | STRIPSY | Sheathing strippers
28552 | 9046240000 | STRIPPER 6 | Stripping and cutting tool
28553 | 9046280000 | KBZ 160 | Pliers
28554 | 9046290000 | KBZ 180 | Pliers
28555 | 9046300000 | KBZ 200 | Pliers
28556 | 9046310000 | SE HD 140 | Diagonal-cutting pliers
28557 | 9046320000 | SE HD 160 | Diagonal-cutting pliers
28558 | 9046330000 | SE HD 180 | Diagonal-cutting pliers
28559 | 9046340000 | SE TOP | Diagonal-cutting pliers
28560 | 9046350000 | FZ 160 | Pliers
28561 | 9046360000 | RZ 160 | Pliers
28562 | 9046370000 | FRZ S 160 | Pliers
28563 | 9046380000 | FRZ S 200 | Pliers
28564 | 9046390000 | FRZ SG 160 | Pliers
28565 | 9046400000 | FRZ SG 200 | Pliers
28566 | 9046410000 | KSE 160 | Diagonal-cutting pliers
28567 | 9046420000 | KSE 200 | Diagonal-cutting pliers
28568 | 9046430000 | KBZI 200 | Pliers
28569 | 9046440000 | AIZ 160 | Pliers
28570 | 9046470000 | VZZ S | Pliers
28571 | 9050180000 | AIMESA V | Accessories, Set of cutters
28572 | 9054740000 | AIMESA V CF 8 | Accessories, Replacement part
28573 | 9201430000 | ZUB SLICER NO16-35 | Sheathing strippers
28574 | 9202000000 | KOFFER CARRY LITE 55 | Tools, Empty box / Case
28575 | 9202010000 | KOFFER PSC5-01 PP | Tools, Empty box / Case
28576 | 9202020000 | EINSATZ A9-1 CL55 | Assortment of inserts
28577 | 9202040000 | KT 45 R | Cutting tools, Circular cable cutter
28578 | 9202060000 | KT 55 | Cutting tools, Circular cable cutter
28579 | 9202080000 | KT 80 | Cutting tools, Circular cable cutter
28580 | 9202460000 | PRO CASE PREMIUM | Tool case with contents
28581 | 9202470000 | PRO CASE LEER | Assortment box
28582 | 9202510000 | WK 1/4 C6,3 E6,3 | Screwdriver insert
28583 | 9203110000 | STRIPPER 6-16 RED-LINE | Stripping and cutting tool
28584 | 9203160000 | PRO CASE INSTA | Tool case with contents
28585 | 9204270000 | ERME KT 45 R | Replacement parts
28586 | 9204280000 | ERME KT 55 | Replacement parts
28587 | 9204290000 | ERME KT 80 | Replacement parts
28588 | 9204600000 | WZTE 20 LR | Tools, Accessories
28589 | 9204610000 | TRGU NE | Tools, Accessories
28590 | 9204750000 | SEE ESD 125 | Pliers
28591 | 9204760000 | FZE ESD 130 | Pliers
28592 | 9204770000 | SZE ESD 130 | Pliers
28593 | 9205050000 | LSP 4L | Testing tools, 2-pole voltage tester type 1153
28594 | 9205130000 | SEE ESD 120 | Pliers
28595 | 9205140000 | SVSE ESD 130 | Pliers
28596 | 9205150000 | SUPER CUT | Pliers
28597 | 9205260000 | ZUB TEMPHASER | Multimeter
28598 | 9205270000 | ZUB MULTIMETER | Multimeter
28599 | 9205400000 | LAN USB TESTER | Testing tools, Continuity tester for data cables
28600 | 9205430000 | CTIN CM 1.6/2.5 | Pressing tool, Crimping tool for contacts, 0.14mm², 6mm², 4-indent crimp
28601 | 9205440000 | CTIN CM 3.6 | Crimping tool for contacts, 1.5mm², 10mm², 4-indent crimp
28602 | 9205460000 | ZUB MULTI 1037 | Multimeter
28603 | 9205550000 | SDI SET S2.0-5.5 | Screwdriver set
28604 | 9205560000 | SD SET S2.0-5.5 | Screwdriver set
28605 | 9205810000 | HAKL/TPKL CF2.5M/CF2.5 | Accessories, Replacement part
28606 | 9423580000 | MULTIMETER 1037 | Testing tools, Multimeter
28607 | 9425830000 | MULTIMETER 125S | Testing tools, Multimeter
28608 | 9427300000 | TEMPHASER | Testing tools, Multimeter
28609 | 9427370000 | MULTIMETER C 2606 | Testing tools, Digital clamp-on measuring device
28610 | 9427460000 | MG KIT CA 600 | Testing tools, Multimeter
28611 | 9427520000 | THERMOMETER 610 LC | Testing tools, Infrared thermometer
28612 | 9430320000 | RSO31-OAC24/F | RS-SERIES, Solid-state relay, 1 NO contact (Triac (zero-cross switch)), Rated control voltage: 24 V DC ±10 % , Rated switching voltage: 24...250 V AC, Continuous current: 3 A, Screw connection
28613 | 9430620000 | RSO31-ODC05/F | RS-SERIES, Solid-state relay
28614 | 9502630000 | AP SAKK4/10 KER/WS | SAK Series, End plate, 3 mm, white
28615 | 9538110000 | WAP WTL6 SL | W-Series, End plate
28616 | 9918030000 | STRIPPER COAX | Sheathing strippers
28617 | 9918040000 | STRIPPER ROUND | Sheathing strippers
28618 | 9918050000 | STRIPPER ROUND TOP | Sheathing strippers
28619 | 9918060000 | STRIPPER PC | Sheathing strippers
28620 | 9918070000 | SLICER NO 16 | Sheathing strippers
28621 | 9918080000 | SLICER NO 27 | Sheathing strippers
28622 | 9918090000 | SLICER NO 28 TOP | Sheathing strippers
28623 | 9918100000 | SLICER NO 35 | Sheathing strippers
28624 | 9918130000 | CROSS-KEY UNIVERSAL | Univeral key
28625 | 9918140000 | CROSS-KEY UNIVERSAL S | Univeral key
28626 | 9918150000 | CROSS-KEY MASTER | Univeral key
28627 | 9918160000 | SLICER 1K | Cutting blade
28628 | 9918230000 | SCISSOR 2 K | Electrician's scissors
28629 | 9918690000 | SCISSOR 1 K | Electrician's scissors
28630 | 9918700000 | TSLD 5 | Mounting rail cutter
28631 | 4027750000 | PF RS 45 GR 2000MM | Electronics housings Pebble grey, Extruded profile, Width: 45 mm
28632 | 4051810000 | PF RS 90 GR 2000MM | Electronics housings, RS 90 grey, Extruded profile, Width: 84.4 mm
28633 | 4183130000 | PF RS 80 GR 2000MM | Electronics housings, RS 80 Pebble grey, Extruded profile, Width: 84 mm
28634 | 4340430000 | PF RS 45 OR 2000MM | Electronics housings orange, Extruded profile, Width: 45 mm
28635 | 4347570000 | PF RS 100 GN 2000MM | Electronics housings Pale green, Extruded profile, Width: 104 mm
28636 | 107160000 | SAK 2.5/TC AL | SAK Series, Thermocouple terminal, Rated cross-section: 2.5 mm², Screw connection, Direct mounting
28637 | 107260000 | SAK 2.5/TC CH | SAK Series, Thermocouple terminal, Rated cross-section: 2.5 mm², Screw connection, Direct mounting
28638 | 110060000 | SAK 10 | SAK Series, Feed-through terminal, Rated cross-section: 10 mm², Screw connection, beige
28639 | 110080000 | SAK 10 BL | SAK Series, Feed-through terminal, Rated cross-section: 10 mm², Screw connection, blue
28640 | 128360000 | SAK 4 | SAK Series, Feed-through terminal, Rated cross-section: 4 mm², Screw connection
28641 | 128380000 | SAK 4 BL | SAK Series, Feed-through terminal, Rated cross-section: 4 mm², Screw connection
28642 | 168860000 | SAK 4 CUN | SAK Series, Feed-through terminal, Rated cross-section: 4 mm², Screw connection
28643 | 189960000 | SAK 2.5/TC CU | SAK Series, Thermocouple terminal, Rated cross-section: 2.5 mm², Screw connection, Direct mounting
28644 | 190060000 | SAK 2.5/TC FE | SAK Series, Thermocouple terminal, Rated cross-section: 2.5 mm², Screw connection, Direct mounting
28645 | 193260000 | SAK 6N | SAK Series, Feed-through terminal, Rated cross-section: 6 mm², Screw connection, beige, Direct mounting
28646 | 193280000 | SAK 6N BL | SAK Series, Feed-through terminal, Rated cross-section: 6 mm², Screw connection, blue, Direct mounting
28647 | 215560000 | SAKD 2.5N | SAK Series, Feed-through terminal, Rated cross-section: 2.5 mm², Screw connection, beige, Direct mounting
28648 | 215580000 | SAKD 2.5N BL | SAK Series, Feed-through terminal, Rated cross-section: 2.5 mm², Screw connection, blue, Direct mounting
28649 | 271060000 | SAK 16 | SAK Series, Feed-through terminal, Rated cross-section: 16 mm², Screw connection, beige
28650 | 271080000 | SAK 16 BL | SAK Series, Feed-through terminal, Rated cross-section: 16 mm², Screw connection, blue
28651 | 279660000 | SAK 2.5 | SAK Series, Feed-through terminal, Rated cross-section: 2.5 mm², Screw connection, beige
28652 | 279680000 | SAK 2.5 BL | SAK Series, Feed-through terminal, Rated cross-section: 2.5 mm², Screw connection, blue
28653 | 303560000 | SAK 35 | SAK Series, Feed-through terminal, Rated cross-section: 35 mm², Screw connection, beige
28654 | 303580000 | SAK 35 BL | SAK Series, Feed-through terminal, Rated cross-section: 35 mm², Screw connection, blue
28655 | 476560000 | SAK 35/IK | SAK Series, Feed-through terminal, Rated cross-section: 35 mm², Screw connection, beige
28656 | 1003510000 | SL-SMT 3.50/02/135F 3.2SN BK BX | PCB plug-in connector, male header, Flange, THT/THR solder connection, 3.50 mm, Number of poles: 2, 135°, Solder pin length (l): 3.2 mm, tinned, black, Box
28657 | 1003520000 | SL-SMT 3.50/03/135F 3.2SN BK BX | PCB plug-in connector, male header, Flange, THT/THR solder connection, 3.50 mm, Number of poles: 3, 135°, Solder pin length (l): 3.2 mm, tinned, black, Box
28658 | 1003530000 | SL-SMT 3.50/04/135F 3.2SN BK BX | PCB plug-in connector, male header, Flange, THT/THR solder connection, 3.50 mm, Number of poles: 4, 135°, Solder pin length (l): 3.2 mm, tinned, black, Box
28659 | 1003540000 | SL-SMT 3.50/05/135F 3.2SN BK BX | PCB plug-in connector, male header, Flange, THT/THR solder connection, 3.50 mm, Number of poles: 5, 135°, Solder pin length (l): 3.2 mm, tinned, black, Box
28660 | 1003550000 | SL-SMT 3.50/06/135F 3.2SN BK BX | PCB plug-in connector, male header, Flange, THT/THR solder connection, 3.50 mm, Number of poles: 6, 135°, Solder pin length (l): 3.2 mm, tinned, black, Box
28661 | 1003560000 | SL-SMT 3.50/07/135F 3.2SN BK BX | PCB plug-in connector, male header, Flange, THT/THR solder connection, 3.50 mm, Number of poles: 7, 135°, Solder pin length (l): 3.2 mm, tinned, black, Box
28662 | 1003570000 | SL-SMT 3.50/08/135F 3.2SN BK BX | PCB plug-in connector, male header, Flange, THT/THR solder connection, 3.50 mm, Number of poles: 8, 135°, Solder pin length (l): 3.2 mm, tinned, black, Box
28663 | 1003580000 | SL-SMT 3.50/09/135F 3.2SN BK BX | PCB plug-in connector, male header, Flange, THT/THR solder connection, 3.50 mm, Number of poles: 9, 135°, Solder pin length (l): 3.2 mm, tinned, black, Box
28664 | 1003590000 | SL-SMT 3.50/10/135F 3.2SN BK BX | PCB plug-in connector, male header, Flange, THT/THR solder connection, 3.50 mm, Number of poles: 10, 135°, Solder pin length (l): 3.2 mm, tinned, black, Box
28665 | 1003600000 | SL-SMT 3.50/11/135F 3.2SN BK BX | PCB plug-in connector, male header, Flange, THT/THR solder connection, 3.50 mm, Number of poles: 11, 135°, Solder pin length (l): 3.2 mm, tinned, black, Box
28666 | 1003620000 | SL-SMT 3.50/12/135F 3.2SN BK BX | PCB plug-in connector, male header, Flange, THT/THR solder connection, 3.50 mm, Number of poles: 12, 135°, Solder pin length (l): 3.2 mm, tinned, black, Box
28667 | 1003630000 | SL-SMT 3.50/13/135F 3.2SN BK BX | PCB plug-in connector, male header, Flange, THT/THR solder connection, 3.50 mm, Number of poles: 13, 135°, Solder pin length (l): 3.2 mm, tinned, black, Box
28668 | 1003640000 | SL-SMT 3.50/14/135F 3.2SN BK BX | PCB plug-in connector, male header, Flange, THT/THR solder connection, 3.50 mm, Number of poles: 14, 135°, Solder pin length (l): 3.2 mm, tinned, black, Box
28669 | 1003650000 | SL-SMT 3.50/15/135F 3.2SN BK BX | PCB plug-in connector, male header, Flange, THT/THR solder connection, 3.50 mm, Number of poles: 15, 135°, Solder pin length (l): 3.2 mm, tinned, black, Box
28670 | 1003660000 | SL-SMT 3.50/16/135F 3.2SN BK BX | PCB plug-in connector, male header, Flange, THT/THR solder connection, 3.50 mm, Number of poles: 16, 135°, Solder pin length (l): 3.2 mm, tinned, black, Box
28671 | 1003670000 | SL-SMT 3.50/17/135F 3.2SN BK BX | PCB plug-in connector, male header, Flange, THT/THR solder connection, 3.50 mm, Number of poles: 17, 135°, Solder pin length (l): 3.2 mm, tinned, black, Box
28672 | 1003680000 | SL-SMT 3.50/18/135F 3.2SN BK BX | PCB plug-in connector, male header, Flange, THT/THR solder connection, 3.50 mm, Number of poles: 18, 135°, Solder pin length (l): 3.2 mm, tinned, black, Box
28673 | 1003690000 | SL-SMT 3.50/19/135F 3.2SN BK BX | PCB plug-in connector, male header, Flange, THT/THR solder connection, 3.50 mm, Number of poles: 19, 135°, Solder pin length (l): 3.2 mm, tinned, black, Box
28674 | 1003700000 | SL-SMT 3.50/20/135F 3.2SN BK BX | PCB plug-in connector, male header, Flange, THT/THR solder connection, 3.50 mm, Number of poles: 20, 135°, Solder pin length (l): 3.2 mm, tinned, black, Box
28675 | 1003710000 | SL-SMT 3.50/21/135F 3.2SN BK BX | PCB plug-in connector, male header, Flange, THT/THR solder connection, 3.50 mm, Number of poles: 21, 135°, Solder pin length (l): 3.2 mm, tinned, black, Box
28676 | 1003720000 | SL-SMT 3.50/22/135F 3.2SN BK BX | PCB plug-in connector, male header, Flange, THT/THR solder connection, 3.50 mm, Number of poles: 22, 135°, Solder pin length (l): 3.2 mm, tinned, black, Box
28677 | 1003730000 | SL-SMT 3.50/23/135F 3.2SN BK BX | PCB plug-in connector, male header, Flange, THT/THR solder connection, 3.50 mm, Number of poles: 23, 135°, Solder pin length (l): 3.2 mm, tinned, black, Box
28678 | 1003740000 | SL-SMT 3.50/24/135F 3.2SN BK BX | PCB plug-in connector, male header, Flange, THT/THR solder connection, 3.50 mm, Number of poles: 24, 135°, Solder pin length (l): 3.2 mm, tinned, black, Box
28679 | 1021500000 | WDK 2.5 | Feed-through terminal, Double-tier terminal, Screw connection, 2.5 mm², 400 V, 24 A, dark beige
28680 | 1021560000 | WDK 2.5 OR | Feed-through terminal, Double-tier terminal, Screw connection, 2.5 mm², 400 V, 24 A, orange
28681 | 1021580000 | WDK 2.5 BL | Feed-through terminal, Double-tier terminal, Screw connection, 2.5 mm², 400 V, 24 A, blue
28682 | 1022300000 | WDK 2.5V | Feed-through terminal, Double-tier terminal, Screw connection, 2.5 mm², 400 V, 24 A, dark beige
28683 | 1022350000 | WDK 2.5V GE | Feed-through terminal, Double-tier terminal, Screw connection, 2.5 mm², 400 V, 24 A, yellow
28684 | 1022360000 | WDK 2.5V OR | Feed-through terminal, Double-tier terminal, Screw connection, 2.5 mm², 400 V, 24 A, orange
28685 | 1022380000 | WDK 2.5V BL | Feed-through terminal, Double-tier terminal, Screw connection, 2.5 mm², 400 V, 24 A, blue
28686 | 1022990000 | LPP 5.08/03/90 3.2SN BK BX | Printed circuit board terminals, 5.08 mm, Number of poles: 3, 90°, Solder pin length (l): 3.2 mm, tinned, black, Clamping yoke connection, Clamping range, max. : 6 mm², Box
28687 | 1023100000 | WDK 2.5/D/3 | W-Series, Component terminal, Rated cross-section: 2.5 mm², Screw connection
28688 | 1023200000 | WDK 2.5/D | W-Series, Component terminal, Rated cross-section: 2.5 mm², Screw connection
28689 | 1025700000 | WDK 2.5/10 | Feed-through terminal, Double-tier terminal, Screw connection, 2.5 mm², 400 V, 24 A, dark beige
28690 | 1029100000 | WDK 2.5/EX | Feed-through terminal, Double-tier terminal, Screw connection, 2.5 mm², 800 V, 24 A, dark beige
28691 | 1036300000 | WDK 2.5PE | PE terminal, Double-tier terminal, Screw connection, 2.5 mm², 300 A (2.5 mm²), Green/yellow
28692 | 1036400000 | WDK 2.5DU-PE | Feed-through terminal, Double-tier terminal, Screw connection, 2.5 mm², 400 V, 24 A, dark beige
28693 | 1041100000 | WDK 2.5 ZQV | Feed-through terminal, Double-tier terminal, Screw connection, 2.5 mm², 400 V, 24 A, dark beige
28694 | 1041180000 | WDK 2.5 ZQV BL | Feed-through terminal, Double-tier terminal, Screw connection, 2.5 mm², 400 V, 24 A, blue
28695 | 1041600000 | WDK 2.5N | Double-tier terminal, Screw connection, 2.5 mm², 800 V, 24 A, dark beige
28696 | 1041610000 | WDK 2.5N V | Double-tier terminal, Screw connection, 2.5 mm², 800 V, 24 A, dark beige
28697 | 1041620000 | WDK 2.5N PE | PE terminal, Double-tier terminal, Screw connection, 2.5 mm², 300 A (2.5 mm²), Green/yellow
28698 | 1041650000 | WDK 2.5N DU-PE | Double-tier terminal, Screw connection, 2.5 mm², 800 V, 24 A, dark beige
28699 | 1041680000 | WDK 2.5N BL | Double-tier terminal, Screw connection, 2.5 mm², 800 V, 24 A, blue
28700 | 1041900000 | WDK 4N | Double-tier terminal, Screw connection, 4 mm², 800 V, 32 A, dark beige
28701 | 1041910000 | WDK 4N V | Double-tier terminal, Screw connection, 4 mm², 800 V, 32 A, dark beige
28702 | 1041920000 | WDK 4N PE | PE terminal, Double-tier terminal, Screw connection, 4 mm², 480 A (4 mm²), Green/yellow
28703 | 1041950000 | WDK 4N DU-PE | Double-tier terminal, Screw connection, 4 mm², 800 V, 32 A, dark beige
28704 | 1041960000 | WDK 4N OR | Double-tier terminal, Screw connection, 4 mm², 800 V, 32 A, orange
28705 | 1041980000 | WDK 4N BL | Double-tier terminal, Screw connection, 4 mm², 800 V, 32 A, blue
28706 | 1042400000 | WDU 10/ZR | Feed-through terminal, Screw connection, 10 mm², 800 V, 57 A, dark beige
28707 | 1042480000 | WDU 10/ZR BL | Feed-through terminal, Screw connection, 10 mm², 800 V, 57 A, blue
28708 | 1042500000 | WPE 10/ZR | PE terminal, Screw connection, 10 mm², 1200 A (10 mm²), Green/yellow
28709 | 1052310000 | LU 10.16/04/90 3.2SN BK BX | Printed circuit board terminals, 10.16 mm, Number of poles: 4, 90°, Solder pin length (l): 3.2 mm, tinned, black, Clamping yoke connection, Clamping range, max. : 16 mm², Box
28710 | 1059280000 | LU 10.16/02/90 3.2SN BK BX | Printed circuit board terminals, 10.16 mm, Number of poles: 2, 90°, Solder pin length (l): 3.2 mm, tinned, black, Clamping yoke connection, Clamping range, max. : 16 mm², Box
28711 | 1062040000 | SFC 2.5/12 MC SDR | SlimFix Clip, Conductor and cable markers, 4 - 6 mm, 12 x 9.3 mm, To customer specification
28712 | 1323560000 | SLA KO | PCB plug-in connector, Accessories, Coding element, white, Number of poles: 1
28713 | 1326760000 | BLA AH 4 GR.1 OR | PCB plug-in connector, Accessories, Hood, orange, Number of poles: 4
28714 | 1326860000 | BLA AH 5 GR.1 OR | PCB plug-in connector, Accessories, Hood, orange, Number of poles: 5
28715 | 1326960000 | BLA AH 6 GR.1 OR | PCB plug-in connector, Accessories, Hood, orange, Number of poles: 6
28716 | 1327060000 | BLA AH 7 GR.1 OR | PCB plug-in connector, Accessories, Hood, orange, Number of poles: 7
28717 | 1327160000 | BLA AH 8 GR.1 OR | PCB plug-in connector, Accessories, Hood, orange, Number of poles: 8
28718 | 1327260000 | BLA AH 9 GR.1 OR | PCB plug-in connector, Accessories, Hood, orange, Number of poles: 9
28719 | 1327360000 | BLA AH 10 GR.1 OR | PCB plug-in connector, Accessories, Hood, orange, Number of poles: 10
28720 | 1327560000 | BLA AH 12 GR.1 OR | PCB plug-in connector, Accessories, Hood, orange, Number of poles: 12
28721 | 1327760000 | BLA AH 14 GR.2 OR | PCB plug-in connector, Accessories, Hood, orange, Number of poles: 14
28722 | 1328160000 | BLA AH 18 GR.2 OR | PCB plug-in connector, Accessories, Hood, orange, Number of poles: 18
28723 | 1328260000 | BLA AH 19 GR.2 OR | PCB plug-in connector, Accessories, Hood, orange, Number of poles: 19
28724 | 1328360000 | BLA AH 20 GR.2 OR | PCB plug-in connector, Accessories, Hood, orange, Number of poles: 20
28725 | 1328760000 | BLA AH 24 GR.2 OR | PCB plug-in connector, Accessories, Hood, orange, Number of poles: 24
28726 | 1340410000 | BLA AHZH | PCB plug-in connector, Accessories, Help for pulling cover hood, black, Number of poles: 1
28727 | 1405560000 | SLAS 4B BB4 SN OR | PCB plug-in connector, male plug, 5.08 mm, Number of poles: 4, 180°, Clamping yoke connection, Clamping range, max. : 3.31 mm², Box
28728 | 1405760000 | SLAS 8B BB4 SN OR | PCB plug-in connector, male plug, 5.08 mm, Number of poles: 8, 180°, Clamping yoke connection, Clamping range, max. : 3.31 mm², Box
28729 | 1405860000 | SLAS 10B BB4 SN OR | PCB plug-in connector, male plug, 5.08 mm, Number of poles: 10, 180°, Clamping yoke connection, Clamping range, max. : 3.31 mm², Box
28730 | 1405960000 | SLAS 12B BB4 SN OR | PCB plug-in connector, male plug, 5.08 mm, Number of poles: 12, 180°, Clamping yoke connection, Clamping range, max. : 3.31 mm², Box
28731 | 1406060000 | SLAS 16B BB4 SN OR | PCB plug-in connector, male plug, 5.08 mm, Number of poles: 16, 180°, Clamping yoke connection, Clamping range, max. : 3.31 mm², Box
28732 | 1406260000 | SLAS 24B BB4 SN OR | PCB plug-in connector, male plug, 5.08 mm, Number of poles: 24, 180°, Clamping yoke connection, Clamping range, max. : 3.31 mm², Box
28733 | 1413700000 | RSV1,6 LBF4 GR 4,5 SN | PCB plug-in connector, female header, Flange, THT solder connection, 5.00 mm, Number of poles: 4, 180°, Solder pin length (l): 4.5 mm, tinned, Pebble grey, Box
28734 | 1413900000 | RSV1,6 LSF4 GR 4,5 SN | PCB plug-in connector, male header, Flange, THT solder connection, 5.00 mm, Number of poles: 4, 180°, Solder pin length (l): 4.5 mm, tinned, Pebble grey, Box
28735 | 1414700000 | RSV1,6 LBF6 GR 4,5 SN | PCB plug-in connector, female header, Flange, THT solder connection, 5.00 mm, Number of poles: 6, 180°, Solder pin length (l): 4.5 mm, tinned, Pebble grey, Box
28736 | 1414900000 | RSV1,6 LSF6 GR 4,5 SN | PCB plug-in connector, male header, Flange, THT solder connection, 5.00 mm, Number of poles: 6, 180°, Solder pin length (l): 4.5 mm, tinned, Pebble grey, Box
28737 | 1415500000 | RSV1,6 LS9 GR 4,5 SN | PCB plug-in connector, male header, closed side, THT solder connection, 5.00 mm, Number of poles: 9, 180°, Solder pin length (l): 4.5 mm, tinned, Pebble grey, Box
28738 | 1415600000 | RSV1,6 LBF9 GR 4,5 AU | PCB plug-in connector, female header, Flange, THT solder connection, 5.00 mm, Number of poles: 9, 180°, Solder pin length (l): 4.5 mm, Gold-plated, Pebble grey, Box
28739 | 1416200000 | RSV1,6 LB12 GR 4,5 AU | PCB plug-in connector, female header, closed side, THT solder connection, 5.00 mm, Number of poles: 12, 180°, Solder pin length (l): 4.5 mm, Gold-plated, Pebble grey, Box
28740 | 1416300000 | RSV1,6 LB12 GR 4,5 SN | PCB plug-in connector, female header, closed side, THT solder connection, 5.00 mm, Number of poles: 12, 180°, Solder pin length (l): 4.5 mm, tinned, Pebble grey, Box
28741 | 1416500000 | RSV1,6 LS12 GR 4,5 SN | PCB plug-in connector, male header, closed side, THT solder connection, 5.00 mm, Number of poles: 12, 180°, Solder pin length (l): 4.5 mm, tinned, Pebble grey, Box
28742 | 1416600000 | RSV1,6 LBF12 GR 4,5 AU | PCB plug-in connector, female header, Flange, THT solder connection, 5.00 mm, Number of poles: 12, 180°, Solder pin length (l): 4.5 mm, Gold-plated, Pebble grey, Box
28743 | 1416700000 | RSV1,6 LBF12 GR 4,5 SN | PCB plug-in connector, female header, Flange, THT solder connection, 5.00 mm, Number of poles: 12, 180°, Solder pin length (l): 4.5 mm, tinned, Pebble grey, Box
28744 | 1417600000 | RSV1,6 LBF18 GR 4,5 AU | PCB plug-in connector, female header, Flange, THT solder connection, 5.00 mm, Number of poles: 18, 180°, Solder pin length (l): 4.5 mm, Gold-plated, Pebble grey, Box
28745 | 1417700000 | RSV1,6 LBF18 GR 4,5 SN | PCB plug-in connector, female header, Flange, THT solder connection, 5.00 mm, Number of poles: 18, 180°, Solder pin length (l): 4.5 mm, tinned, Pebble grey, Box
28746 | 1418300000 | RSV1,6 LB24 GR 4,5 SN | PCB plug-in connector, female header, closed side, THT solder connection, 5.00 mm, Number of poles: 24, 180°, Solder pin length (l): 4.5 mm, tinned, Pebble grey, Box
28747 | 1418500000 | RSV1,6 LS24 GR 4,5 SN | PCB plug-in connector, male header, closed side, THT solder connection, 5.00 mm, Number of poles: 24, 180°, Solder pin length (l): 4.5 mm, tinned, Pebble grey, Box
28748 | 1418600000 | RSV1,6 LBF24 GR 4,5 AU | PCB plug-in connector, female header, Flange, THT solder connection, 5.00 mm, Number of poles: 24, 180°, Solder pin length (l): 4.5 mm, Gold-plated, Pebble grey, Box
28749 | 1418700000 | RSV1,6 LBF24 GR 4,5 SN | PCB plug-in connector, female header, Flange, THT solder connection, 5.00 mm, Number of poles: 24, 180°, Solder pin length (l): 4.5 mm, tinned, Pebble grey, Box
28750 | 1419200000 | RSV1,6 LB36 GR 4,5 AU | PCB plug-in connector, female header, closed side, THT solder connection, 5.00 mm, Number of poles: 36, 180°, Solder pin length (l): 4.5 mm, Gold-plated, Pebble grey, Box
28751 | 1419500000 | RSV1,6 LS36 GR 4,5 SN | PCB plug-in connector, male header, closed side, THT solder connection, 5.00 mm, Number of poles: 36, 180°, Solder pin length (l): 4.5 mm, tinned, Pebble grey, Box
28752 | 1419600000 | RSV1,6 LBF36 GR 4,5 AU | PCB plug-in connector, female header, Flange, THT solder connection, 5.00 mm, Number of poles: 36, 180°, Solder pin length (l): 4.5 mm, Gold-plated, Pebble grey, Box
28753 | 1419700000 | RSV1,6 LBF36 GR 4,5 SN | PCB plug-in connector, female header, Flange, THT solder connection, 5.00 mm, Number of poles: 36, 180°, Solder pin length (l): 4.5 mm, tinned, Pebble grey, Box
28754 | 1440200000 | RSV1,6 LB4 GR 3,2 AU | PCB plug-in connector, female header, closed side, THT solder connection, 5.00 mm, Number of poles: 4, 180°, Solder pin length (l): 3.2 mm, Gold-plated, Pebble grey, Box
28755 | 1440300000 | RSV1,6 LB4 GR 3,2 SN | PCB plug-in connector, female header, closed side, THT solder connection, 5.00 mm, Number of poles: 4, 180°, Solder pin length (l): 3.2 mm, tinned, Pebble grey, Box
28756 | 1440400000 | RSV1,6 LS4 GR 3,2 AU | PCB plug-in connector, male header, closed side, THT solder connection, 5.00 mm, Number of poles: 4, 180°, Solder pin length (l): 3.2 mm, Gold-plated, Pebble grey, Box
28757 | 1440500000 | RSV1,6 LS4 GR 3,2 SN | PCB plug-in connector, male header, closed side, THT solder connection, 5.00 mm, Number of poles: 4, 180°, Solder pin length (l): 3.2 mm, tinned, Pebble grey, Box
28758 | 1440600000 | RSV1,6 LBF4 GR 3,2 AU | PCB plug-in connector, female header, Flange, THT solder connection, 5.00 mm, Number of poles: 4, 180°, Solder pin length (l): 3.2 mm, Gold-plated, Pebble grey, Box
28759 | 1440700000 | RSV1,6 LBF4 GR 3,2 SN | PCB plug-in connector, female header, Flange, THT solder connection, 5.00 mm, Number of poles: 4, 180°, Solder pin length (l): 3.2 mm, tinned, Pebble grey, Box
28760 | 1440800000 | RSV1,6 LSF4 GR 3,2 AU | PCB plug-in connector, male header, Flange, THT solder connection, 5.00 mm, Number of poles: 4, 180°, Solder pin length (l): 3.2 mm, Gold-plated, Pebble grey, Box
28761 | 1440900000 | RSV1,6 LSF4 GR 3,2 SN | PCB plug-in connector, male header, Flange, THT solder connection, 5.00 mm, Number of poles: 4, 180°, Solder pin length (l): 3.2 mm, tinned, Pebble grey, Box
28762 | 1441200000 | RSV1,6 LB6 GR 3,2 AU | PCB plug-in connector, female header, closed side, THT solder connection, 5.00 mm, Number of poles: 6, 180°, Solder pin length (l): 3.2 mm, Gold-plated, Pebble grey, Box
28763 | 1441300000 | RSV1,6 LB6 GR 3,2 SN | PCB plug-in connector, female header, closed side, THT solder connection, 5.00 mm, Number of poles: 6, 180°, Solder pin length (l): 3.2 mm, tinned, Pebble grey, Box
28764 | 1441400000 | RSV1,6 LS6 GR 3,2 AU | PCB plug-in connector, male header, closed side, THT solder connection, 5.00 mm, Number of poles: 6, 180°, Solder pin length (l): 3.2 mm, Gold-plated, Pebble grey, Box
28765 | 1441500000 | RSV1,6 LS6 GR 3,2 SN | PCB plug-in connector, male header, closed side, THT solder connection, 5.00 mm, Number of poles: 6, 180°, Solder pin length (l): 3.2 mm, tinned, Pebble grey, Box
28766 | 1441600000 | RSV1,6 LBF6 GR 3,2 AU | PCB plug-in connector, female header, Flange, THT solder connection, 5.00 mm, Number of poles: 6, 180°, Solder pin length (l): 3.2 mm, Gold-plated, Pebble grey, Box
28767 | 1441700000 | RSV1,6 LBF6 GR 3,2 SN | PCB plug-in connector, female header, Flange, THT solder connection, 5.00 mm, Number of poles: 6, 180°, Solder pin length (l): 3.2 mm, tinned, Pebble grey, Box
28768 | 1441800000 | RSV1,6 LSF6 GR 3,2 AU | PCB plug-in connector, male header, Flange, THT solder connection, 5.00 mm, Number of poles: 6, 180°, Solder pin length (l): 3.2 mm, Gold-plated, Pebble grey, Box
28769 | 1441900000 | RSV1,6 LSF6 GR 3,2 SN | PCB plug-in connector, male header, Flange, THT solder connection, 5.00 mm, Number of poles: 6, 180°, Solder pin length (l): 3.2 mm, tinned, Pebble grey, Box
28770 | 1442200000 | RSV1,6 LB9 GR 3,2 AU | PCB plug-in connector, female header, closed side, THT solder connection, 5.00 mm, Number of poles: 9, 180°, Solder pin length (l): 3.2 mm, Gold-plated, Pebble grey, Box
28771 | 1442300000 | RSV1,6 LB9 GR 3,2 SN | PCB plug-in connector, female header, closed side, THT solder connection, 5.00 mm, Number of poles: 9, 180°, Solder pin length (l): 3.2 mm, tinned, Pebble grey, Box
28772 | 1442400000 | RSV1,6 LS9 GR 3,2 AU | PCB plug-in connector, male header, closed side, THT solder connection, 5.00 mm, Number of poles: 9, 180°, Solder pin length (l): 3.2 mm, Gold-plated, Pebble grey, Box
28773 | 1442500000 | RSV1,6 LS9 GR 3,2 SN | PCB plug-in connector, male header, closed side, THT solder connection, 5.00 mm, Number of poles: 9, 180°, Solder pin length (l): 3.2 mm, tinned, Pebble grey, Box
28774 | 1442600000 | RSV1,6 LBF9 GR 3,2 AU | PCB plug-in connector, female header, Flange, THT solder connection, 5.00 mm, Number of poles: 9, 180°, Solder pin length (l): 3.2 mm, Gold-plated, Pebble grey, Box
28775 | 1442700000 | RSV1,6 LBF9 GR 3,2 SN | PCB plug-in connector, female header, Flange, THT solder connection, 5.00 mm, Number of poles: 9, 180°, Solder pin length (l): 3.2 mm, tinned, Pebble grey, Box
28776 | 1442800000 | RSV1,6 LSF9 GR 3,2 AU | PCB plug-in connector, male header, Flange, THT solder connection, 5.00 mm, Number of poles: 9, 180°, Solder pin length (l): 3.2 mm, Gold-plated, Pebble grey, Box
28777 | 1442900000 | RSV1,6 LSF9 GR 3,2 SN | PCB plug-in connector, male header, Flange, THT solder connection, 5.00 mm, Number of poles: 9, 180°, Solder pin length (l): 3.2 mm, tinned, Pebble grey, Box
28778 | 1443200000 | RSV1,6 LB12 GR 3,2 AU | PCB plug-in connector, female header, closed side, THT solder connection, 5.00 mm, Number of poles: 12, 180°, Solder pin length (l): 3.2 mm, Gold-plated, Pebble grey, Box
28779 | 1443300000 | RSV1,6 LB12 GR 3,2 SN | PCB plug-in connector, female header, closed side, THT solder connection, 5.00 mm, Number of poles: 12, 180°, Solder pin length (l): 3.2 mm, tinned, Pebble grey, Box
28780 | 1443400000 | RSV1,6 LS12 GR 3,2 AU | PCB plug-in connector, male header, closed side, THT solder connection, 5.00 mm, Number of poles: 12, 180°, Solder pin length (l): 3.2 mm, Gold-plated, Pebble grey, Box
28781 | 1443500000 | RSV1,6 LS12 GR 3,2 SN | PCB plug-in connector, male header, closed side, THT solder connection, 5.00 mm, Number of poles: 12, 180°, Solder pin length (l): 3.2 mm, tinned, Pebble grey, Box
28782 | 1443600000 | RSV1,6 LBF12 GR 3,2 AU | PCB plug-in connector, female header, Flange, THT solder connection, 5.00 mm, Number of poles: 12, 180°, Solder pin length (l): 3.2 mm, Gold-plated, Pebble grey, Box
28783 | 1443700000 | RSV1,6 LBF12 GR 3,2 SN | PCB plug-in connector, female header, Flange, THT solder connection, 5.00 mm, Number of poles: 12, 180°, Solder pin length (l): 3.2 mm, tinned, Pebble grey, Box
28784 | 1443800000 | RSV1,6 LSF12 GR 3,2 AU | PCB plug-in connector, male header, Flange, THT solder connection, 5.00 mm, Number of poles: 12, 180°, Solder pin length (l): 3.2 mm, Gold-plated, Pebble grey, Box
28785 | 1443900000 | RSV1,6 LSF12 GR 3,2 SN | PCB plug-in connector, male header, Flange, THT solder connection, 5.00 mm, Number of poles: 12, 180°, Solder pin length (l): 3.2 mm, tinned, Pebble grey, Box
28786 | 1444200000 | RSV1,6 LB18 GR 3,2 AU | PCB plug-in connector, female header, closed side, THT solder connection, 5.00 mm, Number of poles: 18, 180°, Solder pin length (l): 3.2 mm, Gold-plated, Pebble grey, Box
28787 | 1444300000 | RSV1,6 LB18 GR 3,2 SN | PCB plug-in connector, female header, closed side, THT solder connection, 5.00 mm, Number of poles: 18, 180°, Solder pin length (l): 3.2 mm, tinned, Pebble grey, Box
28788 | 1444400000 | RSV1,6 LS18 GR 3,2 AU | PCB plug-in connector, male header, closed side, THT solder connection, 5.00 mm, Number of poles: 18, 180°, Solder pin length (l): 3.2 mm, Gold-plated, Pebble grey, Box
28789 | 1444500000 | RSV1,6 LS18 GR 3,2 SN | PCB plug-in connector, male header, closed side, THT solder connection, 5.00 mm, Number of poles: 18, 180°, Solder pin length (l): 3.2 mm, tinned, Pebble grey, Box
28790 | 1444600000 | RSV1,6 LBF18 GR 3,2 AU | PCB plug-in connector, female header, Flange, THT solder connection, 5.00 mm, Number of poles: 18, 180°, Solder pin length (l): 3.2 mm, Gold-plated, Pebble grey, Box
28791 | 1444700000 | RSV1,6 LBF18 GR 3,2 SN | PCB plug-in connector, female header, Flange, THT solder connection, 5.00 mm, Number of poles: 18, 180°, Solder pin length (l): 3.2 mm, tinned, Pebble grey, Box
28792 | 1444800000 | RSV1,6 LSF18 GR 3,2 AU | PCB plug-in connector, male header, Flange, THT solder connection, 5.00 mm, Number of poles: 18, 180°, Solder pin length (l): 3.2 mm, Gold-plated, Pebble grey, Box
28793 | 1444900000 | RSV1,6 LSF18 GR 3,2 SN | PCB plug-in connector, male header, Flange, THT solder connection, 5.00 mm, Number of poles: 18, 180°, Solder pin length (l): 3.2 mm, tinned, Pebble grey, Box
28794 | 1445200000 | RSV1,6 LB24 GR 3,2 AU | PCB plug-in connector, female header, closed side, THT solder connection, 5.00 mm, Number of poles: 24, 180°, Solder pin length (l): 3.2 mm, Gold-plated, Pebble grey, Box
28795 | 1445300000 | RSV1,6 LB24 GR 3,2 SN | PCB plug-in connector, female header, closed side, THT solder connection, 5.00 mm, Number of poles: 24, 180°, Solder pin length (l): 3.2 mm, tinned, Pebble grey, Box
28796 | 1445400000 | RSV1,6 LS24 GR 3,2 AU | PCB plug-in connector, male header, closed side, THT solder connection, 5.00 mm, Number of poles: 24, 180°, Solder pin length (l): 3.2 mm, Gold-plated, Pebble grey, Box
28797 | 1445500000 | RSV1,6 LS24 GR 3,2 SN | PCB plug-in connector, male header, closed side, THT solder connection, 5.00 mm, Number of poles: 24, 180°, Solder pin length (l): 3.2 mm, tinned, Pebble grey, Box
28798 | 1445600000 | RSV1,6 LBF24 GR 3,2 AU | PCB plug-in connector, female header, Flange, THT solder connection, 5.00 mm, Number of poles: 24, 180°, Solder pin length (l): 3.2 mm, Gold-plated, Pebble grey, Box
28799 | 1445700000 | RSV1,6 LBF24 GR 3,2 SN | PCB plug-in connector, female header, Flange, THT solder connection, 5.00 mm, Number of poles: 24, 180°, Solder pin length (l): 3.2 mm, tinned, Pebble grey, Box
28800 | 1445800000 | RSV1,6 LSF24 GR 3,2 AU | PCB plug-in connector, male header, Flange, THT solder connection, 5.00 mm, Number of poles: 24, 180°, Solder pin length (l): 3.2 mm, Gold-plated, Pebble grey, Box
28801 | 1445900000 | RSV1,6 LSF24 GR 3,2 SN | PCB plug-in connector, male header, Flange, THT solder connection, 5.00 mm, Number of poles: 24, 180°, Solder pin length (l): 3.2 mm, tinned, Pebble grey, Box
28802 | 1446060000 | SLA BB8 RH OR | PCB plug-in connector, Accessories, Mounting block, orange, Number of poles: 1
28803 | 1446200000 | RSV1,6 LB36 GR 3,2 AU | PCB plug-in connector, female header, closed side, THT solder connection, 5.00 mm, Number of poles: 36, 180°, Solder pin length (l): 3.2 mm, Gold-plated, Pebble grey, Box
28804 | 1446300000 | RSV1,6 LB36 GR 3,2 SN | PCB plug-in connector, female header, closed side, THT solder connection, 5.00 mm, Number of poles: 36, 180°, Solder pin length (l): 3.2 mm, tinned, Pebble grey, Box
28805 | 1446400000 | RSV1,6 LS36 GR 3,2 AU | PCB plug-in connector, male header, closed side, THT solder connection, 5.00 mm, Number of poles: 36, 180°, Solder pin length (l): 3.2 mm, Gold-plated, Pebble grey, Box
28806 | 1446500000 | RSV1,6 LS36 GR 3,2 SN | PCB plug-in connector, male header, closed side, THT solder connection, 5.00 mm, Number of poles: 36, 180°, Solder pin length (l): 3.2 mm, tinned, Pebble grey, Box
28807 | 1446600000 | RSV1,6 LBF36 GR 3,2 AU | PCB plug-in connector, female header, Flange, THT solder connection, 5.00 mm, Number of poles: 36, 180°, Solder pin length (l): 3.2 mm, Gold-plated, Pebble grey, Box
28808 | 1446700000 | RSV1,6 LBF36 GR 3,2 SN | PCB plug-in connector, female header, Flange, THT solder connection, 5.00 mm, Number of poles: 36, 180°, Solder pin length (l): 3.2 mm, tinned, Pebble grey, Box
28809 | 1446800000 | RSV1,6 LSF36 GR 3,2 AU | PCB plug-in connector, male header, Flange, THT solder connection, 5.00 mm, Number of poles: 36, 180°, Solder pin length (l): 3.2 mm, Gold-plated, Pebble grey, Box
28810 | 1446900000 | RSV1,6 LSF36 GR 3,2 SN | PCB plug-in connector, male header, Flange, THT solder connection, 5.00 mm, Number of poles: 36, 180°, Solder pin length (l): 3.2 mm, tinned, Pebble grey, Box
28811 | 1472200000 | LPA QB 2 | Printed circuit board terminals, Accessories, Cross-connector, Number of poles: 2
28812 | 1472300000 | LPA QB 3 | Printed circuit board terminals, Accessories, Cross-connector, Number of poles: 3
28813 | 1472400000 | LPA QB 4 | Printed circuit board terminals, Accessories, Cross-connector, Number of poles: 4
28814 | 1472500000 | LPA QB 10 | Printed circuit board terminals, Accessories, Cross-connector, Number of poles: 10
28815 | 1472600000 | LPA QB 24 | Printed circuit board terminals, Accessories, Cross-connector, Number of poles: 24
28816 | 1483260000 | SLA FLA 9.8/1 | PCB plug-in connector, Accessories, Flood-light display, Transparent, Number of poles: 1
28817 | 1495060000 | LPA SI STI3.2 OR | Printed circuit board terminals, Accessories, Fuse cartridge, orange, Number of poles: 1
28818 | 1495160000 | LPA SI STI4.5 OR | Printed circuit board terminals, Accessories, Fuse cartridge, orange, Number of poles: 1
28819 | 1495460000 | LPA TR STI3.2 OR | Printed circuit board terminals, Accessories, Spacer, orange, Number of poles: 1
28820 | 1495560000 | LPA TR STI4.5 OR | Printed circuit board terminals, Accessories, Spacer, orange, Number of poles: 1
28821 | 1495960000 | LPA FA2 | Printed circuit board terminals, Accessories, Function indicator, black, Number of poles: 2
28822 | 1496060000 | LPA FA3 | Printed circuit board terminals, Accessories, Function indicator, black, Number of poles: 3
28823 | 1496160000 | LPA FA2 BZ | Printed circuit board terminals, Accessories, Function indicator, black, Number of poles: 2
28824 | 1496260000 | LPA FA3 BZ | Printed circuit board terminals, Accessories, Function indicator, black, Number of poles: 3
28825 | 1497260000 | LPA BZ2 | Printed circuit board terminals, Accessories, Marker holder, black, Number of poles: 2
28826 | 1497360000 | LPA BZ3 | Printed circuit board terminals, Accessories, Marker holder, black, Number of poles: 3
28827 | 1545710000 | BLZ/SL KO BK BX | PCB plug-in connector, Accessories, Coding element, black, Number of poles: 1
28828 | 1571720000 | SLA BB4 OR | PCB plug-in connector, Accessories, Mounting block, orange, Number of poles: 1
28829 | 1571730000 | SLAS RF15 OR | PCB plug-in connector, Accessories, Clip-in foot, orange
28830 | 1571820000 | SLAS 4B SN OR | PCB plug-in connector, male plug, 5.08 mm, Number of poles: 4, 180°, Clamping yoke connection, Clamping range, max. : 3.31 mm², Box
28831 | 1571830000 | SLAS 6B SN OR | PCB plug-in connector, male plug, 5.08 mm, Number of poles: 6, 180°, Clamping yoke connection, Clamping range, max. : 3.31 mm², Box
28832 | 1571840000 | SLAS 8B SN OR | PCB plug-in connector, male plug, 5.08 mm, Number of poles: 8, 180°, Clamping yoke connection, Clamping range, max. : 3.31 mm², Box
28833 | 1571850000 | SLAS 10B SN OR | PCB plug-in connector, male plug, 5.08 mm, Number of poles: 10, 180°, Clamping yoke connection, Clamping range, max. : 3.31 mm², Box
28834 | 1571860000 | SLAS 12B SN OR | PCB plug-in connector, male plug, 5.08 mm, Number of poles: 12, 180°, Clamping yoke connection, Clamping range, max. : 3.31 mm², Box
28835 | 1571870000 | SLAS 14B SN OR | PCB plug-in connector, male plug, 5.08 mm, Number of poles: 14, 180°, Clamping yoke connection, Clamping range, max. : 3.31 mm², Box
28836 | 1571880000 | SLAS 16B SN OR | PCB plug-in connector, male plug, 5.08 mm, Number of poles: 16, 180°, Clamping yoke connection, Clamping range, max. : 3.31 mm², Box
28837 | 1571890000 | SLAS 20B SN OR | PCB plug-in connector, male plug, 5.08 mm, Number of poles: 20, 180°, Clamping yoke connection, Clamping range, max. : 3.31 mm², Box
28838 | 1571900000 | SLAS 24B SN OR | PCB plug-in connector, male plug, 5.08 mm, Number of poles: 24, 180°, Clamping yoke connection, Clamping range, max. : 3.31 mm², Box
28839 | 1573010000 | BLZ/SL KO OR BX | PCB plug-in connector, Accessories, Coding element, orange, Number of poles: 1
28840 | 1576460000 | SLAS KF OR | PCB plug-in connector, Accessories, Clip-in foot, orange, Number of poles: 1
28841 | 1577980000 | BLAT ZE04 OR BX | PCB plug-in connector, Accessories, Strain relief, orange, Number of poles: 4
28842 | 1578010000 | BLAT ZE08 OR BX | PCB plug-in connector, Accessories, Strain relief, orange, Number of poles: 8
28843 | 1580100000 | SL FLA 1.5/1 | PCB plug-in connector, Accessories, Flood-light display, Transparent, Number of poles: 1
28844 | 1580110000 | SL FLA 3.8/1 | PCB plug-in connector, Accessories, Flood-light display, Transparent, Number of poles: 1
28845 | 1580120000 | SL FLA 9.0/1 | PCB plug-in connector, Accessories, Flood-light display, Transparent, Number of poles: 1
28846 | 1584770000 | LPA QB 17 | Printed circuit board terminals, Accessories, Cross-connector, Number of poles: 17
28847 | 1593450000 | SLA BB12R OR | PCB plug-in connector, Accessories, Mounting block, orange, Number of poles: 1
28848 | 1594340000 | LPP 5.00/02/90 3.2SN OR BX | Printed circuit board terminals, 5.00 mm, Number of poles: 2, 90°, Solder pin length (l): 3.2 mm, tinned, orange, Clamping yoke connection, Clamping range, max. : 6 mm², Box
28849 | 1594350000 | LPP 5.00/03/90 3.2SN OR BX | Printed circuit board terminals, 5.00 mm, Number of poles: 3, 90°, Solder pin length (l): 3.2 mm, tinned, orange, Clamping yoke connection, Clamping range, max. : 6 mm², Box
28850 | 1594400000 | LPP 5.08/02/90 3.2SN OR BX | Printed circuit board terminals, 5.08 mm, Number of poles: 2, 90°, Solder pin length (l): 3.2 mm, tinned, orange, Clamping yoke connection, Clamping range, max. : 6 mm², Box
28851 | 1594410000 | LPP 5.08/03/90 3.2SN OR BX | Printed circuit board terminals, 5.08 mm, Number of poles: 3, 90°, Solder pin length (l): 3.2 mm, tinned, orange, Clamping yoke connection, Clamping range, max. : 6 mm², Box
28852 | 1594520000 | LPP 5.00/02/90 4.5SN OR BX | Printed circuit board terminals, 5.00 mm, Number of poles: 2, 90°, Solder pin length (l): 4.5 mm, tinned, orange, Clamping yoke connection, Clamping range, max. : 6 mm², Box
28853 | 1594530000 | LPP 5.00/03/90 4.5SN OR BX | Printed circuit board terminals, 5.00 mm, Number of poles: 3, 90°, Solder pin length (l): 4.5 mm, tinned, orange, Clamping yoke connection, Clamping range, max. : 6 mm², Box
28854 | 1594600000 | LPP 5.08/02/90 4.5SN OR BX | Printed circuit board terminals, 5.08 mm, Number of poles: 2, 90°, Solder pin length (l): 4.5 mm, tinned, orange, Clamping yoke connection, Clamping range, max. : 6 mm², Box
28855 | 1594610000 | LPP 5.08/03/90 4.5SN OR BX | Printed circuit board terminals, 5.08 mm, Number of poles: 3, 90°, Solder pin length (l): 4.5 mm, tinned, orange, Clamping yoke connection, Clamping range, max. : 6 mm², Box
28856 | 1598300000 | SL AT OR | PCB plug-in connector, Accessories, Spacer, orange, Number of poles: 1
28857 | 1606450000 | SL 135 BB15R OR | PCB plug-in connector, Accessories, Mounting block, orange, Number of poles: 1
28858 | 1626880000 | SLA BB12R SW | PCB plug-in connector, Accessories, Mounting block, black, Number of poles: 1
28859 | 1628360000 | SL 7.50/02/90 3.2SN OR BX | PCB plug-in connector, male header, open side, THT solder connection, 7.50 mm, Number of poles: 2, 90°, Solder pin length (l): 3.2 mm, tinned, orange, Box
28860 | 1628370000 | SL 7.50/03/90 3.2SN OR BX | PCB plug-in connector, male header, open side, THT solder connection, 7.50 mm, Number of poles: 3, 90°, Solder pin length (l): 3.2 mm, tinned, orange, Box
28861 | 1628380000 | SL 7.50/04/90 3.2SN OR BX | PCB plug-in connector, male header, open side, THT solder connection, 7.50 mm, Number of poles: 4, 90°, Solder pin length (l): 3.2 mm, tinned, orange, Box
28862 | 1628390000 | SL 7.50/05/90 3.2SN OR BX | PCB plug-in connector, male header, open side, THT solder connection, 7.50 mm, Number of poles: 5, 90°, Solder pin length (l): 3.2 mm, tinned, orange, Box
28863 | 1628400000 | SL 7.50/06/90 3.2SN OR BX | PCB plug-in connector, male header, open side, THT solder connection, 7.50 mm, Number of poles: 6, 90°, Solder pin length (l): 3.2 mm, tinned, orange, Box
28864 | 1628410000 | SL 7.50/07/90 3.2SN OR BX | PCB plug-in connector, male header, open side, THT solder connection, 7.50 mm, Number of poles: 7, 90°, Solder pin length (l): 3.2 mm, tinned, orange, Box
28865 | 1628420000 | SL 7.50/08/90 3.2SN OR BX | PCB plug-in connector, male header, open side, THT solder connection, 7.50 mm, Number of poles: 8, 90°, Solder pin length (l): 3.2 mm, tinned, orange, Box
28866 | 1628430000 | SL 7.50/09/90 3.2SN OR BX | PCB plug-in connector, male header, open side, THT solder connection, 7.50 mm, Number of poles: 9, 90°, Solder pin length (l): 3.2 mm, tinned, orange, Box
28867 | 1628440000 | SL 7.50/10/90 3.2SN OR BX | PCB plug-in connector, male header, open side, THT solder connection, 7.50 mm, Number of poles: 10, 90°, Solder pin length (l): 3.2 mm, tinned, orange, Box
28868 | 1628450000 | SL 7.50/11/90 3.2SN OR BX | PCB plug-in connector, male header, open side, THT solder connection, 7.50 mm, Number of poles: 11, 90°, Solder pin length (l): 3.2 mm, tinned, orange, Box
28869 | 1628460000 | SL 7.50/12/90 3.2SN OR BX | PCB plug-in connector, male header, open side, THT solder connection, 7.50 mm, Number of poles: 12, 90°, Solder pin length (l): 3.2 mm, tinned, orange, Box
28870 | 1628470000 | SL 7.50/02/90B 3.2SN OR BX | PCB plug-in connector, male header, Dovetails for fixing blocks, THT solder connection, 7.50 mm, Number of poles: 2, 90°, Solder pin length (l): 3.2 mm, tinned, orange, Box
28871 | 1628480000 | SL 7.50/03/90B 3.2SN OR BX | PCB plug-in connector, male header, Dovetails for fixing blocks, THT solder connection, 7.50 mm, Number of poles: 3, 90°, Solder pin length (l): 3.2 mm, tinned, orange, Box
28872 | 1628490000 | SL 7.50/04/90B 3.2SN OR BX | PCB plug-in connector, male header, Dovetails for fixing blocks, THT solder connection, 7.50 mm, Number of poles: 4, 90°, Solder pin length (l): 3.2 mm, tinned, orange, Box
28873 | 1628500000 | SL 7.50/05/90B 3.2SN OR BX | PCB plug-in connector, male header, Dovetails for fixing blocks, THT solder connection, 7.50 mm, Number of poles: 5, 90°, Solder pin length (l): 3.2 mm, tinned, orange, Box
28874 | 1628510000 | SL 7.50/06/90B 3.2SN OR BX | PCB plug-in connector, male header, Dovetails for fixing blocks, THT solder connection, 7.50 mm, Number of poles: 6, 90°, Solder pin length (l): 3.2 mm, tinned, orange, Box
28875 | 1628520000 | SL 7.50/07/90B 3.2SN OR BX | PCB plug-in connector, male header, Dovetails for fixing blocks, THT solder connection, 7.50 mm, Number of poles: 7, 90°, Solder pin length (l): 3.2 mm, tinned, orange, Box
28876 | 1628530000 | SL 7.50/08/90B 3.2SN OR BX | PCB plug-in connector, male header, Dovetails for fixing blocks, THT solder connection, 7.50 mm, Number of poles: 8, 90°, Solder pin length (l): 3.2 mm, tinned, orange, Box
28877 | 1628540000 | SL 7.50/09/90B 3.2SN OR BX | PCB plug-in connector, male header, Dovetails for fixing blocks, THT solder connection, 7.50 mm, Number of poles: 9, 90°, Solder pin length (l): 3.2 mm, tinned, orange, Box
28878 | 1628550000 | SL 7.50/10/90B 3.2SN OR BX | PCB plug-in connector, male header, Dovetails for fixing blocks, THT solder connection, 7.50 mm, Number of poles: 10, 90°, Solder pin length (l): 3.2 mm, tinned, orange, Box
28879 | 1628560000 | SL 7.50/11/90B 3.2SN OR BX | PCB plug-in connector, male header, Dovetails for fixing blocks, THT solder connection, 7.50 mm, Number of poles: 11, 90°, Solder pin length (l): 3.2 mm, tinned, orange, Box
28880 | 1628570000 | SL 7.50/12/90B 3.2SN OR BX | PCB plug-in connector, male header, Dovetails for fixing blocks, THT solder connection, 7.50 mm, Number of poles: 12, 90°, Solder pin length (l): 3.2 mm, tinned, orange, Box
28881 | 1628910000 | SL 7.50/02/90B 4.5SN BK BX | PCB plug-in connector, male header, Dovetails for fixing blocks, THT solder connection, 7.50 mm, Number of poles: 2, 90°, Solder pin length (l): 4.5 mm, tinned, black, Box
28882 | 1628920000 | SL 7.50/03/90B 4.5SN BK BX | PCB plug-in connector, male header, Dovetails for fixing blocks, THT solder connection, 7.50 mm, Number of poles: 3, 90°, Solder pin length (l): 4.5 mm, tinned, black, Box
28883 | 1629020000 | SL 7.50/02/180 3.2SN OR BX | PCB plug-in connector, male header, open side, THT solder connection, 7.50 mm, Number of poles: 2, 180°, Solder pin length (l): 3.2 mm, tinned, orange, Box
28884 | 1629030000 | SL 7.50/03/180 3.2SN OR BX | PCB plug-in connector, male header, open side, THT solder connection, 7.50 mm, Number of poles: 3, 180°, Solder pin length (l): 3.2 mm, tinned, orange, Box
28885 | 1629040000 | SL 7.50/04/180 3.2SN OR BX | PCB plug-in connector, male header, open side, THT solder connection, 7.50 mm, Number of poles: 4, 180°, Solder pin length (l): 3.2 mm, tinned, orange, Box
28886 | 1629050000 | SL 7.50/05/180 3.2SN OR BX | PCB plug-in connector, male header, open side, THT solder connection, 7.50 mm, Number of poles: 5, 180°, Solder pin length (l): 3.2 mm, tinned, orange, Box
28887 | 1629060000 | SL 7.50/06/180 3.2SN OR BX | PCB plug-in connector, male header, open side, THT solder connection, 7.50 mm, Number of poles: 6, 180°, Solder pin length (l): 3.2 mm, tinned, orange, Box
28888 | 1629070000 | SL 7.50/07/180 3.2SN OR BX | PCB plug-in connector, male header, open side, THT solder connection, 7.50 mm, Number of poles: 7, 180°, Solder pin length (l): 3.2 mm, tinned, orange, Box
28889 | 1629080000 | SL 7.50/08/180 3.2SN OR BX | PCB plug-in connector, male header, open side, THT solder connection, 7.50 mm, Number of poles: 8, 180°, Solder pin length (l): 3.2 mm, tinned, orange, Box
28890 | 1629090000 | SL 7.50/09/180 3.2SN OR BX | PCB plug-in connector, male header, open side, THT solder connection, 7.50 mm, Number of poles: 9, 180°, Solder pin length (l): 3.2 mm, tinned, orange, Box
28891 | 1629100000 | SL 7.50/10/180 3.2SN OR BX | PCB plug-in connector, male header, open side, THT solder connection, 7.50 mm, Number of poles: 10, 180°, Solder pin length (l): 3.2 mm, tinned, orange, Box
28892 | 1629110000 | SL 7.50/11/180 3.2SN OR BX | PCB plug-in connector, male header, open side, THT solder connection, 7.50 mm, Number of poles: 11, 180°, Solder pin length (l): 3.2 mm, tinned, orange, Box
28893 | 1629120000 | SL 7.50/12/180 3.2SN OR BX | PCB plug-in connector, male header, open side, THT solder connection, 7.50 mm, Number of poles: 12, 180°, Solder pin length (l): 3.2 mm, tinned, orange, Box
28894 | 1629130000 | SL 7.50/02/180B 3.2SN OR BX | PCB plug-in connector, male header, Dovetails for fixing blocks, THT solder connection, 7.50 mm, Number of poles: 2, 180°, Solder pin length (l): 3.2 mm, tinned, orange, Box
28895 | 1629140000 | SL 7.50/03/180B 3.2SN OR BX | PCB plug-in connector, male header, Dovetails for fixing blocks, THT solder connection, 7.50 mm, Number of poles: 3, 180°, Solder pin length (l): 3.2 mm, tinned, orange, Box
28896 | 1629150000 | SL 7.50/04/180B 3.2SN OR BX | PCB plug-in connector, male header, Dovetails for fixing blocks, THT solder connection, 7.50 mm, Number of poles: 4, 180°, Solder pin length (l): 3.2 mm, tinned, orange, Box
28897 | 1629160000 | SL 7.50/05/180B 3.2SN OR BX | PCB plug-in connector, male header, Dovetails for fixing blocks, THT solder connection, 7.50 mm, Number of poles: 5, 180°, Solder pin length (l): 3.2 mm, tinned, orange, Box
28898 | 1629170000 | SL 7.50/06/180B 3.2SN OR BX | PCB plug-in connector, male header, Dovetails for fixing blocks, THT solder connection, 7.50 mm, Number of poles: 6, 180°, Solder pin length (l): 3.2 mm, tinned, orange, Box
28899 | 1629180000 | SL 7.50/07/180B 3.2SN OR BX | PCB plug-in connector, male header, Dovetails for fixing blocks, THT solder connection, 7.50 mm, Number of poles: 7, 180°, Solder pin length (l): 3.2 mm, tinned, orange, Box
28900 | 1629190000 | SL 7.50/08/180B 3.2SN OR BX | PCB plug-in connector, male header, Dovetails for fixing blocks, THT solder connection, 7.50 mm, Number of poles: 8, 180°, Solder pin length (l): 3.2 mm, tinned, orange, Box
28901 | 1629200000 | SL 7.50/09/180B 3.2SN OR BX | PCB plug-in connector, male header, Dovetails for fixing blocks, THT solder connection, 7.50 mm, Number of poles: 9, 180°, Solder pin length (l): 3.2 mm, tinned, orange, Box
28902 | 1629210000 | SL 7.50/10/180B 3.2SN OR BX | PCB plug-in connector, male header, Dovetails for fixing blocks, THT solder connection, 7.50 mm, Number of poles: 10, 180°, Solder pin length (l): 3.2 mm, tinned, orange, Box
28903 | 1629220000 | SL 7.50/11/180B 3.2SN OR BX | PCB plug-in connector, male header, Dovetails for fixing blocks, THT solder connection, 7.50 mm, Number of poles: 11, 180°, Solder pin length (l): 3.2 mm, tinned, orange, Box
28904 | 1629230000 | SL 7.50/12/180B 3.2SN OR BX | PCB plug-in connector, male header, Dovetails for fixing blocks, THT solder connection, 7.50 mm, Number of poles: 12, 180°, Solder pin length (l): 3.2 mm, tinned, orange, Box
28905 | 1629570000 | SL 7.50/02/180B 4.5SN BK BX | PCB plug-in connector, male header, Dovetails for fixing blocks, THT solder connection, 7.50 mm, Number of poles: 2, 180°, Solder pin length (l): 4.5 mm, tinned, black, Box
28906 | 1629580000 | SL 7.50/03/180B 4.5SN BK BX | PCB plug-in connector, male header, Dovetails for fixing blocks, THT solder connection, 7.50 mm, Number of poles: 3, 180°, Solder pin length (l): 4.5 mm, tinned, black, Box
28907 | 1631380000 | LU 10.16/02/90 4STI 3.2SN GN BX | Printed circuit board terminals, 10.16 mm, Number of poles: 2, 90°, Solder pin length (l): 3.2 mm, tinned, Pale green, Clamping yoke connection, Clamping range, max. : 16 mm², Box
28908 | 1631400000 | LU 10.16/03/90 4STI 3.2SN GN BX | Printed circuit board terminals, 10.16 mm, Number of poles: 3, 90°, Solder pin length (l): 3.2 mm, tinned, Pale green, Clamping yoke connection, Clamping range, max. : 16 mm², Box
28909 | 1635920000 | LU 10.16/02/90 4STI 3.2SN GY BX | Printed circuit board terminals, 10.16 mm, Number of poles: 2, 90°, Solder pin length (l): 3.2 mm, tinned, Pebble grey, Clamping yoke connection, Clamping range, max. : 16 mm², Box
28910 | 1635930000 | LU 10.16/03/90 4STI 3.2SN GY BX | Printed circuit board terminals, 10.16 mm, Number of poles: 3, 90°, Solder pin length (l): 3.2 mm, tinned, Pebble grey, Clamping yoke connection, Clamping range, max. : 16 mm², Box
28911 | 1636170000 | LU 10.16/02/90 4STI 4.5SN GY BX | Printed circuit board terminals, 10.16 mm, Number of poles: 2, 90°, Solder pin length (l): 4.5 mm, tinned, Pebble grey, Clamping yoke connection, Clamping range, max. : 16 mm², Box
28912 | 1636180000 | LU 10.16/03/90 4STI 4.5SN GY BX | Printed circuit board terminals, 10.16 mm, Number of poles: 3, 90°, Solder pin length (l): 4.5 mm, tinned, Pebble grey, Clamping yoke connection, Clamping range, max. : 16 mm², Box
28913 | 1636670000 | SL FLA 2,3/1 | PCB plug-in connector, Accessories, Flood-light display, Transparent, Number of poles: 1
28914 | 1636680000 | SL FLA 2,3/24 | PCB plug-in connector, Accessories, Flood-light display, Transparent, Number of poles: 1
28915 | 1643330000 | SL 3.50/02/135F 3.2SN OR BX | PCB plug-in connector, male header, Flange, THT solder connection, 3.50 mm, Number of poles: 2, 135°, Solder pin length (l): 3.2 mm, tinned, orange, Box
28916 | 1643340000 | SL 3.50/03/135F 3.2SN OR BX | PCB plug-in connector, male header, Flange, THT solder connection, 3.50 mm, Number of poles: 3, 135°, Solder pin length (l): 3.2 mm, tinned, orange, Box
28917 | 1643350000 | SL 3.50/04/135F 3.2SN OR BX | PCB plug-in connector, male header, Flange, THT solder connection, 3.50 mm, Number of poles: 4, 135°, Solder pin length (l): 3.2 mm, tinned, orange, Box
28918 | 1643360000 | SL 3.50/05/135F 3.2SN OR BX | PCB plug-in connector, male header, Flange, THT solder connection, 3.50 mm, Number of poles: 5, 135°, Solder pin length (l): 3.2 mm, tinned, orange, Box
28919 | 1643370000 | SL 3.50/06/135F 3.2SN OR BX | PCB plug-in connector, male header, Flange, THT solder connection, 3.50 mm, Number of poles: 6, 135°, Solder pin length (l): 3.2 mm, tinned, orange, Box
28920 | 1643380000 | SL 3.50/07/135F 3.2SN OR BX | PCB plug-in connector, male header, Flange, THT solder connection, 3.50 mm, Number of poles: 7, 135°, Solder pin length (l): 3.2 mm, tinned, orange, Box
28921 | 1643390000 | SL 3.50/08/135F 3.2SN OR BX | PCB plug-in connector, male header, Flange, THT solder connection, 3.50 mm, Number of poles: 8, 135°, Solder pin length (l): 3.2 mm, tinned, orange, Box
28922 | 1643400000 | SL 3.50/09/135F 3.2SN OR BX | PCB plug-in connector, male header, Flange, THT solder connection, 3.50 mm, Number of poles: 9, 135°, Solder pin length (l): 3.2 mm, tinned, orange, Box
28923 | 1643410000 | SL 3.50/10/135F 3.2SN OR BX | PCB plug-in connector, male header, Flange, THT solder connection, 3.50 mm, Number of poles: 10, 135°, Solder pin length (l): 3.2 mm, tinned, orange, Box
28924 | 1643420000 | SL 3.50/11/135F 3.2SN OR BX | PCB plug-in connector, male header, Flange, THT solder connection, 3.50 mm, Number of poles: 11, 135°, Solder pin length (l): 3.2 mm, tinned, orange, Box
28925 | 1643430000 | SL 3.50/12/135F 3.2SN OR BX | PCB plug-in connector, male header, Flange, THT solder connection, 3.50 mm, Number of poles: 12, 135°, Solder pin length (l): 3.2 mm, tinned, orange, Box
28926 | 1643440000 | SL 3.50/13/135F 3.2SN OR BX | PCB plug-in connector, male header, Flange, THT solder connection, 3.50 mm, Number of poles: 13, 135°, Solder pin length (l): 3.2 mm, tinned, orange, Box
28927 | 1643450000 | SL 3.50/14/135F 3.2SN OR BX | PCB plug-in connector, male header, Flange, THT solder connection, 3.50 mm, Number of poles: 14, 135°, Solder pin length (l): 3.2 mm, tinned, orange, Box
28928 | 1643460000 | SL 3.50/15/135F 3.2SN OR BX | PCB plug-in connector, male header, Flange, THT solder connection, 3.50 mm, Number of poles: 15, 135°, Solder pin length (l): 3.2 mm, tinned, orange, Box
28929 | 1643470000 | SL 3.50/16/135F 3.2SN OR BX | PCB plug-in connector, male header, Flange, THT solder connection, 3.50 mm, Number of poles: 16, 135°, Solder pin length (l): 3.2 mm, tinned, orange, Box
28930 | 1643480000 | SL 3.50/17/135F 3.2SN OR BX | PCB plug-in connector, male header, Flange, THT solder connection, 3.50 mm, Number of poles: 17, 135°, Solder pin length (l): 3.2 mm, tinned, orange, Box
28931 | 1643490000 | SL 3.50/18/135F 3.2SN OR BX | PCB plug-in connector, male header, Flange, THT solder connection, 3.50 mm, Number of poles: 18, 135°, Solder pin length (l): 3.2 mm, tinned, orange, Box
28932 | 1643500000 | SL 3.50/19/135F 3.2SN OR BX | PCB plug-in connector, male header, Flange, THT solder connection, 3.50 mm, Number of poles: 19, 135°, Solder pin length (l): 3.2 mm, tinned, orange, Box
28933 | 1643510000 | SL 3.50/20/135F 3.2SN OR BX | PCB plug-in connector, male header, Flange, THT solder connection, 3.50 mm, Number of poles: 20, 135°, Solder pin length (l): 3.2 mm, tinned, orange, Box
28934 | 1643520000 | SL 3.50/21/135F 3.2SN OR BX | PCB plug-in connector, male header, Flange, THT solder connection, 3.50 mm, Number of poles: 21, 135°, Solder pin length (l): 3.2 mm, tinned, orange, Box
28935 | 1643530000 | SL 3.50/22/135F 3.2SN OR BX | PCB plug-in connector, male header, Flange, THT solder connection, 3.50 mm, Number of poles: 22, 135°, Solder pin length (l): 3.2 mm, tinned, orange, Box
28936 | 1643540000 | SL 3.50/23/135F 3.2SN OR BX | PCB plug-in connector, male header, Flange, THT solder connection, 3.50 mm, Number of poles: 23, 135°, Solder pin length (l): 3.2 mm, tinned, orange, Box
28937 | 1643550000 | SL 3.50/24/135F 3.2SN OR BX | PCB plug-in connector, male header, Flange, THT solder connection, 3.50 mm, Number of poles: 24, 135°, Solder pin length (l): 3.2 mm, tinned, orange, Box
28938 | 1643950000 | SL 3.50/16/135F 4.5SN BK BX | PCB plug-in connector, male header, Flange, THT solder connection, 3.50 mm, Number of poles: 16, 135°, Solder pin length (l): 4.5 mm, tinned, black, Box
28939 | 1648300000 | LU 10.16/03/90 4.5SN GY BX | Printed circuit board terminals, 10.16 mm, Number of poles: 3, 90°, Solder pin length (l): 4.5 mm, tinned, Pebble grey, Clamping yoke connection, Clamping range, max. : 16 mm², Box
28940 | 1648310000 | LU 10.16/02/90 4.5SN GY BX | Printed circuit board terminals, 10.16 mm, Number of poles: 2, 90°, Solder pin length (l): 4.5 mm, tinned, Pebble grey, Clamping yoke connection, Clamping range, max. : 16 mm², Box
28941 | 1650330000 | QB 16/10.16 | Printed circuit board terminals, Accessories, Cross-connector, Number of poles: 1
28942 | 1650510000 | SL 7.50/07/90 3.2SN GY BX | PCB plug-in connector, male header, open side, THT solder connection, 7.50 mm, Number of poles: 7, 90°, Solder pin length (l): 3.2 mm, tinned, Pebble grey, Box
28943 | 1652050000 | BLZ 5.08 ZE08 OR BX | PCB plug-in connector, Accessories, Strain relief, orange, Number of poles: 8
28944 | 1652070000 | BLZ 5.08 ZE08 BK BX | PCB plug-in connector, Accessories, Strain relief, black, Number of poles: 8
28945 | 1652110000 | BLZ 5.08 ZE04 OR BX | PCB plug-in connector, Accessories, Strain relief, orange, Number of poles: 4
28946 | 1652130000 | BLZ 5.08 ZE04 BK BX | PCB plug-in connector, Accessories, Strain relief, black, Number of poles: 4
28947 | 1652150000 | BLZ 7.62 ZE03 OR BX | PCB plug-in connector, Accessories, Strain relief, orange, Number of poles: 3
28948 | 1652170000 | BLZ 7.62 ZE06 OR BX | PCB plug-in connector, Accessories, Strain relief, orange, Number of poles: 6
28949 | 1652210000 | BLZ 7.62 ZE03 BK BX | PCB plug-in connector, Accessories, Strain relief, black, Number of poles: 3
28950 | 1692340000 | SLA BB11R SW | PCB plug-in connector, Accessories, Mounting block, black, Number of poles: 1
28951 | 1697120000 | LPP 5.08/02/90 4.5SN BK BX | Printed circuit board terminals, 5.08 mm, Number of poles: 2, 90°, Solder pin length (l): 4.5 mm, tinned, black, Clamping yoke connection, Clamping range, max. : 6 mm², Box
28952 | 1697130000 | LPP 5.08/03/90 4.5SN BK BX | Printed circuit board terminals, 5.08 mm, Number of poles: 3, 90°, Solder pin length (l): 4.5 mm, tinned, black, Clamping yoke connection, Clamping range, max. : 6 mm², Box
28953 | 1716240000 | SAK 4 | SAK Series, Feed-through terminal, Rated cross-section: 4 mm², Screw connection
28954 | 1720770000 | ZDL 2.5 S/N | Z-series, Installation multi-tier terminal, Rated cross-section: 2.5 mm², Tension-clamp connection, dark beige, Direct mounting
28955 | 1720780000 | ZDL 2.5 S/L | Z-series, Installation multi-tier terminal, Rated cross-section: 2.5 mm², Tension-clamp connection, dark beige, Direct mounting
28956 | 1720790000 | ZDL 2.5 S/N/L | Z-series, Installation multi-tier terminal, Rated cross-section: 2.5 mm², Tension-clamp connection, dark beige, Direct mounting
28957 | 1720800000 | ZDL 2.5 S/N/L/PE | Z-series, Installation multi-tier terminal, Rated cross-section: 2.5 mm², Tension-clamp connection, dark beige, Direct mounting
28958 | 1720810000 | ZDL 2.5 S/L/L/PE | Z-series, Installation multi-tier terminal, Rated cross-section: 2.5 mm², Tension-clamp connection, dark beige, Direct mounting
28959 | 1720820000 | ZDL 2.5/NT/L/PE | Z-series, Installation multi-tier terminal, Rated cross-section: 2.5 mm², Tension-clamp connection, dark beige, Direct mounting
28960 | 1720830000 | ZDL 2.5/L/L | Z-series, Installation multi-tier terminal, Rated cross-section: 2.5 mm², Tension-clamp connection, dark beige, Direct mounting
28961 | 1720850000 | ZDL 2.5/L | Z-series, Installation multi-tier terminal, Rated cross-section: 2.5 mm², Tension-clamp connection, dark beige, Direct mounting
28962 | 1720860000 | ZDL 2.5/N/L | Z-series, Installation multi-tier terminal, Rated cross-section: 2.5 mm², Tension-clamp connection, dark beige, Direct mounting
28963 | 1720870000 | ZDL 2.5/N/L/PE | Z-series, Installation multi-tier terminal, Rated cross-section: 2.5 mm², Tension-clamp connection, dark beige, Direct mounting
28964 | 1720880000 | ZDL 2.5/L/L/PE | Z-series, Installation multi-tier terminal, Rated cross-section: 2.5 mm², Tension-clamp connection, dark beige, Direct mounting
28965 | 1723440000 | SLA BB2R OR | PCB plug-in connector, Accessories, Mounting block, orange, Number of poles: 1
28966 | 1723450000 | SLA BB3R OR | PCB plug-in connector, Accessories, Mounting block, orange, Number of poles: 1
28967 | 1723460000 | SLA BB5R OR | PCB plug-in connector, Accessories, Mounting block, orange, Number of poles: 1
28968 | 1723470000 | SLA BB6R OR | PCB plug-in connector, Accessories, Mounting block, orange, Number of poles: 1
28969 | 1723480000 | SLA BB1R SW | PCB plug-in connector, Accessories, Mounting block, black, Number of poles: 1
28970 | 1723490000 | SLA BB2R SW | PCB plug-in connector, Accessories, Mounting block, black, Number of poles: 1
28971 | 1723510000 | SLA BB5R SW | PCB plug-in connector, Accessories, Mounting block, black, Number of poles: 1
28972 | 1723520000 | SLA BB6R SW | PCB plug-in connector, Accessories, Mounting block, black, Number of poles: 1
28973 | 1743180000 | ZDL 2.5/TR/DU/PE | Test-disconnect terminal, Tension-clamp connection, 2.5 mm², 400 V, 20 A, Pivoting, dark beige
28974 | 1743190000 | ZDL 2.5/TR/DU | Test-disconnect terminal, Tension-clamp connection, 2.5 mm², 400 V, 20 A, Pivoting, dark beige
28975 | 1747490000 | LPZP 1.27/90 OR | Printed circuit board terminals, Accessories, Intermediate plate, orange, Number of poles: 1
28976 | 1747500000 | LPZP 2.54/90 SW | Printed circuit board terminals, Accessories, Intermediate plate, black, Number of poles: 1
28977 | 1747540000 | LPBB OR | Printed circuit board terminals, Accessories, Mounting block, orange, Number of poles: 1
28978 | 1751100000 | BLIDC 3.50/03/180F SN OR BX | PCB plug-in connector, female plug, 3.50 mm, Number of poles: 3, 90°/270°, IDC terminal, Clamping range, max. : 0.5 mm², Box
28979 | 1751110000 | BLIDC 3.50/04/180F SN OR BX | PCB plug-in connector, female plug, 3.50 mm, Number of poles: 4, 90°/270°, IDC terminal, Clamping range, max. : 0.5 mm², Box
28980 | 1751120000 | BLIDC 3.50/05/180F SN OR BX | PCB plug-in connector, female plug, 3.50 mm, Number of poles: 5, 90°/270°, IDC terminal, Clamping range, max. : 0.5 mm², Box
28981 | 1751140000 | BLIDC 3.50/07/180F SN OR BX | PCB plug-in connector, female plug, 3.50 mm, Number of poles: 7, 90°/270°, IDC terminal, Clamping range, max. : 0.5 mm², Box
28982 | 1751160000 | BLIDC 3.50/09/180F SN OR BX | PCB plug-in connector, female plug, 3.50 mm, Number of poles: 9, 90°/270°, IDC terminal, Clamping range, max. : 0.5 mm², Box
28983 | 1751180000 | BLIDC 3.50/11/180F SN OR BX | PCB plug-in connector, female plug, 3.50 mm, Number of poles: 11, 90°/270°, IDC terminal, Clamping range, max. : 0.5 mm², Box
28984 | 1751380000 | BLIDCB 3.50/02/- SN OR BX | PCB plug-in connector, female plug, 3.50 mm, Number of poles: 2, 90°/270°, IDC terminal, Clamping range, max. : 0.5 mm², Box
28985 | 1751400000 | BLIDCB 3.50/04/- SN OR BX | PCB plug-in connector, female plug, 3.50 mm, Number of poles: 4, 90°/270°, IDC terminal, Clamping range, max. : 0.5 mm², Box
28986 | 1753280000 | WDU 1.5/R3.5 | W-Series, Feed-through terminal, Rated cross-section: 1.5 mm², Screw connection
28987 | 1753290000 | WDK 1.5/R3.5 | W-Series, Double-tier terminal, Feed-through terminal, Rated cross-section: 1.5 mm², Screw connection
28988 | 1753740000 | LPZP 2.54/135 OR | Printed circuit board terminals, Accessories, Intermediate plate, orange, Number of poles: 1
28989 | 1753890000 | LP 7.62/02/180 3.2SN OR BX | Printed circuit board terminals, 7.62 mm, Number of poles: 2, 180°, Solder pin length (l): 3.2 mm, tinned, orange, Clamping yoke connection, Clamping range, max. : 6 mm², Box
28990 | 1753900000 | LP 7.62/03/180 3.2SN OR BX | Printed circuit board terminals, 7.62 mm, Number of poles: 3, 180°, Solder pin length (l): 3.2 mm, tinned, orange, Clamping yoke connection, Clamping range, max. : 6 mm², Box
28991 | 1753910000 | LP 7.62/02/180 4.5SN BK BX | Printed circuit board terminals, 7.62 mm, Number of poles: 2, 180°, Solder pin length (l): 4.5 mm, tinned, black, Clamping yoke connection, Clamping range, max. : 6 mm², Box
28992 | 1753920000 | LP 7.62/03/180 4.5SN BK BX | Printed circuit board terminals, 7.62 mm, Number of poles: 3, 180°, Solder pin length (l): 4.5 mm, tinned, black, Clamping yoke connection, Clamping range, max. : 6 mm², Box
28993 | 1754170000 | WDU 1.5/R3.5 BL | W-Series, Feed-through terminal, Rated cross-section: 1.5 mm², Screw connection
28994 | 1754180000 | WDK 1.5/R3.5 BL | W-Series, Double-tier terminal, Feed-through terminal, Rated cross-section: 1.5 mm², Screw connection
28995 | 1755180000 | LPTR 5.08/01/90 3.2SN OR BX | Printed circuit board terminals, 5.08 mm, Number of poles: 1, 90°, Solder pin length (l): 3.2 mm, tinned, orange, Clamping yoke connection, Clamping range, max. : 6 mm², Box
28996 | 1755190000 | LPTR 5.08/01/90 4.5SN BK BX | Printed circuit board terminals, 5.08 mm, Number of poles: 1, 90°, Solder pin length (l): 4.5 mm, tinned, black, Clamping yoke connection, Clamping range, max. : 6 mm², Box
28997 | 1755230000 | LPTR 5.08/01/90 4.5SN OR BX | Printed circuit board terminals, 5.08 mm, Number of poles: 1, 90°, Solder pin length (l): 4.5 mm, tinned, orange, Clamping yoke connection, Clamping range, max. : 6 mm², Box
28998 | 1760070000 | KF BLZF/SLZF/BLIDC | PCB plug-in connector, Accessories, Clip-in foot, orange
28999 | 1760080000 | RF 15 BLZF/SLZF/BLIDC | PCB plug-in connector, Accessories, Clip-in foot, orange, Number of poles: 1
29000 | 1761370000 | LP 7.50/02/180 3.2SN OR BX | Printed circuit board terminals, 7.50 mm, Number of poles: 2, 180°, Solder pin length (l): 3.2 mm, tinned, orange, Clamping yoke connection, Clamping range, max. : 6 mm², Box
29001 | 1761380000 | LP 7.50/03/180 3.2SN OR BX | Printed circuit board terminals, 7.50 mm, Number of poles: 3, 180°, Solder pin length (l): 3.2 mm, tinned, orange, Clamping yoke connection, Clamping range, max. : 6 mm², Box
29002 | 1763170000 | ZDL 2.5/SI/DU/PE | Z-series, Fuse terminal, Rated cross-section: 2.5 mm², Tension-clamp connection, dark beige, Direct mounting
29003 | 1763180000 | ZDL 2.5/SI/DU | Z-series, Fuse terminal, Rated cross-section: 2.5 mm², Tension-clamp connection, dark beige, Direct mounting
29004 | 1763190000 | ZDL 2.5/SI/DU/PE LD 36V | Z-series, Fuse terminal, Rated cross-section: 2.5 mm², Tension-clamp connection, dark beige, Direct mounting
29005 | 1763210000 | ZDL 2.5/SI/DU/PE LD150V | Z-series, Fuse terminal, Rated cross-section: 2.5 mm², Tension-clamp connection, dark beige
29006 | 1763220000 | ZDL 2.5/SI/DU/PE LD250V | Z-series, Fuse terminal, Rated cross-section: 2.5 mm², Tension-clamp connection, dark beige, Direct mounting
29007 | 1763230000 | ZDL 2.5/SI/DU LD 36V | Z-series, Fuse terminal, Rated cross-section: 2.5 mm², Tension-clamp connection, dark beige, Direct mounting
29008 | 1763260000 | ZDL 2.5/SI/DU LD 250V | Z-series, Fuse terminal, Rated cross-section: 2.5 mm², Tension-clamp connection, dark beige
29009 | 1766140000 | SLAS 20B KF SN OR | PCB plug-in connector, male plug, 5.08 mm, Number of poles: 20, 180°, Clamping yoke connection, Clamping range, max. : 3.31 mm², Box
29010 | 1766520000 | LPP 5.08/04/90 3.2SN OR BX | Printed circuit board terminals, 5.08 mm, Number of poles: 4, 90°, Solder pin length (l): 3.2 mm, tinned, orange, Clamping yoke connection, Clamping range, max. : 6 mm², Box
29011 | 1770240000 | SL AT SW | PCB plug-in connector, Accessories, Spacer, black, Number of poles: 1
29012 | 1779090000 | SFC 1/21 MC SDR | SlimFix Clip, Conductor and cable markers, 2 - 3.5 mm, 21 x 5.8 mm, To customer specification
29013 | 1789230000 | VT SF 1/21 MC SDR V0 | SlimFix, Conductor and cable markers, 1.7 - 2 mm, 21 x 3.2 mm, To customer specification
29014 | 1789240000 | VT SF 2/21 MC SDR V0 | SlimFix, Conductor and cable markers, 2.2 - 2.9 mm, 21 x 3.6 mm, To customer specification
29015 | 1789250000 | VT SF 3/21 MC SDR V0 | SlimFix, Conductor and cable markers, 3 - 3.7 mm, 21 x 4.5 mm, To customer specification
29016 | 1789260000 | VT SF 4/21 MC SDR V0 | SlimFix, Conductor and cable markers, 3.6 - 6 mm, 21 x 5.7 mm, To customer specification
29017 | 1789270000 | VT SF 4.5/21 SDR V0 | SlimFix, Conductor and cable markers, 4.1 - 4.9 mm, 21 x 7.4 mm, To customer specification
29018 | 1789280000 | VT SF 5/21 SDR V0 | SlimFix, Conductor and cable markers, 4.8 - 7.4 mm, 21 x 7.4 mm, To customer specification
29019 | 1789290000 | VT SF 6/21 SDR V0 | SlimFix, Conductor and cable markers, 5.8 - 7.8 mm, 21 x 8.4 mm, To customer specification
29020 | 1789300000 | VT SFX 9/24 MC SDR V0 | SlimFix X, Conductor and cable markers, 7 - 40 mm, 24 x 15 mm, To customer specification
29021 | 1803790000 | DFFC EW2 | OMNIMATE Power - Powerbus series, PCB plug-in connector
29022 | 1805750000 | SFC 1/30 MC SDR | SlimFix Clip, Conductor and cable markers, 2 - 3.5 mm, 30 x 5.8 mm, To customer specification
29023 | 1805800000 | SFC 2/21 MC SDR | SlimFix Clip, Conductor and cable markers, 3 - 5 mm, 21 x 5.8 mm, To customer specification
29024 | 1805860000 | SFC 2/30 MC SDR | SlimFix Clip, Conductor and cable markers, 3 - 5 mm, 30 x 5.8 mm, To customer specification
29025 | 1808020000 | ZDU 2.5 S BL | Z-series, Installation multi-tier terminal, Feed-through terminal, Rated cross-section: 2.5 mm², Tension-clamp connection, blue, Direct mounting
29026 | 1808030000 | ZAP ZDU 2.5 S | Z-series, End plate
29027 | 1808040000 | ZAP ZDU 2.5 S BL | Z-series, End plate
29028 | 1808050000 | ZAP ZDU 2.5 S OR | Z-series, End plate
29029 | 1808230000 | ZDU 6 S | Z-series, Installation multi-tier terminal, Feed-through terminal, Rated cross-section: 6 mm², Tension-clamp connection, dark beige, Direct mounting
29030 | 1808240000 | ZDU 6 S BL | Z-series, Installation multi-tier terminal, Feed-through terminal, Rated cross-section: 6 mm², Tension-clamp connection, blue, Direct mounting
29031 | 1808300000 | ZNT 2.5 S | Z-series, Installation multi-tier terminal, Neutral conductor modular terminal, Rated cross-section: 2.5 mm², Tension-clamp connection, blue, Direct mounting
29032 | 1808330000 | ZPE 2.5 S | Z-series, Installation multi-tier terminal, PE terminal, Rated cross-section: 2.5 mm², Tension-clamp connection, green, Direct mounting
29033 | 1808360000 | ZDU 4 S | Z-series, Installation multi-tier terminal, Feed-through terminal, Rated cross-section: 4 mm², Tension-clamp connection, dark beige, Direct mounting
29034 | 1808370000 | ZDU 4 S BL | Z-series, Installation multi-tier terminal, Feed-through terminal, Rated cross-section: 4 mm², Tension-clamp connection, blue, Direct mounting
29035 | 1813180000 | SFC 0/12 MC SDR | SlimFix Clip, Conductor and cable markers, 1.5 - 2.5 mm, 12 x 5.8 mm, To customer specification
29036 | 1813230000 | SFC 0/21 MC SDR | SlimFix Clip, Conductor and cable markers, 1.5 - 2.5 mm, 21 x 5.8 mm, To customer specification
29037 | 1813280000 | SFC 0/30 MC SDR | SlimFix Clip, Conductor and cable markers, 1.5 - 2.5 mm, 30 x 5.8 mm, To customer specification
29038 | 1814660000 | ZF 4 S BL | Accessories, Special terminal, Rated cross-section: 2.5 mm², Tension-clamp connection, Wemid, blue, Direct mounting, Busbar
29039 | 1814670000 | ZF 4 S GN | Accessories, Special terminal, Rated cross-section: 2.5 mm², Tension-clamp connection, Wemid, Green/yellow, Direct mounting, Busbar
29040 | 1814680000 | ZF 4 S | Accessories, Special terminal, Rated cross-section: 2.5 mm², Tension-clamp connection, Wemid, dark beige, Direct mounting, Busbar
29041 | 1820550000 | WDU 95N/120N | Feed-through terminal, Screw connection, 120 mm², 1000 V, 269 A, dark beige
29042 | 1820560000 | WDU 95N/120N BL | Feed-through terminal, Screw connection, 120 mm², 1000 V, 269 A, blue
29043 | 1820840000 | WDU 50N | Feed-through terminal, Screw connection, 50 mm², 1000 V, 150 A, dark beige
29044 | 1820850000 | WDU 50N BL | Feed-through terminal, Screw connection, 50 mm², 1000 V, 150 A, blue
29045 | 1824410000 | KO BU/SU10.16HP BK | PCB plug-in connector, Accessories, Coding element, black, Number of poles: 1
29046 | 1826890000 | WQV 95N/120N/2 | W-Series, Cross-connector, For the terminals, Number of poles: 2
29047 | 1826900000 | WQV 95N/120N/3 | W-Series, Cross-connector, For the terminals, Number of poles: 3
29048 | 1826910000 | WQV 95N/120N/4 | W-Series, Cross-connector, For the terminals, Number of poles: 4
29049 | 1833690000 | WDK 2.5/MOV | W-Series, Component terminal, Rated cross-section: 2.5 mm², Screw connection
29050 | 1837030000 | PDL 4 S/L/L | Installation multi-tier terminal, PUSH IN, 4 mm², 400 V, 32 A, dark beige
29051 | 1837040000 | PDL 4 S/L/L/PE | Installation multi-tier terminal, PUSH IN, 4 mm², 400 V, 32 A, dark beige
29052 | 1837050000 | PDL 4 S/N/L/PE | Installation multi-tier terminal, PUSH IN, 4 mm², 400 V, 32 A, dark beige
29053 | 1837060000 | PDL 4 S/NT/L/PE | Installation multi-tier terminal, PUSH IN, 4 mm², 400 V, 32 A, dark beige
29054 | 1839180000 | LUP 12.70/02/90 3.2SN GY BX | Printed circuit board terminals, 12.70 mm, Number of poles: 2, 90°, Solder pin length (l): 3.2 mm, tinned, Pebble grey, Clamping yoke connection, Clamping range, max. : 16 mm², Box
29055 | 1839190000 | LUP 12.70/03/90 3.2SN GY BX | Printed circuit board terminals, 12.70 mm, Number of poles: 3, 90°, Solder pin length (l): 3.2 mm, tinned, Pebble grey, Clamping yoke connection, Clamping range, max. : 16 mm², Box
29056 | 1839200000 | LUP 12.70/04/90 3.2SN GY BX | Printed circuit board terminals, 12.70 mm, Number of poles: 4, 90°, Solder pin length (l): 3.2 mm, tinned, Pebble grey, Clamping yoke connection, Clamping range, max. : 16 mm², Box
29057 | 1839230000 | LUP 12.70/07/90 3.2SN GY BX | Printed circuit board terminals, 12.70 mm, Number of poles: 7, 90°, Solder pin length (l): 3.2 mm, tinned, Pebble grey, Clamping yoke connection, Clamping range, max. : 16 mm², Box
29058 | 1839240000 | LUP 12.70/08/90 3.2SN GY BX | Printed circuit board terminals, 12.70 mm, Number of poles: 8, 90°, Solder pin length (l): 5 mm, tinned, Pebble grey, Clamping yoke connection, Clamping range, max. : 16 mm², Box
29059 | 1839250000 | LUP 12.70/09/90 3.2SN GY BX | Printed circuit board terminals, 12.70 mm, Number of poles: 9, 90°, Solder pin length (l): 3.2 mm, tinned, Pebble grey, Clamping yoke connection, Clamping range, max. : 16 mm², Box
29060 | 1839260000 | LUP 10.16/01/90 3.2SN GY BX | Printed circuit board terminals, 10.16 mm, Number of poles: 1, 90°, Solder pin length (l): 3.2 mm, tinned, Pebble grey, Clamping yoke connection, Clamping range, max. : 16 mm², Box
29061 | 1839270000 | LUP 10.16/02/90 3.2SN GY BX | Printed circuit board terminals, 10.16 mm, Number of poles: 2, 90°, Solder pin length (l): 3.2 mm, tinned, Pebble grey, Clamping yoke connection, Clamping range, max. : 16 mm², Box
29062 | 1839280000 | LUP 10.16/03/90 3.2SN GY BX | Printed circuit board terminals, 10.16 mm, Number of poles: 3, 90°, Solder pin length (l): 3.2 mm, tinned, Pebble grey, Clamping yoke connection, Clamping range, max. : 16 mm², Box
29063 | 1839290000 | LUP 10.16/04/90 3.2SN GY BX | Printed circuit board terminals, 10.16 mm, Number of poles: 4, 90°, Solder pin length (l): 3.2 mm, tinned, Pebble grey, Clamping yoke connection, Clamping range, max. : 16 mm², Box
29064 | 1839300000 | LUP 10.16/05/90 3.2SN GY BX | Printed circuit board terminals, 10.16 mm, Number of poles: 5, 90°, Solder pin length (l): 3.2 mm, tinned, Pebble grey, Clamping yoke connection, Clamping range, max. : 16 mm², Box
29065 | 1839310000 | LUP 10.16/06/90 3.2SN GY BX | Printed circuit board terminals, 10.16 mm, Number of poles: 6, 90°, Solder pin length (l): 3.2 mm, tinned, Pebble grey, Clamping yoke connection, Clamping range, max. : 16 mm², Box
29066 | 1845900000 | SLAS 4B RF15 SN OR | PCB plug-in connector, male plug, 5.08 mm, Number of poles: 4, 180°, Clamping yoke connection, Clamping range, max. : 3.31 mm², Box
29067 | 1845910000 | SLAS 6B RF15 SN OR | PCB plug-in connector, male plug, 5.08 mm, Number of poles: 6, 180°, Clamping yoke connection, Clamping range, max. : 3.31 mm², Box
29068 | 1845930000 | SLAS 10B RF15 SN OR | PCB plug-in connector, male plug, 5.08 mm, Number of poles: 10, 180°, Clamping yoke connection, Clamping range, max. : 3.31 mm², Box
29069 | 1845940000 | SLAS 12B RF15 SN OR | PCB plug-in connector, male plug, 5.08 mm, Number of poles: 12, 180°, Clamping yoke connection, Clamping range, max. : 3.31 mm², Box
29070 | 1846030000 | WPE 95N/120N | PE terminal, Screw connection, 95 mm², 11400 A (95 mm²), Green/yellow
29071 | 1846040000 | WPE 50N | PE terminal, Screw connection, 50 mm², 6000 A (50 mm²), Green/yellow
29072 | 1847610000 | PDL 4 S/L | Installation multi-tier terminal, PUSH IN, 4 mm², 400 V, 32 A, dark beige
29073 | 1847620000 | PDL 4 S/N | Installation multi-tier terminal, PUSH IN, 4 mm², 400 V, 32 A, dark beige
29074 | 1847630000 | PDL 4 S/N/L | Installation multi-tier terminal, PUSH IN, 4 mm², 400 V, 32 A, dark beige
29075 | 1852380000 | SFX 10/23 MC SDR V2 | SlimFix X, Conductor and cable markers, 7 - 40 mm, 23 x 11 mm, To customer specification
29076 | 1852430000 | SFX 14/23 MC SDR V2 | SlimFix X, Conductor and cable markers, 7 - 40 mm, 23 x 14 mm, To customer specification
29077 | 1852480000 | SFX 9/24 MC SDR V2 | SlimFix X, Conductor and cable markers, 7 - 40 mm, 24 x 15 mm, To customer specification
29078 | 1882590000 | PDL 4/L/L | Installation multi-tier terminal, PUSH IN, 4 mm², 400 V, 32 A, dark beige
29079 | 1882600000 | PDL 4/NT/L | Installation multi-tier terminal, PUSH IN, 4 mm², 400 V, 20 A, dark beige
29080 | 1882610000 | PDL 4/L/L/PE | Installation multi-tier terminal, PUSH IN, 4 mm², 400 V, 32 A, dark beige
29081 | 1882620000 | PDL 4/NT/L/PE | Installation multi-tier terminal, PUSH IN, 4 mm², 400 V, 20 A, dark beige
29082 | 1888820000 | VT SFX 10/23 MC SDR V0 | SlimFix X, Conductor and cable markers, 7 - 40 mm, 23 x 10 mm, To customer specification
29083 | 1888850000 | VT SF 0/21 MC SDR V0 | SlimFix, Conductor and cable markers, 1.2 - 1.6 mm, 21 x 3.2 mm, To customer specification
29084 | 1889600000 | VT SFX 14/23 MC SDR V0 | SlimFix X, Conductor and cable markers, 7 - 40 mm, 23 x 14 mm, To customer specification
29085 | 1890090000 | BLT 5.08HC/12/180LH SN OR BX | PCB plug-in connector, female plug, 5.08 mm, Number of poles: 12, 180°, TOP connection, Clamping range, max. : 2.5 mm², Box
29086 | 1890120000 | BLT 5.08HC/15/180LH SN OR BX | PCB plug-in connector, female plug, 5.08 mm, Number of poles: 15, 180°, TOP connection, Clamping range, max. : 2.5 mm², Box
29087 | 1890220000 | BLT 5.08HC/02/180LR SN OR BX | PCB plug-in connector, female plug, 5.08 mm, Number of poles: 2, 180°, TOP connection, Clamping range, max. : 2.5 mm², Box
29088 | 1890230000 | BLT 5.08HC/03/180LR SN OR BX | PCB plug-in connector, female plug, 5.08 mm, Number of poles: 3, 180°, TOP connection, Clamping range, max. : 2.5 mm², Box
29089 | 1890240000 | BLT 5.08HC/04/180LR SN OR BX | PCB plug-in connector, female plug, 5.08 mm, Number of poles: 4, 180°, TOP connection, Clamping range, max. : 2.5 mm², Box
29090 | 1890250000 | BLT 5.08HC/05/180LR SN OR BX | PCB plug-in connector, female plug, 5.08 mm, Number of poles: 5, 180°, TOP connection, Clamping range, max. : 2.5 mm², Box
29091 | 1890260000 | BLT 5.08HC/06/180LR SN OR BX | PCB plug-in connector, female plug, 5.08 mm, Number of poles: 6, 180°, TOP connection, Clamping range, max. : 2.5 mm², Box
29092 | 1890270000 | BLT 5.08HC/07/180LR SN OR BX | PCB plug-in connector, female plug, 5.08 mm, Number of poles: 7, 180°, TOP connection, Clamping range, max. : 2.5 mm², Box
29093 | 1890280000 | BLT 5.08HC/08/180LR SN OR BX | PCB plug-in connector, female plug, 5.08 mm, Number of poles: 8, 180°, TOP connection, Clamping range, max. : 2.5 mm², Box
29094 | 1890290000 | BLT 5.08HC/09/180LR SN OR BX | PCB plug-in connector, female plug, 5.08 mm, Number of poles: 9, 180°, TOP connection, Clamping range, max. : 2.5 mm², Box
29095 | 1890300000 | BLT 5.08HC/10/180LR SN OR BX | PCB plug-in connector, female plug, 5.08 mm, Number of poles: 10, 180°, TOP connection, Clamping range, max. : 2.5 mm², Box
29096 | 1890310000 | BLT 5.08HC/11/180LR SN OR BX | PCB plug-in connector, female plug, 5.08 mm, Number of poles: 11, 180°, TOP connection, Clamping range, max. : 2.5 mm², Box
29097 | 1890320000 | BLT 5.08HC/12/180LR SN OR BX | PCB plug-in connector, female plug, 5.08 mm, Number of poles: 12, 180°, TOP connection, Clamping range, max. : 2.5 mm², Box
29098 | 1890330000 | BLT 5.08HC/13/180LR SN OR BX | PCB plug-in connector, female plug, 5.08 mm, Number of poles: 13, 180°, TOP connection, Clamping range, max. : 2.5 mm², Box
29099 | 1890340000 | BLT 5.08HC/14/180LR SN OR BX | PCB plug-in connector, female plug, 5.08 mm, Number of poles: 14, 180°, TOP connection, Clamping range, max. : 2.5 mm², Box
29100 | 1890350000 | BLT 5.08HC/15/180LR SN OR BX | PCB plug-in connector, female plug, 5.08 mm, Number of poles: 15, 180°, TOP connection, Clamping range, max. : 2.5 mm², Box
29101 | 1890360000 | BLT 5.08HC/16/180LR SN OR BX | PCB plug-in connector, female plug, 5.08 mm, Number of poles: 16, 180°, TOP connection, Clamping range, max. : 2.5 mm², Box
29102 | 1890370000 | BLT 5.08HC/17/180LR SN OR BX | PCB plug-in connector, female plug, 5.08 mm, Number of poles: 17, 180°, TOP connection, Clamping range, max. : 2.5 mm², Box
29103 | 1890380000 | BLT 5.08HC/18/180LR SN OR BX | PCB plug-in connector, female plug, 5.08 mm, Number of poles: 18, 180°, TOP connection, Clamping range, max. : 2.5 mm², Box
29104 | 1890390000 | BLT 5.08HC/19/180LR SN OR BX | PCB plug-in connector, female plug, 5.08 mm, Number of poles: 19, 180°, TOP connection, Clamping range, max. : 2.5 mm², Box
29105 | 1890400000 | BLT 5.08HC/20/180LR SN OR BX | PCB plug-in connector, female plug, 5.08 mm, Number of poles: 20, 180°, TOP connection, Clamping range, max. : 2.5 mm², Box
29106 | 1890410000 | BLT 5.08HC/21/180LR SN OR BX | PCB plug-in connector, female plug, 5.08 mm, Number of poles: 21, 180°, TOP connection, Clamping range, max. : 2.5 mm², Box
29107 | 1890420000 | BLT 5.08HC/22/180LR SN OR BX | PCB plug-in connector, female plug, 5.08 mm, Number of poles: 22, 180°, TOP connection, Clamping range, max. : 2.5 mm², Box
29108 | 1890430000 | BLT 5.08HC/23/180LR SN OR BX | PCB plug-in connector, female plug, 5.08 mm, Number of poles: 23, 180°, TOP connection, Clamping range, max. : 2.5 mm², Box
29109 | 1890440000 | BLT 5.08HC/24/180LR SN OR BX | PCB plug-in connector, female plug, 5.08 mm, Number of poles: 24, 180°, TOP connection, Clamping range, max. : 2.5 mm², Box
29110 | 1894140000 | BLT 5.08HC/03/180LR SN BK BX | PCB plug-in connector, female plug, 5.08 mm, Number of poles: 3, 180°, TOP connection, Clamping range, max. : 2.5 mm², Box
29111 | 1894150000 | BLT 5.08HC/04/180LR SN BK BX | PCB plug-in connector, female plug, 5.08 mm, Number of poles: 4, 180°, TOP connection, Clamping range, max. : 2.5 mm², Box
29112 | 1894190000 | BLT 5.08HC/08/180LR SN BK BX | PCB plug-in connector, female plug, 5.08 mm, Number of poles: 8, 180°, TOP connection, Clamping range, max. : 2.5 mm², Box
29113 | 1894200000 | BLT 5.08HC/09/180LR SN BK BX | PCB plug-in connector, female plug, 5.08 mm, Number of poles: 9, 180°, TOP connection, Clamping range, max. : 2.5 mm², Box
29114 | 1894290000 | BLT 5.08HC/18/180LR SN BK BX | PCB plug-in connector, female plug, 5.08 mm, Number of poles: 18, 180°, TOP connection, Clamping range, max. : 2.5 mm², Box
29115 | 1894330000 | BLT 5.08HC/20/180LR SN BK BX | PCB plug-in connector, female plug, 5.08 mm, Number of poles: 20, 180°, TOP connection, Clamping range, max. : 2.5 mm², Box
29116 | 1894370000 | BLT 5.08HC/24/180LR SN BK BX | PCB plug-in connector, female plug, 5.08 mm, Number of poles: 24, 180°, TOP connection, Clamping range, max. : 2.5 mm², Box
29117 | 1899180000 | PDL 4/N/L/PE | Installation multi-tier terminal, PUSH IN, 4 mm², 400 V, 32 A, dark beige
29118 | 1899190000 | PDL 4/TR/DU | Test-disconnect terminal, PUSH IN, 4 mm², 400 V, 20 A, Pivoting, dark beige
29119 | 1899200000 | PDL 4/TR/DU/PE | Test-disconnect terminal, PUSH IN, 4 mm², 400 V, 20 A, Pivoting, dark beige
29120 | 1899210000 | PDL 4/TR/DU O.TNHE | Test-disconnect terminal, PUSH IN, 4 mm², 400 V, 20 A, without, dark beige
29121 | 1899220000 | PDL 4/TR/DU/PE O.TNHE | Test-disconnect terminal, PUSH IN, 4 mm², 400 V, 20 A, without, dark beige
29122 | 1906320000 | VT SF 5/12 MC SDR V0 | SlimFix, Conductor and cable markers, 4.7 - 7.4 mm, 12 x 7.4 mm, To customer specification
29123 | 1906350000 | VT SF 00/12 MC SDR V0 | SlimFix, Conductor and cable markers, 1 - 1.3 mm, 12 x 3.2 mm, To customer specification
29124 | 1906370000 | VT SF 00/21 MC SDR V0 | SlimFix, Conductor and cable markers, 1 - 1.3 mm, 21 x 3.2 mm, To customer specification
29125 | 1906750000 | VT SF 1/12 MC SDR V0 | SlimFix, Conductor and cable markers, 1.7 - 2.1 mm, 12 x 3.2 mm, To customer specification
29126 | 1906760000 | VT SF 2/12 MC SDR V0 | SlimFix, Conductor and cable markers, 2.2 - 2.9 mm, 12 x 3.6 mm, To customer specification
29127 | 1906790000 | VT SF 3/12 MC SDR V0 | SlimFix, Conductor and cable markers, 3 - 3.7 mm, 12 x 4.5 mm, To customer specification
29128 | 1906820000 | VT SF 4/12 MC SDR V0 | SlimFix, Conductor and cable markers, 3.6 - 6 mm, 12 x 5.7 mm, To customer specification
29129 | 1906830000 | VT SF 0/12 MC SDR V0 | SlimFix, Conductor and cable markers, 1.2 - 1.6 mm, 12 x 3.2 mm, To customer specification
29130 | 1918470000 | SF 0/21 MC SDR V2 | SlimFix, Conductor and cable markers, 1.2 - 1.6 mm, 21 x 3.2 mm, To customer specification
29131 | 1918530000 | SF 00/21 MC SDR V2 | SlimFix, Conductor and cable markers, 1 - 1.3 mm, 21 x 3.2 mm, To customer specification
29132 | 1918640000 | SF 1/21 MC SDR V2 | SlimFix, Conductor and cable markers, 1.7 - 2.1 mm, 21 x 3.2 mm, To customer specification
29133 | 1918650000 | SF 2/21 MC SDR V2 | SlimFix, Conductor and cable markers, 2.2 - 2.9 mm, 21 x 3.6 mm, To customer specification
29134 | 1918880000 | SF 3/21 MC SDR V2 | SlimFix, Conductor and cable markers, 3 - 3.7 mm, 21 x 4.6 mm, To customer specification
29135 | 1918990000 | SF 4.5/21 MC SDR V2 | SlimFix, Conductor and cable markers, 4.1 - 4.9 mm, 21 x 7.4 mm, To customer specification
29136 | 1919050000 | SF 4/21 MC SDR V2 | SlimFix, Conductor and cable markers, 3.6 - 6 mm, 21 x 5.7 mm, To customer specification
29137 | 1919110000 | SF 5/21 MC SDR V2 | SlimFix, Conductor and cable markers, 4.8 - 7.4 mm, 21 x 7.4 mm, To customer specification
29138 | 1919160000 | SF 6/21 MC SDR V2 | SlimFix, Conductor and cable markers, 5.8 - 7.8 mm, 21 x 8.4 mm, To customer specification
29139 | 1919250000 | SF 0/12 MC SDR V2 | SlimFix, Conductor and cable markers, 1.2 - 1.6 mm, 12 x 3.2 mm, To customer specification
29140 | 1919300000 | SF 00/12 MC SDR V2 | SlimFix, Conductor and cable markers, 1 - 1.3 mm, 12 x 3.2 mm, To customer specification
29141 | 1919420000 | SF 1/12 MC SDR V2 | SlimFix, Conductor and cable markers, 1.7 - 2.1 mm, 12 x 3.2 mm, To customer specification
29142 | 1919500000 | SF 2/12 MC SDR V2 | SlimFix, Conductor and cable markers, 2.2 - 2.9 mm, 12 x 3.6 mm, To customer specification
29143 | 1919510000 | SF 3/12 MC SDR V2 | SlimFix, Conductor and cable markers, 3 - 3.7 mm, 12 x 4.6 mm, To customer specification
29144 | 1919610000 | SF 4/12 MC SDR V2 | SlimFix, Conductor and cable markers, 3.6 - 6 mm, 12 x 5.7 mm, To customer specification
29145 | 1919660000 | SF 5/12 MC SDR V2 | SlimFix, Conductor and cable markers, 4.7 - 7.4 mm, 12 x 7.4 mm, To customer specification
29146 | 1937490000 | PDL 4 S/L/L BED SW/GR | Installation multi-tier terminal, PUSH IN, 4 mm², 400 V, 32 A, dark beige
29147 | 1937500000 | PDL 4 S/NT/L/PE BED BR | Installation multi-tier terminal, PUSH IN, 4 mm², 400 V, 32 A, dark beige
29148 | 1937550000 | BV/SV 7.62HP/02 ZE GR | PCB plug-in connector, Accessories, Strain relief, Light Grey, Number of poles: 2
29149 | 1937560000 | BV/SV 7.62HP/04 ZE GR | PCB plug-in connector, Accessories, Strain relief, Light Grey, Number of poles: 4
29150 | 1937590000 | BV/SV 7.62HP KO | PCB plug-in connector, Accessories, Coding element, black, Number of poles: 1
29151 | 1944590000 | B2L 3.50/06/180QV3 SN BK BX | PCB plug-in connector, female plug, 3.50 mm, Number of poles: 6, 180°, Tension-clamp connection, Clamping range, max. : 1 mm², Box
29152 | 1944600000 | B2L 3.50/08/180QV4 SN BK BX | PCB plug-in connector, female plug, 3.50 mm, Number of poles: 8, 180°, Tension-clamp connection, Clamping range, max. : 1 mm², Box
29153 | 1944610000 | B2L 3.50/10/180QV5 SN BK BX | PCB plug-in connector, female plug, 3.50 mm, Number of poles: 10, 180°, Tension-clamp connection, Clamping range, max. : 1 mm², Box
29154 | 1944620000 | B2L 3.50/12/180QV6 SN BK BX | PCB plug-in connector, female plug, 3.50 mm, Number of poles: 12, 180°, Tension-clamp connection, Clamping range, max. : 1 mm², Box
29155 | 1944630000 | B2L 3.50/14/180QV7 SN BK BX | PCB plug-in connector, female plug, 3.50 mm, Number of poles: 14, 180°, Tension-clamp connection, Clamping range, max. : 1 mm², Box
29156 | 1944640000 | B2L 3.50/16/180QV8 SN BK BX | PCB plug-in connector, female plug, 3.50 mm, Number of poles: 16, 180°, Tension-clamp connection, Clamping range, max. : 1 mm², Box
29157 | 1944650000 | B2L 3.50/18/180QV9 SN BK BX | PCB plug-in connector, female plug, 3.50 mm, Number of poles: 18, 180°, Tension-clamp connection, Clamping range, max. : 1 mm², Box
29158 | 1944670000 | B2L 3.50/06/180FQV3 SN BK BX | PCB plug-in connector, female plug, 3.50 mm, Number of poles: 6, 180°, Tension-clamp connection, Clamping range, max. : 1 mm², Box
29159 | 1944680000 | B2L 3.50/08/180FQV4 SN BK BX | PCB plug-in connector, female plug, 3.50 mm, Number of poles: 8, 180°, Tension-clamp connection, Clamping range, max. : 1 mm², Box
29160 | 1944690000 | B2L 3.50/10/180FQV5 SN BK BX | PCB plug-in connector, female plug, 3.50 mm, Number of poles: 10, 180°, Tension-clamp connection, Clamping range, max. : 1 mm², Box
29161 | 1944700000 | B2L 3.50/12/180FQV6 SN BK BX | PCB plug-in connector, female plug, 3.50 mm, Number of poles: 12, 180°, Tension-clamp connection, Clamping range, max. : 1 mm², Box
29162 | 1944730000 | B2L 3.50/18/180FQV9 SN BK BX | PCB plug-in connector, female plug, 3.50 mm, Number of poles: 18, 180°, Tension-clamp connection, Clamping range, max. : 1 mm², Box
29163 | 1944750000 | B2L 3.50/06/180LHQV3 SN BK BX | PCB plug-in connector, female plug, 3.50 mm, Number of poles: 6, 180°, Tension-clamp connection, Clamping range, max. : 1 mm², Box
29164 | 1944760000 | B2L 3.50/08/180LHQV4 SN BK BX | PCB plug-in connector, female plug, 3.50 mm, Number of poles: 8, 180°, Tension-clamp connection, Clamping range, max. : 1 mm², Box
29165 | 1944770000 | B2L 3.50/10/180LHQV5 SN BK BX | PCB plug-in connector, female plug, 3.50 mm, Number of poles: 10, 180°, Tension-clamp connection, Clamping range, max. : 1 mm², Box
29166 | 1944780000 | B2L 3.50/12/180LHQV6 SN BK BX | PCB plug-in connector, female plug, 3.50 mm, Number of poles: 12, 180°, Tension-clamp connection, Clamping range, max. : 1 mm², Box
29167 | 1944800000 | B2L 3.50/16/180LHQV8 SN BK BX | PCB plug-in connector, female plug, 3.50 mm, Number of poles: 16, 180°, Tension-clamp connection, Clamping range, max. : 1 mm², Box
29168 | 1979720000 | SC 3.81 FLA 1.5/16 | PCB plug-in connector, Accessories, Flood-light display, Transparent, Number of poles: 8
29169 | 1979730000 | SC 3.81 FLA 1.5/14.25 | PCB plug-in connector, Accessories, Flood-light display, Transparent, Number of poles: 8
29170 | 1979740000 | SC 3.81 FLA 2.3/16 | PCB plug-in connector, Accessories, Flood-light display, Transparent, Number of poles: 8
29171 | 1979750000 | SC 3.81 FLA 2.3/14.25 | PCB plug-in connector, Accessories, Flood-light display, Transparent, Number of poles: 8
29172 | 8731640000 | WTR 2.5 BL | Test-disconnect terminal, Screw connection, 2.5 mm², 500 V, 24 A, Pivoting, blue
29173 | 8731660000 | WTR 2.5 STB2.3 BL | Test-disconnect terminal, Screw connection, 2.5 mm², 800 V, 24 A, Pivoting, blue
29174 | 8731670000 | WTR 2.5/O.TNHE STB2.3 | Test-disconnect terminal, Screw connection, 2.5 mm², 500 V, 24 A, without, dark beige
29175 | 8731700000 | WTR 2.5/O.TNHE | Test-disconnect terminal, Screw connection, 2.5 mm², 500 V, 24 A, without, dark beige
29176 | 9025390000 | ZH-BOX 0,5-2,5QMM | Assortment of wire end ferrules, Box, Colour code: Weidmüller
29177 | 9025400000 | H-BOX 4,0-16,0QMM DIN | Assortment of wire end ferrules, Box, Colour code: DIN
29178 | 9025410000 | H-BOX 0,14-0,75QMM | Assortment of wire end ferrules, Box, Colour code: Weidmüller
29179 | 9025420000 | H-LEERBOX 4 TRENNSTEGE | Tools, Empty box / Case
29180 | 9025430000 | H-BOX 0,5-2,5QMM DIN | Assortment of wire end ferrules, Box, Colour code: DIN
29181 | 9025680000 | H-LEERBOX 5 TRENNSTEGE | Tools, Empty box / Case
29182 | 9025800000 | CRIMP-SET PZ 4 | Assortment crimping tool, Crimping tool: PZ 4, Stripping tool: STRIPAX, Crimping range, min.: 0.5, Colour code: Weidmüller
29183 | 9025850000 | CRIMP-SET PZ 16 | Assortment crimping tool, Crimping tool: PZ 16, Stripping tool: STRIPAX 16, Crimping range, min.: 6, Colour code: Weidmüller
29184 | 9025900000 | H-BOX 0,5-2,5QMM | Assortment of wire end ferrules, Box, Colour code: Weidmüller
29185 | 9025920000 | H-BOX 4,0-16,0QMM | Assortment of wire end ferrules, Box, Colour code: Weidmüller
29186 | 9025940000 | H-LEERBOX 5 EINSAETZE | Tools, Empty box / Case
29187 | 9028420000 | EINSATZ A8-2 CL55 | Assortment of inserts
29188 | 9028450000 | EINSATZ A7-1 CL55 | Assortment of inserts
29189 | 9028460000 | EINSATZ A8-1 CL55 | Assortment of inserts
29190 | 9028630000 | CRIMP-SET PZ 4 D | Assortment crimping tool, Crimping tool: PZ 4, Stripping tool: STRIPAX, Crimping range, min.: 0.5, Colour code: DIN
29191 | 9028650000 | CRIMP-SET PZ 3 | Assortment crimping tool, Crimping tool: PZ 3, Stripping tool: STRIPAX, Crimping range, min.: 0.5, Colour code: Weidmüller
29192 | 9028680000 | CRIMP-SET PZ 6 ROTO L | Assortment crimping tool, Crimping tool: PZ 6 Roto L, Stripping tool: STRIPAX, Crimping range, min.: 0.14, Colour code: Weidmüller
29193 | 9028690000 | CRIMP-SET PZ 6 ROTO L D | Assortment crimping tool, Crimping tool: PZ 6 Roto L, Stripping tool: STRIPAX, Crimping range, min.: 0.14, Colour code: DIN
29194 | 9028700000 | CRIMP-SET PZ 6 ROTO L T | Assortment crimping tool, Crimping tool: PZ 6 Roto L, Stripping tool: STRIPAX, Crimping range, min.: 0.14, Colour code: Miscellaneous
29195 | 9028740000 | CRIMP-SET PZ 6/5 | Assortment crimping tool, Crimping tool: PZ 6/5, Stripping tool: STRIPAX, Crimping range, min.: 0.25, Colour code: Weidmüller
29196 | 9028770000 | CRIMP-SET STRIPAX PLUS | Assortment crimping tool, Crimping tool: STRIPAX-Plus, Stripping tool: STRIPAX-Plus, Crimping range, min.: 0.5, Colour code: Weidmüller
29197 | 9028780000 | CRIMP-SET STRIPAX PLUS D | Assortment crimping tool, Crimping tool: STRIPAX-Plus, Stripping tool: STRIPAX-Plus, Crimping range, min.: 0.5, Colour code: DIN
29198 | 9028790000 | CRIMP-SET STRIPAX PLUS T | Assortment crimping tool, Crimping tool: STRIPAX-Plus, Stripping tool: STRIPAX-Plus, Crimping range, min.: 0.5, Colour code: Miscellaneous
29199 | 9028850000 | CRIMP-SET PZ 50 | Assortment crimping tool, Crimping tool: PZ 50, Stripping tool: AM 25, Crimping range, min.: 25, Colour code: Weidmüller
29200 | 9028860000 | KOFFER PSC4-01 | Tools, Assortment box
29201 | 9204190000 | AM 16 | Tools, Sheathing strippers
29202 | 9520320000 | SAK 2.5 K.IN | SAK Series, Feed-through terminal, Rated cross-section: 2.5 mm², Screw connection
29203 | 9520360000 | SAK 4 K.IN | SAK Series, Feed-through terminal, Rated cross-section: 4 mm², Screw connection
29204 | 9956390000 | LU 10.16/04/90 4.5SN GY BX | Printed circuit board terminals, 10.16 mm, Number of poles: 4, 90°, Solder pin length (l): 4.5 mm, tinned, Pebble grey, Clamping yoke connection, Clamping range, max. : 16 mm², Box
29205 | 9956400000 | LU 10.16/05/90 4.5SN GY BX | Printed circuit board terminals, 10.16 mm, Number of poles: 5, 90°, Solder pin length (l): 4.5 mm, tinned, Pebble grey, Clamping yoke connection, Clamping range, max. : 16 mm², Box
29206 | 9956410000 | LU 10.16/06/90 4.5SN GY BX | Printed circuit board terminals, 10.16 mm, Number of poles: 6, 90°, Solder pin length (l): 4.5 mm, tinned, Pebble grey, Clamping yoke connection, Clamping range, max. : 16 mm², Box
29207 | 9956420000 | LU 10.16/07/90 4.5SN GY BX | Printed circuit board terminals, 10.16 mm, Number of poles: 7, 90°, Solder pin length (l): 4.5 mm, tinned, Pebble grey, Clamping yoke connection, Clamping range, max. : 16 mm², Box
29208 | 9956430000 | LU 10.16/08/90 4.5SN GY BX | Printed circuit board terminals, 10.16 mm, Number of poles: 8, 90°, Solder pin length (l): 4.5 mm, tinned, Pebble grey, Clamping yoke connection, Clamping range, max. : 16 mm², Box
29209 | 9956450000 | LU 10.16/10/90 4.5SN GY BX | Printed circuit board terminals, 10.16 mm, Number of poles: 10, 90°, Solder pin length (l): 4.5 mm, tinned, Pebble grey, Clamping yoke connection, Clamping range, max. : 16 mm², Box
29210 | 105420000 | SAKT 1/35/LT | SAK Series, Test-disconnect terminal, Rated cross-section: 6 mm², Screw connection, medium yellow, Direct mounting
29211 | 105620000 | SAKT 1/35/LT STB | SAK Series, Test-disconnect terminal, Rated cross-section: 6 mm², Screw connection, medium yellow, Direct mounting
29212 | 105820000 | SAKT 1/35/DU1 | SAK Series, Feed-through terminal, Rated cross-section: 6 mm², Screw connection, medium yellow, Direct mounting
29213 | 105920000 | SAKT 2/35/LT/STB | SAK Series, Test-disconnect terminal, Rated cross-section: 6 mm², Screw connection, medium yellow, Direct mounting
29214 | 106020000 | SAKT 2/35/LT 4STB | SAK Series, Test-disconnect terminal, Rated cross-section: 6 mm², Screw connection, medium yellow, Direct mounting
29215 | 134120000 | SAKA 10 | SAK Series, Test-disconnect terminal, Rated cross-section: 10 mm², Screw connection, medium yellow, Direct mounting
29216 | 139160000 | SAK 70/35 | SAK Series, Feed-through terminal, Rated cross-section: 70 mm², Screw connection, beige
29217 | 172160000 | SAKR/35 | SAK Series, Test-disconnect terminal, Rated cross-section: 4 mm², Screw connection, beige, Direct mounting
29218 | 172180000 | SAKR/35 BL | SAK Series, Test-disconnect terminal, Rated cross-section: 4 mm², Screw connection, blue, Direct mounting
29219 | 183360000 | SAKR/35 2STB | SAK Series, Test-disconnect terminal, Rated cross-section: 4 mm², Screw connection, beige, Direct mounting
29220 | 183380000 | SAKR/35 2STB BL | SAK Series, Test-disconnect terminal, Rated cross-section: 4 mm², Screw connection, blue, Direct mounting
29221 | 185760000 | SAKRD/35 | SAK Series, Test-disconnect terminal, Rated cross-section: 4 mm², Screw connection, beige, Direct mounting
29222 | 195620000 | SAKT 1/DU1 | SAK Series, Feed-through terminal, Rated cross-section: 6 mm², Screw connection, medium yellow, Direct mounting
29223 | 222760000 | ASK 1/EN LD 15K 24VDC | SAK Series, Fuse terminal, Rated cross-section: 4 mm², Screw connection, Direct mounting
29224 | 222860000 | ASK 1/EN LD 1D 24VAC | SAK Series, Fuse terminal, Rated cross-section: 4 mm², Screw connection, Direct mounting
29225 | 225360000 | ASK 1/EN LD 1D 48VAC | SAK Series, Fuse terminal, Rated cross-section: 4 mm², Screw connection, Direct mounting
29226 | 225560000 | ASK 1/EN LD 1D 115VAC | SAK Series, Fuse terminal, Rated cross-section: 4 mm², Screw connection
29227 | 225660000 | ASK 1/EN LD 120K 230VDC | SAK Series, Fuse terminal, Rated cross-section: 4 mm², Screw connection
29228 | 225760000 | ASK 1/EN LD 1D 230VAC | SAK Series, Fuse terminal, Rated cross-section: 4 mm², Screw connection
29229 | 225820000 | SAKS 1/35 G20 LD 24VDC | SAK Series, Fuse terminal, Rated cross-section: 10 mm², Screw connection, medium yellow, Direct mounting
29230 | 259920000 | SAKB 10 C | SAK Series, Feed-through terminal, Rated cross-section: 10 mm², Screw connection
29231 | 268860000 | SAKD 2.5/35 | SAK Series, Feed-through terminal, Rated cross-section: 2.5 mm², Screw connection, beige, Direct mounting
29232 | 268880000 | SAKD 2.5/35 BL | SAK Series, Feed-through terminal, Rated cross-section: 2.5 mm², Screw connection, blue
29233 | 269120000 | SAKT 1/LT | SAK Series, Test-disconnect terminal, Rated cross-section: 6 mm², Screw connection, medium yellow, Direct mounting
29234 | 269320000 | SAKT 1/QT1 | SAK Series, Test-disconnect terminal, Rated cross-section: 6 mm², Screw connection, medium yellow, Direct mounting
29235 | 299960000 | SAKRD/35 O.DLS2 | SAK Series, Test-disconnect terminal, Rated cross-section: 4 mm², Screw connection, beige, Direct mounting
29236 | 324020000 | SAKC 10 STB/RE | SAK Series, Test-disconnect terminal, Rated cross-section: 10 mm², Screw connection, blue, Rail
29237 | 324120000 | SAKC 10 2STB | SAK Series, Test-disconnect terminal, Rated cross-section: 10 mm², Screw connection, medium yellow, Rail
29238 | 327960000 | DKT 4/35 2STB | SAK Series, Test-disconnect terminal, Rated cross-section: 4 mm², Screw connection, beige, Direct mounting
29239 | 330620000 | SAKT 2/LT STB | SAK Series, Test-disconnect terminal, Rated cross-section: 6 mm², Screw connection, medium yellow, Direct mounting
29240 | 340620000 | SAKC 4 2STB7 | SAK Series, Test-disconnect terminal, Rated cross-section: 4 mm², Screw connection, medium yellow, Rail
29241 | 340720000 | SAKC 4 KRG | SAK Series, Test-disconnect terminal, Rated cross-section: 4 mm², Screw connection, medium yellow, Rail
29242 | 357520000 | SAKC 4/35 | SAK Series, Test-disconnect terminal, Rated cross-section: 4 mm², Screw connection, medium yellow, Direct mounting
29243 | 357560000 | SAKC 4/35 DB | SAK Series, Test-disconnect terminal, Rated cross-section: 4 mm², Screw connection, dark beige, Direct mounting
29244 | 357620000 | SAKC 4/35 2STB7 | SAK Series, Test-disconnect terminal, Rated cross-section: 4 mm², Screw connection, medium yellow, Direct mounting
29245 | 363660000 | DK 4QV/35 | SAK Series, Feed-through terminal, Double-tier terminal, Rated cross-section: 4 mm², Screw connection
29246 | 363680000 | DK 4QV/35 BL | SAK Series, Feed-through terminal, Double-tier terminal, Rated cross-section: 4 mm², Screw connection
29247 | 380460000 | SAK 2.5/35 | SAK Series, Feed-through terminal, Rated cross-section: 2.5 mm², Screw connection, beige, Direct mounting
29248 | 380480000 | SAK 2.5/35 BL | SAK Series, Feed-through terminal, Rated cross-section: 2.5 mm², Screw connection, blue
29249 | 380560000 | SAK 6/35 PA | SAK Series, Feed-through terminal, Rated cross-section: 6 mm², Screw connection, beige
29250 | 380580000 | SAK 6/35 PA/BL | SAK Series, Feed-through terminal, Rated cross-section: 6 mm², Screw connection, blue
29251 | 380660000 | SAK 16/35 PA | SAK Series, Feed-through terminal, Rated cross-section: 16 mm², Screw connection, beige
29252 | 380680000 | SAK 16/35 PA/BL | SAK Series, Feed-through terminal, Rated cross-section: 16 mm², Screw connection, blue
29253 | 380760000 | SAK 35/35 | SAK Series, Feed-through terminal, Rated cross-section: 35 mm², Screw connection, beige
29254 | 380780000 | SAK 35/35 BL | SAK Series, Feed-through terminal, Rated cross-section: 35 mm², Screw connection, blue
29255 | 407900000 | IS 6 DIN 6911 | Screwdriver, socket wrenches
29256 | 412160000 | SAKR | SAK Series, Test-disconnect terminal, Rated cross-section: 4 mm², Screw connection, beige, Direct mounting
29257 | 412180000 | SAKR BL | SAK Series, Test-disconnect terminal, Rated cross-section: 4 mm², Screw connection, blue, Direct mounting
29258 | 412260000 | SAKR 2STB | SAK Series, Test-disconnect terminal, Rated cross-section: 4 mm², Screw connection, beige, Direct mounting
29259 | 412280000 | SAKR 2STB BL | SAK Series, Test-disconnect terminal, Rated cross-section: 4 mm², Screw connection, blue, Direct mounting
29260 | 412960000 | WDU 4 HV | Feed-through terminal, Screw connection, 4 mm², 1000 V, 32 A, dark beige
29261 | 413060000 | SAKRD | SAK Series, Test-disconnect terminal, Rated cross-section: 4 mm², Screw connection, beige, Direct mounting
29262 | 437920000 | SAKT 1/LT STB14/4 | SAK Series, Test-disconnect terminal, Rated cross-section: 6 mm², Screw connection, medium yellow, Direct mounting
29263 | 443660000 | SAK 4/35 | SAK Series, Feed-through terminal, Rated cross-section: 4 mm², Screw connection, Direct mounting
29264 | 443680000 | SAK 4/35 BL | SAK Series, Feed-through terminal, Rated cross-section: 4 mm², Screw connection, Direct mounting
29265 | 443760000 | SAK 10/35 | SAK Series, Feed-through terminal, Rated cross-section: 10 mm², Screw connection, beige
29266 | 443780000 | SAK 10/35 BL | SAK Series, Feed-through terminal, Rated cross-section: 10 mm², Screw connection, blue
29267 | 448360000 | ST 5/EN | Bolt-type screw terminals, Feed-through terminal, Rated cross-section: 16 mm², Screw connection
29268 | 485100000 | IS 4 DIN 6911 | Screwdriver, socket wrenches
29269 | 497560000 | RSF 3 PA | SAK Series, Feed-through terminal, Rated cross-section: 4 mm², Screw connection, Direct mounting
29270 | 527660000 | DK 4/35 | SAK Series, Feed-through terminal, Double-tier terminal, Rated cross-section: 4 mm², Screw connection
29271 | 527680000 | DK 4/35 BL | SAK Series, Feed-through terminal, Double-tier terminal, Rated cross-section: 4 mm², Screw connection
29272 | 582460000 | SAK 35/35/IK | SAK Series, Feed-through terminal, Rated cross-section: 35 mm², Screw connection, beige
29273 | 590160000 | DK 4Q/35 | SAK Series, Feed-through terminal, Double-tier terminal, Rated cross-section: 4 mm², Screw connection
29274 | 590180000 | DK 4Q/35 BL | SAK Series, Feed-through terminal, Double-tier terminal, Rated cross-section: 4 mm², Screw connection
29275 | 608260000 | SAK 35N/35 | SAK Series, Feed-through terminal, Rated cross-section: 35 mm², Screw connection, beige
29276 | 608360000 | SAK 35N/35/IK | SAK Series, Feed-through terminal, Rated cross-section: 35 mm², Screw connection, beige
29277 | 636620000 | SAKG 70/35 II/GW | SAK Series, Feed-through terminal, Rated cross-section: 70 mm², Screw connection, medium yellow
29278 | 637120000 | SAKG 32/35 I | SAK Series, Feed-through terminal, Rated cross-section: 50 mm², Screw connection, medium yellow
29279 | 637320000 | SAKG 32/35 II | SAK Series, Feed-through terminal, Rated cross-section: 50 mm², Screw connection, medium yellow
29280 | 637420000 | SAKG 32/35 II/GW | SAK Series, Feed-through terminal, Rated cross-section: 50 mm², Screw connection, medium yellow
29281 | 637720000 | SAKG 40/35 II | SAK Series, Feed-through terminal, Rated cross-section: 95 mm², Screw connection, medium yellow, Direct mounting
29282 | 637820000 | SAKG 40/35 II/GW | SAK Series, Feed-through terminal, Rated cross-section: 95 mm², Screw connection, medium yellow, Direct mounting
29283 | 637920000 | SAKG 46/35 II | SAK Series, Feed-through terminal, Rated cross-section: 150 mm², Screw connection, medium yellow, Direct mounting
29284 | 638020000 | SAKG 46/35 II/GW | SAK Series, Feed-through terminal, Rated cross-section: 150 mm², Screw connection, medium yellow, Direct mounting
29285 | 638120000 | SAKG 54/35 II | SAK Series, Feed-through terminal, Rated cross-section: 240 mm², Screw connection, medium yellow, Direct mounting
29286 | 643460000 | DK 4V/35 | SAK Series, Component terminal, Rated cross-section: 4 mm², Screw connection
29287 | 670760000 | DKT 4 | SAK Series, Test-disconnect terminal, Double-tier terminal, Rated cross-section: 4 mm², Screw connection, Direct mounting
29288 | 687360000 | DKT 4 | SAK Series, Test-disconnect terminal, Double-tier terminal, Rated cross-section: 4 mm², Screw connection, beige, Direct mounting
29289 | 687460000 | DKT 4/35 | W terminal with special connection, Disconnect and modular disconnect terminal, Rated cross-section: 4 mm², Screw connection, PA 66, Direct mounting
29290 | 1000010001 | WTR 4 SL RT | W-Series, Test-disconnect terminal, Rated cross-section: 4 mm², Screw connection
29291 | 1001360000 | LM2NZF 5.08/40/135 3.5SN BK BX | Printed circuit board terminals, 5.08 mm, Number of poles: 40, 135°, Solder pin length (l): 3.5 mm, black, Tension-clamp connection, Clamping range, max. : 2.5 mm², Box
29292 | 1003280000 | SMSE FE MCZ 1.5/PE | PCB plug-in connector, PE contact for MCZ, Accessories
29293 | 1007810000 | ZP 2.5/2AN/QV | Z-series, Plug-in connector, Direct mounting
29294 | 1007830000 | ZP 2.5/2AN/QV GN | Z-series, Plug-in connector, Direct mounting
29295 | 1007870000 | ZP 2.5/2AN/QV ZA O.RA | Z-series, Plug-in connector, Direct mounting
29296 | 1007880000 | ZP 2.5/2AN/QV ZAO.RA BL | Z-series, Plug-in connector, Direct mounting
29297 | 1007900000 | ZP 2.5/1AN/QV | Z-series, Plug-in connector, Direct mounting
29298 | 1007920000 | ZP 2.5/1AN/QV GN | Z-series, Plug-in connector, Direct mounting
29299 | 1007930000 | ZP 2.5/1AN/QV ZA | Z-series, Plug-in connector, Direct mounting
29300 | 1007950000 | ZP 2.5/1AN/QV ZA GN | Z-series, Plug-in connector, Direct mounting
29301 | 1007960000 | ZP 2.5/1AN/QV ZA O.RA | Z-series, Plug-in connector, Direct mounting
29302 | 1007970000 | ZP 2.5/1AN/QV ZAO.RA BL | Z-series, Plug-in connector, Direct mounting
29303 | 1007980000 | ZP 2.5/1AN/QV ZAO.RA GN | Z-series, Plug-in connector, Direct mounting
29304 | 1009060000 | ZP 2.5/1AN/1 BL | Z-series, Plug-in connector, Direct mounting
29305 | 1009070000 | ZP 2.5/1AN ZA BL | Z-series, Plug-in connector, Direct mounting
29306 | 1011000000 | WSI 6 | W-Series, Fuse terminal, Rated cross-section: 6 mm², Screw connection
29307 | 1011060000 | WSI 6 OR | W-Series, Fuse terminal, Rated cross-section: 6 mm², Screw connection
29308 | 1011080000 | WSI 6 BL | W-Series, Fuse terminal, Rated cross-section: 6 mm², Screw connection
29309 | 1011300000 | WSI 6/LD 10-36V DC/AC | W-Series, Fuse terminal, Rated cross-section: 6 mm², Screw connection
29310 | 1011510000 | PDU 2.5/4 RT | Feed-through terminal, PUSH IN, 4 mm², 800 V, 32 A, red
29311 | 1011520000 | PDU 2.5/4 WS | Feed-through terminal, PUSH IN, 4 mm², 800 V, 32 A, white
29312 | 1012100000 | WSI 6/O.TNHE | W-Series, Fuse terminal, Rated cross-section: 6 mm², Screw connection
29313 | 1012200000 | WSI 6/LD 30-70V DC/AC | W-Series, Fuse terminal, Rated cross-section: 6 mm², Screw connection
29314 | 1012300000 | WSI 6/LD 60-150V DC/AC | W-Series, Fuse terminal, Rated cross-section: 6 mm², Screw connection
29315 | 1012400000 | WSI 6/LD 250AC | W-Series, Fuse terminal, Rated cross-section: 6 mm², Screw connection
29316 | 1014000000 | WSI 6/2 GZ/DEF63 | W-Series, Fuse terminal, Rated cross-section: 6 mm², Screw connection
29317 | 1014100000 | WSI 6/2/LD 10-36V DC/AC | W-Series, Fuse terminal, Rated cross-section: 6 mm², Screw connection
29318 | 1014200000 | WSI 6/2/LD 30-70V DC/AC | W-Series, Fuse terminal, Rated cross-section: 6 mm², Screw connection
29319 | 1014300000 | WSI 6/2/LD 60-150VDC/AC | W-Series, Fuse terminal, Rated cross-section: 6 mm², Screw connection
29320 | 1014400000 | WSI 6/2/LD 250AC | W-Series, Fuse terminal, Rated cross-section: 6 mm², Screw connection
29321 | 1016700000 | WTL 6/1 | Test-disconnect terminal, Screw connection, 6 mm², 630 V, 41 A, sliding, dark beige
29322 | 1016780000 | WTL 6/1 BL | Test-disconnect terminal, Screw connection, 6 mm², 630 V, 41 A, sliding, blue
29323 | 1016900000 | WTL 6/1/STB | Test-disconnect terminal, Screw connection, 6 mm², 630 V, 41 A, sliding, dark beige
29324 | 1017000000 | WTL 6/1/STB/32 | Test-disconnect terminal, Screw connection, 6 mm², 630 V, 41 A, sliding, dark beige
29325 | 1017100000 | WTD 6/1 | Feed-through terminal, Screw connection, 6 mm², 630 V, 41 A, without, dark beige
29326 | 1017700000 | WTL 6/2 | Test-disconnect terminal, Screw connection, 6 mm², 500 V, 41 A, sliding, dark beige
29327 | 1017900000 | WTQ 6/1 | Test-disconnect terminal, Screw connection, 6 mm², 500 V, 41 A, without, dark beige
29328 | 1018100000 | WTQ 6/1/STB | Test-disconnect terminal, Screw connection, 6 mm², 500 V, 41 A, without, dark beige
29329 | 1018400000 | WSI 6/2 O.TNHE | W-Series, Fuse terminal, Rated cross-section: 6 mm², Screw connection
29330 | 1018600000 | WTL 6/3/STB | Test-disconnect terminal, Screw connection, 6 mm², 500 V, 41 A, sliding, dark beige
29331 | 1018640000 | WTL 6/3 BR | Test-disconnect terminal, Screw connection, 6 mm², 500 V, 41 A, sliding, brown
29332 | 1018800000 | WTL 6/3 | Test-disconnect terminal, Screw connection, 6 mm², 500 V, 41 A, sliding, dark beige
29333 | 1019670000 | WTL 6/1 EN BL | Test-disconnect terminal, Screw connection, 6 mm², 630 V, 41 A, sliding, blue
29334 | 1019680000 | WTL 6/1 EN STB BL | Test-disconnect terminal, Screw connection, 6 mm², 630 V, 41 A, sliding, blue
29335 | 1019690000 | WTL 6/1 EN STB GR | Test-disconnect terminal, Screw connection, 6 mm², 630 V, 41 A, sliding, grey
29336 | 1019710000 | WTL 6/1 EN STB RT | Test-disconnect terminal, Screw connection, 6 mm², 630 V, 41 A, sliding, red
29337 | 1019730000 | WTD 6/1 EN GR | Feed-through terminal, Screw connection, 6 mm², 630 V, 41 A, without, grey
29338 | 1025680000 | DEK 5/30 MC SDR | Dekafix, Terminal marker, 5 x 30 mm, Weidmueller, To customer specification
29339 | 1028200000 | WSI 6 TR | W-Series, Fuse terminal, Rated cross-section: 6 mm², Screw connection
29340 | 1038860000 | ESG 8/13.5/43.3 SAI SDR | ESG, Device markers x 13.5 mm, PA 66, Colour: To customer specification
29341 | 1039900000 | WTR 2.5/ZZ | Test-disconnect terminal, Screw connection, 2.5 mm², 400 V, 16 A, Pivoting, dark beige
29342 | 1039980000 | WTR 2.5/ZZ BL | Test-disconnect terminal, Screw connection, 2.5 mm², 400 V, 16 A, Pivoting, blue
29343 | 1045970000 | WTR 35 E | Test-disconnect terminal, Screw connection, 35 mm², 24 V, 125 A, sliding, dark beige
29344 | 1048220000 | WTR 2.5 GR | Test-disconnect terminal, Screw connection, 2.5 mm², 500 V, 24 A, Pivoting, grey
29345 | 1048240000 | WTR 2.5 GE | Test-disconnect terminal, Screw connection, 2.5 mm², 500 V, 24 A, Pivoting, yellow
29346 | 1051910000 | ZP 4/1AN ZA O.RA | Z-series, Plug-in connector, Direct mounting
29347 | 1051940000 | ZP 4/1AN ZA | Z-series, Plug-in connector, Direct mounting
29348 | 1051950000 | ZP 4/1AN ZA GN | Z-series, Plug-in connector, Direct mounting
29349 | 1051970000 | ZP 4/1AN | Z-series, Plug-in connector, Direct mounting
29350 | 1051980000 | ZP 4/1AN GN | Z-series, Plug-in connector, Direct mounting
29351 | 1057350000 | LM2NZF 5.08/60/135 3.5SN OR BX | Printed circuit board terminals, 5.08 mm, Number of poles: 60, 135°, Solder pin length (l): 3.5 mm, orange, Tension-clamp connection, Clamping range, max. : 2.5 mm², Box
29352 | 1060370000 | WTL 6/3/STB SW | Test-disconnect terminal, Screw connection, 6 mm², 500 V, 41 A, sliding, dark beige
29353 | 1062120000 | WTL 6/3/STB BL | Test-disconnect terminal, Screw connection, 6 mm², 500 V, 41 A, sliding, dark beige
29354 | 1062130000 | WTL 6/3/STB GE | Test-disconnect terminal, Screw connection, 6 mm², 500 V, 41 A, sliding, dark beige
29355 | 1062290000 | WTR 2.5 STB2.3 RT | Test-disconnect terminal, Screw connection, 2.5 mm², 500 V, 24 A, Pivoting, red
29356 | 1062520000 | WTL 6/1 EN STB SW | Test-disconnect terminal, Screw connection, 6 mm², 630 V, 41 A, sliding, black
29357 | 1063140000 | SHL-SMT 5.00/03GR 1.5BX | PCB plug-in connector, Connection element, right, male header, open side, THT/THR solder connection, 5.00 mm, Number of poles: 3, 90°, Solder pin length (l): 1.5 mm, tinned, black, Box
29358 | 1063150000 | SHL-SMT 5.00/04GR 1.5BX | PCB plug-in connector, Connection element, right, male header, open side, THT/THR solder connection, 5.00 mm, Number of poles: 4, 90°, Solder pin length (l): 1.5 mm, tinned, black, Box
29359 | 1063210000 | SHL-SMT 5.00/03GL 1.5BX | PCB plug-in connector, Connection element, left, male header, open side, THT/THR solder connection, 5.00 mm, Number of poles: 3, 90°, Solder pin length (l): 1.5 mm, tinned, black, Box
29360 | 1063220000 | SHL-SMT 5.00/04GL 1.5BX | PCB plug-in connector, Connection element, left, male header, open side, THT/THR solder connection, 5.00 mm, Number of poles: 4, 90°, Solder pin length (l): 1.5 mm, tinned, black, Box
29361 | 1272420000 | SAKT 4/35/LT O.STB | SAK Series, Test-disconnect terminal, Rated cross-section: 4 mm², Screw connection, medium yellow, Direct mounting
29362 | 1272520000 | SAKT 4/35/LT STB2.0 | SAK Series, Test-disconnect terminal, Rated cross-section: 4 mm², Screw connection, medium yellow, Direct mounting
29363 | 1284060000 | DK 4Q/35/TC TYP J | SAK Series, Thermocouple terminal, Rated cross-section: 4 mm², Screw connection, Direct mounting
29364 | 1284160000 | DK 4Q/35/TC TYP K | SAK Series, Thermocouple terminal, Rated cross-section: 4 mm², Screw connection, Direct mounting
29365 | 1285660000 | DK 4Q/35/TC TYP T | SAK Series, Thermocouple terminal, Rated cross-section: 4 mm², Screw connection, Direct mounting
29366 | 1289920000 | SAKT 4/35/LT STB2.3 | SAK Series, Test-disconnect terminal, Rated cross-section: 4 mm², Screw connection, medium yellow, Direct mounting
29367 | 1304860000 | DKT 4V 2STB | SAK Series, Test-disconnect terminal, Double-tier terminal, Rated cross-section: 4 mm², Screw connection, beige, Direct mounting
29368 | 1304960000 | DKT 4V/35 2STB | SAK Series, Test-disconnect terminal, Rated cross-section: 4 mm², Screw connection, beige, Direct mounting
29369 | 1308260000 | DKT 4/35 SL 2STB | SAK Series, Test-disconnect terminal, Rated cross-section: 4 mm², Screw connection
29370 | 1323660000 | SAK 4/35 OR | SAK Series, Feed-through terminal, Rated cross-section: 4 mm², Screw connection
29371 | 1338260000 | DK 4Q/TC TYP K | SAK Series, Thermocouple terminal, Double-tier terminal, Rated cross-section: 4 mm², Screw connection, Direct mounting
29372 | 1404520000 | SAKC 10/35 1STB4 KRG | SAK Series, Test-disconnect terminal, Rated cross-section: 10 mm², Screw connection, medium yellow, Direct mounting
29373 | 1404620000 | SAKC 10/35 2 STB4 KRG | SAK Series, Test-disconnect terminal, Rated cross-section: 10 mm², Screw connection, medium yellow, Direct mounting
29374 | 1592810000 | KLBUE 4-13.5 | Clamping yoke, Clamping yoke, Steel
29375 | 1594420000 | LP 7.50/02/90 3.2SN OR BX | Printed circuit board terminals, 7.50 mm, Number of poles: 2, 90°, Solder pin length (l): 3.2 mm, tinned, orange, Clamping yoke connection, Clamping range, max. : 6 mm², Box
29376 | 1594430000 | LP 7.50/03/90 3.2SN OR BX | Printed circuit board terminals, 7.50 mm, Number of poles: 3, 90°, Solder pin length (l): 3.2 mm, tinned, orange, Clamping yoke connection, Clamping range, max. : 6 mm², Box
29377 | 1594440000 | LPP 7.50/02/90 3.2SN OR BX | Printed circuit board terminals, 7.50 mm, Number of poles: 2, 90°, Solder pin length (l): 3.2 mm, tinned, orange, Clamping yoke connection, Clamping range, max. : 6 mm², Box
29378 | 1594450000 | LPP 7.50/03/90 3.2SN OR BX | Printed circuit board terminals, 7.50 mm, Number of poles: 3, 90°, Solder pin length (l): 3.2 mm, tinned, orange, Clamping yoke connection, Clamping range, max. : 6 mm², Box
29379 | 1594470000 | LP 7.62/03/90 3.2SN OR BX | Printed circuit board terminals, 7.62 mm, Number of poles: 3, 90°, Solder pin length (l): 3.2 mm, tinned, orange, Clamping yoke connection, Clamping range, max. : 6 mm², Box
29380 | 1594480000 | LPP 7.62/02/90 3.2SN OR BX | Printed circuit board terminals, 7.62 mm, Number of poles: 2, 90°, Solder pin length (l): 3.2 mm, tinned, orange, Clamping yoke connection, Clamping range, max. : 6 mm², Box
29381 | 1594490000 | LPP 7.62/03/90 3.2SN OR BX | Printed circuit board terminals, 7.62 mm, Number of poles: 3, 90°, Solder pin length (l): 3.2 mm, tinned, orange, Clamping yoke connection, Clamping range, max. : 6 mm², Box
29382 | 1594620000 | LP 7.50/02/90 4.5SN OR BX | Printed circuit board terminals, 7.50 mm, Number of poles: 2, 90°, Solder pin length (l): 4.5 mm, tinned, orange, Clamping yoke connection, Clamping range, max. : 6 mm², Box
29383 | 1594630000 | LP 7.50/03/90 4.5SN OR BX | Printed circuit board terminals, 7.50 mm, Number of poles: 3, 90°, Solder pin length (l): 4.5 mm, tinned, orange, Clamping yoke connection, Clamping range, max. : 6 mm², Box
29384 | 1594650000 | LPP 7.50/03/90 4.5SN OR BX | Printed circuit board terminals, 7.50 mm, Number of poles: 3, 90°, Solder pin length (l): 4.5 mm, tinned, orange, Clamping yoke connection, Clamping range, max. : 6 mm², Box
29385 | 1594660000 | LP 7.62/02/90 4.5SN OR BX | Printed circuit board terminals, 7.62 mm, Number of poles: 2, 90°, Solder pin length (l): 4.5 mm, tinned, orange, Clamping yoke connection, Clamping range, max. : 6 mm², Box
29386 | 1594670000 | LP 7.62/03/90 4.5SN OR BX | Printed circuit board terminals, 7.62 mm, Number of poles: 3, 90°, Solder pin length (l): 4.5 mm, tinned, orange, Clamping yoke connection, Clamping range, max. : 6 mm², Box
29387 | 1594690000 | LPP 7.62/03/90 4.5SN OR BX | Printed circuit board terminals, 7.62 mm, Number of poles: 3, 90°, Solder pin length (l): 4.5 mm, tinned, orange, Clamping yoke connection, Clamping range, max. : 6 mm², Box
29388 | 1595690000 | LP 5.08/03/135 3.2SN OR BX | Printed circuit board terminals, 5.08 mm, Number of poles: 3, 135°, Solder pin length (l): 3.2 mm, tinned, orange, Clamping yoke connection, Clamping range, max. : 6 mm², Box
29389 | 1595700000 | LP 5.08/03/135 4.5SN OR BX | Printed circuit board terminals, 5.08 mm, Number of poles: 3, 135°, Solder pin length (l): 4.5 mm, tinned, orange, Clamping yoke connection, Clamping range, max. : 6 mm², Box
29390 | 1595710000 | LP 5.00/03/135 3.2SN OR BX | Printed circuit board terminals, 5.00 mm, Number of poles: 3, 135°, Solder pin length (l): 3.2 mm, tinned, orange, Clamping yoke connection, Clamping range, max. : 6 mm², Box
29391 | 1595720000 | LP 5.00/03/135 4.5SN OR BX | Printed circuit board terminals, 5.00 mm, Number of poles: 3, 135°, Solder pin length (l): 4.5 mm, tinned, orange, Clamping yoke connection, Clamping range, max. : 6 mm², Box
29392 | 1595730000 | LP 5.08/02/135 3.2SN OR BX | Printed circuit board terminals, 5.08 mm, Number of poles: 2, 135°, Solder pin length (l): 3.2 mm, tinned, orange, Clamping yoke connection, Clamping range, max. : 6 mm², Box
29393 | 1595740000 | LP 5.08/02/135 4.5SN OR BX | Printed circuit board terminals, 5.08 mm, Number of poles: 2, 135°, Solder pin length (l): 4.5 mm, tinned, orange, Clamping yoke connection, Clamping range, max. : 6 mm², Box
29394 | 1595750000 | LP 5.00/02/135 3.2SN OR BX | Printed circuit board terminals, 5.00 mm, Number of poles: 2, 135°, Solder pin length (l): 3.2 mm, tinned, orange, Clamping yoke connection, Clamping range, max. : 6 mm², Box
29395 | 1595760000 | LP 5.00/02/135 4.5SN OR BX | Printed circuit board terminals, 5.00 mm, Number of poles: 2, 135°, Solder pin length (l): 4.5 mm, tinned, orange, Clamping yoke connection, Clamping range, max. : 6 mm², Box
29396 | 1597510000 | SL 3.5 FLA 1.5/8 | PCB plug-in connector, Accessories, Flood-light display, Transparent, Number of poles: 1
29397 | 1597520000 | SL 3.5 FLA 2.3/8 | PCB plug-in connector, Accessories, Flood-light display, Transparent, Number of poles: 1
29398 | 1597530000 | SL 3.5 FLA 4.0/8 | PCB plug-in connector, Accessories, Flood-light display, Transparent, Number of poles: 1
29399 | 1597630000 | SL 3.5 FLA 1.5/1.75/8 | PCB plug-in connector, Accessories, Flood-light display, Transparent, Number of poles: 1
29400 | 1597640000 | SL 3.5 FLA 2.3/1.75/8 | PCB plug-in connector, Accessories, Flood-light display, Transparent, Number of poles: 1
29401 | 1597650000 | SL 3.5 FLA 4.0/1.75/8 | PCB plug-in connector, Accessories, Flood-light display, Transparent, Number of poles: 1
29402 | 1600480000 | KLBUE 3-8 | Clamping yoke, Clamping yoke, Steel
29403 | 1600490000 | KLBUE 10-20 | Clamping yoke, Clamping yoke, Steel
29404 | 1610100000 | BL SL 3.5 KO SW | PCB plug-in connector, Accessories, Coding element, black, Number of poles: 1
29405 | 1611950000 | STV S 2 SS | PCB plug-in connector, male plug, 7.00 mm, Number of poles: 2, 180°, Clamping yoke connection, Clamping range, max. : 4 mm², Box
29406 | 1611960000 | STV S 2 SB | PCB plug-in connector, female plug, 7.00 mm, Number of poles: 2, 180°, Clamping yoke connection, Clamping range, max. : 4 mm², Box
29407 | 1611980000 | STV S 3 SS | PCB plug-in connector, male plug, 7.00 mm, Number of poles: 3, 180°, Clamping yoke connection, Clamping range, max. : 4 mm², Box
29408 | 1611990000 | STV S 3 SB | PCB plug-in connector, female plug, 7.00 mm, Number of poles: 3, 180°, Clamping yoke connection, Clamping range, max. : 4 mm², Box
29409 | 1612010000 | STV S 4 SS | PCB plug-in connector, male plug, 7.00 mm, Number of poles: 4, 180°, Clamping yoke connection, Clamping range, max. : 4 mm², Box
29410 | 1612020000 | STV S 4 SB | PCB plug-in connector, female plug, 7.00 mm, Number of poles: 4, 180°, Clamping yoke connection, Clamping range, max. : 4 mm², Box
29411 | 1612040000 | STV S 5 SS | PCB plug-in connector, male plug, 7.00 mm, Number of poles: 5, 180°, Clamping yoke connection, Clamping range, max. : 4 mm², Box
29412 | 1612050000 | STV S 5 SB | PCB plug-in connector, female plug, 7.00 mm, Number of poles: 5, 180°, Clamping yoke connection, Clamping range, max. : 4 mm², Box
29413 | 1612070000 | STV S 6 SS | PCB plug-in connector, male plug, 7.00 mm, Number of poles: 6, 180°, Clamping yoke connection, Clamping range, max. : 4 mm², Box
29414 | 1612080000 | STV S 6 SB | PCB plug-in connector, female plug, 7.00 mm, Number of poles: 6, 180°, Clamping yoke connection, Clamping range, max. : 4 mm², Box
29415 | 1612100000 | STV S 7 SS | PCB plug-in connector, male plug, 7.00 mm, Number of poles: 7, 180°, Clamping yoke connection, Clamping range, max. : 4 mm², Box
29416 | 1612110000 | STV S 7 SB | PCB plug-in connector, female plug, 7.00 mm, Number of poles: 7, 180°, Clamping yoke connection, Clamping range, max. : 4 mm², Box
29417 | 1612130000 | STV S 8 SS | PCB plug-in connector, male plug, 7.00 mm, Number of poles: 8, 180°, Clamping yoke connection, Clamping range, max. : 4 mm², Box
29418 | 1612140000 | STV S 8 SB | PCB plug-in connector, female plug, 7.00 mm, Number of poles: 8, 180°, Clamping yoke connection, Clamping range, max. : 4 mm², Box
29419 | 1612160000 | STV S 9 SS | PCB plug-in connector, male plug, 7.00 mm, Number of poles: 9, 180°, Clamping yoke connection, Clamping range, max. : 4 mm², Box
29420 | 1612170000 | STV S 9 SB | PCB plug-in connector, female plug, 7.00 mm, Number of poles: 9, 180°, Clamping yoke connection, Clamping range, max. : 4 mm², Box
29421 | 1612190000 | STV S 10 SS | PCB plug-in connector, male plug, 7.00 mm, Number of poles: 10, 180°, Clamping yoke connection, Clamping range, max. : 4 mm², Box
29422 | 1612200000 | STV S 10 SB | PCB plug-in connector, female plug, 7.00 mm, Number of poles: 10, 180°, Clamping yoke connection, Clamping range, max. : 4 mm², Box
29423 | 1612480000 | STV S 2 LS90 | PCB plug-in connector, male header, Flange, THT solder connection, 7.00 mm, Number of poles: 2, 90°, Solder pin length (l): 3.2 mm, silver-plated, Pebble grey, Box
29424 | 1612490000 | STV S 2 LB90 | PCB plug-in connector, female header, Flange, THT solder connection, 7.00 mm, Number of poles: 2, 90°, Solder pin length (l): 3.2 mm, silver-plated, Pebble grey, Box
29425 | 1612500000 | STV S 3 LS90 | PCB plug-in connector, male header, Flange, THT solder connection, 7.00 mm, Number of poles: 3, 90°, Solder pin length (l): 3.2 mm, silver-plated, Pebble grey, Box
29426 | 1612510000 | STV S 3 LB90 | PCB plug-in connector, female header, Flange, THT solder connection, 7.00 mm, Number of poles: 3, 90°, Solder pin length (l): 3.2 mm, silver-plated, Pebble grey, Box
29427 | 1612520000 | STV S 4 LS90 | PCB plug-in connector, male header, Flange, THT solder connection, 7.00 mm, Number of poles: 4, 90°, Solder pin length (l): 3.2 mm, silver-plated, Pebble grey, Box
29428 | 1612530000 | STV S 4 LB90 | PCB plug-in connector, female header, Flange, THT solder connection, 7.00 mm, Number of poles: 4, 90°, Solder pin length (l): 3.2 mm, silver-plated, Pebble grey, Box
29429 | 1612540000 | STV S 5 LS90 | PCB plug-in connector, male header, Flange, THT solder connection, 7.00 mm, Number of poles: 5, 90°, Solder pin length (l): 3.2 mm, silver-plated, Pebble grey, Box
29430 | 1612550000 | STV S 5 LB90 | PCB plug-in connector, female header, Flange, THT solder connection, 7.00 mm, Number of poles: 5, 90°, Solder pin length (l): 3.2 mm, silver-plated, Pebble grey, Box
29431 | 1612560000 | STV S 6 LS90 | PCB plug-in connector, male header, Flange, THT solder connection, 7.00 mm, Number of poles: 6, 90°, Solder pin length (l): 3.2 mm, silver-plated, Pebble grey, Box
29432 | 1612570000 | STV S 6 LB90 | PCB plug-in connector, female header, Flange, THT solder connection, 7.00 mm, Number of poles: 6, 90°, Solder pin length (l): 3.2 mm, silver-plated, Pebble grey, Box
29433 | 1612580000 | STV S 7 LS90 | PCB plug-in connector, male header, Flange, THT solder connection, 7.00 mm, Number of poles: 7, 90°, Solder pin length (l): 3.2 mm, silver-plated, Pebble grey, Box
29434 | 1612590000 | STV S 7 LB90 | PCB plug-in connector, female header, Flange, THT solder connection, 7.00 mm, Number of poles: 7, 90°, Solder pin length (l): 3.2 mm, silver-plated, Pebble grey, Box
29435 | 1612600000 | STV S 8 LS90 | PCB plug-in connector, male header, Flange, THT solder connection, 7.00 mm, Number of poles: 8, 90°, Solder pin length (l): 3.2 mm, silver-plated, Pebble grey, Box
29436 | 1612610000 | STV S 8 LB90 | PCB plug-in connector, female header, Flange, THT solder connection, 7.00 mm, Number of poles: 8, 90°, Solder pin length (l): 3.2 mm, silver-plated, Pebble grey, Box
29437 | 1612620000 | STV S 9 LS90 | PCB plug-in connector, male header, Flange, THT solder connection, 7.00 mm, Number of poles: 9, 90°, Solder pin length (l): 3.2 mm, silver-plated, Pebble grey, Box
29438 | 1612630000 | STV S 9 LB90 | PCB plug-in connector, female header, Flange, THT solder connection, 7.00 mm, Number of poles: 9, 90°, Solder pin length (l): 3.2 mm, silver-plated, Pebble grey, Box
29439 | 1612640000 | STV S 10 LS90 | PCB plug-in connector, male header, Flange, THT solder connection, 7.00 mm, Number of poles: 10, 90°, Solder pin length (l): 3.2 mm, silver-plated, Pebble grey, Box
29440 | 1612650000 | STV S 10 LB90 | PCB plug-in connector, female header, Flange, THT solder connection, 7.00 mm, Number of poles: 10, 90°, Solder pin length (l): 3.2 mm, silver-plated, Pebble grey, Box
29441 | 1612690000 | STV S 3 LB180 | PCB plug-in connector, female header, Flange, THT solder connection, 7.00 mm, Number of poles: 3, 180°, Solder pin length (l): 3.2 mm, silver-plated, Pebble grey, Box
29442 | 1612710000 | STV S 4 LB180 | PCB plug-in connector, female header, Flange, THT solder connection, 7.00 mm, Number of poles: 4, 180°, Solder pin length (l): 3.2 mm, silver-plated, Pebble grey, Box
29443 | 1612730000 | STV S 5 LB180 | PCB plug-in connector, female header, Flange, THT solder connection, 7.00 mm, Number of poles: 5, 180°, Solder pin length (l): 3.2 mm, silver-plated, Pebble grey, Box
29444 | 1612750000 | STV S 6 LB180 | PCB plug-in connector, female header, Flange, THT solder connection, 7.00 mm, Number of poles: 6, 180°, Solder pin length (l): 3.2 mm, silver-plated, Pebble grey, Box
29445 | 1612830000 | STV S 10 LB180 | PCB plug-in connector, female header, Flange, THT solder connection, 7.00 mm, Number of poles: 10, 180°, Solder pin length (l): 3.2 mm, silver-plated, Pebble grey, Box
29446 | 1615270000 | MAK 2.5 | W-Series, Motor-connection terminal, Rated cross-section: 2.5 mm², Screw connection, Direct mounting
29447 | 1627820000 | BL 3.50 ZE03 BK BX | PCB plug-in connector, Accessories, Strain relief, black, Number of poles: 3
29448 | 1627830000 | BL 3.50 ZE08 BK BX | PCB plug-in connector, Accessories, Strain relief, black, Number of poles: 8
29449 | 1627920000 | BLZ 7.50/02/180 SN OR BX | PCB plug-in connector, female plug, 7.50 mm, Number of poles: 2, 180°, Clamping yoke connection, Clamping range, max. : 3.31 mm², Box
29450 | 1627930000 | BLZ 7.50/03/180 SN OR BX | PCB plug-in connector, female plug, 7.50 mm, Number of poles: 3, 180°, Clamping yoke connection, Clamping range, max. : 3.31 mm², Box
29451 | 1627940000 | BLZ 7.50/04/180 SN OR BX | PCB plug-in connector, female plug, 7.50 mm, Number of poles: 4, 180°, Clamping yoke connection, Clamping range, max. : 3.31 mm², Box
29452 | 1627950000 | BLZ 7.50/05/180 SN OR BX | PCB plug-in connector, female plug, 7.50 mm, Number of poles: 5, 180°, Clamping yoke connection, Clamping range, max. : 3.31 mm², Box
29453 | 1627960000 | BLZ 7.50/06/180 SN OR BX | PCB plug-in connector, female plug, 7.50 mm, Number of poles: 6, 180°, Clamping yoke connection, Clamping range, max. : 3.31 mm², Box
29454 | 1627970000 | BLZ 7.50/07/180 SN OR BX | PCB plug-in connector, female plug, 7.50 mm, Number of poles: 7, 180°, Clamping yoke connection, Clamping range, max. : 3.31 mm², Box
29455 | 1627980000 | BLZ 7.50/08/180 SN OR BX | PCB plug-in connector, female plug, 7.50 mm, Number of poles: 8, 180°, Clamping yoke connection, Clamping range, max. : 3.31 mm², Box
29456 | 1627990000 | BLZ 7.50/09/180 SN OR BX | PCB plug-in connector, female plug, 7.50 mm, Number of poles: 9, 180°, Clamping yoke connection, Clamping range, max. : 3.31 mm², Box
29457 | 1628000000 | BLZ 7.50/10/180 SN OR BX | PCB plug-in connector, female plug, 7.50 mm, Number of poles: 10, 180°, Clamping yoke connection, Clamping range, max. : 3.31 mm², Box
29458 | 1628010000 | BLZ 7.50/11/180 SN OR BX | PCB plug-in connector, female plug, 7.50 mm, Number of poles: 11, 180°, Clamping yoke connection, Clamping range, max. : 3.31 mm², Box
29459 | 1628020000 | BLZ 7.50/12/180 SN OR BX | PCB plug-in connector, female plug, 7.50 mm, Number of poles: 12, 180°, Clamping yoke connection, Clamping range, max. : 3.31 mm², Box
29460 | 1628030000 | BLZ 7.50/02/180 SN BK BX | PCB plug-in connector, female plug, 7.50 mm, Number of poles: 2, 180°, Clamping yoke connection, Clamping range, max. : 3.31 mm², Box
29461 | 1628140000 | BLZ 7.50/02/180B SN OR BX | PCB plug-in connector, female plug, 7.50 mm, Number of poles: 2, 180°, Clamping yoke connection, Clamping range, max. : 3.31 mm², Box
29462 | 1628150000 | BLZ 7.50/03/180B SN OR BX | PCB plug-in connector, female plug, 7.50 mm, Number of poles: 3, 180°, Clamping yoke connection, Clamping range, max. : 3.31 mm², Box
29463 | 1628160000 | BLZ 7.50/04/180B SN OR BX | PCB plug-in connector, female plug, 7.50 mm, Number of poles: 4, 180°, Clamping yoke connection, Clamping range, max. : 3.31 mm², Box
29464 | 1628170000 | BLZ 7.50/05/180B SN OR BX | PCB plug-in connector, female plug, 7.50 mm, Number of poles: 5, 180°, Clamping yoke connection, Clamping range, max. : 3.31 mm², Box
29465 | 1628180000 | BLZ 7.50/06/180B SN OR BX | PCB plug-in connector, female plug, 7.50 mm, Number of poles: 6, 180°, Clamping yoke connection, Clamping range, max. : 3.31 mm², Box
29466 | 1628190000 | BLZ 7.50/07/180B SN OR BX | PCB plug-in connector, female plug, 7.50 mm, Number of poles: 7, 180°, Clamping yoke connection, Clamping range, max. : 3.31 mm², Box
29467 | 1628200000 | BLZ 7.50/08/180B SN OR BX | PCB plug-in connector, female plug, 7.50 mm, Number of poles: 8, 180°, Clamping yoke connection, Clamping range, max. : 3.31 mm², Box
29468 | 1628210000 | BLZ 7.50/09/180B SN OR BX | PCB plug-in connector, female plug, 7.50 mm, Number of poles: 9, 180°, Clamping yoke connection, Clamping range, max. : 3.31 mm², Box
29469 | 1628220000 | BLZ 7.50/10/180B SN OR BX | PCB plug-in connector, female plug, 7.50 mm, Number of poles: 10, 180°, Clamping yoke connection, Clamping range, max. : 3.31 mm², Box
29470 | 1628230000 | BLZ 7.50/11/180B SN OR BX | PCB plug-in connector, female plug, 7.50 mm, Number of poles: 11, 180°, Clamping yoke connection, Clamping range, max. : 3.31 mm², Box
29471 | 1628240000 | BLZ 7.50/12/180B SN OR BX | PCB plug-in connector, female plug, 7.50 mm, Number of poles: 12, 180°, Clamping yoke connection, Clamping range, max. : 3.31 mm², Box
29472 | 1629680000 | BL 3.50 ZE03 OR BX | PCB plug-in connector, Accessories, Strain relief, orange, Number of poles: 3
29473 | 1629690000 | BL 3.50 ZE08 OR BX | PCB plug-in connector, Accessories, Strain relief, orange, Number of poles: 8
29474 | 1631750000 | WTD 6/1 RT | Feed-through terminal, Screw connection, 6 mm², 630 V, 41 A, without, red
29475 | 1651980000 | ZIA 1.5/3L-1S | Initiator/actuator terminal, Tension-clamp connection, 1.5 mm², Flange-mounted housing
29476 | 1652000000 | ZIA 1.5/3L-PE | Initiator/actuator terminal, PE terminal, Tension-clamp connection, 1.5 mm², Flange-mounted housing
29477 | 1652010000 | ZIA 1.5/4L-1S | Initiator/actuator terminal, Tension-clamp connection, 1.5 mm², Flange-mounted housing
29478 | 1652030000 | ZIA 1.5/4L-PE | Initiator/actuator terminal, PE terminal, Tension-clamp connection, 1.5 mm², Flange-mounted housing
29479 | 1667750000 | LM 3.50/02/90 3.2SN OR BX | Printed circuit board terminals, 3.50 mm, Number of poles: 2, 90°, Solder pin length (l): 3.2 mm, tinned, orange, Clamping yoke connection, Clamping range, max. : 2.08 mm², Box
29480 | 1667760000 | LM 3.50/02/90 4.5SN OR BX | Printed circuit board terminals, 3.50 mm, Number of poles: 2, 90°, Solder pin length (l): 4.5 mm, tinned, orange, Clamping yoke connection, Clamping range, max. : 2.08 mm², Box
29481 | 1667770000 | LM 3.50/03/90 3.2SN OR BX | Printed circuit board terminals, 3.50 mm, Number of poles: 3, 90°, Solder pin length (l): 3.2 mm, tinned, orange, Clamping yoke connection, Clamping range, max. : 2.08 mm², Box
29482 | 1669300000 | BL/SL 3.50 VR BK BX | PCB plug-in connector, Accessories, Latches, black, Number of poles: 1
29483 | 1669310000 | BL/SL 3.50 VR OR BX | PCB plug-in connector, Accessories, Latches, orange, Number of poles: 1
29484 | 1674770000 | ESG 9/17 K MC SDR | ESG, Device markers x 17 mm, PA 66, Colour: To customer specification, Self-adhesive
29485 | 1675350000 | KLBUE 2X2-6 | Clamping yoke, Clamping yoke, Steel
29486 | 1676750000 | LP 5.08/03/135 4.5SN BX BX | Printed circuit board terminals, 5.08 mm, Number of poles: 3, 135°, Solder pin length (l): 4.5 mm, tinned, black, Clamping yoke connection, Clamping range, max. : 6 mm², Box
29487 | 1689750000 | LP 7.62/04/90 3.2SN OR BX | Printed circuit board terminals, 7.62 mm, Number of poles: 4, 90°, Solder pin length (l): 3.2 mm, tinned, orange, Clamping yoke connection, Clamping range, max. : 6 mm², Box
29488 | 1692261001 | KLBUE 3-8 SC | Clamping yoke, Clamping yoke, Steel
29489 | 1692630000 | ZIA 1.5/3L-1S/8/KB | Initiator/actuator terminal, Tension-clamp connection, 1.5 mm², Number of poles: 9
29490 | 1692640000 | ZIA 1.5/3L-1S/16/KB | Initiator/actuator terminal, Tension-clamp connection, 1.5 mm², Number of poles: 17
29491 | 1692650000 | ZIA 1.5/3L-PE/8/KB | Initiator/actuator terminal, Tension-clamp connection, 1.5 mm², Number of poles: 8
29492 | 1692660000 | ZIA 1.5/3L-PE/16/KB | Initiator/actuator terminal, Tension-clamp connection, 1.5 mm², Number of poles: 16
29493 | 1692670000 | ZIA 1.5/4L-PE/8/KB | Initiator/actuator terminal, Tension-clamp connection, 1.5 mm², Number of poles: 8
29494 | 1692680000 | ZIA 1.5/4L-PE/16/KB | Initiator/actuator terminal, Tension-clamp connection, 1.5 mm², Number of poles: 16
29495 | 1693430000 | BL SL 3.5 KO OR | PCB plug-in connector, Accessories, Coding element, orange, Number of poles: 1
29496 | 1697180000 | LP 5.00/02/135 4.5SN BK BX | Printed circuit board terminals, 5.00 mm, Number of poles: 2, 135°, Solder pin length (l): 4.5 mm, tinned, black, Clamping yoke connection, Clamping range, max. : 6 mm², Box
29497 | 1697190000 | LP 5.00/03/135 4.5SN BK BX | Printed circuit board terminals, 5.00 mm, Number of poles: 3, 135°, Solder pin length (l): 4.5 mm, tinned, black, Clamping yoke connection, Clamping range, max. : 6 mm², Box
29498 | 1697200000 | LP 7.62/02/90 4.5SN BK BX | Printed circuit board terminals, 7.62 mm, Number of poles: 2, 90°, Solder pin length (l): 4.5 mm, tinned, black, Clamping yoke connection, Clamping range, max. : 6 mm², Box
29499 | 1697210000 | LP 7.62/03/90 4.5SN BK BX | Printed circuit board terminals, 7.62 mm, Number of poles: 3, 90°, Solder pin length (l): 4.5 mm, tinned, black, Clamping yoke connection, Clamping range, max. : 6 mm², Box
29500 | 1697220000 | LP 7.50/02/90 4.5SN BK BX | Printed circuit board terminals, 7.50 mm, Number of poles: 2, 90°, Solder pin length (l): 4.5 mm, tinned, black, Clamping yoke connection, Clamping range, max. : 6 mm², Box
29501 | 1699650000 | LM 3.50/02/90 3.2SN BK BX | Printed circuit board terminals, 3.50 mm, Number of poles: 2, 90°, Solder pin length (l): 3.2 mm, tinned, black, Clamping yoke connection, Clamping range, max. : 2.08 mm², Box
29502 | 1699670000 | LM 3.50/02/90 4.5SN BK BX | Printed circuit board terminals, 3.50 mm, Number of poles: 2, 90°, Solder pin length (l): 4.5 mm, tinned, black, Clamping yoke connection, Clamping range, max. : 2.08 mm², Box
29503 | 1699680000 | LM 3.50/03/90 4.5SN BK BX | Printed circuit board terminals, 3.50 mm, Number of poles: 3, 90°, Solder pin length (l): 4.5 mm, tinned, black, Clamping yoke connection, Clamping range, max. : 2.08 mm², Box
29504 | 1703700000 | LM2N 3.50/04/90 3.2SN OR BX | Printed circuit board terminals, 3.50 mm, Number of poles: 4, 90°, Solder pin length (l): 3.2 mm, tinned, orange, Clamping yoke connection, Clamping range, max. : 2.08 mm², Box
29505 | 1703710000 | LM2N 3.50/06/90 3.2SN OR BX | Printed circuit board terminals, 3.50 mm, Number of poles: 6, 90°, Solder pin length (l): 3.2 mm, tinned, orange, Clamping yoke connection, Clamping range, max. : 2.08 mm², Box
29506 | 1703720000 | LM2N 3.50/08/90 3.2SN OR BX | Printed circuit board terminals, 3.50 mm, Number of poles: 8, 90°, Solder pin length (l): 3.2 mm, tinned, orange, Clamping yoke connection, Clamping range, max. : 2.08 mm², Box
29507 | 1703730000 | LM2N 3.50/10/90 3.2SN OR BX | Printed circuit board terminals, 3.50 mm, Number of poles: 10, 90°, Solder pin length (l): 3.2 mm, tinned, orange, Clamping yoke connection, Clamping range, max. : 2.08 mm², Box
29508 | 1703740000 | LM2N 3.50/12/90 3.2SN OR BX | Printed circuit board terminals, 3.50 mm, Number of poles: 12, 90°, Solder pin length (l): 3.2 mm, tinned, orange, Clamping yoke connection, Clamping range, max. : 2.08 mm², Box
29509 | 1703750000 | LM2N 3.50/14/90 3.2SN OR BX | Printed circuit board terminals, 3.50 mm, Number of poles: 14, 90°, Solder pin length (l): 3.2 mm, tinned, orange, Clamping yoke connection, Clamping range, max. : 2.08 mm², Box
29510 | 1703760000 | LM2N 3.50/16/90 3.2SN OR BX | Printed circuit board terminals, 3.50 mm, Number of poles: 16, 90°, Solder pin length (l): 3.2 mm, tinned, orange, Clamping yoke connection, Clamping range, max. : 2.08 mm², Box
29511 | 1703770000 | LM2N 3.50/18/90 3.2SN OR BX | Printed circuit board terminals, 3.50 mm, Number of poles: 18, 90°, Solder pin length (l): 3.2 mm, tinned, orange, Clamping yoke connection, Clamping range, max. : 2.08 mm², Box
29512 | 1703780000 | LM2N 3.50/20/90 3.2SN OR BX | Printed circuit board terminals, 3.50 mm, Number of poles: 20, 90°, Solder pin length (l): 3.2 mm, tinned, orange, Clamping yoke connection, Clamping range, max. : 2.08 mm², Box
29513 | 1703790000 | LM2N 3.50/22/90 3.2SN OR BX | Printed circuit board terminals, 3.50 mm, Number of poles: 22, 90°, Solder pin length (l): 3.2 mm, tinned, orange, Clamping yoke connection, Clamping range, max. : 2.08 mm², Box
29514 | 1703800000 | LM2N 3.50/24/90 3.2SN OR BX | Printed circuit board terminals, 3.50 mm, Number of poles: 24, 90°, Solder pin length (l): 3.2 mm, tinned, orange, Clamping yoke connection, Clamping range, max. : 2.08 mm², Box
29515 | 1703810000 | LM2N 3.50/26/90 3.2SN OR BX | Printed circuit board terminals, 3.50 mm, Number of poles: 26, 90°, Solder pin length (l): 3.2 mm, tinned, orange, Clamping yoke connection, Clamping range, max. : 2.08 mm², Box
29516 | 1703820000 | LM2N 3.50/28/90 3.2SN OR BX | Printed circuit board terminals, 3.50 mm, Number of poles: 28, 90°, Solder pin length (l): 3.2 mm, tinned, orange, Clamping yoke connection, Clamping range, max. : 2.08 mm², Box
29517 | 1703830000 | LM2N 3.50/30/90 3.2SN OR BX | Printed circuit board terminals, 3.50 mm, Number of poles: 30, 90°, Solder pin length (l): 3.2 mm, tinned, orange, Clamping yoke connection, Clamping range, max. : 2.08 mm², Box
29518 | 1703840000 | LM2N 3.50/32/90 3.2SN OR BX | Printed circuit board terminals, 3.50 mm, Number of poles: 32, 90°, Solder pin length (l): 3.2 mm, tinned, orange, Clamping yoke connection, Clamping range, max. : 2.08 mm², Box
29519 | 1703850000 | LM2N 3.50/34/90 3.2SN OR BX | Printed circuit board terminals, 3.50 mm, Number of poles: 34, 90°, Solder pin length (l): 3.2 mm, tinned, orange, Clamping yoke connection, Clamping range, max. : 2.08 mm², Box
29520 | 1703860000 | LM2N 3.50/36/90 3.2SN OR BX | Printed circuit board terminals, 3.50 mm, Number of poles: 36, 90°, Solder pin length (l): 3.2 mm, tinned, orange, Clamping yoke connection, Clamping range, max. : 2.08 mm², Box
29521 | 1703870000 | LM2N 3.50/38/90 3.2SN OR BX | Printed circuit board terminals, 3.50 mm, Number of poles: 38, 90°, Solder pin length (l): 3.2 mm, tinned, orange, Clamping yoke connection, Clamping range, max. : 2.08 mm², Box
29522 | 1703880000 | LM2N 3.50/40/90 3.2SN OR BX | Printed circuit board terminals, 3.50 mm, Number of poles: 40, 90°, Solder pin length (l): 3.2 mm, tinned, orange, Clamping yoke connection, Clamping range, max. : 2.08 mm², Box
29523 | 1703890000 | LM2N 3.50/42/90 3.2SN OR BX | Printed circuit board terminals, 3.50 mm, Number of poles: 42, 90°, Solder pin length (l): 3.2 mm, tinned, orange, Clamping yoke connection, Clamping range, max. : 2.08 mm², Box
29524 | 1703900000 | LM2N 3.50/44/90 3.2SN OR BX | Printed circuit board terminals, 3.50 mm, Number of poles: 44, 90°, Solder pin length (l): 3.2 mm, tinned, orange, Clamping yoke connection, Clamping range, max. : 2.08 mm², Box
29525 | 1703910000 | LM2N 3.50/46/90 3.2SN OR BX | Printed circuit board terminals, 3.50 mm, Number of poles: 46, 90°, Solder pin length (l): 3.2 mm, tinned, orange, Clamping yoke connection, Clamping range, max. : 2.08 mm², Box
29526 | 1703920000 | LM2N 3.50/48/90 3.2SN OR BX | Printed circuit board terminals, 3.50 mm, Number of poles: 48, 90°, Solder pin length (l): 3.2 mm, tinned, orange, Clamping yoke connection, Clamping range, max. : 2.08 mm², Box
29527 | 1704160000 | LM 3.50/02/90 3.2SN GY BX | Printed circuit board terminals, 3.50 mm, Number of poles: 2, 90°, Solder pin length (l): 3.2 mm, tinned, Pebble grey, Clamping yoke connection, Clamping range, max. : 2.08 mm², Box
29528 | 1704350000 | ZDUB 2.5-2/2AN/DM | Z-series, Feed-through terminal, Rated cross-section: 2.5 mm², Tension-clamp connection, dark beige, Direct mounting
29529 | 1704360000 | ZDUB 2.5-2/2AN/DM BL | Z-series, Feed-through terminal, Rated cross-section: 2.5 mm², Tension-clamp connection, blue, Direct mounting
29530 | 1704370000 | ZDUB 2.5-2/2AN/DM OR | Z-series, Feed-through terminal, Rated cross-section: 2.5 mm², Tension-clamp connection, orange, Direct mounting
29531 | 1704380000 | ZDUB 2.5-2/2AN/DM GE | Z-series, Feed-through terminal, Rated cross-section: 2.5 mm², Tension-clamp connection, yellow, Direct mounting
29532 | 1704500000 | ZDUB 2.5-2/2AN/DB | Z-series, Feed-through terminal, Rated cross-section: 2.5 mm², Tension-clamp connection, dark beige, Direct mounting
29533 | 1704530000 | ZDUB 2.5-2/2AN/DB GE | Z-series, Feed-through terminal, Rated cross-section: 2.5 mm², Tension-clamp connection, yellow, Mounting foot needed for TS 32/ TS 35
29534 | 1704540000 | ZDUB 2.5-2/4AN/DM | Z-series, Feed-through terminal, Rated cross-section: 2.5 mm², Tension-clamp connection, dark beige, Direct mounting
29535 | 1704550000 | ZDUB 2.5-2/4AN/DM BL | Z-series, Feed-through terminal, Rated cross-section: 2.5 mm², Tension-clamp connection, blue, Direct mounting
29536 | 1704560000 | ZDUB 2.5-2/4AN/DM OR | Z-series, Feed-through terminal, Rated cross-section: 2.5 mm², Tension-clamp connection, orange, Direct mounting
29537 | 1704570000 | ZDUB 2.5-2/4AN/DM GE | Z-series, Feed-through terminal, Rated cross-section: 2.5 mm², Tension-clamp connection, yellow, Direct mounting
29538 | 1704690000 | ZDUB 2.5-2/4AN/DB | Z-series, Feed-through terminal, Rated cross-section: 2.5 mm², Tension-clamp connection, dark beige, Direct mounting
29539 | 1704700000 | ZDUB 2.5-2/4AN/DB BL | Z-series, Feed-through terminal, Rated cross-section: 2.5 mm², Tension-clamp connection, blue, Direct mounting
29540 | 1704720000 | ZDUB 2.5-2/4AN/DB GE | Z-series, Feed-through terminal, Rated cross-section: 2.5 mm², Tension-clamp connection, yellow, Direct mounting
29541 | 1706040000 | ZDU 2.5-2/3AN BL | Feed-through terminal, Tension-clamp connection, 2.5 mm², 800 V, 24 A, blue
29542 | 1706050000 | ZDU 2.5-2/3AN OR | Feed-through terminal, Tension-clamp connection, 2.5 mm², 800 V, 24 A, orange
29543 | 1706060000 | ZDU 2.5-2/4AN | Feed-through terminal, Tension-clamp connection, 2.5 mm², 800 V, 24 A, dark beige
29544 | 1706070000 | ZDU 2.5-2/4AN BL | Feed-through terminal, Tension-clamp connection, 2.5 mm², 800 V, 24 A, blue
29545 | 1706080000 | ZDU 2.5-2/4AN OR | Feed-through terminal, Tension-clamp connection, 2.5 mm², 800 V, 24 A, orange
29546 | 1712311001 | KLBUE 4-13.5 SC | Clamping yoke, Clamping yoke, Steel
29547 | 1712311002 | KLBUE 4-13.5 SC M4X16 | Clamping yoke, Clamping yoke
29548 | 1712321001 | KLBUE 10-20 SC | Clamping yoke, Clamping yoke, Steel
29549 | 1712750000 | ZDUB 2.5-2/2AN/15 | Z-series, Feed-through terminal, Rated cross-section: 2.5 mm², Tension-clamp connection, dark beige
29550 | 1712760000 | ZDUB 2.5-2/2AN/15 BL | Z-series, Feed-through terminal, Rated cross-section: 2.5 mm², Tension-clamp connection, blue
29551 | 1712770000 | ZDUB 2.5-2/2AN/15 OR | Z-series, Feed-through terminal, Rated cross-section: 2.5 mm², Tension-clamp connection, orange
29552 | 1712780000 | ZDUB 2.5-2/4AN/15 | Z-series, Feed-through terminal, Rated cross-section: 2.5 mm², Tension-clamp connection, dark beige
29553 | 1712790000 | ZDUB 2.5-2/4AN/15 BL | Z-series, Feed-through terminal, Rated cross-section: 2.5 mm², Tension-clamp connection, blue
29554 | 1712800000 | ZDUB 2.5-2/4AN/15 OR | Z-series, Feed-through terminal, Rated cross-section: 2.5 mm², Tension-clamp connection, orange
29555 | 1712820000 | ZDUB 2.5-2/2AN/RC | Z-series, Feed-through terminal, Rated cross-section: 2.5 mm², Tension-clamp connection, dark beige, Direct mounting
29556 | 1712830000 | ZDUB 2.5-2/2AN/RC BL | Z-series, Feed-through terminal, Rated cross-section: 2.5 mm², Tension-clamp connection, blue
29557 | 1712970000 | ZDUB 2.5-2/4AN/RC | Z-series, Feed-through terminal, Rated cross-section: 2.5 mm², Tension-clamp connection, dark beige, Direct mounting
29558 | 1712980000 | ZDUB 2.5-2/4AN/RC BL | Z-series, Feed-through terminal, Rated cross-section: 2.5 mm², Tension-clamp connection, blue, Direct mounting
29559 | 1713000000 | ZDUB 2.5-2/4AN/RC GE | Z-series, Feed-through terminal, Rated cross-section: 2.5 mm², Tension-clamp connection, yellow, Direct mounting
29560 | 1714980000 | LM 3.50/02/135 3.2SN OR BX | Printed circuit board terminals, 3.50 mm, Number of poles: 2, 135°, Solder pin length (l): 3.2 mm, tinned, orange, Clamping yoke connection, Clamping range, max. : 2.08 mm², Box
29561 | 1715010000 | LM 3.50/02/135 4.5SN BK BX | Printed circuit board terminals, 3.50 mm, Number of poles: 2, 135°, Solder pin length (l): 4.5 mm, tinned, black, Clamping yoke connection, Clamping range, max. : 2.08 mm², Box
29562 | 1715020000 | LM 3.50/03/135 3.2SN OR BX | Printed circuit board terminals, 3.50 mm, Number of poles: 3, 135°, Solder pin length (l): 3.2 mm, tinned, orange, Clamping yoke connection, Clamping range, max. : 2.08 mm², Box
29563 | 1715030000 | LM 3.50/03/135 4.5SN OR BX | Printed circuit board terminals, 3.50 mm, Number of poles: 3, 135°, Solder pin length (l): 4.5 mm, tinned, orange, Clamping yoke connection, Clamping range, max. : 2.08 mm², Box
29564 | 1715050000 | LM 3.50/03/135 4.5SN BK BX | Printed circuit board terminals, 3.50 mm, Number of poles: 3, 135°, Solder pin length (l): 4.5 mm, tinned, black, Clamping yoke connection, Clamping range, max. : 2.08 mm², Box
29565 | 1716300000 | KLBUE 15-32 | Clamping yoke, Clamping yoke, Steel
29566 | 1716710000 | LM1N 3.50/02/90 3.2SN OR BX | Printed circuit board terminals, 3.50 mm, Number of poles: 2, 90°, Solder pin length (l): 3.2 mm, tinned, orange, Clamping yoke connection, Clamping range, max. : 2.08 mm², Box
29567 | 1716720000 | LM1N 3.50/03/90 3.2SN OR BX | Printed circuit board terminals, 3.50 mm, Number of poles: 3, 90°, Solder pin length (l): 3.2 mm, tinned, orange, Clamping yoke connection, Clamping range, max. : 2.08 mm², Box
29568 | 1718341001 | KLBUE 15-32 SC | Clamping yoke, Clamping yoke, Steel
29569 | 1719930000 | BL 3.5/90/270 ZH15 SW | PCB plug-in connector, Accessories, black, Number of poles: 1
29570 | 1720000000 | LM2N 3.50/04/90 4.5SN BK BX | Printed circuit board terminals, 3.50 mm, Number of poles: 4, 90°, Solder pin length (l): 4.5 mm, tinned, black, Clamping yoke connection, Clamping range, max. : 2.08 mm², Box
29571 | 1720010000 | LM2N 3.50/06/90 4.5SN BK BX | Printed circuit board terminals, 3.50 mm, Number of poles: 6, 90°, Solder pin length (l): 4.5 mm, tinned, black, Clamping yoke connection, Clamping range, max. : 2.08 mm², Box
29572 | 1720060000 | LM2N 3.50/16/90 4.5SN BK BX | Printed circuit board terminals, 3.50 mm, Number of poles: 16, 90°, Solder pin length (l): 4.5 mm, tinned, black, Clamping yoke connection, Clamping range, max. : 2.08 mm², Box
29573 | 1720080000 | LM2N 3.50/20/90 4.5SN BK BX | Printed circuit board terminals, 3.50 mm, Number of poles: 20, 90°, Solder pin length (l): 4.5 mm, tinned, black, Clamping yoke connection, Clamping range, max. : 2.08 mm², Box
29574 | 1720100000 | LM2N 3.50/24/90 4.5SN BK BX | Printed circuit board terminals, 3.50 mm, Number of poles: 24, 90°, Solder pin length (l): 4.5 mm, tinned, black, Clamping yoke connection, Clamping range, max. : 2.08 mm², Box
29575 | 1720250000 | LM 3.50/05/90 3.2SN OR BX | Printed circuit board terminals, 3.50 mm, Number of poles: 5, 90°, Solder pin length (l): 3.2 mm, tinned, orange, Clamping yoke connection, Clamping range, max. : 2.08 mm², Box
29576 | 1720600000 | SCHS2 K | Device markers, Accessories x 8 mm, PVC, Colour: black, Self-adhesive
29577 | 1745400000 | ZDTR 2.5 | Test-disconnect terminal, Double-tier terminal, Tension-clamp connection, 2.5 mm², 400 V, 16 A, Pivoting, dark beige
29578 | 1745580000 | BL 3.50 AH03 BK BX | PCB plug-in connector, Accessories, Hood, black, Number of poles: 3
29579 | 1745590000 | BL 3.50 AH04 BK BX | PCB plug-in connector, Accessories, Hood, black, Number of poles: 4
29580 | 1745600000 | BL 3.50 AH05 BK BX | PCB plug-in connector, Accessories, Hood, black, Number of poles: 5
29581 | 1745610000 | BL 3.50 AH06 BK BX | PCB plug-in connector, Accessories, Hood, black, Number of poles: 6
29582 | 1745620000 | BL 3.50 AH07 BK BX | PCB plug-in connector, Accessories, Hood, black, Number of poles: 7
29583 | 1745630000 | BL 3.50 AH08 BK BX | PCB plug-in connector, Accessories, Hood, black, Number of poles: 8
29584 | 1745640000 | BL 3.50 AH09 BK BX | PCB plug-in connector, Accessories, Hood, black, Number of poles: 9
29585 | 1745650000 | BL 3.50 AH10 BK BX | PCB plug-in connector, Accessories, Hood, black, Number of poles: 10
29586 | 1745660000 | BL 3.50 AH11 BK BX | PCB plug-in connector, Accessories, Hood, black, Number of poles: 11
29587 | 1745670000 | BL 3.50 AH12 BK BX | PCB plug-in connector, Accessories, Hood, black, Number of poles: 12
29588 | 1745680000 | BL 3.50 AH13 BK BX | PCB plug-in connector, Accessories, Hood, black, Number of poles: 13
29589 | 1745690000 | BL 3.50 AH14 BK BX | PCB plug-in connector, Accessories, Hood, black, Number of poles: 14
29590 | 1745700000 | BL 3.50 AH15 BK BX | PCB plug-in connector, Accessories, Hood, black, Number of poles: 15
29591 | 1747390000 | LM1N 3.50/03/90 4.5SN BK BX | Printed circuit board terminals, 3.50 mm, Number of poles: 3, 90°, Solder pin length (l): 4.5 mm, tinned, black, Clamping yoke connection, Clamping range, max. : 2.08 mm², Box
29592 | 1749151001 | KLBUE CO 3 | Clamping yoke, Clamping yoke, Steel
29593 | 1749161001 | KLBUE CO 4 | Clamping yoke, Clamping yoke, Steel
29594 | 1750790000 | BLIDC 3.50/02/180 SN OR BX | PCB plug-in connector, female plug, 3.50 mm, Number of poles: 2, 90°/270°, IDC terminal, Clamping range, max. : 0.5 mm², Box
29595 | 1750800000 | BLIDC 3.50/03/180 SN OR BX | PCB plug-in connector, female plug, 3.50 mm, Number of poles: 3, 90°/270°, IDC terminal, Clamping range, max. : 0.5 mm², Box
29596 | 1750810000 | BLIDC 3.50/04/180 SN OR BX | PCB plug-in connector, female plug, 3.50 mm, Number of poles: 4, 90°/270°, IDC terminal, Clamping range, max. : 0.5 mm², Box
29597 | 1750820000 | BLIDC 3.50/05/180 SN OR BX | PCB plug-in connector, female plug, 3.50 mm, Number of poles: 5, 90°/270°, IDC terminal, Clamping range, max. : 0.5 mm², Box
29598 | 1750830000 | BLIDC 3.50/06/180 SN OR BX | PCB plug-in connector, female plug, 3.50 mm, Number of poles: 6, 90°/270°, IDC terminal, Clamping range, max. : 0.5 mm², Box
29599 | 1750840000 | BLIDC 3.50/07/180 SN OR BX | PCB plug-in connector, female plug, 3.50 mm, Number of poles: 7, 90°/270°, IDC terminal, Clamping range, max. : 0.5 mm², Box
29600 | 1750850000 | BLIDC 3.50/08/180 SN OR BX | PCB plug-in connector, female plug, 3.50 mm, Number of poles: 8, 90°/270°, IDC terminal, Clamping range, max. : 0.5 mm², Box
29601 | 1750860000 | BLIDC 3.50/09/180 SN OR BX | PCB plug-in connector, female plug, 3.50 mm, Number of poles: 9, 90°/270°, IDC terminal, Clamping range, max. : 0.5 mm², Box
29602 | 1750870000 | BLIDC 3.50/10/180 SN OR BX | PCB plug-in connector, female plug, 3.50 mm, Number of poles: 10, 90°/270°, IDC terminal, Clamping range, max. : 0.5 mm², Box
29603 | 1750880000 | BLIDC 3.50/11/180 SN OR BX | PCB plug-in connector, female plug, 3.50 mm, Number of poles: 11, 90°/270°, IDC terminal, Clamping range, max. : 0.5 mm², Box
29604 | 1750890000 | BLIDC 3.50/12/180 SN OR BX | PCB plug-in connector, female plug, 3.50 mm, Number of poles: 12, 90°/270°, IDC terminal, Clamping range, max. : 0.5 mm², Box
29605 | 1751410000 | BLIDCB 3.50/05/- SN OR BX | PCB plug-in connector, female plug, 3.50 mm, Number of poles: 5, 90°/270°, IDC terminal, Clamping range, max. : 0.5 mm², Box
29606 | 1751420000 | BLIDCB 3.50/06/- SN OR BX | PCB plug-in connector, female plug, 3.50 mm, Number of poles: 6, 90°/270°, IDC terminal, Clamping range, max. : 0.5 mm², Box
29607 | 1751430000 | BLIDCB 3.50/07/- SN OR BX | PCB plug-in connector, female plug, 3.50 mm, Number of poles: 7, 90°/270°, IDC terminal, Clamping range, max. : 0.5 mm², Box
29608 | 1751440000 | BLIDCB 3.50/08/- SN OR BX | PCB plug-in connector, female plug, 3.50 mm, Number of poles: 8, 90°/270°, IDC terminal, Clamping range, max. : 0.5 mm², Box
29609 | 1751450000 | BLIDCB 3.50/02/-F SN OR BX | PCB plug-in connector, female plug, 3.50 mm, Number of poles: 2, 90°/270°, IDC terminal, Clamping range, max. : 0.5 mm², Box
29610 | 1751460000 | BLIDCB 3.50/03/-F SN OR BX | PCB plug-in connector, female plug, 3.50 mm, Number of poles: 3, 90°/270°, IDC terminal, Clamping range, max. : 0.5 mm², Box
29611 | 1751490000 | BLIDCB 3.50/06/-F SN OR BX | PCB plug-in connector, female plug, 3.50 mm, Number of poles: 6, 90°/270°, IDC terminal, Clamping range, max. : 0.5 mm², Box
29612 | 1751510000 | BLIDCB 3.50/08/-F SN OR BX | PCB plug-in connector, female plug, 3.50 mm, Number of poles: 8, 90°/270°, IDC terminal, Clamping range, max. : 0.5 mm², Box
29613 | 1752131001 | KLBUE CO 2 | Clamping yoke, Clamping yoke, Steel
29614 | 1752681001 | KLBUE 3-8 CPF | Clamping yoke, Clamping yoke, Steel
29615 | 1752691001 | KLBUE 4-13.5 CPF | Clamping yoke, Clamping yoke, Steel
29616 | 1752701001 | KLBUE 10-20 CPF | Clamping yoke, Clamping yoke, Steel
29617 | 1752711001 | KLBUE 15-32 CPF | Clamping yoke, Clamping yoke, Steel
29618 | 1752940000 | LP 5.08/08/135 3.2SN OR BX | Printed circuit board terminals, 5.08 mm, Number of poles: 8, 135°, Solder pin length (l): 3.2 mm, tinned, orange, Clamping yoke connection, Clamping range, max. : 6 mm², Box
29619 | 1753311001 | KLBUE CO 1 | Clamping yoke, Clamping yoke, Steel
29620 | 1753460000 | SCHS4 K | Device markers, Accessories x 10 mm, PVC, Colour: grey, Self-adhesive
29621 | 1753480000 | SCHS3 K | Device markers, Accessories x 10 mm, PVC, Colour: black, Self-adhesive
29622 | 1754960000 | WTL 4 | Test-disconnect terminal, Screw connection, 4 mm², 500 V, 32 A, sliding, dark beige
29623 | 1754970000 | WTL 4/STB | Test-disconnect terminal, Screw connection, 4 mm², 400 V, 32 A, sliding, dark beige
29624 | 1755081001 | KLBUE CO 5 | Clamping yoke, Clamping yoke, Steel
29625 | 1758020000 | LM2NZF 5.08/20/135 3.5SN OR BX | Printed circuit board terminals, 5.08 mm, Number of poles: 20, 135°, Solder pin length (l): 3.5 mm, orange, Tension-clamp connection, Clamping range, max. : 2.5 mm², Box
29626 | 1758030000 | LM3RZF 5.08/30/135 3.5SN OR BX | Printed circuit board terminals, 5.08 mm, Number of poles: 30, 135°, Solder pin length (l): 3.5 mm, orange, Tension-clamp connection, Clamping range, max. : 2.5 mm², Box
29627 | 1758040000 | LM3RZF 5.08/21/135 3.5SN OR BX | Printed circuit board terminals, 5.08 mm, Number of poles: 21, 135°, Solder pin length (l): 3.5 mm, orange, Tension-clamp connection, Clamping range, max. : 2.5 mm², Box
29628 | 1758050000 | LM3RZF 5.08/48/135 3.5SN OR BX | Printed circuit board terminals, 5.08 mm, Number of poles: 48, 135°, Solder pin length (l): 3.5 mm, orange, Tension-clamp connection, Clamping range, max. : 2.5 mm², Box
29629 | 1759210000 | LP 5.08/04/135 3.2SN OR BX | Printed circuit board terminals, 5.08 mm, Number of poles: 4, 135°, Solder pin length (l): 3.2 mm, tinned, orange, Clamping yoke connection, Clamping range, max. : 6 mm², Box
29630 | 1759230000 | LP 7.62/06/90 3.2SN OR BX | Printed circuit board terminals, 7.62 mm, Number of poles: 6, 90°, Solder pin length (l): 3.2 mm, tinned, orange, Clamping yoke connection, Clamping range, max. : 6 mm², Box
29631 | 1763940000 | WTR 2.5/SI | W-Series, Fuse terminal, Rated cross-section: 2.5 mm², Screw connection
29632 | 1763950000 | WTR 2.5/SI LD 36V | W-Series, Fuse terminal, Rated cross-section: 2.5 mm², Screw connection
29633 | 1764810000 | LM2NZF 5.08/04/135 3.5SN OR BX | Printed circuit board terminals, 5.08 mm, Number of poles: 4, 135°, Solder pin length (l): 3.5 mm, orange, Tension-clamp connection, Clamping range, max. : 2.5 mm², Box
29634 | 1764820000 | LM2NZF 5.08/06/135 3.5SN OR BX | Printed circuit board terminals, 5.08 mm, Number of poles: 6, 135°, Solder pin length (l): 3.5 mm, orange, Tension-clamp connection, Clamping range, max. : 2.5 mm², Box
29635 | 1764830000 | LM2NZF 5.08/08/135 3.5SN OR BX | Printed circuit board terminals, 5.08 mm, Number of poles: 8, 135°, Solder pin length (l): 3.5 mm, orange, Tension-clamp connection, Clamping range, max. : 2.5 mm², Box
29636 | 1764840000 | LM2NZF 5.08/10/135 3.5SN OR BX | Printed circuit board terminals, 5.08 mm, Number of poles: 10, 135°, Solder pin length (l): 3.5 mm, orange, Tension-clamp connection, Clamping range, max. : 2.5 mm², Box
29637 | 1764850000 | LM2NZF 5.08/12/135 3.5SN OR BX | Printed circuit board terminals, 5.08 mm, Number of poles: 12, 135°, Solder pin length (l): 3.5 mm, orange, Tension-clamp connection, Clamping range, max. : 2.5 mm², Box
29638 | 1764860000 | LM2NZF 5.08/14/135 3.5SN OR BX | Printed circuit board terminals, 5.08 mm, Number of poles: 14, 135°, Solder pin length (l): 3.5 mm, orange, Tension-clamp connection, Clamping range, max. : 2.5 mm², Box
29639 | 1764870000 | LM2NZF 5.08/16/135 3.5SN OR BX | Printed circuit board terminals, 5.08 mm, Number of poles: 16, 135°, Solder pin length (l): 3.5 mm, orange, Tension-clamp connection, Clamping range, max. : 2.5 mm², Box
29640 | 1764880000 | LM2NZF 5.08/18/135 3.5SN OR BX | Printed circuit board terminals, 5.08 mm, Number of poles: 18, 135°, Solder pin length (l): 3.5 mm, orange, Tension-clamp connection, Clamping range, max. : 2.5 mm², Box
29641 | 1764890000 | LM2NZF 5.08/22/135 3.5SN OR BX | Printed circuit board terminals, 5.08 mm, Number of poles: 22, 135°, Solder pin length (l): 3.5 mm, orange, Tension-clamp connection, Clamping range, max. : 2.5 mm², Box
29642 | 1764900000 | LM2NZF 5.08/24/135 3.5SN OR BX | Printed circuit board terminals, 5.08 mm, Number of poles: 24, 135°, Solder pin length (l): 3.5 mm, orange, Tension-clamp connection, Clamping range, max. : 2.5 mm², Box
29643 | 1764910000 | LM3RZF 5.08/06/135 3.5SN OR BX | Printed circuit board terminals, 5.08 mm, Number of poles: 6, 135°, Solder pin length (l): 3.5 mm, orange, Tension-clamp connection, Clamping range, max. : 2.5 mm², Box
29644 | 1764920000 | LM3RZF 5.08/09/135 3.5SN OR BX | Printed circuit board terminals, 5.08 mm, Number of poles: 9, 135°, Solder pin length (l): 3.5 mm, orange, Tension-clamp connection, Clamping range, max. : 2.5 mm², Box
29645 | 1764930000 | LM3RZF 5.08/12/135 3.5SN OR BX | Printed circuit board terminals, 5.08 mm, Number of poles: 12, 135°, Solder pin length (l): 3.5 mm, orange, Tension-clamp connection, Clamping range, max. : 2.5 mm², Box
29646 | 1764940000 | LM3RZF 5.08/15/135 3.5SN OR BX | Printed circuit board terminals, 5.08 mm, Number of poles: 15, 135°, Solder pin length (l): 3.5 mm, orange, Tension-clamp connection, Clamping range, max. : 2.5 mm², Box
29647 | 1764950000 | LM3RZF 5.08/18/135 3.5SN OR BX | Printed circuit board terminals, 5.08 mm, Number of poles: 18, 135°, Solder pin length (l): 3.5 mm, orange, Tension-clamp connection, Clamping range, max. : 2.5 mm², Box
29648 | 1764960000 | LM3RZF 5.08/24/135 3.5SN OR BX | Printed circuit board terminals, 5.08 mm, Number of poles: 24, 135°, Solder pin length (l): 3.5 mm, orange, Tension-clamp connection, Clamping range, max. : 2.5 mm², Box
29649 | 1764970000 | LM3RZF 5.08/27/135 3.5SN OR BX | Printed circuit board terminals, 5.08 mm, Number of poles: 27, 135°, Solder pin length (l): 3.5 mm, orange, Tension-clamp connection, Clamping range, max. : 2.5 mm², Box
29650 | 1764980000 | LM3RZF 5.08/33/135 3.5SN OR BX | Printed circuit board terminals, 5.08 mm, Number of poles: 33, 135°, Solder pin length (l): 3.5 mm, orange, Tension-clamp connection, Clamping range, max. : 2.5 mm², Box
29651 | 1764990000 | LM3RZF 5.08/36/135 3.5SN OR BX | Printed circuit board terminals, 5.08 mm, Number of poles: 36, 135°, Solder pin length (l): 3.5 mm, orange, Tension-clamp connection, Clamping range, max. : 2.5 mm², Box
29652 | 1766530000 | LPP 7.62/04/90 3.2SN OR BX | Printed circuit board terminals, 7.62 mm, Number of poles: 4, 90°, Solder pin length (l): 3.2 mm, tinned, orange, Clamping yoke connection, Clamping range, max. : 6 mm², Box
29653 | 1766540000 | LPP 7.62/06/90 3.2SN OR BX | Printed circuit board terminals, 7.62 mm, Number of poles: 6, 90°, Solder pin length (l): 3.2 mm, tinned, orange, Clamping yoke connection, Clamping range, max. : 6 mm², Box
29654 | 1766550000 | LPP 7.62/07/90 3.2SN OR BX | Printed circuit board terminals, 7.62 mm, Number of poles: 7, 90°, Solder pin length (l): 3.2 mm, tinned, orange, Clamping yoke connection, Clamping range, max. : 6 mm², Box
29655 | 1766560000 | LPP 7.62/08/90 3.2SN OR BX | Printed circuit board terminals, 7.62 mm, Number of poles: 8, 90°, Solder pin length (l): 3.2 mm, tinned, orange, Clamping yoke connection, Clamping range, max. : 6 mm², Box
29656 | 1766570000 | LPP 7.62/10/90 3.2SN OR BX | Printed circuit board terminals, 7.62 mm, Number of poles: 10, 90°, Solder pin length (l): 3.2 mm, tinned, orange, Clamping yoke connection, Clamping range, max. : 6 mm², Box
29657 | 1766640000 | ESG 8/17 SCHS MC SDR | ESG, Device markers x 17 mm, PA 66, Colour: To customer specification, pluggable
29658 | 1766650000 | ESG 7/20 SIRIUS MC SDR | ESG, Device markers x 20 mm, PA 66, Colour: To customer specification, pluggable
29659 | 1766840000 | LP 7.62/12/90 3.2SN OR BX | Printed circuit board terminals, 7.62 mm, Number of poles: 12, 90°, Solder pin length (l): 3.2 mm, tinned, orange, Clamping yoke connection, Clamping range, max. : 6 mm², Box
29660 | 1770360000 | ZDU 4-2/3AN | Feed-through terminal, Tension-clamp connection, 4 mm², 800 V, 32 A, dark beige
29661 | 1770370000 | ZDU 4-2/2AN | Feed-through terminal, Tension-clamp connection, 4 mm², 800 V, 32 A, dark beige
29662 | 1770470000 | ESG 8/10 ASI MC SDR | ESG, Device markers x 10 mm, PA 66, Colour: To customer specification, pluggable
29663 | 1770480000 | ESG 9/17 MC SDR | ESG, Device markers x 17 mm, PA 66, Colour: To customer specification, pluggable
29664 | 1770510000 | ESG 9/20 O.F MC SDR | ESG, Device markers x 20 mm, PA 66, Colour: To customer specification
29665 | 1770730000 | BLIDCB 3.50/08/- SN BK BX | PCB plug-in connector, female plug, 3.50 mm, Number of poles: 8, 90°/270°, IDC terminal, Clamping range, max. : 0.5 mm², Box
29666 | 1770760000 | BLIDCB 3.50/04/-F SN BK BX | PCB plug-in connector, female plug, 3.50 mm, Number of poles: 4, 90°/270°, IDC terminal, Clamping range, max. : 0.5 mm², Box
29667 | 1770840000 | ZDU 4-2/2AN BL | Feed-through terminal, Tension-clamp connection, 4 mm², 800 V, 32 A, blue
29668 | 1770860000 | ZDU 4-2/3AN BL | Feed-through terminal, Tension-clamp connection, 4 mm², 800 V, 32 A, blue
29669 | 1770870000 | ZDU 4-2/3AN OR | Feed-through terminal, Tension-clamp connection, 4 mm², 800 V, 32 A, orange
29670 | 1771380000 | ZDU 6-2/2AN | Feed-through terminal, Tension-clamp connection, 6 mm², 800 V, 41 A, dark beige
29671 | 1771390000 | ZDU 6-2/2AN BL | Feed-through terminal, Tension-clamp connection, 6 mm², 800 V, 41 A, blue
29672 | 1771410000 | ZDU 6-2/3AN | Feed-through terminal, Tension-clamp connection, 6 mm², 800 V, 41 A, dark beige
29673 | 1771420000 | ZDU 6-2/3AN BL | Feed-through terminal, Tension-clamp connection, 6 mm², 800 V, 41 A, blue
29674 | 1771430000 | ZDU 6-2/3AN OR | Feed-through terminal, Tension-clamp connection, 6 mm², 800 V, 41 A, orange
29675 | 1772060000 | ZDU 2.5-2 | Feed-through terminal, Tension-clamp connection, 2.5 mm², 800 V, 24 A, dark beige
29676 | 1772070000 | ZDU 2.5-2 BL | Feed-through terminal, Tension-clamp connection, 2.5 mm², 800 V, 24 A, blue
29677 | 1772080000 | ZDU 2.5-2 OR | Feed-through terminal, Tension-clamp connection, 2.5 mm², 800 V, 24 A, orange
29678 | 1772940000 | ZEI 16-2/1AN | Supply terminal, Tension-clamp connection, 16 mm², 800 V, 76 A, dark beige
29679 | 1772950000 | ZEI 16-2/1AN BL | Supply terminal, Tension-clamp connection, 16 mm², 800 V, 76 A, blue
29680 | 1773240000 | SM 27/27 MC SDR | SwitchMark, Device markers, 27 x 27 mm, SwitchMark holder, To customer specification
29681 | 1774670000 | WTR 2.5/ZZ O.TNHE | Test-disconnect terminal, Screw connection, 2.5 mm², 400 V, 16 A, without, dark beige
29682 | 1779010000 | ZTR 2.5-2 | Test-disconnect terminal, Tension-clamp connection, 2.5 mm², 400 V, 10 A, Pivoting, dark beige
29683 | 1779020000 | ZTR 2.5-2/O.TNHE | Test-disconnect terminal, Tension-clamp connection, 2.5 mm², 400 V, 10 A, Pivoting, dark beige
29684 | 1779880000 | BL-I/O 3.50/10F SN BK BX | PCB plug-in connector, female plug, 3.50 mm, Number of poles: 10, 180°, PUSH IN with actuator, Tension-clamp connection, Clamping range, max. : 1.5 mm², Box
29685 | 1779910000 | BL-I/O 3.50/30FP SN BK BX | PCB plug-in connector, female plug, 3.50 mm, Number of poles: 30, 180°, PUSH IN with actuator, Tension-clamp connection, Clamping range, max. : 1.5 mm², Box
29686 | 1779920000 | BL-I/O 3.50/30F SN BK BX | PCB plug-in connector, female plug, 3.50 mm, Number of poles: 30, 180°, PUSH IN with actuator, Tension-clamp connection, Clamping range, max. : 1.5 mm², Box
29687 | 1780850000 | WF 6 | Bolt-type screw terminals, Feed-through terminal, Rated cross-section: 35 mm², Threaded stud connection
29688 | 1780860000 | WF 8 | Bolt-type screw terminals, Feed-through terminal, Rated cross-section: 50 mm², Threaded stud connection
29689 | 1780870000 | WF 10 | Bolt-type screw terminals, Feed-through terminal, Rated cross-section: 120 mm², Threaded stud connection
29690 | 1780880000 | WF 12 | Bolt-type screw terminals, Feed-through terminal, Rated cross-section: 120 mm², Threaded stud connection
29691 | 1782500000 | LM2NZF 5.08/26/135 3.5SN OR BX | Printed circuit board terminals, 5.08 mm, Number of poles: 26, 135°, Solder pin length (l): 3.5 mm, orange, Tension-clamp connection, Clamping range, max. : 2.5 mm², Box
29692 | 1782510000 | LM2NZF 5.08/28/135 3.5SN OR BX | Printed circuit board terminals, 5.08 mm, Number of poles: 28, 135°, Solder pin length (l): 3.5 mm, orange, Tension-clamp connection, Clamping range, max. : 2.5 mm², Box
29693 | 1782520000 | LM2NZF 5.08/30/135 3.5SN OR BX | Printed circuit board terminals, 5.08 mm, Number of poles: 30, 135°, Solder pin length (l): 3.5 mm, orange, Tension-clamp connection, Clamping range, max. : 2.5 mm², Box
29694 | 1782530000 | LM2NZF 5.08/32/135 3.5SN OR BX | Printed circuit board terminals, 5.08 mm, Number of poles: 32, 135°, Solder pin length (l): 3.5 mm, orange, Tension-clamp connection, Clamping range, max. : 2.5 mm², Box
29695 | 1782540000 | LM2NZF 5.08/34/135 3.5SN OR BX | Printed circuit board terminals, 5.08 mm, Number of poles: 34, 135°, Solder pin length (l): 3.5 mm, orange, Tension-clamp connection, Clamping range, max. : 2.5 mm², Box
29696 | 1782550000 | LM2NZF 5.08/36/135 3.5SN OR BX | Printed circuit board terminals, 5.08 mm, Number of poles: 36, 135°, Solder pin length (l): 3.5 mm, orange, Tension-clamp connection, Clamping range, max. : 2.5 mm², Box
29697 | 1783010000 | SM 27/27 K MC SDR | SwitchMark, Device markers, 27 x 27 mm, To customer specification
29698 | 1783560000 | DLA 2.5 DB | W-Series, Initiator/actuator terminal, Rated cross-section: 2.5 mm², Screw connection
29699 | 1783590000 | DLA 2.5/D DB | W-Series, Initiator/actuator terminal, Rated cross-section: 2.5 mm², Screw connection
29700 | 1783600000 | DLA 2.5/LD-RT DB | W-Series, Initiator/actuator terminal, Rated cross-section: 2.5 mm², Screw connection
29701 | 1783620000 | DLA 2.5/LD-RT/D DB | W-Series, Initiator/actuator terminal, Rated cross-section: 2.5 mm², Screw connection
29702 | 1783790000 | DLD 2.5/PE DB | W-Series, Initiator/actuator terminal, Rated cross-section: 2.5 mm², Screw connection
29703 | 1783820000 | DLI 2.5 DB | W-Series, Initiator/actuator terminal, Rated cross-section: 2.5 mm², Screw connection
29704 | 1783940000 | DLI 2.5/LD-GN/NPN -+ DB | W-Series, Initiator/actuator terminal, Rated cross-section: 2.5 mm², Screw connection
29705 | 1783950000 | DLI 2.5/LD-RT/NPN -+ DB | W-Series, Initiator/actuator terminal, Rated cross-section: 2.5 mm², Screw connection
29706 | 1783970000 | DLI 2.5/LD-GN/PNP +- DB | W-Series, Initiator/actuator terminal, Rated cross-section: 2.5 mm², Screw connection
29707 | 1783980000 | DLI 2.5/LD-RT/PNP +- DB | W-Series, Initiator/actuator terminal, Rated cross-section: 2.5 mm², Screw connection
29708 | 1784120000 | VLI 1.5 DB | W-Series, Initiator/actuator terminal, Rated cross-section: 1.5 mm², Screw connection
29709 | 1784130000 | VLI 1.5/PE DB | W-Series, Initiator/actuator terminal, Rated cross-section: 1.5 mm², Screw connection
29710 | 1784180000 | DLD 2.5 DB | W-Series, Initiator/actuator terminal, Rated cross-section: 2.5 mm², Screw connection
29711 | 1789080000 | BL-I/O 3.50/10FP PNP LED SN BK BX | PCB plug-in connector, female plug, 3.50 mm, Number of poles: 10, 180°, PUSH IN with actuator, Tension-clamp connection, Clamping range, max. : 1.5 mm², Box
29712 | 1789090000 | BL-I/O 3.50/10F PNP LED SN BK BX | PCB plug-in connector, female plug, 3.50 mm, Number of poles: 10, 180°, PUSH IN with actuator, Tension-clamp connection, Clamping range, max. : 1.5 mm², Box
29713 | 1789100000 | BL-I/O 3.50/30FP PNP LED SN BK BX | PCB plug-in connector, female plug, 3.50 mm, Number of poles: 30, 180°, PUSH IN with actuator, Tension-clamp connection, Clamping range, max. : 1.5 mm², Box
29714 | 1789110000 | BL-I/O 3.50/30F PNP LED SN BK BX | PCB plug-in connector, female plug, 3.50 mm, Number of poles: 30, 180°, PUSH IN with actuator, Tension-clamp connection, Clamping range, max. : 1.5 mm², Box
29715 | 1789770000 | WF 6/2BZ | Bolt-type screw terminals, Feed-through terminal, Rated cross-section: 35 mm², Threaded stud connection
29716 | 1789780000 | WF 8/2BZ | Bolt-type screw terminals, Feed-through terminal, Rated cross-section: 50 mm², Threaded stud connection
29717 | 1789790000 | WF 10/2BZ | Bolt-type screw terminals, Feed-through terminal, Rated cross-section: 120 mm², Threaded stud connection
29718 | 1790130000 | WF 5 | Bolt-type screw terminals, Feed-through terminal, Rated cross-section: 16 mm², Threaded stud connection
29719 | 1790150000 | CC-RAIL 1000 | ClipCard, Accessories, 1000 x 17 mm, Self-adhesive, black
29720 | 1790160000 | CC-RAIL TRANSPARENT1000 | ClipCard, Cover, 1000 x 19 mm, Transparent
29721 | 1790520000 | ZDU 4-2/3AN LSC | Feed-through terminal, Tension-clamp connection, 4 mm², 800 V, 32 A, dark beige
29722 | 1791210000 | KLBUE 4-13.5 SC | Clamping yoke, Clamping yoke, Steel
29723 | 1791220000 | KLBUE 3-8 SC | Clamping yoke, Clamping yoke, Steel
29724 | 1791240000 | KLBUE 10-20 SC | Clamping yoke, Clamping yoke
29725 | 1798330000 | ZDTR 2.5 BL | Test-disconnect terminal, Double-tier terminal, Tension-clamp connection, 2.5 mm², 400 V, 16 A, Pivoting, blue
29726 | 1804880000 | ZDU 4-2/3AN LSC BL | Feed-through terminal, Tension-clamp connection, 4 mm², 800 V, 32 A, blue
29727 | 1806980000 | ZDU 4-2/4AN | Feed-through terminal, Tension-clamp connection, 4 mm², 800 V, 32 A, dark beige
29728 | 1807090000 | ZPE 4-2/4AN | Z-series, PE terminal, Rated cross-section: 4 mm², Tension-clamp connection, Green/yellow
29729 | 1816130000 | ZVR ZP2.5 | Z-series, Locking clips, yellow, 3.9 mm
29730 | 1816140000 | ZZE ZP2.5 | Z-series, Strain relief, yellow, 9.9 mm
29731 | 1831130000 | ZTR 2.5/O.TNHE | Test-disconnect terminal, Tension-clamp connection, 2.5 mm², 500 V, 20 A, without, dark beige
29732 | 1831280000 | ZTR 2.5 | Test-disconnect terminal, Tension-clamp connection, 2.5 mm², 500 V, 20 A, Pivoting, dark beige
29733 | 1835840000 | KLBUE 3-8 SDSC | Clamping yoke, Clamping yoke, Steel
29734 | 1843150000 | LP 5.08/05/135 3.2SN OR BX | Printed circuit board terminals, 5.08 mm, Number of poles: 5, 135°, Solder pin length (l): 3.2 mm, tinned, orange, Clamping yoke connection, Clamping range, max. : 6 mm², Box
29735 | 1843160000 | LP 5.08/07/135 3.2SN OR BX | Printed circuit board terminals, 5.08 mm, Number of poles: 7, 135°, Solder pin length (l): 3.2 mm, tinned, orange, Clamping yoke connection, Clamping range, max. : 6 mm², Box
29736 | 1843170000 | LP 5.08/09/135 3.2SN OR BX | Printed circuit board terminals, 5.08 mm, Number of poles: 9, 135°, Solder pin length (l): 3.2 mm, tinned, orange, Clamping yoke connection, Clamping range, max. : 6 mm², Box
29737 | 1843180000 | LP 5.08/10/135 3.2SN OR BX | Printed circuit board terminals, 5.08 mm, Number of poles: 10, 135°, Solder pin length (l): 3.2 mm, tinned, orange, Clamping yoke connection, Clamping range, max. : 6 mm², Box
29738 | 1843190000 | LP 5.08/11/135 3.2SN OR BX | Printed circuit board terminals, 5.08 mm, Number of poles: 11, 135°, Solder pin length (l): 3.2 mm, tinned, orange, Clamping yoke connection, Clamping range, max. : 6 mm², Box
29739 | 1843200000 | LP 5.08/12/135 3.2SN OR BX | Printed circuit board terminals, 5.08 mm, Number of poles: 12, 135°, Solder pin length (l): 3.2 mm, tinned, orange, Clamping yoke connection, Clamping range, max. : 6 mm², Box
29740 | 1843210000 | LP 5.00/05/135 3.2SN OR BX | Printed circuit board terminals, 5.00 mm, Number of poles: 5, 135°, Solder pin length (l): 3.2 mm, tinned, orange, Clamping yoke connection, Clamping range, max. : 6 mm², Box
29741 | 1845040000 | LM 3.50/04/90 3.2SN OR BX | Printed circuit board terminals, 3.50 mm, Number of poles: 4, 90°, Solder pin length (l): 3.2 mm, tinned, orange, Clamping yoke connection, Clamping range, max. : 2.08 mm², Box
29742 | 1845050000 | LM 3.50/06/90 3.2SN OR BX | Printed circuit board terminals, 3.50 mm, Number of poles: 6, 90°, Solder pin length (l): 3.2 mm, tinned, orange, Clamping yoke connection, Clamping range, max. : 2.08 mm², Box
29743 | 1845060000 | LM 3.50/07/90 3.2SN OR BX | Printed circuit board terminals, 3.50 mm, Number of poles: 7, 90°, Solder pin length (l): 3.2 mm, tinned, orange, Clamping yoke connection, Clamping range, max. : 2.08 mm², Box
29744 | 1845070000 | LM 3.50/08/90 3.2SN OR BX | Printed circuit board terminals, 3.50 mm, Number of poles: 8, 90°, Solder pin length (l): 3.2 mm, tinned, orange, Clamping yoke connection, Clamping range, max. : 2.08 mm², Box
29745 | 1845080000 | LM 3.50/09/90 3.2SN OR BX | Printed circuit board terminals, 3.50 mm, Number of poles: 9, 90°, Solder pin length (l): 3.2 mm, tinned, orange, Clamping yoke connection, Clamping range, max. : 2.08 mm², Box
29746 | 1845090000 | LM 3.50/10/90 3.2SN OR BX | Printed circuit board terminals, 3.50 mm, Number of poles: 10, 90°, Solder pin length (l): 3.2 mm, tinned, orange, Clamping yoke connection, Clamping range, max. : 2.08 mm², Box
29747 | 1845100000 | LM 3.50/11/90 3.2SN OR BX | Printed circuit board terminals, 3.50 mm, Number of poles: 11, 90°, Solder pin length (l): 3.2 mm, tinned, orange, Clamping yoke connection, Clamping range, max. : 2.08 mm², Box
29748 | 1845110000 | LM 3.50/12/90 3.2SN OR BX | Printed circuit board terminals, 3.50 mm, Number of poles: 12, 90°, Solder pin length (l): 3.2 mm, tinned, orange, Clamping yoke connection, Clamping range, max. : 2.08 mm², Box
29749 | 1845220000 | LM 3.50/04/135 3.2SN OR BX | Printed circuit board terminals, 3.50 mm, Number of poles: 4, 135°, Solder pin length (l): 3.2 mm, tinned, orange, Clamping yoke connection, Clamping range, max. : 2.08 mm², Box
29750 | 1845230000 | LM 3.50/05/135 3.2SN OR BX | Printed circuit board terminals, 3.50 mm, Number of poles: 5, 135°, Solder pin length (l): 3.2 mm, tinned, orange, Clamping yoke connection, Clamping range, max. : 2.08 mm², Box
29751 | 1845240000 | LM 3.50/06/135 3.2SN OR BX | Printed circuit board terminals, 3.50 mm, Number of poles: 6, 135°, Solder pin length (l): 3.2 mm, tinned, orange, Clamping yoke connection, Clamping range, max. : 2.08 mm², Box
29752 | 1845250000 | LM 3.50/07/135 3.2SN OR BX | Printed circuit board terminals, 3.50 mm, Number of poles: 7, 135°, Solder pin length (l): 3.2 mm, tinned, orange, Clamping yoke connection, Clamping range, max. : 2.08 mm², Box
29753 | 1845260000 | LM 3.50/08/135 3.2SN OR BX | Printed circuit board terminals, 3.50 mm, Number of poles: 8, 135°, Solder pin length (l): 3.2 mm, tinned, orange, Clamping yoke connection, Clamping range, max. : 2.08 mm², Box
29754 | 1845270000 | LM 3.50/09/135 3.2SN OR BX | Printed circuit board terminals, 3.50 mm, Number of poles: 9, 135°, Solder pin length (l): 3.2 mm, tinned, orange, Clamping yoke connection, Clamping range, max. : 2.08 mm², Box
29755 | 1845280000 | LM 3.50/10/135 3.2SN OR BX | Printed circuit board terminals, 3.50 mm, Number of poles: 10, 135°, Solder pin length (l): 3.2 mm, tinned, orange, Clamping yoke connection, Clamping range, max. : 2.08 mm², Box
29756 | 1845290000 | LM 3.50/11/135 3.2SN OR BX | Printed circuit board terminals, 3.50 mm, Number of poles: 11, 135°, Solder pin length (l): 3.2 mm, tinned, orange, Clamping yoke connection, Clamping range, max. : 2.08 mm², Box
29757 | 1845300000 | LM 3.50/12/135 3.2SN OR BX | Printed circuit board terminals, 3.50 mm, Number of poles: 12, 135°, Solder pin length (l): 3.2 mm, tinned, orange, Clamping yoke connection, Clamping range, max. : 2.08 mm², Box
29758 | 1849740000 | B2L/S2L 3.50 KO BK BX | PCB plug-in connector, Accessories, Coding element, black, Number of poles: 1
29759 | 1855610000 | WTR 2.5 | Test-disconnect terminal, Screw connection, 2.5 mm², 500 V, 24 A, Pivoting, dark beige
29760 | 1855620000 | WTR 2.5 STB2.3 | Test-disconnect terminal, Screw connection, 2.5 mm², 500 V, 24 A, Pivoting, dark beige
29761 | 1856710000 | ESG 10/17 MC SDR | ESG, Device markers x 17 mm, PA 66, Colour: To customer specification, pluggable
29762 | 1856730000 | ESG 9/20 UNI MC SDR | ESG, Device markers x 20 mm, PA 66, Colour: To customer specification, pluggable
29763 | 1857450000 | ESG 9/11 K MC SDR | ESG, Device markers x 11 mm, PA 66, Colour: To customer specification, Self-adhesive
29764 | 1861640000 | WF 10-8/2BZ GR | Bolt-type screw terminals, Feed-through terminal, Rated cross-section: 120 mm², Threaded stud connection
29765 | 1868880000 | SMSE WF10/2XM6 | Bolt-type screw terminals, Busbar, Number of poles:
29766 | 1878530000 | WTR 2.5 OR | Test-disconnect terminal, Screw connection, 2.5 mm², 500 V, 24 A, Pivoting, orange
29767 | 1880080000 | ESG 6/17 K MC SDR | ESG, Device markers x 17 mm, PA 66, Colour: To customer specification, Self-adhesive
29768 | 1880090000 | ESG 6/15 K MC SDR | ESG, Device markers x 15 mm, PA 66, Colour: To customer specification, Self-adhesive
29769 | 1880390000 | WSI 4/2/LD 140-250V AC/DC | W-Series, Fuse terminal, Rated cross-section: 4 mm², Screw connection
29770 | 1880410000 | WSI 4/2/LD 10-36V AC/DC | W-Series, Fuse terminal, Rated cross-section: 4 mm², Screw connection
29771 | 1880420000 | WSI 4/2/LD 60-150V AC/DC | W-Series, Fuse terminal, Rated cross-section: 4 mm², Screw connection
29772 | 1880430000 | WSI 4/2 | W-Series, Fuse terminal, Rated cross-section: 4 mm², Screw connection
29773 | 1880440000 | WSI 4/2/LD 30-70V AC/DC | W-Series, Fuse terminal, Rated cross-section: 4 mm², Screw connection
29774 | 1881290000 | ESG 6/15 RIDER MC SDR | ESG, Device markers x 15 mm, PA 66, Colour: To customer specification, pluggable
29775 | 1884630000 | WSI 6/LD 10-36V BL | W-Series, Fuse terminal, Rated cross-section: 6 mm², Screw connection
29776 | 1887600000 | ZPS 2.5/5 ZVLA DF CL | Z-series, Coupling, Rated cross-section: 2.5 mm², Plug-in connection, beige, Direct mounting
29777 | 1887840000 | ZPS 2.5/6 ZVLA RC | Z-series, Coupling, Rated cross-section: 2.5 mm², Plug-in connection, beige
29778 | 1888130000 | ZP 2.5/5 ZVR | Z-series, Plug-in connector, beige, Direct mounting
29779 | 1899170000 | MOFU 15/35 ZPS2.5 | Z-series, Mounting foot, yellow, 5.1 mm
29780 | 1915330000 | SM 27/18 K MC NE BL | SwitchMark, Device markers, 18 x 27 mm, blue
29781 | 1915340000 | SM 27/18 K MC NE GE | SwitchMark, Device markers, 18 x 27 mm, yellow
29782 | 1926200000 | SAIE-M12S-8-TL-PG9 | Built-in plugs, M12, pin, straight, PG 9, Number of poles: 8
29783 | 1933890000 | PTR 2.5/4/4AN O.TNHE | Test-disconnect terminal, PUSH IN, 4 mm², 500 V, 24 A, without, dark beige
29784 | 1933910000 | PTR 2.5/4 O.TNHE | Test-disconnect terminal, PUSH IN, 4 mm², 500 V, 23 A, without, dark beige
29785 | 1933930000 | PTR 2.5/4/3AN BL | Test-disconnect terminal, PUSH IN, 4 mm², 500 V, 24 A, Pivoting, blue
29786 | 1933940000 | PTR 2.5/4/4AN | Test-disconnect terminal, PUSH IN, 4 mm², 500 V, 24 A, Pivoting, dark beige
29787 | 1933950000 | PTR 2.5/4 | Test-disconnect terminal, PUSH IN, 4 mm², 500 V, 23 A, Pivoting, dark beige
29788 | 1933970000 | PTR 2.5/4 BL | Test-disconnect terminal, PUSH IN, 4 mm², 500 V, 23 A, Pivoting, blue
29789 | 1933980000 | PTR 2.5/4/3AN | Test-disconnect terminal, PUSH IN, 4 mm², 500 V, 24 A, Pivoting, dark beige
29790 | 1933990000 | PTR 2.5/4/3AN O.TNHE | Test-disconnect terminal, PUSH IN, 4 mm², 500 V, 24 A, without, dark beige
29791 | 1934000000 | PTR 2.5/4/4AN BL | Test-disconnect terminal, PUSH IN, 4 mm², 500 V, 24 A, Pivoting, blue
29792 | 1934010000 | PDU 2.5/4 OR | Feed-through terminal, PUSH IN, 4 mm², 800 V, 32 A, orange
29793 | 1934020000 | PDU 2.5/4/4AN OR | Feed-through terminal, PUSH IN, 4 mm², 800 V, 32 A, orange
29794 | 1934030000 | PDU 2.5/4/3AN OR | Feed-through terminal, PUSH IN, 4 mm², 800 V, 32 A, orange
29795 | 1934790000 | WTQ 6/1 EN | Test-disconnect terminal, Screw connection, 6 mm², 500 V, 41 A, without, dark beige
29796 | 1934800000 | WTQ 6/1 EN STB | Test-disconnect terminal, Screw connection, 6 mm², 500 V, 41 A, without, dark beige
29797 | 1934810000 | WTL 6/1 EN | Test-disconnect terminal, Screw connection, 6 mm², 630 V, 41 A, sliding, dark beige
29798 | 1934820000 | WTL 6/1 EN STB | Test-disconnect terminal, Screw connection, 6 mm², 630 V, 41 A, sliding, dark beige
29799 | 1934830000 | WTD 6/1 EN | Feed-through terminal, Screw connection, 6 mm², 630 V, 41 A, without, dark beige
29800 | 1937670000 | ASK 1/EN LD 24V AC/DC DB | SAK Series, Fuse terminal, Rated cross-section: 4 mm², Screw connection, Direct mounting
29801 | 1938010000 | BL-I/O 3.50/10F NPN LED SN BK BX | PCB plug-in connector, female plug, 3.50 mm, Number of poles: 10, 180°, PUSH IN with actuator, Tension-clamp connection, Clamping range, max. : 1.5 mm², Box
29802 | 1938020000 | BL-I/O 3.50/30F NPN LED SN BK BX | PCB plug-in connector, female plug, 3.50 mm, Number of poles: 30, 180°, PUSH IN with actuator, Tension-clamp connection, Clamping range, max. : 1.5 mm², Box
29803 | 1938820000 | WTL 6/1/STB/TNSC/EN | Test-disconnect terminal, Screw connection, 6 mm², 630 V, 41 A, sliding, dark beige
29804 | 1946220000 | ZDU 2.5-2/3AN RT | Feed-through terminal, Tension-clamp connection, 2.5 mm², 800 V, 24 A, red
29805 | 1966020000 | WSI 25/1 10X38 | W-Series, Fuse terminal, Rated cross-section: 25 mm², Screw connection
29806 | 1966030000 | WSI 25/3 CC | W-Series, Fuse terminal, Rated cross-section: 25 mm², Screw connection
29807 | 1966040000 | WSI 25/2 CC | W-Series, Fuse terminal, Rated cross-section: 25 mm², Screw connection
29808 | 1966050000 | WSI 25/1 CC | W-Series, Fuse terminal, Rated cross-section: 25 mm², Screw connection
29809 | 1966060000 | WSI 25/1 10X38/LED 690V | W-Series, Fuse terminal, Rated cross-section: 25 mm², Screw connection
29810 | 1966070000 | WSI 25/1 CC/LED | W-Series, Fuse terminal, Rated cross-section: 25 mm², Screw connection
29811 | 1966080000 | WSI 25/3 10X38 | W-Series, Fuse terminal, Rated cross-section: 25 mm², Screw connection
29812 | 1966090000 | WSI 25/2 10X38 | W-Series, Fuse terminal, Rated cross-section: 25 mm², Screw connection
29813 | 1972980000 | ZP 2.5/1AN ZA O.RA BL | Z-series, Plug-in connector, Direct mounting
29814 | 2242000000 | GH MCZ1.5 TB 2049 | Small housing, OMNIMATE Housing - TERMINALBOX Pebble grey, Flange-mounted housing, Width: 17.5 mm
29815 | 4316020000 | ERTE BAGR 2 KT 45 R | Cutting tool, Replacement part
29816 | 4316030000 | ERTE BAGR 3 KT 45 R | Cutting tool, Replacement part
29817 | 4316050000 | ERTE BAGR 5 KT 45 R | Cutting tool, Replacement part
29818 | 4316060000 | ERTE BAGR 6 KT 45 R | Cutting tool, Replacement part
29819 | 4316080000 | ERTE BAGR 8 KT 45 R | Cutting tool, Replacement part
29820 | 4316130000 | ERTE BAGR 4 KT 55 | Cutting tool, Replacement part
29821 | 4316140000 | ERTE BAGR 5 KT 55 | Cutting tool, Replacement part
29822 | 4316150000 | ERTE BAGR 6 KT 55 | Cutting tool, Replacement part
29823 | 4316160000 | ERTE BAGR 7 KT 55 | Cutting tool, Replacement part
29824 | 4316180000 | ERTE BAGR 9 KT 55 | Cutting tool, Replacement part
29825 | 4316210000 | ERTE BAGR 11 KT 55 | Cutting tool, Replacement part
29826 | 4316230000 | ERTE BAGR 2 KT 80 | Cutting tool, Replacement part
29827 | 4316250000 | ERTE BAGR 4 KT 80 | Cutting tool, Replacement part
29828 | 4316260000 | ERTE BAGR 5 KT 80 | Cutting tool, Replacement part
29829 | 4316270000 | ERTE BAGR 6 KT 80 | Cutting tool, Replacement part
29830 | 4316280000 | ERTE BAGR 7 KT 80 | Cutting tool, Replacement part
29831 | 4316290000 | ERTE BAGR 8 KT 80 | Cutting tool, Replacement part
29832 | 4316300000 | ERTE BAGR 9 KT 80 | Cutting tool, Replacement part
29833 | 4316310000 | ERTE BAGR 10 KT 80 | Cutting tool, Replacement part
29834 | 4316320000 | ERTE BAGR 11 KT 80 | Cutting tool, Replacement part
29835 | 4316350000 | ERTE BAGR 14 KT 80 | Cutting tool, Replacement part
29836 | 4316360000 | ERTE BAGR 15 KT 80 | Cutting tool, Replacement part
29837 | 4316370000 | ERTE BAGR 16 KT 80 | Cutting tool, Replacement part
29838 | 4316380000 | ERTE BAGR 17 KT 80 | Cutting tool, Replacement part
29839 | 4316390000 | ERTE BAGR 18 KT 80 | Cutting tool, Replacement part
29840 | 6269250000 | DLD 2.5 BL | W-Series, Initiator/actuator terminal, Rated cross-section: 2.5 mm², Screw connection
29841 | 7910180000 | WTR 4 | Test-disconnect terminal, Screw connection, 4 mm², 500 V, 32 A, Pivoting, dark beige
29842 | 7910190000 | WTR 4 BL | Test-disconnect terminal, Screw connection, 4 mm², 500 V, 32 A, Pivoting, blue
29843 | 7910210000 | WTR 4 STB | Test-disconnect terminal, Screw connection, 4 mm², 500 V, 32 A, Pivoting, dark beige
29844 | 7910220000 | WTR 4 STB BL | Test-disconnect terminal, Screw connection, 4 mm², 500 V, 32 A, Pivoting, blue
29845 | 7910270000 | WTR 4 SL | W-Series, Test-disconnect terminal, Rated cross-section: 4 mm², Screw connection
29846 | 7910300000 | WTR 4 STB SL | W-Series, Test-disconnect terminal, Rated cross-section: 4 mm², Screw connection
29847 | 7910310000 | WTR 4 STB SL BL | W-Series, Test-disconnect terminal, Rated cross-section: 4 mm², Screw connection
29848 | 7910330000 | WTR 4 SI SL | W-Series, Test-disconnect terminal, Rated cross-section: 4 mm², Screw connection
29849 | 7910360000 | WTR4 SL/EN | W-Series, Test-disconnect terminal, Rated cross-section: 4 mm², Screw connection
29850 | 7910370000 | WTR4 SL/EN BL | W-Series, Test-disconnect terminal, Rated cross-section: 4 mm², Screw connection
29851 | 7910380000 | WTR4 SL/EN SW | W-Series, Test-disconnect terminal, Rated cross-section: 4 mm², Screw connection
29852 | 7910390000 | WTR4 SL/EN STB | W-Series, Test-disconnect terminal, Rated cross-section: 4 mm², Screw connection
29853 | 7914370000 | WTR 4/SI LD 36V | W-Series, Fuse terminal, Rated cross-section: 4 mm², Screw connection
29854 | 7914390000 | WTR 4/SI LD 150V | W-Series, Fuse terminal, Rated cross-section: 4 mm², Screw connection
29855 | 7917030000 | MAK 2.5 DB | W-Series, Motor-connection terminal, Rated cross-section: 2.5 mm², Screw connection, Direct mounting
29856 | 7920900000 | ZTR 2.5/4AN | Test-disconnect terminal, Tension-clamp connection, 2.5 mm², 400 V, 16 A, Pivoting, dark beige
29857 | 7920930000 | ZTR 2.5/4AN BL | Test-disconnect terminal, Tension-clamp connection, 2.5 mm², 400 V, 16 A, Pivoting, blue
29858 | 7920940000 | ZTR 2.5/4AN OR | Test-disconnect terminal, Tension-clamp connection, 2.5 mm², 400 V, 16 A, Pivoting, orange
29859 | 7920950000 | ZTR 2.5/4AN/O.TNHE | Test-disconnect terminal, Tension-clamp connection, 2.5 mm², 400 V, 16 A, Pivoting, dark beige
29860 | 7921570000 | SIHA 3/G20/LD 10-36V | Accessories, Fuse holder, Rated cross-section: Plug-in connection, Wemid, dark beige, Operating instructions/catalogue
29861 | 7921580000 | SIHA 3/G20/LD 35-70V | Accessories, Fuse holder, Rated cross-section: Plug-in connection, Wemid, dark beige, Operating instructions/catalogue
29862 | 7921590000 | SIHA 3/G20/LD 60-150V | Accessories, Fuse holder, Rated cross-section: Plug-in connection, Wemid, dark beige, Operating instructions/catalogue
29863 | 7921600000 | SIHA 3/G20/LD 140-250V | Accessories, Fuse holder, Rated cross-section: Plug-in connection, Wemid, dark beige, Operating instructions/catalogue
29864 | 7921740000 | SLEH 5.08/2 RE12.5 2.4 SN BK BX | PCB plug-in connector, male header, THT solder connection, 5.08 mm, Number of poles: 2, 180°, Solder pin length (l): 2.4 mm, tinned, black, Box
29865 | 7921760000 | SLEH 5.08/2 LI12.5 2.4 SN BK BX | PCB plug-in connector, male header, THT solder connection, 5.08 mm, Number of poles: 2, 180°, Solder pin length (l): 2.4 mm, tinned, black, Box
29866 | 7924920000 | SLEH 5.08/3 LI22.5 2.4 SN BK BX | PCB plug-in connector, male header, THT solder connection, 5.08 mm, Number of poles: 3, 180°, Solder pin length (l): 2.4 mm, tinned, black, Box
29867 | 7924940000 | SLEH 5.08/3 RE22.5 2.4 SN BK BX | PCB plug-in connector, male header, THT solder connection, 5.08 mm, Number of poles: 3, 180°, Solder pin length (l): 2.4 mm, tinned, black, Box
29868 | 8050810000 | ASK 1/EN LD 4K7 24VDC | SAK Series, Fuse terminal, Rated cross-section: 4 mm², Screw connection, Direct mounting
29869 | 8146450000 | KDKS1/EN LD 24VDC | SAK Series, Fuse terminal, Rated cross-section: 4 mm², Screw connection, Direct mounting
29870 | 8148910000 | KDKS1/EN LD 230VAC | SAK Series, Fuse terminal, Rated cross-section: 4 mm², Screw connection, Direct mounting
29871 | 8148930000 | KDKS1/EN LD 24 VAC | SAK Series, Fuse terminal, Rated cross-section: 4 mm², Screw connection, Direct mounting
29872 | 8215900000 | KDKS1/35 LD 24VDC 4ZB | SAK Series, Fuse terminal, Rated cross-section: 4 mm², Screw connection, Direct mounting
29873 | 8448920000 | MCZ OVP CL 24VDC 0,5A | Surge protection for instrumentation and control, Surge protection for measurement and control
29874 | 8448940000 | MCZ OVP SL 24VDC 0,5A | Surge protection for instrumentation and control, Surge protection for measurement and control
29875 | 8448960000 | MCZ OVP CL 24VUC 1,25A | Surge protection for instrumentation and control, Surge protection for measurement and control
29876 | 8448970000 | MCZ OVP SL 24VUC 1,25A | Surge protection for instrumentation and control, Surge protection for measurement and control
29877 | 8449000000 | MCZ OVP CL 48VUC 0,5A | Surge protection for instrumentation and control, Surge protection for measurement and control
29878 | 8449030000 | MCZ OVP SL 48VUC 0,5A | Surge protection for instrumentation and control, Surge protection for measurement and control
29879 | 8449040000 | MCZ OVP CL 48VUC 1,25A | Surge protection for instrumentation and control, Surge protection for measurement and control
29880 | 8449050000 | MCZ OVP SL 48VUC 1,25A | Surge protection for instrumentation and control, Surge protection for measurement and control
29881 | 8449140000 | MCZ OVP VARISTOR S10K30 | Surge protection for instrumentation and control, Surge protection for measurement and control
29882 | 8449150000 | MCZ OVP TAZ DIODE 24VDC | Surge protection for instrumentation and control, Surge protection for measurement and control
29883 | 8449160000 | MCZ OVP TAZ DIODE 24VUC | Surge protection for instrumentation and control, Surge protection for measurement and control
29884 | 9457940000 | SAIE-M12S-5-TL-PG9 | Built-in plugs, M12, pin, straight, PG 9, Number of poles: 5
29885 | 9501160000 | RSF 3/35 | SAK Series, Feed-through terminal, Rated cross-section: 4 mm², Screw connection, Direct mounting
29886 | 9503310000 | KDKS 1/35 | SAK Series, Fuse terminal, Rated cross-section: 4 mm², Screw connection, beige, Direct mounting
29887 | 9528110000 | KDKS 1/PE/35 | SAK Series, Fuse terminal, Rated cross-section: 4 mm², Screw connection, Direct mounting
29888 | 9532440000 | KDKS 1/35 DB | SAK Series, Fuse terminal, Rated cross-section: 4 mm², Screw connection, Wemid, dark beige, Direct mounting
29889 | 9532450000 | KDKS 1/PE/35 DB | W-Series, Fuse terminal, Rated cross-section: 4 mm², Screw connection
29890 | 9537560000 | SIHA 1/G20 10-36V | Accessories, Fuse holder, Rated cross-section: Plug-in connection, Wemid, dark beige, Direct mounting
29891 | 9538080000 | WTL 6 SL/EN | W-Series, Test-disconnect terminal, Rated cross-section: 6 mm², Screw connection
29892 | 9918370000 | DMS MANUELL 0,5-1,7 | Torque screwdriver
29893 | 9918380000 | DMS MANUELL 2,0-7,0 | Torque screwdriver
29894 | 9918390000 | DMSI MANUELL 0,5-1,7 | Torque screwdriver
29895 | 9918400000 | DMSI MANUELL 2,0-7,0 | Torque screwdriver
29896 | 9918520000 | WK S 0,4X2,5 | Screwdriver insert
29897 | 9918530000 | WK S 0,5X3,0 | Screwdriver insert
29898 | 9918540000 | WK S 0,6X3,5 | Screwdriver insert
29899 | 9918550000 | WK S 0,8X4,0 | Screwdriver insert
29900 | 9918560000 | WK S 1,0X5,5 | Screwdriver insert
29901 | 9918570000 | WK K PH0 | Screwdriver insert
29902 | 9918580000 | WK K PH1 | Screwdriver insert
29903 | 9918590000 | WK K PH2 | Screwdriver insert
29904 | 9918600000 | WK K PZ0 | Screwdriver insert
29905 | 9918610000 | WK K PZ1 | Screwdriver insert
29906 | 9918620000 | WK K PZ2 | Screwdriver insert
29907 | 101700000 | TST 2/M6 | Accessories, Mounting rail support, Steel
29908 | 117510000 | TS 15X5/LL 1M/ST/ZN | Rail, TS 15, with slot, Steel, galvanic zinc plated and passivated
29909 | 150420000 | SAKG 70 II/GW | SAK Series, Feed-through terminal, Rated cross-section: 70 mm², Screw connection, medium yellow
29910 | 163460000 | DK 4/35 2D GET.SCH. | SAK Series, Component terminal, Rated cross-section: 4 mm², Screw connection
29911 | 164000000 | TSTW 6/M6 | Accessories, Mounting rail support, Steel
29912 | 170020000 | SAKG 28 I | SAK Series, Feed-through terminal, Rated cross-section: 35 mm², Screw connection
29913 | 170320000 | SAKG 28 II | SAK Series, Feed-through terminal, Rated cross-section: 35 mm², Screw connection
29914 | 170420000 | SAKG 32 II | SAK Series, Feed-through terminal, Rated cross-section: 50 mm², Screw connection, medium yellow
29915 | 170520000 | SAKG 40 II | SAK Series, Feed-through terminal, Rated cross-section: 95 mm², Threaded stud connection, medium yellow
29916 | 170620000 | SAKG 46 II | SAK Series, Feed-through terminal, Rated cross-section: 150 mm², Threaded stud connection, medium yellow, Direct mounting
29917 | 170720000 | SAKG 54 II | SAK Series, Feed-through terminal, Rated cross-section: 240 mm², Screw connection, medium yellow
29918 | 175960000 | AKZ 2.5 O.ZA | SAK Series, Feed-through terminal, Rated cross-section: 2.5 mm², Screw connection
29919 | 178100000 | TSTW 5/M5 | Accessories, Mounting rail support, Steel
29920 | 178220000 | SAKS 4/35 USA | SAK Series, Fuse terminal, Rated cross-section: 10 mm², Screw connection, medium yellow, Direct mounting
29921 | 185020000 | SAKG 28 II/GW | SAK Series, Feed-through terminal, Rated cross-section: 35 mm², Screw connection
29922 | 185120000 | SAKG 32 II/GW | SAK Series, Feed-through terminal, Rated cross-section: 50 mm², Screw connection, medium yellow
29923 | 185220000 | SAKG 40 II/GW | SAK Series, Feed-through terminal, Rated cross-section: 95 mm², Threaded stud connection, medium yellow, Direct mounting
29924 | 185320000 | SAKG 46 II/GW | SAK Series, Feed-through terminal, Rated cross-section: 150 mm², Threaded stud connection, medium yellow, Direct mounting
29925 | 185420000 | SAKG 54 II/GW | SAK Series, Feed-through terminal, Rated cross-section: 240 mm², Screw connection, medium yellow
29926 | 197920000 | SAKT E/35 2LD 60VAC | SAK Series, Test-disconnect terminal, Rated cross-section: 6 mm², Screw connection, medium yellow, Direct mounting
29927 | 198020000 | SAKT E/35 2GL 115VAC | SAK Series, Test-disconnect terminal, Rated cross-section: 6 mm², Screw connection, medium yellow, Direct mounting
29928 | 198120000 | SAKT E/35 2GL 230VAC | SAK Series, Test-disconnect terminal, Rated cross-section: 6 mm², Screw connection, medium yellow, Direct mounting
29929 | 198220000 | SAKT E/35 2LD 120VAC | SAK Series, Test-disconnect terminal, Rated cross-section: 6 mm², Screw connection, medium yellow, Direct mounting
29930 | 210060000 | DK 4/35 LD GR 24VDC | SAK Series, Double-tier terminal, Rated cross-section: 4 mm², Screw connection, Direct mounting
29931 | 210160000 | DK 4/32 LD ROT 24VDC | SAK Series, Double-tier terminal, Rated cross-section: 4 mm², Screw connection, Direct mounting
29932 | 210260000 | DK 4/35 LD ROT 24VDC | SAK Series, Double-tier terminal, Rated cross-section: 4 mm², Screw connection, Direct mounting
29933 | 210460000 | DK 4/35 LD GR 24VDC | SAK Series, Double-tier terminal, Rated cross-section: 4 mm², Screw connection, Direct mounting
29934 | 236510000 | TS 35X15/LL 1M/ST/ZN | Rail, TS 35, TS 35 x 15, with slot, Steel, galvanic zinc plated and passivated
29935 | 241860000 | MF 2/12 2X2.8 | Multipin terminal strip, Single- and multi-pole terminal strip, Rated cross-section: 1.5 mm², Screw connection, Direct mounting
29936 | 243620000 | MKL 3/12 WA | Multipin terminal strip, Single- and multi-pole terminal strip, Rated cross-section: 2.5 mm², Solder connection, Direct mounting
29937 | 252709999 | CLI C 1-6 SDR CD | CableLine, Conductor and cable markers, 2.5 - 5 mm, 6 x 4.2 mm, To customer specification
29938 | 262020000 | MKL 4/16 WA | Multipin terminal strip, Single- and multi-pole terminal strip, Rated cross-section: 1.5 mm², Screw connection, Direct mounting
29939 | 263660000 | SAKRD DLS2 | SAK Series, Test-disconnect terminal, Rated cross-section: 4 mm², Screw connection, beige, Direct mounting
29940 | 274920000 | SD SET S2.5-5.5/PH1/2 | Screwdriver set
29941 | 275320000 | KCMA-42-750-1A-2.5VA-0.5 | Primary current: 750 A, Secondary current max.: 1 A, Load: 2.5 VA, Tolerance class: 0,5, detachable current transformer
29942 | 275520000 | MKL 3/8 WA | Multipin terminal strip, Single- and multi-pole terminal strip, Rated cross-section: 2.5 mm², Solder connection, Direct mounting
29943 | 280200000 | NSCH 1M | Accessories, Busbar, Copper
29944 | 280300000 | ESCH 1 M | Accessories, Busbar, Steel
29945 | 286620000 | SAKG 32 I | SAK Series, Feed-through terminal, Rated cross-section: 50 mm², Screw connection, medium yellow
29946 | 286720000 | SAKG 32 III | SAK Series, Feed-through terminal, Rated cross-section: 50 mm², Screw connection, medium yellow, Direct mounting
29947 | 294260000 | SAKR LL 2STB | SAK Series, Test-disconnect terminal, Rated cross-section: 1.5 mm², Solder connection, beige, Direct mounting
29948 | 294360000 | AKZ 4 | SAK Series, Feed-through terminal, Rated cross-section: 4 mm², Screw connection
29949 | 294380000 | AKZ 4 BL | SAK Series, Feed-through terminal, Rated cross-section: 4 mm², Screw connection
29950 | 299560000 | SAKRD/35 DLS2 | SAK Series, Test-disconnect terminal, Rated cross-section: 4 mm², Screw connection, beige, Direct mounting
29951 | 300720000 | AKA 2.5 | SAK Series, Feed-through terminal, Rated cross-section: 2.5 mm², Solder connection, Feed-through (bushing)
29952 | 328920000 | SAKS 3/35 G/5X30 500V | SAK Series, Fuse terminal, Rated cross-section: 10 mm², Screw connection, medium yellow, Direct mounting
29953 | 331700000 | LMF 5.00/02/90 3.5SN OR BX | Printed circuit board terminals, 5.00 mm, Number of poles: 2, 90°, Solder pin length (l): 3.5 mm, tinned, orange, PUSH IN with actuator, Clamping range, max. : 2.5 mm², Box
29954 | 336000000 | WSK 12 M. CLI C 1-3 GE/SW BEZ.0-9/+/- | CableLine, Sorting box, 250 x 185 mm, orange
29955 | 340460000 | AKZ 1.5 | SAK Series, Feed-through terminal, Rated cross-section: 1.5 mm², Screw connection
29956 | 340480000 | AKZ 1.5 BL | SAK Series, Feed-through terminal, Rated cross-section: 1.5 mm², Screw connection
29957 | 348900000 | SSCH 10X3X1000 CU/SN | Accessories, Busbar, Copper
29958 | 355460000 | DK 4 | SAK Series, Feed-through terminal, Double-tier terminal, Rated cross-section: 4 mm², Screw connection
29959 | 355480000 | DK 4 BL | SAK Series, Feed-through terminal, Double-tier terminal, Rated cross-section: 4 mm², Screw connection
29960 | 357400000 | SSCH 15X6X1000 CU/SN | Accessories, Busbar, Copper
29961 | 376760000 | ASK 1 | SAK Series, Fuse terminal, Rated cross-section: 4 mm², Screw connection
29962 | 383410000 | TS 35X7.5 1M/ST/ZN | Rail, TS 35, TS 35 x 7.5, without slot, Steel, galvanized, chromium-plated
29963 | 395460000 | DK 4/35 LD GR 24VDC | SAK Series, Double-tier terminal, Rated cross-section: 4 mm², Screw connection, Direct mounting
29964 | 395760000 | DK 4/35 LD GR 24VDC | SAK Series, Double-tier terminal, Rated cross-section: 4 mm², Screw connection, Direct mounting
29965 | 395960000 | DK 4/35 LD 1D ROT 24VAC | SAK Series, Double-tier terminal, Rated cross-section: 4 mm², Screw connection, Direct mounting
29966 | 396360000 | DK 4/35 1D GET.SCH. | SAK Series, Component terminal, Rated cross-section: 4 mm², Screw connection
29967 | 396660000 | DK 4/35 2D GET.SCH. A1 | SAK Series, Component terminal, Rated cross-section: 4 mm², Screw connection
29968 | 396760000 | DK 4/35 2D GET.SCH. A1 | SAK Series, Component terminal, Rated cross-section: 4 mm², Screw connection
29969 | 396860000 | DK 4/35 2D GET.SCH. A2 | SAK Series, Component terminal, Rated cross-section: 4 mm², Screw connection
29970 | 401260000 | SAK 4 S 6.3/2.8 | SAK Series, Feed-through terminal, Rated cross-section: 4 mm², Screw connection, Busbar
29971 | 412360000 | SAKR SL | SAK Series, Test-disconnect terminal, Rated cross-section: 4 mm², Screw connection, beige, Direct mounting
29972 | 438000000 | SSCH 10X3X1000 ST/ZN | Accessories, Busbar, Steel
29973 | 445600000 | MEW 1/32 | Accessories, End bracket
29974 | 448460000 | STL 5/EN | Bolt-type screw terminals, Feed-through terminal, Rated cross-section: 16 mm², Screw connection
29975 | 460360000 | AST 3/35 6.3/2.8 | SAK Series, Feed-through terminal, Rated cross-section: 2.5 mm², Flat-blade connection, Direct mounting
29976 | 467960000 | DK 4/32 1D CSA A2 | SAK Series, Component terminal, Double-tier terminal, Rated cross-section: 4 mm², Screw connection
29977 | 478260000 | AST 1 6.3/2.8 | SAK Series, Feed-through terminal, Rated cross-section: 2.5 mm², Flat-blade connection, Direct mounting
29978 | 479660000 | SAK 4 SS 6.3/2.8 | SAK Series, Feed-through terminal, Rated cross-section: 2.5 mm², Flat-blade connection, Direct mounting
29979 | 479720000 | MF 1/6 2X6.3/2.8 | Multipin terminal strip, Single- and multi-pole terminal strip, Rated cross-section: 2.5 mm², Flat-blade connection, Direct mounting
29980 | 480020000 | MF 1/6 4X6.3/2.8 | Multipin terminal strip, Single- and multi-pole terminal strip, Rated cross-section: 2.5 mm², Flat-blade connection, Direct mounting
29981 | 480120000 | MF 1/8 4X6.3/2.8 | Multipin terminal strip, Single- and multi-pole terminal strip, Rated cross-section: 2.5 mm², Flat-blade connection, Direct mounting
29982 | 480220000 | MF 1/12 4X6.3/2.8 | Multipin terminal strip, Single- and multi-pole terminal strip, Rated cross-section: 2.5 mm², Flat-blade connection, Direct mounting
29983 | 484060000 | DK 4/32 1D CSA A1 | SAK Series, Component terminal, Double-tier terminal, Rated cross-section: 4 mm², Screw connection
29984 | 501500000 | SAKS 1/35/G25 DB | SAK Series, Fuse terminal, Rated cross-section: 10 mm², Screw connection, dark beige, Direct mounting
29985 | 501520000 | SAKS 1/35/G25 | SAK Series, Fuse terminal, Rated cross-section: 10 mm², Screw connection, medium yellow, Direct mounting
29986 | 501600000 | SAKS 1/35/G20 DB | SAK Series, Fuse terminal, Rated cross-section: 10 mm², Screw connection, dark beige, Direct mounting
29987 | 501620000 | SAKS 1/35/G20 | SAK Series, Fuse terminal, Rated cross-section: 10 mm², Screw connection, medium yellow, Direct mounting
29988 | 501800000 | SAKS 4/35 DB | SAK Series, Fuse terminal, Rated cross-section: 10 mm², Screw connection, dark beige, Direct mounting
29989 | 501820000 | SAKS 4/35 | SAK Series, Fuse terminal, Rated cross-section: 10 mm², Screw connection, medium yellow, Direct mounting
29990 | 502100000 | SAKS 5/35 DB | SAK Series, Fuse terminal, Rated cross-section: 16 mm², Screw connection, dark beige, Direct mounting
29991 | 502120000 | SAKS 5/35 | SAK Series, Fuse terminal, Rated cross-section: 16 mm², Screw connection, medium yellow, Direct mounting
29992 | 514510000 | TS 35X7.5/LL 1M/ST/ZN | Rail, TS 35, TS 35 x 7.5, with slot, Steel, galvanic zinc plated and passivated
29993 | 523760000 | DK 4/32 2D CSA A2 | SAK Series, Component terminal, Double-tier terminal, Rated cross-section: 4 mm², Screw connection
29994 | 538860000 | DK 4/35 1D A2 | SAK Series, Component terminal, Rated cross-section: 4 mm², Screw connection
29995 | 538960000 | DK 4/35 1D A1 | SAK Series, Component terminal, Rated cross-section: 4 mm², Screw connection
29996 | 538980000 | DK 4/35 1D A1 BL | SAK Series, Component terminal, Rated cross-section: 4 mm², Screw connection
29997 | 539060000 | DK 4/35 LD 24VDC CSA A1 | SAK Series, Double-tier terminal, Rated cross-section: 4 mm², Screw connection
29998 | 539160000 | DK 4/35 LD 24VDC CSA A2 | SAK Series, Double-tier terminal, Rated cross-section: 4 mm², Screw connection, Direct mounting
29999 | 544660000 | DK 4/32 1D CSA GET.SCH. | SAK Series, Component terminal, Double-tier terminal, Rated cross-section: 4 mm², Screw connection
30000 | 559200000 | CLI RS 3 MDCLI C 02 | CableLine, Mounting mandrel
30001 | 559300000 | CLI RS 4 MDCLI C1+02 | CableLine, Mounting mandrel
30002 | 569560000 | DK 4/32 GL 100K 115VAC | SAK Series, Double-tier terminal, Rated cross-section: 4 mm², Screw connection
30003 | 571300000 | SSCH 6X6X1000 CU/SN | Accessories, Busbar, Copper
30004 | 590060000 | DK 4Q/32 | SAK Series, Feed-through terminal, Double-tier terminal, Rated cross-section: 4 mm², Screw connection
30005 | 590080000 | DK 4Q/32 BL | SAK Series, Feed-through terminal, Double-tier terminal, Rated cross-section: 4 mm², Screw connection
30006 | 590260000 | DK 4QV/32 | SAK Series, Feed-through terminal, Double-tier terminal, Rated cross-section: 4 mm², Screw connection
30007 | 590280000 | DK 4QV/32 BL | SAK Series, Feed-through terminal, Double-tier terminal, Rated cross-section: 4 mm², Screw connection
30008 | 624720000 | BK 2 CRN | Multipin terminal strip, Single- and multi-pole terminal strip, Rated cross-section: 4 mm², Screw connection, Direct mounting
30009 | 624920000 | BK 3 CRN | Multipin terminal strip, Single- and multi-pole terminal strip, Rated cross-section: 4 mm², Screw connection, Direct mounting
30010 | 625120000 | BK 4 CRN | Multipin terminal strip, Single- and multi-pole terminal strip, Rated cross-section: 4 mm², Screw connection, Direct mounting
30011 | 625220000 | BK 6 CRN | Multipin terminal strip, Single- and multi-pole terminal strip, Rated cross-section: 4 mm², Screw connection, Direct mounting
30012 | 625320000 | BK 12 CRN | Multipin terminal strip, Single- and multi-pole terminal strip, Rated cross-section: 4 mm², Screw connection, Direct mounting
30013 | 630400000 | SAK 4 SS/35 6.3/2.8 DB | SAK Series, Feed-through terminal, Rated cross-section: 2.5 mm², Flat-blade connection
30014 | 642760000 | DK 4/32 2D CSA GET.SCH. | SAK Series, Component terminal, Double-tier terminal, Rated cross-section: 4 mm², Screw connection
30015 | 645160000 | SLS 5.08/18/180B SN OR BX | PCB plug-in connector, male plug, 5.08 mm, Number of poles: 18, 180°, Clamping yoke connection, Clamping range, max. : 3.31 mm², Box
30016 | 648300000 | CLI RS 5 MDCLI C 1 | CableLine, Mounting mandrel
30017 | 663960000 | DK 4/32 2D A1 | SAK Series, Component terminal, Double-tier terminal, Rated cross-section: 4 mm², Screw connection
30018 | 664960000 | AST 5/35 SF 6.3/2.8 | SAK Series, Feed-through terminal, Rated cross-section: 4 mm², Screw connection, Busbar
30019 | 667420000 | SAKS 3/35 (RED CAP) | SAK Series, Fuse terminal, Rated cross-section: 10 mm², Screw connection, Direct mounting
30020 | 667520000 | SAKS 3/35 GZ/6.3X32 | SAK Series, Fuse terminal, Rated cross-section: 10 mm², Screw connection, medium yellow, Direct mounting
30021 | 697160000 | AKZ 2.5 | SAK Series, Feed-through terminal, Rated cross-section: 2.5 mm², Screw connection
30022 | 697180000 | AKZ 2.5 BL | SAK Series, Feed-through terminal, Rated cross-section: 2.5 mm², Screw connection
30023 | 699600000 | AST 1/35 6.3/2.8 DB | SAK Series, Feed-through terminal, Rated cross-section: 2.5 mm², Flat-blade connection, Direct mounting
30024 | 699660000 | AST 1/35 6.3/2.8 | SAK Series, Feed-through terminal, Rated cross-section: 2.5 mm², Flat-blade connection, Direct mounting
30025 | 1002910000 | HDC C HX SM1.5AG | Heavy-duty connectors, Crimp contact, MixMate, Pin, Conductor cross-section, max.: 1.5, turned, Copper alloy
30026 | 1002920000 | HDC C HX SM2.5AG | Heavy-duty connectors, Crimp contact, MixMate, Pin, Conductor cross-section, max.: 2.5, turned, Copper alloy
30027 | 1002930000 | HDC C HX SM4.0AG | Heavy-duty connectors, Crimp contact, MixMate, Pin, Conductor cross-section, max.: 4, turned, Copper alloy
30028 | 1002940000 | HDC C HX SM6.0AG | Heavy-duty connectors, Crimp contact, MixMate, Pin, Conductor cross-section, max.: 6, turned, Copper alloy
30029 | 1002950000 | HDC C HX BM1.5AG | Heavy-duty connectors, Crimp contact, MixMate, Female, Conductor cross-section, max.: 1.5, turned, Copper alloy
30030 | 1002960000 | HDC C HX BM2.5AG | Heavy-duty connectors, Crimp contact, MixMate, Female, Conductor cross-section, max.: 2.5, turned, Copper alloy
30031 | 1002970000 | HDC C HX BM4.0AG | Heavy-duty connectors, Crimp contact, HQ, MixMate, Female, Conductor cross-section, max.: 4, turned, Copper alloy
30032 | 1002980000 | HDC C HX BM6.0AG | Heavy-duty connectors, Crimp contact, MixMate, Female, Conductor cross-section, max.: 6, turned, Copper alloy
30033 | 1010000000 | WPE 2.5 | PE terminal, Screw connection, 2.5 mm², 300 A (2.5 mm²), Green/yellow
30034 | 1010010000 | WPE 2.5 WS | Functional earth terminal block, Screw connection, 2.5 mm², 300 A (2.5 mm²), white
30035 | 1010100000 | WPE 4 | PE terminal, Screw connection, 4 mm², 480 A (4 mm²), Green/yellow
30036 | 1010200000 | WPE 6 | PE terminal, Screw connection, 6 mm², 720 A (6 mm²), Green/yellow
30037 | 1010300000 | WPE 10 | PE terminal, Screw connection, 10 mm², 1200 A (10 mm²), Green/yellow
30038 | 1010400000 | WPE 16 | PE terminal, Screw connection, 16 mm², 1920 A (16 mm²), Green/yellow
30039 | 1010500000 | WPE 35 | PE terminal, Screw connection, 35 mm², 4200 A (35 mm²), Green/yellow
30040 | 1010600000 | WNT 2.5 10X3 BE | Neutral conductor disconnect terminal, Busbar connection, 2.5 mm², 400 V, 24 A, sliding, dark beige
30041 | 1010780000 | WNT 4 10X3 | Neutral conductor disconnect terminal, Busbar connection, 4 mm², 400 V, 32 A, sliding, blue
30042 | 1010880000 | WNT 6 10X3 | Neutral conductor disconnect terminal, Busbar connection, 6 mm², 400 V, 41 A, sliding, blue
30043 | 1010900000 | WNT 10 10X3 BE | Neutral conductor disconnect terminal, Busbar connection, 10 mm², 400 V, 57 A, sliding, dark beige
30044 | 1010980000 | WNT 10 10X3 | Neutral conductor disconnect terminal, Busbar connection, 10 mm², 400 V, 57 A, sliding, blue
30045 | 1011440000 | PLOTTERPEN 0,7 | Plotter pen
30046 | 1011450000 | PLOTTER PEN 0.70 P-INK | Plotter pen
30047 | 1012600000 | WPE 35/IKSC | PE terminal, Screw connection, 35 mm², 4200 A (35 mm²), Green/yellow
30048 | 1014680000 | THM MT30X 30/52 SI | THM, Device markers, 52 x 30 mm, silver
30049 | 1016200000 | WPE 2.5N | PE terminal, Screw connection, 2.5 mm², 300 A (2.5 mm²), Green/yellow
30050 | 1016400000 | WPE 2.5/1.5/ZR | PE terminal, Screw connection, 2.5 mm², 300 A (2.5 mm²), Green/yellow
30051 | 1016500000 | WPE 1.5/ZZ | PE terminal, Screw connection, 1.5 mm², 180 A (1.5 mm²), Green/yellow
30052 | 1019000000 | WNT 16N 10X3 | Neutral conductor disconnect terminal, Busbar connection, 16 mm², 400 V, 76 A, sliding, blue
30053 | 1019100000 | WPE 16N | PE terminal, Screw connection, 16 mm², 1920 A (16 mm²), Green/yellow
30054 | 1019700000 | WPE 120/150 | PE terminal, Screw connection, 120 mm², 14400 A (120 mm²), Green/yellow
30055 | 1021680000 | WDK 2.5 F BL | W-Series, Double-tier terminal, Rated cross-section: 2.5 mm², Screw connection, Direct mounting
30056 | 1021800000 | WDU 2.5 F 2X2.8 | W-Series, Feed-through terminal, Rated cross-section: 2.5 mm², Screw connection
30057 | 1021900000 | WDU 2.5 FF 2X2.8 | W-Series, Feed-through terminal, Rated cross-section: 1 mm², Flat-blade connection
30058 | 1022100000 | WDU 2.5 SL | W-Series, Feed-through terminal, Rated cross-section: 2.5 mm², Screw connection
30059 | 1022200000 | WDU 2.5 LL | W-Series, Feed-through terminal, Rated cross-section: 2.5 mm², Solder connection
30060 | 1022600000 | WDK 2.5 2D 2.A | W-Series, Component terminal, Rated cross-section: 2.5 mm², Screw connection
30061 | 1023300000 | WDK 2.5 1D A.2 | W-Series, Component terminal, Rated cross-section: 2.5 mm², Screw connection
30062 | 1023400000 | WDK 2.5 1D A.1 | W-Series, Component terminal, Rated cross-section: 2.5 mm², Screw connection
30063 | 1023500000 | WDK 2.5 2D | W-Series, Component terminal, Rated cross-section: 2.5 mm², Screw connection
30064 | 1023600000 | WDK 2.5 LD RT 24VDC +- | W-Series, Feed-through terminal, Double-tier terminal, Rated cross-section: 2.5 mm², Screw connection
30065 | 1023830000 | ZTR 6-2 | Test-disconnect terminal, Tension-clamp connection, 6 mm², 690 V, 32 A, Pivoting, dark beige
30066 | 1027000000 | WDUL 4/10 | W-Series, Component terminal, Rated cross-section: 4 mm², Screw connection
30067 | 1027300000 | WDUL 4/100 | W-Series, Component terminal, Rated cross-section: 4 mm², Screw connection
30068 | 1027400000 | WDUL 4/500 | W-Series, Component terminal, Rated cross-section: 4 mm², Screw connection
30069 | 1027410000 | WDK 2.5/BLZ/5.08/ZA V | W-Series, Plug-in modular terminals, Feed-through terminal, Double-tier terminal, Rated cross-section: 2.5 mm², Screw connection
30070 | 1027500000 | WDUL 4/1K | W-Series, Component terminal, Rated cross-section: 4 mm², Screw connection
30071 | 1027550000 | ZMAK 2.5 690V | Motor-connection terminal, Tension-clamp connection, 2.5 mm², 690 V, dark beige
30072 | 1027600000 | WDUL 4/5K | W-Series, Component terminal, Rated cross-section: 4 mm², Screw connection
30073 | 1027700000 | WDUL 4/10K | W-Series, Component terminal, Rated cross-section: 4 mm², Screw connection
30074 | 1027800000 | WDUL 4/50K | W-Series, Component terminal, Rated cross-section: 4 mm², Screw connection
30075 | 1028000000 | WDUL 4/500K | W-Series, Component terminal, Rated cross-section: 4 mm², Screw connection
30076 | 1028120000 | AP 100 GN | Electronics housings green, End plate, Width: 27.2 mm
30077 | 1028150000 | RF 180 GN | Electronics housings green
30078 | 1028300000 | WFF 35 | Bolt-type screw terminals, Feed-through terminal, Rated cross-section: 35 mm², Threaded stud connection
30079 | 1028380000 | WFF 35 BL | Bolt-type screw terminals, Feed-through terminal, Rated cross-section: 35 mm², Threaded stud connection
30080 | 1028400000 | WFF 70 | Bolt-type screw terminals, Feed-through terminal, Rated cross-section: 70 mm², Threaded stud connection
30081 | 1028480000 | WFF 70 BL | Bolt-type screw terminals, Feed-through terminal, Rated cross-section: 70 mm², Threaded stud connection, Direct mounting
30082 | 1028580000 | WFF 120 BL | Bolt-type screw terminals, Feed-through terminal, Rated cross-section: 120 mm², Threaded stud connection
30083 | 1028600000 | WFF 185 | Bolt-type screw terminals, Feed-through terminal, Rated cross-section: 185 mm², Threaded stud connection
30084 | 1028680000 | WFF 185 BL | Bolt-type screw terminals, Feed-through terminal, Rated cross-section: 185 mm², Threaded stud connection
30085 | 1028700000 | WFF 300 | Bolt-type screw terminals, Feed-through terminal, Rated cross-section: 300 mm², Threaded stud connection
30086 | 1029300000 | WFF 35/AH | Bolt-type screw terminals, Feed-through terminal, Rated cross-section: 35 mm², Threaded stud connection, Direct mounting
30087 | 1029600000 | WFF 185/AH | Bolt-type screw terminals, Feed-through terminal, Rated cross-section: 185 mm², Threaded stud connection
30088 | 1029700000 | WFF 300/AH | Bolt-type screw terminals, Feed-through terminal, Rated cross-section: 300 mm², Threaded stud connection
30089 | 1029800000 | WDL 2.5/NT/L/PE | W-Series, Distributor terminal block with WQV, Rated cross-section: 2.5 mm², Screw connection
30090 | 1029810000 | WDL 2.5/TR/DU/PE | W-Series, Distributor terminal block with WQV, Rated cross-section: 2.5 mm², Screw connection
30091 | 1030000000 | WDL 2.5/N/L | W-Series, Distributor terminal block with WQV, Rated cross-section: 2.5 mm², Screw connection
30092 | 1030200000 | WDL 2.5/L/L/PE | W-Series, Distributor terminal block with WQV, Rated cross-section: 2.5 mm², Screw connection
30093 | 1030300000 | WDL 2.5/L/L | W-Series, Distributor terminal block with WQV, Rated cross-section: 2.5 mm², Screw connection
30094 | 1030800000 | WDL 2.5/S/N/L | W-Series, Distributor terminal block for N rail, Rated cross-section: 2.5 mm², Screw connection
30095 | 1030900000 | WDL 2.5/S/N | W-Series, Distributor terminal block for N rail, Rated cross-section: 2.5 mm², Screw connection
30096 | 1031300000 | WDL 2.5/S/L | W-Series, Distributor terminal block for N rail, Rated cross-section: 2.5 mm², Screw connection
30097 | 1034100000 | WDL 2.5/2/S/NT/L/PE-L/L | W-Series, Distributor terminal block for N rail, Rated cross-section: 2.5 mm², Screw connection
30098 | 1034200000 | WDL 2.5/3/S/NT/L/PE | W-Series, Distributor terminal block for N rail, Rated cross-section: 2.5 mm², Screw connection
30099 | 1034400000 | WDK 2.5/BLZ/5.08/ZA | W-Series, Plug-in modular terminals, Feed-through terminal, Double-tier terminal, Rated cross-section: 2.5 mm², Screw connection
30100 | 1036000000 | WPO 4 | W-Series, Component terminal, Rated cross-section: 4 mm², Screw connection, beige
30101 | 1037300000 | WPE 70/95 | PE terminal, Screw connection, 95 mm², 11400 A (95 mm²), Green/yellow
30102 | 1038100000 | WDK 2.5 BLA/5.08/ZA | W-Series, Plug-in modular terminals, Feed-through terminal, Double-tier terminal, Rated cross-section: 2.5 mm², Screw connection
30103 | 1038500000 | WDK 2.5 BLZ/7.62/ZA | W-Series, Plug-in modular terminals, Feed-through terminal, Double-tier terminal, Rated cross-section: 2.5 mm², Screw connection
30104 | 1038680000 | AKZ 4 WEMID BL | SAK Series, Feed-through terminal, Rated cross-section: 4 mm², Screw connection
30105 | 1038900000 | WDU 2.5/BLZ/7.62 | W-Series, Feed-through terminal, Rated cross-section: 2.5 mm², Plug-in connection
30106 | 1042700000 | WPE 4N | PE terminal, Screw connection, 4 mm², 480 A (4 mm²), Green/yellow
30107 | 1047120000 | LXXX 15.00/01/90 4.5SN BK BX | Printed circuit board terminals, 15.00 mm, Number of poles: 1, 90°, Solder pin length (l): 4.5 mm, tinned, black, Clamping yoke connection, Clamping range, max. : 50 mm², Box
30108 | 1047680000 | LXXX 15.00/01/90FR 4.5SN GY BX | Printed circuit board terminals, 15.00 mm, Number of poles: 1, 90°, Solder pin length (l): 4.5 mm, tinned, Pebble grey, Clamping yoke connection, Clamping range, max. : 50 mm², Box
30109 | 1058090000 | MCP EP SFC 3 | Support frame
30110 | 1059310000 | ZAP ZSI2X6/4X2.5 | Z-series, End plate
30111 | 1067600000 | WEW 32/1 | W-Series, End bracket
30112 | 1080100000 | WSH 5 | Accessories, Rail support, Wemid
30113 | 1080200000 | WSH 6 | Accessories, Rail support, Wemid
30114 | 1082400000 | BFEH 1/WSH | Accessories, Fixing, metal
30115 | 1083900000 | SMSE WSH U1 MT | Accessories, Busbar, Steel, galvanised
30116 | 1122661001 | RS 32 24-48VUC LD LP 2U | RS-SERIES, Relay module, Number of contacts: 2, CO contact AgNi 90/10, Rated control voltage: 24 V UC ±10 %, 48 V UC ±10 %, Continuous current: 4 A, Screw connection, Test button available: No
30117 | 1122761001 | RS 32 115-230VUC LD 2U | RS-SERIES, Relay module, Number of contacts: 2, CO contact AgNi 90/10, Rated control voltage: 115 V UC +5 % / -15 %, 230 V UC +5 % / -15 %, Continuous current: 4 A, Screw connection, Test button available: No
30118 | 1166820000 | SAKT E/35 2LD 30VAC | SAK Series, Test-disconnect terminal, Rated cross-section: 6 mm², Screw connection, medium yellow, Direct mounting
30119 | 1182060000 | RS 32 24VDC LD LPA 2U | RS-SERIES, Relay module, Number of contacts: 2, CO contact AgNi 90/10, Rated control voltage: 24 V DC, Continuous current: 4 A, Screw connection
30120 | 1185060000 | AP 100 OR 1665 | End plate, RS 100 orange, End plate, Width: 27.2 mm
30121 | 1185160000 | AP 100 D OR | End plate, RS 100 orange, End plate, Width: 21.5 mm
30122 | 1185260000 | AP 110 OR | End plate, RS 100 orange, End plate, Width: 27.2 mm
30123 | 1185360000 | AP 110 D OR | End plate, RS 100 orange, End plate, Width: 21.5 mm
30124 | 1185460000 | AP 111 OR | End plate, RS 100 orange, End plate, Width: 27.2 mm
30125 | 1185560000 | AP 111 D OR | End plate, RS 100 orange, End plate, Width: 21.5 mm
30126 | 1286600000 | TST 2/M5 | Accessories, Mounting rail support, Steel
30127 | 1313600000 | NSCH 2M | Accessories, Busbar, Copper
30128 | 1324260000 | AP 80 OR | End plate, RS 80 orange, End plate, Width: 12.3 mm
30129 | 1324360000 | AP 80 D OR | End plate, RS 80 orange, End plate, Width: 17 mm
30130 | 1368700000 | SAKS 2/35 DB | SAK Series, Fuse terminal, Rated cross-section: 10 mm², Screw connection, dark beige, Direct mounting
30131 | 1368720000 | SAKS 2/35 | SAK Series, Fuse terminal, Rated cross-section: 10 mm², Screw connection, medium yellow, Direct mounting
30132 | 1410860000 | AP 85 OR | End plate, RS 80 orange, End plate, Width: 12.3 mm
30133 | 1410960000 | AP 86 OR | End plate, RS 80 orange, End plate, Width: 12.3 mm
30134 | 1411060000 | AP 85 D OR | End plate, RS 80 orange, End plate, Width: 23 mm
30135 | 1411160000 | AP 86 D OR | End plate, RS 80 orange, End plate, Width: 23 mm
30136 | 1413000000 | RSV1,6 B4 GR | PCB plug-in connector, female plug, 5.00 mm, Number of poles: 4, 180°, Crimp connection, Clamping range, max. : 3.31 mm², Box
30137 | 1414000000 | RSV1,6 B6 GR | PCB plug-in connector, female plug, 5.00 mm, Number of poles: 6, 180°, Crimp connection, Clamping range, max. : 3.31 mm², Box
30138 | 1414100000 | RSV1,6 S6 GR | PCB plug-in connector, male plug, 5.00 mm, Number of poles: 6, 180°, Crimp connection, Clamping range, max. : 3.31 mm², Box
30139 | 1415000000 | RSV1,6 B9 GR | PCB plug-in connector, female plug, 5.00 mm, Number of poles: 9, 180°, Crimp connection, Clamping range, max. : 3.31 mm², Box
30140 | 1415100000 | RSV1,6 S9 GR | PCB plug-in connector, male plug, 5.00 mm, Number of poles: 9, 180°, Crimp connection, Clamping range, max. : 3.31 mm², Box
30141 | 1416000000 | RSV1,6 B12 GR | PCB plug-in connector, female plug, 5.00 mm, Number of poles: 12, 180°, Crimp connection, Clamping range, max. : 3.31 mm², Box
30142 | 1416100000 | RSV1,6 S12 GR | PCB plug-in connector, male plug, 5.00 mm, Number of poles: 12, 180°, Crimp connection, Clamping range, max. : 3.31 mm², Box
30143 | 1417000000 | RSV1,6 B18 GR | PCB plug-in connector, female plug, 5.00 mm, Number of poles: 18, 180°, Crimp connection, Clamping range, max. : 3.31 mm², Box
30144 | 1417100000 | RSV1,6 S18 GR | PCB plug-in connector, male plug, 5.00 mm, Number of poles: 18, 180°, Crimp connection, Clamping range, max. : 3.31 mm², Box
30145 | 1418000000 | RSV1,6 B24 GR | PCB plug-in connector, female plug, 5.00 mm, Number of poles: 24, 180°, Crimp connection, Clamping range, max. : 3.31 mm², Box
30146 | 1418100000 | RSV1,6 S24 GR | PCB plug-in connector, male plug, 5.00 mm, Number of poles: 24, 180°, Crimp connection, Clamping range, max. : 3.31 mm², Box
30147 | 1419000000 | RSV1,6 B36 GR BX | PCB plug-in connector, female plug, 5.00 mm, Number of poles: 36, 180°, Crimp connection, Clamping range, max. : 3.31 mm², Box
30148 | 1419100000 | RSV1,6 S36 GR BX | PCB plug-in connector, male plug, 5.00 mm, Number of poles: 36, 180°, Crimp connection, Clamping range, max. : 3.31 mm², Box
30149 | 1538260000 | AKZ 4/ATA | SAK Series, Feed-through terminal, Rated cross-section: 4 mm², Screw connection, Direct mounting
30150 | 1563000000 | RSV1,6 ZE36 BK BX | PCB plug-in connector, Accessories, Strain relief, black, Number of poles: 36
30151 | 1563100000 | RSV1,6 ZE24 BK BX | PCB plug-in connector, Accessories, Strain relief, black, Number of poles: 24
30152 | 1563200000 | RSV1,6 ZE18 BK BX | PCB plug-in connector, Accessories, Strain relief, black, Number of poles: 18
30153 | 1563300000 | RSV1,6 ZE12 BK BX | PCB plug-in connector, Accessories, Strain relief, black, Number of poles: 12
30154 | 1563500000 | RSV1,6 ZE06 BK BX | PCB plug-in connector, Accessories, Strain relief, black, Number of poles: 6
30155 | 1563600000 | RSV1,6 ZE04 BK BX | PCB plug-in connector, Accessories, Strain relief, black, Number of poles: 4
30156 | 1567070000 | DFFC 1.5-2.5 SN E | PCB plug-in connector, Crimp contact, Contact, tinned, Max. clamping range : 2.5 mm²
30157 | 1567430000 | RSV1,6 KO | PCB plug-in connector, Accessories, Coding element, black, Number of poles: 1
30158 | 1568249999 | CLI C 02-3 SDR CD | CableLine, Conductor and cable markers, 1.3 - 3 mm, 3 x 3.4 mm, To customer specification
30159 | 1568309999 | CLI M 2-4 SDR CD | CableLine, Conductor and cable markers, 10 - 317 mm, 4 x 11.4 mm, yellow
30160 | 1572700000 | DK 4/35/800V | SAK Series, Feed-through terminal, Double-tier terminal, Rated cross-section: 4 mm², Screw connection
30161 | 1577260000 | WDU 1.5/BLA | W-Series, Plug-in modular terminals, Feed-through terminal, Rated cross-section: 1.5 mm², Screw connection
30162 | 1577340000 | WDU 1.5/BLZ 5.08 | W-Series, Feed-through terminal, Rated cross-section: 1.5 mm², Screw connection
30163 | 1582910000 | RSV1,6 RF4/35X7.5 SW | PCB plug-in connector, Accessories, Clip-in foot, black, Number of poles: 4
30164 | 1582920000 | RSV1,6 RF6/35X7.5 SW | PCB plug-in connector, Accessories, Clip-in foot, black, Number of poles: 6
30165 | 1582930000 | RSV1,6 RF9/35X7.5 SW | PCB plug-in connector, Accessories, Clip-in foot, black, Number of poles: 9
30166 | 1582940000 | RSV1,6 RF12/35X7.5 SW | PCB plug-in connector, Accessories, Clip-in foot, black, Number of poles: 12
30167 | 1582950000 | RSV1,6 RF18/35X7.5 SW | PCB plug-in connector, Accessories, Clip-in foot, black, Number of poles: 18
30168 | 1582960000 | RSV1,6 RF24/35X7.5 SW | PCB plug-in connector, Accessories, Clip-in foot, black, Number of poles: 24
30169 | 1582970000 | RSV1,6 RF36/35X7.5 SW | PCB plug-in connector, Accessories, Clip-in foot, black, Number of poles: 36
30170 | 1595770000 | LP 7.50/02/135 3.2SN OR BX | Printed circuit board terminals, 7.50 mm, Number of poles: 2, 135°, Solder pin length (l): 3.2 mm, tinned, orange, Clamping yoke connection, Clamping range, max. : 6 mm², Box
30171 | 1595780000 | LP 7.50/02/135 4.5SN OR BX | Printed circuit board terminals, 7.50 mm, Number of poles: 2, 135°, Solder pin length (l): 4.5 mm, tinned, orange, Clamping yoke connection, Clamping range, max. : 6 mm², Box
30172 | 1595790000 | LP 7.62/02/135 3.2SN OR BX | Printed circuit board terminals, 7.62 mm, Number of poles: 2, 135°, Solder pin length (l): 3.2 mm, tinned, orange, Clamping yoke connection, Clamping range, max. : 6 mm², Box
30173 | 1595800000 | LP 7.62/02/135 4.5SN OR BX | Printed circuit board terminals, 7.62 mm, Number of poles: 2, 135°, Solder pin length (l): 4.5 mm, tinned, orange, Clamping yoke connection, Clamping range, max. : 6 mm², Box
30174 | 1595810000 | LP 7.50/03/135 3.2SN OR BX | Printed circuit board terminals, 7.50 mm, Number of poles: 3, 135°, Solder pin length (l): 3.2 mm, tinned, orange, Clamping yoke connection, Clamping range, max. : 6 mm², Box
30175 | 1595830000 | LP 7.62/03/135 3.2SN OR BX | Printed circuit board terminals, 7.62 mm, Number of poles: 3, 135°, Solder pin length (l): 3.2 mm, tinned, orange, Clamping yoke connection, Clamping range, max. : 6 mm², Box
30176 | 1595840000 | LP 7.62/03/135 4.5SN OR BX | Printed circuit board terminals, 7.62 mm, Number of poles: 3, 135°, Solder pin length (l): 4.5 mm, tinned, orange, Clamping yoke connection, Clamping range, max. : 6 mm², Box
30177 | 1608550000 | ZDU 2.5/3AN BL | Feed-through terminal, Tension-clamp connection, 2.5 mm², 800 V, 24 A, blue
30178 | 1608570000 | ZDU 2.5/4AN | Feed-through terminal, Tension-clamp connection, 2.5 mm², 800 V, 24 A, dark beige
30179 | 1608580000 | ZDU 2.5/4AN BL | Feed-through terminal, Tension-clamp connection, 2.5 mm², 800 V, 24 A, blue
30180 | 1608600000 | ZDU 2.5/2X2AN | Feed-through terminal, Tension-clamp connection, 2.5 mm², 800 V, 24 A, dark beige
30181 | 1608610000 | ZDU 2.5/2X2AN BL | Feed-through terminal, Tension-clamp connection, 2.5 mm², 800 V, 24 A, blue
30182 | 1608620000 | ZDU 6 | Feed-through terminal, Tension-clamp connection, 6 mm², 800 V, 41 A, dark beige
30183 | 1608630000 | ZDU 6 BL | Feed-through terminal, Tension-clamp connection, 6 mm², 800 V, 41 A, blue
30184 | 1608650000 | ZPE 2.5/3AN | PE terminal, Tension-clamp connection, 2.5 mm², 300 A (2.5 mm²), Green/yellow
30185 | 1608660000 | ZPE 2.5/4AN | PE terminal, Tension-clamp connection, 2.5 mm², 300 A (2.5 mm²), Green/yellow
30186 | 1609760000 | WO 76/25 TP | WriteOn, Conductor and cable markers, 6 - 18 mm, 25.4 x 76 mm, white
30187 | 1609770000 | WO 127/25 TP | WriteOn, Conductor and cable markers, 8 - 32.3 mm, 25 x 127 mm, white
30188 | 1612220000 | STV S 2 TS | PCB plug-in connector, male plug, 7.00 mm, Number of poles: 2, 180°, TOP connection, Clamping range, max. : 2.5 mm², Box
30189 | 1612250000 | STV S 3 TS | PCB plug-in connector, male plug, 7.00 mm, Number of poles: 3, 180°, TOP connection, Clamping range, max. : 2.5 mm², Box
30190 | 1612280000 | STV S 4 TS | PCB plug-in connector, male plug, 7.00 mm, Number of poles: 4, 180°, TOP connection, Clamping range, max. : 2.5 mm², Box
30191 | 1612310000 | STV S 5 TS | PCB plug-in connector, male plug, 7.00 mm, Number of poles: 5, 180°, TOP connection, Clamping range, max. : 2.5 mm², Box
30192 | 1612340000 | STV S 6 TS | PCB plug-in connector, male plug, 7.00 mm, Number of poles: 6, 180°, TOP connection, Clamping range, max. : 2.5 mm², Box
30193 | 1612370000 | STV S 7 TS | PCB plug-in connector, male plug, 7.00 mm, Number of poles: 7, 180°, TOP connection, Clamping range, max. : 2.5 mm², Box
30194 | 1612400000 | STV S 8 TS | PCB plug-in connector, male plug, 7.00 mm, Number of poles: 8, 180°, TOP connection, Clamping range, max. : 2.5 mm², Box
30195 | 1612430000 | STV S 9 TS | PCB plug-in connector, male plug, 7.00 mm, Number of poles: 9, 180°, TOP connection, Clamping range, max. : 2.5 mm², Box
30196 | 1612460000 | STV S 10 TS | PCB plug-in connector, male plug, 7.00 mm, Number of poles: 10, 180°, TOP connection, Clamping range, max. : 2.5 mm², Box
30197 | 1612840000 | STW S 2 SS GR | PCB plug-in connector, male plug, 7.00 mm, Number of poles: 2, 180°, Clamping yoke connection, Clamping range, max. : 4 mm², Box
30198 | 1612860000 | STW S 4 SS GR | PCB plug-in connector, male plug, 7.00 mm, Number of poles: 4, 180°, Clamping yoke connection, Clamping range, max. : 4 mm², Box
30199 | 1612870000 | STW S 5 SS GR | PCB plug-in connector, male plug, 7.00 mm, Number of poles: 5, 180°, Clamping yoke connection, Clamping range, max. : 4 mm², Box
30200 | 1612880000 | STW S 6 SS GR | PCB plug-in connector, male plug, 7.00 mm, Number of poles: 6, 180°, Clamping yoke connection, Clamping range, max. : 4 mm², Box
30201 | 1612900000 | STW S 8 SS GR | PCB plug-in connector, male plug, 7.00 mm, Number of poles: 8, 180°, Clamping yoke connection, Clamping range, max. : 4 mm², Box
30202 | 1612920000 | STW S 10 SS GR | PCB plug-in connector, male plug, 7.00 mm, Number of poles: 10, 180°, Clamping yoke connection, Clamping range, max. : 4 mm², Box
30203 | 1612930000 | STW S 2 SB GR | PCB plug-in connector, female plug, 7.00 mm, Number of poles: 2, 90°, Clamping yoke connection, Clamping range, max. : 4 mm², Box
30204 | 1612940000 | STW S 3 SB GR | PCB plug-in connector, female plug, 7.00 mm, Number of poles: 3, 90°, Clamping yoke connection, Clamping range, max. : 4 mm², Box
30205 | 1612950000 | STW S 4 SB GR | PCB plug-in connector, female plug, 7.00 mm, Number of poles: 4, 90°, Clamping yoke connection, Clamping range, max. : 4 mm², Box
30206 | 1612960000 | STW S 5 SB GR | PCB plug-in connector, female plug, 7.00 mm, Number of poles: 5, 90°, Clamping yoke connection, Clamping range, max. : 4 mm², Box
30207 | 1612970000 | STW S 6 SB GR | PCB plug-in connector, female plug, 7.00 mm, Number of poles: 6, 90°, Clamping yoke connection, Clamping range, max. : 4 mm², Box
30208 | 1612980000 | STW S 7 SB GR | PCB plug-in connector, female plug, 7.00 mm, Number of poles: 7, 90°, Clamping yoke connection, Clamping range, max. : 4 mm², Box
30209 | 1612990000 | STW S 8 SB GR | PCB plug-in connector, female plug, 7.00 mm, Number of poles: 8, 90°, Clamping yoke connection, Clamping range, max. : 4 mm², Box
30210 | 1613010000 | STW S 10 SB GR | PCB plug-in connector, female plug, 7.00 mm, Number of poles: 10, 90°, Clamping yoke connection, Clamping range, max. : 4 mm², Box
30211 | 1616400000 | ZSI 2.5 | Z-series, Fuse terminal, Rated cross-section: 2.5 mm², Tension-clamp connection, dark beige, Direct mounting
30212 | 1616460000 | ZSI 2.5/2 500AC | Z-series, Fuse terminal, Rated cross-section: 2.5 mm², Tension-clamp connection, dark beige, Direct mounting
30213 | 1625510000 | DFFC 1.5-2.5 AG E | PCB plug-in connector, Crimp contact, Ag (silver), Max. clamping range : 2.5 mm²
30214 | 1625530000 | DFFC 0.5-1.0 AG E | PCB plug-in connector, Crimp contact, Ag (silver), Max. clamping range : 1 mm²
30215 | 1632050000 | ZDU 4 | Feed-through terminal, Tension-clamp connection, 4 mm², 800 V, 32 A, dark beige
30216 | 1632060000 | ZDU 4 BL | Feed-through terminal, Tension-clamp connection, 4 mm², 800 V, 32 A, blue
30217 | 1636790000 | ZDU 2.5/3AN OR | Feed-through terminal, Tension-clamp connection, 2.5 mm², 800 V, 24 A, orange
30218 | 1636800000 | ZDU 2.5/4AN OR | Feed-through terminal, Tension-clamp connection, 2.5 mm², 800 V, 24 A, orange
30219 | 1636810000 | ZDU 2.5/2X2AN OR | Feed-through terminal, Tension-clamp connection, 2.5 mm², 800 V, 24 A, orange
30220 | 1636820000 | ZDU 6 OR | Feed-through terminal, Tension-clamp connection, 6 mm², 800 V, 41 A, orange
30221 | 1636830000 | ZDU 4 OR | Feed-through terminal, Tension-clamp connection, 4 mm², 800 V, 32 A, orange
30222 | 1650340000 | ZDU 2.5/2X2AN/D+ | Z-series, Component terminal, Feed-through terminal, Rated cross-section: 2.5 mm², Tension-clamp connection, beige
30223 | 1650350000 | ZDU 2.5/2X2AN/D- | Z-series, Component terminal, Feed-through terminal, Rated cross-section: 2.5 mm², Tension-clamp connection, beige
30224 | 1651900000 | ZDU 4/10/BEZ | Feed-through terminal, Tension-clamp connection, 4 mm², 800 V, 32 A, dark beige
30225 | 1683340000 | ZDU 2.5/3AN RT | Feed-through terminal, Tension-clamp connection, 2.5 mm², 800 V, 24 A, red
30226 | 1683350000 | ZDU 2.5/3AN GE | Feed-through terminal, Tension-clamp connection, 2.5 mm², 800 V, 24 A, yellow
30227 | 1683360000 | ZDU 2.5/3AN GN | Feed-through terminal, Tension-clamp connection, 2.5 mm², 800 V, 24 A, dark beige
30228 | 1683390000 | ZDU 2.5/3AN GR | Feed-through terminal, Tension-clamp connection, 2.5 mm², 800 V, 24 A, grey
30229 | 1683400000 | ZDU 2.5/3AN WS | Feed-through terminal, Tension-clamp connection, 2.5 mm², 800 V, 24 A, white
30230 | 1683410000 | ZDU 2.5/3AN SW | Feed-through terminal, Tension-clamp connection, 2.5 mm², 800 V, 24 A, black
30231 | 1683420000 | ZDU 2.5/4AN RT | Feed-through terminal, Tension-clamp connection, 2.5 mm², 800 V, 24 A, red
30232 | 1683430000 | ZDU 2.5/4AN GE | Feed-through terminal, Tension-clamp connection, 2.5 mm², 800 V, 24 A, yellow
30233 | 1683440000 | ZDU 2.5/4AN GN | Feed-through terminal, Tension-clamp connection, 2.5 mm², 800 V, 24 A, green
30234 | 1683460000 | ZDU 2.5/4AN BR | Feed-through terminal, Tension-clamp connection, 2.5 mm², 800 V, 24 A, brown
30235 | 1683470000 | ZDU 2.5/4AN GR | Feed-through terminal, Tension-clamp connection, 2.5 mm², 800 V, 24 A, grey
30236 | 1683480000 | ZDU 2.5/4AN WS | Feed-through terminal, Tension-clamp connection, 2.5 mm², 800 V, 24 A, white
30237 | 1683490000 | ZDU 2.5/4AN SW | Feed-through terminal, Tension-clamp connection, 2.5 mm², 800 V, 24 A, black
30238 | 1683580000 | ZDU 4 RT | Feed-through terminal, Tension-clamp connection, 4 mm², 800 V, 32 A, red
30239 | 1683590000 | ZDU 4 GE | Feed-through terminal, Tension-clamp connection, 4 mm², 800 V, 32 A, yellow
30240 | 1683620000 | ZDU 4 BR | Feed-through terminal, Tension-clamp connection, 4 mm², 800 V, 32 A, brown
30241 | 1683630000 | ZDU 4 GR | Feed-through terminal, Tension-clamp connection, 4 mm², 800 V, 32 A, grey
30242 | 1683640000 | ZDU 4 WS | Feed-through terminal, Tension-clamp connection, 4 mm², 800 V, 32 A, white
30243 | 1683650000 | ZDU 4 SW | Feed-through terminal, Tension-clamp connection, 4 mm², 800 V, 32 A, black
30244 | 1686470000 | ZSI 2.5 OR | Z-series, Fuse terminal, Rated cross-section: 2.5 mm², Tension-clamp connection, Direct mounting
30245 | 1690000000 | ZDK 2.5PE | Double-tier terminal, PE terminal, Tension-clamp connection, 2.5 mm², 300 A (2.5 mm²), Green/yellow
30246 | 1690010000 | ZDK 2.5/LD RT/1 | Z-series, Double-tier terminal, Rated cross-section: 2.5 mm², Tension-clamp connection, dark beige
30247 | 1690020000 | ZDK 2.5/D/1 | Z-series, Component terminal, Double-tier terminal, Rated cross-section: 2.5 mm², Tension-clamp connection, dark beige
30248 | 1690030000 | ZDK 2.5/D/2 | Z-series, Component terminal, Double-tier terminal, Rated cross-section: 2.5 mm², Tension-clamp connection, dark beige
30249 | 1690040000 | ZDK 2.5/D/4 | Z-series, Component terminal, Double-tier terminal, Rated cross-section: 2.5 mm², Tension-clamp connection, dark beige
30250 | 1690050000 | ZDK 2.5/D/5 | Z-series, Component terminal, Double-tier terminal, Rated cross-section: 2.5 mm², Tension-clamp connection, dark beige
30251 | 1690060000 | ZDK 2.5/D/6 | Z-series, Component terminal, Double-tier terminal, Rated cross-section: 2.5 mm², Tension-clamp connection, dark beige
30252 | 1690110000 | RSV1,6 RF4/35X15 SW | PCB plug-in connector, Accessories, Clip-in foot, black, Number of poles: 4
30253 | 1690120000 | RSV1,6 RF6/35X15 SW | PCB plug-in connector, Accessories, Clip-in foot, black, Number of poles: 6
30254 | 1690130000 | RSV1,6 RF9/35X15 SW | PCB plug-in connector, Accessories, Clip-in foot, black, Number of poles: 9
30255 | 1690140000 | RSV1,6 RF12/35X15 SW | PCB plug-in connector, Accessories, Clip-in foot, black, Number of poles: 12
30256 | 1690150000 | RSV1,6 RF18/35X15 SW | PCB plug-in connector, Accessories, Clip-in foot, black, Number of poles: 18
30257 | 1690160000 | RSV1,6 RF24/35X15 SW | PCB plug-in connector, Accessories, Clip-in foot, black, Number of poles: 24
30258 | 1690170000 | RSV1,6 RF36/35X15 SW | PCB plug-in connector, Accessories, Clip-in foot, black, Number of poles: 36
30259 | 1692590000 | ZDU 2.5/2X2AN/LD+ | Z-series, Feed-through terminal, Rated cross-section: 2.5 mm², Tension-clamp connection, dark beige
30260 | 1692600000 | ZDU 2.5/2X2AN/LD- | Z-series, Feed-through terminal, Rated cross-section: 2.5 mm², Tension-clamp connection, dark beige
30261 | 1693940000 | ZDK 2.5/LD RT/2 | Z-series, Double-tier terminal, Rated cross-section: 2.5 mm², Tension-clamp connection, dark beige
30262 | 1695890000 | LP 7.62/04/135 4.5SN OR BX | Printed circuit board terminals, 7.62 mm, Number of poles: 4, 135°, Solder pin length (l): 4.5 mm, tinned, orange, Clamping yoke connection, Clamping range, max. : 6 mm², Box
30263 | 1697280000 | LP 7.62/02/135 4.5SN BK BX | Printed circuit board terminals, 7.62 mm, Number of poles: 2, 135°, Solder pin length (l): 4.5 mm, tinned, black, Clamping yoke connection, Clamping range, max. : 6 mm², Box
30264 | 1697290000 | LP 7.62/03/135 4.5SN BK BX | Printed circuit board terminals, 7.62 mm, Number of poles: 3, 135°, Solder pin length (l): 4.5 mm, tinned, black, Clamping yoke connection, Clamping range, max. : 6 mm², Box
30265 | 1697300000 | LP 7.50/02/135 4.5SN BK BX | Printed circuit board terminals, 7.50 mm, Number of poles: 2, 135°, Solder pin length (l): 4.5 mm, tinned, black, Clamping yoke connection, Clamping range, max. : 6 mm², Box
30266 | 1697310000 | LP 7.50/03/135 4.5SN BK BX | Printed circuit board terminals, 7.50 mm, Number of poles: 3, 135°, Solder pin length (l): 4.5 mm, tinned, black, Clamping yoke connection, Clamping range, max. : 6 mm², Box
30267 | 1698110000 | ZPE 2.5/4AN WS | Functional earth terminal block, Tension-clamp connection, 2.5 mm², 300 A (2.5 mm²), white
30268 | 1699580000 | S2L/S2C 3.5 FLA 20/10 | PCB plug-in connector, Accessories, Flood-light display, Transparent, Number of poles: 10
30269 | 1713290000 | ZDK 2.5/D/8 | Z-series, Component terminal, Double-tier terminal, Rated cross-section: 2.5 mm², Tension-clamp connection, dark beige
30270 | 1714970000 | ZDK 2.5/D/0 | Z-series, Component terminal, Double-tier terminal, Rated cross-section: 2.5 mm², Tension-clamp connection
30271 | 1715970000 | WSH 3/H/N | Accessories, Rail support, Wemid
30272 | 1717740000 | WPE 35N | PE terminal, Screw connection, 35 mm², 4200 A (35 mm²), Green/yellow
30273 | 1718550000 | WNT 35N 10X3 | Neutral conductor disconnect terminal, Busbar connection, 35 mm², 400 V, 125 A, sliding, blue
30274 | 1720920000 | ZDUA 2.5-2 | Z-series, Feed-through terminal, Rated cross-section: 2.5 mm², Tension-clamp connection, dark beige
30275 | 1720930000 | ZDUA 2.5-2 BL | Z-series, Feed-through terminal, Rated cross-section: 2.5 mm², Tension-clamp connection, blue
30276 | 1720940000 | ZDUA 2.5-2 OR | Z-series, Feed-through terminal, Rated cross-section: 2.5 mm², Tension-clamp connection, orange
30277 | 1730900000 | ZSI 2.5/5X25 | Z-series, Fuse terminal, Rated cross-section: 2.5 mm², Tension-clamp connection, dark beige, Direct mounting
30278 | 1733250000 | ZDK 6S/NT | Z-series, Installation multi-tier terminal, Double-tier terminal, Rated cross-section: 6 mm², Tension-clamp connection, dark beige, Direct mounting
30279 | 1733260000 | ZDK 6S/L/L | Z-series, Installation multi-tier terminal, Double-tier terminal, Rated cross-section: 6 mm², Tension-clamp connection, dark beige, Direct mounting
30280 | 1733270000 | ZDK 6S/L/PE | Z-series, Installation multi-tier terminal, Double-tier terminal, Rated cross-section: 6 mm², Tension-clamp connection, dark beige, Direct mounting
30281 | 1733280000 | ZDK 4S/NT | Z-series, Installation multi-tier terminal, Double-tier terminal, Rated cross-section: 4 mm², Tension-clamp connection, dark beige, Direct mounting
30282 | 1733290000 | ZDK 4S/L/L | Z-series, Installation multi-tier terminal, Double-tier terminal, Rated cross-section: 4 mm², Tension-clamp connection, dark beige, Direct mounting
30283 | 1733300000 | ZDK 4S/L/PE | Z-series, Installation multi-tier terminal, Double-tier terminal, Rated cross-section: 4 mm², Tension-clamp connection, dark beige, Direct mounting
30284 | 1733480000 | ZDK 6S/N | Z-series, Installation multi-tier terminal, Double-tier terminal, Rated cross-section: 6 mm², Tension-clamp connection, dark beige, Direct mounting
30285 | 1739540000 | ZDU 10S | Z-series, Installation multi-tier terminal, Feed-through terminal, Rated cross-section: 10 mm², Tension-clamp connection, dark beige, Direct mounting
30286 | 1739550000 | ZDU 10S BL | Z-series, Installation multi-tier terminal, Feed-through terminal, Rated cross-section: 10 mm², Tension-clamp connection, blue, Direct mounting
30287 | 1739560000 | ZNT 10S | Z-series, Installation multi-tier terminal, Neutral conductor modular terminal, Rated cross-section: 10 mm², Tension-clamp connection, blue, Direct mounting
30288 | 1739570000 | ZPE 10S | Z-series, Installation multi-tier terminal, PE terminal, Rated cross-section: 10 mm², Tension-clamp connection, green, Direct mounting
30289 | 1739580000 | ZDU 16S | Z-series, Installation multi-tier terminal, Feed-through terminal, Rated cross-section: 16 mm², Tension-clamp connection, dark beige, Direct mounting
30290 | 1739590000 | ZDU 16S BL | Z-series, Installation multi-tier terminal, Feed-through terminal, Rated cross-section: 16 mm², Tension-clamp connection, blue, Direct mounting
30291 | 1739600000 | ZNT 16S | Z-series, Installation multi-tier terminal, Neutral conductor modular terminal, Rated cross-section: 16 mm², Tension-clamp connection, blue, Direct mounting
30292 | 1739610000 | ZPE 16S | Z-series, Installation multi-tier terminal, PE terminal, Rated cross-section: 16 mm², Tension-clamp connection, green, Direct mounting
30293 | 1739620000 | ZDU 35 | Feed-through terminal, Tension-clamp connection, 35 mm², 800 V, 125 A, dark beige
30294 | 1739630000 | ZDU 35 BL | Feed-through terminal, Tension-clamp connection, 35 mm², 800 V, 125 A, blue
30295 | 1739640000 | ZNT 35 | Z-series, Installation multi-tier terminal, Neutral conductor modular terminal, Rated cross-section: 35 mm², Tension-clamp connection, blue, Direct mounting
30296 | 1745230000 | ZDU 16 | Feed-through terminal, Tension-clamp connection, 16 mm², 1000 V, 76 A, dark beige
30297 | 1745240000 | ZDU 16 BL | Feed-through terminal, Tension-clamp connection, 16 mm², 1000 V, 76 A, blue
30298 | 1745350000 | ZEI 16 | Supply terminal, Tension-clamp connection, 16 mm², 500 V, 76 A, dark beige
30299 | 1746750000 | ZDU 10 | Feed-through terminal, Tension-clamp connection, 10 mm², 1000 V, 57 A, dark beige
30300 | 1746760000 | ZDU 10 BL | Feed-through terminal, Tension-clamp connection, 10 mm², 1000 V, 57 A, blue
30301 | 1748790000 | ZDK 2.5/R/2 | Z-series, Component terminal, Double-tier terminal, Rated cross-section: 2.5 mm², Tension-clamp connection
30302 | 1758440000 | HDC-CR6-2S GR | Heavy-duty connectors, HDC insert, ConCept frame
30303 | 1758450000 | HDC-CR6-2B GR | Heavy-duty connectors, HDC insert, ConCept frame
30304 | 1758460000 | HDC-CR10-3S GR | Heavy-duty connectors, HDC insert, ConCept frame
30305 | 1758470000 | HDC-CR10-3B GR | Heavy-duty connectors, HDC insert, ConCept frame
30306 | 1758480000 | HDC-CR16-5S GR | Heavy-duty connectors, HDC insert, ConCept frame
30307 | 1758490000 | HDC-CR16-5B GR | Heavy-duty connectors, HDC insert, ConCept frame
30308 | 1758500000 | HDC-CR24-7S GR | Heavy-duty connectors, HDC insert, ConCept frame
30309 | 1758510000 | HDC-CR24-7B GR | Heavy-duty connectors, HDC insert, ConCept frame
30310 | 1758520000 | HDC-CR16-5S-2 GR | Heavy-duty connectors, HDC insert, ConCept frame
30311 | 1758530000 | HDC-CR16-5B-2 GR | Heavy-duty connectors, HDC insert, ConCept frame
30312 | 1758540000 | HDC-CR24-7S-2 GR | Heavy-duty connectors, HDC insert, ConCept frame
30313 | 1758550000 | HDC-CR24-7B-2 GR | Heavy-duty connectors, HDC insert, ConCept frame
30314 | 1762420000 | ZDU 10/NT | Z-series, Installation multi-tier terminal, Neutral conductor modular terminal, Rated cross-section: 10 mm², Tension-clamp connection, blue, Direct mounting
30315 | 1762440000 | ADAPTER ALU STI-S | Identification systems, Adapter
30316 | 1763290000 | CLI CD-BOX | CableLine, Sorting box, 163 x 160 mm, white
30317 | 1766240000 | ZEI 16 BL | Supply terminal, Tension-clamp connection, 16 mm², 500 V, 76 A, blue
30318 | 1767690000 | ZDU 10/3AN | Feed-through terminal, Tension-clamp connection, 10 mm², 800 V, 57 A, dark beige
30319 | 1767700000 | ZDU 10/3AN BL | Feed-through terminal, Tension-clamp connection, 10 mm², 800 V, 57 A, blue
30320 | 1768000000 | ZMAK 2.5 | Motor-connection terminal, Tension-clamp connection, 2.5 mm², 400 V, dark beige
30321 | 1768320000 | ZDU 16/3AN | Feed-through terminal, Tension-clamp connection, 16 mm², 800 V, 76 A, dark beige
30322 | 1768330000 | ZDU 16/3AN BL | Feed-through terminal, Tension-clamp connection, 16 mm², 800 V, 76 A, blue
30323 | 1768540000 | PLOTTERPEN 0,25 | Plotter pen
30324 | 1768550000 | PLOTTERPEN 0,35 | Plotter pen
30325 | 1768570000 | PLOTTERPEN 0,18 | Plotter pen
30326 | 1772120000 | TINTE 2000 25ML | Ink
30327 | 1772130000 | REINIGER 2000 25ML | Cleaner
30328 | 1778280000 | WS 12/3.5 MC SDR | WS, Terminal marker, 12 x 3.5 mm, Pitch in mm (P): 3.50 Weidmueller, Allen-Bradley, To customer specification
30329 | 1779000000 | ZDU 2.5-2/D- | Z-series, Component terminal, Feed-through terminal, Rated cross-section: 2.5 mm², Tension-clamp connection, dark beige
30330 | 1779100000 | TSTW 5/M5 ZN | Accessories, Mounting rail support, Steel
30331 | 1779110000 | ZDU 2.5-2/D+ | Z-series, Component terminal, Feed-through terminal, Rated cross-section: 2.5 mm², Tension-clamp connection, dark beige
30332 | 1779120000 | ZTR 2.5-2 BL | Test-disconnect terminal, Tension-clamp connection, 2.5 mm², 400 V, 10 A, Pivoting, blue
30333 | 1779130000 | ZTR 2.5-2 OR | Test-disconnect terminal, Tension-clamp connection, 2.5 mm², 400 V, 10 A, Pivoting, orange
30334 | 1781560000 | B2L 3.50 AH06 BK BX | PCB plug-in connector, Accessories, Hood, black, Number of poles: 6
30335 | 1781570000 | B2L 3.50 AH08 BK BX | PCB plug-in connector, Accessories, Hood, black, Number of poles: 8
30336 | 1781580000 | B2L 3.50 AH10 BK BX | PCB plug-in connector, Accessories, Hood, black, Number of poles: 10
30337 | 1781590000 | B2L 3.50 AH12 BK BX | PCB plug-in connector, Accessories, Hood, black, Number of poles: 12
30338 | 1781600000 | B2L 3.50 AH14 BK BX | PCB plug-in connector, Accessories, Hood, black, Number of poles: 14
30339 | 1781610000 | B2L 3.50 AH16 BK BX | PCB plug-in connector, Accessories, Hood, black, Number of poles: 16
30340 | 1781620000 | B2L 3.50 AH18 BK BX | PCB plug-in connector, Accessories, Hood, black, Number of poles: 18
30341 | 1781630000 | B2L 3.50 AH20 BK BX | PCB plug-in connector, Accessories, Hood, black, Number of poles: 20
30342 | 1781640000 | B2L 3.50 AH22 BK BX | PCB plug-in connector, Accessories, Hood, black, Number of poles: 22
30343 | 1781650000 | B2L 3.50 AH24 BK BX | PCB plug-in connector, Accessories, Hood, black, Number of poles: 24
30344 | 1781660000 | B2L 3.50 AH26 BK BX | PCB plug-in connector, Accessories, Hood, black, Number of poles: 26
30345 | 1781670000 | B2L 3.50 AH28 BK BX | PCB plug-in connector, Accessories, Hood, black, Number of poles: 28
30346 | 1781680000 | B2L 3.50 AH30 BK BX | PCB plug-in connector, Accessories, Hood, black, Number of poles: 30
30347 | 1781690000 | B2L 3.50 AH32 BK BX | PCB plug-in connector, Accessories, Hood, black, Number of poles: 32
30348 | 1781700000 | B2L 3.50 AH34 BK BX | PCB plug-in connector, Accessories, Hood, black, Number of poles: 34
30349 | 1781710000 | B2L 3.50 AH36 BK BX | PCB plug-in connector, Accessories, Hood, black, Number of poles: 36
30350 | 1781950000 | ZRH 1.5S/1 | Accessories, Reducing sleeve
30351 | 1783660000 | LX 15.00/01/90 4.5SN GY BX | Printed circuit board terminals, 15.00 mm, Number of poles: 1, 90°, Solder pin length (l): 4.5 mm, tinned, Pebble grey, Clamping yoke connection, Clamping range, max. : 25 mm², Box
30352 | 1783670000 | LX 15.00/02/90 4.5SN GY BX | Printed circuit board terminals, 15.00 mm, Number of poles: 2, 90°, Solder pin length (l): 4.5 mm, tinned, Pebble grey, Clamping yoke connection, Clamping range, max. : 25 mm², Box
30353 | 1783680000 | LX 15.00/03/90 4.5SN GY BX | Printed circuit board terminals, 15.00 mm, Number of poles: 3, 90°, Solder pin length (l): 4.5 mm, tinned, Pebble grey, Clamping yoke connection, Clamping range, max. : 25 mm², Box
30354 | 1783690000 | LX 15.00/04/90 4.5SN GY BX | Printed circuit board terminals, 15.00 mm, Number of poles: 4, 90°, Solder pin length (l): 4.5 mm, tinned, Pebble grey, Clamping yoke connection, Clamping range, max. : 25 mm², Box
30355 | 1783700000 | LXBL 15.00/01/90 4.5SN GY BX | Printed circuit board terminals, 15.00 mm, Number of poles: 1, 90°, Solder pin length (l): 4.5 mm, tinned, Pebble grey, Clamping yoke connection, Clamping range, max. : 25 mm², Box
30356 | 1783710000 | LXB 15.00/02/90 4.5SN GY BX | Printed circuit board terminals, 15.00 mm, Number of poles: 2, 90°, Solder pin length (l): 4.5 mm, tinned, Pebble grey, Clamping yoke connection, Clamping range, max. : 25 mm², Box
30357 | 1783720000 | LXB 15.00/03/90 4.5SN GY BX | Printed circuit board terminals, 15.00 mm, Number of poles: 3, 90°, Solder pin length (l): 4.5 mm, tinned, Pebble grey, Clamping yoke connection, Clamping range, max. : 25 mm², Box
30358 | 1783730000 | LXB 15.00/04/90 4.5SN GY BX | Printed circuit board terminals, 15.00 mm, Number of poles: 4, 90°, Solder pin length (l): 4.5 mm, tinned, Pebble grey, Clamping yoke connection, Clamping range, max. : 25 mm², Box
30359 | 1783740000 | LXB 15.00/06/90 4.5SN GY BX | Printed circuit board terminals, 15.00 mm, Number of poles: 6, 90°, Solder pin length (l): 4.5 mm, tinned, Pebble grey, Clamping yoke connection, Clamping range, max. : 25 mm², Box
30360 | 1783750000 | LXB 15.00/08/90 4.5SN GY BX | Printed circuit board terminals, 15.00 mm, Number of poles: 8, 90°, Solder pin length (l): 4.5 mm, tinned, Pebble grey, Clamping yoke connection, Clamping range, max. : 25 mm², Box
30361 | 1784460000 | WDU 1.5/ZQV/BLZ 5.08 | W-Series, Feed-through terminal, Rated cross-section: 1.5 mm², Screw connection
30362 | 1790650000 | RIBBON THM HIRES | Ink ribbon
30363 | 1791190000 | ZEI 6 | Supply terminal, Tension-clamp connection, 6 mm², 500 V, 41 A, dark beige
30364 | 1792010000 | WS 10/5 MC M SDR | WS, Terminal marker, 10 x 5 mm, Pitch in mm (P): 5.00 Weidmueller, Allen-Bradley, To customer specification
30365 | 1798460000 | WPE 1.5/R3.5 | PE terminal, Screw connection, 1.5 mm², 180 A (1.5 mm²), Green/yellow
30366 | 1799470000 | ZSI 2.5/QV | Z-series, Fuse terminal, Rated cross-section: 2.5 mm², Tension-clamp connection, dark beige, Direct mounting
30367 | 1806460000 | LX 15.00/05/90 4.5SN GY BX | Printed circuit board terminals, 15.00 mm, Number of poles: 5, 90°, Solder pin length (l): 4.5 mm, tinned, Pebble grey, Clamping yoke connection, Clamping range, max. : 25 mm², Box
30368 | 1806470000 | LXB 15.00/05/90 4.5SN GY BX | Printed circuit board terminals, 15.00 mm, Number of poles: 5, 90°, Solder pin length (l): 4.5 mm, tinned, Pebble grey, Clamping yoke connection, Clamping range, max. : 25 mm², Box
30369 | 1808200000 | ZDUA 2.5-2N | Z-series, Feed-through terminal, Rated cross-section: 2.5 mm², Tension-clamp connection, dark beige
30370 | 1809870000 | LX 15.00/06/90 4.5SN GY BX | Printed circuit board terminals, 15.00 mm, Number of poles: 6, 90°, Solder pin length (l): 4.5 mm, tinned, Pebble grey, Clamping yoke connection, Clamping range, max. : 25 mm², Box
30371 | 1809880000 | LX 15.00/08/90 4.5SN GY BX | Printed circuit board terminals, 15.00 mm, Number of poles: 8, 90°, Solder pin length (l): 4.5 mm, tinned, Pebble grey, Clamping yoke connection, Clamping range, max. : 25 mm², Box
30372 | 1814590000 | S2L/S2C 3.5 FLA 20/10 SMD | PCB plug-in connector, Accessories, Flood-light display, Transparent, Number of poles: 10
30373 | 1814710000 | ZAP ZDU6-2 SW | Z-series, End plate
30374 | 1816030000 | ZAP/TW ZT2.5/2AN | Z-series, End plate, Partition plate
30375 | 1816040000 | ZAP/TW ZT2.5/2AN OR | Z-series, End plate, Partition plate
30376 | 1816050000 | ZAP/TW ZT2.5/3AN | Z-series, End plate, Partition plate
30377 | 1816070000 | ZAP/TW ZT2.5/4AN/2 | Z-series, End plate, Partition plate
30378 | 1816090000 | ZAP/TW ZT2.5/4AN/4 | Z-series, End plate, Partition plate
30379 | 1816110000 | ZAP/TW ZDT2.5/2 | Z-series, End plate, Partition plate
30380 | 1816350000 | MF-W 9/5F MC SDR | MultiFit, Terminal marker, 9 x 5 mm, Pitch in mm (P): 5.00 WAGO, Legrand, To customer specification
30381 | 1816360000 | MF-W 9/6 MC SDR | MultiFit, Terminal marker, 9 x 6 mm, Pitch in mm (P): 6.00 WAGO, Legrand, To customer specification
30382 | 1818410000 | WS 10/6 MC M SDR | WS, Terminal marker, 10 x 6 mm, Pitch in mm (P): 6.00 Weidmueller, Allen-Bradley, To customer specification
30383 | 1820930000 | ZSI 6-2 2X2.5/G20 | Z-series, Fuse terminal, Rated cross-section: 6 mm², Tension-clamp connection, black, Direct mounting
30384 | 1820950000 | ZSI 6-2 2X2.5/G25 | Z-series, Fuse terminal, Rated cross-section: 6 mm², Tension-clamp connection, black
30385 | 1826050000 | ZSI 2.5-2/2X2AN/G20 | Z-series, Fuse terminal, Rated cross-section: 2.5 mm², Tension-clamp connection, black, Direct mounting
30386 | 1826200000 | ZSI 2.5-2/2X2AN/G25 | Z-series, Fuse terminal, Rated cross-section: 2.5 mm², Tension-clamp connection, black, Direct mounting
30387 | 1826970000 | ZDU 1.5/2X2AN | Feed-through terminal, Tension-clamp connection, 1.5 mm², 500 V, 17.5 A, dark beige
30388 | 1827000000 | ZDU 1.5/2X2AN OR | Feed-through terminal, Tension-clamp connection, 1.5 mm², 500 V, 17.5 A, orange
30389 | 1828460000 | WS 10/6 MC SDR | WS, Terminal marker, 10 x 6 mm, Pitch in mm (P): 6.00 Weidmueller, Allen-Bradley, To customer specification
30390 | 1830420000 | ZDU 6 RT | Feed-through terminal, Tension-clamp connection, 6 mm², 800 V, 41 A, red
30391 | 1830610000 | ZDU 10 OR | Feed-through terminal, Tension-clamp connection, 10 mm², 1000 V, 57 A, dark beige
30392 | 1830650000 | ZDU 16 SW | Feed-through terminal, Tension-clamp connection, 16 mm², 1000 V, 76 A, black
30393 | 1830680000 | ZDU 16 OR | Feed-through terminal, Tension-clamp connection, 16 mm², 1000 V, 76 A, orange
30394 | 1830760000 | ZDU 35 OR | Feed-through terminal, Tension-clamp connection, 35 mm², 800 V, 125 A, orange
30395 | 1852980000 | WS 14/5 MC SDR | WS, Terminal marker, 14 x 5 mm, Pitch in mm (P): 5.00 Weidmueller, To customer specification
30396 | 1854100000 | WS 10/15 MC SDR | WS, Terminal marker, 10 x 15 mm, Pitch in mm (P): 15.00 Weidmueller, Allen-Bradley, To customer specification
30397 | 1856790000 | MFF 10/6 MC SDR | MultiFit, Terminal marker, 10 x 6 mm, Pitch in mm (P): 6.00 Festo, To customer specification
30398 | 1857540000 | WFF 120/M12/AH | Bolt-type screw terminals, Feed-through terminal, Rated cross-section: 120 mm², Threaded stud connection
30399 | 1865520000 | ZAP/TW ZTTR2.5 | Z-series, End plate, Partition plate
30400 | 1867420000 | ZSI 2.5-2/2X2AN/G20/LD3 | Z-series, Fuse terminal, Rated cross-section: 2.5 mm², Tension-clamp connection, black, Direct mounting
30401 | 1867440000 | ZSI 2.5-2/2X2AN/G20/LD1 | Z-series, Fuse terminal, Rated cross-section: 2.5 mm², Tension-clamp connection, black, Direct mounting
30402 | 1867500000 | ZSI 6-2 2X2.5/G20/LD1 | Z-series, Fuse terminal, Rated cross-section: 6 mm², Tension-clamp connection, black
30403 | 1868430000 | MF 10/8 MC SDR | MultiFit, Terminal marker, 10 x 8 mm, Pitch in mm (P): 8.00 Phoenix, Entrelec, To customer specification
30404 | 1868870000 | ZDU 2.5-2 O.EL | Z-series, Component terminal, Feed-through terminal, Rated cross-section: 2.5 mm², Tension-clamp connection, dark beige
30405 | 1871789999 | CLI M 2-6 SDR CD | CableLine, Conductor and cable markers, 10 - 317 mm, 6 x 11.4 mm, yellow
30406 | 1876320000 | TM-I 30 MC SDR | TM-I, Insert markers, 30 x 4 mm, To customer specification
30407 | 1876600000 | CC 15/17 K MC SDR | ClipCard, Device markers, 15 x 17 mm, To customer specification
30408 | 1876620000 | CC 15/17 MC SDR | ClipCard, Device markers, 15 x 17 mm, Holder CC-H 15/17, To customer specification
30409 | 1876630000 | CC 15/27 MC SDR | ClipCard, Device markers, 15 x 27 mm, Holder CC-H 15/27, To customer specification
30410 | 1876750000 | CC 15/27 K MC SDR | ClipCard, Device markers, 15 x 27 mm, To customer specification
30411 | 1877200000 | CC 15/49 MC SDR | ClipCard, Device markers, 15 x 49 mm, Holder CC-H 15/49, To customer specification
30412 | 1877230000 | CC 15/49 K MC SDR | ClipCard, Device markers, 15 x 49 mm, To customer specification
30413 | 1877300000 | CC 15/60 MC SDR | ClipCard, Device markers, 15 x 60 mm, Holder CC-H 15/60, To customer specification
30414 | 1877320000 | CC 15/60 K MC SDR | ClipCard, Device markers, 15 x 60 mm, To customer specification
30415 | 1877580000 | SM 22/22 K MC SDR | SwitchMark, Device markers, 22 x 22 mm, To customer specification
30416 | 1877660000 | MF 5/7.5 MC SDR | MultiFit, Terminal marker, 5 x 7.5 mm, Pitch in mm (P): 7.50 Adels RKW, Phoenix, To customer specification
30417 | 1877670000 | MF 5/4 MC SDR | MultiFit, Terminal marker, 5 x 4 mm, Pitch in mm (P): 4.00 Phoenix, To customer specification
30418 | 1877700000 | MFF 9/4 MC SDR | MultiFit, Terminal marker, 9 x 4 mm, Pitch in mm (P): 4.00 Festo, To customer specification
30419 | 1877710000 | MF-W 9/4 MC SDR | MultiFit, Terminal marker, 9 x 4 mm, Pitch in mm (P): 4.00 WAGO, Legrand, To customer specification
30420 | 1878650000 | WFF 300/AH O.PS | Bolt-type screw terminals, Feed-through terminal, Rated cross-section: 300 mm², Threaded stud connection
30421 | 1879090000 | TS 35X7.5/5X18 2M/ST/SZ | Rail, TS 35, TS 35 x 7.5, with slot, Steel, galvanic zinc plated and passivated
30422 | 1879100000 | TS 35X15/5X18 2M/ST/SZ | Rail, TS 35, TS 35 x 15, with slot, Steel, galvanic zinc plated and passivated
30423 | 1879730000 | ZSI 2.5-2/2X2AN/G20/LD4 | Z-series, Fuse terminal, Rated cross-section: 2.5 mm², Tension-clamp connection, black, Direct mounting
30424 | 1879750000 | ZSI 6-2 2X2.5/G20/LD4 | Z-series, Fuse terminal, Rated cross-section: 6 mm², Tension-clamp connection, black
30425 | 1886270000 | MF-SI 8/5 MC SDR | MultiFit, Terminal marker, 8 x 5 mm, Pitch in mm (P): 5.00 Siemens, To customer specification
30426 | 1889170000 | MF-SI 10/5 MC SDR | MultiFit, Terminal marker, 10 x 5 mm, Pitch in mm (P): 5.00 Siemens, To customer specification
30427 | 1889230000 | MF-SI 8/6 MC SDR | MultiFit, Terminal marker, 8 x 6 mm, Pitch in mm (P): 6.00 Siemens, To customer specification
30428 | 1889250000 | MF-SI 10/6 MC SDR | MultiFit, Terminal marker, 10 x 6 mm, Pitch in mm (P): 6.00 Siemens, To customer specification
30429 | 1889770000 | MF-SI 7/5-6.5 MC SDR | MultiFit, Terminal marker, 7 x 5 mm, Pitch in mm (P): 6.50 Siemens, To customer specification
30430 | 1889790000 | MF-SI 10/5-6.5 MC SDR | MultiFit, Terminal marker, 10 x 5 mm, Pitch in mm (P): 6.50 Siemens, To customer specification
30431 | 1899240000 | CLI C 2-9 SDR CD | CableLine, Conductor and cable markers, 4 - 10 mm, 9 x 6.9 mm, To customer specification
30432 | 1899250000 | CLI M 2-9 SDR CD | CableLine, Conductor and cable markers, 10 - 317 mm, 9 x 11.4 mm, yellow
30433 | 1906030000 | WS 10/8 PLUS MC SDR | WS, Terminal marker, 10 x 8 mm, Pitch in mm (P): 8.00 Weidmueller, To customer specification
30434 | 1906060000 | WS 10/12 MC SDR | WS, Terminal marker, 10 x 12 mm, Pitch in mm (P): 12.00 Weidmueller, To customer specification
30435 | 1919100000 | LX 15.00/07/90 4.5SN GY BX | Printed circuit board terminals, 15.00 mm, Number of poles: 7, 90°, Solder pin length (l): 4.5 mm, tinned, Pebble grey, Clamping yoke connection, Clamping range, max. : 25 mm², Box
30436 | 1920640000 | PLOTTER PEN 0.25 P-INK | Plotter pen
30437 | 1920650000 | PLOTTER PEN 0.35 P-INK | Plotter pen
30438 | 1924310000 | MCP AP SF4-6 | Holder
30439 | 1924330000 | P-CLEANER | Plotter cleaner
30440 | 1924340000 | P-INK 2.0 | Ink
30441 | 1924350000 | MCP COVER | Hood
30442 | 1924360000 | MCP AP PLUS | Holder
30443 | 1924370000 | MCP AP LABLES | Holder
30444 | 1924460000 | ZDK 2.5/3AN DU-PE | Double-tier terminal, Tension-clamp connection, 2.5 mm², 800 V, 24 A, dark beige
30445 | 1924480000 | ZDK 2.5/3AN V BL | Double-tier terminal, Tension-clamp connection, 2.5 mm², 800 V, 24 A, blue
30446 | 1924490000 | ZDK 2.5/3AN V | Double-tier terminal, Tension-clamp connection, 2.5 mm², 800 V, 24 A, dark beige
30447 | 1924500000 | ZDK 2.5/3AN BL | Double-tier terminal, Tension-clamp connection, 2.5 mm², 800 V, 24 A, blue
30448 | 1924510000 | ZDK 2.5/3AN | Double-tier terminal, Tension-clamp connection, 2.5 mm², 800 V, 24 A, dark beige
30449 | 1925720000 | LXB 15.00/07/90 4.5SN GY BX | Printed circuit board terminals, 15.00 mm, Number of poles: 7, 90°, Solder pin length (l): 4.5 mm, tinned, Pebble grey, Clamping yoke connection, Clamping range, max. : 25 mm², Box
30450 | 1926350000 | LL2N 9.52/04/90 5.0SN OR BX | Printed circuit board terminals, 9.52 mm, Number of poles: 4, 90°, Solder pin length (l): 5 mm, tinned, orange, Clamping yoke connection, Clamping range, max. : 6 mm², Box
30451 | 1926360000 | LL2N 9.52/08/90 5.0SN OR BX | Printed circuit board terminals, 9.52 mm, Number of poles: 8, 90°, Solder pin length (l): 5 mm, tinned, orange, Clamping yoke connection, Clamping range, max. : 6 mm², Box
30452 | 1926370000 | LL2N 9.52/12/90 5.0SN OR BX | Printed circuit board terminals, 9.52 mm, Number of poles: 12, 90°, Solder pin length (l): 5 mm, tinned, orange, Clamping yoke connection, Clamping range, max. : 6 mm², Box
30453 | 1926380000 | LL2N 9.52/16/90 5.0SN OR BX | Printed circuit board terminals, 9.52 mm, Number of poles: 16, 90°, Solder pin length (l): 5 mm, tinned, orange, Clamping yoke connection, Clamping range, max. : 6 mm², Box
30454 | 1926390000 | LL2N 9.52/20/90 5.0SN OR BX | Printed circuit board terminals, 9.52 mm, Number of poles: 20, 90°, Solder pin length (l): 5 mm, tinned, orange, Clamping yoke connection, Clamping range, max. : 6 mm², Box
30455 | 1926400000 | LL2N 9.52/24/90 5.0SN OR BX | Printed circuit board terminals, 9.52 mm, Number of poles: 24, 90°, Solder pin length (l): 5 mm, tinned, orange, Clamping yoke connection, Clamping range, max. : 6 mm², Box
30456 | 1932620000 | SERVICEPACK MCP PLUS | Service pack
30457 | 1934410000 | CC 30/60 MC SDR | ClipCard, Device markers, 30 x 60 mm, Holder CC-H 30/60, To customer specification
30458 | 1935130000 | MCP EP | Inlay for MC plotter
30459 | 1954070000 | THM MT30X 8/8 WS | THM, Device markers, 8 x 8 mm, white
30460 | 1961750000 | WTR 2.5 D+ 2STB 6.9/2.3 | Test-disconnect terminal, Screw connection, 2.5 mm², 500 V, 1 A, Pivoting, dark beige
30461 | 1962810000 | ZDU 2.5/2X2AN BED SW RT | Feed-through terminal, Tension-clamp connection, 2.5 mm², 800 V, 24 A, dark beige
30462 | 1964810000 | WTR 2.5 D- 2STB 6.9/2.3 | Test-disconnect terminal, Screw connection, 2.5 mm², 500 V, 1 A, Pivoting, dark beige
30463 | 7904180000 | ZDU 4/3AN | Feed-through terminal, Tension-clamp connection, 4 mm², 800 V, 32 A, dark beige
30464 | 7904190000 | ZDU 4/3AN BL | Feed-through terminal, Tension-clamp connection, 4 mm², 800 V, 32 A, blue
30465 | 7904290000 | ZDU 4/4AN | Feed-through terminal, Tension-clamp connection, 4 mm², 800 V, 32 A, dark beige
30466 | 7904300000 | ZDU 4/4AN BL | Feed-through terminal, Tension-clamp connection, 4 mm², 800 V, 32 A, blue
30467 | 7906040000 | BK 2/E | Multipin terminal strip, Single- and multi-pole terminal strip, Rated cross-section: 4 mm², Screw connection, Direct mounting
30468 | 7906060000 | BK 3/E | Multipin terminal strip, Single- and multi-pole terminal strip, Rated cross-section: 4 mm², Screw connection, Direct mounting
30469 | 7906080000 | BK 4/E | Multipin terminal strip, Single- and multi-pole terminal strip, Rated cross-section: 4 mm², Screw connection, Direct mounting
30470 | 7906090000 | BK 6/E | Multipin terminal strip, Single- and multi-pole terminal strip, Rated cross-section: 4 mm², Screw connection, Direct mounting
30471 | 7906100000 | BK 12/E | Multipin terminal strip, Single- and multi-pole terminal strip, Rated cross-section: 4 mm², Screw connection, Direct mounting
30472 | 7907410000 | ZDU 6/3AN | Feed-through terminal, Tension-clamp connection, 6 mm², 800 V, 41 A, dark beige
30473 | 7907420000 | ZDU 6/3AN BL | Feed-through terminal, Tension-clamp connection, 6 mm², 800 V, 41 A, blue
30474 | 7920340000 | ZEW 15 | Accessories, End bracket
30475 | 7940007732 | RRD3230C4 | RIDERSERIES RRD, Relay, Number of contacts: 3, CO contact with test button AgNi, Rated control voltage: 24 V DC, Continuous current: 10 A, Plug-in connection, Test button available: Yes
30476 | 8014670000 | WDK 2.5 2D 1.A | W-Series, Component terminal, Rated cross-section: 2.5 mm², Screw connection
30477 | 8023630000 | WDK 2.5 LD RT 24VDC -+ | W-Series, Feed-through terminal, Double-tier terminal, Rated cross-section: 2.5 mm², Screw connection
30478 | 8025610000 | WDK 2.5 1D | W-Series, Component terminal, Rated cross-section: 2.5 mm², Screw connection
30479 | 8218440000 | DK OR 35 24VDC | Function component, OR Gate
30480 | 8227350000 | MCZ SC 0-20MA | Limit value monitoring, Input : 0-20 mA, Output 2 x transistor
30481 | 8248320000 | DK NAND 35 24VDC | Function component, NAND Gate
30482 | 8248330000 | DK NOR 35 24VDC | Function component, NOR Gate
30483 | 8260280000 | MCZ SC 0-10V | Limit value monitoring, Input : 0-10 V, Output 2 x transistor
30484 | 8286410000 | MCZ TO 24VDC/150MS | MCZ SERIES, Pulse stretcher, Number of contacts: 1, NO contact, Rated control voltage: 24 V DC ±10 %, Continuous current: 20 mA, Tension-clamp connection
30485 | 8324590000 | MCZ TO 24VDC/50MS | MCZ SERIES, Pulse stretcher, Number of contacts: 1, NO contact, Rated control voltage: 24 V DC ±10 %, Continuous current: 20 mA, Tension-clamp connection
30486 | 8425720000 | MCZ PT100/3 CLP 0...100C | 2-/3-wire connection technology, Output current loop powered, Tension-clamp connection, Output : 4-20 mA
30487 | 8473000000 | MCZ PT100/3 CLP -50C...+150C | 2-/3-wire connection technology, Output current loop powered, Tension-clamp connection, Output : 4-20 mA
30488 | 8473010000 | MCZ PT100/3 CLP 0...200C | 2-/3-wire connection technology, Output current loop powered, Tension-clamp connection, Output : 4-20 mA
30489 | 8473020000 | MCZ PT100/3 CLP 0...300C | 2-/3-wire connection technology, Output current loop powered, Tension-clamp connection, Output : 4-20 mA
30490 | 8483680000 | MCZ PT100/3 CLP 0...120C | 2-/3-wire connection technology, Output current loop powered, Tension-clamp connection, Output : 4-20 mA
30491 | 8604420000 | MCZ PT100/3 CLP 0...150C | 2-/3-wire connection technology, Output current loop powered, Tension-clamp connection, Output : 4-20 mA
30492 | 8604430000 | MCZ PT100/3 CLP -40C...100C | 2-/3-wire connection technology, Output current loop powered, Tension-clamp connection, Output : 4-20 mA
30493 | 8647680000 | TIMER BTMF-S | BT-SERIES, Multifunction timing relay, Number of contacts: 1, CO contact, AgNi 90/10, Rated control voltage: 24...230 V AC, 24...48 V DC, Continuous current: 5 A, Screw connection
30494 | 8647690000 | TIMER BTMF-Z | BT-SERIES, Multifunction timing relay, Number of contacts: 1, CO contact, AgNi 90/10, Rated control voltage: 24...230 V AC, 24...48 V DC, Continuous current: 5 A, Tension-clamp connection
30495 | 8647700000 | TIMER BTM-S | BT-SERIES, Multifunction timing relay, with separate control input, , Number of contacts: 1, CO contact, AgNi 90/10, Rated control voltage: 24...230 V AC, 24...48 V DC, Continuous current: 5 A, Screw connection
30496 | 8647710000 | TIMER BTM-Z | BT-SERIES, Multifunction timing relay, with separate control input, , Number of contacts: 1, CO contact, AgNi 90/10, Rated control voltage: 24...230 V AC, 24...48 V DC, Continuous current: 5 A, Tension-clamp connection
30497 | 8647720000 | TIMER BTR-S | BT-SERIES, On-delay timing relay, Number of contacts: 1, CO contact, AgNi 90/10, Rated control voltage: 24...230 V AC, 24...48 V DC, Continuous current: 5 A, Screw connection
30498 | 8647730000 | TIMER BTR-Z | BT-SERIES, On-delay timing relay, Number of contacts: 1, CO contact, AgNi 90/10, Rated control voltage: 24...230 V AC, 24...48 V DC, Continuous current: 5 A, Tension-clamp connection
30499 | 8647740000 | TIMER BTTT-S | BT-SERIES, Clock generator, Number of contacts: 1, CO contact, AgNi 90/10, Rated control voltage: 24...230 V AC, 24...48 V DC, Continuous current: 5 A, Screw connection
30500 | 8705990000 | C030-03 MCZ RTD CLP | 2-/3-wire connection technology, Output current loop powered, Tension-clamp connection, Output : 4-20 mA
30501 | 8797610000 | RRD3212CO | RIDERSERIES RRD, Relay, Number of contacts: 3, CO contact with test button AgNi, Rated control voltage: 220 V DC, Continuous current: 10 A, Plug-in connection, Test button available: Yes
30502 | 8797640000 | RRD3211B0 | RIDERSERIES RRD, Relay, Number of contacts: 3, CO contact with test button AgNi, Rated control voltage: 110 V DC, Continuous current: 10 A, Plug-in connection, Test button available: Yes
30503 | 8797650000 | RRD3210C4 | RIDERSERIES RRD, Relay, Number of contacts: 3, CO contact with test button AgNi, Rated control voltage: 24 V DC, Continuous current: 10 A, Plug-in connection, Test button available: Yes
30504 | 8817790000 | AP 100 D GR | Electronics housings grey, End plate, Width: 21.5 mm
30505 | 8829400000 | RRD3232C0 | RIDERSERIES RRD, Relay, Number of contacts: 3, CO contact with test button AgNi, Rated control voltage: 220 V DC, Continuous current: 10 A, Plug-in connection, Test button available: Yes
30506 | 9001280000 | M-D-STRIPAX | Tools, Stripping and cutting tool
30507 | 9003700000 | M-D-STRIPAX AWG 30+32 | Tools, Stripping and cutting tool
30508 | 9003710000 | M-D-STRIPAX AWG 26+28 | Tools, Stripping and cutting tool
30509 | 9003720000 | M-D-STRIPAX AWG 24 | Tools, Stripping and cutting tool
30510 | 9003730000 | M-D-STRIPAX AWG 20+22 | Tools, Stripping and cutting tool
30511 | 9003740000 | M-D-STRIPAX AWG 18 | Tools, Stripping and cutting tool
30512 | 9003750000 | M-D-STRIPAX LWL | Tools, Stripping and cutting tool
30513 | 9005700000 | CST VARIO | Tools, Sheathing strippers
30514 | 9006320000 | CTX 500 | Pressing tool, Crimping tool for contacts, Hexagonal crimp
30515 | 9006370000 | CTX 501 | Pressing tool, Crimping tool for contacts, Hexagonal crimp
30516 | 9006380000 | CTX 502 | Pressing tool, Crimping tool for contacts, Hexagonal crimp
30517 | 9010950000 | HTX-HDC/POF | Crimping tool for contacts, 1mm², 1mm², FoderBcrimp
30518 | 9011360000 | HTX LWL | Pressing tool, Crimping tool for contacts, Hexagonal crimp, Round crimp
30519 | 9011990000 | HTX 188 | Pressing tool, Crimping tool for contacts, Hexagonal crimp
30520 | 9012020000 | HTG 58/59 | Pressing tool, Crimping tool for contacts, Hexagonal crimp
30521 | 9012400000 | HTX 138 | Pressing tool, Crimping tool for contacts, Hexagonal crimp
30522 | 9012410000 | HTG 174 | Pressing tool, Crimping tool for contacts, Hexagonal crimp
30523 | 9012600000 | PZ 16 | Pressing tool, Crimping tool for wire-end ferrules, 6mm², 16mm², Indent crimp
30524 | 9013600000 | PZ ZH 16 | Pressing tool, Crimping tool for wire-end ferrules, 6mm², 16mm², Indent crimp
30525 | 9013610000 | PZ ZH 16 ZERT | Crimping tool for wire-end ferrules, 6mm², 16mm², Indent crimp
30526 | 9013690000 | CTX CM 1.6/2.5 ZERT | Pressing tool, Crimping tool for contacts, 0.14mm², 4mm², W crimp
30527 | 9017330000 | STRIPAX ZERT | Tools, Stripping and cutting tool
30528 | 9017340000 | PZ 16 ZERT | Crimping tool for wire-end ferrules, 6mm², 16mm², Indent crimp
30529 | 9018480000 | CTX CM 3.6 | Pressing tool, Crimping tool for contacts, 4mm², 10mm², W crimp
30530 | 9018490000 | CTX CM 1.6/2.5 | Pressing tool, Crimping tool for contacts, 0.14mm², 4mm², W crimp
30531 | 9030500000 | CST | Tools, Sheathing strippers
30532 | 9205210000 | KOF SET ESD | Pliers
30533 | 9205320000 | IE-CT-SC-GOF | Pressing tool
30534 | 9205330000 | IE-CT-LC-GOF | Pressing tool
30535 | 9205340000 | IE-CT-SC-POF | Pressing tool
30536 | 9205350000 | IE-CT-SC-GOF-P | Pressing tool
30537 | 9406121001 | RS 32 24VDC LD LP 2U | RS-SERIES, Relay module, Number of contacts: 2, CO contact AgNi 90/10, Rated control voltage: 24 V DC ±10 %, Continuous current: 4 A, Screw connection, Test button available: No
30538 | 9406221001 | RS 32 24VUC LD LP 2U | RS-SERIES, Relay module, Number of contacts: 2, CO contact AgNi 90/10, Rated control voltage: 24 V UC ±10 %, Continuous current: 4 A, Screw connection, Test button available: No
30539 | 9406621001 | RS 32 115VUC LD LP 2U | RS-SERIES, Relay module, Number of contacts: 2, CO contact AgNi 90/10, Rated control voltage: 115 V UC +5 % / -15 %, Continuous current: 4 A, Screw connection, Test button available: No
30540 | 9406721001 | RS 32 230VUC LD LP 2U | RS-SERIES, Relay module, Number of contacts: 2, CO contact AgNi 90/10, Rated control voltage: 230 V UC +5 % / -15 %, Continuous current: 4 A, Screw connection, Test button available: No
30541 | 9443100000 | RSO 30/DV 5-24V CC/SC | RS-SERIES, Solid-state relay, 1 NO contact (Bipolar transistor), Rated control voltage: 5...24 V DC ±20 % , Rated switching voltage: 2...60 V DC, Continuous current: 3 A, Screw connection
30542 | 9443110000 | RSO 30/DV 5-24V CC/SA | RS-SERIES, Solid-state relay, 1 NO contact (Triac (zero-cross switch)), Rated control voltage: 5...24 V DC ±20 % , Rated switching voltage: 24...250 V AC, Continuous current: 3 A, Screw connection
30543 | 9443120000 | RSO 30/DZ 5-24V CC/SC | RS-SERIES, Solid-state relay, Rated control voltage: 5...24 V DC ±20 % , Rated switching voltage: 2...60 V DC, Continuous current: 3 A
30544 | 9503350000 | KDKS 1/EN4 | SAK Series, Fuse terminal, Rated cross-section: 4 mm², Screw connection, Direct mounting
30545 | 9509570000 | KSKM 1/32 G20 | SAK Series, Fuse terminal, Rated cross-section: 10 mm², Screw connection, Wemid, dark beige, Direct mounting
30546 | 9509580000 | KSKM 2/32 GZ 1X1/4 | SAK Series, Fuse terminal, Rated cross-section: 10 mm², Screw connection, Wemid, dark beige, Direct mounting
30547 | 9509600000 | KSKM 1/35 G20 | SAK Series, Fuse terminal, Rated cross-section: 10 mm², Screw connection, Wemid, dark beige, Direct mounting
30548 | 9509620000 | KSKM 3/35 GZ 1 1/4X1/4 | SAK Series, Fuse terminal, Rated cross-section: 10 mm², Screw connection, Wemid, dark beige, Direct mounting
30549 | 9509640000 | KDKS 1/EN4 O.TNHE | SAK Series, Fuse terminal, Rated cross-section: 4 mm², Screw connection, Direct mounting
30550 | 9512200000 | WPE 70N/35 | PE terminal, Screw connection, 70 mm², 8400 A (70 mm²), Green/yellow
30551 | 9512210000 | WNT 70N/35 | Neutral conductor disconnect terminal, Busbar connection, 70 mm², 400 V, 140 A, sliding, blue
30552 | 9537110000 | AKZ 4 WEMID | SAK Series, Feed-through terminal, Rated cross-section: 4 mm², Screw connection
30553 | 9918860000 | VT COMBI PRO | Testing tools, 2-pole voltage tester type 1156
30554 | 9918870000 | VT DIGI PRO | Testing tools, 2-pole voltage tester type 1152
30555 | 9918880000 | VT MASTER | Testing tools, 2-pole voltage tester type 1157
30556 | 9918950000 | VT | Testing tools, 2-pole voltage tester
30557 | 9918970000 | VT CTB | Testing tools, 2-pole voltage tester
30558 | 259800000 | PFBD 10.00X3.00X1000 CUZN35PB BK | Accessories, Busbar, Brass
30559 | 59160000 | BLF 3.50/13/180 SN OR BX | PCB plug-in connector, female plug, 3.50 mm, Number of poles: 13, 180°, PUSH IN with actuator, Tension-clamp connection, Clamping range, max. : 1.5 mm², Box
30560 | 104060000 | EGT2 EG2/EN SCHALT. | EG-Series, Function component CO contact, switching, Screw connection
30561 | 104260000 | EGT5 EG2/EN TASTER | EG-Series, Function component CO contact, off position in the middle, sensing on both sides, Screw connection
30562 | 104360000 | EGT4 EG2/EN | EG-Series, Function component CO contact, off position in the middle, sensing on one side, switching on one side, Screw connection
30563 | 105260000 | ASK 1/EN/KOHUE OR | SAK Series, Fuse terminal, Rated cross-section: 4 mm², Screw connection, Direct mounting
30564 | 114660000 | EGT6 EG2/EN | EG-Series, Function component CO contact, sensing, Screw connection
30565 | 119760000 | ZW 5 RS OR | Electronics housings, RS 70 orange, Intermediate part, Width: 5 mm
30566 | 119860000 | ZW 15 RS OR 1665 | Electronics housings, RS 70 orange, Width: 15 mm
30567 | 119960000 | ZW 30 RS OR | Electronics housings, RS 70 orange, Intermediate part, Width: 30 mm
30568 | 120060000 | ZW 45 RS OR | Electronics housings, RS 70 orange, Intermediate part, Width: 45 mm
30569 | 126160000 | ZW 25 RS OR | Electronics housings, RS 70 orange, Intermediate part, Width: 25 mm
30570 | 126360000 | EGT1 EG2/EN SCHALT.1X1U | EG-Series, Function component Circuit breaker, Screw connection
30571 | 138900000 | SCHS1 | Device markers, Accessories x 17 mm, PVC, Colour: black
30572 | 139200000 | STR F.SCHS | Terminal markers, Protective cap, 500 x 12.5 mm, Transparent
30573 | 190160000 | EK 16/35 | SAK Series, PE terminal, Rated cross-section: 16 mm², Screw connection, Green/yellow
30574 | 310000000 | PS 2.0 MC | PCB plug-in connector, Accessories, Test plug, red, Number of poles: 1
30575 | 322860000 | SAK 2.5/10 | SAK Series, Feed-through terminal, Rated cross-section: 2.5 mm², Screw connection, beige, Direct mounting
30576 | 324560000 | AKZ 4 SS SE 6.3/2.8 | SAK Series, Feed-through terminal, Rated cross-section: 2.5 mm², Flat-blade connection
30577 | 329761001 | RSX LOETST. LP | Assembly modul, Number of signals: 5
30578 | 329860000 | RSX LOETST. GSF 5/5 | Assembly modul, Number of signals: 5
30579 | 335900000 | WSK 12 , LEER | CableLine, Sorting box, 250 x 185 mm, Transparent
30580 | 337400000 | SCHS2 | Device markers, Accessories x 8 mm, PVC, Colour: black
30581 | 346460000 | AKZ 4 LL VS | SAK Series, Feed-through terminal, Rated cross-section: 1.5 mm², Solder connection
30582 | 352180000 | VPU I 4 280V/12,5KA | Surge voltage arrester, Low voltage, without telecomm. contact, TN-C-S, TN-S
30583 | 352780000 | VPU II 4 R LCF 280V/40KA | Surge voltage arrester, Low voltage, with remote contact, TN-C-S, TN-S
30584 | 354560000 | EK 4 | SAK Series, PE terminal, Rated cross-section: 4 mm², Screw connection, Green/yellow, Direct mounting
30585 | 354660000 | EK 10 | SAK Series, PE terminal, Rated cross-section: 10 mm², Screw connection, Green/yellow
30586 | 354760000 | EK 35 | SAK Series, PE terminal, Rated cross-section: 35 mm², Screw connection, Green/yellow, Direct mounting
30587 | 359560000 | AKZ 4/10 | SAK Series, Feed-through terminal, Rated cross-section: 4 mm², Screw connection
30588 | 359660000 | AKZ 4/10/BEZ | SAK Series, Feed-through terminal, Rated cross-section: 4 mm², Screw connection
30589 | 374660000 | EK 16 | SAK Series, PE terminal, Rated cross-section: 16 mm², Screw connection, Green/yellow, Direct mounting
30590 | 376860000 | ASK 1/15 | SAK Series, Fuse terminal, Rated cross-section: 4 mm², Screw connection, beige, Direct mounting
30591 | 380260000 | AKE 4 | SAK Series, PE terminal, Rated cross-section: 4 mm², Screw connection, Direct mounting
30592 | 396960000 | DK 4/35 1D 1K5 GET.SCH | SAK Series, Component terminal, Rated cross-section: 4 mm², Screw connection
30593 | 412760000 | SAKR 15 | SAK Series, Test-disconnect terminal, Rated cross-section: 4 mm², Screw connection, beige, Direct mounting
30594 | 412860000 | SAKR 15 2STB | SAK Series, Test-disconnect terminal, Rated cross-section: 4 mm², Screw connection, beige, Direct mounting
30595 | 456360000 | ASK 1/EN/KOHUE | SAK Series, Fuse terminal, Rated cross-section: 4 mm², Screw connection, Direct mounting
30596 | 471780000 | NT 2.5/35 10X3 BL | SAK Series, Neutral conductor modular terminal, Rated cross-section: 2.5 mm², Screw connection, Direct mounting
30597 | 471880000 | NT 10/35 10X3 BL | SAK Series, Neutral conductor modular terminal, Rated cross-section: 10 mm², Screw connection, Direct mounting
30598 | 474360000 | EK 2.5N | SAK Series, PE terminal, Rated cross-section: 2.5 mm², Screw connection, Green/yellow, Direct mounting
30599 | 474560000 | ASK 1/EN | SAK Series, Fuse terminal, Rated cross-section: 4 mm², Screw connection
30600 | 474580000 | ASK 1/EN BL | SAK Series, Fuse terminal, Rated cross-section: 4 mm², Screw connection
30601 | 489560000 | HSS 2.1-6.4 EL Y13M | Conductor and cable markers, 2.1 - 6.4 mm, yellow
30602 | 499280000 | NT 16/35 10X3 BL | SAK Series, Neutral conductor modular terminal, Rated cross-section: 16 mm², Screw connection, Direct mounting
30603 | 499560000 | SAK 2.5/10/35 | SAK Series, Feed-through terminal, Rated cross-section: 2.5 mm², Screw connection, beige
30604 | 508401694 | STI WATERPROOF SCHWARZ | Fibre pen
30605 | 546160000 | EGD1 EG2 4D 5-250VAC/1A | Rectifier circuit
30606 | 546260000 | EGD2 EG2 5..240VAC/1A | Rectifier circuit, Surge protection with varistor
30607 | 567300000 | PZ 3 | Pressing tool, Crimping tool for wire-end ferrules, 0.5mm², 6mm², Square crimp
30608 | 597960000 | TOP1.5GS12/180 5 2STI OR | Printed circuit board terminals, 5.08 mm, Number of poles: 12, 180°, Solder pin length (l): 4.5 mm, tinned, orange, TOP connection, Clamping range, max. : 2.5 mm², Box
30609 | 661060000 | EK 2.5/35 | SAK Series, PE terminal, Rated cross-section: 2.5 mm², Screw connection, Green/yellow, Direct mounting
30610 | 661160000 | EK 4/35 | SAK Series, PE terminal, Rated cross-section: 4 mm², Screw connection, Green/yellow, Direct mounting
30611 | 661260000 | EK 6/35 | SAK Series, PE terminal, Rated cross-section: 6 mm², Screw connection, Green/yellow
30612 | 661360000 | EK 10/35 | SAK Series, PE terminal, Rated cross-section: 10 mm², Screw connection, Green/yellow
30613 | 661460000 | EK 35/35 | SAK Series, PE terminal, Rated cross-section: 35 mm², Screw connection, Green/yellow
30614 | 1002820000 | HDC SHIELD CLAMP 14.0 | Heavy-duty connectors, Accessories, Shield clip
30615 | 1011590000 | AP 45/LI OR 1665 | Electronics housings orange, End plate, Width: 8 mm
30616 | 1011600000 | AP 45/RE OR 1665 | Electronics housings orange, End plate, Width: 8 mm
30617 | 1015560000 | WDT 1.5/2 BE/PA66/GE | Test-disconnect terminal, Screw connection, 1.5 mm², 250 V, 10 A, Pivoting, beige / yellow
30618 | 1015800000 | WDT 1.5/1 DB/GE | Test-disconnect terminal, Screw connection, 1.5 mm², 250 V, 10 A, Pivoting, dark beige
30619 | 1015900000 | WDT 1.5/2 DB/GE | Test-disconnect terminal, Screw connection, 1.5 mm², 250 V, 10 A, Pivoting, dark beige, yellow
30620 | 1016000000 | WDT 1.5/3 DB/GE | Test-disconnect terminal, Screw connection, 1.5 mm², 250 V, 10 A, Pivoting, dark beige, yellow
30621 | 1020510000 | WDU 35 SW | Feed-through terminal, Screw connection, 35 mm², 1000 V, 125 A, black
30622 | 1045530000 | VG16 HQ K68 9-12SH | Heavy-duty connectors, Accessories, Cable glands, Polycarbonate
30623 | 1045540000 | VG16 HQ K68 11,5-15,5SH | Heavy-duty connectors, Accessories, Cable glands, Polycarbonate
30624 | 1046410000 | AP MCZ1.5 SW 1683 | Small housing, OMNIMATE Housing - TERMINALBOX black, End plate, Width: 1.5 mm
30625 | 1203600000 | SPB-M 3 | Heavy-duty connectors, Accessories, Lock bolts
30626 | 1296000000 | KABELBINDERZANGE RT-1 | Miscellaneous tools
30627 | 1302800000 | BL QB 10 | PCB plug-in connector, Accessories, Cross-connector, Number of poles: 1
30628 | 1303360000 | AKE 2.5 | SAK Series, PE terminal, Rated cross-section: 2.5 mm², Screw connection, Direct mounting
30629 | 1337600000 | BL KO3 | PCB plug-in connector, Accessories, Coding element, blue, Number of poles: 1
30630 | 1338760000 | SL RH4L OR | PCB plug-in connector, Accessories, Latches, orange, Number of poles: 1
30631 | 1338860000 | SL RH4R OR | PCB plug-in connector, Accessories, Latches, orange, Number of poles: 1
30632 | 1598700000 | SLA 3/2/180B 3.2 SN OR | PCB plug-in connector, male header, Dovetails for fixing blocks, THT solder connection, 5.08 mm, Number of poles: 2, 180°, Solder pin length (l): 3.2 mm, orange, Box
30633 | 1603290000 | CC-HO 85/54 SW | ClipCard, Accessories, 90 x 58 mm, black
30634 | 1607730000 | ESO 8 DIN A4 WS | Terminal markers, Insert markers, 24.5 x 5 mm, white
30635 | 1608670000 | ZPE 6 | PE terminal, Tension-clamp connection, 6 mm², 720 A (6 mm²), Green/yellow
30636 | 1613800000 | STV S KO | PCB plug-in connector, Accessories, Coding element, black
30637 | 1613870000 | STVS 3 ZE SW | PCB plug-in connector, Accessories, Strain relief, black, Number of poles: 3
30638 | 1613890000 | STVS 5 ZE SW | PCB plug-in connector, Accessories, Strain relief, black, Number of poles: 5
30639 | 1613900000 | STVS 6 ZE SW | PCB plug-in connector, Accessories, Strain relief, black, Number of poles: 6
30640 | 1613910000 | STVS 7 ZE SW | PCB plug-in connector, Accessories, Strain relief, black, Number of poles: 7
30641 | 1613920000 | STVS 8 ZE SW | PCB plug-in connector, Accessories, Strain relief, black, Number of poles: 8
30642 | 1616410000 | ZSI 2.5/LD 250AC | Z-series, Fuse terminal, Rated cross-section: 2.5 mm², Tension-clamp connection, dark beige, Direct mounting
30643 | 1616420000 | ZSI 2.5/LD 120AC | Z-series, Fuse terminal, Rated cross-section: 2.5 mm², Tension-clamp connection, dark beige, Direct mounting
30644 | 1616430000 | ZSI 2.5/LD 60AC | Z-series, Fuse terminal, Rated cross-section: 2.5 mm², Tension-clamp connection, dark beige, Direct mounting
30645 | 1616440000 | ZSI 2.5/LD 28AC | Z-series, Fuse terminal, Rated cross-section: 2.5 mm², Tension-clamp connection, dark beige, Direct mounting
30646 | 1616470000 | ZSI 2.5/2/LD 28AC | Z-series, Fuse terminal, Rated cross-section: 2.5 mm², Tension-clamp connection, dark beige, Direct mounting
30647 | 1616490000 | ZSI 2.5/2/LD 120AC | Z-series, Fuse terminal, Rated cross-section: 2.5 mm², Tension-clamp connection, dark beige, Direct mounting
30648 | 1616500000 | ZSI 2.5/2/LD 250AC | Z-series, Fuse terminal, Rated cross-section: 2.5 mm², Tension-clamp connection, dark beige, Direct mounting
30649 | 1629900000 | KSW 2.5 < 50MM SDR | KSW, Terminal marker, 2.5 x 50 mm, Pitch in mm (P): 2.50 Weidmueller, white
30650 | 1629910000 | KSW 4 < 50MM SDR | KSW, Terminal marker, 4 x 50 mm, Pitch in mm (P): 50.00 Weidmueller, white
30651 | 1629920000 | KSW 2,5 < 100MM SONDDR. | KSW, Terminal marker, 2.5 x 100 mm, Pitch in mm (P): 2.50 Weidmueller, white
30652 | 1629930000 | KSW 4 < 100MM SDR | KSW, Terminal marker, 4 x 100 mm, Pitch in mm (P): 100.00 Weidmueller, white
30653 | 1629940000 | KSW 2,5 < 150MM SONDDR. | KSW, Terminal marker, 2.5 x 150 mm, Pitch in mm (P): 2.50 Weidmueller, white
30654 | 1629950000 | KSW 4 < 150MM SONDDR. | KSW, Terminal marker, 4 x 150 mm, Pitch in mm (P): 150.00 Weidmueller, white
30655 | 1649300000 | ZVL 1.5 | Plug-in connector, Tension-clamp connection, 1.5 mm², Distribution strip, dark beige
30656 | 1650360000 | ZVL 1.5 BL | Plug-in connector, Tension-clamp connection, 1.5 mm², Distribution strip, blue
30657 | 1650370000 | ZVL 1.5 BR | Plug-in connector, Tension-clamp connection, 1.5 mm², Distribution strip, brown
30658 | 1651970000 | ZVL 1.5/PE GN/GE BED | Plug-in connector, Tension-clamp connection, 1.5 mm², Distribution strip, dark beige, yellow, green
30659 | 1652040000 | BLZ 5.00 ZE08 OR BX | PCB plug-in connector, Accessories, Strain relief, orange, Number of poles: 8
30660 | 1652060000 | BLZ 5.00 ZE08 BK BX | PCB plug-in connector, Accessories, Strain relief, black, Number of poles: 8
30661 | 1652100000 | BLZ 5.00 ZE04 OR BX | PCB plug-in connector, Accessories, Strain relief, orange, Number of poles: 4
30662 | 1652140000 | BLZ 7.50 ZE03 OR BX | PCB plug-in connector, Accessories, Strain relief, orange, Number of poles: 3
30663 | 1670390000 | ESO 7 P DIN A4 WS | Terminal markers, Insert markers, 27 x 6.3 mm, white
30664 | 1676630000 | ZPV 1.5 | Potential distributor, Miscellaneous, 1.5 mm², Flange-mounted housing, Potential distributor
30665 | 1678850000 | SL 3.50/08/90 3.2SN BK BX | PCB plug-in connector, male header, open side, THT solder connection, 3.50 mm, Number of poles: 8, 90°, Solder pin length (l): 3.2 mm, tinned, black, Box
30666 | 1697820000 | ZVL 1.5/PE GN | Plug-in connector, Tension-clamp connection, 1.5 mm², Distribution strip, green
30667 | 1698120000 | HDC-C-M3-SM1.5AG | Heavy-duty connectors, Crimp contact, CM 3, Pin, Conductor cross-section, max.: 1.5, turned, Copper alloy
30668 | 1698130000 | HDC-C-M3-BM1.5AG | Heavy-duty connectors, Crimp contact, CM 3, Female, Conductor cross-section, max.: 1.5, turned, Copper alloy
30669 | 1698140000 | HDC-C-M3-SM2.5AG | Heavy-duty connectors, Crimp contact, CM 3, Pin, Conductor cross-section, max.: 2.5, turned, Copper alloy
30670 | 1698250000 | SKMU PG42-K GR | SKMU PA (plastic locknut), Locknut, PG 42, 8 mm, Polyamid 6 (PA6 - GF30)
30671 | 1706090000 | ZPE 2.5-2/3AN | Z-series, PE terminal, Rated cross-section: 2.5 mm², Tension-clamp connection, Green/yellow
30672 | 1706100000 | ZPE 2.5-2/4AN | Z-series, PE terminal, Rated cross-section: 2.5 mm², Tension-clamp connection, Green/yellow
30673 | 1711930000 | ZVL 1.5 O.QV | Plug-in connector, Tension-clamp connection, 1.5 mm², Distribution strip, dark beige
30674 | 1712810000 | ZPEB 2.5-2 | Z-series, PE terminal, Rated cross-section: 2.5 mm², Tension-clamp connection, Green/yellow
30675 | 1719200000 | SKMU PG21-MS | SKMU MS (brass locknut), Locknut, PG 21, 3.5 mm, Brass, nickel-plated
30676 | 1720950000 | ZPEA 2.5-2 | Z-series, PE terminal, Rated cross-section: 2.5 mm², Tension-clamp connection, Green/yellow
30677 | 1724680000 | LL 9.52/02/90 5.0SN OR BX | Printed circuit board terminals, 9.52 mm, Number of poles: 2, 90°, Solder pin length (l): 5 mm, tinned, orange, Clamping yoke connection, Clamping range, max. : 6 mm², Box
30678 | 1724690000 | LL 9.52/03/90 5.0SN OR BX | Printed circuit board terminals, 9.52 mm, Number of poles: 3, 90°, Solder pin length (l): 5 mm, tinned, orange, Clamping yoke connection, Clamping range, max. : 6 mm², Box
30679 | 1724700000 | LL 9.52/02/90 5.0SN BK BX | Printed circuit board terminals, 9.52 mm, Number of poles: 2, 90°, Solder pin length (l): 5 mm, tinned, black, Clamping yoke connection, Clamping range, max. : 6 mm², Box
30680 | 1724710000 | LL 9.52/03/90 5.0SN BK BX | Printed circuit board terminals, 9.52 mm, Number of poles: 3, 90°, Solder pin length (l): 5 mm, tinned, black, Clamping yoke connection, Clamping range, max. : 6 mm², Box
30681 | 1724720000 | LL 9.52/02/90 5.0SN GN BX | Printed circuit board terminals, 9.52 mm, Number of poles: 2, 90°, Solder pin length (l): 5 mm, tinned, Pale green, Clamping yoke connection, Clamping range, max. : 6 mm², Box
30682 | 1739650000 | ZPE 35 | PE terminal, Tension-clamp connection, 35 mm², 4200 A (35 mm²), Green/yellow
30683 | 1746770000 | ZPE 10 | PE terminal, Tension-clamp connection, 10 mm², 1200 A (10 mm²), Green/yellow
30684 | 1750470000 | ASK 1/EN DB | SAK Series, Fuse terminal, Rated cross-section: 4 mm², Screw connection
30685 | 1770380000 | ZPE 4-2/2AN | Z-series, PE terminal, Rated cross-section: 4 mm², Tension-clamp connection, Green/yellow
30686 | 1770390000 | ZPE 4-2/3AN | Z-series, PE terminal, Rated cross-section: 4 mm², Tension-clamp connection, green
30687 | 1771360000 | ZPE 6-2/3AN | Z-series, PE terminal, Rated cross-section: 6 mm², Tension-clamp connection, Green/yellow
30688 | 1771370000 | ZPE 6-2/2AN | Z-series, PE terminal, Rated cross-section: 6 mm², Tension-clamp connection, Green/yellow
30689 | 1771800000 | ZTL 6 | Test-disconnect terminal, Tension-clamp connection, 6 mm², 400, 41 A, sliding, dark beige
30690 | 1771810000 | ZTD 6 | Feed-through terminal, Tension-clamp connection, 6 mm², 800 V, 41 A, without, dark beige
30691 | 1771950000 | ZTL 6/STB | Test-disconnect terminal, Tension-clamp connection, 6 mm², 400, 41 A, sliding, dark beige
30692 | 1771960000 | ZTD 6/STB | Feed-through terminal, Tension-clamp connection, 6 mm², 800 V, 41 A, without, dark beige
30693 | 1772090000 | ZPE 2.5-2 | Z-series, PE terminal, Rated cross-section: 2.5 mm², Tension-clamp connection, Green/yellow
30694 | 1772200000 | VG M12 - MS 68 | VG MS (standard brass cable gland), Cable glands, M 12, 6 mm, OD min. 3 - OD max. 6.5 mm, IP54, IP66, IP67, IP68 - 5 bar (30 min.), IP69K, Brass, nickel-plated
30695 | 1772960000 | ZPE 16-2/1AN | Z-series, PE terminal, Rated cross-section: 16 mm², Tension-clamp connection, Green/yellow
30696 | 1774470000 | WSM TOOL AUTOMATIK | Stainless steel markers, Conductor and cable markers, 180 x 275 mm, silver
30697 | 1774480000 | WSM TOOL MANUELL | Stainless steel markers, Conductor and cable markers, 210 x 220 mm, silver
30698 | 1775510000 | ZPE 1.5 | PE terminal, Tension-clamp connection, 1.5 mm², 180 A (1.5 mm²), Green/yellow
30699 | 1775560000 | ZPE 1.5/3AN | PE terminal, Tension-clamp connection, 1.5 mm², 180 A (1.5 mm²), Green/yellow
30700 | 1775620000 | ZPE 1.5/4AN | PE terminal, Tension-clamp connection, 1.5 mm², 180 A (1.5 mm²), Green/yellow
30701 | 1794850000 | SAI-SK-M12 IDC | Protected component assemblies, Protective cap
30702 | 1802750000 | SAI-SK M12 MT | Protected component assemblies, Protective cap
30703 | 1802760000 | SAI-SK M8 | Protected component assemblies, Protective cap
30704 | 1802810000 | WZAD 240 | W-Series, Additional connection
30705 | 1808210000 | ZPEA 2.5-2N | Z-series, PE terminal, Rated cross-section: 2.5 mm², Tension-clamp connection, green
30706 | 1861900000 | HDC CM HE 4 FC | Heavy-duty connectors, HDC insert, ConCept module
30707 | 1861920000 | HDC CM HE 4 MC | Heavy-duty connectors, HDC insert, ConCept module
30708 | 1868550000 | DAE M12 SS | DAE (ventilation element), Compensating element, M 12, 10 mm, IP66, IP68, IP69K, Stainless steel 1.4305 (303)
30709 | 1891670000 | WSMC 11-15 | Stainless steel markers, Conductor and cable markers, 93 x 10 mm, silver
30710 | 1891680000 | WSMC 6-10 | Stainless steel markers, Conductor and cable markers, 74 x 10 mm, silver
30711 | 1908510000 | HDC CM BUS GCA | Heavy-duty connectors, HDC insert, ConCept module
30712 | 1912140000 | WSMC 16-20 | Stainless steel markers, Conductor and cable markers, 112 x 10 mm, silver
30713 | 1912150000 | WSMC 21-25 | Stainless steel markers, Conductor and cable markers, 131 x 10 mm, silver
30714 | 1912160000 | WSMC 26-30 | Stainless steel markers, Conductor and cable markers, 150 x 10 mm, silver
30715 | 1912170000 | WSMC 1-5 | Stainless steel markers, Conductor and cable markers, 53.5 x 10 mm, silver
30716 | 1912970000 | LL 9.52/02/90 5.0SN GY BX | Printed circuit board terminals, 9.52 mm, Number of poles: 2, 90°, Solder pin length (l): 5 mm, tinned, Pebble grey, Clamping yoke connection, Clamping range, max. : 6 mm², Box
30717 | 1912980000 | LL 9.52/03/90 5.0SN GY BX | Printed circuit board terminals, 9.52 mm, Number of poles: 3, 90°, Solder pin length (l): 5 mm, tinned, Pebble grey, Clamping yoke connection, Clamping range, max. : 6 mm², Box
30718 | 1915260000 | SAI-SK-M12 PVC | Protected component assemblies, Protective cap
30719 | 1924930000 | WSM SERVICE BOX KOMP. | Stainless steel markers, Conductor and cable markers, 330 x 174 mm, silver
30720 | 1925070000 | WQS 2/16/5 | W-Series, Short-circuit plug, Number of poles: 2
30721 | 1925740000 | MHS 6 | Small housing, OMNIMATE Housing - MICROBOX Pebble grey, Width: 6.1 mm
30722 | 1925760000 | MHZ 6 | Small housing, OMNIMATE Housing - MICROBOX Pebble grey, Width: 6.1 mm
30723 | 4286330000 | BLL 3.50/09/180 3.2SN BK TU | PCB plug-in connector, female header, closed side, THT solder connection, 3.50 mm, Number of poles: 9, 180°, Solder pin length (l): 3.2 mm, tinned, black, Tube
30724 | 4286340000 | BLL 3.50/12/180 3.2SN BK TU | PCB plug-in connector, female header, closed side, THT solder connection, 3.50 mm, Number of poles: 12, 180°, Solder pin length (l): 3.2 mm, tinned, black, Tube
30725 | 4309590000 | BLL 3.50/06/180 3.2SN BK TU | PCB plug-in connector, female header, closed side, THT solder connection, 3.50 mm, Number of poles: 6, 180°, Solder pin length (l): 3.2 mm, tinned, black, Tube
30726 | 4342530000 | BLL 3.50/10/180 3.2SN BK TU | PCB plug-in connector, female header, closed side, THT solder connection, 3.50 mm, Number of poles: 10, 180°, Solder pin length (l): 3.2 mm, tinned, black, Tube
30727 | 4349490000 | BLL 3.50/08/180 3.2SN BK TU | PCB plug-in connector, female header, closed side, THT solder connection, 3.50 mm, Number of poles: 8, 180°, Solder pin length (l): 3.2 mm, tinned, black, Tube
30728 | 7904280000 | ZPE 4/4AN | PE terminal, Tension-clamp connection, 4 mm², 480 A (4 mm²), Green/yellow
30729 | 7907400000 | ZPE 6/3AN | PE terminal, Tension-clamp connection, 6 mm², 720 A (6 mm²), Green/yellow
30730 | 8002290000 | EGT EG1 35 1A + 1R | EG-Series, Function component 1 NC contact, 1 NO contacts, Screw connection
30731 | 8006320000 | WDK 2.5 LD 1D 2R 115VAC | W-Series, Feed-through terminal, Double-tier terminal, Rated cross-section: 2.5 mm², Screw connection
30732 | 8010040000 | WDK 2.5 LD GR 1R 24VDC | W-Series, Feed-through terminal, Double-tier terminal, Rated cross-section: 2.5 mm², Screw connection
30733 | 8013140000 | WDK 2.5 LD/RT 1D 2R 230 | W-Series, Feed-through terminal, Double-tier terminal, Rated cross-section: 2.5 mm², Screw connection
30734 | 8013840000 | WDK 2.5 GL 330K 230VAC | W-Series, Feed-through terminal, Double-tier terminal, Rated cross-section: 2.5 mm², Screw connection
30735 | 8014720000 | DKT 4/35 PT100 | SAK Series, Component terminal, Rated cross-section: 4 mm², Screw connection
30736 | 8023610000 | WDK 2.5 LD/GN 1R 24VDC | W-Series, Feed-through terminal, Double-tier terminal, Rated cross-section: 2.5 mm², Screw connection
30737 | 8140860000 | AP 45/RE DI GR | Electronics housings, RS 45 Pebble grey, End plate, Width: 8 mm
30738 | 8140870000 | AP 45/LI DI GR | End plate, RS 45 Pebble grey, End plate, Width: 8 mm
30739 | 8143900000 | AP 45/RE GR 2025 | End plate, RS 45 Pebble grey, End plate, Width: 8 mm
30740 | 8143910000 | AP 45/LI GR 2025 | Electronics housings, RS 45 Pebble grey, End plate, Width: 8 mm
30741 | 8156200000 | AP RF 80 RE 2025 | End plate, RS 80 Pebble grey, End plate, Width: 9 mm
30742 | 8156210000 | AP RF 80 LI 2025 | End plate, RS 80 Pebble grey, End plate, Width: 9 mm
30743 | 8184040000 | DK AND 35 24VDC | Function component, AND gate
30744 | 8242040000 | DK U-F DK5 0-10V | DC/f transformer, Input : 0-10 V, Output : Frequency, 0...1/ 4/ 8/ 16 kHz
30745 | 8283810001 | DK F-U DK5 0-16KHZ 24V | Frequency signal converter, Input : Frequency, 0...50/ 100/ 500 Hz; 0...1/ 5/ 10/ 16 kHz, Output : 0-10 V
30746 | 8320300000 | AP 80 GR | End plate beige, End plate, Width: 12.3 mm
30747 | 8389030000 | AP MCZ1.5 1674 | Small housing, OMNIMATE Housing - TERMINALBOX grey-beige, End plate, Width: 1.5 mm
30748 | 8397760000 | MCZ 5 SET | Small housing, OMNIMATE Housing - TERMINALBOX grey-beige, Flange-mounted housing, Width: 6 mm
30749 | 8426620000 | SLEH 5.08/3 RE22.5 2.4 SN OR BX | OMNIMATE Signal - series BL/SL 5.08, PCB plug-in connector
30750 | 8426630000 | SLEH 5.08/3 LI22.5 2.4 SN OR BX | OMNIMATE Signal - series BL/SL 5.08, PCB plug-in connector
30751 | 8427390000 | SLEH 5.08/2 RE12.5 2.4 SN OR BX | OMNIMATE Signal - series BL/SL 5.08, PCB plug-in connector
30752 | 8427400000 | SLEH 5.08/2 LI12.5 2.4 SN OR BX | OMNIMATE Signal - series BL/SL 5.08, PCB plug-in connector
30753 | 8429370000 | AP MCZ1.5 TB 2049 | Small housing, OMNIMATE Housing - TERMINALBOX blue, End plate, Width: 1.5 mm
30754 | 8461470000 | MCZ VFC 0-10V | DC/f transformer, Input : 0-10 V, Output frequency: 0...1/ 4/ 8/ 16 kHz
30755 | 8461480000 | MCZ CFC 0-20MA | DC/f transformer, Input : 0-20 mA, Output frequency: 0...1/ 4/ 8/ 16 kHz
30756 | 8461490000 | MCZ CFC 4-20MA | DC/f transformer, Input : 4-20 mA, Output frequency: 0...1/ 4/ 8/ 16 kHz
30757 | 8472880000 | MCZ OVP CL 24VAC 0,5A | Surge protection for instrumentation and control, Surge protection for measurement and control
30758 | 8508570000 | SLEH 5.08/3 LI22.5 2.4 SN BK BX | OMNIMATE Signal - series BL/SL 5.08, PCB plug-in connector
30759 | 8607480000 | RS 32 24VDC LD LP 2U | RS-SERIES, Relay module, Number of contacts: 2, CO contact AgNi 90/10, Rated control voltage: 24 V DC ±10 %, Continuous current: 4 A, Screw connection
30760 | 8611320000 | RS RJ45 | Interface, RS RJ45, RJ45 plug-in connectors, 8-pole, Screw connection
30761 | 8630740000 | ZEW 35/2 | Z-series, End bracket
30762 | 8670520000 | ZDK 4-2/D FORWARD | Z-series, Component terminal, Double-tier terminal, Rated cross-section: 4 mm², Tension-clamp connection, dark beige
30763 | 8670750000 | ZDK 4-2 | Feed-through terminal, Double-tier terminal, Tension-clamp connection, 4 mm², 800 V, 32 A, dark beige
30764 | 8670850000 | ZDK 4-2 BL | Feed-through terminal, Double-tier terminal, Tension-clamp connection, 4 mm², 800 V, 32 A, blue
30765 | 8671050000 | ZDK 4-2 PE | Z-series, PE terminal, Rated cross-section: 4 mm², Tension-clamp connection, green
30766 | 8671080000 | ZDK 4-2 V | Feed-through terminal, Double-tier terminal, Tension-clamp connection, 4 mm², 800 V, 32 A, dark beige
30767 | 8671120000 | ZDK 4-2/DU-PE | Feed-through terminal, Double-tier terminal, Tension-clamp connection, 4 mm², 800 V, 32 A, dark beige
30768 | 8704240000 | MCZ OVP CL FG 24VUC 0,5A | Surge protection for instrumentation and control, Surge protection for measurement and control
30769 | 8709760000 | ZDK 4-2 EL | Feed-through terminal, Double-tier terminal, Tension-clamp connection, 4 mm², 800 V, 32 A, dark beige
30770 | 8728450000 | ZTR 2.5/3AN/O.TNHE | Test-disconnect terminal, Tension-clamp connection, 2.5 mm², 500 V, 20 A, Pivoting, dark beige
30771 | 8731680000 | ZTR 2.5 OR | Test-disconnect terminal, Tension-clamp connection, 2.5 mm², 500 V, 20 A, Pivoting, orange
30772 | 8731690000 | ZTR 2.5/3AN OR | Test-disconnect terminal, Tension-clamp connection, 2.5 mm², 500 V, 20 A, Pivoting, orange
30773 | 8731720000 | ZTR 2.5/3AN | Test-disconnect terminal, Tension-clamp connection, 2.5 mm², 500 V, 20 A, Pivoting, dark beige
30774 | 8731730000 | ZTR 2.5/3AN BL | Test-disconnect terminal, Tension-clamp connection, 2.5 mm², 500 V, 20 A, Pivoting, blue
30775 | 8734580000 | SCHUKO TS35 | Electrical-cabinet socket outlet TS 35
30776 | 8742610000 | PAS CMR 0,5...2,5 A DC | Current monitoring, 0.5...2.5 A DC, Screw connection
30777 | 8742620000 | PAS CMR 2,0...5,0 A DC | Current monitoring, 2...5.0 A DC, Screw connection
30778 | 8742630000 | PAS CMR 4,5...10 A DC | Current monitoring, 4.5...10 A DC, Screw connection
30779 | 8805550000 | JPOVP RJ45 CAT6 IP20 | Surge protection for instrumentation and control, RJ45 plug-in connector, Surge protection for measurement and control
30780 | 8817930000 | ZTR 6-2 E / 230V UC | Test-disconnect terminal, Tension-clamp connection, 6 mm², 230 V, 20 A, Pivoting, dark beige
30781 | 8823280000 | MCZ OVP SL FG 24VUC 0,5A | Surge protection for instrumentation and control, Surge protection for measurement and control
30782 | 8857560000 | MCZ 5 | Small housing, OMNIMATE Housing - TERMINALBOX grey-beige, Flange-mounted housing, Width: 6 mm
30783 | 8872160000 | RS32 24 VDC SAFETY | RS-SERIES, Relay module, Number of contacts: 2, CO contact AgNi 90/10, Rated control voltage: 24 V DC ±10 %, Continuous current: 4 A, Screw connection, Test button available: No
30784 | 8948600000 | MCZ OVP HF 24V 0,3A | Surge protection for instrumentation and control, Surge protection for measurement and control
30785 | 8948610000 | MCZ OVP HF 12V 0,3A | Surge protection for instrumentation and control, Surge protection for measurement and control
30786 | 8948620000 | MCZ OVP HF 5V 0,3A | Surge protection for instrumentation and control, Surge protection for measurement and control
30787 | 9001080000 | AM 35 | Tools, Sheathing strippers
30788 | 9001540000 | AM 25 | Tools, Sheathing strippers
30789 | 9002170000 | KT ZQV | Cutting tool for one-hand operation
30790 | 9002650000 | KT 8 | Cutting tools, Cutting tool for one-hand operation
30791 | 9002660000 | KT 12 | Cutting tools, Cutting tool for one-hand operation
30792 | 9004500000 | WAW 1 NEUTRAL | Miscellaneous tools
30793 | 9004510000 | WAW 2 | Miscellaneous tools
30794 | 9005610000 | STRIPAX 16 | Tools, Stripping and cutting tool
30795 | 9005990000 | PZ 1.5 | Pressing tool, Crimping tool for wire-end ferrules, 0.14mm², 1.5mm², Trapezoidal crimp
30796 | 9006020000 | SWIFTY | Cutting tool for one-hand operation
30797 | 9006060000 | SWIFTY SET | Cutting and screwing-tool, Cutting tool for one-hand operation
30798 | 9006120000 | CTI 6 | Pressing tool, Crimping tool for contacts, 0.5mm², 6mm², Oval crimping, Double crimp
30799 | 9006220000 | CTN 25 D4 | Pressing tool, Crimping tool for contacts, 10mm², 25mm², Indent crimp
30800 | 9006230000 | CTN 25 D5 | Pressing tool, Crimping tool for contacts, 10mm², 25mm², Hexagonal crimp
30801 | 9006450000 | PZ 50 | Pressing tool, Crimping tool for wire-end ferrules, 25mm², 50mm², Indent crimp
30802 | 9006890000 | SP 303 | Testing tools, Voltage testers
30803 | 9007440000 | DMS 3 | DMS 3, Mains-operated torque screwdriver
30804 | 9007450000 | AKKU DMS 3 | DMS 3, Battery
30805 | 9007460000 | LG DMS PRO/ DMS 3 | DMS 3, 90 % bei 3x 500 V AC / > 91 % bei 3 x 400 V AC
30806 | 9007470000 | DMS 3 SET 1 | DMS 3, Mains-operated torque screwdriver
30807 | 9007480000 | DMS 3 SET 2 | DMS 3, Mains-operated torque screwdriver
30808 | 9009940000 | AM ASI-SPEZIAL | Tools, Stripping and cutting tool
30809 | 9009950000 | AM ASI | Tools, Stripping and cutting tool
30810 | 9011460000 | PZ 6/5 | Pressing tool, Crimping tool for wire-end ferrules, 0.25mm², 6mm², Trapezoidal indentation crimp
30811 | 9011980000 | STRIPAX PLUS 2.5 ZERT | Cutting, stripping and crimping tool, Crimping tool for wire-end ferrules, 0.5mm², 2.5mm², Trapezoidal crimp
30812 | 9012500000 | PZ 4 | Pressing tool, Crimping tool for wire-end ferrules, 0.5mm², 4mm², Trapezoidal crimp
30813 | 9013970000 | PUNCH DOWN TOOL PDT | Accessories, Crimping tool for contacts
30814 | 9014100000 | HTN 21 AN | Pressing tool, Crimping tool for contacts, 0.5mm², 6mm², Indent crimp
30815 | 9014350000 | PZ 6 ROTO | Pressing tool, Crimping tool for wire-end ferrules, 0.14mm², 6mm², Trapezoidal crimp
30816 | 9014400000 | HTI 15 | Pressing tool, Tool for insulated cable connectors, 0.5mm², 2.5mm², Double crimp
30817 | 9014610000 | HTN 21 | Pressing tool, Crimping tool for contacts, 0.5mm², 6mm², Indent crimp
30818 | 9015900000 | FLECAFIX 11/24 | Cable gland tool
30819 | 9015980000 | FLECAFIX 24/36 | Cable gland tool
30820 | 9017170000 | HTN 21 AN ZERT | Pressing tool, Crimping tool for contacts, 0.5mm², 6mm², Indent crimp
30821 | 9017240000 | HTF 63 ZERT | Pressing tool, Crimping tool for contacts, 0.5mm², 2.5mm², B-Crimp
30822 | 9017260000 | HTF 48 ZERT | Pressing tool, Crimping tool for contacts, 0.5mm², 2.5mm², B-Crimp
30823 | 9017290000 | CTI 6 ZERT | Pressing tool, Crimping tool for contacts, 0.5mm², 6mm², Double crimp
30824 | 9017300000 | PZ 4 ZERT | Crimping tool for wire-end ferrules, 0.5mm², 4mm², Trapezoidal crimp
30825 | 9017310000 | PZ 1.5 ZERT | Crimping tool for wire-end ferrules, 0.14mm², 1.5mm², Trapezoidal crimp
30826 | 9017350000 | CTN 25 D4 ZERT | Pressing tool, Crimping tool for contacts, 10mm², 25mm², Indent crimp
30827 | 9017360000 | PZ 3 ZERT | Crimping tool for wire-end ferrules, 0.5mm², 6mm², Square crimp
30828 | 9017380000 | HTN 21 ZERT | Pressing tool, Crimping tool for contacts, 0.5mm², 6mm², Indent crimp
30829 | 9017400000 | PZ 50 ZERT | Crimping tool for wire-end ferrules, 25mm², 50mm², Indent crimp
30830 | 9017430000 | HTI 15 ZERT | Pressing tool, Tool for insulated cable connectors, 0.5mm², 2.5mm², Double crimp
30831 | 9017440000 | PZ 6 ROTO ZERT | Crimping tool for wire-end ferrules, 0.14mm², 6mm², Trapezoidal crimp
30832 | 9017900000 | PZ 6/5 ZERT | Crimping tool for wire-end ferrules, 0.25mm², 6mm², Trapezoidal indentation crimp
30833 | 9020000000 | STRIPAX PLUS 2.5 | Cutting, stripping and crimping tool, Crimping tool for wire-end ferrules, 0.5mm², 2.5mm², Trapezoidal crimp
30834 | 9020360000 | AM LWL/POF | Tools, Sheathing strippers
30835 | 9020390000 | PS LWL/POF | Tools, Polishing wheel
30836 | 9020400000 | PB LWL/POF | Tools, Polishing sheet
30837 | 9023100000 | CUTFIX 8 | Cutting machine
30838 | 9025300000 | CRIMPFIX LS PZ3 | Automatic stripper and crimper
30839 | 9027270000 | POWERSTRIPPER AO 2,5-20 | Tools, Automatic stripper
30840 | 9027290000 | POWERSTRIPPER AO 16-20 | Tools, Automatic stripper
30841 | 9027310000 | CRIMPFIX LZ | Automatic stripper and crimper
30842 | 9028480000 | POWERSTRIPPER 16,0 | Tools, Automatic stripper
30843 | 9028500000 | CRIMPFIX R | Automatic stripper and crimper
30844 | 9028510000 | POWERSTRIPPER 6,0 | Tools, Automatic stripper
30845 | 9028530000 | CRIMPFIX L | Automatic stripper and crimper
30846 | 9028540000 | CRIMPFIX LS | Automatic stripper and crimper
30847 | 9030060000 | AM 12 | Tools, Sheathing strippers
30848 | 9538090000 | WTD 6 SL | W-Series, Feed-through terminal, Rated cross-section: 6 mm², Screw connection
30849 | 9538100000 | WTD 6 SL/EN | W-Series, Feed-through terminal, Rated cross-section: 6 mm², Screw connection
30850 | 9918180000 | STRIPAX 16 ZERT | Tools, Stripping and cutting tool
30851 | 1869999999 | CLI C 02-6 SDR CD | CableLine, Conductor and cable markers, 1.3 - 3 mm, 6 x 3.4 mm, To customer specification
30852 | 1899290000 | CLI C 02-9 SDR CD | CableLine, Conductor and cable markers, 1.3 - 3 mm, 9 x 3.4 mm, To customer specification
30853 | 1568259999 | CLI C 1-3 SDR CD | CableLine, Conductor and cable markers, 2.5 - 5 mm, 3 x 4.2 mm, To customer specification
30854 | 1568269999 | CLI C 2-4 SDR CD | CableLine, Conductor and cable markers, 4 - 10 mm, 4 x 6.9 mm, To customer specification
30855 | 2791890000 | PVN1M4I8SXFXV2O0TXPX10 | Photovoltaics, Combiner Box, 1000 V, 4 MPPT?s, 2 Inputs / 1 Output per MPPT, Surge protection II, Cable gland
30856 | 1185240000 | E1XZ/40/NPT1-1/2-WM | E1XZ (Klippon double seal SWB/STA armored Ex e/d cable gland), Cable glands, 1 1/2" NPT, 18.4 mm, Braided armouring, Metal foil armouring, 1.6 - 2 mm, OD min. 30.5 - OD max. 40.5 mm, ID min. 25.50 - ID max. 32.20 mm, Brass, nickel-plated
30857 | 2791860000 | PVN1M2I4SXFXV2O1TXPX10 | Photovoltaics, Combiner Box, 1000 V, 2 MPPT's, 2 Inputs / 1 Output per MPPT, Surge protection II, WM4C
30858 | 2791880000 | PVN1M4I8SXFXV2O1TXPX10 | Photovoltaics, Combiner Box, 1000 V, 4 MPPT?s, 2 Inputs / 1 Output per MPPT, Surge protection II, WM4C
30859 | 2791870000 | PVN1M2I4SXFXV2O0TXPX10 | Photovoltaics, Combiner Box, 1000 V, 2 MPPT's, 2 Inputs / 1 Output per MPPT, Surge protection II, Cable gland
30860 | 1187090000 | A2L/63/NPT2-1/2-WM | A2L (Klippon unarmored Ex e/d cable gland), Cable glands, 2 1/2" NPT, 28.9 mm, OD min. 49.5 - OD max. 56 mm, Brass, nickel-plated
30861 | 1968650000 | BLL 5.08/06/90 3.2 SN BK BX | PCB plug-in connector, female header, closed side, THT solder connection, 5.08 mm, Number of poles: 6, 90°, Solder pin length (l): 3.2 mm, tinned, black, Box
30862 | 7760056016 | RIM 2 24/60VDC | D-SERIES, LED module with freewheel diode, Rated control voltage: 24?60 V DC, Plug-in connection
30863 | 1187140000 | A2L/32/NPT1-1/4-WM | A2L (Klippon unarmored Ex e/d cable gland), Cable glands, 1 1/4" NPT, 18 mm, OD min. 19.5 - OD max. 26.3 mm, Brass, nickel-plated
30864 | 1185220000 | E1XZ/25/NPT1-WM | E1XZ (Klippon double seal SWB/STA armored Ex e/d cable gland), Cable glands, 1" NPT, 17.3 mm, Braided armouring, Metal foil armouring, 1.25 - 1.6 mm, OD min. 20 - OD max. 27.5 mm, ID min. 13.50 - ID max. 20.00 mm, Brass, nickel-plated
30865 | 1205570000 | A2LC/63/M63-NPT2-1/2F | A2LC (Klippon unarmored with conduit connection thread, Ex e/d cable gland), Cable glands, M 63 x 1.5, 19 mm, OD min. 49.5 - OD max. 56 mm, Brass, nickel-plated
30866 | 1205630000 | A2LC/63/NPT2-1/2-M63F | A2LC (Klippon unarmored with conduit connection thread, Ex e/d cable gland), Cable glands, 2 1/2" NPT, 28.9 mm, OD min. 49.5 - OD max. 56 mm, Brass, nickel-plated
30867 | 1205160000 | A2LC/50/M50-M50F-WM | A2LC (Klippon unarmored with conduit connection thread, Ex e/d cable gland), Cable glands, M 50 x 1.5, 16 mm, OD min. 37.5 - OD max. 44.1 mm, Brass, nickel-plated
30868 | 1315240000 | UR20-8DO-P | Remote I/O module, IP20, Digital signals, Output, 8-channel
30869 | 1315250000 | UR20-16DO-P | Remote I/O module, IP20, Digital signals, Output, 16-channel
30870 | 2007430000 | UR20-1COM-SAI-PRO | Remote I/O module, IP20, IP20-IP67 communication, PUSH IN connection
30871 | 2007420000 | UR20-3EM-230V-AC | Remote I/O module, IP20, 6-channel, Input, Power measurement, PUSH IN connection
30872 | 2464570000 | UR20-4DI-4DO-PN-FSPS-V2 | Remote I/O module, IP20, Safety, Digital signals, 4-channel
30873 | 2464590000 | UR20-8DI-PN-FSPS-V2 | Remote I/O module, IP20, Safety, Digital signals, 8-channel
30874 | 2540690000 | HV2700/3-M12 F | Bolt-type screw terminals, Feed-through terminal, Screw connection
30875 | 1186940000 | A2L/50S/M50-WM | A2L (Klippon unarmored Ex e/d cable gland), Cable glands, M 50 x 1.5, 16 mm, OD min. 31.5 - OD max. 38.2 mm, Brass, nickel-plated
30876 | 1186910000 | A2L/25/M25-WM | A2L (Klippon unarmored Ex e/d cable gland), Cable glands, M 25 x 1.5, 16 mm, OD min. 13.5 - OD max. 20 mm, Brass, nickel-plated
30877 | 7789625030 | PAC-RX3I-SD25-V0-3M | Pre-assembled cable, PAC, Cable LiYY, 0.25 mm²
30878 | 1185170000 | E1XZ/63S/NPT2-WM | E1XZ (Klippon double seal SWB/STA armored Ex e/d cable gland), Cable glands, 2" NPT, 19.2 mm, Braided armouring, Metal foil armouring, 2.5 - 2.5 mm, OD min. 51.5 - OD max. 59.5 mm, ID min. 43.50 - ID max. 50.10 mm, Brass, nickel-plated
30879 | 7789625015 | PAC-RX3I-SD25-V0-1M5 | Pre-assembled cable, PAC, Cable LiYY, 0.25 mm²
30880 | 1184870000 | E1W/63/NPT2-1/2-WM | E1W (Klippon double seal SWA armored Ex e/d cable gland), Cable glands, 2 1/2" NPT, 28.9 mm, Single-wire armouring, 2.5 - 2.5 mm, OD min. 58 - OD max. 66 mm, ID min. 49.50 - ID max. 56.00 mm, Brass, nickel-plated
30881 | 1206270000 | A2LC/40/NPT1-1/4-NPT1 | A2LC (Klippon unarmored with conduit connection thread, Ex e/d cable gland), Cable glands, 1 1/4" NPT, 18 mm, OD min. 25.5 - OD max. 32.2 mm, Brass, nickel-plated
30882 | 1185050000 | E1XZ/63S/M63-WM | E1XZ (Klippon double seal SWB/STA armored Ex e/d cable gland), Cable glands, M 63 x 1.5, 19 mm, Braided armouring, Metal foil armouring, 2.5 - 2.5 mm, OD min. 51.5 - OD max. 59.5 mm, ID min. 43.50 - ID max. 50.10 mm, Brass, nickel-plated
30883 | 1205090000 | A2LC/20S/M20-M20F-WM | A2LC (Klippon unarmored with conduit connection thread, Ex e/d cable gland), Cable glands, M 20 x 1.5, 16 mm, OD min. 8 - OD max. 11.7 mm, Brass, nickel-plated
30884 | 9008340000 | SDS 0.8X4.0X100 | Screwdriver, Screwdriver
30885 | 1205620000 | A2LC/50S/NPT1-1/2-M50F | A2LC (Klippon unarmored with conduit connection thread, Ex e/d cable gland), Cable glands, 1 1/2" NPT, 18.4 mm, OD min. 31.5 - OD max. 38.2 mm, Brass, nickel-plated
30886 | 1205510000 | A2LC/25/NPT1-NPT3/4F-WM | A2LC (Klippon unarmored with conduit connection thread, Ex e/d cable gland), Cable glands, 1" NPT, 17.3 mm, OD min. 13.5 - OD max. 20 mm, Brass, nickel-plated
30887 | 1206370000 | A2LC/63S/NPT2-NPT2-1/2F | A2LC (Klippon unarmored with conduit connection thread, Ex e/d cable gland), Cable glands, 2" NPT, 19.2 mm, OD min. 43.5 - OD max. 50.1 mm, Brass, nickel-plated
30888 | 1206680000 | A2LC/16/NPT3/4-NPT1/2F | A2LC (Klippon unarmored with conduit connection thread, Ex e/d cable gland), Cable glands, 3/4" NPT, 13.9 mm, OD min. 4.5 - OD max. 8.7 mm, Brass, nickel-plated
30889 | 1205590000 | A2LC/63S/M63-NPT2-1/2F | A2LC (Klippon unarmored with conduit connection thread, Ex e/d cable gland), Cable glands, M 63 x 1.5, 19 mm, OD min. 43.5 - OD max. 50.1 mm, Brass, nickel-plated
30890 | 1206650000 | A2LC/63S/NPT2-1/2-NPT2 | A2LC (Klippon unarmored with conduit connection thread, Ex e/d cable gland), Cable glands, 2 1/2" NPT, 19.2 mm, OD min. 43.5 - OD max. 50.1 mm, Brass, nickel-plated
30891 | 1185140000 | E1XZ/50S/NPT1-1/2-WM | E1XZ (Klippon double seal SWB/STA armored Ex e/d cable gland), Cable glands, 1 1/2" NPT, 18.4 mm, Braided armouring, Metal foil armouring, 2 - 2.5 mm, OD min. 38.5 - OD max. 46.5 mm, ID min. 31.50 - ID max. 38.20 mm, Brass, nickel-plated
30892 | 1184950000 | E1W/63S/NPT2-1/2-WM | E1W (Klippon double seal SWA armored Ex e/d cable gland), Cable glands, 2 1/2" NPT, 28.9 mm, Single-wire armouring, 2.5 - 2.5 mm, OD min. 51.5 - OD max. 59.5 mm, ID min. 43.50 - ID max. 50.10 mm, Brass, nickel-plated
30893 | 1185180000 | E1XZ/63/NPT2-1/2-WM | E1XZ (Klippon double seal SWB/STA armored Ex e/d cable gland), Cable glands, 2 1/2" NPT, 28.9 mm, Braided armouring, Metal foil armouring, 2.5 - 2.5 mm, OD min. 58 - OD max. 66 mm, ID min. 49.50 - ID max. 56.00 mm, Brass, nickel-plated
30894 | 1424110000 | ADAP NPT1-NPT1-1/2-W | ADAP (Klippon Ex adaptor), Adapter, 1" NPT
30895 | 1206390000 | A2LC/32/NPT1-1/4-M32F | A2LC (Klippon unarmored with conduit connection thread, Ex e/d cable gland), Cable glands, 1 1/4" NPT, 18 mm, OD min. 19.5 - OD max. 26.3 mm, Brass, nickel-plated
30896 | 1205610000 | A2LC/40/NPT1-1/4-M40F | A2LC (Klippon unarmored with conduit connection thread, Ex e/d cable gland), Cable glands, 1 1/4" NPT, 18 mm, OD min. 25.5 - OD max. 32.2 mm, Brass, nickel-plated
30897 | 1205350000 | A2LC/20/NPT1/2-M20F-WM | A2LC (Klippon unarmored with conduit connection thread, Ex e/d cable gland), Cable glands, 1/2" NPT, 13.6 mm, OD min. 10 - OD max. 14 mm, Brass, nickel-plated
30898 | 1185230000 | E1XZ/32/NPT1-1/4-WM | E1XZ (Klippon double seal SWB/STA armored Ex e/d cable gland), Cable glands, 1 1/4" NPT, 18 mm, Braided armouring, Metal foil armouring, 1.6 - 2 mm, OD min. 26 - OD max. 34 mm, ID min. 19.50 - ID max. 26.30 mm, Brass, nickel-plated
30899 | 1206670000 | A2LC/20S/NPT3/4-NPT1/2F | A2LC (Klippon unarmored with conduit connection thread, Ex e/d cable gland), Cable glands, 3/4" NPT, 13.9 mm, OD min. 8 - OD max. 11.7 mm, Brass, nickel-plated
30900 | 1187080000 | A2L/63S/NPT2-WM | A2L (Klippon unarmored Ex e/d cable gland), Cable glands, 2" NPT, 19.2 mm, OD min. 43.5 - OD max. 50.1 mm, Brass, nickel-plated
30901 | 1187020000 | A2L/25/NPT3/4-WM | A2L (Klippon unarmored Ex e/d cable gland), Cable glands, 3/4" NPT, 13.9 mm, OD min. 13.5 - OD max. 20 mm, Brass, nickel-plated
30902 | 1315690000 | UR20-4AI-UI-16-DIAG | Remote I/O module, IP20, 4-channel, Analog signals, Input, Current/Voltage, 16 Bit
30903 | 1205130000 | A2LC/32/M32-M32F-WM | A2LC (Klippon unarmored with conduit connection thread, Ex e/d cable gland), Cable glands, M 32 x 1.5, 16 mm, OD min. 19.5 - OD max. 26.3 mm, Brass, nickel-plated
30904 | 1185080000 | E1XZ/16/NPT1/2-WM | E1XZ (Klippon double seal SWB/STA armored Ex e/d cable gland), Cable glands, 1/2" NPT, 13.6 mm, Braided armouring, Metal foil armouring, 0.9 - 0.9 mm, OD min. 8 - OD max. 13.5 mm, ID min. 4.50 - ID max. 8.70 mm, Brass, nickel-plated
30905 | 1187120000 | A2L/20/NPT3/4-WM | A2L (Klippon unarmored Ex e/d cable gland), Cable glands, 3/4" NPT, 13.9 mm, OD min. 10 - OD max. 14 mm, Brass, nickel-plated
30906 | 1187010000 | A2L/20/NPT1/2-WM | A2L (Klippon unarmored Ex e/d cable gland), Cable glands, 1/2" NPT, 13.6 mm, OD min. 10 - OD max. 14 mm, Brass, nickel-plated
30907 | 1185130000 | E1XZ/40/NPT1-1/4-WM | E1XZ (Klippon double seal SWB/STA armored Ex e/d cable gland), Cable glands, 1 1/4" NPT, 18 mm, Braided armouring, Metal foil armouring, 1.6 - 2 mm, OD min. 30.5 - OD max. 40.5 mm, ID min. 25.50 - ID max. 32.20 mm, Brass, nickel-plated
30908 | 1186980000 | A2L/63/M63-WM | A2L (Klippon unarmored Ex e/d cable gland), Cable glands, M 63 x 1.5, 19 mm, OD min. 49.5 - OD max. 56 mm, Brass, nickel-plated
30909 | 1185250000 | E1XZ/50S/NPT2-WM | E1XZ (Klippon double seal SWB/STA armored Ex e/d cable gland), Cable glands, 2" NPT, 19.2 mm, Braided armouring, Metal foil armouring, 2 - 2.5 mm, OD min. 38.5 - OD max. 46.5 mm, ID min. 31.50 - ID max. 38.20 mm, Brass, nickel-plated
30910 | 2743890000 | CH-W-B-A3.7/11-PPNM | Wallbox, max. charging capacity of 3.7 kW @ 1-phase (230 V) resp. 11 kW @ 3-phase (400 V) grid connection, max. current 16 A, With attached 5 m cable and type 2 plug, NFC, RFID, MID compliant, Modbus TCP
30911 | 1205520000 | A2LC/25/NPT1-NPT1F-WM | A2LC (Klippon unarmored with conduit connection thread, Ex e/d cable gland), Cable glands, 1" NPT, 17.3 mm, OD min. 13.5 - OD max. 20 mm, Brass, nickel-plated
30912 | 1206550000 | A2LC/20S/NPT3/4-NPT3/4F | A2LC (Klippon unarmored with conduit connection thread, Ex e/d cable gland), Cable glands, 3/4" NPT, 13.9 mm, OD min. 8 - OD max. 11.7 mm, Brass, nickel-plated
30913 | 1165940005 | IE-C6FP8LD0005M40M40-D | Patch cable, RJ45 IP 20, RJ45 IP 20, Cat.6A / Class EA (ISO/IEC 11801 2010), LSZH, 0.5 m
30914 | 1165940020 | IE-C6FP8LD0020M40M40-D | Patch cable, RJ45 IP 20, RJ45 IP 20, Cat.6A / Class EA (ISO/IEC 11801 2010), LSZH, 2 m
30915 | 1165940030 | IE-C6FP8LD0030M40M40-D | Patch cable, RJ45 IP 20, RJ45 IP 20, Cat.6A / Class EA (ISO/IEC 11801 2010), LSZH, 3 m
30916 | 1165940002 | IE-C6FP8LD0002M40M40-D | Patch cable, RJ45 IP 20, RJ45 IP 20, Cat.6A / Class EA (ISO/IEC 11801 2010), LSZH, 0.2 m
30917 | 1205340000 | A2LC/20S/NPT1/2-M20F-WM | A2LC (Klippon unarmored with conduit connection thread, Ex e/d cable gland), Cable glands, 1/2" NPT, 13.6 mm, OD min. 8 - OD max. 11.7 mm, Brass, nickel-plated
30918 | 1187070000 | A2L/50/NPT2-WM | A2L (Klippon unarmored Ex e/d cable gland), Cable glands, 2" NPT, 19.2 mm, OD min. 37.5 - OD max. 44.1 mm, Brass, nickel-plated
30919 | 1233160005 | IE-C6FP8LD0005M40W40-D | Patch cable, RJ45 IP 20, Angled 270°, RJ45 IP 20, Cat.6A / Class EA (ISO/IEC 11801 2010), LSZH, 0.5 m
30920 | 1165940015 | IE-C6FP8LD0015M40M40-D | Patch cable, RJ45 IP 20, RJ45 IP 20, Cat.6A / Class EA (ISO/IEC 11801 2010), LSZH, 1.5 m
30921 | 1205120000 | A2LC/25/M25-M25F-WM | A2LC (Klippon unarmored with conduit connection thread, Ex e/d cable gland), Cable glands, M 25 x 1.5, 16 mm, OD min. 13.5 - OD max. 20 mm, Brass, nickel-plated
30922 | 1248280005 | IE-C6FP8LD0005M40V40-D | Patch cable, RJ45 IP 20, Angled 90°, RJ45 IP 20, Cat.6A / Class EA (ISO/IEC 11801 2010), LSZH, 0.5 m
30923 | 1248280010 | IE-C6FP8LD0010M40V40-D | Patch cable, RJ45 IP 20, Angled 90°, RJ45 IP 20, Cat.6A / Class EA (ISO/IEC 11801 2010), LSZH, 1 m
30924 | 1205470000 | A2LC/20/NPT3/4-M20F-WM | A2LC (Klippon unarmored with conduit connection thread, Ex e/d cable gland), Cable glands, 3/4" NPT, 13.9 mm, OD min. 10 - OD max. 14 mm, Brass, nickel-plated
30925 | 1206710000 | A2LC/40/NPT1-1/2-M40F | A2LC (Klippon unarmored with conduit connection thread, Ex e/d cable gland), Cable glands, 1 1/2" NPT, 18.4 mm, OD min. 25.5 - OD max. 32.2 mm, Brass, nickel-plated
30926 | 1206310000 | A2LC/16/NPT1/2-NPT3/4F | A2LC (Klippon unarmored with conduit connection thread, Ex e/d cable gland), Cable glands, 1/2" NPT, 13.6 mm, OD min. 4.5 - OD max. 8.7 mm, Brass, nickel-plated
30927 | 1205430000 | A2LC/63S/NPT2-NPT2F-WM | A2LC (Klippon unarmored with conduit connection thread, Ex e/d cable gland), Cable glands, 2" NPT, 19.2 mm, OD min. 43.5 - OD max. 50.1 mm, Brass, nickel-plated
30928 | 1206320000 | A2LC/20/NPT1/2-NPT3/4F | A2LC (Klippon unarmored with conduit connection thread, Ex e/d cable gland), Cable glands, 1/2" NPT, 13.6 mm, OD min. 10 - OD max. 14 mm, Brass, nickel-plated
30929 | 1205410000 | A2LC/32/NPT1-NPT1F-WM | A2LC (Klippon unarmored with conduit connection thread, Ex e/d cable gland), Cable glands, 1" NPT, 17.3 mm, OD min. 19.5 - OD max. 26.3 mm, Brass, nickel-plated
30930 | 1205310000 | A2LC/25/M25-NPT1F-WM | A2LC (Klippon unarmored with conduit connection thread, Ex e/d cable gland), Cable glands, M 25 x 1.5, 16 mm, OD min. 13.5 - OD max. 20 mm, Brass, nickel-plated
30931 | 1187050000 | A2L/50S/NPT1-1/2-WM | A2L (Klippon unarmored Ex e/d cable gland), Cable glands, 1 1/2" NPT, 18.4 mm, OD min. 31.5 - OD max. 38.2 mm, Brass, nickel-plated
30932 | 1205280000 | A2LC/20S/M20-NPT3/4F-WM | A2LC (Klippon unarmored with conduit connection thread, Ex e/d cable gland), Cable glands, M 20 x 1.5, 16 mm, OD min. 8 - OD max. 11.7 mm, Brass, nickel-plated
30933 | 2080360000 | AMG ELM-6 | Electronic load monitoring, 6 A, 24 V DC
30934 | 1185700000 | SKMUS M25-W | SKMU SS (stainless steel locknut), Locknut, Stainless steel 1.4404
30935 | 1205640000 | A2LC/16/NPT1/2-NPT1/2F | A2LC (Klippon unarmored with conduit connection thread, Ex e/d cable gland), Cable glands, 1/2" NPT, 13.6 mm, OD min. 4.5 - OD max. 8.7 mm, Brass, nickel-plated
30936 | 1205420000 | A2LC/50/NPT2-NPT2F-WM | A2LC (Klippon unarmored with conduit connection thread, Ex e/d cable gland), Cable glands, 2" NPT, 19.2 mm, OD min. 37.5 - OD max. 44.1 mm, Brass, nickel-plated
30937 | 1184740000 | E1W/63S/M63-WM | E1W (Klippon double seal SWA armored Ex e/d cable gland), Cable glands, M 63 x 1.5, 19 mm, Single-wire armouring, 2.5 - 2.5 mm, OD min. 51.5 - OD max. 59.5 mm, ID min. 43.50 - ID max. 50.10 mm, Brass, nickel-plated
30938 | 1205330000 | A2LC/16/NPT1/2-M20F-WM | A2LC (Klippon unarmored with conduit connection thread, Ex e/d cable gland), Cable glands, 1/2" NPT, 13.6 mm, OD min. 4.5 - OD max. 8.7 mm, Brass, nickel-plated
30939 | 1206690000 | A2LC/63S/NPT2-1/2-M63F | A2LC (Klippon unarmored with conduit connection thread, Ex e/d cable gland), Cable glands, 2 1/2" NPT, 28.9 mm, OD min. 43.5 - OD max. 50.1 mm, Brass, nickel-plated
30940 | 1186950000 | A2L/50/M50-WM | A2L (Klippon unarmored Ex e/d cable gland), Cable glands, M 50 x 1.5, 16 mm, OD min. 37.5 - OD max. 44.1 mm, Brass, nickel-plated
30941 | 1186920000 | A2L/32/M32-WM | A2L (Klippon unarmored Ex e/d cable gland), Cable glands, M 32 x 1.5, 16 mm, OD min. 19.5 - OD max. 26.3 mm, Brass, nickel-plated
30942 | 1205370000 | A2LC/32/NPT1-M32F-WM | A2LC (Klippon unarmored with conduit connection thread, Ex e/d cable gland), Cable glands, 1" NPT, 17.3 mm, OD min. 19.5 - OD max. 26.3 mm, Brass, nickel-plated
30943 | 1187160000 | A2L/50S/NPT2-WM | A2L (Klippon unarmored Ex e/d cable gland), Cable glands, 2" NPT, 19.2 mm, OD min. 31.5 - OD max. 38.2 mm, Brass, nickel-plated
30944 | 1205380000 | A2LC/50/NPT2-M50F-WM | A2LC (Klippon unarmored with conduit connection thread, Ex e/d cable gland), Cable glands, 2" NPT, 19.2 mm, OD min. 37.5 - OD max. 44.1 mm, Brass, nickel-plated
30945 | 1205460000 | A2LC/20S/NPT3/4-M20F-WM | A2LC (Klippon unarmored with conduit connection thread, Ex e/d cable gland), Cable glands, 3/4" NPT, 13.9 mm, OD min. 8 - OD max. 11.7 mm, Brass, nickel-plated
30946 | 1185120000 | E1XZ/32/NPT1-WM | E1XZ (Klippon double seal SWB/STA armored Ex e/d cable gland), Cable glands, 1" NPT, 17.3 mm, Braided armouring, Metal foil armouring, 1.6 - 2 mm, OD min. 26 - OD max. 34 mm, ID min. 19.50 - ID max. 26.30 mm, Brass, nickel-plated
30947 | 1205660000 | A2LC/20S/NPT1/2-NPT1/2F | A2LC (Klippon unarmored with conduit connection thread, Ex e/d cable gland), Cable glands, 1/2" NPT, 13.6 mm, OD min. 8 - OD max. 11.7 mm, Brass, nickel-plated
30948 | 1205210000 | A2LC/20S/M20-NPT1/2F-WM | A2LC (Klippon unarmored with conduit connection thread, Ex e/d cable gland), Cable glands, M 20 x 1.5, 16 mm, OD min. 8 - OD max. 11.7 mm, Brass, nickel-plated
30949 | 1185680000 | SKMUS M16-W | SKMU SS (stainless steel locknut), Locknut, Stainless steel 1.4404
30950 | 1184880000 | E1W/16/NPT3/4-WM | E1W (Klippon double seal SWA armored Ex e/d cable gland), Cable glands, 3/4" NPT, 13.9 mm, Single-wire armouring, 0.9 - 0.9 mm, OD min. 8 - OD max. 13.5 mm, ID min. 4.50 - ID max. 8.70 mm, Brass, nickel-plated
30951 | 1205140000 | A2LC/40/M40-M40F-WM | A2LC (Klippon unarmored with conduit connection thread, Ex e/d cable gland), Cable glands, M 40 x 1.5, 16 mm, OD min. 25.5 - OD max. 32.2 mm, Brass, nickel-plated
30952 | 1205070000 | A2LC/40/M40-NPT1-1/2F | A2LC (Klippon unarmored with conduit connection thread, Ex e/d cable gland), Cable glands, M 40 x 1.5, 16 mm, OD min. 25.5 - OD max. 32.2 mm, Brass, nickel-plated
30953 | 1206280000 | A2LC/50S/NPT1-1/2-NPT1 | A2LC (Klippon unarmored with conduit connection thread, Ex e/d cable gland), Cable glands, 1 1/2" NPT, 18.4 mm, OD min. 31.5 - OD max. 38.2 mm, Brass, nickel-plated
30954 | 2080410000 | AMG ELM-12 | Electronic load monitoring, 12 A, 24 V DC
30955 | 1315390000 | UR20-16DI-N | Remote I/O module, IP20, Digital signals, Input, 16-channel
30956 | 1315680000 | UR20-4AO-UI-16 | Remote I/O module, IP20, Analog signals, Output, 4-channel, Current/Voltage
30957 | 1334910000 | UR20-FBC-EC | Remote I/O fieldbus coupler, IP20, Ethernet, EtherCAT
30958 | 1990070000 | UR20-2AI-SG-24-DIAG | Remote I/O module, IP20, Analog signals, Input, PUSH IN connection
30959 | 2566380000 | UR20-FBC-PN-IRT-V2 | Remote I/O fieldbus coupler, IP20, Ethernet, PROFINET IRT
30960 | 1315550000 | UR20-4RO-CO-255 | Remote I/O module, IP20, Digital signals, Output, Relay
30961 | 1069710000 | SHL-SMT 5.00/04GR 5.9BX | PCB plug-in connector, Connection element, right, male header, open side, THT/THR solder connection, 5.00 mm, Number of poles: 4, 90°, Solder pin length (l): 5.9 mm, tinned, black, Box
30962 | 1069770000 | SHL-SMT 5.00/04GL 5.9BX | PCB plug-in connector, Connection element, left, male header, open side, THT/THR solder connection, 5.00 mm, Number of poles: 4, 90°, Solder pin length (l): 5.9 mm, tinned, black, Box
30963 | 1334740000 | UR20-PF-O | Remote I/O module, IP20, Power supply unit, 24 VDC-Output
30964 | 1315750000 | UR20-1COM-232-485-422 | Remote I/O module, IP20, 1-channel, RS232/RS485/RS422 communication, PUSH IN connection
30965 | 1315440000 | UR20-16DO-N | Remote I/O module, IP20, Digital signals, Output, 16-channel
30966 | 1315700000 | UR20-4AI-RTD-DIAG | Remote I/O module, IP20, Analog signals, Temperature, RTD
30967 | 1315710000 | UR20-4AI-TC-DIAG | Remote I/O module, IP20, Analog signals, Temperature, TC
30968 | 2476450000 | UR20-FBC-MOD-TCP-V2 | Remote I/O fieldbus coupler, IP20, Ethernet, Modbus/TCP
30969 | 2625010000 | UR20-FBC-CC | Remote I/O fieldbus coupler, IP20, CC-Link
30970 | 9009730000 | SDI SET S2.5-5.5/PH1/2 | Screwdriver
30971 | 9008390000 | SDIS 0.6X3.5X100 | Screwdriver, Screwdriver
30972 | 9008370000 | SDIS 0.4X2.5X75 | Screwdriver, Screwdriver
30973 | 9008330000 | SDS 0.6X3.5X100 | Screwdriver, Screwdriver
30974 | 1274660000 | SDIS SL 0.6X3.5X100 | Screwdriver, Mounting tool
30975 | 1334920000 | UR20-FBC-EIP | Remote I/O fieldbus coupler, IP20, Ethernet, EtherNet/IP
30976 | 1334710000 | UR20-PF-I | Remote I/O module, IP20, Power supply unit, 24 VDC-Input
30977 | 2781350000 | CH-W-H-A11-PPZZZR | Wallbox, max. charging capacity of 11 kW @ 3-phase (400 V) grid connection, max. current 16 A, With attached 5 m cable and type 2 plug, Modbus RTU
30978 | 2781360000 | CH-W-H-A11-SPZZZR | Wallbox, max. charging capacity of 11 kW @ 3-phase (400 V) grid connection, max. current 16 A, Type 2 socket outlet, Modbus RTU
30979 | 1469340000 | UR20-PG0.35 | Connecting plug
30980 | 1187110000 | A2L/20S/NPT3/4-WM | A2L (Klippon unarmored Ex e/d cable gland), Cable glands, 3/4" NPT, 13.9 mm, OD min. 8 - OD max. 11.7 mm, Brass, nickel-plated
30981 | 1206580000 | A2LC/50S/NPT2-NPT1-1/2F | A2LC (Klippon unarmored with conduit connection thread, Ex e/d cable gland), Cable glands, 2" NPT, 19.2 mm, OD min. 31.5 - OD max. 38.2 mm, Brass, nickel-plated
30982 | 1184770000 | E1W/16/NPT1/2-WM | E1W (Klippon double seal SWA armored Ex e/d cable gland), Cable glands, 1/2" NPT, 13.6 mm, Single-wire armouring, 0.9 - 0.9 mm, OD min. 8 - OD max. 13.5 mm, ID min. 4.50 - ID max. 8.70 mm, Brass, nickel-plated
30983 | 1186900000 | A2L/20/M20-WM | A2L (Klippon unarmored Ex e/d cable gland), Cable glands, M 20 x 1.5, 16 mm, OD min. 10 - OD max. 14 mm, Brass, nickel-plated
30984 | 1186880000 | A2L/16/M16-WM | A2L (Klippon unarmored Ex e/d cable gland), Cable glands, M 16 x 1.5, 16 mm, OD min. 4.5 - OD max. 8.7 mm, Brass, nickel-plated
30985 | 1205680000 | A2LC/25/NPT3/4-NPT3/4F | A2LC (Klippon unarmored with conduit connection thread, Ex e/d cable gland), Cable glands, 3/4" NPT, 13.9 mm, OD min. 13.5 - OD max. 20 mm, Brass, nickel-plated
30986 | 1184750000 | E1W/63/M63-WM | E1W (Klippon double seal SWA armored Ex e/d cable gland), Cable glands, M 63 x 1.5, 19 mm, Single-wire armouring, 2.5 - 2.5 mm, OD min. 58 - OD max. 66 mm, ID min. 49.50 - ID max. 56.00 mm, Brass, nickel-plated
30987 | 1424090000 | ADAP NPT3/4-NPT1-1/2-W | ADAP (Klippon Ex adaptor), Adapter, 3/4" NPT
30988 | 1139070000 | H0,34/14 ZH TK | Wire-end ferrule, Twin wire-end ferrule, 11 mm, 8 mm, Turquoise
30989 | 1413770000 | CH20M45 B BUS GGY/BK | Modular housing, OMNIMATE Housing - series CH20M Graphite grey, Width: 45 mm
30990 | 1472800000 | CH20M22 B FE AGY/BK 3747 | Modular housing, OMNIMATE Housing - series CH20M Agate grey, Width: 22.5 mm
30991 | 1472810000 | CH20M22 FC AGY 3747 | Modular housing, OMNIMATE Housing - series CH20M Agate grey, Width: 22.5 mm
30992 | 1472820000 | CH20M22 S RPP AGY 3747 | Modular housing, OMNIMATE Housing - series CH20M Agate grey, Width: 22.5 mm
30993 | 1472830000 | CH20M AD SHL 5.00/04 AGY 3747 | Hood, OMNIMATE Housing - series CH20M Agate grey, Width: 22.5 mm
30994 | 2015630000 | BLZP 5.08HC/23/225F SN BK BX | PCB plug-in connector, female plug, 5.08 mm, Number of poles: 23, 225°, Clamping yoke connection, Clamping range, max. : 4 mm², Box
30995 | 2015650000 | BLZP 5.08HC/15/225F SN BK BX | PCB plug-in connector, female plug, 5.08 mm, Number of poles: 15, 225°, Clamping yoke connection, Clamping range, max. : 4 mm², Box
30996 | 2015660000 | BLZP 5.08HC/18/225F SN BK BX | PCB plug-in connector, female plug, 5.08 mm, Number of poles: 18, 225°, Clamping yoke connection, Clamping range, max. : 4 mm², Box
30997 | 2015680000 | BLZP 5.08HC/22/225F SN BK BX | PCB plug-in connector, female plug, 5.08 mm, Number of poles: 22, 225°, Clamping yoke connection, Clamping range, max. : 4 mm², Box
30998 | 2015710000 | BLZP 5.08HC/03/225F SN BK BX | PCB plug-in connector, female plug, 5.08 mm, Number of poles: 3, 225°, Clamping yoke connection, Clamping range, max. : 4 mm², Box
30999 | 2015720000 | BLZP 5.08HC/06/225F SN BK BX | PCB plug-in connector, female plug, 5.08 mm, Number of poles: 6, 225°, Clamping yoke connection, Clamping range, max. : 4 mm², Box
31000 | 2015740000 | BLZP 5.08HC/12/225F SN BK BX | PCB plug-in connector, female plug, 5.08 mm, Number of poles: 12, 225°, Clamping yoke connection, Clamping range, max. : 4 mm², Box
31001 | 2067800000 | BLL 5.08/06/90FI 3.2SN BK BX | PCB plug-in connector, female header, Inverted flange, THT solder connection, 5.08 mm, Number of poles: 6, 90°, Solder pin length (l): 3.2 mm, black, Box
31002 | 2443950000 | BLF 5.08HC/18/180F SN GN BX | PCB plug-in connector, female plug, 5.08 mm, Number of poles: 18, 180°, PUSH IN with actuator, Tension-clamp connection, Clamping range, max. : 3.31 mm², Box
31003 | 2593040000 | S2C-SMT 3.50/34/90LF 3.2SN BK TR | PCB plug-in connector, male header, Solder flange, THT/THR solder connection, 3.50 mm, Number of poles: 34, 90°, Solder pin length (l): 3.2 mm, tinned, black, Tray
31004 | 2599710000 | LSF-SMT 5.08/06/180 3.5SN BK TU PRT | Printed circuit board terminals, 5.08 mm, Number of poles: 6, 180°, Solder pin length (l): 3.5 mm, black, PUSH IN with actuator, Clamping range, max. : 1.5 mm²
31005 | 2599720000 | LSF-SMT 5.08/06/180 3.5SN BK TU PRT | Printed circuit board terminals, 5.08 mm, Number of poles: 6, 180°, Solder pin length (l): 3.5 mm, black, PUSH IN with actuator, Clamping range, max. : 1.5 mm²
31006 | 2599730000 | LSF-SMT 5.08/06/180 3.5SN BK TU PRT | Printed circuit board terminals, 5.08 mm, Number of poles: 6, 180°, Solder pin length (l): 3.5 mm, black, PUSH IN with actuator, Clamping range, max. : 1.5 mm²
31007 | 2599740000 | LSF-SMT 5.08/06/180 3.5SN BK TU PRT | Printed circuit board terminals, 5.08 mm, Number of poles: 6, 180°, Solder pin length (l): 3.5 mm, black, PUSH IN with actuator, Clamping range, max. : 1.5 mm²
31008 | 2625210000 | BLZP 5.08HC/05/180 SN OR BX CO | PCB plug-in connector, female plug, 5.08 mm, Number of poles: 5, 180°, Clamping yoke connection, Clamping range, max. : 4 mm², Box
31009 | 2625220000 | BLZP 5.08HC/05/180 SN OR BX CO | PCB plug-in connector, female plug, 5.08 mm, Number of poles: 5, 180°, Clamping yoke connection, Clamping range, max. : 4 mm², Box
31010 | 930640001 | SKMU M16 MS SC | SKMU MS (brass locknut), Locknut, M 16, 4 mm, Brass
31011 | 930640002 | SKMU M20 MS SC | SKMU MS (brass locknut), Locknut, M 20, 4 mm, Brass
31012 | 1073360000 | CH20M22 F GGY 2019 | Modular housing, OMNIMATE Housing - series CH20M Graphite grey, Width: 22.5 mm
31013 | 1073410000 | CH20M6 C TP 8089 | Modular housing, OMNIMATE Housing - series CH20M Transparent, Tilt cover, Width: 6.1 mm
31014 | 1073420000 | CH20M22 C TP 8089 | Modular housing, OMNIMATE Housing - series CH20M Transparent, Width: 22.5 mm
31015 | 1076980000 | H0,5/18 OR | Wire-end ferrule, Standard, 14 mm, 12 mm, orange
31016 | 1076990000 | H0,5/18D W | Wire-end ferrule, Standard, 14 mm, 12 mm, white
31017 | 1100000000 | SL 7.62/05/180 3.2SN GN BX | PCB plug-in connector, male header, Dovetails for fixing blocks, THT solder connection, 7.62 mm, Number of poles: 5, 180°, Solder pin length (l): 3.2 mm, tinned, Pale green, Box
31018 | 1102250000 | SL 7.62/05/180B 3.2SN GN BX | PCB plug-in connector, male header, Dovetails for fixing blocks, THT solder connection, 7.62 mm, Number of poles: 5, 180°, Solder pin length (l): 3.2 mm, tinned, Pale green, Box
31019 | 1102270000 | SL 7.62/07/180B 3.2SN GN BX | PCB plug-in connector, male header, Dovetails for fixing blocks, THT solder connection, 7.62 mm, Number of poles: 7, 180°, Solder pin length (l): 3.2 mm, tinned, Pale green, Box
31020 | 1111490000 | SL 5.00/05/180 3.2SN BK BX | PCB plug-in connector, male header, open side, THT solder connection, 5.00 mm, Number of poles: 5, 180°, Solder pin length (l): 3.2 mm, tinned, black, Box
31021 | 1111500000 | SL 5.00/06/180 3.2SN BK BX | PCB plug-in connector, male header, open side, THT solder connection, 5.00 mm, Number of poles: 6, 180°, Solder pin length (l): 3.2 mm, tinned, black, Box
31022 | 1135040000 | ZAP ZSI2X6/4X2.5 ETA | Z-series, End plate
31023 | 1162600000 | WEW 35/1 SW | W-Series, End bracket
31024 | 1164680000 | CH20M22 F LGY 2018 | Modular housing, OMNIMATE Housing - series CH20M Light Grey, Width: 22.5 mm
31025 | 1170140000 | SAI-M23-KSC-0.08/0.56 | Sensor/Actuator plug-in connector, Crimp contact
31026 | 1170150000 | SAI-M23-KSC-0.14/1.00 | Sensor/Actuator plug-in connector, Crimp contact
31027 | 1170170000 | SAI-M23-KSC-1.00-1.5 | Sensor/Actuator plug-in connector, Crimp contact
31028 | 1170180000 | SAI-M23-KBC-0.34/1.00 | Sensor/Actuator plug-in connector, Crimp contact
31029 | 1170210000 | SAI-M23-KBC-1.00-1.5 | Sensor/Actuator plug-in connector, Crimp contact
31030 | 1170220000 | SAI-M23-KSC-1.5-0.14-1 | Sensor/Actuator plug-in connector, Crimp contact
31031 | 1170230000 | SAI-M23-KBC-1.5-.14-.56 | Sensor/Actuator plug-in connector, Crimp contact
31032 | 1170240000 | SAI-M23-KBC-1.5-.56-1.0 | Sensor/Actuator plug-in connector, Crimp contact
31033 | 1170250000 | SAI-M23-KSC-2-0.75-2.5 | Sensor/Actuator plug-in connector, Crimp contact
31034 | 1170260000 | SAI-M23-KBC-2-0.75-2.5 | Sensor/Actuator plug-in connector, Crimp contact
31035 | 1170390000 | SAI-M23-KSC-0,25-1.0 | Sensor/Actuator plug-in connector, Crimp contact
31036 | 1170400000 | SAI-M23-KSC-L-0.75-2.5 | Sensor/Actuator plug-in connector, Crimp contact
31037 | 1170410000 | SAI-M23-KSC-L-2.5-4.0 | Sensor/Actuator plug-in connector, Crimp contact
31038 | 1170420000 | SAI-M23-KBC-L-2.5-4.0 | Sensor/Actuator plug-in connector, Crimp contact
31039 | 1190330000 | TW AKZ | SAK Series, Partition plate, 2 mm, beige
31040 | 1206880000 | CH20M22 FC RD 2014 | Modular housing, OMNIMATE Housing - series CH20M red, Width: 22.5 mm
31041 | 1209360000 | CH20M22 FC GGY 2019 | Modular housing, OMNIMATE Housing - series CH20M Graphite grey, Width: 22.5 mm
31042 | 1209370000 | CH20M22 FC LGY 2018 | Modular housing, OMNIMATE Housing - series CH20M Light Grey, Width: 22.5 mm
31043 | 1209380000 | CH20M22 F RD 2014 | Modular housing, OMNIMATE Housing - series CH20M red, Width: 22.5 mm
31044 | 1227890000 | WEW 35/1 GR | W-Series, End bracket
31045 | 1248810000 | SFX 10/60 S MC NE WS | SlimFix X, Conductor and cable markers, 7 - 40 mm, 60 x 13.62 mm, white
31046 | 1248820000 | SFX 10/60 S MC NE GE | SlimFix X, Conductor and cable markers, 7 - 40 mm, 60 x 13.62 mm, yellow
31047 | 1248830000 | SFX 10/60 S MC NE RT | SlimFix X, Conductor and cable markers, 7 - 40 mm, 60 x 13.62 mm, red
31048 | 1248840000 | SFX 10/60 S MC NE BL | SlimFix X, Conductor and cable markers, 7 - 40 mm, 60 x 13.62 mm, blue
31049 | 1250080000 | MF 5/12 MC SDR | MultiFit, Terminal marker, 5 x 12 mm, Pitch in mm (P): 4.00 Phoenix, To customer specification
31050 | 1288600000 | EPL PGK4 BK | OMNIMATE Power - series PGK, End plate
31051 | 1327780000 | SFX-M 11/60 AL | MetalliCard, Conductor and cable markers, 7 - 40 mm, 60 x 11 mm, silver
31052 | 1327790000 | SFX-M 11/60 ST | MetalliCard, Conductor and cable markers, 7 - 40 mm, 60 x 11 mm, silver
31053 | 1341630000 | DEK 5/8-11.5 MC NE WS | Dekafix, Terminal marker, 5 x 8 mm, Pitch in mm (P): 8.00 Weidmueller, white
31054 | 1349290000 | ZAP/TW ZDU/ZPE 2.5N/4AN OR | Accessories, End plate, Partition plate
31055 | 1356830000 | LL 6.35/02/90V 5.0SN BK BX | Printed circuit board terminals, 6.35 mm, Number of poles: 2, 90°, Solder pin length (l): 5 mm, tinned, black, Clamping yoke connection, Clamping range, max. : 6 mm², Box
31056 | 1356840000 | LL 6.35/03/90V 5.0SN BK BX | Printed circuit board terminals, 6.35 mm, Number of poles: 3, 90°, Solder pin length (l): 5 mm, tinned, black, Clamping yoke connection, Clamping range, max. : 6 mm², Box
31057 | 1356850000 | LL 6.35/04/90V 5.0SN BK BX | Printed circuit board terminals, 6.35 mm, Number of poles: 4, 90°, Solder pin length (l): 5 mm, tinned, black, Clamping yoke connection, Clamping range, max. : 6 mm², Box
31058 | 1356870000 | LL 6.35/05/90V 5.0SN BK BX | Printed circuit board terminals, 6.35 mm, Number of poles: 5, 90°, Solder pin length (l): 5 mm, tinned, black, Clamping yoke connection, Clamping range, max. : 6 mm², Box
31059 | 1356880000 | LL 6.35/06/90V 5.0SN BK BX | Printed circuit board terminals, 6.35 mm, Number of poles: 6, 90°, Solder pin length (l): 5 mm, tinned, black, Clamping yoke connection, Clamping range, max. : 6 mm², Box
31060 | 1356890000 | LL 6.35/07/90V 5.0SN BK BX | Printed circuit board terminals, 6.35 mm, Number of poles: 7, 90°, Solder pin length (l): 5 mm, tinned, black, Clamping yoke connection, Clamping range, max. : 6 mm², Box
31061 | 1356900000 | LL 6.35/08/90V 5.0SN BK BX | Printed circuit board terminals, 6.35 mm, Number of poles: 8, 90°, Solder pin length (l): 5 mm, tinned, black, Clamping yoke connection, Clamping range, max. : 6 mm², Box
31062 | 1356920000 | LL 6.35/09/90V 5.0SN BK BX | Printed circuit board terminals, 6.35 mm, Number of poles: 9, 90°, Solder pin length (l): 5 mm, tinned, black, Clamping yoke connection, Clamping range, max. : 6 mm², Box
31063 | 1356930000 | LL 6.35/10/90V 5.0SN BK BX | Printed circuit board terminals, 6.35 mm, Number of poles: 10, 90°, Solder pin length (l): 5 mm, tinned, black, Clamping yoke connection, Clamping range, max. : 6 mm², Box
31064 | 1356940000 | LL 6.35/11/90V 5.0SN BK BX | Printed circuit board terminals, 6.35 mm, Number of poles: 11, 90°, Solder pin length (l): 5 mm, tinned, black, Clamping yoke connection, Clamping range, max. : 6 mm², Box
31065 | 1356950000 | LL 6.35/12/90V 5.0SN BK BX | Printed circuit board terminals, 6.35 mm, Number of poles: 12, 90°, Solder pin length (l): 5 mm, tinned, black, Clamping yoke connection, Clamping range, max. : 6 mm², Box
31066 | 1369480000 | DEK 5/3.5 MC NE GE | Dekafix, Terminal marker, 5 x 3.5 mm, Pitch in mm (P): 3.50 Weidmueller, yellow
31067 | 1401650000 | SL 5.08HC/05/90 3.2SN GN BX | PCB plug-in connector, male header, open side, THT solder connection, 5.08 mm, Number of poles: 5, 90°, Solder pin length (l): 3.2 mm, tinned, Pale green, Box
31068 | 1401670000 | SL 5.08HC/06/90 3.2SN GN BX | PCB plug-in connector, male header, open side, THT solder connection, 5.08 mm, Number of poles: 6, 90°, Solder pin length (l): 3.2 mm, tinned, Pale green, Box
31069 | 1401680000 | SL 5.08HC/07/90 3.2SN GN BX | PCB plug-in connector, male header, open side, THT solder connection, 5.08 mm, Number of poles: 7, 90°, Solder pin length (l): 3.2 mm, tinned, Pale green, Box
31070 | 1401690000 | SL 5.08HC/08/90 3.2SN GN BX | PCB plug-in connector, male header, open side, THT solder connection, 5.08 mm, Number of poles: 8, 90°, Solder pin length (l): 3.2 mm, tinned, Pale green, Box
31071 | 1401700000 | SL 5.08HC/09/90 3.2SN GN BX | PCB plug-in connector, male header, open side, THT solder connection, 5.08 mm, Number of poles: 9, 90°, Solder pin length (l): 3.2 mm, tinned, Pale green, Box
31072 | 1401710000 | SL 5.08HC/10/90 3.2SN GN BX | PCB plug-in connector, male header, open side, THT solder connection, 5.08 mm, Number of poles: 10, 90°, Solder pin length (l): 3.2 mm, tinned, Pale green, Box
31073 | 1401820000 | SL 5.08HC/05/180 3.2SN GN BX | PCB plug-in connector, male header, open side, THT solder connection, 5.08 mm, Number of poles: 5, 180°, Solder pin length (l): 3.2 mm, tinned, Pale green, Box
31074 | 1401830000 | SL 5.08HC/06/180 3.2SN GN BX | PCB plug-in connector, male header, open side, THT solder connection, 5.08 mm, Number of poles: 6, 180°, Solder pin length (l): 3.2 mm, tinned, Pale green, Box
31075 | 1401840000 | SL 5.08HC/07/180 3.2SN GN BX | PCB plug-in connector, male header, open side, THT solder connection, 5.08 mm, Number of poles: 7, 180°, Solder pin length (l): 3.2 mm, tinned, Pale green, Box
31076 | 1401850000 | SL 5.08HC/08/180 3.2SN GN BX | PCB plug-in connector, male header, open side, THT solder connection, 5.08 mm, Number of poles: 8, 180°, Solder pin length (l): 3.2 mm, tinned, Pale green, Box
31077 | 1401880000 | SL 5.08HC/10/180 3.2SN GN BX | PCB plug-in connector, male header, open side, THT solder connection, 5.08 mm, Number of poles: 10, 180°, Solder pin length (l): 3.2 mm, tinned, Pale green, Box
31078 | 1401920000 | SL 5.08HC/05/180F 3.2SN GN BX | PCB plug-in connector, male header, Flange, THT solder connection, 5.08 mm, Number of poles: 5, 180°, Solder pin length (l): 3.2 mm, tinned, Pale green, Box
31079 | 1409290000 | SL 5.08HC/05/90B 3.2SN GN BX | PCB plug-in connector, male header, Dovetails for fixing blocks, THT solder connection, 5.08 mm, Number of poles: 5, 90°, Solder pin length (l): 3.2 mm, tinned, Pale green, Box
31080 | 1409310000 | SL 5.08HC/06/90B 3.2SN GN BX | PCB plug-in connector, male header, Dovetails for fixing blocks, THT solder connection, 5.08 mm, Number of poles: 6, 90°, Solder pin length (l): 3.2 mm, tinned, Pale green, Box
31081 | 1409320000 | SL 5.08HC/07/90B 3.2SN GN BX | PCB plug-in connector, male header, Dovetails for fixing blocks, THT solder connection, 5.08 mm, Number of poles: 7, 90°, Solder pin length (l): 3.2 mm, tinned, Pale green, Box
31082 | 1409330000 | SL 5.08HC/08/90B 3.2SN GN BX | PCB plug-in connector, male header, Dovetails for fixing blocks, THT solder connection, 5.08 mm, Number of poles: 8, 90°, Solder pin length (l): 3.2 mm, tinned, Pale green, Box
31083 | 1409340000 | SL 5.08HC/09/90B 3.2SN GN BX | PCB plug-in connector, male header, Dovetails for fixing blocks, THT solder connection, 5.08 mm, Number of poles: 9, 90°, Solder pin length (l): 3.2 mm, tinned, Pale green, Box
31084 | 1409350000 | SL 5.08HC/10/90B 3.2SN GN BX | PCB plug-in connector, male header, Dovetails for fixing blocks, THT solder connection, 5.08 mm, Number of poles: 10, 90°, Solder pin length (l): 3.2 mm, tinned, Pale green, Box
31085 | 1409390000 | SL 5.08HC/05/180B 3.2SN GN BX | PCB plug-in connector, male header, Dovetails for fixing blocks, THT solder connection, 5.08 mm, Number of poles: 5, 180°, Solder pin length (l): 3.2 mm, tinned, Pale green, Box
31086 | 1409410000 | SL 5.08HC/06/180B 3.2SN GN BX | PCB plug-in connector, male header, Dovetails for fixing blocks, THT solder connection, 5.08 mm, Number of poles: 6, 180°, Solder pin length (l): 3.2 mm, tinned, Pale green, Box
31087 | 1409430000 | SL 5.08HC/08/180B 3.2SN GN BX | PCB plug-in connector, male header, Dovetails for fixing blocks, THT solder connection, 5.08 mm, Number of poles: 8, 180°, Solder pin length (l): 3.2 mm, tinned, Pale green, Box
31088 | 1409450000 | SL 5.08HC/10/180B 3.2SN GN BX | PCB plug-in connector, male header, Dovetails for fixing blocks, THT solder connection, 5.08 mm, Number of poles: 10, 180°, Solder pin length (l): 3.2 mm, tinned, Pale green, Box
31089 | 1410340000 | SL 5.00/14/180 3.2SN GN BX | PCB plug-in connector, male header, open side, THT solder connection, 5.00 mm, Number of poles: 14, 180°, Solder pin length (l): 3.2 mm, tinned, Pale green, Box
31090 | 1422560000 | SFX-M 11/60-5 AL | MetalliCard, Conductor and cable markers, 7 - 40 mm, 60 x 11 mm, silver
31091 | 1422570000 | SFX-M 11/60-5 ST | MetalliCard, Conductor and cable markers, 7 - 40 mm, 60 x 11 mm, silver
31092 | 1437910000 | LM2NZF 5.08/04/135 3.5SN BK BX | Printed circuit board terminals, 5.08 mm, Number of poles: 4, 135°, Solder pin length (l): 3.5 mm, black, Tension-clamp connection, Clamping range, max. : 2.5 mm², Box
31093 | 1437930000 | LM2NZF 5.08/08/135 3.5SN BK BX | Printed circuit board terminals, 5.08 mm, Number of poles: 8, 135°, Solder pin length (l): 3.5 mm, black, Tension-clamp connection, Clamping range, max. : 2.5 mm², Box
31094 | 1538030000 | LUP 10.16/02/90 3.2SN GN BX | Printed circuit board terminals, 10.16 mm, Number of poles: 2, 90°, tinned, Clamping yoke connection, Clamping range, max. : 16 mm², Box
31095 | 1538040000 | LUP 10.16/03/90 3.2SN GN BX | Printed circuit board terminals, 10.16 mm, Number of poles: 3, 90°, tinned, Clamping yoke connection, Clamping range, max. : 16 mm², Box
31096 | 1538050000 | LUP 10.16/05/90 3.2SN GN BX | Printed circuit board terminals, 10.16 mm, Number of poles: 5, 90°, tinned, Clamping yoke connection, Clamping range, max. : 16 mm², Box
31097 | 1561170000 | LM 3.50/08/90 3.2SN BK BX | Printed circuit board terminals, 3.50 mm, Number of poles: 8, 90°, Solder pin length (l): 3.2 mm, tinned, black, Clamping yoke connection, Clamping range, max. : 2.08 mm², Box
31098 | 1991670000 | THM ET S7 1500 GE | THM, Device markers, 108.8 x 22.9 mm, Siemens, yellow
31099 | 1991680000 | THM ET S7 1500 TU | THM, Device markers, 108.8 x 22.9 mm, Siemens, Turquoise
31100 | 1993930000 | SL-SMT 5.08HC/04/90V 3.2SN BK BX | PCB plug-in connector, male header, open side, THT/THR solder connection, 5.08 mm, Number of poles: 4, 90°, Solder pin length (l): 3.2 mm, tinned, black, Box
31101 | 1993950000 | SL-SMT 5.08HC/16/90V 3.2SN BK BX | PCB plug-in connector, male header, open side, THT/THR solder connection, 5.08 mm, Number of poles: 16, 90°, Solder pin length (l): 3.2 mm, tinned, black, Box
31102 | 2091010000 | H0,75/16DS GR | Wire-end ferrule, Standard, 12 mm, 10 mm, grey
31103 | 2092480000 | H1,0/16 DS R | Wire-end ferrule, Standard, 12 mm, 10 mm, red
31104 | 2092490000 | H1,5/16 DS SW | Wire-end ferrule, Standard, 12 mm, 10 mm, black
31105 | 2441050000 | SL-SMT 5.00HC/02/180 3.2SN BK RL | PCB plug-in connector, male header, open side, THT/THR solder connection, 5.00 mm, Number of poles: 2, 180°, Solder pin length (l): 3.2 mm, tinned, black, Tape
31106 | 2441070000 | SL-SMT 5.00HC/04/180 3.2SN BK RL | PCB plug-in connector, male header, open side, THT/THR solder connection, 5.00 mm, Number of poles: 4, 180°, Solder pin length (l): 3.2 mm, tinned, black, Tape
31107 | 2441080000 | SL-SMT 5.00HC/03/180 3.2SN BK RL | PCB plug-in connector, male header, open side, THT/THR solder connection, 5.00 mm, Number of poles: 3, 180°, Solder pin length (l): 3.2 mm, tinned, black, Tape
31108 | 2445180000 | SL 5.08HC/02/180B 4.5SN OR BX | PCB plug-in connector, male header, Dovetails for fixing blocks, THT solder connection, 5.08 mm, Number of poles: 2, 180°, Solder pin length (l): 4.5 mm, tinned, orange, Box
31109 | 2445190000 | SL 5.08HC/08/180B 4.5SN OR BX | PCB plug-in connector, male header, Dovetails for fixing blocks, THT solder connection, 5.08 mm, Number of poles: 8, 180°, Solder pin length (l): 4.5 mm, tinned, orange, Box
31110 | 2455370000 | SL 5.08HC/06/180B 4.5SN OR BX | PCB plug-in connector, male header, Dovetails for fixing blocks, THT solder connection, 5.08 mm, Number of poles: 6, 180°, Solder pin length (l): 4.5 mm, tinned, orange, Box
31111 | 2471390000 | BL-I/O 3.50/10F CJC AU BK BX | PCB plug-in connector, female plug, 3.50 mm, Number of poles: 10, 180°, PUSH IN with actuator, Tension-clamp connection, Clamping range, max. : 1.5 mm², Box
31112 | 2488190000 | SL 5.08HC/16/180B 3.2SN GN BX | PCB plug-in connector, male header, Dovetails for fixing blocks, THT solder connection, 5.08 mm, Number of poles: 16, 180°, Solder pin length (l): 3.2 mm, tinned, orange, Box
31113 | 2545120000 | ITS 24-240VUC M7C PU10 | IT TIMER, Multifunction timing relay, with separate control input, Number of contacts: 1, CO contact, AgNi, Continuous current: 5 A, Screw connection
31114 | 2554020000 | CD-RET 40 | Cable duct binder
31115 | 2554030000 | CD-RET 60 | Cable duct binder
31116 | 2562770000 | CD-FLEX 12.5X12.5 | Flexible wiring duct, 12.5 mm x 12.5 mm, 5.00 mm x 7.50 mm, 500 mm
31117 | 2562780000 | CD-FLEX 20X20 | Flexible wiring duct, 20 mm x 20 mm, 5.00 mm x 7.50 mm, 500 mm
31118 | 2562790000 | CD-FLEX 30X30 | Flexible wiring duct, 30 mm x 30 mm, 5.00 mm x 7.50 mm, 500 mm
31119 | 2562800000 | CD-FLEX 40X40 | Flexible wiring duct, 40 mm x 40 mm, 5.00 mm x 7.50 mm, 500 mm
31120 | 2567190000 | LL 5.08/11/90 3.2SN BK BX TB | Printed circuit board terminals, 5.08 mm, Number of poles: 11, 90°, Solder pin length (l): 3.2 mm, tinned, black, Clamping yoke connection, Clamping range, max. : 6 mm², Box
31121 | 2567210000 | LL 5.08/15/90 3.2SN GY BX TB | Printed circuit board terminals, 5.08 mm, Number of poles: 12, 90°, Solder pin length (l): 3.2 mm, tinned, Pebble grey, Clamping yoke connection, Clamping range, max. : 6 mm², Box
31122 | 2583350000 | CABTITE BSE SML GY | Sealing element, Cabtite (cable entry system), TPE, Light Grey, Height: 20.3 mm, Width: 20.3 mm, Depth: 17.7 mm, -40 °C?90 °C, IP66
31123 | 2583400000 | CABTITE SE 3-4 SML GY | Sealing element, Cabtite (cable entry system), TPE, Light Grey, Height: 20.3 mm, Width: 20.3 mm, Depth: 17.7 mm, -40 °C?90 °C, IP66
31124 | 2583440000 | CABTITE SE 4-5 SML GY | Sealing element, Cabtite (cable entry system), TPE, Light Grey, Height: 20.3 mm, Width: 20.3 mm, Depth: 17.7 mm, -40 °C?90 °C, IP66
31125 | 2583460000 | CABTITE SE 6-7 SML GY | Sealing element, Cabtite (cable entry system), TPE, Light Grey, Height: 20.3 mm, Width: 20.3 mm, Depth: 17.7 mm, -40 °C?90 °C, IP66
31126 | 2583550000 | CABTITE SE 2/7 SML BK | Sealing element, Cabtite (cable entry system), TPE, Deep black, Height: 20.3 mm, Width: 20.3 mm, Depth: 17.7 mm, -40 °C?120 °C, IP66
31127 | 2583560000 | CABTITE SE 4/4-5 SML BK | Sealing element, Cabtite (cable entry system), TPE, Deep black, Height: 20.3 mm, Width: 20.3 mm, Depth: 17.7 mm, -40 °C?120 °C, IP66
31128 | 2584000000 | CABTITE SE 13-14 SML BK | Sealing element, Cabtite (cable entry system), TPE, Deep black, Height: 20.3 mm, Width: 20.3 mm, Depth: 17.7 mm, -40 °C?120 °C, IP66
31129 | 2584040000 | CABTITE SE 11-12 SML BK | Sealing element, Cabtite (cable entry system), TPE, Deep black, Height: 20.3 mm, Width: 20.3 mm, Depth: 17.7 mm, -40 °C?120 °C, IP66
31130 | 2584160000 | CABTITE CGS M32 BK | separable cable gland, Cabtite (cable entry system), Polyamide, glass fibre-reinforced, Deep black, Height: 23.7 mm, M 32, -40 °C?120 °C, IP66
31131 | 2584180000 | CABTITE CGS M25 BK | separable cable gland, Cabtite (cable entry system), Polyamide, glass fibre-reinforced, Deep black, Height: 23.7 mm, M 25, -40 °C?120 °C, IP66
31132 | 2584490000 | CABTITE SE 16-17 LRG GY | Sealing element, Cabtite (cable entry system), TPE, Light Grey, Height: 42.8 mm, Width: 42.8 mm, Depth: 17.7 mm, -40 °C?90 °C, IP66
31133 | 2584550000 | CABTITE SE 15-16 SML GY | Sealing element, Cabtite (cable entry system), TPE, Light Grey, Height: 20.3 mm, Width: 20.3 mm, Depth: 17.7 mm, -40 °C?90 °C, IP66
31134 | 2584560000 | CABTITE SE 14-15 SML GY | Sealing element, Cabtite (cable entry system), TPE, Light Grey, Height: 20.3 mm, Width: 20.3 mm, Depth: 17.7 mm, -40 °C?90 °C, IP66
31135 | 2584570000 | CABTITE SE 13-14 SML GY | Sealing element, Cabtite (cable entry system), TPE, Light Grey, Height: 20.3 mm, Width: 20.3 mm, Depth: 17.7 mm, -40 °C?90 °C, IP66
31136 | 2584590000 | CABTITE SE 12-13 SML GY | Sealing element, Cabtite (cable entry system), TPE, Light Grey, Height: 20.3 mm, Width: 20.3 mm, Depth: 17.7 mm, -40 °C?90 °C, IP66
31137 | 2584600000 | CABTITE SE 11-12 SML GY | Sealing element, Cabtite (cable entry system), TPE, Light Grey, Height: 20.3 mm, Width: 20.3 mm, Depth: 17.7 mm, -40 °C?90 °C, IP66
31138 | 2584610000 | CABTITE SE 10-11 SML GY | Sealing element, Cabtite (cable entry system), TPE, Light Grey, Height: 20.3 mm, Width: 20.3 mm, Depth: 17.7 mm, -40 °C?90 °C, IP66
31139 | 2584630000 | CABTITE SE 9-10 SML GY | Sealing element, Cabtite (cable entry system), TPE, Light Grey, Height: 20.3 mm, Width: 20.3 mm, Depth: 17.7 mm, -40 °C?90 °C, IP66
31140 | 2584650000 | CABTITE SE 8-9 SML GY | Sealing element, Cabtite (cable entry system), TPE, Light Grey, Height: 20.3 mm, Width: 20.3 mm, Depth: 17.7 mm, -40 °C?90 °C, IP66
31141 | 2584660000 | CABTITE SE 7-8 SML GY | Sealing element, Cabtite (cable entry system), TPE, Light Grey, Height: 20.3 mm, Width: 20.3 mm, Depth: 17.7 mm, -40 °C?90 °C, IP66
31142 | 2584830000 | CABTITE SE 2/7 SML GY | Sealing element, Cabtite (cable entry system), TPE, Light Grey, Height: 20.3 mm, Width: 20.3 mm, Depth: 17.7 mm, -40 °C?90 °C, IP66
31143 | 2584840000 | CABTITE SE 4/4-5 SML GY | Sealing element, Cabtite (cable entry system), TPE, Light Grey, Height: 20.3 mm, Width: 20.3 mm, Depth: 17.7 mm, -40 °C?90 °C, IP66
31144 | 2584890000 | CABTITE SE 2/5-6 SML GY | Sealing element, Cabtite (cable entry system), TPE, Light Grey, Height: 20.3 mm, Width: 20.3 mm, Depth: 17.7 mm, -40 °C?90 °C, IP66
31145 | 2584900000 | CABTITE SE 2/4-5 SML GY | Sealing element, Cabtite (cable entry system), TPE, Light Grey, Height: 20.3 mm, Width: 20.3 mm, Depth: 17.7 mm, -40 °C?90 °C, IP66
31146 | 2588480000 | CBC 15/50 BK | Protective cable hose
31147 | 2588590000 | CBC-SP 2-12/50 BK | Protective cable hose coil
31148 | 2588690000 | CBC-SP 2-12/50 V2 WT | Protective cable hose coil
31149 | 2588830000 | CBC-SP 2-12/50 TP | Protective cable hose coil
31150 | 2588860000 | CBC-FB 50-75/50 | Fabric of protective cable hose
31151 | 2595720000 | LL 5.08/04/90 3.2SN OR BX PRT | Printed circuit board terminals, 5.08 mm, Number of poles: 4, 90°, Solder pin length (l): 3.2 mm, tinned, orange, Clamping yoke connection, Clamping range, max. : 6 mm², Box
31152 | 2596030000 | LL 5.08/16/90 3.2SN OR BX PRT | Printed circuit board terminals, 5.08 mm, Number of poles: 16, 90°, Solder pin length (l): 3.2 mm, tinned, orange, Clamping yoke connection, Clamping range, max. : 6 mm², Box
31153 | 2596040000 | LL 5.08/02/90 3.2SN OR BX PRT | Printed circuit board terminals, 5.08 mm, Number of poles: 2, 90°, Solder pin length (l): 3.2 mm, tinned, orange, Clamping yoke connection, Clamping range, max. : 6 mm², Box
31154 | 2596050000 | LL 5.08/14/90 3.2SN OR BX PRT | Printed circuit board terminals, 5.08 mm, Number of poles: 14, 90°, Solder pin length (l): 3.2 mm, tinned, orange, Clamping yoke connection, Clamping range, max. : 6 mm², Box
31155 | 2596060000 | LL 5.08/18/90 3.2SN OR BX PRT | Printed circuit board terminals, 5.08 mm, Number of poles: 18, 90°, Solder pin length (l): 3.2 mm, tinned, orange, Clamping yoke connection, Clamping range, max. : 6 mm², Box
31156 | 2599450000 | BLZF 3.50/10/180 AU BK BX | PCB plug-in connector, female plug, 3.50 mm, Number of poles: 10, 180°, Tension-clamp connection, Clamping range, max. : 1.5 mm², Box
31157 | 2599490000 | BCZ 3.81/02/180 SN OR BX PRT | PCB plug-in connector, female plug, 3.81 mm, Number of poles: 2, 180°, Clamping yoke connection, Clamping range, max. : 1.5 mm², Box
31158 | 2599510000 | BCZ 3.81/05/180 SN OR BX PRT | PCB plug-in connector, female plug, 3.81 mm, Number of poles: 5, 180°, Clamping yoke connection, Clamping range, max. : 1.5 mm², Box
31159 | 2599520000 | BCZ 3.81/06/180 SN OR BX PRT | PCB plug-in connector, female plug, 3.81 mm, Number of poles: 6, 180°, Clamping yoke connection, Clamping range, max. : 1.5 mm², Box
31160 | 2599530000 | BCZ 3.81/06/180 SN OR BX PRT | PCB plug-in connector, female plug, 3.81 mm, Number of poles: 6, 180°, Clamping yoke connection, Clamping range, max. : 1.5 mm², Box
31161 | 2599540000 | BCZ 3.81/05/180 SN GN BX PRT | PCB plug-in connector, female plug, 3.81 mm, Number of poles: 5, 180°, Clamping yoke connection, Clamping range, max. : 1.5 mm², Box
31162 | 2613220000 | BCZ 3.81/03/180 SN GN BX PRT | PCB plug-in connector, female plug, 3.81 mm, Number of poles: 3, 180°, Clamping yoke connection, Clamping range, max. : 1.5 mm², Box
31163 | 2617590000 | LM2N 5.08/36/90 3.5SN OR BX PRT | Printed circuit board terminals, 5.08 mm, Number of poles: 36, 90°, Solder pin length (l): 3.5 mm, tinned, orange, Clamping yoke connection, Clamping range, max. : 2.5 mm², Box
31164 | 1472470000 | SL 7.62HP/12/270LF 3.2SN BK BX | PCB plug-in connector, male header, Solder flange, THT solder connection, 7.62 mm, Number of poles: 12, 270°, Solder pin length (l): 3.2 mm, black, Box
31165 | 1472460000 | SL 7.62HP/11/270LF 3.2SN BK BX | PCB plug-in connector, male header, Solder flange, THT solder connection, 7.62 mm, Number of poles: 11, 270°, Solder pin length (l): 3.2 mm, black, Box
31166 | 1472450000 | SL 7.62HP/10/270LF 3.2SN BK BX | PCB plug-in connector, male header, Solder flange, THT solder connection, 7.62 mm, Number of poles: 10, 270°, Solder pin length (l): 3.2 mm, black, Box
31167 | 1472440000 | SL 7.62HP/09/270LF 3.2SN BK BX | PCB plug-in connector, male header, Solder flange, THT solder connection, 7.62 mm, Number of poles: 9, 270°, Solder pin length (l): 3.2 mm, black, Box
31168 | 1472430000 | SL 7.62HP/08/270LF 3.2SN BK BX | PCB plug-in connector, male header, Solder flange, THT solder connection, 7.62 mm, Number of poles: 8, 270°, Solder pin length (l): 3.2 mm, black, Box
31169 | 1472420000 | SL 7.62HP/07/270LF 3.2SN BK BX | PCB plug-in connector, male header, Solder flange, THT solder connection, 7.62 mm, Number of poles: 7, 270°, Solder pin length (l): 3.2 mm, black, Box
31170 | 1472410000 | SL 7.62HP/06/270LF 3.2SN BK BX | PCB plug-in connector, male header, Solder flange, THT solder connection, 7.62 mm, Number of poles: 6, 270°, Solder pin length (l): 3.2 mm, black, Box
31171 | 1472390000 | SL 7.62HP/05/270LF 3.2SN BK BX | PCB plug-in connector, male header, Solder flange, THT solder connection, 7.62 mm, Number of poles: 5, 270°, Solder pin length (l): 3.2 mm, black, Box
31172 | 1472350000 | SL 7.62HP/12/270G 3.2SN BK BX | PCB plug-in connector, male header, closed side, THT solder connection, 7.62 mm, Number of poles: 12, 270°, Solder pin length (l): 3.2 mm, black, Box
31173 | 1472340000 | SL 7.62HP/11/270G 3.2SN BK BX | PCB plug-in connector, male header, closed side, THT solder connection, 7.62 mm, Number of poles: 11, 270°, Solder pin length (l): 3.2 mm, black, Box
31174 | 1472330000 | SL 7.62HP/10/270G 3.2SN BK BX | PCB plug-in connector, male header, closed side, THT solder connection, 7.62 mm, Number of poles: 10, 270°, Solder pin length (l): 3.2 mm, black, Box
31175 | 1472320000 | SL 7.62HP/09/270G 3.2SN BK BX | PCB plug-in connector, male header, closed side, THT solder connection, 7.62 mm, Number of poles: 9, 270°, Solder pin length (l): 3.2 mm, black, Box
31176 | 1472310000 | SL 7.62HP/08/270G 3.2SN BK BX | PCB plug-in connector, male header, closed side, THT solder connection, 7.62 mm, Number of poles: 8, 270°, Solder pin length (l): 3.2 mm, black, Box
31177 | 1472290000 | SL 7.62HP/07/270G 3.2SN BK BX | PCB plug-in connector, male header, closed side, THT solder connection, 7.62 mm, Number of poles: 7, 270°, Solder pin length (l): 3.2 mm, black, Box
31178 | 1472280000 | SL 7.62HP/06/270G 3.2SN BK BX | PCB plug-in connector, male header, closed side, THT solder connection, 7.62 mm, Number of poles: 6, 270°, Solder pin length (l): 3.2 mm, black, Box
31179 | 1472270000 | SL 7.62HP/05/270G 3.2SN BK BX | PCB plug-in connector, male header, closed side, THT solder connection, 7.62 mm, Number of poles: 5, 270°, Solder pin length (l): 3.2 mm, black, Box
31180 | 1124810000 | SVF 7.62HP/02/180SFI SN BK BX | PCB plug-in connector, male plug, 7.62 mm, Number of poles: 2, 180°, PUSH IN without actuator, Tension-clamp connection, Clamping range, max. : 10 mm², Box
31181 | 1124750000 | SVF 7.62HP/02/180FI SN BK BX | PCB plug-in connector, male plug, 7.62 mm, Number of poles: 2, 180°, PUSH IN without actuator, Tension-clamp connection, Clamping range, max. : 10 mm², Box
31182 | 2594970000 | PB-ENDCAP 160 02RF BK BX | PCB plug-in connector, cover plate, black
31183 | 2444210000 | SCZ 3.81/04/180LRZE SN BK BX | PCB plug-in connector, male plug, 3.81 mm, Number of poles: 4, 180°, Clamping yoke connection, Clamping range, max. : 1.5 mm², Box
31184 | 2444190000 | SCZ 3.81/04/180LR SN BK BX | PCB plug-in connector, male plug, 3.81 mm, Number of poles: 4, 180°, Clamping yoke connection, Clamping range, max. : 1.5 mm², Box
31185 | 2444180000 | SCZ 3.81/03/180LR SN BK BX | PCB plug-in connector, male plug, 3.81 mm, Number of poles: 3, 180°, Clamping yoke connection, Clamping range, max. : 1.5 mm², Box
31186 | 1155730000 | SL 5.08HC/16/90B 3.2SN BK BX | PCB plug-in connector, male header, Dovetails for fixing blocks, THT solder connection, 5.08 mm, Number of poles: 16, 90°, Solder pin length (l): 3.2 mm, tinned, black, Box
31187 | 1155720000 | SL 5.08HC/15/90B 3.2SN BK BX | PCB plug-in connector, male header, Dovetails for fixing blocks, THT solder connection, 5.08 mm, Number of poles: 15, 90°, Solder pin length (l): 3.2 mm, tinned, black, Box
31188 | 1155710000 | SL 5.08HC/14/90B 3.2SN BK BX | PCB plug-in connector, male header, Dovetails for fixing blocks, THT solder connection, 5.08 mm, Number of poles: 14, 90°, Solder pin length (l): 3.2 mm, tinned, black, Box
31189 | 1155700000 | SL 5.08HC/13/90B 3.2SN BK BX | PCB plug-in connector, male header, Dovetails for fixing blocks, THT solder connection, 5.08 mm, Number of poles: 13, 90°, Solder pin length (l): 3.2 mm, tinned, black, Box
31190 | 1155680000 | SL 5.08HC/11/90B 3.2SN BK BX | PCB plug-in connector, male header, Dovetails for fixing blocks, THT solder connection, 5.08 mm, Number of poles: 11, 90°, Solder pin length (l): 3.2 mm, tinned, black, Box
31191 | 1155670000 | SL 5.08HC/10/90B 3.2SN BK BX | PCB plug-in connector, male header, Dovetails for fixing blocks, THT solder connection, 5.08 mm, Number of poles: 10, 90°, Solder pin length (l): 3.2 mm, tinned, black, Box
31192 | 1155650000 | SL 5.08HC/09/90B 3.2SN BK BX | PCB plug-in connector, male header, Dovetails for fixing blocks, THT solder connection, 5.08 mm, Number of poles: 9, 90°, Solder pin length (l): 3.2 mm, tinned, black, Box
31193 | 1155630000 | SL 5.08HC/07/90B 3.2SN BK BX | PCB plug-in connector, male header, Dovetails for fixing blocks, THT solder connection, 5.08 mm, Number of poles: 7, 90°, Solder pin length (l): 3.2 mm, tinned, black, Box
31194 | 1155610000 | SL 5.08HC/05/90B 3.2SN BK BX | PCB plug-in connector, male header, Dovetails for fixing blocks, THT solder connection, 5.08 mm, Number of poles: 5, 90°, Solder pin length (l): 3.2 mm, tinned, black, Box
31195 | 1155480000 | SL 5.08HC/16/90G 3.2SN BK BX | PCB plug-in connector, male header, closed side, THT solder connection, 5.08 mm, Number of poles: 16, 90°, Solder pin length (l): 3.2 mm, tinned, black, Box
31196 | 1155470000 | SL 5.08HC/15/90G 3.2SN BK BX | PCB plug-in connector, male header, closed side, THT solder connection, 5.08 mm, Number of poles: 15, 90°, Solder pin length (l): 3.2 mm, tinned, black, Box
31197 | 1155450000 | SL 5.08HC/14/90G 3.2SN BK BX | PCB plug-in connector, male header, closed side, THT solder connection, 5.08 mm, Number of poles: 14, 90°, Solder pin length (l): 3.2 mm, tinned, black, Box
31198 | 1155440000 | SL 5.08HC/13/90G 3.2SN BK BX | PCB plug-in connector, male header, closed side, THT solder connection, 5.08 mm, Number of poles: 13, 90°, Solder pin length (l): 3.2 mm, tinned, black, Box
31199 | 1155420000 | SL 5.08HC/11/90G 3.2SN BK BX | PCB plug-in connector, male header, closed side, THT solder connection, 5.08 mm, Number of poles: 11, 90°, Solder pin length (l): 3.2 mm, tinned, black, Box
31200 | 1155410000 | SL 5.08HC/10/90G 3.2SN BK BX | PCB plug-in connector, male header, closed side, THT solder connection, 5.08 mm, Number of poles: 10, 90°, Solder pin length (l): 3.2 mm, tinned, black, Box
31201 | 1155390000 | SL 5.08HC/08/90G 3.2SN BK BX | PCB plug-in connector, male header, closed side, THT solder connection, 5.08 mm, Number of poles: 8, 90°, Solder pin length (l): 3.2 mm, tinned, black, Box
31202 | 1155380000 | SL 5.08HC/07/90G 3.2SN BK BX | PCB plug-in connector, male header, closed side, THT solder connection, 5.08 mm, Number of poles: 7, 90°, Solder pin length (l): 3.2 mm, tinned, black, Box
31203 | 1155200000 | SL 5.08HC/16/90 3.2SN BK BX | PCB plug-in connector, male header, open side, THT solder connection, 5.08 mm, Number of poles: 16, 90°, Solder pin length (l): 3.2 mm, tinned, black, Box
31204 | 1155190000 | SL 5.08HC/15/90 3.2SN BK BX | PCB plug-in connector, male header, open side, THT solder connection, 5.08 mm, Number of poles: 15, 90°, Solder pin length (l): 3.2 mm, tinned, black, Box
31205 | 1155180000 | SL 5.08HC/14/90 3.2SN BK BX | PCB plug-in connector, male header, open side, THT solder connection, 5.08 mm, Number of poles: 14, 90°, Solder pin length (l): 3.2 mm, tinned, black, Box
31206 | 1155170000 | SL 5.08HC/13/90 3.2SN BK BX | PCB plug-in connector, male header, open side, THT solder connection, 5.08 mm, Number of poles: 13, 90°, Solder pin length (l): 3.2 mm, tinned, black, Box
31207 | 1155150000 | SL 5.08HC/12/90 3.2SN BK BX | PCB plug-in connector, male header, open side, THT solder connection, 5.08 mm, Number of poles: 12, 90°, Solder pin length (l): 3.2 mm, tinned, black, Box
31208 | 1155140000 | SL 5.08HC/11/90 3.2SN BK BX | PCB plug-in connector, male header, open side, THT solder connection, 5.08 mm, Number of poles: 11, 90°, Solder pin length (l): 3.2 mm, tinned, black, Box
31209 | 1155130000 | SL 5.08HC/10/90 3.2SN BK BX | PCB plug-in connector, male header, open side, THT solder connection, 5.08 mm, Number of poles: 10, 90°, Solder pin length (l): 3.2 mm, tinned, black, Box
31210 | 1155100000 | SL 5.08HC/09/90 3.2SN BK BX | PCB plug-in connector, male header, open side, THT solder connection, 5.08 mm, Number of poles: 9, 90°, Solder pin length (l): 3.2 mm, tinned, black, Box
31211 | 1155090000 | SL 5.08HC/08/90 3.2SN BK BX | PCB plug-in connector, male header, open side, THT solder connection, 5.08 mm, Number of poles: 8, 90°, Solder pin length (l): 3.2 mm, tinned, black, Box
31212 | 1155070000 | SL 5.08HC/06/90 3.2SN BK BX | PCB plug-in connector, male header, open side, THT solder connection, 5.08 mm, Number of poles: 6, 90°, Solder pin length (l): 3.2 mm, tinned, black, Box
31213 | 1155060000 | SL 5.08HC/05/90 3.2SN BK BX | PCB plug-in connector, male header, open side, THT solder connection, 5.08 mm, Number of poles: 5, 90°, Solder pin length (l): 3.2 mm, tinned, black, Box
31214 | 1149870000 | SL 5.08HC/16/180B 3.2SN BK BX | PCB plug-in connector, male header, Dovetails for fixing blocks, THT solder connection, 5.08 mm, Number of poles: 16, 180°, Solder pin length (l): 3.2 mm, tinned, black, Box
31215 | 1149830000 | SL 5.08HC/15/180B 3.2SN BK BX | PCB plug-in connector, male header, Dovetails for fixing blocks, THT solder connection, 5.08 mm, Number of poles: 15, 180°, Solder pin length (l): 3.2 mm, tinned, black, Box
31216 | 1149800000 | SL 5.08HC/14/180B 3.2SN BK BX | PCB plug-in connector, male header, Dovetails for fixing blocks, THT solder connection, 5.08 mm, Number of poles: 14, 180°, Solder pin length (l): 3.2 mm, tinned, black, Box
31217 | 1149770000 | SL 5.08HC/13/180B 3.2SN BK BX | PCB plug-in connector, male header, Dovetails for fixing blocks, THT solder connection, 5.08 mm, Number of poles: 13, 180°, Solder pin length (l): 3.2 mm, tinned, black, Box
31218 | 1149730000 | SL 5.08HC/12/180B 3.2SN BK BX | PCB plug-in connector, male header, Dovetails for fixing blocks, THT solder connection, 5.08 mm, Number of poles: 12, 180°, Solder pin length (l): 3.2 mm, tinned, black, Box
31219 | 1149700000 | SL 5.08HC/11/180B 3.2SN BK BX | PCB plug-in connector, male header, Dovetails for fixing blocks, THT solder connection, 5.08 mm, Number of poles: 11, 180°, Solder pin length (l): 3.2 mm, tinned, black, Box
31220 | 1149670000 | SL 5.08HC/10/180B 3.2SN BK BX | PCB plug-in connector, male header, Dovetails for fixing blocks, THT solder connection, 5.08 mm, Number of poles: 10, 180°, Solder pin length (l): 3.2 mm, tinned, black, Box
31221 | 1149100000 | SL 5.08HC/16/180G 3.2SN BK BX | PCB plug-in connector, male header, closed side, THT solder connection, 5.08 mm, Number of poles: 16, 180°, Solder pin length (l): 3.2 mm, tinned, black, Box
31222 | 1149070000 | SL 5.08HC/15/180G 3.2SN BK BX | PCB plug-in connector, male header, closed side, THT solder connection, 5.08 mm, Number of poles: 15, 180°, Solder pin length (l): 3.2 mm, tinned, black, Box
31223 | 1149030000 | SL 5.08HC/14/180G 3.2SN BK BX | PCB plug-in connector, male header, closed side, THT solder connection, 5.08 mm, Number of poles: 14, 180°, Solder pin length (l): 3.2 mm, tinned, black, Box
31224 | 1149000000 | SL 5.08HC/13/180G 3.2SN BK BX | PCB plug-in connector, male header, closed side, THT solder connection, 5.08 mm, Number of poles: 13, 180°, Solder pin length (l): 3.2 mm, tinned, black, Box
31225 | 1148970000 | SL 5.08HC/12/180G 3.2SN BK BX | PCB plug-in connector, male header, closed side, THT solder connection, 5.08 mm, Number of poles: 12, 180°, Solder pin length (l): 3.2 mm, tinned, black, Box
31226 | 1148930000 | SL 5.08HC/11/180G 3.2SN BK BX | PCB plug-in connector, male header, closed side, THT solder connection, 5.08 mm, Number of poles: 11, 180°, Solder pin length (l): 3.2 mm, tinned, black, Box
31227 | 1148900000 | SL 5.08HC/10/180G 3.2SN BK BX | PCB plug-in connector, male header, closed side, THT solder connection, 5.08 mm, Number of poles: 10, 180°, Solder pin length (l): 3.2 mm, tinned, black, Box
31228 | 1148870000 | SL 5.08HC/09/180G 3.2SN BK BX | PCB plug-in connector, male header, closed side, THT solder connection, 5.08 mm, Number of poles: 9, 180°, Solder pin length (l): 3.2 mm, tinned, black, Box
31229 | 1148830000 | SL 5.08HC/08/180G 3.2SN BK BX | PCB plug-in connector, male header, closed side, THT solder connection, 5.08 mm, Number of poles: 8, 180°, Solder pin length (l): 3.2 mm, tinned, black, Box
31230 | 1148800000 | SL 5.08HC/07/180G 3.2SN BK BX | PCB plug-in connector, male header, closed side, THT solder connection, 5.08 mm, Number of poles: 7, 180°, Solder pin length (l): 3.2 mm, tinned, black, Box
31231 | 1148390000 | SL 5.08HC/15/180 3.2SN BK BX | PCB plug-in connector, male header, open side, THT solder connection, 5.08 mm, Number of poles: 15, 180°, Solder pin length (l): 3.2 mm, tinned, black, Box
31232 | 1148370000 | SL 5.08HC/14/180 3.2SN BK BX | PCB plug-in connector, male header, open side, THT solder connection, 5.08 mm, Number of poles: 14, 180°, Solder pin length (l): 3.2 mm, tinned, black, Box
31233 | 1148330000 | SL 5.08HC/12/180 3.2SN BK BX | PCB plug-in connector, male header, open side, THT solder connection, 5.08 mm, Number of poles: 12, 180°, Solder pin length (l): 3.2 mm, tinned, black, Box
31234 | 1148310000 | SL 5.08HC/11/180 3.2SN BK BX | PCB plug-in connector, male header, open side, THT solder connection, 5.08 mm, Number of poles: 11, 180°, Solder pin length (l): 3.2 mm, tinned, black, Box
31235 | 1148290000 | SL 5.08HC/10/180 3.2SN BK BX | PCB plug-in connector, male header, open side, THT solder connection, 5.08 mm, Number of poles: 10, 180°, Solder pin length (l): 3.2 mm, tinned, black, Box
31236 | 1148270000 | SL 5.08HC/09/180 3.2SN BK BX | PCB plug-in connector, male header, open side, THT solder connection, 5.08 mm, Number of poles: 9, 180°, Solder pin length (l): 3.2 mm, tinned, black, Box
31237 | 1148250000 | SL 5.08HC/08/180 3.2SN BK BX | PCB plug-in connector, male header, open side, THT solder connection, 5.08 mm, Number of poles: 8, 180°, Solder pin length (l): 3.2 mm, tinned, black, Box
31238 | 1148230000 | SL 5.08HC/07/180 3.2SN BK BX | PCB plug-in connector, male header, open side, THT solder connection, 5.08 mm, Number of poles: 7, 180°, Solder pin length (l): 3.2 mm, tinned, black, Box
31239 | 1148210000 | SL 5.08HC/06/180 3.2SN BK BX | PCB plug-in connector, male header, open side, THT solder connection, 5.08 mm, Number of poles: 6, 180°, Solder pin length (l): 3.2 mm, tinned, black, Box
31240 | 1148180000 | SL 5.08HC/05/180 3.2SN BK BX | PCB plug-in connector, male header, open side, THT solder connection, 5.08 mm, Number of poles: 5, 180°, Solder pin length (l): 3.2 mm, tinned, black, Box
31241 | 1156440000 | BVF 7.62HP/02/180 BCF/08R SN BK BX | PCB plug-in connector, female plug, 7.62 mm, Number of poles: 2, 180°, PUSH IN with actuator, PUSH IN without actuator, Clamping range, max. : 10 mm², Box
31242 | 1081930000 | BVF 7.62HP/02/180MSF2 BCF/04R SN BK BX | PCB plug-in connector, female plug, 7.62 mm, Number of poles: 2, 180°, PUSH IN with actuator, PUSH IN without actuator, Clamping range, max. : 10 mm², Box
31243 | 1081610000 | BVF 7.62HP/02/180MF2 BCF/04R SN BK BX | PCB plug-in connector, female plug, 7.62 mm, Number of poles: 2, 180°, PUSH IN with actuator, PUSH IN without actuator, Clamping range, max. : 10 mm², Box
31244 | 1080490000 | BVF 7.62HP/03/180 BCF/04R SN BK BX | PCB plug-in connector, female plug, 7.62 mm, Number of poles: 3, 180°, PUSH IN with actuator, PUSH IN without actuator, Clamping range, max. : 10 mm², Box
31245 | 2442900000 | BCF 3.81/20/180LR SN BK BX | PCB plug-in connector, female plug, 3.81 mm, Number of poles: 20, 180°, PUSH IN with actuator, Tension-clamp connection, Clamping range, max. : 1.5 mm², Box
31246 | 2442890000 | BCF 3.81/18/180LR SN BK BX | PCB plug-in connector, female plug, 3.81 mm, Number of poles: 18, 180°, PUSH IN with actuator, Tension-clamp connection, Clamping range, max. : 1.5 mm², Box
31247 | 2442870000 | BCF 3.81/15/180LR SN BK BX | PCB plug-in connector, female plug, 3.81 mm, Number of poles: 15, 180°, PUSH IN with actuator, Tension-clamp connection, Clamping range, max. : 1.5 mm², Box
31248 | 2442590000 | BCZ 3.81/02/180LR SN BK BX | PCB plug-in connector, female plug, 3.81 mm, Number of poles: 2, 180°, Clamping yoke connection, Clamping range, max. : 1.5 mm², Box
31249 | 2442580000 | BCZ 3.81/16/180LR SN BK BX | PCB plug-in connector, female plug, 3.81 mm, Number of poles: 16, 180°, Clamping yoke connection, Clamping range, max. : 1.5 mm², Box
31250 | 2442570000 | BCZ 3.81/14/180LR SN BK BX | PCB plug-in connector, female plug, 3.81 mm, Number of poles: 14, 180°, Clamping yoke connection, Clamping range, max. : 1.5 mm², Box
31251 | 2442550000 | BCZ 3.81/10/180LR SN BK BX | PCB plug-in connector, female plug, 3.81 mm, Number of poles: 10, 180°, Clamping yoke connection, Clamping range, max. : 1.5 mm², Box
31252 | 2442540000 | BCZ 3.81/08/180LR SN BK BX | PCB plug-in connector, female plug, 3.81 mm, Number of poles: 8, 180°, Clamping yoke connection, Clamping range, max. : 1.5 mm², Box
31253 | 2442530000 | BCZ 3.81/05/180LR SN BK BX | PCB plug-in connector, female plug, 3.81 mm, Number of poles: 5, 180°, Clamping yoke connection, Clamping range, max. : 1.5 mm², Box
31254 | 2442520000 | BCZ 3.81/04/180LR SN BK BX | PCB plug-in connector, female plug, 3.81 mm, Number of poles: 4, 180°, Clamping yoke connection, Clamping range, max. : 1.5 mm², Box
31255 | 2442490000 | BCZ 3.81/06/180LR SN BK BX | PCB plug-in connector, female plug, 3.81 mm, Number of poles: 6, 180°, Clamping yoke connection, Clamping range, max. : 1.5 mm², Box
31256 | 2442480000 | BCZ 3.81/03/180LR SN BK BX | PCB plug-in connector, female plug, 3.81 mm, Number of poles: 3, 180°, Clamping yoke connection, Clamping range, max. : 1.5 mm², Box
31257 | 1231470000 | BCF 3.81/16/180FZE SN BK BX | PCB plug-in connector, female plug, 3.81 mm, Number of poles: 16, 180°, PUSH IN with actuator, Tension-clamp connection, Clamping range, max. : 1.5 mm², Box
31258 | 2460200000 | AAP21 4 FS 30-70V | Distribution terminal with fuse, PUSH IN, 4 mm², 70 V, 6.3 A, dark beige
31259 | 2460190000 | AAP21 4 FS 60-150V | Distribution terminal with fuse, PUSH IN, 4 mm², 150 V, 6.3 A, dark beige
31260 | 2460180000 | AAP21 4 FS 100-250V | Distribution terminal with fuse, PUSH IN, 4 mm², 250 V, 6.3 A, dark beige
31261 | 2460140000 | AAP22 4 LI-FS 30-70V | Distribution terminal with fuse, PUSH IN, 4 mm², 70 V, 6.3 A, dark beige
31262 | 2460130000 | AAP22 4 LI-FS 60-150V | Distribution terminal with fuse, PUSH IN, 4 mm², 150 V, 6.3 A, dark beige
31263 | 2460120000 | AAP22 4 LI-FS 100-250V | Distribution terminal with fuse, PUSH IN, 4 mm², 250 V, 6.3 A, dark beige
31264 | 2459010000 | AAP22 4 LI-FS 10-36V | Distribution terminal with fuse, PUSH IN, 4 mm², 36 V, 6.3 A, dark beige
31265 | 2458990000 | AAP21 4 FS 10-36V | Distribution terminal with fuse, PUSH IN, 4 mm², 36 V, 6.3 A, dark beige
31266 | 2443040000 | BCF 3.81/06/180LRZE SN BK BX | PCB plug-in connector, female plug, 3.81 mm, Number of poles: 6, 180°, PUSH IN with actuator, Tension-clamp connection, Clamping range, max. : 1.5 mm², Box
31267 | 2443000000 | BCF 3.81/08/180LRZE SN BK BX | PCB plug-in connector, female plug, 3.81 mm, Number of poles: 8, 180°, PUSH IN with actuator, Tension-clamp connection, Clamping range, max. : 1.5 mm², Box
31268 | 2442850000 | BCF 3.81/12/180LR SN BK BX | PCB plug-in connector, female plug, 3.81 mm, Number of poles: 12, 180°, PUSH IN with actuator, Tension-clamp connection, Clamping range, max. : 1.5 mm², Box
31269 | 2442840000 | BCF 3.81/10/180LR SN BK BX | PCB plug-in connector, female plug, 3.81 mm, Number of poles: 10, 180°, PUSH IN with actuator, Tension-clamp connection, Clamping range, max. : 1.5 mm², Box
31270 | 2442830000 | BCF 3.81/09/180LR SN BK BX | PCB plug-in connector, female plug, 3.81 mm, Number of poles: 9, 180°, PUSH IN with actuator, Tension-clamp connection, Clamping range, max. : 1.5 mm², Box
31271 | 2442820000 | BCF 3.81/08/180LR SN BK BX | PCB plug-in connector, female plug, 3.81 mm, Number of poles: 8, 180°, PUSH IN with actuator, Tension-clamp connection, Clamping range, max. : 1.5 mm², Box
31272 | 2442800000 | BCF 3.81/05/180LR SN BK BX | PCB plug-in connector, female plug, 3.81 mm, Number of poles: 5, 180°, PUSH IN with actuator, Tension-clamp connection, Clamping range, max. : 1.5 mm², Box
31273 | 2442790000 | BCF 3.81/04/180LR SN BK BX | PCB plug-in connector, female plug, 3.81 mm, Number of poles: 4, 180°, PUSH IN with actuator, Tension-clamp connection, Clamping range, max. : 1.5 mm², Box
31274 | 2442780000 | BCF 3.81/03/180LR SN BK BX | PCB plug-in connector, female plug, 3.81 mm, Number of poles: 3, 180°, PUSH IN with actuator, Tension-clamp connection, Clamping range, max. : 1.5 mm², Box
31275 | 2442770000 | BCF 3.81/02/180LR SN BK BX | PCB plug-in connector, female plug, 3.81 mm, Number of poles: 2, 180°, PUSH IN with actuator, Tension-clamp connection, Clamping range, max. : 1.5 mm², Box
31276 | 2434380000 | AFS 4 2C 60-150V BK | Fuse terminal, PUSH IN, 4 mm², 150 V, 6.3 A, black
31277 | 2434350000 | AFS 4 2C 30-70V BK | Fuse terminal, PUSH IN, 4 mm², 70 V, 6.3 A, black
31278 | 2429870000 | AFS 4 2C 10-36V BK | Fuse terminal, PUSH IN, 4 mm², 36 V, 6.3 A, black
31279 | 1231760000 | BCF 3.81/12/180ZE SN BK BX | PCB plug-in connector, female plug, 3.81 mm, Number of poles: 12, 180°, PUSH IN with actuator, Tension-clamp connection, Clamping range, max. : 1.5 mm², Box
31280 | 1231430000 | BCF 3.81/12/180FZE SN BK BX | PCB plug-in connector, female plug, 3.81 mm, Number of poles: 12, 180°, PUSH IN with actuator, Tension-clamp connection, Clamping range, max. : 1.5 mm², Box
31281 | 1231380000 | BCF 3.81/08/180FZE SN BK BX | PCB plug-in connector, female plug, 3.81 mm, Number of poles: 8, 180°, PUSH IN with actuator, Tension-clamp connection, Clamping range, max. : 1.5 mm², Box
31282 | 1231360000 | BCF 3.81/06/180FZE SN BK BX | PCB plug-in connector, female plug, 3.81 mm, Number of poles: 6, 180°, PUSH IN with actuator, Tension-clamp connection, Clamping range, max. : 1.5 mm², Box
31283 | 2000980000 | LS2HF 3.50/12/90 3.5SN OR BX | Printed circuit board terminals, 3.50 mm, Number of poles: 12, 90°, Solder pin length (l): 3.5 mm, orange, PUSH IN with actuator, Clamping range, max. : 1.5 mm², Box
31284 | 2000990000 | LS2HF 3.50/14/90 3.5SN OR BX | Printed circuit board terminals, 3.50 mm, Number of poles: 14, 90°, Solder pin length (l): 3.5 mm, orange, PUSH IN with actuator, Clamping range, max. : 1.5 mm², Box
31285 | 2001000000 | LS2HF 3.50/16/90 3.5SN OR BX | Printed circuit board terminals, 3.50 mm, Number of poles: 16, 90°, Solder pin length (l): 3.5 mm, orange, PUSH IN with actuator, Clamping range, max. : 1.5 mm², Box
31286 | 2001010000 | LS2HF 3.50/18/90 3.5SN OR BX | Printed circuit board terminals, 3.50 mm, Number of poles: 18, 90°, Solder pin length (l): 3.5 mm, orange, PUSH IN with actuator, Clamping range, max. : 1.5 mm², Box
31287 | 2001020000 | LS2HF 3.50/20/90 3.5SN OR BX | Printed circuit board terminals, 3.50 mm, Number of poles: 20, 90°, Solder pin length (l): 3.5 mm, orange, PUSH IN with actuator, Clamping range, max. : 1.5 mm², Box
31288 | 2442560000 | BCZ 3.81/12/180LR SN BK BX | PCB plug-in connector, female plug, 3.81 mm, Number of poles: 12, 180°, Clamping yoke connection, Clamping range, max. : 1.5 mm², Box
31289 | 2442810000 | BCF 3.81/06/180LR SN BK BX | PCB plug-in connector, female plug, 3.81 mm, Number of poles: 6, 180°, PUSH IN with actuator, Tension-clamp connection, Clamping range, max. : 1.5 mm², Box
31290 | 2442860000 | BCF 3.81/14/180LR SN BK BX | PCB plug-in connector, female plug, 3.81 mm, Number of poles: 14, 180°, PUSH IN with actuator, Tension-clamp connection, Clamping range, max. : 1.5 mm², Box
31291 | 2442880000 | BCF 3.81/16/180LR SN BK BX | PCB plug-in connector, female plug, 3.81 mm, Number of poles: 16, 180°, PUSH IN with actuator, Tension-clamp connection, Clamping range, max. : 1.5 mm², Box
31292 | 1254110000 | CH20M AD SHL 5.00/03 BK 2010 | Hood, OMNIMATE Housing - series CH20M black, Width: 17.5 mm
31293 | 1221310000 | CH20M AD SHL 5.00/04 BK 2010 | Hood, OMNIMATE Housing - series CH20M black, Width: 22.5 mm
31294 | 1209350000 | CH20M22 FC BK 2010 | Modular housing, OMNIMATE Housing - series CH20M black, Width: 22.5 mm
31295 | 1155620000 | SL 5.08HC/06/90B 3.2SN BK BX | PCB plug-in connector, male header, Dovetails for fixing blocks, THT solder connection, 5.08 mm, Number of poles: 6, 90°, Solder pin length (l): 3.2 mm, tinned, black, Box
31296 | 1155640000 | SL 5.08HC/08/90B 3.2SN BK BX | PCB plug-in connector, male header, Dovetails for fixing blocks, THT solder connection, 5.08 mm, Number of poles: 8, 90°, Solder pin length (l): 3.2 mm, tinned, black, Box
31297 | 1155690000 | SL 5.08HC/12/90B 3.2SN BK BX | PCB plug-in connector, male header, Dovetails for fixing blocks, THT solder connection, 5.08 mm, Number of poles: 12, 90°, Solder pin length (l): 3.2 mm, tinned, black, Box
31298 | 1155350000 | SL 5.08HC/05/90G 3.2SN BK BX | PCB plug-in connector, male header, closed side, THT solder connection, 5.08 mm, Number of poles: 5, 90°, Solder pin length (l): 3.2 mm, tinned, black, Box
31299 | 1155370000 | SL 5.08HC/06/90G 3.2SN BK BX | PCB plug-in connector, male header, closed side, THT solder connection, 5.08 mm, Number of poles: 6, 90°, Solder pin length (l): 3.2 mm, tinned, black, Box
31300 | 1155400000 | SL 5.08HC/09/90G 3.2SN BK BX | PCB plug-in connector, male header, closed side, THT solder connection, 5.08 mm, Number of poles: 9, 90°, Solder pin length (l): 3.2 mm, tinned, black, Box
31301 | 1155430000 | SL 5.08HC/12/90G 3.2SN BK BX | PCB plug-in connector, male header, closed side, THT solder connection, 5.08 mm, Number of poles: 12, 90°, Solder pin length (l): 3.2 mm, tinned, black, Box
31302 | 1155080000 | SL 5.08HC/07/90 3.2SN BK BX | PCB plug-in connector, male header, open side, THT solder connection, 5.08 mm, Number of poles: 7, 90°, Solder pin length (l): 3.2 mm, tinned, black, Box
31303 | 1149500000 | SL 5.08HC/05/180B 3.2SN BK BX | PCB plug-in connector, male header, Dovetails for fixing blocks, THT solder connection, 5.08 mm, Number of poles: 5, 180°, Solder pin length (l): 3.2 mm, tinned, black, Box
31304 | 1149530000 | SL 5.08HC/06/180B 3.2SN BK BX | PCB plug-in connector, male header, Dovetails for fixing blocks, THT solder connection, 5.08 mm, Number of poles: 6, 180°, Solder pin length (l): 3.2 mm, tinned, black, Box
31305 | 1149570000 | SL 5.08HC/07/180B 3.2SN BK BX | PCB plug-in connector, male header, Dovetails for fixing blocks, THT solder connection, 5.08 mm, Number of poles: 7, 180°, Solder pin length (l): 3.2 mm, tinned, black, Box
31306 | 1149600000 | SL 5.08HC/08/180B 3.2SN BK BX | PCB plug-in connector, male header, Dovetails for fixing blocks, THT solder connection, 5.08 mm, Number of poles: 8, 180°, Solder pin length (l): 3.2 mm, tinned, black, Box
31307 | 1149630000 | SL 5.08HC/09/180B 3.2SN BK BX | PCB plug-in connector, male header, Dovetails for fixing blocks, THT solder connection, 5.08 mm, Number of poles: 9, 180°, Solder pin length (l): 3.2 mm, tinned, black, Box
31308 | 1148350000 | SL 5.08HC/13/180 3.2SN BK BX | PCB plug-in connector, male header, open side, THT solder connection, 5.08 mm, Number of poles: 13, 180°, Solder pin length (l): 3.2 mm, tinned, black, Box
31309 | 1148410000 | SL 5.08HC/16/180 3.2SN BK BX | PCB plug-in connector, male header, open side, THT solder connection, 5.08 mm, Number of poles: 16, 180°, Solder pin length (l): 3.2 mm, tinned, black, Box
31310 | 1148730000 | SL 5.08HC/05/180G 3.2SN BK BX | PCB plug-in connector, male header, closed side, THT solder connection, 5.08 mm, Number of poles: 5, 180°, Solder pin length (l): 3.2 mm, tinned, black, Box
31311 | 1148770000 | SL 5.08HC/06/180G 3.2SN BK BX | PCB plug-in connector, male header, closed side, THT solder connection, 5.08 mm, Number of poles: 6, 180°, Solder pin length (l): 3.2 mm, tinned, black, Box
31312 | 1254140000 | CH20M17 F BK 2010 | Modular housing, OMNIMATE Housing - series CH20M black, Width: 17.5 mm
31313 | 2475310000 | AEB 35 SC/1 BK | A-series, End bracket
31314 | 2548140000 | AFS 4 2C BK/BL | Fuse terminal, PUSH IN, 4 mm², 250 V, 6.3 A, black
31315 | 1478990000 | WEW 35/1 V0 GF SW | W-Series, End bracket
31316 | 2429860000 | AFS 4 2C BK | Fuse terminal, PUSH IN, 4 mm², 250 V, 6.3 A, black
31317 | 2429010000 | AAP22 4 LI-FS | Distribution terminal with fuse, PUSH IN, 4 mm², 250 V, 6.3 A, dark beige
31318 | 2428950000 | AAP21 4 FS | Distribution terminal with fuse, PUSH IN, 4 mm², 250 V, 6.3 A, dark beige
31319 | 2434390000 | AFS 4 2C 100-250V BK | Fuse terminal, PUSH IN, 4 mm², 250 V, 6.3 A, black
31320 | 1231680000 | BCF 3.81/05/180ZE SN BK BX | PCB plug-in connector, female plug, 3.81 mm, Number of poles: 5, 180°, PUSH IN with actuator, Tension-clamp connection, Clamping range, max. : 1.5 mm², Box
31321 | 1231690000 | BCF 3.81/06/180ZE SN BK BX | PCB plug-in connector, female plug, 3.81 mm, Number of poles: 6, 180°, PUSH IN with actuator, Tension-clamp connection, Clamping range, max. : 1.5 mm², Box
31322 | 1231710000 | BCF 3.81/07/180ZE SN BK BX | PCB plug-in connector, female plug, 3.81 mm, Number of poles: 7, 180°, PUSH IN with actuator, Tension-clamp connection, Clamping range, max. : 1.5 mm², Box
31323 | 1231720000 | BCF 3.81/08/180ZE SN BK BX | PCB plug-in connector, female plug, 3.81 mm, Number of poles: 8, 180°, PUSH IN with actuator, Tension-clamp connection, Clamping range, max. : 1.5 mm², Box
31324 | 1231730000 | BCF 3.81/09/180ZE SN BK BX | PCB plug-in connector, female plug, 3.81 mm, Number of poles: 9, 180°, PUSH IN with actuator, Tension-clamp connection, Clamping range, max. : 1.5 mm², Box
31325 | 930001211 | KDSU M20 BS O SC 1 G16 | KDSU (Klippon double seal universal Ex cable gland), Cable glands, M 20, 16 mm, Single-wire armouring, Metal foil armouring, Braided armouring, 0.1 - 1.25 mm, OD min. 6.7 - OD max. 10.3 mm, ID min. 3.40 - ID max. 8.40 mm, IP66, IP68 - 2.5 bar, Brass
31326 | 930001212 | KDSU M20 BS O SC 2 G16 | KDSU (Klippon double seal universal Ex cable gland), Cable glands, M 20, 16 mm, Single-wire armouring, Metal foil armouring, Braided armouring, 0.1 - 1.25 mm, OD min. 9 - OD max. 13.5 mm, ID min. 3.40 - ID max. 8.40 mm, IP66, IP68 - 2.5 bar, Brass
31327 | 930001221 | KDSU M20 BS O NI 1 G16 | KDSU (Klippon double seal universal Ex cable gland), Cable glands, M 20, 16 mm, Single-wire armouring, Metal foil armouring, Braided armouring, 0.1 - 1.25 mm, OD min. 6.7 - OD max. 10.3 mm, ID min. 3.40 - ID max. 8.40 mm, IP66, IP68 - 2.5 bar, Brass, nickel-plated
31328 | 930001222 | KDSU M20 BS O NI 2 G16 | KDSU (Klippon double seal universal Ex cable gland), Cable glands, M 20, 16 mm, Single-wire armouring, Metal foil armouring, Braided armouring, 0.1 - 1.25 mm, OD min. 9 - OD max. 13.5 mm, ID min. 3.40 - ID max. 8.40 mm, IP66, IP68 - 2.5 bar, Brass, nickel-plated
31329 | 930011213 | KDSU M20 BS O SC 1 G20S | KDSU (Klippon double seal universal Ex cable gland), Cable glands, M 20, 16 mm, Single-wire armouring, Metal foil armouring, Braided armouring, 0.1 - 1.25 mm, OD min. 9.4 - OD max. 12.5 mm, ID min. 7.20 - ID max. 11.70 mm, IP66, IP68 - 2.5 bar, Brass
31330 | 930011214 | KDSU M20 BS O SC 2 G20S | KDSU (Klippon double seal universal Ex cable gland), Cable glands, M 20, 16 mm, Single-wire armouring, Metal foil armouring, Braided armouring, 0.1 - 1.25 mm, OD min. 11.5 - OD max. 16 mm, ID min. 7.20 - ID max. 11.70 mm, IP66, IP68 - 2.5 bar, Brass
31331 | 930011223 | KDSU M20 BS O NI 1 G20S | KDSU (Klippon double seal universal Ex cable gland), Cable glands, M 20, 16 mm, Single-wire armouring, Metal foil armouring, Braided armouring, 0.1 - 1.25 mm, OD min. 9.4 - OD max. 12.5 mm, ID min. 7.20 - ID max. 11.70 mm, IP66, IP68 - 2.5 bar, Brass, nickel-plated
31332 | 930011224 | KDSU M20 BS O NI 2 G20S | KDSU (Klippon double seal universal Ex cable gland), Cable glands, M 20, 16 mm, Single-wire armouring, Metal foil armouring, Braided armouring, 0.1 - 1.25 mm, OD min. 11.5 - OD max. 16 mm, ID min. 7.20 - ID max. 11.70 mm, IP66, IP68 - 2.5 bar, Brass, nickel-plated
31333 | 930021211 | KDSU M20 BS O SC 1 G20 | KDSU (Klippon double seal universal Ex cable gland), Cable glands, M 20, 16 mm, Single-wire armouring, Metal foil armouring, Braided armouring, 0.1 - 1.25 mm, OD min. 12 - OD max. 17.6 mm, ID min. 9.40 - ID max. 14.00 mm, IP66, IP68 - 2.5 bar, Brass
31334 | 930021212 | KDSU M20 BS O SC 2 G20 | KDSU (Klippon double seal universal Ex cable gland), Cable glands, M 20, 16 mm, Single-wire armouring, Metal foil armouring, Braided armouring, 0.1 - 1.25 mm, OD min. 15.5 - OD max. 21.1 mm, ID min. 9.40 - ID max. 14.00 mm, IP66, IP68 - 2.5 bar, Brass
31335 | 930021221 | KDSU M20 BS O NI 1 G20 | KDSU (Klippon double seal universal Ex cable gland), Cable glands, M 20, 16 mm, Single-wire armouring, Metal foil armouring, Braided armouring, 0.1 - 1.25 mm, OD min. 12 - OD max. 17.6 mm, ID min. 9.40 - ID max. 14.00 mm, IP66, IP68 - 2.5 bar, Brass, nickel-plated
31336 | 930021222 | KDSU M20 BS O NI 2 G20 | KDSU (Klippon double seal universal Ex cable gland), Cable glands, M 20, 16 mm, Single-wire armouring, Metal foil armouring, Braided armouring, 0.1 - 1.25 mm, OD min. 15.5 - OD max. 21.1 mm, ID min. 9.40 - ID max. 14.00 mm, IP66, IP68 - 2.5 bar, Brass, nickel-plated
31337 | 930031211 | KDSU M25 BS O SC 1 G25 | KDSU (Klippon double seal universal Ex cable gland), Cable glands, M 25, 16 mm, Single-wire armouring, Metal foil armouring, Braided armouring, 0.1 - 1.6 mm, OD min. 16.8 - OD max. 23.9 mm, ID min. 13.50 - ID max. 20.00 mm, IP66, IP68 - 2.5 bar, Brass
31338 | 930031212 | KDSU M25 BS O SC 2 G25 | KDSU (Klippon double seal universal Ex cable gland), Cable glands, M 25, 16 mm, Single-wire armouring, Metal foil armouring, Braided armouring, 0.1 - 1.6 mm, OD min. 20.3 - OD max. 27.4 mm, ID min. 13.50 - ID max. 20.00 mm, IP66, IP68 - 2.5 bar, Brass
31339 | 930031221 | KDSU M25 BS O NI 1 G25 | KDSU (Klippon double seal universal Ex cable gland), Cable glands, M 25, 16 mm, Single-wire armouring, Metal foil armouring, Braided armouring, 0.1 - 1.6 mm, OD min. 16.8 - OD max. 23.9 mm, ID min. 13.50 - ID max. 20.00 mm, IP66, IP68 - 2.5 bar, Brass, nickel-plated
31340 | 930041211 | KDSU M32 BS O SC 1 G32 | KDSU (Klippon double seal universal Ex cable gland), Cable glands, M 32, 16 mm, Single-wire armouring, Metal foil armouring, Braided armouring, 0.1 - 2 mm, OD min. 23.2 - OD max. 30.5 mm, ID min. 19.50 - ID max. 26.30 mm, IP66, IP68 - 2.5 bar, Brass
31341 | 930041212 | KDSU M32 BS O SC 2 G32 | KDSU (Klippon double seal universal Ex cable gland), Cable glands, M 32, 16 mm, Single-wire armouring, Metal foil armouring, Braided armouring, 0.1 - 2 mm, OD min. 26.7 - OD max. 34 mm, ID min. 19.50 - ID max. 26.30 mm, IP66, IP68 - 2.5 bar, Brass
31342 | 930041221 | KDSU M32 BS O NI 1 G32 | KDSU (Klippon double seal universal Ex cable gland), Cable glands, M 32, 16 mm, Single-wire armouring, Metal foil armouring, Braided armouring, 0.1 - 2 mm, OD min. 23.2 - OD max. 30.5 mm, ID min. 19.50 - ID max. 26.30 mm, IP66, IP68 - 2.5 bar, Brass, nickel-plated
31343 | 930041222 | KDSU M32 BS O NI 2 G32 | KDSU (Klippon double seal universal Ex cable gland), Cable glands, M 32, 16 mm, Single-wire armouring, Metal foil armouring, Braided armouring, 0.1 - 2 mm, OD min. 26.7 - OD max. 34 mm, ID min. 19.50 - ID max. 26.30 mm, IP66, IP68 - 2.5 bar, Brass, nickel-plated
31344 | 930051212 | KDSU M40 BS O SC 2 G40 | KDSU (Klippon double seal universal Ex cable gland), Cable glands, M 40, 16 mm, Single-wire armouring, Metal foil armouring, Braided armouring, 0.1 - 2 mm, OD min. 33 - OD max. 40.6 mm, ID min. 23.00 - ID max. 32.20 mm, IP66, IP68 - 2.5 bar, Brass
31345 | 930051222 | KDSU M40 BS O NI 2 G40 | KDSU (Klippon double seal universal Ex cable gland), Cable glands, M 40, 16 mm, Single-wire armouring, Metal foil armouring, Braided armouring, 0.1 - 2 mm, OD min. 33 - OD max. 40.6 mm, ID min. 23.00 - ID max. 32.20 mm, IP66, IP68 - 2.5 bar, Brass, nickel-plated
31346 | 930481212 | KSG M20 BS O SC 2 G16 | KSG (Klippon standard Ex cable gland), Cable glands, M 20, 16 mm, OD min. 4 - OD max. 8.4 mm, IP66, IP68 - 2.5 bar, Brass
31347 | 930481222 | KSG M20 BS O NI 2 G16 | KSG (Klippon standard Ex cable gland), Cable glands, M 20, 16 mm, OD min. 4 - OD max. 8.4 mm, IP66, IP68 - 2.5 bar, Brass, nickel-plated
31348 | 930491224 | KSG M20 BS O NI 2 G20S | KSG (Klippon standard Ex cable gland), Cable glands, M 20, 16 mm, OD min. 7.2 - OD max. 11.7 mm, IP66, IP68 - 2.5 bar, Brass, nickel-plated
31349 | 930501212 | KSG M20 BS O SC 2 G20 | KSG (Klippon standard Ex cable gland), Cable glands, M 20, 16 mm, OD min. 9.6 - OD max. 14 mm, IP66, IP68 - 2.5 bar, Brass
31350 | 930501222 | KSG M20 BS O NI 2 G20 | KSG (Klippon standard Ex cable gland), Cable glands, M 20, 16 mm, OD min. 9.6 - OD max. 14 mm, IP66, IP68 - 2.5 bar, Brass, nickel-plated
31351 | 930511212 | KSG M25 BS O SC 2 G25 | KSG (Klippon standard Ex cable gland), Cable glands, M 25, 16 mm, OD min. 13.5 - OD max. 20 mm, IP66, IP68 - 2.5 bar, Brass
31352 | 930511222 | KSG M25 BS O NI 2 G25 | KSG (Klippon standard Ex cable gland), Cable glands, M 25, 16 mm, OD min. 13.5 - OD max. 20 mm, IP66, IP68 - 2.5 bar, Brass, nickel-plated
31353 | 930521212 | KSG M32 BS O SC 2 G32 | KSG (Klippon standard Ex cable gland), Cable glands, M 32, 16 mm, OD min. 19.5 - OD max. 26.3 mm, IP66, IP68 - 2.5 bar, Brass
31354 | 930521222 | KSG M32 BS O NI 2 G32 | KSG (Klippon standard Ex cable gland), Cable glands, M 32, 16 mm, OD min. 19.5 - OD max. 26.3 mm, IP66, IP68 - 2.5 bar, Brass, nickel-plated
31355 | 930531212 | KSG M40 BS O SC 2 G40 | KSG (Klippon standard Ex cable gland), Cable glands, M 40, 16 mm, OD min. 23 - OD max. 32.2 mm, IP66, IP68 - 2.5 bar, Brass
31356 | 930531222 | KSG M40 BS O NI 2 G40 | KSG (Klippon standard Ex cable gland), Cable glands, M 40, 16 mm, OD min. 23 - OD max. 32.2 mm, IP66, IP68 - 2.5 bar, Brass, nickel-plated
31357 | 930640004 | SKMU M32 MS SC | SKMU MS (brass locknut), Locknut, M 32, 4 mm, Brass
31358 | 930640005 | SKMU M40 MS SC | SKMU MS (brass locknut), Locknut, M 40, 4.8 mm, Brass
31359 | 930700001 | KSP L24 S | KSP (Klippon shroud), Protective cap, Silicone
31360 | 930700002 | KSP L30 S | KSP (Klippon shroud), Protective cap, Silicone
31361 | 930700003 | KSP L38 S | KSP (Klippon shroud), Protective cap, Silicone
31362 | 930700004 | KSP L46 S | KSP (Klippon shroud), Protective cap, Silicone
31363 | 930700005 | KSP L55 S | KSP (Klippon shroud), Protective cap, Silicone
31364 | 930700006 | KSP L65 S | KSP (Klippon shroud), Protective cap, Silicone
31365 | 930700007 | KSP L80 S | KSP (Klippon shroud), Protective cap, Silicone
31366 | 930700008 | KSP L90 S | KSP (Klippon shroud), Protective cap, Silicone
31367 | 930710001 | EA-RING MS/M16 SC | EA (earthing rings), Earthing ring, M 16, Brass
31368 | 930710002 | EA-RING MS/M20 SC | EA (earthing rings), Earthing ring, M 20
31369 | 930710003 | EA-RING MS/M25 SC | EA (earthing rings), Earthing ring, M 25, Brass
31370 | 930710004 | EA-RING MS/M32 SC | EA (earthing rings), Earthing ring, M 32, Brass
31371 | 930710005 | EA-RING MS/M40 SC | EA (earthing rings), Earthing ring, M 40, Brass
31372 | 930710006 | EA-RING MS/M50 SC | EA (earthing rings), Earthing ring, M 50, Brass
31373 | 930710007 | EA-RING MS/M63 SC | EA (earthing rings), Earthing ring, M 63, Brass
31374 | 930710008 | EA-RING MS/M75 SC | EA (earthing rings), Earthing ring, M 75, Brass
31375 | 1068890000 | BG GHDE PT6 | FieldPower® enclosures, IP65 with corresponding housing, Polycarbonate, GF 10
31376 | 1068990000 | IE-PI-HYB-10P | Insert, for plug insert, Hybrid
31377 | 1069010000 | IE-BI-HYB-10P | Flange insert, for flange insert, Hybrid
31378 | 1070620000 | CH20M22 S PSCSC BL 2013 | Modular housing, OMNIMATE Housing - series CH20M blue, Width: 22.5 mm
31379 | 1072670000 | CC 30/60 MC NE GR | ClipCard, Device markers, 30 x 60 mm, Holder CC-H 30/60, grey
31380 | 1072680000 | CC 30/60 K MC NE GR | ClipCard, Device markers, 30 x 60 mm, grey
31381 | 1073350000 | CH20M22 B GGY/BK 2019 | Modular housing, OMNIMATE Housing - series CH20M Graphite grey, Width: 22.5 mm
31382 | 1073370000 | CH20M22 S PPSC GGY 2019 | Modular housing, OMNIMATE Housing - series CH20M Graphite grey, Width: 22.5 mm
31383 | 1074480000 | KDSW M20 BN O SC 1 G16 | KDSW (Klippon double seal SWA Ex cable gland), Cable glands, M 20, 16 mm, Single-wire armouring, 0.9 - OD min. 4.9 - OD max. 10.3 mm, ID min. 3.50 - ID max. 8.40 mm, IP66, IP68 - 2.5 bar, Brass
31384 | 1074490000 | KDSW M20BN O SC 2 G16 | KDSW (Klippon double seal SWA Ex cable gland), Cable glands, M 20, 16 mm, Single-wire armouring, 0.9 - OD min. 8.4 - OD max. 13.5 mm, ID min. 3.50 - ID max. 8.40 mm, IP66, IP68 - 2.5 bar, Brass
31385 | 1074510000 | KDSW M20 BN O SC 2 G20S | KDSW (Klippon double seal SWA Ex cable gland), Cable glands, M 20, 16 mm, Single-wire armouring, 0.9 - 1.25 mm, OD min. 11.5 - OD max. 16 mm, ID min. 8.00 - ID max. 11.70 mm, IP66, IP68 - 2.5 bar, Brass
31386 | 1074520000 | KDSW M20 BN O SC 1 G20 | KDSW (Klippon double seal SWA Ex cable gland), Cable glands, M 20, 16 mm, Single-wire armouring, 0.9 - 1.25 mm, OD min. 12 - OD max. 17.6 mm, ID min. 6.70 - ID max. 14.00 mm, IP66, IP68 - 2.5 bar, Brass
31387 | 1074530000 | KDSW M20 BN O SC 2 G20 | KDSW (Klippon double seal SWA Ex cable gland), Cable glands, M 20, 16 mm, Single-wire armouring, 0.9 - 1.25 mm, OD min. 15.5 - OD max. 21.1 mm, ID min. 6.70 - ID max. 14.00 mm, IP66, IP68 - 2.5 bar, Brass
31388 | 1074540000 | KDSW M25 BN O SC 1 G25 | KDSW (Klippon double seal SWA Ex cable gland), Cable glands, M 25, 16 mm, Single-wire armouring, 1.25 - 1.6 mm, OD min. 16.8 - OD max. 23.9 mm, ID min. 13.00 - ID max. 20.00 mm, IP66, IP68 - 2.5 bar, Brass
31389 | 1074550000 | KDSW M25 BN O SC 2 G25 | KDSW (Klippon double seal SWA Ex cable gland), Cable glands, M 25, 16 mm, Single-wire armouring, 1.25 - 1.6 mm, OD min. 20.3 - OD max. 27.4 mm, ID min. 13.00 - ID max. 20.00 mm, IP66, IP68 - 2.5 bar, Brass
31390 | 1074570000 | KDSW M32 BN O SC 1 G32 | KDSW (Klippon double seal SWA Ex cable gland), Cable glands, M 32, 16 mm, Single-wire armouring, 1.6 - 2 mm, OD min. 23.2 - OD max. 30.5 mm, ID min. 19.00 - ID max. 26.30 mm, IP66, IP68 - 2.5 bar, Brass
31391 | 1074580000 | KDSW M32 BN O SC 2 G32 | KDSW (Klippon double seal SWA Ex cable gland), Cable glands, M 32, 16 mm, Single-wire armouring, 1.6 - 2 mm, OD min. 26.7 - OD max. 34 mm, ID min. 19.00 - ID max. 26.30 mm, IP66, IP68 - 2.5 bar, Brass
31392 | 1074590000 | KDSW M40 BN O SC 1 G40 | KDSW (Klippon double seal SWA Ex cable gland), Cable glands, M 40, 16 mm, Single-wire armouring, 1.6 - 2 mm, OD min. 28.6 - OD max. 36.2 mm, ID min. 25.00 - ID max. 32.20 mm, IP66, IP68 - 2.5 bar, Brass
31393 | 1074610000 | KDSW M40 BN O SC 2 G40 | KDSW (Klippon double seal SWA Ex cable gland), Cable glands, M 40, 16 mm, Single-wire armouring, 1.6 - 2 mm, OD min. 33 - OD max. 40.6 mm, ID min. 25.00 - ID max. 32.20 mm, IP66, IP68 - 2.5 bar, Brass
31394 | 1074660000 | KDSW M20 BN L NI 1 G16 | KDSW (Klippon double seal SWA Ex cable gland), Cable glands, M 20, 16 mm, Single-wire armouring, Lead sheath armouring, 0.9 - OD min. 4.9 - OD max. 10.3 mm, ID min. 3.50 - ID max. 8.40 mm, IP66, IP68 - 2.5 bar, Brass, nickel-plated
31395 | 1074690000 | KDSW M20 BN L NI 2 G16 | KDSW (Klippon double seal SWA Ex cable gland), Cable glands, M 20, 16 mm, Single-wire armouring, Lead sheath armouring, 0.9 - OD min. 8.4 - OD max. 13.5 mm, ID min. 3.50 - ID max. 8.40 mm, IP66, IP68 - 2.5 bar, Brass, nickel-plated
31396 | 1074720000 | KDSW M20 BN L NI 1 G20S | KDSW (Klippon double seal SWA Ex cable gland), Cable glands, M 20, 16 mm, Single-wire armouring, Lead sheath armouring, 0.9 - 1.25 mm, OD min. 9.4 - OD max. 12.5 mm, ID min. 8.00 - ID max. 11.70 mm, IP66, IP68 - 2.5 bar, Brass, nickel-plated
31397 | 1074740000 | KDSW M20 BN L NI 2 G20S | KDSW (Klippon double seal SWA Ex cable gland), Cable glands, M 20, 16 mm, Single-wire armouring, Lead sheath armouring, 0.9 - 1.25 mm, OD min. 11.5 - OD max. 16 mm, ID min. 8.00 - ID max. 11.70 mm, IP66, IP68 - 2.5 bar, Brass, nickel-plated
31398 | 1074760000 | KDSW M20 BN L NI 1 G20 | KDSW (Klippon double seal SWA Ex cable gland), Cable glands, M 20, 16 mm, Single-wire armouring, Lead sheath armouring, 0.9 - 1.25 mm, OD min. 12 - OD max. 17.6 mm, ID min. 6.70 - ID max. 14.00 mm, IP66, IP68 - 2.5 bar, Brass, nickel-plated
31399 | 1074780000 | KDSW M20 BN L NI 2 G20 | KDSW (Klippon double seal SWA Ex cable gland), Cable glands, M 20, 16 mm, Single-wire armouring, Lead sheath armouring, 0.9 - 1.25 mm, OD min. 15.5 - OD max. 21.1 mm, ID min. 6.70 - ID max. 14.00 mm, IP66, IP68 - 2.5 bar, Brass, nickel-plated
31400 | 1074810000 | KDSW M25 BN L NI 1 G25 | KDSW (Klippon double seal SWA Ex cable gland), Cable glands, M 25, 16 mm, Single-wire armouring, Lead sheath armouring, 1.25 - 1.6 mm, OD min. 16.8 - OD max. 23.9 mm, ID min. 13.00 - ID max. 20.00 mm, IP66, IP68 - 2.5 bar, Brass, nickel-plated
31401 | 1074830000 | KDSW M25 BN L NI 2 G25 | KDSW (Klippon double seal SWA Ex cable gland), Cable glands, M 25, 16 mm, Single-wire armouring, Lead sheath armouring, 1.25 - 1.6 mm, OD min. 20.3 - OD max. 27.4 mm, ID min. 13.00 - ID max. 20.00 mm, IP66, IP68 - 2.5 bar, Brass, nickel-plated
31402 | 1074850000 | KDSW M32 BN L NI 1 G32 | KDSW (Klippon double seal SWA Ex cable gland), Cable glands, M 32, 16 mm, Single-wire armouring, Lead sheath armouring, 1.6 - 2 mm, OD min. 23.2 - OD max. 30.5 mm, ID min. 19.00 - ID max. 26.30 mm, IP66, IP68 - 2.5 bar, Brass, nickel-plated
31403 | 1074860000 | KDSW M32 BN L NI 2 G32 | KDSW (Klippon double seal SWA Ex cable gland), Cable glands, M 32, 16 mm, Single-wire armouring, Lead sheath armouring, 1.6 - 2 mm, OD min. 26.7 - OD max. 34 mm, ID min. 19.00 - ID max. 26.30 mm, IP66, IP68 - 2.5 bar, Brass, nickel-plated
31404 | 1074870000 | KDSW M40 BN L NI 1 G40 | KDSW (Klippon double seal SWA Ex cable gland), Cable glands, M 40, 16 mm, Single-wire armouring, Lead sheath armouring, 1.6 - 2 mm, OD min. 28.6 - OD max. 36.2 mm, ID min. 25.00 - ID max. 32.20 mm, IP66, IP68 - 2.5 bar, Brass, nickel-plated
31405 | 1074880000 | KDSW M40 BN L NI 2 G40 | KDSW (Klippon double seal SWA Ex cable gland), Cable glands, M 40, 16 mm, Single-wire armouring, Lead sheath armouring, 1.6 - 2 mm, OD min. 33 - OD max. 40.6 mm, ID min. 25.00 - ID max. 32.20 mm, IP66, IP68 - 2.5 bar, Brass, nickel-plated
31406 | 1075030000 | KDSW M20 BN O NI 1 G16 | KDSW (Klippon double seal SWA Ex cable gland), Cable glands, M 20, 16 mm, Single-wire armouring, 0.9 - OD min. 4.9 - OD max. 10.3 mm, ID min. 3.50 - ID max. 8.40 mm, IP66, IP68 - 2.5 bar, Brass, nickel-plated
31407 | 1075040000 | KDSW M20 BN O NI 2 G16 | KDSW (Klippon double seal SWA Ex cable gland), Cable glands, M 20, 16 mm, Single-wire armouring, 0.9 - OD min. 8.4 - OD max. 13.5 mm, ID min. 3.50 - ID max. 8.40 mm, IP66, IP68 - 2.5 bar, Brass, nickel-plated
31408 | 1075050000 | KDSW M20 BN O NI 1 G20S | KDSW (Klippon double seal SWA Ex cable gland), Cable glands, M 20, 16 mm, Single-wire armouring, 0.9 - 1.25 mm, OD min. 9.4 - OD max. 12.5 mm, ID min. 8.00 - ID max. 11.70 mm, IP66, IP68 - 2.5 bar, Brass, nickel-plated
31409 | 1075060000 | KDSW M20 BN O NI 2 G20S | KDSW (Klippon double seal SWA Ex cable gland), Cable glands, M 20, 16 mm, Single-wire armouring, 0.9 - 1.25 mm, OD min. 11.5 - OD max. 16 mm, ID min. 8.00 - ID max. 11.70 mm, IP66, IP68 - 2.5 bar, Brass, nickel-plated
31410 | 1075070000 | KDSW M20 BN O NI 1 G20 | KDSW (Klippon double seal SWA Ex cable gland), Cable glands, M 20, 16 mm, Single-wire armouring, 0.9 - 1.25 mm, OD min. 12 - OD max. 17.6 mm, ID min. 6.70 - ID max. 14.00 mm, IP66, IP68 - 2.5 bar, Brass, nickel-plated
31411 | 1075080000 | KDSW M20 BN O NI 2 G20 | KDSW (Klippon double seal SWA Ex cable gland), Cable glands, M 20, 16 mm, Single-wire armouring, 0.9 - 1.25 mm, OD min. 15.5 - OD max. 21.1 mm, ID min. 6.70 - ID max. 14.00 mm, IP66, IP68 - 2.5 bar, Brass, nickel-plated
31412 | 1075090000 | KDSW M25 BN O NI 1 G25 | KDSW (Klippon double seal SWA Ex cable gland), Cable glands, M 25, 16 mm, Single-wire armouring, 1.25 - 1.6 mm, OD min. 16.8 - OD max. 23.9 mm, ID min. 13.00 - ID max. 20.00 mm, IP66, IP68 - 2.5 bar, Brass, nickel-plated
31413 | 1075110000 | KDSW M25 BN O NI 2 G25 | KDSW (Klippon double seal SWA Ex cable gland), Cable glands, M 25, 16 mm, Single-wire armouring, 1.25 - 1.6 mm, OD min. 20.3 - OD max. 27.4 mm, ID min. 13.00 - ID max. 20.00 mm, IP66, IP68 - 2.5 bar, Brass, nickel-plated
31414 | 1075120000 | KDSW M32 BN O NI 1 G32 | KDSW (Klippon double seal SWA Ex cable gland), Cable glands, M 32, 16 mm, Single-wire armouring, 1.6 - 2 mm, OD min. 23.2 - OD max. 30.5 mm, ID min. 19.00 - ID max. 26.30 mm, IP66, IP68 - 2.5 bar, Brass, nickel-plated
31415 | 1075130000 | KDSW M32 BN O NI 2 G32 | KDSW (Klippon double seal SWA Ex cable gland), Cable glands, M 32, 16 mm, Single-wire armouring, 1.6 - 2 mm, OD min. 26.7 - OD max. 34 mm, ID min. 19.00 - ID max. 26.30 mm, IP66, IP68 - 2.5 bar, Brass, nickel-plated
31416 | 1075140000 | KDSW M40 BN O NI 1 G40 | KDSW (Klippon double seal SWA Ex cable gland), Cable glands, M 40, 16 mm, Single-wire armouring, 1.6 - 2 mm, OD min. 28.6 - OD max. 36.2 mm, ID min. 25.00 - ID max. 32.20 mm, IP66, IP68 - 2.5 bar, Brass, nickel-plated
31417 | 1075150000 | KDSW M40 BN O NI 2 G40 | KDSW (Klippon double seal SWA Ex cable gland), Cable glands, M 40, 16 mm, Single-wire armouring, 1.6 - 2 mm, OD min. 33 - OD max. 40.6 mm, ID min. 25.00 - ID max. 32.20 mm, IP66, IP68 - 2.5 bar, Brass, nickel-plated
31418 | 1076120000 | KDSU M20 BN O SC 1 G16 | KDSU (Klippon double seal universal Ex cable gland), Cable glands, M 20, 16 mm, Single-wire armouring, Metal foil armouring, Braided armouring, 0.1 - 1.25 mm, OD min. 6.7 - OD max. 10.3 mm, ID min. 3.40 - ID max. 8.40 mm, IP66, IP68 - 2.5 bar, Brass
31419 | 1076130000 | KDSU M20 BN O SC 1 G20S | KDSU (Klippon double seal universal Ex cable gland), Cable glands, M 20, 16 mm, Single-wire armouring, Metal foil armouring, Braided armouring, 0.1 - 1.25 mm, OD min. 9.4 - OD max. 12.5 mm, ID min. 7.20 - ID max. 11.70 mm, IP66, IP68 - 2.5 bar, Brass
31420 | 1076140000 | KDSU M20 BN O SC 1 G20 | KDSU (Klippon double seal universal Ex cable gland), Cable glands, M 20, 16 mm, Single-wire armouring, Metal foil armouring, Braided armouring, 0.1 - 1.25 mm, OD min. 12 - OD max. 17.6 mm, ID min. 9.40 - ID max. 14.00 mm, IP66, IP68 - 2.5 bar, Brass
31421 | 1076150000 | KDSU M25 BN O SC 1 G25 | KDSU (Klippon double seal universal Ex cable gland), Cable glands, M 25, 16 mm, Single-wire armouring, Metal foil armouring, Braided armouring, 0.1 - 1.6 mm, OD min. 16.8 - OD max. 23.9 mm, ID min. 13.50 - ID max. 20.00 mm, IP66, IP68 - 2.5 bar, Brass
31422 | 1076160000 | KDSU M32 BN O SC 1 G32 | KDSU (Klippon double seal universal Ex cable gland), Cable glands, M 32, 16 mm, Single-wire armouring, Metal foil armouring, Braided armouring, 0.1 - 2 mm, OD min. 23.2 - OD max. 30.5 mm, ID min. 19.50 - ID max. 26.30 mm, IP66, IP68 - 2.5 bar, Brass
31423 | 1076170000 | KDSU M40 BN O SC 1 G40 | KDSU (Klippon double seal universal Ex cable gland), Cable glands, M 40, 16 mm, Single-wire armouring, Metal foil armouring, Braided armouring, 0.1 - 2 mm, OD min. 28.6 - OD max. 36.2 mm, ID min. 23.00 - ID max. 32.20 mm, IP66, IP68 - 2.5 bar, Brass
31424 | 1076250000 | KDSW M20 BN L SC 1 G16 | KDSW (Klippon double seal SWA Ex cable gland), Cable glands, M 20, 16 mm, Single-wire armouring, Lead sheath armouring, 0.9 - OD min. 4.9 - OD max. 10.3 mm, ID min. 3.50 - ID max. 8.40 mm, IP66, IP68 - 2.5 bar, Brass
31425 | 1076270000 | KDSW M20 BN L SC 2 G16 | KDSW (Klippon double seal SWA Ex cable gland), Cable glands, M 20, 16 mm, Single-wire armouring, Lead sheath armouring, 0.9 - OD min. 8.4 - OD max. 13.5 mm, ID min. 3.50 - ID max. 8.40 mm, IP66, IP68 - 2.5 bar, Brass
31426 | 1076280000 | KDSW M20 BN L SC 1 G20S | KDSW (Klippon double seal SWA Ex cable gland), Cable glands, M 20, 16 mm, Single-wire armouring, Lead sheath armouring, 0.9 - 1.25 mm, OD min. 9.4 - OD max. 12.5 mm, ID min. 8.00 - ID max. 11.70 mm, IP66, IP68 - 2.5 bar, Brass
31427 | 1076290000 | KDSW M20 BN L SC 2 G20S | KDSW (Klippon double seal SWA Ex cable gland), Cable glands, M 20, 16 mm, Single-wire armouring, Lead sheath armouring, 0.9 - 1.25 mm, OD min. 11.5 - OD max. 16 mm, ID min. 8.00 - ID max. 11.70 mm, IP66, IP68 - 2.5 bar, Brass
31428 | 1076300000 | KDSW M20 BN L SC 1 G20 | KDSW (Klippon double seal SWA Ex cable gland), Cable glands, M 20, 16 mm, Single-wire armouring, Lead sheath armouring, 0.9 - 1.25 mm, OD min. 12 - OD max. 17.6 mm, ID min. 6.70 - ID max. 14.00 mm, IP66, IP68 - 2.5 bar, Brass
31429 | 1076310000 | KDSW M20 BN L SC 2 G20 | KDSW (Klippon double seal SWA Ex cable gland), Cable glands, M 20, 16 mm, Single-wire armouring, Lead sheath armouring, 0.9 - 1.25 mm, OD min. 15.5 - OD max. 21.1 mm, ID min. 6.70 - ID max. 14.00 mm, IP66, IP68 - 2.5 bar, Brass
31430 | 1076320000 | KDSW M25 BN L SC 1 G25 | KDSW (Klippon double seal SWA Ex cable gland), Cable glands, M 25, 16 mm, Single-wire armouring, Lead sheath armouring, 1.25 - 1.6 mm, OD min. 16.8 - OD max. 23.9 mm, ID min. 13.00 - ID max. 20.00 mm, IP66, IP68 - 2.5 bar, Brass
31431 | 1076330000 | KDSW M25 BN L SC 2 G25 | KDSW (Klippon double seal SWA Ex cable gland), Cable glands, M 25, 16 mm, Single-wire armouring, Lead sheath armouring, 1.25 - 1.6 mm, OD min. 20.3 - OD max. 27.4 mm, ID min. 13.00 - ID max. 20.00 mm, IP66, IP68 - 2.5 bar, Brass
31432 | 1076340000 | KDSW M32 BN L SC 1 G32 | KDSW (Klippon double seal SWA Ex cable gland), Cable glands, M 32, 16 mm, Single-wire armouring, Lead sheath armouring, 1.6 - 2 mm, OD min. 23.2 - OD max. 30.5 mm, ID min. 19.00 - ID max. 26.30 mm, IP66, IP68 - 2.5 bar, Brass
31433 | 1076350000 | KDSW M32 BN L SC 2 G32 | KDSW (Klippon double seal SWA Ex cable gland), Cable glands, M 32, 16 mm, Single-wire armouring, Lead sheath armouring, 1.6 - 2 mm, OD min. 26.7 - OD max. 34 mm, ID min. 19.00 - ID max. 26.30 mm, IP66, IP68 - 2.5 bar, Brass
31434 | 1076360000 | KDSW M40 BN L SC 1 G40 | KDSW (Klippon double seal SWA Ex cable gland), Cable glands, M 40, 16 mm, Single-wire armouring, Lead sheath armouring, 1.6 - 2 mm, OD min. 28.6 - OD max. 36.2 mm, ID min. 25.00 - ID max. 32.20 mm, IP66, IP68 - 2.5 bar, Brass
31435 | 1076370000 | KDSW M40 BN L SC 2 G40 | KDSW (Klippon double seal SWA Ex cable gland), Cable glands, M 40, 16 mm, Single-wire armouring, Lead sheath armouring, 1.6 - 2 mm, OD min. 33 - OD max. 40.6 mm, ID min. 25.00 - ID max. 32.20 mm, IP66, IP68 - 2.5 bar, Brass
31436 | 1076750000 | KSP EL46 | KSP (Klippon shroud), Protective cap, PVC
31437 | 1076760000 | KSP EL55 | KSP (Klippon shroud), Protective cap, PVC
31438 | 1076770000 | KSP EL65 | KSP (Klippon shroud), Protective cap, PVC
31439 | 1076780000 | KSP EL80 | KSP (Klippon shroud), Protective cap, PVC
31440 | 1076790000 | KSP EL90 | KSP (Klippon shroud), Protective cap, PVC
31441 | 1078320000 | CC 30/60 K MC NE GE | ClipCard, Device markers, 30 x 60 mm, yellow
31442 | 1083150000 | CC 30/60 O4MM MC NE WS | ClipCard, Device markers, 30 x 60 mm, With hole, white
31443 | 1083160000 | CC 30/60 O4MM MC NE GE | ClipCard, Device markers, 30 x 60 mm, With hole, yellow
31444 | 1083170000 | CC 30/60 O4MM MC NE GR | ClipCard, Device markers, 30 x 60 mm, With hole, grey
31445 | 1083230000 | SFX 30/60 MC NE WS | SlimFix X, Conductor and cable markers, 7 - 40 mm, 60 x 30 mm, white
31446 | 1083240000 | SFX 30/60 MC NE GE | SlimFix X, Conductor and cable markers, 7 - 40 mm, 60 x 30 mm, yellow
31447 | 1083250000 | SFX 30/60 MC NE GR | SlimFix X, Conductor and cable markers, 7 - 40 mm, 60 x 30 mm, grey
31448 | 1083280000 | KDSU M20 BN O NI 1 G16 | KDSU (Klippon double seal universal Ex cable gland), Cable glands, M 20, 16 mm, Single-wire armouring, Metal foil armouring, Braided armouring, 0.1 - 1.25 mm, OD min. 6.7 - OD max. 10.3 mm, ID min. 3.40 - ID max. 8.40 mm, IP66, IP68 - 2.5 bar, Brass, nickel-plated
31449 | 1083290000 | KDSU M20 BN O NI 1 G20S | KDSU (Klippon double seal universal Ex cable gland), Cable glands, M 20, 16 mm, Single-wire armouring, Metal foil armouring, Braided armouring, 0.1 - 1.25 mm, OD min. 9.4 - OD max. 12.5 mm, ID min. 7.20 - ID max. 11.70 mm, IP66, IP68 - 2.5 bar, Brass, nickel-plated
31450 | 1083320000 | KDSU M20 BN O NI 1 G20 | KDSU (Klippon double seal universal Ex cable gland), Cable glands, M 20, 16 mm, Single-wire armouring, Metal foil armouring, Braided armouring, 0.1 - 1.25 mm, OD min. 12 - OD max. 17.6 mm, ID min. 9.40 - ID max. 14.00 mm, IP66, IP68 - 2.5 bar, Brass, nickel-plated
31451 | 1083330000 | KDSU M25 BN O NI 1 G25 | KDSU (Klippon double seal universal Ex cable gland), Cable glands, M 25, 16 mm, Single-wire armouring, Metal foil armouring, Braided armouring, 0.1 - 1.6 mm, OD min. 16.8 - OD max. 23.9 mm, ID min. 13.50 - ID max. 20.00 mm, IP66, IP68 - 2.5 bar, Brass, nickel-plated
31452 | 1083340000 | KDSU M32 BN O NI 1 G32 | KDSU (Klippon double seal universal Ex cable gland), Cable glands, M 32, 16 mm, Single-wire armouring, Metal foil armouring, Braided armouring, 0.1 - 2 mm, OD min. 23.2 - OD max. 30.5 mm, ID min. 19.50 - ID max. 26.30 mm, IP66, IP68 - 2.5 bar, Brass, nickel-plated
31453 | 1083350000 | KDSU M40 BN O NI 1 G40 | KDSU (Klippon double seal universal Ex cable gland), Cable glands, M 40, 16 mm, Single-wire armouring, Metal foil armouring, Braided armouring, 0.1 - 2 mm, OD min. 28.6 - OD max. 36.2 mm, ID min. 23.00 - ID max. 32.20 mm, IP66, IP68 - 2.5 bar, Brass, nickel-plated
31454 | 1085430000 | CC 30/60 K MC NE RT | ClipCard, Device markers, 30 x 60 mm, red
31455 | 1095100000 | KUB M20 BS O NI 1 G16 | KUB (Klippon universal die-cast Ex cable gland), Cable glands, M 20, 16 mm, Single-wire armouring, Metal foil armouring, Braided armouring, 0.1 - 1.25 mm, OD min. 6.7 - OD max. 10.3 mm, ID max. 11.70 mm, IP68 - 10 bar, Brass, nickel-plated
31456 | 1095110000 | KUB M20 BS O NI 2 G16 | KUB (Klippon universal die-cast Ex cable gland), Cable glands, M 20, 16 mm, Single-wire armouring, Metal foil armouring, Braided armouring, 0.1 - 1.25 mm, OD min. 8.4 - OD max. 13.5 mm, ID max. 11.70 mm, IP68 - 10 bar, Brass, nickel-plated
31457 | 1095120000 | KUB M20 BS O NI 1 G20S | KUB (Klippon universal die-cast Ex cable gland), Cable glands, M 20, 16 mm, Single-wire armouring, Metal foil armouring, Braided armouring, 0.1 - 1.25 mm, OD min. 9.4 - OD max. 12.5 mm, ID max. 11.70 mm, IP68 - 10 bar, Brass, nickel-plated
31458 | 1095130000 | KUB M20 BS O NI 2 G20S | KUB (Klippon universal die-cast Ex cable gland), Cable glands, M 20, 16 mm, Single-wire armouring, Metal foil armouring, Braided armouring, 0.1 - 1.25 mm, OD min. 11.5 - OD max. 16 mm, ID max. 11.70 mm, IP68 - 10 bar, Brass, nickel-plated
31459 | 1095140000 | KUB M20 BS O NI 1 G20 | KUB (Klippon universal die-cast Ex cable gland), Cable glands, M 20, 16 mm, Single-wire armouring, Metal foil armouring, Braided armouring, 0.1 - 1.25 mm, OD min. 12 - OD max. 17.6 mm, ID max. 14.00 mm, IP68 - 10 bar, Brass, nickel-plated
31460 | 1095150000 | KUB M20 BS O NI 2 G20 | KUB (Klippon universal die-cast Ex cable gland), Cable glands, M 20, 16 mm, Single-wire armouring, Metal foil armouring, Braided armouring, 0.1 - 1.25 mm, OD min. 15.5 - OD max. 21.1 mm, ID max. 14.00 mm, IP68 - 10 bar, Brass, nickel-plated
31461 | 1095160000 | KUB M25 BS O NI 1 G25 | KUB (Klippon universal die-cast Ex cable gland), Cable glands, M 25, 16 mm, Single-wire armouring, Metal foil armouring, Braided armouring, 0.1 - 1.6 mm, OD min. 16.8 - OD max. 23.9 mm, ID max. 20.00 mm, IP68 - 10 bar, Brass, nickel-plated
31462 | 1095170000 | KUB M25 BS O NI 2 G25 | KUB (Klippon universal die-cast Ex cable gland), Cable glands, M 25, 16 mm, Single-wire armouring, Metal foil armouring, Braided armouring, 0.1 - 1.6 mm, OD min. 20.3 - OD max. 27.4 mm, ID max. 20.00 mm, IP68 - 10 bar, Brass, nickel-plated
31463 | 1095180000 | KUB M32 BS O NI 1 G32 | KUB (Klippon universal die-cast Ex cable gland), Cable glands, M 32, 16 mm, Single-wire armouring, Metal foil armouring, Braided armouring, 0.1 - 2 mm, OD min. 23.2 - OD max. 30.5 mm, ID max. 26.30 mm, IP68 - 10 bar, Brass, nickel-plated
31464 | 1095190000 | KUB M32 BS O NI 2 G32 | KUB (Klippon universal die-cast Ex cable gland), Cable glands, M 32, 16 mm, Single-wire armouring, Metal foil armouring, Braided armouring, 0.1 - 2 mm, OD min. 26.7 - OD max. 34 mm, ID max. 26.30 mm, IP68 - 10 bar, Brass, nickel-plated
31465 | 1095200000 | KUB M40 BS O NI 1 G40 | KUB (Klippon universal die-cast Ex cable gland), Cable glands, M 40, 16 mm, Single-wire armouring, Metal foil armouring, Braided armouring, 0.1 - 2 mm, OD min. 28.6 - OD max. 36.2 mm, ID max. 32.20 mm, IP68 - 10 bar, Brass, nickel-plated
31466 | 1095210000 | KUB M40 BS O NI 2 G40 | KUB (Klippon universal die-cast Ex cable gland), Cable glands, M 40, 16 mm, Single-wire armouring, Metal foil armouring, Braided armouring, 0.1 - 2 mm, OD min. 33 - OD max. 40.6 mm, ID max. 32.20 mm, IP68 - 10 bar, Brass, nickel-plated
31467 | 1095340000 | KUB M20 BS O SC 1 G16 | KUB (Klippon universal die-cast Ex cable gland), Cable glands, M 20, 16 mm, Single-wire armouring, Metal foil armouring, Braided armouring, 0.1 - 1.25 mm, OD min. 6.7 - OD max. 10.3 mm, ID max. 11.70 mm, IP68 - 10 bar, Brass
31468 | 1095350000 | KUB M20 BS O SC 2 G16 | KUB (Klippon universal die-cast Ex cable gland), Cable glands, M 20, 16 mm, Single-wire armouring, Metal foil armouring, Braided armouring, 0.1 - 1.25 mm, OD min. 8.4 - OD max. 13.5 mm, ID max. 11.70 mm, IP68 - 10 bar, Brass
31469 | 1095360000 | KUB M20 BS O SC 1 G20S | KUB (Klippon universal die-cast Ex cable gland), Cable glands, M 20, 16 mm, Single-wire armouring, Metal foil armouring, Braided armouring, 0.1 - 1.25 mm, OD min. 6.7 - OD max. 10.3 mm, ID max. 11.70 mm, IP68 - 10 bar, Brass
31470 | 1095370000 | KUB M20 BS O SC 2 G20S | KUB (Klippon universal die-cast Ex cable gland), Cable glands, M 20, 16 mm, Single-wire armouring, Metal foil armouring, Braided armouring, 0.1 - 1.25 mm, OD min. 11.5 - OD max. 16 mm, ID max. 11.70 mm, IP68 - 10 bar, Brass
31471 | 1095380000 | KUB M20 BS O SC 1 G20 | KUB (Klippon universal die-cast Ex cable gland), Cable glands, M 20, 16 mm, Single-wire armouring, Metal foil armouring, Braided armouring, 0.1 - 1.25 mm, OD min. 12 - OD max. 17.6 mm, ID max. 14.00 mm, IP68 - 10 bar, Brass
31472 | 1095390000 | KUB M20 BS O SC 2 G20 | KUB (Klippon universal die-cast Ex cable gland), Cable glands, M 20, 16 mm, Single-wire armouring, Metal foil armouring, Braided armouring, 0.1 - 1.25 mm, OD min. 15.5 - OD max. 21.1 mm, ID max. 14.00 mm, IP68 - 10 bar, Brass
31473 | 1095400000 | KUB M25 BS O SC 1 G25 | KUB (Klippon universal die-cast Ex cable gland), Cable glands, M 25, 16 mm, Single-wire armouring, Metal foil armouring, Braided armouring, 0.1 - 1.6 mm, OD min. 16.8 - OD max. 23.9 mm, ID max. 20.00 mm, IP68 - 10 bar, Brass
31474 | 1095410000 | KUB M25 BS O SC 2 G25 | KUB (Klippon universal die-cast Ex cable gland), Cable glands, M 25, 16 mm, Single-wire armouring, Metal foil armouring, Braided armouring, 0.1 - 1.6 mm, OD min. 20.3 - OD max. 27.4 mm, ID max. 20.00 mm, IP68 - 10 bar, Brass
31475 | 1095420000 | KUB M32 BS O SC 1 G32 | KUB (Klippon universal die-cast Ex cable gland), Cable glands, M 32, 16 mm, Single-wire armouring, Metal foil armouring, Braided armouring, 0.1 - 2 mm, OD min. 23.2 - OD max. 30.5 mm, ID max. 26.30 mm, IP68 - 10 bar, Brass
31476 | 1095430000 | KUB M32 BS O SC 2 G32 | KUB (Klippon universal die-cast Ex cable gland), Cable glands, M 32, 16 mm, Single-wire armouring, Metal foil armouring, Braided armouring, 0.1 - 2 mm, OD min. 26.7 - OD max. 34 mm, ID max. 26.30 mm, IP68 - 10 bar, Brass
31477 | 1095440000 | KUB M40 BS O SC 1 G40 | KUB (Klippon universal die-cast Ex cable gland), Cable glands, M 40, 16 mm, Single-wire armouring, Metal foil armouring, Braided armouring, 0.1 - 2 mm, OD min. 28.6 - OD max. 36.2 mm, ID max. 32.20 mm, IP68 - 10 bar, Brass
31478 | 1095450000 | KUB M40 BS O SC 2 G40 | KUB (Klippon universal die-cast Ex cable gland), Cable glands, M 40, 16 mm, Single-wire armouring, Metal foil armouring, Braided armouring, 0.1 - 2 mm, OD min. 33 - OD max. 40.6 mm, ID max. 32.20 mm, IP68 - 10 bar, Brass
31479 | 1104430000 | CH20M45 C BK 1819 | Modular housing, OMNIMATE Housing - series CH20M black, Transparent, Width: 45 mm
31480 | 1104440000 | CH20M45 C TP 8089 | Modular housing, OMNIMATE Housing - series CH20M Transparent, Width: 45 mm
31481 | 1120140000 | HDC HP 550 SHOCKPROTEC | Accessories, Screw connection, Size: 550
31482 | 1135650000 | KDSX M20 BS O SC 1 G16 | KDSX (Klippon double sealing SWB/STA Ex cable gland), Cable glands, M 20, 16 mm, Braided armouring, 0.15 - 0.35 mm, OD min. 4.9 - OD max. 10.3 mm, ID min. 3.50 - ID max. 8.40 mm, IP66, IP68 - 2.5 bar, Brass
31483 | 1135660000 | KDSX M20 BS O SC 2 G16 | KDSX (Klippon double sealing SWB/STA Ex cable gland), Cable glands, M 20, 16 mm, Braided armouring, 0.15 - 0.35 mm, OD min. 8.4 - OD max. 13.5 mm, ID min. 3.50 - ID max. 8.40 mm, IP66, IP68 - 2.5 bar, Brass
31484 | 1135670000 | KDSX M20 BS O SC 1 G20S | KDSX (Klippon double sealing SWB/STA Ex cable gland), Cable glands, M 20, 16 mm, Braided armouring, 0.15 - 0.35 mm, OD min. 9.4 - OD max. 12.5 mm, ID min. 8.00 - ID max. 11.70 mm, IP66, IP68 - 2.5 bar, Brass
31485 | 1135680000 | KDSX M20 BS O SC 2 G20S | KDSX (Klippon double sealing SWB/STA Ex cable gland), Cable glands, M 20, 16 mm, Braided armouring, 0.15 - 0.35 mm, OD min. 11.5 - OD max. 16 mm, ID min. 8.00 - ID max. 11.70 mm, IP66, IP68 - 2.5 bar, Brass
31486 | 1135690000 | KDSX M20 BS O SC 1 G20 | KDSX (Klippon double sealing SWB/STA Ex cable gland), Cable glands, M 20, 16 mm, Braided armouring, 0.15 - 0.5 mm, OD min. 12 - OD max. 17.6 mm, ID min. 9.30 - ID max. 14.00 mm, IP66, IP68 - 2.5 bar, Brass
31487 | 1135710000 | KDSX M20 BS O SC 2 G20 | KDSX (Klippon double sealing SWB/STA Ex cable gland), Cable glands, M 20, 16 mm, Braided armouring, 0.15 - 0.5 mm, OD min. 15.5 - OD max. 21.1 mm, ID min. 9.30 - ID max. 14.00 mm, IP66, IP68 - 2.5 bar, Brass
31488 | 1135720000 | KDSX M25 BS O SC 1 G25 | KDSX (Klippon double sealing SWB/STA Ex cable gland), Cable glands, M 25, 16 mm, Braided armouring, 0.15 - 0.5 mm, OD min. 16.8 - OD max. 23.9 mm, ID min. 13.00 - ID max. 20.00 mm, IP66, IP68 - 2.5 bar, Brass
31489 | 1135730000 | KDSX M25 BS O SC 2 G25 | KDSX (Klippon double sealing SWB/STA Ex cable gland), Cable glands, M 25, 16 mm, Braided armouring, 0.15 - 0.5 mm, OD min. 20.3 - OD max. 27.4 mm, ID min. 13.00 - ID max. 20.00 mm, IP66, IP68 - 2.5 bar, Brass
31490 | 1135740000 | KDSX M32 BS O SC 1 G32 | KDSX (Klippon double sealing SWB/STA Ex cable gland), Cable glands, M 32, 16 mm, Braided armouring, 0.15 - 0.55 mm, OD min. 23.2 - OD max. 30.5 mm, ID min. 19.00 - ID max. 26.30 mm, IP66, IP68 - 2.5 bar, Brass
31491 | 1135750000 | KDSX M32 BS O SC 2 G32 | KDSX (Klippon double sealing SWB/STA Ex cable gland), Cable glands, M 32, 16 mm, Braided armouring, 0.15 - 0.55 mm, OD min. 26.7 - OD max. 34 mm, ID min. 19.00 - ID max. 26.30 mm, IP66, IP68 - 2.5 bar, Brass
31492 | 1135760000 | KDSX M40 BS O SC 1 G40 | KDSX (Klippon double sealing SWB/STA Ex cable gland), Cable glands, M 40, 16 mm, Braided armouring, 0.2 - 0.6 mm, OD min. 28.6 - OD max. 36.2 mm, ID min. 25.00 - ID max. 32.20 mm, IP66, IP68 - 2.5 bar, Brass
31493 | 1135770000 | KDSX M40 BS O SC 2 G40 | KDSX (Klippon double sealing SWB/STA Ex cable gland), Cable glands, M 40, 16 mm, Braided armouring, 0.2 - 0.6 mm, OD min. 33 - OD max. 40.6 mm, ID min. 25.00 - ID max. 32.20 mm, IP66, IP68 - 2.5 bar, Brass
31494 | 1135920000 | KDSX M20 BS O NI 2 G16 | KDSX (Klippon double sealing SWB/STA Ex cable gland), Cable glands, M 20, 16 mm, Braided armouring, 0.15 - 0.35 mm, OD min. 8.4 - OD max. 13.5 mm, ID min. 3.50 - ID max. 8.40 mm, IP66, IP68 - 2.5 bar, Brass, nickel-plated
31495 | 1135930000 | KDSX M20 BS O NI 1 G20S | KDSX (Klippon double sealing SWB/STA Ex cable gland), Cable glands, M 20, 16 mm, Braided armouring, 0.15 - 0.35 mm, OD min. 9.4 - OD max. 12.5 mm, ID min. 8.00 - ID max. 11.70 mm, IP66, IP68 - 2.5 bar, Brass, nickel-plated
31496 | 1135940000 | KDSX M20 BS O NI 2 G20S | KDSX (Klippon double sealing SWB/STA Ex cable gland), Cable glands, M 20, 16 mm, Braided armouring, 0.15 - 0.35 mm, OD min. 11.5 - OD max. 16 mm, ID min. 8.00 - ID max. 11.70 mm, IP66, IP68 - 2.5 bar, Brass, nickel-plated
31497 | 1135950000 | KDSX M20 BS O NI 1 G20 | KDSX (Klippon double sealing SWB/STA Ex cable gland), Cable glands, M 20, 16 mm, Braided armouring, 0.15 - 0.5 mm, OD min. 12 - OD max. 17.6 mm, ID min. 9.30 - ID max. 14.00 mm, IP66, IP68 - 2.5 bar, Brass, nickel-plated
31498 | 1135960000 | KDSX M20 BS O NI 2 G20 | KDSX (Klippon double sealing SWB/STA Ex cable gland), Cable glands, M 20, 16 mm, Braided armouring, 0.15 - 0.5 mm, OD min. 15.5 - OD max. 21.1 mm, ID min. 9.30 - ID max. 14.00 mm, IP66, IP68 - 2.5 bar, Brass, nickel-plated
31499 | 1135970000 | KDSX M25 BS O NI 1 G25 | KDSX (Klippon double sealing SWB/STA Ex cable gland), Cable glands, M 25, 16 mm, Braided armouring, 0.15 - 0.5 mm, OD min. 16.8 - OD max. 23.9 mm, ID min. 13.00 - ID max. 20.00 mm, IP66, IP68 - 2.5 bar, Brass, nickel-plated
31500 | 1135980000 | KDSX M25 BS O NI 2 G25 | KDSX (Klippon double sealing SWB/STA Ex cable gland), Cable glands, M 25, 16 mm, Braided armouring, 0.15 - 0.5 mm, OD min. 20.3 - OD max. 27.4 mm, ID min. 13.00 - ID max. 20.00 mm, IP66, IP68 - 2.5 bar, Brass, nickel-plated
31501 | 1135990000 | KDSX M32 BS O NI 1 G32 | KDSX (Klippon double sealing SWB/STA Ex cable gland), Cable glands, M 32, 16 mm, Braided armouring, 0.15 - 0.55 mm, OD min. 23.2 - OD max. 30.5 mm, ID min. 19.00 - ID max. 26.30 mm, IP66, IP68 - 2.5 bar, Brass, nickel-plated
31502 | 1136000000 | KDSX M32 BS O NI 2 G32 | KDSX (Klippon double sealing SWB/STA Ex cable gland), Cable glands, M 32, 16 mm, Braided armouring, 0.15 - 0.55 mm, OD min. 26.7 - OD max. 34 mm, ID min. 19.00 - ID max. 26.30 mm, IP66, IP68 - 2.5 bar, Brass, nickel-plated
31503 | 1136010000 | KDSX M40 BS O NI 1 G40 | KDSX (Klippon double sealing SWB/STA Ex cable gland), Cable glands, M 40, 16 mm, Braided armouring, 0.2 - 0.6 mm, OD min. 28.6 - OD max. 36.2 mm, ID min. 25.00 - ID max. 32.20 mm, IP66, IP68 - 2.5 bar, Brass, nickel-plated
31504 | 1136020000 | KDSX M40 BS O NI 2 G40 | KDSX (Klippon double sealing SWB/STA Ex cable gland), Cable glands, M 40, 16 mm, Braided armouring, 0.2 - 0.6 mm, OD min. 33 - OD max. 40.6 mm, ID min. 25.00 - ID max. 32.20 mm, IP66, IP68 - 2.5 bar, Brass, nickel-plated
31505 | 1136160000 | KDSW M20 BS O SC 1 G16 | KDSW (Klippon double seal SWA Ex cable gland), Cable glands, M 20, 16 mm, Single-wire armouring, 0.9 - OD min. 4.9 - OD max. 10.3 mm, ID min. 3.50 - ID max. 8.40 mm, IP66, IP68 - 2.5 bar, Brass
31506 | 1136170000 | KDSW M20 BS O SC 2 G16 | KDSW (Klippon double seal SWA Ex cable gland), Cable glands, M 20, 16 mm, Single-wire armouring, 0.9 - OD min. 8.4 - OD max. 13.5 mm, ID min. 3.50 - ID max. 8.40 mm, IP66, IP68 - 2.5 bar, Brass
31507 | 1136180000 | KDSW M20 BS O SC 1 G20S | KDSW (Klippon double seal SWA Ex cable gland), Cable glands, M 20, 16 mm, Single-wire armouring, 0.9 - 1.25 mm, OD min. 9.4 - OD max. 12.5 mm, ID min. 8.00 - ID max. 11.70 mm, IP66, IP68 - 2.5 bar, Brass
31508 | 1136190000 | KDSW M20 BS O SC 2 G20S | KDSW (Klippon double seal SWA Ex cable gland), Cable glands, M 20, 16 mm, Single-wire armouring, 0.9 - 1.25 mm, OD min. 11.5 - OD max. 16 mm, ID min. 8.00 - ID max. 11.70 mm, IP66, IP68 - 2.5 bar, Brass
31509 | 1136200000 | KDSW M20 BS O SC 1 G20 | KDSW (Klippon double seal SWA Ex cable gland), Cable glands, M 20, 16 mm, Single-wire armouring, 0.9 - 1.25 mm, OD min. 12 - OD max. 17.6 mm, ID min. 9.30 - ID max. 14.00 mm, IP66, IP68 - 2.5 bar, Brass
31510 | 1136210000 | KDSW M20 BS O SC 2 G20 | KDSW (Klippon double seal SWA Ex cable gland), Cable glands, M 20, 16 mm, Single-wire armouring, 0.9 - 1.25 mm, OD min. 15.5 - OD max. 21.1 mm, ID min. 9.30 - ID max. 14.00 mm, IP66, IP68 - 2.5 bar, Brass
31511 | 1136220000 | KDSW M25 BS O SC 1 G25 | KDSW (Klippon double seal SWA Ex cable gland), Cable glands, M 25, 16 mm, Single-wire armouring, 1.25 - 1.6 mm, OD min. 16.8 - OD max. 23.9 mm, ID min. 13.00 - ID max. 20.00 mm, IP66, IP68 - 2.5 bar, Brass
31512 | 1136230000 | KDSW M25 BS O SC 2 G25 | KDSW (Klippon double seal SWA Ex cable gland), Cable glands, M 25, 16 mm, Single-wire armouring, 1.25 - 1.6 mm, OD min. 20.3 - OD max. 27.4 mm, ID min. 13.00 - ID max. 20.00 mm, IP66, IP68 - 2.5 bar, Brass
31513 | 1136240000 | KDSW M32 BS O SC 1 G32 | KDSW (Klippon double seal SWA Ex cable gland), Cable glands, M 32, 16 mm, Single-wire armouring, 1.6 - 2 mm, OD min. 23.2 - OD max. 30.5 mm, ID min. 19.00 - ID max. 26.30 mm, IP66, IP68 - 2.5 bar, Brass
31514 | 1136250000 | KDSW M32 BS O SC 2 G32 | KDSW (Klippon double seal SWA Ex cable gland), Cable glands, M 32, 16 mm, Single-wire armouring, 1.6 - 2 mm, OD min. 26.7 - OD max. 34 mm, ID min. 19.00 - ID max. 26.30 mm, IP66, IP68 - 2.5 bar, Brass
31515 | 1136260000 | KDSW M40 BS O SC 1 G40 | KDSW (Klippon double seal SWA Ex cable gland), Cable glands, M 40, 16 mm, Single-wire armouring, 1.6 - 2 mm, OD min. 28.6 - OD max. 36.2 mm, ID min. 25.00 - ID max. 32.20 mm, IP66, IP68 - 2.5 bar, Brass
31516 | 1136270000 | KDSW M40 BS O SC 2 G40 | KDSW (Klippon double seal SWA Ex cable gland), Cable glands, M 40, 16 mm, Single-wire armouring, 1.6 - 2 mm, OD min. 33 - OD max. 40.6 mm, ID min. 25.00 - ID max. 32.20 mm, IP66, IP68 - 2.5 bar, Brass
31517 | 1136410000 | KDSW M20 BS O NI 1 G16 | KDSW (Klippon double seal SWA Ex cable gland), Cable glands, M 20, 16 mm, Single-wire armouring, 0.9 - OD min. 4.9 - OD max. 10.3 mm, ID min. 3.50 - ID max. 8.40 mm, IP66, IP68 - 2.5 bar, Brass, nickel-plated
31518 | 1136420000 | KDSW M20 BS O NI 2 G16 | KDSW (Klippon double seal SWA Ex cable gland), Cable glands, M 20, 16 mm, Single-wire armouring, 0.9 - OD min. 8.4 - OD max. 13.5 mm, ID min. 3.50 - ID max. 8.40 mm, IP66, IP68 - 2.5 bar, Brass, nickel-plated
31519 | 1136430000 | KDSW M20 BS O NI 1 G20S | KDSW (Klippon double seal SWA Ex cable gland), Cable glands, M 20, 16 mm, Single-wire armouring, 0.9 - 1.25 mm, OD min. 9.4 - OD max. 12.5 mm, ID min. 8.00 - ID max. 11.70 mm, IP66, IP68 - 2.5 bar, Brass, nickel-plated
31520 | 1136440000 | KDSW M20 BS O NI 2 G20S | KDSW (Klippon double seal SWA Ex cable gland), Cable glands, M 20, 16 mm, Single-wire armouring, 0.9 - 1.25 mm, OD min. 11.5 - OD max. 16 mm, ID min. 8.00 - ID max. 11.70 mm, IP66, IP68 - 2.5 bar, Brass, nickel-plated
31521 | 1136450000 | KDSW M20 BS O NI 1 G20 | KDSW (Klippon double seal SWA Ex cable gland), Cable glands, M 20, 16 mm, Single-wire armouring, 0.9 - 1.25 mm, OD min. 12 - OD max. 17.6 mm, ID min. 9.30 - ID max. 14.00 mm, IP66, IP68 - 2.5 bar, Brass, nickel-plated
31522 | 1136460000 | KDSW M20 BS O NI 2 G20 | KDSW (Klippon double seal SWA Ex cable gland), Cable glands, M 20, 16 mm, Single-wire armouring, 0.9 - 1.25 mm, OD min. 15.5 - OD max. 21.1 mm, ID min. 9.30 - ID max. 14.00 mm, IP66, IP68 - 2.5 bar, Brass, nickel-plated
31523 | 1136470000 | KDSW M25 BS O NI 1 G25 | KDSW (Klippon double seal SWA Ex cable gland), Cable glands, M 25, 16 mm, Single-wire armouring, 1.25 - 1.6 mm, OD min. 16.8 - OD max. 23.9 mm, ID min. 13.00 - ID max. 20.00 mm, IP66, IP68 - 2.5 bar, Brass, nickel-plated
31524 | 1136480000 | KDSW M25 BS O NI 2 G25 | KDSW (Klippon double seal SWA Ex cable gland), Cable glands, M 25, 16 mm, Single-wire armouring, 1.25 - 1.6 mm, OD min. 20.3 - OD max. 27.4 mm, ID min. 13.00 - ID max. 20.00 mm, IP66, IP68 - 2.5 bar, Brass, nickel-plated
31525 | 1136490000 | KDSW M32 BS O NI 1 G32 | KDSW (Klippon double seal SWA Ex cable gland), Cable glands, M 32, 16 mm, Single-wire armouring, 1.6 - 2 mm, OD min. 23.2 - OD max. 30.5 mm, ID min. 19.00 - ID max. 26.30 mm, IP66, IP68 - 2.5 bar, Brass, nickel-plated
31526 | 1136510000 | KDSW M32 BS O NI 2 G32 | KDSW (Klippon double seal SWA Ex cable gland), Cable glands, M 32, 16 mm, Single-wire armouring, 1.6 - 2 mm, OD min. 26.7 - OD max. 34 mm, ID min. 19.00 - ID max. 26.30 mm, IP66, IP68 - 2.5 bar, Brass, nickel-plated
31527 | 1136520000 | KDSW M40 BS O NI 1 G40 | KDSW (Klippon double seal SWA Ex cable gland), Cable glands, M 40, 16 mm, Single-wire armouring, 1.6 - 2 mm, OD min. 28.6 - OD max. 36.2 mm, ID min. 25.00 - ID max. 32.20 mm, IP66, IP68 - 2.5 bar, Brass, nickel-plated
31528 | 1136530000 | KDSW M40 BS O NI 2 G40 | KDSW (Klippon double seal SWA Ex cable gland), Cable glands, M 40, 16 mm, Single-wire armouring, 1.6 - 2 mm, OD min. 33 - OD max. 40.6 mm, ID min. 25.00 - ID max. 32.20 mm, IP66, IP68 - 2.5 bar, Brass, nickel-plated
31529 | 1136720000 | KSG M20 BS O SC 2 G20S | KSG (Klippon standard Ex cable gland), Cable glands, M 20, 16 mm, OD min. 7.2 - OD max. 11.7 mm, IP66, IP68 - 2.5 bar, Brass
31530 | 1136870000 | KDSU M40 BS O SC 1 G40 | KDSU (Klippon double seal universal Ex cable gland), Cable glands, M 40, 16 mm, Single-wire armouring, Metal foil armouring, Braided armouring, 0.1 - 2 mm, OD min. 28.6 - OD max. 36.2 mm, ID min. 23.00 - ID max. 32.20 mm, IP66, IP68 - 2.5 bar, Brass
31531 | 1136990000 | KDSU M40 BS O NI 1 G40 | KDSU (Klippon double seal universal Ex cable gland), Cable glands, M 40, 16 mm, Single-wire armouring, Metal foil armouring, Braided armouring, 0.1 - 2 mm, OD min. 28.6 - OD max. 36.2 mm, ID min. 23.00 - ID max. 32.20 mm, IP66, IP68 - 2.5 bar, Brass, nickel-plated
31532 | 1138400000 | CC 85/54 MC NE WS | ClipCard, Device markers, 54 x 85 mm, Holder Logimark-H, white
31533 | 1138410000 | CC 85/54 MC NE GE | ClipCard, Device markers, 54 x 85 mm, Holder Logimark-H, yellow
31534 | 1138420000 | CC 85/54 MC NE GR | ClipCard, Device markers, 54 x 85 mm, Holder Logimark-H, grey
31535 | 1138430000 | CC 85/54 K MC NE WS | ClipCard, Device markers, 54 x 85 mm, white
31536 | 1138440000 | CC 85/54 K MC NE GE | ClipCard, Device markers, 54 x 85 mm, yellow
31537 | 1138450000 | CC 85/54 K MC NE GR | ClipCard, Device markers, 54 x 85 mm, grey
31538 | 1138460000 | CC 85/54 MC SDR | ClipCard, Device markers, 54 x 85 mm, Holder Logimark-H, To customer specification
31539 | 1138470000 | CC 85/54 K MC SDR | ClipCard, Device markers, 54 x 85 mm, To customer specification
31540 | 1139570000 | PPE 16S | PE terminal, PUSH IN, 16 mm², 1920 A (16 mm²), Green/yellow
31541 | 1149970000 | SL 5.08HC/19/180B 3.2SN BK BX | PCB plug-in connector, male header, Dovetails for fixing blocks, THT solder connection, 5.08 mm, Number of poles: 19, 180°, Solder pin length (l): 3.2 mm, tinned, black, Box
31542 | 1150010000 | SL 5.08HC/21/180B 3.2SN BK BX | PCB plug-in connector, male header, Dovetails for fixing blocks, THT solder connection, 5.08 mm, Number of poles: 21, 180°, Solder pin length (l): 3.2 mm, tinned, black, Box
31543 | 1150030000 | SL 5.08HC/22/180B 3.2SN BK BX | PCB plug-in connector, male header, Dovetails for fixing blocks, THT solder connection, 5.08 mm, Number of poles: 22, 180°, Solder pin length (l): 3.2 mm, tinned, black, Box
31544 | 1150050000 | SL 5.08HC/23/180B 3.2SN BK BX | PCB plug-in connector, male header, Dovetails for fixing blocks, THT solder connection, 5.08 mm, Number of poles: 23, 180°, Solder pin length (l): 3.2 mm, tinned, black, Box
31545 | 1150080000 | SL 5.08HC/24/180B 3.2SN BK BX | PCB plug-in connector, male header, Dovetails for fixing blocks, THT solder connection, 5.08 mm, Number of poles: 24, 180°, Solder pin length (l): 3.2 mm, tinned, black, Box
31546 | 1158820000 | CC 30/60 O4MM MC NE GN | ClipCard, Device markers, 30 x 60 mm, With hole, green
31547 | 1158830000 | CC 30/60 O4MM MC NE RT | ClipCard, Device markers, 30 x 60 mm, With hole, red
31548 | 1158840000 | CC 30/60 O4MM MC NE BL | ClipCard, Device markers, 30 x 60 mm, With hole, blue
31549 | 1164670000 | CH20M22 B LGY/BK | Modular housing, OMNIMATE Housing - series CH20M Light Grey, Width: 22.5 mm
31550 | 1164690000 | CH20M22 S PPSC LGY 2018 | Modular housing, OMNIMATE Housing - series CH20M Light Grey, Width: 22.5 mm
31551 | 1164720000 | CH20M45 F GGY 2019 | Modular housing, OMNIMATE Housing - series CH20M Graphite grey, Width: 45 mm
31552 | 1164730000 | CH20M45 FC GGY 2019 | Modular housing, OMNIMATE Housing - series CH20M Graphite grey, Width: 45 mm
31553 | 1164770000 | CH20M45 F LGY 2018 | Modular housing, OMNIMATE Housing - series CH20M Light Grey, Width: 45 mm
31554 | 1164780000 | CH20M45 FC LGY 2018 | Modular housing, OMNIMATE Housing - series CH20M Light Grey, Width: 45 mm
31555 | 1177000000 | CH20M22 B BUS BK/OR | Modular housing, OMNIMATE Housing - series CH20M black, Width: 22.5 mm
31556 | 1192790000 | KSP L114 S | KSP (Klippon shroud), Protective cap, Silicone
31557 | 1193940000 | KSP L 104 S | KSP (Klippon shroud), Protective cap, Silicone
31558 | 1206870000 | CH20M22 B RD/BK | Modular housing, OMNIMATE Housing - series CH20M red, Width: 22.5 mm
31559 | 1206890000 | CH20M22 S PPSC RD 2014 | Modular housing, OMNIMATE Housing - series CH20M red, Width: 22.5 mm
31560 | 1206920000 | CH20M45 FC RD 2014 | Modular housing, OMNIMATE Housing - series CH20M red, Width: 45 mm
31561 | 1208950000 | CLI R 1-15 GN CLOSE | CableLine, Mounting mandrel
31562 | 1209390000 | CH20M45 F RD 2014 | Modular housing, OMNIMATE Housing - series CH20M red, Width: 45 mm
31563 | 1224880000 | FUSE 1KV DC 4A 10/38 | Accessories, Fuse
31564 | 1224890000 | FUSE 1KV DC 6A 10/38 | Accessories, Fuse
31565 | 1224910000 | FUSE 1KV DC 10A 10/38 | Accessories, Fuse
31566 | 1224920000 | FUSE 1KV DC 12A 10/38 | Accessories, Fuse
31567 | 1224930000 | FUSE 1KV DC 16A 10/38 | Accessories, Fuse
31568 | 1224950000 | FUSE 1KV DC 20A 10/38 | Accessories, Fuse
31569 | 1248150000 | CH20M BUS-PROFIL TS 35X7.5/250 | OMNIMATE Housing - series CH20M, Length: 250 mm, Width: 25.1 mm
31570 | 1248160000 | CH20M BUS-PROFIL TS 35X7.5/500 | OMNIMATE Housing - series CH20M, Length: 500 mm, Width: 25.1 mm
31571 | 1248220000 | CH20M BUS 4.50/05 AU/250 | OMNIMATE Housing - series CH20M, Length: 250 mm, Width: 21.8 mm
31572 | 1248230000 | CH20M BUS 4.50/05 AU/500 | OMNIMATE Housing - series CH20M, Length: 500 mm, Width: 21.8 mm
31573 | 1248250000 | CH20M BUS-ADP TS 35/250 | OMNIMATE Housing - series CH20M, Length: 250 mm, Width: 39.5 mm
31574 | 1248260000 | CH20M BUS-ADP TS 35/500 | OMNIMATE Housing - series CH20M, Length: 500 mm, Width: 39.5 mm
31575 | 1248480000 | CC 85/54 O4MM MC NE WS | ClipCard, Device markers, 54 x 85 mm, With hole, white
31576 | 1248490000 | CC 85/54 O4MM MC NE GE | ClipCard, Device markers, 54 x 85 mm, With hole, yellow
31577 | 1248510000 | CC 85/54 O4MM MC NE GR | ClipCard, Device markers, 54 x 85 mm, With hole, grey
31578 | 1248650000 | SM 45/45-24 MC NE WS | SwitchMark, Device markers, 45 x 45 mm, for cam switches, Eaton Moeller, white
31579 | 1248660000 | SM 45/45-24 MC NE GE | SwitchMark, Device markers, 45 x 45 mm, for cam switches, Eaton Moeller, yellow
31580 | 1248670000 | SM 45/45-24 MC NE GR | SwitchMark, Device markers, 45 x 45 mm, for cam switches, Eaton Moeller, grey
31581 | 1248750000 | SFX 10/60 S MC SDR | SlimFix X, Conductor and cable markers, 7 - 40 mm, 60 x 13.62 mm, To customer specification
31582 | 1252060000 | ZDU 2.5/2X2AN/LD- SW | Z-series, Component terminal, Feed-through terminal, Rated cross-section: 2.5 mm², Tension-clamp connection
31583 | 1252070000 | ZDU 2.5/2X2AN/LD+ WS | Z-series, Component terminal, Feed-through terminal, Rated cross-section: 2.5 mm², Tension-clamp connection
31584 | 1267320000 | SLD 5.08V/14/90 3.2 SN BK BX | PCB plug-in connector, male header, open side, THT solder connection, 5.08 mm, Number of poles: 14, 90°, Solder pin length (l): 3.2 mm, black, Box
31585 | 1276590000 | CH20M22 S RPP BK 2010 | Modular housing, OMNIMATE Housing - series CH20M black, Width: 22.5 mm
31586 | 1292570000 | RCMKITP-I 24VDC 2CO -PT | , Relay module, PUSH IN
31587 | 1296430000 | CH20M22 S PPP BL 2013 | Modular housing, OMNIMATE Housing - series CH20M blue, Width: 22.5 mm
31588 | 1296440000 | CH20M22 S PPP LGY 2018 | Modular housing, OMNIMATE Housing - series CH20M Light Grey, Width: 22.5 mm
31589 | 1323500000 | SM 46/46-30 MC NE WS | SwitchMark, Device markers, 46 x 46 mm, for cam switches, Type S0, Kraus & Naimer, white
31590 | 1323510000 | SM 46/46-30 MC NE GE | SwitchMark, Device markers, 46 x 46 mm, for cam switches, Type S0, Kraus & Naimer, yellow
31591 | 1323520000 | SM 46/46-30 MC NE GR | SwitchMark, Device markers, 46 x 46 mm, for cam switches, Type S0, Kraus & Naimer, grey
31592 | 1323530000 | SM 42/42-30 K MC NE WS | SwitchMark, Device markers, 42 x 42 mm, for cam switches, Type T0, white
31593 | 1323550000 | SM 42/42-30 K MC NE GR | SwitchMark, Device markers, 42 x 42 mm, for cam switches, Type T0, grey
31594 | 1323570000 | SM 44/44-21 MC NE WS | SwitchMark, Device markers, 44 x 44 mm, for cam switches, ABB, Type ON and OL40, white
31595 | 1323580000 | SM 44/44-21 MC NE GE | SwitchMark, Device markers, 44 x 44 mm, for cam switches, ABB, Type ON and OL40, yellow
31596 | 1323600000 | SM 44/44-21 MC NE GR | SwitchMark, Device markers, 44 x 44 mm, for cam switches, ABB, Type ON and OL40, grey
31597 | 1323750000 | SM DIA 60-22 K MC NE GE | SwitchMark, Device markers, 60 x 60 mm, ø 60 - 22 mm, Siemens 3 SB, Eaton Moeller M22-PV, yellow
31598 | 1324010000 | IE-PCB-M12X-S-180 | PCB plug-in connector, M12, Solder connection, Cat.6A / Class EA (ISO/IEC 11801 2010), IP67, when screwed in, Reflow compatible, 1-part
31599 | 1324760000 | BLT 5.08HC/10/180F SN GN BX | PCB plug-in connector, female plug, 5.08 mm, Number of poles: 10, 180°, TOP connection, Clamping range, max. : 2.5 mm², Box
31600 | 1330250000 | LMF 5.00/09/180 3.5SN OR BX | Printed circuit board terminals, 5.00 mm, Number of poles: 9, 180°, Solder pin length (l): 3.5 mm, tinned, orange, PUSH IN with actuator, Clamping range, max. : 2.5 mm², Box
31601 | 1330270000 | LMF 5.00/10/180 3.5SN OR BX | Printed circuit board terminals, 5.00 mm, Number of poles: 10, 180°, Solder pin length (l): 3.5 mm, tinned, orange, PUSH IN with actuator, Clamping range, max. : 2.5 mm², Box
31602 | 1330300000 | LMF 5.00/13/180 3.5SN OR BX | Printed circuit board terminals, 5.00 mm, Number of poles: 13, 180°, Solder pin length (l): 3.5 mm, tinned, orange, PUSH IN with actuator, Clamping range, max. : 2.5 mm², Box
31603 | 1330310000 | LMF 5.00/14/180 3.5SN OR BX | Printed circuit board terminals, 5.00 mm, Number of poles: 14, 180°, Solder pin length (l): 3.5 mm, tinned, orange, PUSH IN with actuator, Clamping range, max. : 2.5 mm², Box
31604 | 1330320000 | LMF 5.00/15/180 3.5SN OR BX | Printed circuit board terminals, 5.00 mm, Number of poles: 15, 180°, Solder pin length (l): 3.5 mm, tinned, orange, PUSH IN with actuator, Clamping range, max. : 2.5 mm², Box
31605 | 1330390000 | LMF 5.00/21/180 3.5SN OR BX | Printed circuit board terminals, 5.00 mm, Number of poles: 21, 180°, Solder pin length (l): 3.5 mm, tinned, orange, PUSH IN with actuator, Clamping range, max. : 2.5 mm², Box
31606 | 1330400000 | LMF 5.00/22/180 3.5SN OR BX | Printed circuit board terminals, 5.00 mm, Number of poles: 22, 180°, Solder pin length (l): 3.5 mm, tinned, orange, PUSH IN with actuator, Clamping range, max. : 2.5 mm², Box
31607 | 1330410000 | LMF 5.00/23/180 3.5SN OR BX | Printed circuit board terminals, 5.00 mm, Number of poles: 23, 180°, Solder pin length (l): 3.5 mm, tinned, orange, PUSH IN with actuator, Clamping range, max. : 2.5 mm², Box
31608 | 1330420000 | LMF 5.00/24/180 3.5SN OR BX | Printed circuit board terminals, 5.00 mm, Number of poles: 24, 180°, Solder pin length (l): 3.5 mm, tinned, orange, PUSH IN with actuator, Clamping range, max. : 2.5 mm², Box
31609 | 1330520000 | LMFS 5.00/09/180 3.5SN OR BX | Printed circuit board terminals, 5.00 mm, Number of poles: 9, 180°, Solder pin length (l): 3.5 mm, tinned, orange, PUSH IN without actuator, Clamping range, max. : 2.5 mm², Box
31610 | 1330530000 | LMFS 5.00/10/180 3.5SN OR BX | Printed circuit board terminals, 5.00 mm, Number of poles: 10, 180°, Solder pin length (l): 3.5 mm, tinned, orange, PUSH IN without actuator, Clamping range, max. : 2.5 mm², Box
31611 | 1330570000 | LMFS 5.00/13/180 3.5SN OR BX | Printed circuit board terminals, 5.00 mm, Number of poles: 13, 180°, Solder pin length (l): 3.5 mm, tinned, orange, PUSH IN without actuator, Clamping range, max. : 2.5 mm², Box
31612 | 1330580000 | LMFS 5.00/14/180 3.5SN OR BX | Printed circuit board terminals, 5.00 mm, Number of poles: 14, 180°, Solder pin length (l): 3.5 mm, tinned, orange, PUSH IN without actuator, Clamping range, max. : 2.5 mm², Box
31613 | 1330590000 | LMFS 5.00/15/180 3.5SN OR BX | Printed circuit board terminals, 5.00 mm, Number of poles: 15, 180°, Solder pin length (l): 3.5 mm, tinned, orange, PUSH IN without actuator, Clamping range, max. : 2.5 mm², Box
31614 | 1330790000 | LMF 5.08/09/90 3.5SN OR BX | Printed circuit board terminals, 5.08 mm, Number of poles: 9, 90°, Solder pin length (l): 3.5 mm, tinned, orange, PUSH IN with actuator, Clamping range, max. : 2.5 mm², Box
31615 | 1330820000 | LMF 5.08/12/90 3.5SN OR BX | Printed circuit board terminals, 5.08 mm, Number of poles: 12, 90°, Solder pin length (l): 3.5 mm, tinned, orange, PUSH IN with actuator, Clamping range, max. : 2.5 mm², Box
31616 | 1330830000 | LMF 5.08/13/90 3.5SN OR BX | Printed circuit board terminals, 5.08 mm, Number of poles: 13, 90°, Solder pin length (l): 3.5 mm, tinned, orange, PUSH IN with actuator, Clamping range, max. : 2.5 mm², Box
31617 | 1330840000 | LMF 5.08/14/90 3.5SN OR BX | Printed circuit board terminals, 5.08 mm, Number of poles: 14, 90°, Solder pin length (l): 3.5 mm, tinned, orange, PUSH IN with actuator, Clamping range, max. : 2.5 mm², Box
31618 | 1330920000 | LMF 5.08/21/90 3.5SN OR BX | Printed circuit board terminals, 5.08 mm, Number of poles: 21, 90°, Solder pin length (l): 3.5 mm, tinned, orange, PUSH IN with actuator, Clamping range, max. : 2.5 mm², Box
31619 | 1330930000 | LMF 5.08/22/90 3.5SN OR BX | Printed circuit board terminals, 5.08 mm, Number of poles: 22, 90°, Solder pin length (l): 3.5 mm, tinned, orange, PUSH IN with actuator, Clamping range, max. : 2.5 mm², Box
31620 | 1330940000 | LMF 5.08/23/90 3.5SN OR BX | Printed circuit board terminals, 5.08 mm, Number of poles: 23, 90°, Solder pin length (l): 3.5 mm, tinned, orange, PUSH IN with actuator, Clamping range, max. : 2.5 mm², Box
31621 | 1330950000 | LMF 5.08/24/90 3.5SN OR BX | Printed circuit board terminals, 5.08 mm, Number of poles: 24, 90°, Solder pin length (l): 3.5 mm, tinned, orange, PUSH IN with actuator, Clamping range, max. : 2.5 mm², Box
31622 | 1331030000 | LMFS 5.08/09/90 3.5SN OR BX | Printed circuit board terminals, 5.08 mm, Number of poles: 9, 90°, Solder pin length (l): 3.5 mm, tinned, orange, PUSH IN without actuator, Clamping range, max. : 2.5 mm², Box
31623 | 1331060000 | LMFS 5.08/12/90 3.5SN OR BX | Printed circuit board terminals, 5.08 mm, Number of poles: 12, 90°, Solder pin length (l): 3.5 mm, tinned, orange, PUSH IN without actuator, Clamping range, max. : 2.5 mm², Box
31624 | 1331070000 | LMFS 5.08/13/90 3.5SN OR BX | Printed circuit board terminals, 5.08 mm, Number of poles: 13, 90°, Solder pin length (l): 3.5 mm, tinned, orange, PUSH IN without actuator, Clamping range, max. : 2.5 mm², Box
31625 | 1331090000 | LMFS 5.08/14/90 3.5SN OR BX | Printed circuit board terminals, 5.08 mm, Number of poles: 14, 90°, Solder pin length (l): 3.5 mm, tinned, orange, PUSH IN without actuator, Clamping range, max. : 2.5 mm², Box
31626 | 1331220000 | LMF 5.08/09/180 3.5SN OR BX | Printed circuit board terminals, 5.08 mm, Number of poles: 9, 180°, Solder pin length (l): 3.5 mm, tinned, orange, PUSH IN with actuator, Clamping range, max. : 2.5 mm², Box
31627 | 1331280000 | LMF 5.08/12/180 3.5SN OR BX | Printed circuit board terminals, 5.08 mm, Number of poles: 12, 180°, Solder pin length (l): 3.5 mm, tinned, orange, PUSH IN with actuator, Clamping range, max. : 2.5 mm², Box
31628 | 1331300000 | LMF 5.08/13/180 3.5SN OR BX | Printed circuit board terminals, 5.08 mm, Number of poles: 13, 180°, Solder pin length (l): 3.5 mm, tinned, orange, PUSH IN with actuator, Clamping range, max. : 2.5 mm², Box
31629 | 1331310000 | LMF 5.08/14/180 3.5SN OR BX | Printed circuit board terminals, 5.08 mm, Number of poles: 14, 180°, Solder pin length (l): 3.5 mm, tinned, orange, PUSH IN with actuator, Clamping range, max. : 2.5 mm², Box
31630 | 1331390000 | LMF 5.08/21/180 3.5SN OR BX | Printed circuit board terminals, 5.08 mm, Number of poles: 21, 180°, Solder pin length (l): 3.5 mm, tinned, orange, PUSH IN with actuator, Clamping range, max. : 2.5 mm², Box
31631 | 1331400000 | LMF 5.08/22/180 3.5SN OR BX | Printed circuit board terminals, 5.08 mm, Number of poles: 22, 180°, Solder pin length (l): 3.5 mm, tinned, orange, PUSH IN with actuator, Clamping range, max. : 2.5 mm², Box
31632 | 1331410000 | LMF 5.08/23/180 3.5SN OR BX | Printed circuit board terminals, 5.08 mm, Number of poles: 23, 180°, Solder pin length (l): 3.5 mm, tinned, orange, PUSH IN with actuator, Clamping range, max. : 2.5 mm², Box
31633 | 1331420000 | LMF 5.08/24/180 3.5SN OR BX | Printed circuit board terminals, 5.08 mm, Number of poles: 24, 180°, Solder pin length (l): 3.5 mm, tinned, orange, PUSH IN with actuator, Clamping range, max. : 2.5 mm², Box
31634 | 1331510000 | LMFS 5.08/09/180 3.5SN OR BX | Printed circuit board terminals, 5.08 mm, Number of poles: 9, 180°, Solder pin length (l): 3.5 mm, tinned, orange, PUSH IN without actuator, Clamping range, max. : 2.5 mm², Box
31635 | 1331540000 | LMFS 5.08/12/180 3.5SN OR BX | Printed circuit board terminals, 5.08 mm, Number of poles: 12, 180°, Solder pin length (l): 3.5 mm, tinned, orange, PUSH IN without actuator, Clamping range, max. : 2.5 mm², Box
31636 | 1331550000 | LMFS 5.08/13/180 3.5SN OR BX | Printed circuit board terminals, 5.08 mm, Number of poles: 13, 180°, Solder pin length (l): 3.5 mm, tinned, orange, PUSH IN without actuator, Clamping range, max. : 2.5 mm², Box
31637 | 1331570000 | LMFS 5.08/14/180 3.5SN OR BX | Printed circuit board terminals, 5.08 mm, Number of poles: 14, 180°, Solder pin length (l): 3.5 mm, tinned, orange, PUSH IN without actuator, Clamping range, max. : 2.5 mm², Box
31638 | 1331780000 | LMF 5.00/09/90 3.5SN OR BX | Printed circuit board terminals, 5.00 mm, Number of poles: 9, 90°, Solder pin length (l): 3.5 mm, tinned, orange, PUSH IN with actuator, Clamping range, max. : 2.5 mm², Box
31639 | 1331820000 | LMF 5.00/13/90 3.5SN OR BX | Printed circuit board terminals, 5.00 mm, Number of poles: 13, 90°, Solder pin length (l): 3.5 mm, tinned, orange, PUSH IN with actuator, Clamping range, max. : 2.5 mm², Box
31640 | 1331830000 | LMF 5.00/14/90 3.5SN OR BX | Printed circuit board terminals, 5.00 mm, Number of poles: 14, 90°, Solder pin length (l): 3.5 mm, tinned, orange, PUSH IN with actuator, Clamping range, max. : 2.5 mm², Box
31641 | 1331840000 | LMF 5.00/15/90 3.5SN OR BX | Printed circuit board terminals, 5.00 mm, Number of poles: 15, 90°, Solder pin length (l): 3.5 mm, tinned, orange, PUSH IN with actuator, Clamping range, max. : 2.5 mm², Box
31642 | 1331920000 | LMF 5.00/21/90 3.5SN OR BX | Printed circuit board terminals, 5.00 mm, Number of poles: 21, 90°, Solder pin length (l): 3.5 mm, tinned, orange, PUSH IN with actuator, Clamping range, max. : 2.5 mm², Box
31643 | 1331930000 | LMF 5.00/22/90 3.5SN OR BX | Printed circuit board terminals, 5.00 mm, Number of poles: 22, 90°, Solder pin length (l): 3.5 mm, tinned, orange, PUSH IN with actuator, Clamping range, max. : 2.5 mm², Box
31644 | 1331940000 | LMF 5.00/23/90 3.5SN OR BX | Printed circuit board terminals, 5.00 mm, Number of poles: 23, 90°, Solder pin length (l): 3.5 mm, tinned, orange, PUSH IN with actuator, Clamping range, max. : 2.5 mm², Box
31645 | 1331950000 | LMF 5.00/24/90 3.5SN OR BX | Printed circuit board terminals, 5.00 mm, Number of poles: 24, 90°, Solder pin length (l): 3.5 mm, tinned, orange, PUSH IN with actuator, Clamping range, max. : 2.5 mm², Box
31646 | 1332040000 | LMFS 5.00/09/90 3.5SN OR BX | Printed circuit board terminals, 5.00 mm, Number of poles: 9, 90°, Solder pin length (l): 3.5 mm, tinned, orange, PUSH IN without actuator, Clamping range, max. : 2.5 mm², Box
31647 | 1332080000 | LMFS 5.00/13/90 3.5SN OR BX | Printed circuit board terminals, 5.00 mm, Number of poles: 13, 90°, Solder pin length (l): 3.5 mm, tinned, orange, PUSH IN without actuator, Clamping range, max. : 2.5 mm², Box
31648 | 1332090000 | LMFS 5.00/14/90 3.5SN OR BX | Printed circuit board terminals, 5.00 mm, Number of poles: 14, 90°, Solder pin length (l): 3.5 mm, tinned, orange, PUSH IN without actuator, Clamping range, max. : 2.5 mm², Box
31649 | 1332110000 | LMFS 5.00/15/90 3.5SN OR BX | Printed circuit board terminals, 5.00 mm, Number of poles: 15, 90°, Solder pin length (l): 3.5 mm, tinned, orange, PUSH IN without actuator, Clamping range, max. : 2.5 mm², Box
31650 | 1335420000 | SLF 5.08/11/180 SN OR BX | PCB plug-in connector, male plug, 5.08 mm, Number of poles: 11, 180°, PUSH IN with actuator, Tension-clamp connection, Clamping range, max. : 3.31 mm², Box
31651 | 1335430000 | SLF 5.08/12/180 SN OR BX | PCB plug-in connector, male plug, 5.08 mm, Number of poles: 12, 180°, PUSH IN with actuator, Tension-clamp connection, Clamping range, max. : 3.31 mm², Box
31652 | 1335530000 | SLF 5.08/10/180B SN OR BX | PCB plug-in connector, male plug, 5.08 mm, Number of poles: 10, 180°, PUSH IN with actuator, Tension-clamp connection, Clamping range, max. : 3.31 mm², Box
31653 | 1335540000 | SLF 5.08/11/180B SN OR BX | PCB plug-in connector, male plug, 5.08 mm, Number of poles: 11, 180°, PUSH IN with actuator, Tension-clamp connection, Clamping range, max. : 3.31 mm², Box
31654 | 1335730000 | SLF 5.08/11/180 SN BK BX | PCB plug-in connector, male plug, 5.08 mm, Number of poles: 11, 180°, PUSH IN with actuator, Tension-clamp connection, Clamping range, max. : 3.31 mm², Box
31655 | 1335740000 | SLF 5.08/09/180F SN OR BX | PCB plug-in connector, male plug, 5.08 mm, Number of poles: 9, 180°, PUSH IN with actuator, Tension-clamp connection, Clamping range, max. : 3.31 mm², Box
31656 | 1335750000 | SLF 5.08/12/180 SN BK BX | PCB plug-in connector, male plug, 5.08 mm, Number of poles: 12, 180°, PUSH IN with actuator, Tension-clamp connection, Clamping range, max. : 3.31 mm², Box
31657 | 1335760000 | SLF 5.08/10/180F SN OR BX | PCB plug-in connector, male plug, 5.08 mm, Number of poles: 10, 180°, PUSH IN with actuator, Tension-clamp connection, Clamping range, max. : 3.31 mm², Box
31658 | 1335940000 | SLF 5.08/10/180B SN BK BX | PCB plug-in connector, male plug, 5.08 mm, Number of poles: 10, 180°, PUSH IN with actuator, Tension-clamp connection, Clamping range, max. : 3.31 mm², Box
31659 | 1335970000 | SLF 5.08/11/180B SN BK BX | PCB plug-in connector, male plug, 5.08 mm, Number of poles: 11, 180°, PUSH IN with actuator, Tension-clamp connection, Clamping range, max. : 3.31 mm², Box
31660 | 1336120000 | SLF 5.08/09/180FI SN BK BX | PCB plug-in connector, male plug, 5.08 mm, Number of poles: 9, 180°, PUSH IN with actuator, Tension-clamp connection, Clamping range, max. : 3.31 mm², Box
31661 | 1336130000 | SLF 5.08/10/180FI SN BK BX | PCB plug-in connector, male plug, 5.08 mm, Number of poles: 10, 180°, PUSH IN with actuator, Tension-clamp connection, Clamping range, max. : 3.31 mm², Box
31662 | 1336240000 | SLF 5.08/09/180F SN BK BX | PCB plug-in connector, male plug, 5.08 mm, Number of poles: 9, 180°, PUSH IN with actuator, Tension-clamp connection, Clamping range, max. : 3.31 mm², Box
31663 | 1336250000 | SLF 5.08/10/180F SN BK BX | PCB plug-in connector, male plug, 5.08 mm, Number of poles: 10, 180°, PUSH IN with actuator, Tension-clamp connection, Clamping range, max. : 3.31 mm², Box
31664 | 1336480000 | SLF 5.08/09/180FI SN OR BX | PCB plug-in connector, male plug, 5.08 mm, Number of poles: 9, 180°, PUSH IN with actuator, Tension-clamp connection, Clamping range, max. : 3.31 mm², Box
31665 | 1336490000 | SLF 5.08/10/180FI SN OR BX | PCB plug-in connector, male plug, 5.08 mm, Number of poles: 10, 180°, PUSH IN with actuator, Tension-clamp connection, Clamping range, max. : 3.31 mm², Box
31666 | 1337640000 | CH20M45 F TYL 2083 | Modular housing, OMNIMATE Housing - series CH20M Traffic yellow, Width: 45 mm
31667 | 1340870000 | SH 4C | Accessories, Rail support, Steel, galvanized
31668 | 1350540000 | TW PRV4 ++++ | P-series, Partition plate, grey, 2 mm, printed, ++++, horizontally
31669 | 1350550000 | TW PRV8 +++----- | P-series, Partition plate, grey, 2 mm, printed, +++-----, horizontally
31670 | 1357200000 | BLZP 5.08HC/10/225B SN GN BX | PCB plug-in connector, female plug, 5.08 mm, Number of poles: 10, 225°, Clamping yoke connection, Clamping range, max. : 4 mm², Box
31671 | 1368890000 | BLF 5.08HC/10/180B SN OR BX | PCB plug-in connector, female plug, 5.08 mm, Number of poles: 10, 180°, PUSH IN with actuator, Tension-clamp connection, Clamping range, max. : 3.31 mm², Box
31672 | 1369540000 | SFX 30/60 MC NE BL | SlimFix X, Conductor and cable markers, 7 - 40 mm, 60 x 30 mm, blue
31673 | 1369550000 | SFX 30/60 MC NE RT | SlimFix X, Conductor and cable markers, 7 - 40 mm, 60 x 30 mm, red
31674 | 1384030000 | CH20M22 B BUS FE BK/BK | Modular housing, OMNIMATE Housing - series CH20M black, Width: 22.5 mm
31675 | 1393080000 | IE-PCB2-M12X-S-180 | PCB plug-in connector, M12, Solder connection, Cat.6A / Class EA (ISO/IEC 11801 2010), IP67, when screwed in, Reflow compatible, 2-part
31676 | 1401610000 | BLF 5.08HC/10/180F SN GN BX | PCB plug-in connector, female plug, 5.08 mm, Number of poles: 10, 180°, PUSH IN with actuator, Tension-clamp connection, Clamping range, max. : 3.31 mm², Box
31677 | 1401770000 | SL 5.08HC/09/90F 3.2SN GN BX | PCB plug-in connector, male header, Flange, THT solder connection, 5.08 mm, Number of poles: 9, 90°, Solder pin length (l): 3.2 mm, tinned, Pale green, Box
31678 | 1401970000 | SL 5.08HC/09/180F 3.2SN GN BX | PCB plug-in connector, male header, Flange, THT solder connection, 5.08 mm, Number of poles: 9, 180°, Solder pin length (l): 3.2 mm, tinned, Pale green, Box
31679 | 1410370000 | SLD 5.08V/36/180 3.2SN GN BX | PCB plug-in connector, male header, open side, THT solder connection, 5.08 mm, Number of poles: 36, 180°, Solder pin length (l): 3.2 mm, Pale green, Box
31680 | 1411200000 | PAP PDL6S | P-series, End plate, dark beige, 1.5 mm
31681 | 1427230000 | SVF 7.62HP/03/180SFMF2 SN BK BX | PCB plug-in connector, male plug, 7.62 mm, Number of poles: 3, 180°, PUSH IN without actuator, Tension-clamp connection, Clamping range, max. : 10 mm², Box
31682 | 1427240000 | SVF 7.62HP/03/180SFMF3 SN BK BX | PCB plug-in connector, male plug, 7.62 mm, Number of poles: 3, 180°, PUSH IN without actuator, Tension-clamp connection, Clamping range, max. : 10 mm², Box
31683 | 1427670000 | IE-PCBR-M12X-S-180 | PCB plug-in connector, M12, Solder connection, Cat.6A / Class EA (ISO/IEC 11801 2010), IP67, when screwed in, Reflow compatible, Back panel mounting, 1-part
31684 | 1428190000 | SM 36/18-30 K MC NE WS | SwitchMark, Device markers, 56 x 36 mm, white
31685 | 1428200000 | SM 36/18-30 K MC NE GR | SwitchMark, Device markers, 56 x 36 mm, grey
31686 | 1429930000 | SVF 7.62HP/03/180SFBMF2 SN BK BX | PCB plug-in connector, male plug, 7.62 mm, Number of poles: 3, 180°, PUSH IN without actuator, Tension-clamp connection, Clamping range, max. : 10 mm², Box
31687 | 1429940000 | SVF 7.62HP/03/180SFBMF3 SN BK BX | PCB plug-in connector, male plug, 7.62 mm, Number of poles: 3, 180°, PUSH IN without actuator, Tension-clamp connection, Clamping range, max. : 10 mm², Box
31688 | 1437940000 | LM2NZF 5.08/16/135 3.5SN BK BX | Printed circuit board terminals, 5.08 mm, Number of poles: 16, 135°, Solder pin length (l): 3.5 mm, black, Tension-clamp connection, Clamping range, max. : 2.5 mm², Box
31689 | 1444650000 | IE-PCBR2-M12X-S-180 | PCB plug-in connector, M12, Solder connection, Cat.6A / Class EA (ISO/IEC 11801 2010), IP67, when screwed in, Reflow compatible, Back panel mounting, 2-part
31690 | 1460580000 | GZ 0.5A/F | Accessories, Fuse, 0.5 A
31691 | 1460590000 | GZ 1.0A/F | Accessories, Fuse, 1 A
31692 | 1460600000 | GZ 2.0A/F | Accessories, Fuse, 2 A
31693 | 1460610000 | GZ 3.0A/F | Accessories, Fuse, 3 A
31694 | 1460620000 | GZ 5.0A/F | Accessories, Fuse, 5 A
31695 | 1460630000 | GZ 7.0A/F | Accessories, Fuse, 7 A
31696 | 1460640000 | GZ 10.0A/F | Accessories, Fuse, 10 A
31697 | 1460650000 | GZ 12.5A/F | Accessories, Fuse, 12.5 A
31698 | 1461730000 | SCHT 5 S GR | SCHT, Terminal marker, 44.5 x 9.5 mm, Pitch in mm (P): 5.00 grey
31699 | 1490710000 | SFX 30/60 MC NE OR | SlimFix X, Conductor and cable markers, 7 - 40 mm, 60 x 30 mm, orange
31700 | 1506050000 | SLDV-THR 5.08/32/180F 4.5SN BK BX | PCB plug-in connector, male header, Flange, THT/THR solder connection, 5.08 mm, Number of poles: 32, 180°, Solder pin length (l): 4.5 mm, black, Box
31701 | 2553910000 | CBC-T 8 | Protective cable hose tool
31702 | 2553930000 | CBC-T 20 | Protective cable hose tool
31703 | 2553950000 | CD-SE 40/2 | Cable duct separator, 40 mm x
31704 | 2553970000 | CD-SE 40 | Cable duct separator, 40 mm x
31705 | 2554120000 | CD-LBK | Cable duct tag rail kit, 30 mm x
31706 | 2583360000 | CABTITE SE 1.5-2 SML GY | Sealing element, Cabtite (cable entry system), TPE, Light Grey, Height: 20.3 mm, Width: 20.3 mm, Depth: 17.7 mm, -40 °C?90 °C, IP66
31707 | 2583370000 | CABTITE SE 1.5 SML GY | Sealing element, Cabtite (cable entry system), TPE, Light Grey, Height: 20.3 mm, Width: 20.3 mm, Depth: 17.7 mm, -40 °C?90 °C, IP66
31708 | 2583380000 | CABTITE SE 2-3 SML GY | Sealing element, Cabtite (cable entry system), TPE, Light Grey, Height: 20.3 mm, Width: 20.3 mm, Depth: 17.7 mm, -40 °C?90 °C, IP66
31709 | 2583390000 | CABTITE SE 2 SML GY | Sealing element, Cabtite (cable entry system), TPE, Light Grey, Height: 20.3 mm, Width: 20.3 mm, Depth: 17.7 mm, -40 °C?90 °C, IP66
31710 | 2583410000 | CABTITE SE 3 SML GY | Sealing element, Cabtite (cable entry system), TPE, Light Grey, Height: 20.3 mm, Width: 20.3 mm, Depth: 17.7 mm, -40 °C?90 °C, IP54, IP65, IP66
31711 | 2583450000 | CABTITE SE 5-6 SML GY | Sealing element, Cabtite (cable entry system), TPE, Light Grey, Height: 20.3 mm, Width: 20.3 mm, Depth: 17.7 mm, -40 °C?90 °C, IP66
31712 | 2583500000 | CABTITE CSE 7-24 LRG BK | Sealing element, Cabtite (cable entry system), TPE, Deep black, Height: 42.8 mm, Width: 42.8 mm, Depth: 63 mm, -40 °C?120 °C, IP66
31713 | 2583510000 | CABTITE CSE 2-11 SML BK | Sealing element, Cabtite (cable entry system), TPE, Deep black, Height: 20.3 mm, Width: 20.3 mm, Depth: 43 mm, -40 °C?120 °C, IP66
31714 | 2583520000 | CABTITE SE 2/ASI SML BK | Sealing element, Cabtite (cable entry system), TPE, Deep black, Height: 20.3 mm, Width: 20.3 mm, Depth: 17.7 mm, -40 °C?120 °C, IP66
31715 | 2583530000 | CABTITE SE 1/ASI SML BK | Sealing element, Cabtite (cable entry system), TPE, Deep black, Height: 20.3 mm, Width: 20.3 mm, Depth: 17.7 mm, -40 °C?120 °C, IP66
31716 | 2583540000 | CABTITE SE 2/8 SML BK | Sealing element, Cabtite (cable entry system), TPE, Deep black, Height: 20.3 mm, Width: 20.3 mm, Depth: 17.7 mm, -40 °C?120 °C, IP66
31717 | 2583570000 | CABTITE SE 4/4.5 SML BK | Sealing element, Cabtite (cable entry system), TPE, Deep black, Height: 20.3 mm, Width: 20.3 mm, Depth: 17.7 mm, -40 °C?120 °C, IP66
31718 | 2583580000 | CABTITE SE 4/3-4 SML BK | Sealing element, Cabtite (cable entry system), TPE, Deep black, Height: 20.3 mm, Width: 20.3 mm, Depth: 17.7 mm, -40 °C?120 °C, IP66
31719 | 2583590000 | CABTITE SE 4/2-3 SML BK | Sealing element, Cabtite (cable entry system), TPE, Deep black, Height: 20.3 mm, Width: 20.3 mm, Depth: 17.7 mm, -40 °C?120 °C, IP66
31720 | 2583600000 | CABTITE SE 2/6.5 SML BK | Sealing element, Cabtite (cable entry system), TPE, Deep black, Height: 20.3 mm, Width: 20.3 mm, Depth: 17.7 mm, -40 °C?120 °C, IP66
31721 | 2583610000 | CABTITE SE 2/5-6 SML BK | Sealing element, Cabtite (cable entry system), TPE, Deep black, Height: 20.3 mm, Width: 20.3 mm, Depth: 17.7 mm, -40 °C?120 °C, IP66
31722 | 2583620000 | CABTITE SE 2/4-5 SML BK | Sealing element, Cabtite (cable entry system), TPE, Deep black, Height: 20.3 mm, Width: 20.3 mm, Depth: 17.7 mm, -40 °C?120 °C, IP66
31723 | 2583630000 | CABTITE SE 32-33 LRG BK | Sealing element, Cabtite (cable entry system), TPE, Deep black, Height: 42.8 mm, Width: 42.8 mm, Depth: 17.7 mm, -40 °C?120 °C, IP66
31724 | 2583640000 | CABTITE SE 31-32 LRG BK | Sealing element, Cabtite (cable entry system), TPE, Deep black, Height: 42.8 mm, Width: 42.8 mm, Depth: 17.7 mm, -40 °C?120 °C, IP66
31725 | 2583650000 | CABTITE SE 30-31 LRG BK | Sealing element, Cabtite (cable entry system), TPE, Deep black, Height: 42.8 mm, Width: 42.8 mm, Depth: 17.7 mm, -40 °C?120 °C, IP66
31726 | 2583660000 | CABTITE SE 29-30 LRG BK | Sealing element, Cabtite (cable entry system), TPE, Deep black, Height: 42.8 mm, Width: 42.8 mm, Depth: 17.7 mm, -40 °C?120 °C, IP66
31727 | 2583670000 | CABTITE SE 28-29 LRG BK | Sealing element, Cabtite (cable entry system), TPE, Deep black, Height: 42.8 mm, Width: 42.8 mm, Depth: 17.7 mm, -40 °C?120 °C, IP66
31728 | 2583680000 | CABTITE SE 27-28 LRG BK | Sealing element, Cabtite (cable entry system), TPE, Deep black, Height: 42.8 mm, Width: 42.8 mm, Depth: 17.7 mm, -40 °C?120 °C, IP66
31729 | 2583690000 | CABTITE SE 26-27 LRG BK | Sealing element, Cabtite (cable entry system), TPE, Deep black, Height: 42.8 mm, Width: 42.8 mm, Depth: 17.7 mm, -40 °C?120 °C, IP66
31730 | 2583700000 | CABTITE SE 25-26 LRG BK | Sealing element, Cabtite (cable entry system), TPE, Deep black, Height: 42.8 mm, Width: 42.8 mm, Depth: 17.7 mm, -40 °C?120 °C, IP66
31731 | 2583710000 | CABTITE SE 24-25 LRG BK | Sealing element, Cabtite (cable entry system), TPE, Deep black, Height: 42.8 mm, Width: 42.8 mm, Depth: 17.7 mm, -40 °C?120 °C, IP66
31732 | 2583730000 | CABTITE SE 23-24 LRG BK | Sealing element, Cabtite (cable entry system), TPE, Deep black, Height: 42.8 mm, Width: 42.8 mm, Depth: 17.7 mm, -40 °C?120 °C, IP66
31733 | 2583750000 | CABTITE SE 22-23 LRG BK | Sealing element, Cabtite (cable entry system), TPE, Deep black, Height: 42.8 mm, Width: 42.8 mm, Depth: 17.7 mm, -40 °C?120 °C, IP66
31734 | 2583770000 | CABTITE SE 21-22 LRG BK | Sealing element, Cabtite (cable entry system), TPE, Deep black, Height: 42.8 mm, Width: 42.8 mm, Depth: 17.7 mm, -40 °C?120 °C, IP66
31735 | 2583790000 | CABTITE SE 20-21 LRG BK | Sealing element, Cabtite (cable entry system), TPE, Deep black, Height: 42.8 mm, Width: 42.8 mm, Depth: 17.7 mm, -40 °C?120 °C, IP66
31736 | 2583810000 | CABTITE SE 19-20 LRG BK | Sealing element, Cabtite (cable entry system), TPE, Deep black, Height: 42.8 mm, Width: 42.8 mm, Depth: 17.7 mm, -40 °C?120 °C, IP66
31737 | 2583830000 | CABTITE SE 18-19 LRG BK | Sealing element, Cabtite (cable entry system), TPE, Deep black, Height: 42.8 mm, Width: 42.8 mm, Depth: 17.7 mm, -40 °C?120 °C, IP66
31738 | 2583840000 | CABTITE SE 17-18 LRG BK | Sealing element, Cabtite (cable entry system), TPE, Deep black, Height: 42.8 mm, Width: 42.8 mm, Depth: 17.7 mm, -40 °C?120 °C, IP66
31739 | 2583850000 | CABTITE SE 16-17 LRG BK | Sealing element, Cabtite (cable entry system), TPE, Deep black, Height: 42.8 mm, Width: 42.8 mm, Depth: 17.7 mm, -40 °C?120 °C, IP66
31740 | 2583860000 | CABTITE SE 15-16 LRG BK | Sealing element, Cabtite (cable entry system), TPE, Deep black, Height: 42.8 mm, Width: 42.8 mm, Depth: 17.7 mm, -40 °C?120 °C, IP66
31741 | 2583880000 | CABTITE SE 14-15 LRG BK | Sealing element, Cabtite (cable entry system), TPE, Deep black, Height: 42.8 mm, Width: 42.8 mm, Depth: 17.7 mm, -40 °C?120 °C, IP66
31742 | 2583900000 | CABTITE BSE LRG BK | Sealing element, Cabtite (cable entry system), TPE, Deep black, Height: 42.8 mm, Width: 42.8 mm, Depth: 17.7 mm, -40 °C?120 °C, IP66
31743 | 2583960000 | CABTITE SE 15-16 SML BK | Sealing element, Cabtite (cable entry system), TPE, Deep black, Height: 20.3 mm, Width: 20.3 mm, Depth: 17.7 mm, -40 °C?120 °C, IP66
31744 | 2583980000 | CABTITE SE 14-15 SML BK | Sealing element, Cabtite (cable entry system), TPE, Deep black, Height: 20.3 mm, Width: 20.3 mm, Depth: 17.7 mm, -40 °C?120 °C, IP66
31745 | 2584020000 | CABTITE SE 12-13 SML BK | Sealing element, Cabtite (cable entry system), TPE, Deep black, Height: 20.3 mm, Width: 20.3 mm, Depth: 17.7 mm, -40 °C?120 °C, IP66
31746 | 2584030000 | CABTITE LNS M50 BK | separable locknut, Cabtite (cable entry system), Polyamide, glass fibre-reinforced, Deep black, Height: 58 mm, Width: 58 mm, Depth: 7 mm, -40 °C?120 °C
31747 | 2584060000 | CABTITE SE 10-11 SML BK | Sealing element, Cabtite (cable entry system), TPE, Deep black, Height: 20.3 mm, Width: 20.3 mm, Depth: 17.7 mm, -40 °C?120 °C, IP66
31748 | 2584070000 | CABTITE LNS M32 BK | separable locknut, Cabtite (cable entry system), Polyamide, glass fibre-reinforced, Deep black, Height: 40 mm, Width: 40 mm, Depth: 7 mm, -40 °C?120 °C
31749 | 2584080000 | CABTITE SE 9-10 SML BK | Sealing element, Cabtite (cable entry system), TPE, Deep black, Height: 20.3 mm, Width: 20.3 mm, Depth: 17.7 mm, -40 °C?120 °C, IP66
31750 | 2584090000 | CABTITE LNS M25 BK | separable locknut, Cabtite (cable entry system), Polyamide, glass fibre-reinforced, Deep black, Height: 33 mm, Width: 33 mm, Depth: 7 mm, -40 °C?120 °C
31751 | 2584110000 | CABTITE LNS M20 BK | separable locknut, Cabtite (cable entry system), Polyamide, glass fibre-reinforced, Deep black, Height: 28 mm, Width: 28 mm, Depth: 7 mm, -40 °C?120 °C
31752 | 2584130000 | CABTITE CGS M50 BK | separable cable gland, Cabtite (cable entry system), Polyamide, glass fibre-reinforced, Deep black, Height: 24.7 mm, M 50, -40 °C?120 °C, IP66
31753 | 2584200000 | CABTITE CGS M20 BK | separable cable gland, Cabtite (cable entry system), Polyamide, glass fibre-reinforced, Deep black, Height: 23.7 mm, M 20, -40 °C?120 °C, IP66
31754 | 2584210000 | CABTITE FRL 24/10 BK | Locking frame, Cabtite (cable entry system), Polyamide, glass fibre-reinforced, Deep black, Height: 68.8 mm, Width: 152 mm, Depth: 11.3 mm, -40 °C?120 °C, IP66
31755 | 2584220000 | CABTITE FRL 16/8 BK | Locking frame, Cabtite (cable entry system), Polyamide, glass fibre-reinforced, Deep black, Height: 68.8 mm, Width: 125 mm, Depth: 11.3 mm, -40 °C?120 °C, IP66
31756 | 2584240000 | CABTITE FRL 10/6 BK | Locking frame, Cabtite (cable entry system), Polyamide, glass fibre-reinforced, Deep black, Height: 68.8 mm, Width: 105 mm, Depth: 11.3 mm, -40 °C?120 °C, IP66
31757 | 2584260000 | CABTITE FRL 4-1 BK | Locking frame, Cabtite (cable entry system), Polyamide, glass fibre-reinforced, Deep black, Height: 68.8 mm, Width: 80 mm, Depth: 11.3 mm, -40 °C?120 °C, IP66
31758 | 2584330000 | CABTITE SE 8-9 SML BK | Sealing element, Cabtite (cable entry system), TPE, Deep black, Height: 20.3 mm, Width: 20.3 mm, Depth: 17.7 mm, -40 °C?120 °C, IP66
31759 | 2584340000 | CABTITE SE 31-32 LRG GY | Sealing element, Cabtite (cable entry system), TPE, Light Grey, Height: 42.8 mm, Width: 42.8 mm, Depth: 17.7 mm, -40 °C?90 °C, IP66
31760 | 2584360000 | CABTITE SE 30-31 LRG GY | Sealing element, Cabtite (cable entry system), TPE, Light Grey, Height: 42.8 mm, Width: 42.8 mm, Depth: 17.7 mm, -40 °C?90 °C, IP66
31761 | 2584370000 | CABTITE SE 27-28 LRG GY | Sealing element, Cabtite (cable entry system), TPE, Light Grey, Height: 42.8 mm, Width: 42.8 mm, Depth: 17.7 mm, -40 °C?90 °C, IP66
31762 | 2584390000 | CABTITE SE 26-27 LRG GY | Sealing element, Cabtite (cable entry system), TPE, Light Grey, Height: 42.8 mm, Width: 42.8 mm, Depth: 17.7 mm, -40 °C?90 °C, IP66
31763 | 2584400000 | CABTITE SE 25-26 LRG GY | Sealing element, Cabtite (cable entry system), TPE, Light Grey, Height: 42.8 mm, Width: 42.8 mm, Depth: 17.7 mm, -40 °C?90 °C, IP66
31764 | 2584410000 | CABTITE SE 24-25 LRG GY | Sealing element, Cabtite (cable entry system), TPE, Light Grey, Height: 42.8 mm, Width: 42.8 mm, Depth: 17.7 mm, -40 °C?90 °C, IP66
31765 | 2584420000 | CABTITE SE 23-24 LRG GY | Sealing element, Cabtite (cable entry system), TPE, Light Grey, Height: 42.8 mm, Width: 42.8 mm, Depth: 17.7 mm, -40 °C?90 °C, IP66
31766 | 2584430000 | CABTITE SE 22-23 LRG GY | Sealing element, Cabtite (cable entry system), TPE, Light Grey, Height: 42.8 mm, Width: 42.8 mm, Depth: 17.7 mm, -40 °C?90 °C, IP66
31767 | 2584440000 | CABTITE SE 21-22 LRG GY | Sealing element, Cabtite (cable entry system), TPE, Light Grey, Height: 42.8 mm, Width: 42.8 mm, Depth: 17.7 mm, -40 °C?90 °C, IP66
31768 | 2584450000 | CABTITE SE 20-21 LRG GY | Sealing element, Cabtite (cable entry system), TPE, Light Grey, Height: 42.8 mm, Width: 42.8 mm, Depth: 17.7 mm, -40 °C?90 °C, IP66
31769 | 2584460000 | CABTITE SE 19-20 LRG GY | Sealing element, Cabtite (cable entry system), TPE, Light Grey, Height: 42.8 mm, Width: 42.8 mm, Depth: 17.7 mm, -40 °C?90 °C, IP66
31770 | 2584470000 | CABTITE SE 18-19 LRG GY | Sealing element, Cabtite (cable entry system), TPE, Light Grey, Height: 42.8 mm, Width: 42.8 mm, Depth: 17.7 mm, -40 °C?90 °C, IP66
31771 | 2584480000 | CABTITE SE 17-18 LRG GY | Sealing element, Cabtite (cable entry system), TPE, Light Grey, Height: 42.8 mm, Width: 42.8 mm, Depth: 17.7 mm, -40 °C?90 °C, IP66
31772 | 2584500000 | CABTITE SE 15-16 LRG GY | Sealing element, Cabtite (cable entry system), TPE, Light Grey, Height: 42.8 mm, Width: 42.8 mm, Depth: 17.7 mm, -40 °C?90 °C, IP66
31773 | 2584510000 | CABTITE SE 14-15 LRG GY | Sealing element, Cabtite (cable entry system), TPE, Light Grey, Height: 42.8 mm, Width: 42.8 mm, Depth: 17.7 mm, -40 °C?90 °C, IP66
31774 | 2584520000 | CABTITE BSE LRG GY | Sealing element, Cabtite (cable entry system), TPE, Light Grey, Height: 42.8 mm, Width: 42.8 mm, Depth: 17.7 mm, -40 °C?90 °C, IP66
31775 | 2584670000 | CABTITE SE 7-8 SML BK | Sealing element, Cabtite (cable entry system), TPE, Deep black, Height: 20.3 mm, Width: 20.3 mm, Depth: 17.7 mm, -40 °C?120 °C, IP66
31776 | 2584680000 | CABTITE SE 4-5 SML BK | Sealing element, Cabtite (cable entry system), TPE, Deep black, Height: 20.3 mm, Width: 20.3 mm, Depth: 17.7 mm, -40 °C?120 °C, IP66
31777 | 2584690000 | CABTITE SE 6-7 SML BK | Sealing element, Cabtite (cable entry system), TPE, Deep black, Height: 20.3 mm, Width: 20.3 mm, Depth: 17.7 mm, -40 °C?120 °C, IP66
31778 | 2584710000 | CABTITE SE 5-6 SML BK | Sealing element, Cabtite (cable entry system), TPE, Deep black, Height: 20.3 mm, Width: 20.3 mm, Depth: 17.7 mm, -40 °C?120 °C, IP66
31779 | 2584720000 | CABTITE SE 3 SML BK | Sealing element, Cabtite (cable entry system), TPE, Deep black, Height: 20.3 mm, Width: 20.3 mm, Depth: 17.7 mm, -40 °C?120 °C, IP66
31780 | 2584730000 | CABTITE SE 3-4 SML BK | Sealing element, Cabtite (cable entry system), TPE, Deep black, Height: 20.3 mm, Width: 20.3 mm, Depth: 17.7 mm, -40 °C?120 °C, IP66
31781 | 2584750000 | CABTITE SE 2 SML BK | Sealing element, Cabtite (cable entry system), TPE, Deep black, Height: 20.3 mm, Width: 20.3 mm, Depth: 17.7 mm, -40 °C?120 °C, IP66
31782 | 2584760000 | CABTITE SE 2-3 SML BK | Sealing element, Cabtite (cable entry system), TPE, Deep black, Height: 20.3 mm, Width: 20.3 mm, Depth: 17.7 mm, -40 °C?120 °C, IP66
31783 | 2584770000 | CABTITE SE 1.5 SML BK | Sealing element, Cabtite (cable entry system), TPE, Deep black, Height: 20.3 mm, Width: 20.3 mm, Depth: 17.7 mm, -40 °C?120 °C, IP66
31784 | 2584780000 | CABTITE SE 1.5-2 SML BK | Sealing element, Cabtite (cable entry system), TPE, Deep black, Height: 20.3 mm, Width: 20.3 mm, Depth: 17.7 mm, -40 °C?120 °C, IP66
31785 | 2584790000 | CABTITE BSE SML BK | Sealing element, Cabtite (cable entry system), TPE, Deep black, Height: 20.3 mm, Width: 20.3 mm, Depth: 17.7 mm, -40 °C?120 °C, IP66
31786 | 2584800000 | CABTITE SE 2/ASI SML GY | Sealing element, Cabtite (cable entry system), TPE, Light Grey, Height: 20.3 mm, Width: 20.3 mm, Depth: 17.7 mm, -40 °C?90 °C, IP66
31787 | 2584810000 | CABTITE SE 1/ASI SML GY | Sealing element, Cabtite (cable entry system), TPE, Light Grey, Height: 20.3 mm, Width: 20.3 mm, Depth: 17.7 mm, -40 °C?90 °C, IP66
31788 | 2584820000 | CABTITE SE 2/8 SML GY | Sealing element, Cabtite (cable entry system), TPE, Light Grey, Height: 20.3 mm, Width: 20.3 mm, Depth: 17.7 mm, -40 °C?90 °C, IP66
31789 | 2584850000 | CABTITE SE 4/4.5 SML GY | Sealing element, Cabtite (cable entry system), TPE, Light Grey, Height: 20.3 mm, Width: 20.3 mm, Depth: 17.7 mm, -40 °C?90 °C, IP66
31790 | 2584860000 | CABTITE SE 4/3-4 SML GY | Sealing element, Cabtite (cable entry system), TPE, Light Grey, Height: 20.3 mm, Width: 20.3 mm, Depth: 17.7 mm, -40 °C?90 °C, IP66
31791 | 2584870000 | CABTITE SE 4/2-3 SML GY | Sealing element, Cabtite (cable entry system), TPE, Light Grey, Height: 20.3 mm, Width: 20.3 mm, Depth: 17.7 mm, -40 °C?90 °C, IP66
31792 | 2584880000 | CABTITE SE 2/6.5 SML GY | Sealing element, Cabtite (cable entry system), TPE, Light Grey, Height: 20.3 mm, Width: 20.3 mm, Depth: 17.7 mm, -40 °C?90 °C, IP66
31793 | 2584920000 | CABTITE SE 32-33 LRG GY | Sealing element, Cabtite (cable entry system), TPE, Light Grey, Height: 42.8 mm, Width: 42.8 mm, Depth: 17.7 mm, -40 °C?90 °C, IP66
31794 | 2588470000 | CBC 20/30 BK | Protective cable hose
31795 | 2588710000 | CBC-SP 18-140/20 TP | Protective cable hose coil
31796 | 2588820000 | CD 60X100 8/12 GY | Cable duct, 60 mm x 100 mm, 8.00 mm x 12.00 mm, 2000 mm
31797 | 2588890000 | CD-BO 40X120 8/12 GY | Cable duct, 40 mm x 120 mm, 8.00 mm x 12.00 mm, 2000 mm
31798 | 2589420000 | CD 60X100 4/6 GY | Cable duct, 60 mm x 100 mm, 4.00 mm x 6.00 mm, 2000 mm
31799 | 2589430000 | CBC 25/20 BK | Protective cable hose
31800 | 2589530000 | CD-BO 60X100 4/6 GY | Cable duct floor duct, 60 mm x 100 mm, 4.00 mm x 6.00 mm, 2000 mm
31801 | 2589760000 | CD-BO 60X100 8/12 GY | Cable duct floor duct, 60 mm x 100 mm, 8.00 mm x 12.00 mm, 2000 mm
31802 | 7940007736 | RCM570125 | RIDERSERIES RCM, Relay, Number of contacts: 4, CO contact with test button AgNi, Rated control voltage: 125 V DC, Continuous current: 6 A, Plug-in connection, Test button available: Yes
31803 | 2597350000 | SU 10.16HP/05/270MF5 3.5AG BK BX | PCB plug-in connector, male header, THT solder connection, 10.16 mm, Number of poles: 5, 270°, Solder pin length (l): 3.5 mm, black, Box
31804 | 2597330000 | SU 10.16HP/05/270MF4 3.5AG BK BX | PCB plug-in connector, male header, THT solder connection, 10.16 mm, Number of poles: 5, 270°, Solder pin length (l): 3.5 mm, black, Box
31805 | 2597310000 | SU 10.16HP/05/270MF3 3.5AG BK BX | PCB plug-in connector, male header, THT solder connection, 10.16 mm, Number of poles: 5, 270°, Solder pin length (l): 3.5 mm, black, Box
31806 | 2597290000 | SU 10.16HP/05/270MF2 3.5AG BK BX | PCB plug-in connector, male header, THT solder connection, 10.16 mm, Number of poles: 5, 270°, Solder pin length (l): 3.5 mm, black, Box
31807 | 2597260000 | SU 10.16HP/05/90MF5 3.5AG BK BX | PCB plug-in connector, male header, closed side, Middle flange, THT solder connection, 10.16 mm, Number of poles: 5, 90°, Solder pin length (l): 3.5 mm, black, Box
31808 | 2597240000 | SU 10.16HP/05/90MF4 3.5AG BK BX | PCB plug-in connector, male header, closed side, Middle flange, THT solder connection, 10.16 mm, Number of poles: 5, 90°, Solder pin length (l): 3.5 mm, black, Box
31809 | 2597220000 | SU 10.16HP/05/90MF3 3.5AG BK BX | PCB plug-in connector, male header, closed side, Middle flange, THT solder connection, 10.16 mm, Number of poles: 5, 90°, Solder pin length (l): 3.5 mm, black, Box
31810 | 2597200000 | SU 10.16HP/05/90MF2 3.5AG BK BX | PCB plug-in connector, male header, closed side, Middle flange, THT solder connection, 10.16 mm, Number of poles: 5, 90°, Solder pin length (l): 3.5 mm, black, Box
31811 | 2431570000 | SVD 7.62HP/08/270G 4.5SN BK BX | PCB plug-in connector, male header, closed side, THT solder connection, 7.62 mm, Number of poles: 8, 270°, Solder pin length (l): 4.5 mm, tinned, black, Box
31812 | 1543320000 | SVD 7.62HP/08/270G 3.2SN BK BX | PCB plug-in connector, male header, closed side, THT solder connection, 7.62 mm, Number of poles: 8, 270°, Solder pin length (l): 3.2 mm, tinned, black, Box
31813 | 1543280000 | SV 7.62HP/06/270MF6 3.5SN BK BX | PCB plug-in connector, male header, closed side, Middle flange, THT solder connection, 7.62 mm, Number of poles: 6, 270°, Solder pin length (l): 3.5 mm, black, Box
31814 | 1543270000 | SV 7.62HP/06/270MF5 3.5SN BK BX | PCB plug-in connector, male header, closed side, Middle flange, THT solder connection, 7.62 mm, Number of poles: 6, 270°, Solder pin length (l): 3.5 mm, black, Box
31815 | 1543260000 | SV 7.62HP/06/270MF3 3.5SN BK BX | PCB plug-in connector, male header, closed side, Middle flange, THT solder connection, 7.62 mm, Number of poles: 6, 270°, Solder pin length (l): 3.5 mm, black, Box
31816 | 1543250000 | SV 7.62HP/06/270MF2 3.5SN BK BX | PCB plug-in connector, male header, closed side, Middle flange, THT solder connection, 7.62 mm, Number of poles: 6, 270°, Solder pin length (l): 3.5 mm, black, Box
31817 | 1543230000 | SV 7.62HP/06/180MF6 3.5SN BK BX | PCB plug-in connector, male header, closed side, Middle flange, THT solder connection, 7.62 mm, Number of poles: 6, 180°, Solder pin length (l): 3.5 mm, black, Box
31818 | 1543220000 | SV 7.62HP/06/180MF5 3.5SN BK BX | PCB plug-in connector, male header, closed side, Middle flange, THT solder connection, 7.62 mm, Number of poles: 6, 180°, Solder pin length (l): 3.5 mm, black, Box
31819 | 1543210000 | SV 7.62HP/06/180MF3 3.5SN BK BX | PCB plug-in connector, male header, closed side, Middle flange, THT solder connection, 7.62 mm, Number of poles: 6, 180°, Solder pin length (l): 3.5 mm, black, Box
31820 | 1543190000 | SV 7.62HP/06/180MF2 3.5SN BK BX | PCB plug-in connector, male header, closed side, Middle flange, THT solder connection, 7.62 mm, Number of poles: 6, 180°, Solder pin length (l): 3.5 mm, black, Box
31821 | 1543160000 | SV 7.62HP/06/90MF6 3.5SN BK BX | PCB plug-in connector, male header, closed side, Middle flange, THT solder connection, 7.62 mm, Number of poles: 6, 90°, Solder pin length (l): 3.5 mm, black, Box
31822 | 1543140000 | SV 7.62HP/06/90MF5 3.5SN BK BX | PCB plug-in connector, male header, closed side, Middle flange, THT solder connection, 7.62 mm, Number of poles: 6, 90°, Solder pin length (l): 3.5 mm, black, Box
31823 | 1543120000 | SV 7.62HP/06/90MF3 3.5SN BK BX | PCB plug-in connector, male header, closed side, Middle flange, THT solder connection, 7.62 mm, Number of poles: 6, 90°, Solder pin length (l): 3.5 mm, black, Box
31824 | 1543090000 | SV 7.62HP/06/90MF2 3.5SN BK BX | PCB plug-in connector, male header, closed side, Middle flange, THT solder connection, 7.62 mm, Number of poles: 6, 90°, Solder pin length (l): 3.5 mm, black, Box
31825 | 1430070000 | SVF 7.62HP/05/180MSF2 SN BK BX | PCB plug-in connector, male plug, 7.62 mm, Number of poles: 5, 180°, PUSH IN without actuator, Tension-clamp connection, Clamping range, max. : 10 mm², Box
31826 | 1430020000 | SVF 7.62HP/05/180MF2 SN BK BX | PCB plug-in connector, male plug, 7.62 mm, Number of poles: 5, 180°, PUSH IN without actuator, Tension-clamp connection, Clamping range, max. : 10 mm², Box
31827 | 1157080000 | SV 7.62HP/05/90G SC/08R SN BK BX | PCB plug-in connector, male header, closed side, THT solder connection, 7.62 mm, Number of poles: 5, 90°, Solder pin length (l): 3.5 mm, tinned, black, Box
31828 | 1157030000 | SV 7.62HP/05/90MSF4 SC/08R SN BK BX | PCB plug-in connector, male header, closed side, Middle screw flange, THT solder connection, 7.62 mm, Number of poles: 5, 90°, Solder pin length (l): 3.5 mm, tinned, black, Box
31829 | 1157020000 | SV 7.62HP/05/90MSF3 SC/08R SN BK BX | PCB plug-in connector, male header, closed side, Middle screw flange, THT solder connection, 7.62 mm, Number of poles: 5, 90°, Solder pin length (l): 3.5 mm, tinned, black, Box
31830 | 1157010000 | SV 7.62HP/05/90MSF3 SC/06R SN BK BX | PCB plug-in connector, male header, closed side, Middle screw flange, THT solder connection, 7.62 mm, Number of poles: 5, 90°, Solder pin length (l): 3.5 mm, tinned, black, Box
31831 | 1157000000 | SV 7.62HP/05/90MSF3 SC/04R SN BK BX | PCB plug-in connector, male header, closed side, Middle screw flange, THT solder connection, 7.62 mm, Number of poles: 5, 90°, Solder pin length (l): 3.5 mm, tinned, black, Box
31832 | 1156990000 | SV 7.62HP/05/270G SC/08R SN BK BX | PCB plug-in connector, male header, closed side, THT solder connection, 7.62 mm, Number of poles: 5, 270°, Solder pin length (l): 3.5 mm, tinned, black, Box
31833 | 1156980000 | SV 7.62HP/05/90MF4 SC/08R SN BK BX | PCB plug-in connector, male header, closed side, Middle flange, THT solder connection, 7.62 mm, Number of poles: 5, 90°, Solder pin length (l): 3.5 mm, tinned, black, Box
31834 | 1156950000 | SV 7.62HP/05/90MF3 SC/08R SN BK BX | PCB plug-in connector, male header, closed side, Middle flange, THT solder connection, 7.62 mm, Number of poles: 5, 90°, Solder pin length (l): 3.5 mm, tinned, black, Box
31835 | 1156930000 | SV 7.62HP/05/90MF3 SC/06R SN BK BX | PCB plug-in connector, male header, closed side, Middle flange, THT solder connection, 7.62 mm, Number of poles: 5, 90°, Solder pin length (l): 3.5 mm, tinned, black, Box
31836 | 1156910000 | SV 7.62HP/05/90MF3 SC/04R SN BK BX | PCB plug-in connector, male header, closed side, Middle flange, THT solder connection, 7.62 mm, Number of poles: 5, 90°, Solder pin length (l): 3.5 mm, tinned, black, Box
31837 | 1156900000 | SV 7.62HP/04/90MSF4 SC/08R SN BK BX | PCB plug-in connector, male header, closed side, Middle screw flange, THT solder connection, 7.62 mm, Number of poles: 4, 90°, Solder pin length (l): 3.5 mm, tinned, black, Box
31838 | 1156890000 | SV 7.62HP/04/90MF4 SC/08R SN BK BX | PCB plug-in connector, male header, closed side, Middle flange, THT solder connection, 7.62 mm, Number of poles: 4, 90°, Solder pin length (l): 3.5 mm, tinned, black, Box
31839 | 1156430000 | SV 7.62HP/05/270MSF4 SC/08R SN BK BX | PCB plug-in connector, male header, closed side, Middle screw flange, THT solder connection, 7.62 mm, Number of poles: 5, 270°, Solder pin length (l): 3.5 mm, tinned, black, Box
31840 | 1156410000 | SV 7.62HP/05/270MSF3 SC/08R SN BK BX | PCB plug-in connector, male header, closed side, Middle screw flange, THT solder connection, 7.62 mm, Number of poles: 5, 270°, Solder pin length (l): 3.5 mm, tinned, black, Box
31841 | 1156390000 | SV 7.62HP/05/270MSF3 SC/06R SN BK BX | PCB plug-in connector, male header, closed side, Middle screw flange, THT solder connection, 7.62 mm, Number of poles: 5, 270°, Solder pin length (l): 3.5 mm, tinned, black, Box
31842 | 1156370000 | SV 7.62HP/05/270MSF3 SC/04R SN BK BX | PCB plug-in connector, male header, closed side, Middle screw flange, THT solder connection, 7.62 mm, Number of poles: 5, 270°, Solder pin length (l): 3.5 mm, tinned, black, Box
31843 | 1156340000 | SV 7.62HP/05/270MF4 SC/08R SN BK BX | PCB plug-in connector, male header, closed side, Middle flange, THT solder connection, 7.62 mm, Number of poles: 5, 270°, Solder pin length (l): 3.5 mm, tinned, black, Box
31844 | 1156320000 | SV 7.62HP/05/270MF3 SC/08R SN BK BX | PCB plug-in connector, male header, closed side, Middle flange, THT solder connection, 7.62 mm, Number of poles: 5, 270°, Solder pin length (l): 3.5 mm, tinned, black, Box
31845 | 1156310000 | SV 7.62HP/05/270MF3 SC/06R SN BK BX | PCB plug-in connector, male header, closed side, Middle flange, THT solder connection, 7.62 mm, Number of poles: 5, 270°, Solder pin length (l): 3.5 mm, tinned, black, Box
31846 | 1156300000 | SV 7.62HP/05/270MF3 SC/04R SN BK BX | PCB plug-in connector, male header, closed side, Middle flange, THT solder connection, 7.62 mm, Number of poles: 5, 270°, Solder pin length (l): 3.5 mm, tinned, black, Box
31847 | 1156290000 | SV 7.62HP/04/270MSF4 SC/08R SN BK BX | PCB plug-in connector, male header, closed side, Middle screw flange, THT solder connection, 7.62 mm, Number of poles: 4, 270°, Solder pin length (l): 3.5 mm, tinned, black, Box
31848 | 1156280000 | SV 7.62HP/04/270MF4 SC/08R SN BK BX | PCB plug-in connector, male header, closed side, Middle flange, THT solder connection, 7.62 mm, Number of poles: 4, 270°, Solder pin length (l): 3.5 mm, tinned, black, Box
31849 | 1155820000 | SL 5.08HC/24/90B 3.2SN BK BX | PCB plug-in connector, male header, Dovetails for fixing blocks, THT solder connection, 5.08 mm, Number of poles: 24, 90°, Solder pin length (l): 3.2 mm, tinned, black, Box
31850 | 1155570000 | SL 5.08HC/24/90G 3.2SN BK BX | PCB plug-in connector, male header, closed side, THT solder connection, 5.08 mm, Number of poles: 24, 90°, Solder pin length (l): 3.2 mm, tinned, black, Box
31851 | 1155310000 | SL 5.08HC/24/90 3.2SN BK BX | PCB plug-in connector, male header, open side, THT solder connection, 5.08 mm, Number of poles: 24, 90°, Solder pin length (l): 3.2 mm, tinned, black, Box
31852 | 1149370000 | SL 5.08HC/24/180G 3.2SN BK BX | PCB plug-in connector, male header, closed side, THT solder connection, 5.08 mm, Number of poles: 24, 180°, Solder pin length (l): 3.2 mm, tinned, black, Box
31853 | 1148600000 | SL 5.08HC/24/180 3.2SN BK BX | PCB plug-in connector, male header, open side, THT solder connection, 5.08 mm, Number of poles: 24, 180°, Solder pin length (l): 3.2 mm, tinned, black, Box
31854 | 1124830000 | SVF 7.62HP/04/180SFI SN BK BX | PCB plug-in connector, male plug, 7.62 mm, Number of poles: 4, 180°, PUSH IN without actuator, Tension-clamp connection, Clamping range, max. : 10 mm², Box
31855 | 1090900000 | SV 7.62HP/05/90MSF4 SC/06R SN BK BX | PCB plug-in connector, male header, closed side, Middle screw flange, THT solder connection, 7.62 mm, Number of poles: 5, 90°, Solder pin length (l): 3.5 mm, tinned, black, Box
31856 | 1090830000 | SV 7.62HP/05/90MSF4 SC/04R SN BK BX | PCB plug-in connector, male header, closed side, Middle screw flange, THT solder connection, 7.62 mm, Number of poles: 5, 90°, Solder pin length (l): 3.5 mm, tinned, black, Box
31857 | 1090670000 | SV 7.62HP/05/90MF4 SC/06R SN BK BX | PCB plug-in connector, male header, closed side, Middle flange, THT solder connection, 7.62 mm, Number of poles: 5, 90°, Solder pin length (l): 3.5 mm, tinned, black, Box
31858 | 1090610000 | SV 7.62HP/05/270MSF4 SC/06R SN BK BX | PCB plug-in connector, male header, closed side, Middle screw flange, THT solder connection, 7.62 mm, Number of poles: 5, 270°, Solder pin length (l): 3.5 mm, tinned, black, Box
31859 | 1090600000 | SV 7.62HP/05/90MF4 SC/04R SN BK BX | PCB plug-in connector, male header, closed side, Middle flange, THT solder connection, 7.62 mm, Number of poles: 5, 90°, Solder pin length (l): 3.5 mm, tinned, black, Box
31860 | 1090540000 | SV 7.62HP/05/270MSF4 SC/04R SN BK BX | PCB plug-in connector, male header, closed side, Middle screw flange, THT solder connection, 7.62 mm, Number of poles: 5, 270°, Solder pin length (l): 3.5 mm, tinned, black, Box
31861 | 1090380000 | SV 7.62HP/05/270MF4 SC/06R SN BK BX | PCB plug-in connector, male header, closed side, Middle flange, THT solder connection, 7.62 mm, Number of poles: 5, 270°, Solder pin length (l): 3.5 mm, tinned, black, Box
31862 | 1090300000 | SV 7.62HP/05/270MF4 SC/04R SN BK BX | PCB plug-in connector, male header, closed side, Middle flange, THT solder connection, 7.62 mm, Number of poles: 5, 270°, Solder pin length (l): 3.5 mm, tinned, black, Box
31863 | 2595540000 | PB-LINK 160 50/02RF AG BK BX | PCB plug-in connector, Box
31864 | 2595180000 | PB-FEED 160 100/02RF AG BK BX | PCB plug-in connector, Number of poles: 2, Box
31865 | 2594960000 | PB-LINK 160 100/02RF AG BK BX | PCB plug-in connector, Box
31866 | 2594720000 | PB-CON 160 S/02/90RFSF AG BK BX | PCB plug-in connector, female header, Cable gland, Pitch in mm (P): 42.50 mm, Number of poles: 2, 90°, Box
31867 | 2001160000 | LS2HF 3.50/48/90 3.5SN OR BX | Printed circuit board terminals, 3.50 mm, Number of poles: 48, 90°, Solder pin length (l): 3.5 mm, orange, PUSH IN with actuator, Clamping range, max. : 1.5 mm², Box
31868 | 2001150000 | LS2HF 3.50/46/90 3.5SN OR BX | Printed circuit board terminals, 3.50 mm, Number of poles: 46, 90°, Solder pin length (l): 3.5 mm, orange, PUSH IN with actuator, Clamping range, max. : 1.5 mm², Box
31869 | 2001140000 | LS2HF 3.50/44/90 3.5SN OR BX | Printed circuit board terminals, 3.50 mm, Number of poles: 44, 90°, Solder pin length (l): 3.5 mm, orange, PUSH IN with actuator, Clamping range, max. : 1.5 mm², Box
31870 | 2001130000 | LS2HF 3.50/42/90 3.5SN OR BX | Printed circuit board terminals, 3.50 mm, Number of poles: 42, 90°, Solder pin length (l): 3.5 mm, orange, PUSH IN with actuator, Clamping range, max. : 1.5 mm², Box
31871 | 2001120000 | LS2HF 3.50/40/90 3.5SN OR BX | Printed circuit board terminals, 3.50 mm, Number of poles: 40, 90°, Solder pin length (l): 3.5 mm, orange, PUSH IN with actuator, Clamping range, max. : 1.5 mm², Box
31872 | 2001110000 | LS2HF 3.50/38/90 3.5SN OR BX | Printed circuit board terminals, 3.50 mm, Number of poles: 38, 90°, Solder pin length (l): 3.5 mm, orange, PUSH IN with actuator, Clamping range, max. : 1.5 mm², Box
31873 | 2001100000 | LS2HF 3.50/36/90 3.5SN OR BX | Printed circuit board terminals, 3.50 mm, Number of poles: 36, 90°, Solder pin length (l): 3.5 mm, orange, PUSH IN with actuator, Clamping range, max. : 1.5 mm², Box
31874 | 2001090000 | LS2HF 3.50/34/90 3.5SN OR BX | Printed circuit board terminals, 3.50 mm, Number of poles: 34, 90°, Solder pin length (l): 3.5 mm, orange, PUSH IN with actuator, Clamping range, max. : 1.5 mm², Box
31875 | 2001080000 | LS2HF 3.50/32/90 3.5SN OR BX | Printed circuit board terminals, 3.50 mm, Number of poles: 32, 90°, Solder pin length (l): 3.5 mm, orange, PUSH IN with actuator, Clamping range, max. : 1.5 mm², Box
31876 | 2001070000 | LS2HF 3.50/30/90 3.5SN OR BX | Printed circuit board terminals, 3.50 mm, Number of poles: 30, 90°, Solder pin length (l): 3.5 mm, orange, PUSH IN with actuator, Clamping range, max. : 1.5 mm², Box
31877 | 2001060000 | LS2HF 3.50/28/90 3.5SN OR BX | Printed circuit board terminals, 3.50 mm, Number of poles: 28, 90°, Solder pin length (l): 3.5 mm, orange, PUSH IN with actuator, Clamping range, max. : 1.5 mm², Box
31878 | 2001050000 | LS2HF 3.50/26/90 3.5SN OR BX | Printed circuit board terminals, 3.50 mm, Number of poles: 26, 90°, Solder pin length (l): 3.5 mm, orange, PUSH IN with actuator, Clamping range, max. : 1.5 mm², Box
31879 | 1155810000 | SL 5.08HC/23/90B 3.2SN BK BX | PCB plug-in connector, male header, Dovetails for fixing blocks, THT solder connection, 5.08 mm, Number of poles: 23, 90°, Solder pin length (l): 3.2 mm, tinned, black, Box
31880 | 1155800000 | SL 5.08HC/22/90B 3.2SN BK BX | PCB plug-in connector, male header, Dovetails for fixing blocks, THT solder connection, 5.08 mm, Number of poles: 22, 90°, Solder pin length (l): 3.2 mm, tinned, black, Box
31881 | 1155790000 | SL 5.08HC/21/90B 3.2SN BK BX | PCB plug-in connector, male header, Dovetails for fixing blocks, THT solder connection, 5.08 mm, Number of poles: 21, 90°, Solder pin length (l): 3.2 mm, tinned, black, Box
31882 | 1155780000 | SL 5.08HC/20/90B 3.2SN BK BX | PCB plug-in connector, male header, Dovetails for fixing blocks, THT solder connection, 5.08 mm, Number of poles: 20, 90°, Solder pin length (l): 3.2 mm, tinned, black, Box
31883 | 1155770000 | SL 5.08HC/19/90B 3.2SN BK BX | PCB plug-in connector, male header, Dovetails for fixing blocks, THT solder connection, 5.08 mm, Number of poles: 19, 90°, Solder pin length (l): 3.2 mm, tinned, black, Box
31884 | 1155750000 | SL 5.08HC/18/90B 3.2SN BK BX | PCB plug-in connector, male header, Dovetails for fixing blocks, THT solder connection, 5.08 mm, Number of poles: 18, 90°, Solder pin length (l): 3.2 mm, tinned, black, Box
31885 | 1155740000 | SL 5.08HC/17/90B 3.2SN BK BX | PCB plug-in connector, male header, Dovetails for fixing blocks, THT solder connection, 5.08 mm, Number of poles: 17, 90°, Solder pin length (l): 3.2 mm, tinned, black, Box
31886 | 1155550000 | SL 5.08HC/23/90G 3.2SN BK BX | PCB plug-in connector, male header, closed side, THT solder connection, 5.08 mm, Number of poles: 23, 90°, Solder pin length (l): 3.2 mm, tinned, black, Box
31887 | 1155540000 | SL 5.08HC/22/90G 3.2SN BK BX | PCB plug-in connector, male header, closed side, THT solder connection, 5.08 mm, Number of poles: 22, 90°, Solder pin length (l): 3.2 mm, tinned, black, Box
31888 | 1155530000 | SL 5.08HC/21/90G 3.2SN BK BX | PCB plug-in connector, male header, closed side, THT solder connection, 5.08 mm, Number of poles: 21, 90°, Solder pin length (l): 3.2 mm, tinned, black, Box
31889 | 1155510000 | SL 5.08HC/19/90G 3.2SN BK BX | PCB plug-in connector, male header, closed side, THT solder connection, 5.08 mm, Number of poles: 19, 90°, Solder pin length (l): 3.2 mm, tinned, black, Box
31890 | 1155500000 | SL 5.08HC/18/90G 3.2SN BK BX | PCB plug-in connector, male header, closed side, THT solder connection, 5.08 mm, Number of poles: 18, 90°, Solder pin length (l): 3.2 mm, tinned, black, Box
31891 | 1155490000 | SL 5.08HC/17/90G 3.2SN BK BX | PCB plug-in connector, male header, closed side, THT solder connection, 5.08 mm, Number of poles: 17, 90°, Solder pin length (l): 3.2 mm, tinned, black, Box
31892 | 1155300000 | SL 5.08HC/23/90 3.2SN BK BX | PCB plug-in connector, male header, open side, THT solder connection, 5.08 mm, Number of poles: 23, 90°, Solder pin length (l): 3.2 mm, tinned, black, Box
31893 | 1155290000 | SL 5.08HC/22/90 3.2SN BK BX | PCB plug-in connector, male header, open side, THT solder connection, 5.08 mm, Number of poles: 22, 90°, Solder pin length (l): 3.2 mm, tinned, black, Box
31894 | 1155280000 | SL 5.08HC/21/90 3.2SN BK BX | PCB plug-in connector, male header, open side, THT solder connection, 5.08 mm, Number of poles: 21, 90°, Solder pin length (l): 3.2 mm, tinned, black, Box
31895 | 1155270000 | SL 5.08HC/20/90 3.2SN BK BX | PCB plug-in connector, male header, open side, THT solder connection, 5.08 mm, Number of poles: 20, 90°, Solder pin length (l): 3.2 mm, tinned, black, Box
31896 | 1155250000 | SL 5.08HC/19/90 3.2SN BK BX | PCB plug-in connector, male header, open side, THT solder connection, 5.08 mm, Number of poles: 19, 90°, Solder pin length (l): 3.2 mm, tinned, black, Box
31897 | 1155240000 | SL 5.08HC/18/90 3.2SN BK BX | PCB plug-in connector, male header, open side, THT solder connection, 5.08 mm, Number of poles: 18, 90°, Solder pin length (l): 3.2 mm, tinned, black, Box
31898 | 1155230000 | SL 5.08HC/17/90 3.2SN BK BX | PCB plug-in connector, male header, open side, THT solder connection, 5.08 mm, Number of poles: 17, 90°, Solder pin length (l): 3.2 mm, tinned, black, Box
31899 | 1150430000 | SL 5.08HC/10/90LF 3.2SN BK BX | PCB plug-in connector, male header, Solder flange, THT solder connection, 5.08 mm, Number of poles: 10, 90°, Solder pin length (l): 3.2 mm, tinned, black, Box
31900 | 1150420000 | SL 5.08HC/09/90LF 3.2SN BK BX | PCB plug-in connector, male header, Solder flange, THT solder connection, 5.08 mm, Number of poles: 9, 90°, Solder pin length (l): 3.2 mm, tinned, black, Box
31901 | 1150180000 | SL 5.08HC/10/90F 3.2SN BK BX | PCB plug-in connector, male header, Flange, THT solder connection, 5.08 mm, Number of poles: 10, 90°, Solder pin length (l): 3.2 mm, tinned, black, Box
31902 | 1150170000 | SL 5.08HC/09/90F 3.2SN BK BX | PCB plug-in connector, male header, Flange, THT solder connection, 5.08 mm, Number of poles: 9, 90°, Solder pin length (l): 3.2 mm, tinned, black, Box
31903 | 1149990000 | SL 5.08HC/20/180B 3.2SN BK BX | PCB plug-in connector, male header, Dovetails for fixing blocks, THT solder connection, 5.08 mm, Number of poles: 20, 180°, Solder pin length (l): 3.2 mm, tinned, black, Box
31904 | 1149930000 | SL 5.08HC/18/180B 3.2SN BK BX | PCB plug-in connector, male header, Dovetails for fixing blocks, THT solder connection, 5.08 mm, Number of poles: 18, 180°, Solder pin length (l): 3.2 mm, tinned, black, Box
31905 | 1149900000 | SL 5.08HC/17/180B 3.2SN BK BX | PCB plug-in connector, male header, Dovetails for fixing blocks, THT solder connection, 5.08 mm, Number of poles: 17, 180°, Solder pin length (l): 3.2 mm, tinned, black, Box
31906 | 1149490000 | SL 5.08HC/10/180LF 3.2SN BK BX | PCB plug-in connector, male header, Solder flange, THT solder connection, 5.08 mm, Number of poles: 10, 180°, Solder pin length (l): 3.2 mm, tinned, black, Box
31907 | 1149450000 | SL 5.08HC/09/180LF 3.2SN BK BX | PCB plug-in connector, male header, Solder flange, THT solder connection, 5.08 mm, Number of poles: 9, 180°, Solder pin length (l): 3.2 mm, tinned, black, Box
31908 | 1149330000 | SL 5.08HC/23/180G 3.2SN BK BX | PCB plug-in connector, male header, closed side, THT solder connection, 5.08 mm, Number of poles: 23, 180°, Solder pin length (l): 3.2 mm, tinned, black, Box
31909 | 1149300000 | SL 5.08HC/22/180G 3.2SN BK BX | PCB plug-in connector, male header, closed side, THT solder connection, 5.08 mm, Number of poles: 22, 180°, Solder pin length (l): 3.2 mm, tinned, black, Box
31910 | 1149270000 | SL 5.08HC/21/180G 3.2SN BK BX | PCB plug-in connector, male header, closed side, THT solder connection, 5.08 mm, Number of poles: 21, 180°, Solder pin length (l): 3.2 mm, tinned, black, Box
31911 | 1149230000 | SL 5.08HC/20/180G 3.2SN BK BX | PCB plug-in connector, male header, closed side, THT solder connection, 5.08 mm, Number of poles: 20, 180°, Solder pin length (l): 3.2 mm, tinned, black, Box
31912 | 1149200000 | SL 5.08HC/19/180G 3.2SN BK BX | PCB plug-in connector, male header, closed side, THT solder connection, 5.08 mm, Number of poles: 19, 180°, Solder pin length (l): 3.2 mm, tinned, black, Box
31913 | 1149170000 | SL 5.08HC/18/180G 3.2SN BK BX | PCB plug-in connector, male header, closed side, THT solder connection, 5.08 mm, Number of poles: 18, 180°, Solder pin length (l): 3.2 mm, tinned, black, Box
31914 | 1149130000 | SL 5.08HC/17/180G 3.2SN BK BX | PCB plug-in connector, male header, closed side, THT solder connection, 5.08 mm, Number of poles: 17, 180°, Solder pin length (l): 3.2 mm, tinned, black, Box
31915 | 1148580000 | SL 5.08HC/23/180 3.2SN BK BX | PCB plug-in connector, male header, open side, THT solder connection, 5.08 mm, Number of poles: 23, 180°, Solder pin length (l): 3.2 mm, tinned, black, Box
31916 | 1148550000 | SL 5.08HC/22/180 3.2SN BK BX | PCB plug-in connector, male header, open side, THT solder connection, 5.08 mm, Number of poles: 22, 180°, Solder pin length (l): 3.2 mm, tinned, black, Box
31917 | 1148530000 | SL 5.08HC/21/180 3.2SN BK BX | PCB plug-in connector, male header, open side, THT solder connection, 5.08 mm, Number of poles: 21, 180°, Solder pin length (l): 3.2 mm, tinned, black, Box
31918 | 1148510000 | SL 5.08HC/20/180 3.2SN BK BX | PCB plug-in connector, male header, open side, THT solder connection, 5.08 mm, Number of poles: 20, 180°, Solder pin length (l): 3.2 mm, tinned, black, Box
31919 | 1148480000 | SL 5.08HC/19/180 3.2SN BK BX | PCB plug-in connector, male header, open side, THT solder connection, 5.08 mm, Number of poles: 19, 180°, Solder pin length (l): 3.2 mm, tinned, black, Box
31920 | 1148450000 | SL 5.08HC/18/180 3.2SN BK BX | PCB plug-in connector, male header, open side, THT solder connection, 5.08 mm, Number of poles: 18, 180°, Solder pin length (l): 3.2 mm, tinned, black, Box
31921 | 1148430000 | SL 5.08HC/17/180 3.2SN BK BX | PCB plug-in connector, male header, open side, THT solder connection, 5.08 mm, Number of poles: 17, 180°, Solder pin length (l): 3.2 mm, tinned, black, Box
31922 | 2555100000 | CH20M22 B BK/RD 2010 | Modular housing, OMNIMATE Housing - series CH20M black, Width: 22.5 mm
31923 | 2004700000 | CH20M22 B BUS FE BK/OR | Modular housing, OMNIMATE Housing - series CH20M black, Width: 22.5 mm
31924 | 1543170000 | BVZ 7.62HP/06/180MF6 SN BK BX | PCB plug-in connector, female plug, 7.62 mm, Number of poles: 6, 180°, Clamping yoke connection, Clamping range, max. : 10 mm², Box
31925 | 1543150000 | BVZ 7.62HP/06/180MF5 SN BK BX | PCB plug-in connector, female plug, 7.62 mm, Number of poles: 6, 180°, Clamping yoke connection, Clamping range, max. : 10 mm², Box
31926 | 1543130000 | BVZ 7.62HP/06/180MF4 SN BK BX | PCB plug-in connector, female plug, 7.62 mm, Number of poles: 6, 180°, Clamping yoke connection, Clamping range, max. : 10 mm², Box
31927 | 1543110000 | BVZ 7.62HP/06/180MF3 SN BK BX | PCB plug-in connector, female plug, 7.62 mm, Number of poles: 6, 180°, Clamping yoke connection, Clamping range, max. : 10 mm², Box
31928 | 1543080000 | BVZ 7.62HP/06/180MF2 SN BK BX | PCB plug-in connector, female plug, 7.62 mm, Number of poles: 6, 180°, Clamping yoke connection, Clamping range, max. : 10 mm², Box
31929 | 2627950000 | BUF 10.16IT/04/180MSF4SH200 AG BK BX | PCB plug-in connector, female plug, 10.16 mm, Number of poles: 4, 180°, PUSH IN with actuator, Clamping range, max. : 16 mm²
31930 | 2627940000 | BUF 10.16IT/04/180MSF3SH200 AG BK BX | PCB plug-in connector, female plug, 10.16 mm, Number of poles: 4, 180°, PUSH IN with actuator, Clamping range, max. : 16 mm²
31931 | 2627930000 | BUF 10.16IT/03/180MSF3SH200 AG BK BX | PCB plug-in connector, female plug, 10.16 mm, Number of poles: 3, 180°, PUSH IN with actuator, Clamping range, max. : 16 mm²
31932 | 2627920000 | BUF 10.16IT/04/180MSF2SH200 AG BK BX | PCB plug-in connector, female plug, 10.16 mm, Number of poles: 4, 180°, PUSH IN with actuator, Clamping range, max. : 16 mm²
31933 | 2627910000 | BUF 10.16IT/03/180MSF2SH200 AG BK BX | PCB plug-in connector, female plug, 10.16 mm, Number of poles: 3, 180°, PUSH IN with actuator, Clamping range, max. : 16 mm²
31934 | 2627900000 | BUF 10.16IT/04/180MSF4SH180 AG BK BX | PCB plug-in connector, female plug, 10.16 mm, Number of poles: 4, 180°, PUSH IN with actuator, Clamping range, max. : 16 mm²
31935 | 2627890000 | BUF 10.16IT/04/180MSF3SH180 AG BK BX | PCB plug-in connector, female plug, 10.16 mm, Number of poles: 4, 180°, PUSH IN with actuator, Clamping range, max. : 16 mm²
31936 | 2627880000 | BUF 10.16IT/03/180MSF3SH180 AG BK BX | PCB plug-in connector, female plug, 10.16 mm, Number of poles: 3, 180°, PUSH IN with actuator, Clamping range, max. : 16 mm²
31937 | 2627870000 | BUF 10.16IT/04/180MSF2SH180 AG BK BX | PCB plug-in connector, female plug, 10.16 mm, Number of poles: 4, 180°, PUSH IN with actuator, Clamping range, max. : 16 mm²
31938 | 2627860000 | BUF 10.16IT/03/180MSF2SH180 AG BK BX | PCB plug-in connector, female plug, 10.16 mm, Number of poles: 3, 180°, PUSH IN with actuator, Clamping range, max. : 16 mm²
31939 | 2627850000 | BUF 10.16IT/04/180MSF4SH160 AG BK BX | PCB plug-in connector, female plug, 10.16 mm, Number of poles: 4, 180°, PUSH IN with actuator, Clamping range, max. : 16 mm²
31940 | 2627840000 | BUF 10.16IT/04/180MSF3SH160 AG BK BX | PCB plug-in connector, female plug, 10.16 mm, Number of poles: 4, 180°, PUSH IN with actuator, Clamping range, max. : 16 mm²
31941 | 2627830000 | BUF 10.16IT/03/180MSF3SH160 AG BK BX | PCB plug-in connector, female plug, 10.16 mm, Number of poles: 3, 180°, PUSH IN with actuator, Clamping range, max. : 16 mm²
31942 | 2627820000 | BUF 10.16IT/04/180MSF2SH160 AG BK BX | PCB plug-in connector, female plug, 10.16 mm, Number of poles: 4, 180°, PUSH IN with actuator, Clamping range, max. : 16 mm²
31943 | 2627810000 | BUF 10.16IT/03/180MSF2SH160 AG BK BX | PCB plug-in connector, female plug, 10.16 mm, Number of poles: 3, 180°, PUSH IN with actuator, Clamping range, max. : 16 mm²
31944 | 2627800000 | BUF 10.16IT/04/180MF4SH200 AG BK BX | PCB plug-in connector, female plug, 10.16 mm, Number of poles: 4, 180°, PUSH IN with actuator, Clamping range, max. : 16 mm²
31945 | 2627790000 | BUF 10.16IT/04/180MF3SH200 AG BK BX | PCB plug-in connector, female plug, 10.16 mm, Number of poles: 4, 180°, PUSH IN with actuator, Clamping range, max. : 16 mm²
31946 | 2627780000 | BUF 10.16IT/03/180MF3SH200 AG BK BX | PCB plug-in connector, female plug, 10.16 mm, Number of poles: 3, 180°, PUSH IN with actuator, Clamping range, max. : 16 mm²
31947 | 2627770000 | BUF 10.16IT/04/180MF2SH200 AG BK BX | PCB plug-in connector, female plug, 10.16 mm, Number of poles: 4, 180°, PUSH IN with actuator, Clamping range, max. : 16 mm²
31948 | 2627760000 | BUF 10.16IT/03/180MF2SH200 AG BK BX | PCB plug-in connector, female plug, 10.16 mm, Number of poles: 3, 180°, PUSH IN with actuator, Clamping range, max. : 16 mm²
31949 | 2627750000 | BUF 10.16IT/04/180MF4SH180 AG BK BX | PCB plug-in connector, female plug, 10.16 mm, Number of poles: 4, 180°, PUSH IN with actuator, Clamping range, max. : 16 mm²
31950 | 2627740000 | BUF 10.16IT/04/180MF3SH180 AG BK BX | PCB plug-in connector, female plug, 10.16 mm, Number of poles: 4, 180°, PUSH IN with actuator, Clamping range, max. : 16 mm²
31951 | 2627730000 | BUF 10.16IT/03/180MF3SH180 AG BK BX | PCB plug-in connector, female plug, 10.16 mm, Number of poles: 3, 180°, PUSH IN with actuator, Clamping range, max. : 16 mm²
31952 | 2627720000 | BUF 10.16IT/04/180MF2SH180 AG BK BX | PCB plug-in connector, female plug, 10.16 mm, Number of poles: 4, 180°, PUSH IN with actuator, Clamping range, max. : 16 mm²
31953 | 2627710000 | BUF 10.16IT/03/180MF2SH180 AG BK BX | PCB plug-in connector, female plug, 10.16 mm, Number of poles: 3, 180°, PUSH IN with actuator, Clamping range, max. : 16 mm²
31954 | 2627700000 | BUF 10.16IT/04/180MF3SH160 AG BK BX | PCB plug-in connector, female plug, 10.16 mm, Number of poles: 4, 180°, PUSH IN with actuator, Clamping range, max. : 16 mm²
31955 | 2627690000 | BUF 10.16IT/03/180MF3SH160 AG BK BX | PCB plug-in connector, female plug, 10.16 mm, Number of poles: 3, 180°, PUSH IN with actuator, Clamping range, max. : 16 mm²
31956 | 2627680000 | BUF 10.16IT/04/180MF2SH160 AG BK BX | PCB plug-in connector, female plug, 10.16 mm, Number of poles: 4, 180°, PUSH IN with actuator, Clamping range, max. : 16 mm²
31957 | 2627260000 | BUF 10.16IT/03/180MF2SH160 AG BK BX | PCB plug-in connector, female plug, 10.16 mm, Number of poles: 3, 180°, PUSH IN with actuator, Clamping range, max. : 16 mm²
31958 | 2585830000 | BUZ 10.16IT/02/180MF AG BK BX PRT | PCB plug-in connector, female plug, 10.16 mm, Number of poles: 2, 180°, Clamping yoke connection, Clamping range, max. : 16 mm², Box
31959 | 2493360000 | BUF 10.16IT/04/180SF AG BK BX | PCB plug-in connector, female plug, 10.16 mm, Number of poles: 4, 180°, PUSH IN with actuator, Clamping range, max. : 16 mm², Box
31960 | 2493320000 | BUF 10.16IT/04/180F AG BK BX | PCB plug-in connector, female plug, 10.16 mm, Number of poles: 4, 180°, PUSH IN with actuator, Clamping range, max. : 16 mm², Box
31961 | 1430130000 | BVF 7.62HP/05/180MF2 SN BK BX | PCB plug-in connector, female plug, 7.62 mm, Number of poles: 5, 180°, PUSH IN without actuator, Tension-clamp connection, Clamping range, max. : 10 mm², Box
31962 | 1430100000 | BVF 7.62HP/05/180MSF2 SN BK BX | PCB plug-in connector, female plug, 7.62 mm, Number of poles: 5, 180°, PUSH IN without actuator, Tension-clamp connection, Clamping range, max. : 10 mm², Box
31963 | 1190580000 | BVF 7.62HP/07/180F SN BK BX | PCB plug-in connector, female plug, 7.62 mm, Number of poles: 7, 180°, PUSH IN without actuator, Tension-clamp connection, Clamping range, max. : 10 mm², Box
31964 | 1157470000 | BVF 7.62HP/03/180MSF2 BCF/08R SN BK BX | PCB plug-in connector, female plug, 7.62 mm, Number of poles: 3, 180°, PUSH IN with actuator, PUSH IN without actuator, Clamping range, max. : 10 mm², Box
31965 | 1157190000 | BVF 7.62HP/03/180MSF3 BCF/08R SN BK BX | PCB plug-in connector, female plug, 7.62 mm, Number of poles: 3, 180°, PUSH IN with actuator, PUSH IN without actuator, Clamping range, max. : 10 mm², Box
31966 | 1157170000 | BVF 7.62HP/03/180MF3 BCF/08R SN BK BX | PCB plug-in connector, female plug, 7.62 mm, Number of poles: 3, 180°, PUSH IN with actuator, PUSH IN without actuator, Clamping range, max. : 10 mm², Box
31967 | 1157130000 | BVF 7.62HP/03/180MF2 BCF/08R SN BK BX | PCB plug-in connector, female plug, 7.62 mm, Number of poles: 3, 180°, PUSH IN with actuator, PUSH IN without actuator, Clamping range, max. : 10 mm², Box
31968 | 1156470000 | BVF 7.62HP/04/180 BCF/08R SN BK BX | PCB plug-in connector, female plug, 7.62 mm, Number of poles: 4, 180°, PUSH IN with actuator, PUSH IN without actuator, Clamping range, max. : 10 mm², Box
31969 | 1082020000 | BVF 7.62HP/04/180MF4 BCF/06R SN BK BX | PCB plug-in connector, female plug, 7.62 mm, Number of poles: 4, 180°, PUSH IN with actuator, PUSH IN without actuator, Clamping range, max. : 10 mm², Box
31970 | 1081750000 | BVF 7.62HP/04/180MSF4 BCF/06R SN BK BX | PCB plug-in connector, female plug, 7.62 mm, Number of poles: 4, 180°, PUSH IN with actuator, PUSH IN without actuator, Clamping range, max. : 10 mm², Box
31971 | 1081660000 | BVF 7.62HP/04/180MSF4 BCF/04R SN BK BX | PCB plug-in connector, female plug, 7.62 mm, Number of poles: 4, 180°, PUSH IN with actuator, PUSH IN without actuator, Clamping range, max. : 10 mm², Box
31972 | 1080610000 | BVF 7.62HP/05/180 BCF/06R SN BK BX | PCB plug-in connector, female plug, 7.62 mm, Number of poles: 5, 180°, PUSH IN with actuator, PUSH IN without actuator, Clamping range, max. : 10 mm², Box
31973 | 1080530000 | BVF 7.62HP/05/180 BCF/04R SN BK BX | PCB plug-in connector, female plug, 7.62 mm, Number of poles: 5, 180°, PUSH IN with actuator, PUSH IN without actuator, Clamping range, max. : 10 mm², Box
31974 | 2538220000 | BLF 3.50/15/180LR SN BK BX | PCB plug-in connector, female plug, 3.50 mm, Number of poles: 15, 180°, PUSH IN with actuator, Tension-clamp connection, Clamping range, max. : 1.5 mm², Box
31975 | 2538210000 | BLF 3.50/14/180LR SN BK BX | PCB plug-in connector, female plug, 3.50 mm, Number of poles: 14, 180°, PUSH IN with actuator, Tension-clamp connection, Clamping range, max. : 1.5 mm², Box
31976 | 2538200000 | BLF 3.50/13/180LR SN BK BX | PCB plug-in connector, female plug, 3.50 mm, Number of poles: 13, 180°, PUSH IN with actuator, Tension-clamp connection, Clamping range, max. : 1.5 mm², Box
31977 | 2538140000 | BLF 3.50/15/180LH SN BK BX | PCB plug-in connector, female plug, 3.50 mm, Number of poles: 15, 180°, PUSH IN with actuator, Tension-clamp connection, Clamping range, max. : 1.5 mm², Box
31978 | 2538130000 | BLF 3.50/14/180LH SN BK BX | PCB plug-in connector, female plug, 3.50 mm, Number of poles: 14, 180°, PUSH IN with actuator, Tension-clamp connection, Clamping range, max. : 1.5 mm², Box
31979 | 2538120000 | BLF 3.50/13/180LH SN BK BX | PCB plug-in connector, female plug, 3.50 mm, Number of poles: 13, 180°, PUSH IN with actuator, Tension-clamp connection, Clamping range, max. : 1.5 mm², Box
31980 | 2537960000 | BLF 3.50/15/180F SN BK BX | PCB plug-in connector, female plug, 3.50 mm, Number of poles: 15, 180°, PUSH IN with actuator, Tension-clamp connection, Clamping range, max. : 1.5 mm², Box
31981 | 2537950000 | BLF 3.50/14/180F SN BK BX | PCB plug-in connector, female plug, 3.50 mm, Number of poles: 14, 180°, PUSH IN with actuator, Tension-clamp connection, Clamping range, max. : 1.5 mm², Box
31982 | 2537870000 | BLF 3.50/13/180F SN BK BX | PCB plug-in connector, female plug, 3.50 mm, Number of poles: 13, 180°, PUSH IN with actuator, Tension-clamp connection, Clamping range, max. : 1.5 mm², Box
31983 | 2460080000 | BLF 3.50/15/180LH SN OR BX | PCB plug-in connector, female plug, 3.50 mm, Number of poles: 15, 180°, PUSH IN with actuator, Tension-clamp connection, Clamping range, max. : 1.5 mm², Box
31984 | 2460070000 | BLF 3.50/14/180LH SN OR BX | PCB plug-in connector, female plug, 3.50 mm, Number of poles: 14, 180°, PUSH IN with actuator, Tension-clamp connection, Clamping range, max. : 1.5 mm², Box
31985 | 2460060000 | BLF 3.50/13/180LH SN OR BX | PCB plug-in connector, female plug, 3.50 mm, Number of poles: 13, 180°, PUSH IN with actuator, Tension-clamp connection, Clamping range, max. : 1.5 mm², Box
31986 | 2459810000 | BLF 3.50/15/180LR SN OR BX | PCB plug-in connector, female plug, 3.50 mm, Number of poles: 15, 180°, PUSH IN with actuator, Tension-clamp connection, Clamping range, max. : 1.5 mm², Box
31987 | 2459800000 | BLF 3.50/14/180LR SN OR BX | PCB plug-in connector, female plug, 3.50 mm, Number of poles: 14, 180°, PUSH IN with actuator, Tension-clamp connection, Clamping range, max. : 1.5 mm², Box
31988 | 2459790000 | BLF 3.50/13/180LR SN OR BX | PCB plug-in connector, female plug, 3.50 mm, Number of poles: 13, 180°, PUSH IN with actuator, Tension-clamp connection, Clamping range, max. : 1.5 mm², Box
31989 | 2459520000 | BLF 3.50/15/180F SN OR BX | PCB plug-in connector, female plug, 3.50 mm, Number of poles: 15, 180°, PUSH IN with actuator, Tension-clamp connection, Clamping range, max. : 1.5 mm², Box
31990 | 2459510000 | BLF 3.50/14/180F SN OR BX | PCB plug-in connector, female plug, 3.50 mm, Number of poles: 14, 180°, PUSH IN with actuator, Tension-clamp connection, Clamping range, max. : 1.5 mm², Box
31991 | 2459500000 | BLF 3.50/13/180F SN OR BX | PCB plug-in connector, female plug, 3.50 mm, Number of poles: 13, 180°, PUSH IN with actuator, Tension-clamp connection, Clamping range, max. : 1.5 mm², Box
31992 | 2459200000 | BLF 3.50/17/180 SN OR BX | PCB plug-in connector, female plug, 3.50 mm, Number of poles: 17, 180°, PUSH IN with actuator, Tension-clamp connection, Clamping range, max. : 1.5 mm², Box
31993 | 2459190000 | BLF 3.50/16/180 SN OR BX | PCB plug-in connector, female plug, 3.50 mm, Number of poles: 16, 180°, PUSH IN with actuator, Tension-clamp connection, Clamping range, max. : 1.5 mm², Box
31994 | 2459180000 | BLF 3.50/15/180 SN OR BX | PCB plug-in connector, female plug, 3.50 mm, Number of poles: 15, 180°, PUSH IN with actuator, Tension-clamp connection, Clamping range, max. : 1.5 mm², Box
31995 | 2054700000 | B2CF 3.50/32/180LRZE SN OR BX | PCB plug-in connector, female plug, 3.50 mm, Number of poles: 32, 180°, PUSH IN with actuator, Tension-clamp connection, Clamping range, max. : 1.5 mm², Box
31996 | 1376030000 | B2CF 3.50/32/180LH SN OR BX | PCB plug-in connector, female plug, 3.50 mm, Number of poles: 32, 180°, PUSH IN with actuator, Tension-clamp connection, Clamping range, max. : 1.5 mm², Box
31997 | 1376020000 | B2CF 3.50/30/180LH SN OR BX | PCB plug-in connector, female plug, 3.50 mm, Number of poles: 30, 180°, PUSH IN with actuator, Tension-clamp connection, Clamping range, max. : 1.5 mm², Box
31998 | 1376010000 | B2CF 3.50/28/180LH SN OR BX | PCB plug-in connector, female plug, 3.50 mm, Number of poles: 28, 180°, PUSH IN with actuator, Tension-clamp connection, Clamping range, max. : 1.5 mm², Box
31999 | 1375840000 | B2CF 3.50/30/180LH SN BK BX | PCB plug-in connector, female plug, 3.50 mm, Number of poles: 30, 180°, PUSH IN with actuator, Tension-clamp connection, Clamping range, max. : 1.5 mm², Box
32000 | 1375830000 | B2CF 3.50/28/180LH SN BK BX | PCB plug-in connector, female plug, 3.50 mm, Number of poles: 28, 180°, PUSH IN with actuator, Tension-clamp connection, Clamping range, max. : 1.5 mm², Box
32001 | 1278370000 | B2CF 3.50/28/180LR SN BK BX | PCB plug-in connector, female plug, 3.50 mm, Number of poles: 28, 180°, PUSH IN with actuator, Tension-clamp connection, Clamping range, max. : 1.5 mm², Box
32002 | 1278180000 | B2CF 3.50/30/180LR SN OR BX | PCB plug-in connector, female plug, 3.50 mm, Number of poles: 30, 180°, PUSH IN with actuator, Tension-clamp connection, Clamping range, max. : 1.5 mm², Box
32003 | 1278170000 | B2CF 3.50/28/180LR SN OR BX | PCB plug-in connector, female plug, 3.50 mm, Number of poles: 28, 180°, PUSH IN with actuator, Tension-clamp connection, Clamping range, max. : 1.5 mm², Box
32004 | 1277980000 | B2CF 3.50/26/180F SN BK BX | PCB plug-in connector, female plug, 3.50 mm, Number of poles: 26, 180°, PUSH IN with actuator, Tension-clamp connection, Clamping range, max. : 1.5 mm², Box
32005 | 1277820000 | B2CF 3.50/30/180F SN OR BX | PCB plug-in connector, female plug, 3.50 mm, Number of poles: 30, 180°, PUSH IN with actuator, Tension-clamp connection, Clamping range, max. : 1.5 mm², Box
32006 | 1277810000 | B2CF 3.50/28/180F SN OR BX | PCB plug-in connector, female plug, 3.50 mm, Number of poles: 28, 180°, PUSH IN with actuator, Tension-clamp connection, Clamping range, max. : 1.5 mm², Box
32007 | 1277790000 | B2CF 3.50/26/180F SN OR BX | PCB plug-in connector, female plug, 3.50 mm, Number of poles: 26, 180°, PUSH IN with actuator, Tension-clamp connection, Clamping range, max. : 1.5 mm², Box
32008 | 1277630000 | B2CF 3.50/34/180 SN BK BX | PCB plug-in connector, female plug, 3.50 mm, Number of poles: 34, 180°, PUSH IN with actuator, Tension-clamp connection, Clamping range, max. : 1.5 mm², Box
32009 | 1277440000 | B2CF 3.50/34/180 SN OR BX | PCB plug-in connector, female plug, 3.50 mm, Number of poles: 34, 180°, PUSH IN with actuator, Tension-clamp connection, Clamping range, max. : 1.5 mm², Box
32010 | 1277430000 | B2CF 3.50/32/180 SN OR BX | PCB plug-in connector, female plug, 3.50 mm, Number of poles: 32, 180°, PUSH IN with actuator, Tension-clamp connection, Clamping range, max. : 1.5 mm², Box
32011 | 1277420000 | B2CF 3.50/30/180 SN OR BX | PCB plug-in connector, female plug, 3.50 mm, Number of poles: 30, 180°, PUSH IN with actuator, Tension-clamp connection, Clamping range, max. : 1.5 mm², Box
32012 | 2001030000 | LS2HF 3.50/22/90 3.5SN OR BX | Printed circuit board terminals, 3.50 mm, Number of poles: 22, 90°, Solder pin length (l): 3.5 mm, orange, PUSH IN with actuator, Clamping range, max. : 1.5 mm², Box
32013 | 2001040000 | LS2HF 3.50/24/90 3.5SN OR BX | Printed circuit board terminals, 3.50 mm, Number of poles: 24, 90°, Solder pin length (l): 3.5 mm, orange, PUSH IN with actuator, Clamping range, max. : 1.5 mm², Box
32014 | 2594950000 | PB-FEED 160 50/02RF AG BK BX | PCB plug-in connector, Box
32015 | 1164800000 | CH20M45 FC BK 2010 | Modular housing, OMNIMATE Housing - series CH20M black, Width: 45 mm
32016 | 1104450000 | CH20M22 B BK/OR | Modular housing, OMNIMATE Housing - series CH20M black, Width: 22.5 mm
32017 | 1156600000 | BUZ 10.16IT/02/180MF AG BK BX | PCB plug-in connector, female plug, 10.16 mm, Number of poles: 2, 180°, Clamping yoke connection, Clamping range, max. : 16 mm², Box
32018 | 1080630000 | CH20M22 S PSCSC BK 2010 | Modular housing, OMNIMATE Housing - series CH20M black, Width: 22.5 mm
32019 | 1124770000 | SVF 7.62HP/04/180FI SN BK BX | PCB plug-in connector, male plug, 7.62 mm, Number of poles: 4, 180°, PUSH IN without actuator, Tension-clamp connection, Clamping range, max. : 10 mm², Box
32020 | 1155520000 | SL 5.08HC/20/90G 3.2SN BK BX | PCB plug-in connector, male header, closed side, THT solder connection, 5.08 mm, Number of poles: 20, 90°, Solder pin length (l): 3.2 mm, tinned, black, Box
32021 | 1148690000 | SL 5.08HC/09/180F 3.2SN BK BX | PCB plug-in connector, male header, Flange, THT solder connection, 5.08 mm, Number of poles: 9, 180°, Solder pin length (l): 3.2 mm, tinned, black, Box
32022 | 1148720000 | SL 5.08HC/10/180F 3.2SN BK BX | PCB plug-in connector, male header, Flange, THT solder connection, 5.08 mm, Number of poles: 10, 180°, Solder pin length (l): 3.2 mm, tinned, black, Box
32023 | 1081150000 | BVF 7.62HP/04/180MF4 BCF/04R SN BK BX | PCB plug-in connector, female plug, 7.62 mm, Number of poles: 4, 180°, PUSH IN with actuator, PUSH IN without actuator, Clamping range, max. : 10 mm², Box
32024 | 1104420000 | CH20M45 F BK 2010 | Modular housing, OMNIMATE Housing - series CH20M black, Width: 45 mm
32025 | 1190590000 | BVF 7.62HP/07/180SF SN BK BX | PCB plug-in connector, female plug, 7.62 mm, Number of poles: 7, 180°, PUSH IN without actuator, Tension-clamp connection, Clamping range, max. : 10 mm², Box
32026 | 1177010000 | CH20M22 B FE BK/OR | Modular housing, OMNIMATE Housing - series CH20M black, Width: 22.5 mm
32027 | 1243030000 | CH20M22 B BUS BK/BK | Modular housing, OMNIMATE Housing - series CH20M black, Width: 22.5 mm
32028 | 1139790000 | CH20M22 S PPP BK 2010 | Modular housing, OMNIMATE Housing - series CH20M black, Width: 22.5 mm
32029 | 1278190000 | B2CF 3.50/32/180LR SN OR BX | PCB plug-in connector, female plug, 3.50 mm, Number of poles: 32, 180°, PUSH IN with actuator, Tension-clamp connection, Clamping range, max. : 1.5 mm², Box
32030 | 1278380000 | B2CF 3.50/30/180LR SN BK BX | PCB plug-in connector, female plug, 3.50 mm, Number of poles: 30, 180°, PUSH IN with actuator, Tension-clamp connection, Clamping range, max. : 1.5 mm², Box
32031 | 1278390000 | B2CF 3.50/32/180LR SN BK BX | PCB plug-in connector, female plug, 3.50 mm, Number of poles: 32, 180°, PUSH IN with actuator, Tension-clamp connection, Clamping range, max. : 1.5 mm², Box
32032 | 1277610000 | B2CF 3.50/30/180 SN BK BX | PCB plug-in connector, female plug, 3.50 mm, Number of poles: 30, 180°, PUSH IN with actuator, Tension-clamp connection, Clamping range, max. : 1.5 mm², Box
32033 | 1277620000 | B2CF 3.50/32/180 SN BK BX | PCB plug-in connector, female plug, 3.50 mm, Number of poles: 32, 180°, PUSH IN with actuator, Tension-clamp connection, Clamping range, max. : 1.5 mm², Box
32034 | 1277990000 | B2CF 3.50/28/180F SN BK BX | PCB plug-in connector, female plug, 3.50 mm, Number of poles: 28, 180°, PUSH IN with actuator, Tension-clamp connection, Clamping range, max. : 1.5 mm², Box
32035 | 1278000000 | B2CF 3.50/30/180F SN BK BX | PCB plug-in connector, female plug, 3.50 mm, Number of poles: 30, 180°, PUSH IN with actuator, Tension-clamp connection, Clamping range, max. : 1.5 mm², Box
32036 | 1375850000 | B2CF 3.50/32/180LH SN BK BX | PCB plug-in connector, female plug, 3.50 mm, Number of poles: 32, 180°, PUSH IN with actuator, Tension-clamp connection, Clamping range, max. : 1.5 mm², Box
32037 | 1000890000 | BLDF 5.08/05/180 SN BK BX | PCB plug-in connector, female plug, 5.08 mm, Number of poles: 5, 180°, PUSH IN with actuator, Tension-clamp connection, Clamping range, max. : 3.31 mm², Box
32038 | 1000950000 | BLDF 5.08/03/180F SN BK BX | PCB plug-in connector, female plug, 5.08 mm, Number of poles: 3, 180°, PUSH IN with actuator, Tension-clamp connection, Clamping range, max. : 3.31 mm², Box
32039 | 1000990000 | BLDF 5.08/07/180F SN BK BX | PCB plug-in connector, female plug, 5.08 mm, Number of poles: 7, 180°, PUSH IN with actuator, Tension-clamp connection, Clamping range, max. : 3.31 mm², Box
32040 | 1001000000 | BLDF 5.08/08/180F SN BK BX | PCB plug-in connector, female plug, 5.08 mm, Number of poles: 8, 180°, PUSH IN with actuator, Tension-clamp connection, Clamping range, max. : 3.31 mm², Box
32041 | 1001020000 | BLDF 5.08/03/180LR SN BK BX | PCB plug-in connector, female plug, 5.08 mm, Number of poles: 3, 180°, PUSH IN with actuator, Tension-clamp connection, Clamping range, max. : 3.31 mm², Box
32042 | 1001060000 | BLDF 5.08/07/180LR SN BK BX | PCB plug-in connector, female plug, 5.08 mm, Number of poles: 7, 180°, PUSH IN with actuator, Tension-clamp connection, Clamping range, max. : 3.31 mm², Box
32043 | 1001070000 | BLDF 5.08/08/180LR SN BK BX | PCB plug-in connector, female plug, 5.08 mm, Number of poles: 8, 180°, PUSH IN with actuator, Tension-clamp connection, Clamping range, max. : 3.31 mm², Box
32044 | 1001140000 | BLDF 5.08/08/180LH SN BK BX | PCB plug-in connector, female plug, 5.08 mm, Number of poles: 8, 180°, PUSH IN with actuator, Tension-clamp connection, Clamping range, max. : 3.31 mm², Box
32045 | 1001180000 | BLDF 5.08/05/180 SN OR BX | PCB plug-in connector, female plug, 5.08 mm, Number of poles: 5, 180°, PUSH IN with actuator, Tension-clamp connection, Clamping range, max. : 3.31 mm², Box
32046 | 1012060000 | BLDF 5.08/03/180F SN OR BX | PCB plug-in connector, female plug, 5.08 mm, Number of poles: 3, 180°, PUSH IN with actuator, Tension-clamp connection, Clamping range, max. : 3.31 mm², Box
32047 | 1065110000 | BLDF 5.08/07/180F SN OR BX | PCB plug-in connector, female plug, 5.08 mm, Number of poles: 7, 180°, PUSH IN with actuator, Tension-clamp connection, Clamping range, max. : 3.31 mm², Box
32048 | 1065120000 | BLDF 5.08/08/180F SN OR BX | PCB plug-in connector, female plug, 5.08 mm, Number of poles: 8, 180°, PUSH IN with actuator, Tension-clamp connection, Clamping range, max. : 3.31 mm², Box
32049 | 1065140000 | BLDF 5.08/03/180LR SN OR BX | PCB plug-in connector, female plug, 5.08 mm, Number of poles: 3, 180°, PUSH IN with actuator, Tension-clamp connection, Clamping range, max. : 3.31 mm², Box
32050 | 1065180000 | BLDF 5.08/07/180LR SN OR BX | PCB plug-in connector, female plug, 5.08 mm, Number of poles: 7, 180°, PUSH IN with actuator, Tension-clamp connection, Clamping range, max. : 3.31 mm², Box
32051 | 1065190000 | BLDF 5.08/08/180LR SN OR BX | PCB plug-in connector, female plug, 5.08 mm, Number of poles: 8, 180°, PUSH IN with actuator, Tension-clamp connection, Clamping range, max. : 3.31 mm², Box
32052 | 1065270000 | BLDF 5.08/08/180LH SN OR BX | PCB plug-in connector, female plug, 5.08 mm, Number of poles: 8, 180°, PUSH IN with actuator, Tension-clamp connection, Clamping range, max. : 3.31 mm², Box
32053 | 1069080000 | WS 10/6 MC M NE BL | WS, Terminal marker, 10 x 6 mm, Pitch in mm (P): 6.00 Weidmueller, Allen-Bradley, blue
32054 | 1070160000 | SL 5.00/18/90 3.2SN GR BX | PCB plug-in connector, male header, open side, THT solder connection, 5.00 mm, Number of poles: 18, 90°, Solder pin length (l): 3.2 mm, tinned, grey, Box
32055 | 1083260000 | SFX 30/60 MC SDR | SlimFix X, Conductor and cable markers, 7 - 40 mm, 60 x 30 mm, To customer specification
32056 | 1111480000 | SL 5.00/04/180 3.2SN BK BX | PCB plug-in connector, male header, open side, THT solder connection, 5.00 mm, Number of poles: 4, 180°, Solder pin length (l): 3.2 mm, tinned, black, Box
32057 | 1112910000 | WAD 5 MC NE WS | Group markers, Cover, 33.3 x 5 mm, Pitch in mm (P): 5.00 white
32058 | 1112920000 | WAD 5 MC NE GE | Group markers, Cover, 33.3 x 5 mm, Pitch in mm (P): 5.00 yellow
32059 | 1112940000 | WAD 8 MC NE WS | Group markers, Cover, 33.3 x 8 mm, Pitch in mm (P): 8.00 white
32060 | 1115640000 | SL-SMT 3.50/09/180G 3.2SN BK TR | PCB plug-in connector, male header, closed side, THT/THR solder connection, 3.50 mm, Number of poles: 9, 180°, Solder pin length (l): 3.2 mm, tinned, black, Tray
32061 | 1119700000 | ZDK 4-2/2AN | Feed-through terminal, Double-tier terminal, Tension-clamp connection, 4 mm², 800 V, 32 A, dark beige
32062 | 1120450000 | WAD 5 MC B GE/SW | Group markers, Cover, 33.3 x 5 mm, Pitch in mm (P): 5.00 yellow
32063 | 1120470000 | WAD 8 MC B GE/SW | Group markers, Cover, 33.3 x 8 mm, Pitch in mm (P): 8.00 yellow
32064 | 1137350000 | BLZP 5.08HC/10/180 SN GN BX | PCB plug-in connector, female plug, 5.08 mm, Number of poles: 10, 180°, Clamping yoke connection, Clamping range, max. : 4 mm², Box
32065 | 1142560000 | ZP 2.5/1AN/QV/5 GN/BE | Z-series, Plug-in connector, Direct mounting
32066 | 1216230000 | HBT 6,0 - 4,6 GE | cable lug, terminal end,Insulated cable connector,4 mm² - 6 mm²,yellow
32067 | 1232620000 | SAIH-PB-2XAWG24(PUR) | Bus line, Number of poles: 2, Shielded: Yes, LED: No, Sheath material: PUR, Halogen: No
32068 | 1232630000 | SAIH-PB-PA-2X1.0-PVC-BL | Bus line, Number of poles: 2, Shielded: Yes, LED: No, Sheath material: PVC, Halogen: Yes
32069 | 1232640000 | SAIH-PB-PA-2X1.0(PVC) | Bus line, Number of poles: 2, Shielded: Yes, LED: No, Sheath material: PVC, Halogen: Yes
32070 | 1233340000 | HBT 1,5 - 4,6 RT | cable lug, terminal end,Insulated cable connector,0.5 mm² - 1.5 mm²,red
32071 | 1254870000 | VSSO WM4 C | Photovoltaics
32072 | 1271690000 | CLI C 1-6 GE/SW X1 MP | CableLine, Conductor and cable markers, 2.5 - 5 mm, 6 x 4.2 mm, yellow
32073 | 1271700000 | CLI C 1-6 GE/SW X2 MP | CableLine, Conductor and cable markers, 2.5 - 5 mm, 6 x 4.2 mm, yellow
32074 | 1283480000 | TS END CAP 35X15 | Accessories, Cover cap, End plate, Polypropylene
32075 | 1288590000 | PGK 4 BT BK | OMNIMATE Power - series PGK, Feed-through terminal, Rated cross-section: 4 mm², Wemid (PA), Direct mounting, Feed-through (bushing)
32076 | 1312440000 | HBT 1,5 - 3,0 RT | cable lug, terminal end,Insulated cable connector,0.5 mm² - 1.5 mm²,red
32077 | 1312450000 | HBT 2,5 - 3,0 BL | cable lug, terminal end,Insulated cable connector,1.5 mm² - 2.5 mm²,blue
32078 | 1323490000 | SFX 9/24 S MC SDR | SlimFix X, Conductor and cable markers, 7 - 40 mm, 24 x 13.62 mm, To customer specification
32079 | 1323720000 | TM-I 12/18 MC SDR | TM-I, Insert markers, 30 x 4 mm, To customer specification
32080 | 1324790000 | SL 5.08HC/12/90F 3.2SN GN BX | PCB plug-in connector, male header, Flange, THT solder connection, 5.08 mm, Number of poles: 12, 90°, Solder pin length (l): 3.2 mm, Pale green, Box
32081 | 1324850000 | BLT 5.08HC/12/180F SN GN BX | PCB plug-in connector, female plug, 5.08 mm, Number of poles: 12, 180°, TOP connection, Clamping range, max. : 2.5 mm², Box
32082 | 1327680000 | CC-M 30/60 AL | MetalliCard, Device markers, 30 x 60 mm, silver
32083 | 1327690000 | CC-M 30/60 ST | MetalliCard, Device markers, 30 x 60 mm, silver
32084 | 1327850000 | CC-M 30/60 2X3 AL | MetalliCard, Device markers, 30 x 60 mm, silver
32085 | 1327870000 | CC-M 30/60 2X3 ST | MetalliCard, Device markers, 30 x 60 mm, silver
32086 | 1335400000 | SLF 5.08/09/180 SN OR BX | PCB plug-in connector, male plug, 5.08 mm, Number of poles: 9, 180°, PUSH IN with actuator, Tension-clamp connection, Clamping range, max. : 3.31 mm², Box
32087 | 1335490000 | SLF 5.08/07/180B SN OR BX | PCB plug-in connector, male plug, 5.08 mm, Number of poles: 7, 180°, PUSH IN with actuator, Tension-clamp connection, Clamping range, max. : 3.31 mm², Box
32088 | 1335520000 | SLF 5.08/09/180B SN OR BX | PCB plug-in connector, male plug, 5.08 mm, Number of poles: 9, 180°, PUSH IN with actuator, Tension-clamp connection, Clamping range, max. : 3.31 mm², Box
32089 | 1335550000 | SLF 5.08/12/180B SN OR BX | PCB plug-in connector, male plug, 5.08 mm, Number of poles: 12, 180°, PUSH IN with actuator, Tension-clamp connection, Clamping range, max. : 3.31 mm², Box
32090 | 1335650000 | SLF 5.08/07/180 SN BK BX | PCB plug-in connector, male plug, 5.08 mm, Number of poles: 7, 180°, PUSH IN with actuator, Tension-clamp connection, Clamping range, max. : 3.31 mm², Box
32091 | 1335690000 | SLF 5.08/09/180 SN BK BX | PCB plug-in connector, male plug, 5.08 mm, Number of poles: 9, 180°, PUSH IN with actuator, Tension-clamp connection, Clamping range, max. : 3.31 mm², Box
32092 | 1335710000 | SLF 5.08/10/180 SN BK BX | PCB plug-in connector, male plug, 5.08 mm, Number of poles: 10, 180°, PUSH IN with actuator, Tension-clamp connection, Clamping range, max. : 3.31 mm², Box
32093 | 1335720000 | SLF 5.08/08/180F SN OR BX | PCB plug-in connector, male plug, 5.08 mm, Number of poles: 8, 180°, PUSH IN with actuator, Tension-clamp connection, Clamping range, max. : 3.31 mm², Box
32094 | 1335780000 | SLF 5.08/11/180F SN OR BX | PCB plug-in connector, male plug, 5.08 mm, Number of poles: 11, 180°, PUSH IN with actuator, Tension-clamp connection, Clamping range, max. : 3.31 mm², Box
32095 | 1335800000 | SLF 5.08/12/180F SN OR BX | PCB plug-in connector, male plug, 5.08 mm, Number of poles: 12, 180°, PUSH IN with actuator, Tension-clamp connection, Clamping range, max. : 3.31 mm², Box
32096 | 1335880000 | SLF 5.08/07/180B SN BK BX | PCB plug-in connector, male plug, 5.08 mm, Number of poles: 7, 180°, PUSH IN with actuator, Tension-clamp connection, Clamping range, max. : 3.31 mm², Box
32097 | 1335920000 | SLF 5.08/09/180B SN BK BX | PCB plug-in connector, male plug, 5.08 mm, Number of poles: 9, 180°, PUSH IN with actuator, Tension-clamp connection, Clamping range, max. : 3.31 mm², Box
32098 | 1335990000 | SLF 5.08/12/180B SN BK BX | PCB plug-in connector, male plug, 5.08 mm, Number of poles: 12, 180°, PUSH IN with actuator, Tension-clamp connection, Clamping range, max. : 3.31 mm², Box
32099 | 1336110000 | SLF 5.08/08/180FI SN BK BX | PCB plug-in connector, male plug, 5.08 mm, Number of poles: 8, 180°, PUSH IN with actuator, Tension-clamp connection, Clamping range, max. : 3.31 mm², Box
32100 | 1336140000 | SLF 5.08/11/180FI SN BK BX | PCB plug-in connector, male plug, 5.08 mm, Number of poles: 11, 180°, PUSH IN with actuator, Tension-clamp connection, Clamping range, max. : 3.31 mm², Box
32101 | 1336150000 | SLF 5.08/12/180FI SN BK BX | PCB plug-in connector, male plug, 5.08 mm, Number of poles: 12, 180°, PUSH IN with actuator, Tension-clamp connection, Clamping range, max. : 3.31 mm², Box
32102 | 1336230000 | SLF 5.08/08/180F SN BK BX | PCB plug-in connector, male plug, 5.08 mm, Number of poles: 8, 180°, PUSH IN with actuator, Tension-clamp connection, Clamping range, max. : 3.31 mm², Box
32103 | 1336270000 | SLF 5.08/11/180F SN BK BX | PCB plug-in connector, male plug, 5.08 mm, Number of poles: 11, 180°, PUSH IN with actuator, Tension-clamp connection, Clamping range, max. : 3.31 mm², Box
32104 | 1336280000 | SLF 5.08/12/180F SN BK BX | PCB plug-in connector, male plug, 5.08 mm, Number of poles: 12, 180°, PUSH IN with actuator, Tension-clamp connection, Clamping range, max. : 3.31 mm², Box
32105 | 1336470000 | SLF 5.08/08/180FI SN OR BX | PCB plug-in connector, male plug, 5.08 mm, Number of poles: 8, 180°, PUSH IN with actuator, Tension-clamp connection, Clamping range, max. : 3.31 mm², Box
32106 | 1336500000 | SLF 5.08/11/180FI SN OR BX | PCB plug-in connector, male plug, 5.08 mm, Number of poles: 11, 180°, PUSH IN with actuator, Tension-clamp connection, Clamping range, max. : 3.31 mm², Box
32107 | 1336510000 | SLF 5.08/12/180FI SN OR BX | PCB plug-in connector, male plug, 5.08 mm, Number of poles: 12, 180°, PUSH IN with actuator, Tension-clamp connection, Clamping range, max. : 3.31 mm², Box
32108 | 1345530000 | SAIH-4X0.34(PUR)GE | Sensor/actuator line, Number of poles : 4, Shielded: No, Sheath material: PUR, Halogen: No
32109 | 1353670000 | SLF 5.08/09/180DF SN OR BX | PCB plug-in connector, male plug, 5.08 mm, Number of poles: 9, 180°, PUSH IN with actuator, Tension-clamp connection, Clamping range, max. : 3.31 mm², Box
32110 | 1357220000 | BLZP 5.08HC/12/225B SN GN BX | PCB plug-in connector, female plug, 5.08 mm, Number of poles: 12, 225°, Clamping yoke connection, Clamping range, max. : 4 mm², Box
32111 | 1357320000 | SAIH-3X0.34-S(PUR) | Sensor/actuator line, Number of poles : 3, Shielded: Yes, LED: No, Sheath material: PUR, Halogen: No
32112 | 1368860000 | BLF 5.08HC/07/180B SN OR BX | PCB plug-in connector, female plug, 5.08 mm, Number of poles: 7, 180°, PUSH IN with actuator, Tension-clamp connection, Clamping range, max. : 3.31 mm², Box
32113 | 1368880000 | BLF 5.08HC/09/180B SN OR BX | PCB plug-in connector, female plug, 5.08 mm, Number of poles: 9, 180°, PUSH IN with actuator, Tension-clamp connection, Clamping range, max. : 3.31 mm², Box
32114 | 1391370000 | S2C-SMT 3.50/36/90LF 1.5SN BK TR | PCB plug-in connector, male header, Solder flange, THT/THR solder connection, 3.50 mm, Number of poles: 36, 90°, Solder pin length (l): 1.5 mm, tinned, black, Tray
32115 | 1400100000 | SL 5.08HC/05/90F 3.2SN GN BX | PCB plug-in connector, male header, Flange, THT solder connection, 5.08 mm, Number of poles: 5, 90°, Solder pin length (l): 3.2 mm, tinned, Pale green, Box
32116 | 1401620000 | SL 5.08HC/02/90 3.2SN GN BX | PCB plug-in connector, male header, open side, THT solder connection, 5.08 mm, Number of poles: 2, 90°, Solder pin length (l): 3.2 mm, tinned, Pale green, Box
32117 | 1401630000 | SL 5.08HC/03/90 3.2SN GN BX | PCB plug-in connector, male header, open side, THT solder connection, 5.08 mm, Number of poles: 3, 90°, Solder pin length (l): 3.2 mm, tinned, Pale green, Box
32118 | 1401640000 | SL 5.08HC/04/90 3.2SN GN BX | PCB plug-in connector, male header, open side, THT solder connection, 5.08 mm, Number of poles: 4, 90°, Solder pin length (l): 3.2 mm, tinned, Pale green, Box
32119 | 1401780000 | SL 5.08HC/02/180 3.2SN GN BX | PCB plug-in connector, male header, open side, THT solder connection, 5.08 mm, Number of poles: 2, 180°, Solder pin length (l): 3.2 mm, tinned, Pale green, Box
32120 | 1401790000 | SL 5.08HC/03/180 3.2SN GN BX | PCB plug-in connector, male header, open side, THT solder connection, 5.08 mm, Number of poles: 3, 180°, Solder pin length (l): 3.2 mm, tinned, Pale green, Box
32121 | 1401810000 | SL 5.08HC/04/180 3.2SN GN BX | PCB plug-in connector, male header, open side, THT solder connection, 5.08 mm, Number of poles: 4, 180°, Solder pin length (l): 3.2 mm, tinned, Pale green, Box
32122 | 1409270000 | SL 5.08HC/03/90B 3.2SN GN BX | PCB plug-in connector, male header, Dovetails for fixing blocks, THT solder connection, 5.08 mm, Number of poles: 3, 90°, Solder pin length (l): 3.2 mm, tinned, Pale green, Box
32123 | 1409280000 | SL 5.08HC/04/90B 3.2SN GN BX | PCB plug-in connector, male header, Dovetails for fixing blocks, THT solder connection, 5.08 mm, Number of poles: 4, 90°, Solder pin length (l): 3.2 mm, tinned, Pale green, Box
32124 | 1409370000 | SL 5.08HC/03/180B 3.2SN GN BX | PCB plug-in connector, male header, Dovetails for fixing blocks, THT solder connection, 5.08 mm, Number of poles: 3, 180°, Solder pin length (l): 3.2 mm, tinned, Pale green, Box
32125 | 1409380000 | SL 5.08HC/04/180B 3.2SN GN BX | PCB plug-in connector, male header, Dovetails for fixing blocks, THT solder connection, 5.08 mm, Number of poles: 4, 180°, Solder pin length (l): 3.2 mm, tinned, Pale green, Box
32126 | 1410310000 | BLZP 5.00HC/14/180 SN GN BX | PCB plug-in connector, female plug, 5.00 mm, Number of poles: 14, 180°, Clamping yoke connection, Clamping range, max. : 4 mm², Box
32127 | 1412620000 | SAIH-5X0.34(PVC) | Sensor/actuator line, Number of poles : 4, Shielded: No, Sheath material: PVC, Halogen: Yes
32128 | 1415670000 | CC-M 58/35 2X3 ST | MetalliCard, Device markers, 58 x 34.8 mm, silver
32129 | 1415710000 | CC-M 58/35 2X3 AL | MetalliCard, Device markers, 58 x 34.8 mm, silver
32130 | 1415730000 | CC-M 58/35 ST | MetalliCard, Device markers, 58 x 34.8 mm, silver
32131 | 1415750000 | CC-M 58/35 AL | MetalliCard, Device markers, 58 x 34.8 mm, silver
32132 | 1427930000 | S2C-SMT 3.50/32/90LF 3.2SN BK TR | PCB plug-in connector, male header, Solder flange, THT/THR solder connection, 3.50 mm, Number of poles: 32, 90°, Solder pin length (l): 3.2 mm, tinned, black, Tray
32133 | 1488240000 | SL 5.00/04/90 3.2SN BK BX | PCB plug-in connector, male header, open side, THT solder connection, 5.00 mm, Number of poles: 4, 90°, Solder pin length (l): 3.2 mm, tinned, black, Box
32134 | 1506070000 | SL 5.08HC/12/180F 3.2SN GN BX | PCB plug-in connector, male header, Flange, THT solder connection, 5.08 mm, Number of poles: 12, 180°, Solder pin length (l): 3.2 mm, tinned, Pale green, Box
32135 | 1507350000 | SL 5.08/02/135B 3.2SN BK BX | PCB plug-in connector, male header, Dovetails for fixing blocks, THT solder connection, 5.08 mm, Number of poles: 2, 135°, Solder pin length (l): 3.2 mm, black, Box
32136 | 1507730000 | SL 5.08/03/135B 3.2SN BK BX | PCB plug-in connector, male header, Dovetails for fixing blocks, THT solder connection, 5.08 mm, Number of poles: 3, 135°, Solder pin length (l): 3.2 mm, black, Box
32137 | 1507740000 | SL 5.08/04/135B 3.2SN BK BX | PCB plug-in connector, male header, Dovetails for fixing blocks, THT solder connection, 5.08 mm, Number of poles: 4, 135°, Solder pin length (l): 3.2 mm, black, Box
32138 | 1509170000 | SL 5.08HC/02/90G 3.2SN GN BX | PCB plug-in connector, male header, closed side, THT solder connection, 5.08 mm, Number of poles: 2, 90°, Solder pin length (l): 3.2 mm, tinned, green, Box
32139 | 1526330000 | BLZP 5.08HC/16/180 SN GN BX | PCB plug-in connector, female plug, 5.08 mm, Number of poles: 16, 180°, Clamping yoke connection, Clamping range, max. : 4 mm², Box
32140 | 2067240000 | BLZP 5.08HC/05/180B SN BK BX | PCB plug-in connector, female plug, 5.08 mm, Number of poles: 5, 180°, Clamping yoke connection, Clamping range, max. : 4 mm², Box
32141 | 2485370000 | RJ45G1 R12D 3.2N4YG/YG RL | PCB plug-in connector, RJ45 jacks transformer, 1000 Mbps , THT/THR solder connection, 90°, Latch option: bottom, Shield tabs: none, 30...80 µ" Ni / ? 30 µ" Au , LED: Yes, Green/yellow, Green/yellow, Number of poles: 8, Tape
32142 | 2553920000 | CBC-T 15 | Protective cable hose tool
32143 | 2554010000 | CD-CTH | Cable duct cable tie holder, 19.6 mm x 10.8 mm
32144 | 2554080000 | CD-RETA | Cable duct binder arm
32145 | 2574570000 | SLDF 5.08 L/F 12 SN GN BX | PCB plug-in connector, male header, 5.08 mm, Number of poles: 12, 180°, Flat-blade connection, Solder connection, Box
32146 | 2577810000 | ES EPG 60/HPG AEH 25 | Crimping tool insert
32147 | 2577820000 | ES EPG 60 AEH 35 | Crimping tool insert
32148 | 2577830000 | ES EPG 60/HPG AEH 50 | Crimping tool insert
32149 | 2577850000 | ES EPG 60/HPG AEH 70 | Crimping tool insert
32150 | 2577870000 | ES EPG 60/HPG AEH 95 | Crimping tool insert
32151 | 2577880000 | ES EPG 60/HPG AEH 120 | Crimping tool insert
32152 | 2577900000 | ES EPG 60 AEH 150 | Crimping tool insert
32153 | 2577930000 | ES EPG 60 AEH 185 | Crimping tool insert
32154 | 2577940000 | ES EPG 60 ISO 10 | Crimping tool insert
32155 | 2580000000 | CRIMPFIX R VARIO | Automatic stripper and crimper
32156 | 2580010000 | CUTFIX 8 INTERFACE | Cutting machine
32157 | 2583470000 | CABTITE FR 16/8 BK | Frame, Cabtite (cable entry system), Polyamide, glass fibre-reinforced, Deep black, Height: 70 mm, Width: 126 mm, Depth: 19.6 mm, -40 °C?120 °C, IP66
32158 | 2583480000 | CABTITE FR 10/6 BK | Frame, Cabtite (cable entry system), Polyamide, glass fibre-reinforced, Deep black, Height: 70 mm, Width: 106 mm, Depth: 19.6 mm, -40 °C?120 °C, IP66
32159 | 2583490000 | CABTITE FR 4-1 BK | Frame, Cabtite (cable entry system), Polyamide, glass fibre-reinforced, Deep black, Height: 70 mm, Width: 81 mm, Depth: 19.6 mm, -40 °C?120 °C, IP66
32160 | 2583720000 | CABTITE FR 24/10 BK SET | Frame, Cabtite (cable entry system), Polyamide, glass fibre-reinforced, Deep black, Height: 70 mm, Width: 153 mm, Depth: 19.6 mm, -40 °C?120 °C, IP66
32161 | 2583740000 | CABTITE FR 16/8 BK SET | Frame, Cabtite (cable entry system), Polyamide, glass fibre-reinforced, Deep black, Height: 70 mm, Width: 126 mm, Depth: 19.6 mm, -40 °C?120 °C, IP66
32162 | 2583760000 | CABTITE FR 10/6 BK SET | Frame, Cabtite (cable entry system), Polyamide, glass fibre-reinforced, Deep black, Height: 70 mm, Width: 106 mm, Depth: 19.6 mm, -40 °C?120 °C, IP66
32163 | 2583780000 | CABTITE FR 4-1 BK SET | Frame, Cabtite (cable entry system), Polyamide, glass fibre-reinforced, Deep black, Height: 70 mm, Width: 81 mm, Depth: 19.6 mm, -40 °C?120 °C, IP66
32164 | 2583800000 | CABTITE FR 24/10 BK | Frame, Cabtite (cable entry system), Polyamide, glass fibre-reinforced, Deep black, Height: 70 mm, Width: 153 mm, Depth: 19.6 mm, -40 °C?120 °C, IP66
32165 | 2583870000 | CABTITE SAMPLE SET | Sample set, Cabtite (cable entry system)
32166 | 2583890000 | CABTITE CR 24/10 EMV | Shield connection rail, Cabtite (cable entry system), Steel, galvanized, silver, Height: 35.23 mm, Width: 140 mm, Depth: 16 mm
32167 | 2583910000 | CABTITE CR 16/8 EMV | Shield connection rail, Cabtite (cable entry system), Steel, galvanized, silver, Height: 35.23 mm, Width: 113 mm, Depth: 16 mm
32168 | 2583930000 | CABTITE CR 10/6 EMV | Shield connection rail, Cabtite (cable entry system), Steel, galvanized, silver, Height: 35.23 mm, Width: 93 mm, Depth: 16 mm
32169 | 2583950000 | CABTITE CR 4/1 EMV | Shield connection rail, Cabtite (cable entry system), Steel, galvanized, silver, Height: 35.23 mm, Width: 68 mm, Depth: 16 mm
32170 | 2584350000 | CABTITE SE 28-29 LRG GY | Sealing element, Cabtite (cable entry system), TPE, Light Grey, Height: 42.8 mm, Width: 42.8 mm, Depth: 17.7 mm, -40 °C?90 °C, IP66
32171 | 2584380000 | CABTITE SE 29-30 LRG GY | Sealing element, Cabtite (cable entry system), TPE, Light Grey, Height: 42.8 mm, Width: 42.8 mm, Depth: 17.7 mm, -40 °C?90 °C, IP66
32172 | 2584910000 | CABTITE SE 33-34 LRG GY | Sealing element, Cabtite (cable entry system), TPE, Light Grey, Height: 42.8 mm, Width: 42.8 mm, Depth: 17.7 mm, -40 °C?90 °C, IP66
32173 | 2588490000 | CBC 8/100 BK | Protective cable hose
32174 | 2588540000 | CD 100X25 8/12 GY | Cable duct, 100 mm x 25 mm, 8.00 mm x 12.00 mm, 2000 mm
32175 | 2588560000 | CD 30X40 8/12 GY | Cable duct, 30 mm x 40 mm, 8.00 mm x 12.00 mm, 2000 mm
32176 | 2588600000 | CD 60X40 8/12 GY | Cable duct, 60 mm x 40 mm, 8.00 mm x 12.00 mm, 2000 mm
32177 | 2588610000 | CD 80X40 8/12 GY | Cable duct, 80 mm x 40 mm, 8.00 mm x 12.00 mm, 2000 mm
32178 | 2588660000 | CD 40X60 8/12 GY | Cable duct, 40 mm x 60 mm, 8.00 mm x 12.00 mm, 2000 mm
32179 | 2588680000 | CD 60X60 8/12 GY | Cable duct, 60 mm x 60 mm, 8.00 mm x 12.00 mm, 2000 mm
32180 | 2588700000 | CD 80X60 8/12 GY | Cable duct, 80 mm x 60 mm, 8.00 mm x 12.00 mm, 2000 mm
32181 | 2588730000 | CD 40X80 8/12 GY | Cable duct, 40 mm x 80 mm, 8.00 mm x 12.00 mm, 2000 mm
32182 | 2588750000 | CD 60X80 8/12 GY | Cable duct, 60 mm x 80 mm, 8.00 mm x 12.00 mm, 2000 mm
32183 | 2588770000 | CD 80X80 8/12 GY | Cable duct, 80 mm x 80 mm, 8.00 mm x 12.00 mm, 2000 mm
32184 | 2588880000 | CBC-FB 30-45/100 | Fabric of protective cable hose
32185 | 2588900000 | CBC-FB 20-30/100 | Fabric of protective cable hose
32186 | 2589190000 | CD 100X25 4/6 GY | Cable duct, 100 mm x 25 mm, 4.00 mm x 6.00 mm, 2000 mm
32187 | 2589230000 | CD 60X40 4/6 GY | Cable duct, 60 mm x 40 mm, 4.00 mm x 6.00 mm, 2000 mm
32188 | 2589240000 | CD 80X40 4/6 GY | Cable duct, 80 mm x 40 mm, 4.00 mm x 6.00 mm, 2000 mm
32189 | 2589280000 | CD 40X60 4/6 GY | Cable duct, 40 mm x 60 mm, 4.00 mm x 6.00 mm, 2000 mm
32190 | 2589300000 | CD 60X60 4/6 GY | Cable duct, 60 mm x 60 mm, 4.00 mm x 6.00 mm, 2000 mm
32191 | 2589310000 | CD 80X60 4/6 GY | Cable duct, 80 mm x 60 mm, 4.00 mm x 6.00 mm, 2000 mm
32192 | 2589350000 | CD 40X80 4/6 GY | Cable duct, 40 mm x 80 mm, 4.00 mm x 6.00 mm, 2000 mm
32193 | 2589360000 | CD-HF 50X75 5/7.5 DKGY | Halogen-free cable duct, 50 mm x 75 mm, 5.00 mm x 7.50 mm, 2000 mm
32194 | 2589370000 | CD 60X80 4/6 GY | Cable duct, 60 mm x 80 mm, 4.00 mm x 6.00 mm, 2000 mm
32195 | 2589380000 | CD 80X80 4/6 GY | Cable duct, 80 mm x 80 mm, 4.00 mm x 6.00 mm, 2000 mm
32196 | 2589390000 | CD-HF 75X50 5/7.5 DKGY | Halogen-free cable duct, 75 mm x 50 mm, 5.00 mm x 7.50 mm, 2000 mm
32197 | 2589410000 | CD-HF 50X50 5/7.5 DKGY | Halogen-free cable duct, 50 mm x 50 mm, 5.00 mm x 7.50 mm, 2000 mm
32198 | 2589550000 | CD-BO 80X80 4/6 GY | Cable duct floor duct, 80 mm x 80 mm, 4.00 mm x 6.00 mm, 2000 mm
32199 | 2589570000 | CD-BO 60X80 4/6 GY | Cable duct floor duct, 60 mm x 80 mm, 4.00 mm x 6.00 mm, 2000 mm
32200 | 2589590000 | CD 37.5X37.5 5/7.5 GY | Cable duct, 37.5 mm x 37.5 mm, 5.00 mm x 7.50 mm, 2000 mm
32201 | 2589600000 | CD-BO 40X80 4/6 GY | Cable duct floor duct, 40 mm x 80 mm, 4.00 mm x 6.00 mm, 2000 mm
32202 | 2589620000 | CD-BO 80X60 4/6 GY | Cable duct floor duct, 80 mm x 60 mm, 4.00 mm x 6.00 mm, 2000 mm
32203 | 2589640000 | CD-BO 60X60 4/6 GY | Cable duct floor duct, 60 mm x 60 mm, 4.00 mm x 6.00 mm, 2000 mm
32204 | 2589670000 | CD-BO 40X60 4/6 GY | Cable duct floor duct, 40 mm x 60 mm, 4.00 mm x 6.00 mm, 2000 mm
32205 | 2589690000 | CD-BO 80X40 4/6 GY | Cable duct floor duct, 80 mm x 40 mm, 4.00 mm x 6.00 mm, 2000 mm
32206 | 2589710000 | CD-BO 60X40 4/6 GY | Cable duct floor duct, 60 mm x 40 mm, 4.00 mm x 6.00 mm, 2000 mm
32207 | 2589720000 | CD-HF 37.5X37.5 5/7.5 LTGY | Halogen-free cable duct, 37.5 mm x 37.5 mm, 5.00 mm x 7.50 mm, 2000 mm
32208 | 2589770000 | CD-HF 50X50 5/7.5 LTGY | Halogen-free cable duct, 50 mm x 50 mm, 5.00 mm x 7.50 mm, 2000 mm
32209 | 2589780000 | CD-HF 75X50 5/7.5 LTGY | Halogen-free cable duct, 75 mm x 50 mm, 5.00 mm x 7.50 mm, 2000 mm
32210 | 2589790000 | CD-BO 80X80 8/12 GY | Cable duct floor duct, 80 mm x 80 mm, 8.00 mm x 12.00 mm, 2000 mm
32211 | 2589800000 | CD-BO 60X80 8/12 GY | Cable duct floor duct, 60 mm x 80 mm, 8.00 mm x 12.00 mm, 2000 mm
32212 | 2589810000 | CD-HF 50X75 5/7.5 LTGY | Halogen-free cable duct, 50 mm x 75 mm, 5.00 mm x 7.50 mm, 2000 mm
32213 | 2589820000 | CD-BO 40X80 8/12 GY | Cable duct floor duct, 40 mm x 80 mm, 8.00 mm x 12.00 mm, 2000 mm
32214 | 2589840000 | CD-BO 80X60 8/12 GY | Cable duct floor duct, 80 mm x 60 mm, 8.00 mm x 12.00 mm, 2000 mm
32215 | 2589850000 | CD-BO 60X60 8/12 GY | Cable duct floor duct, 60 mm x 60 mm, 8.00 mm x 12.00 mm, 2000 mm
32216 | 2589890000 | CD-BO 40X60 8/12 GY | Cable duct floor duct, 40 mm x 60 mm, 8.00 mm x 12.00 mm, 2000 mm
32217 | 2589910000 | CD-BO 80X40 8/12 GY | Cable duct floor duct, 80 mm x 40 mm, 8.00 mm x 12.00 mm, 2000 mm
32218 | 2589920000 | CD-BO 60X40 8/12 GY | Cable duct floor duct, 60 mm x 40 mm, 8.00 mm x 12.00 mm, 2000 mm
32219 | 2590040000 | CD-HF 37.5X37.5 5/7.5 DKGY | Halogen-free cable duct, 37.5 mm x 37.5 mm, 5.00 mm x 7.50 mm, 2000 mm
32220 | 2590120000 | CD 50X50 5/7.5 GY | Cable duct, 50 mm x 50 mm, 5.00 mm x 7.50 mm, 2000 mm
32221 | 2590150000 | CD 75X50 5/7.5 GY | Cable duct, 75 mm x 50 mm, 5.00 mm x 7.50 mm, 2000 mm
32222 | 2590170000 | CD 50X75 5/7.5 GY | Cable duct, 50 mm x 75 mm, 5.00 mm x 7.50 mm, 2000 mm
32223 | 2590900000 | SAIBM-5/8S-M12 5P A-ZF | Sockets prefabricated to customer spec., M12, Female socket, straight
32224 | 2595510000 | CABTITE SE 33-34 LRG BK | Sealing element, Cabtite (cable entry system), TPE, Deep black, Height: 42.8 mm, Width: 42.8 mm, Depth: 17.7 mm, -40 °C?120 °C, IP66
32225 | 2595520000 | CABTITE SE 34-35 LRG BK | Sealing element, Cabtite (cable entry system), TPE, Deep black, Height: 42.8 mm, Width: 42.8 mm, Depth: 17.7 mm, -40 °C?120 °C, IP66
32226 | 2595530000 | CABTITE SE 34-35 LRG GY | Sealing element, Cabtite (cable entry system), TPE, Light Grey, Height: 42.8 mm, Width: 42.8 mm, Depth: 17.7 mm, -40 °C?90 °C, IP66
32227 | 2619260000 | VPU AC I 3+1 R 440/25 LCF | Surge voltage arrester, Low voltage, Surge protection, with remote contact, TN-C-S, TN-S, TT, IT with N, IT without N
32228 | 2593360000 | RCMA-B22-D175-4.5 | Rogowski coil, Diameter: 175 mm, Cable length: 4.5 m
32229 | 2593390000 | RCMA-B22-D175-1.5 | Rogowski coil, Diameter: 175 mm, Cable length: 1.5 m
32230 | 2593380000 | RCMA-B22-D125-1.5 | Rogowski coil, Diameter: 125 mm, Cable length: 1.5 m
32231 | 2593370000 | RCMA-B22-D70-1.5 | Rogowski coil, Diameter: 70 mm, Cable length: 1.5 m
32232 | 2593350000 | RCMA-B22-D125-4.5 | Rogowski coil, Diameter: 125 mm, Cable length: 4.5 m
32233 | 2593340000 | RCMA-B22-D70-4.5 | Rogowski coil, Diameter: 70 mm, Cable length: 4.5 m
32234 | 2593410000 | RCMC-5000-AO-P | Measuring transducer, every Rogowski coil, 100?5000 A, Output : analogue V / mA
32235 | 2593400000 | RCMC-5000-1A-P | Measuring transducer, every Rogowski coil, 100?5000 A, Output : 0?1 A AC
32236 | 2614380000 | UR20-FBC-PB-DP-V2 | Remote I/O fieldbus coupler, IP20, PROFIBUS DP-V1
32237 | 2597370000 | SU 10.16HP/06/270MF6 3.5AG BK BX | PCB plug-in connector, male header, THT solder connection, 10.16 mm, Number of poles: 6, 270°, Solder pin length (l): 3.5 mm, black, Box
32238 | 2597360000 | SU 10.16HP/06/270MF5 3.5AG BK BX | PCB plug-in connector, male header, THT solder connection, 10.16 mm, Number of poles: 6, 270°, Solder pin length (l): 3.5 mm, black, Box
32239 | 2597340000 | SU 10.16HP/06/270MF4 3.5AG BK BX | PCB plug-in connector, male header, THT solder connection, 10.16 mm, Number of poles: 6, 270°, Solder pin length (l): 3.5 mm, black, Box
32240 | 2597320000 | SU 10.16HP/06/270MF3 3.5AG BK BX | PCB plug-in connector, male header, THT solder connection, 10.16 mm, Number of poles: 6, 270°, Solder pin length (l): 3.5 mm, black, Box
32241 | 2597300000 | SU 10.16HP/06/270MF2 3.5AG BK BX | PCB plug-in connector, male header, THT solder connection, 10.16 mm, Number of poles: 6, 270°, Solder pin length (l): 3.5 mm, black, Box
32242 | 2597280000 | SU 10.16HP/06/90MF6 3.5AG BK BX | PCB plug-in connector, male header, closed side, Middle flange, THT solder connection, 10.16 mm, Number of poles: 6, 90°, Solder pin length (l): 3.5 mm, black, Box
32243 | 2597270000 | SU 10.16HP/06/90MF5 3.5AG BK BX | PCB plug-in connector, male header, closed side, Middle flange, THT solder connection, 10.16 mm, Number of poles: 6, 90°, Solder pin length (l): 3.5 mm, black, Box
32244 | 2597250000 | SU 10.16HP/06/90MF4 3.5AG BK BX | PCB plug-in connector, male header, closed side, Middle flange, THT solder connection, 10.16 mm, Number of poles: 6, 90°, Solder pin length (l): 3.5 mm, black, Box
32245 | 2597230000 | SU 10.16HP/06/90MF3 3.5AG BK BX | PCB plug-in connector, male header, closed side, Middle flange, THT solder connection, 10.16 mm, Number of poles: 6, 90°, Solder pin length (l): 3.5 mm, black, Box
32246 | 2597210000 | SU 10.16HP/06/90MF2 3.5AG BK BX | PCB plug-in connector, male header, closed side, Middle flange, THT solder connection, 10.16 mm, Number of poles: 6, 90°, Solder pin length (l): 3.5 mm, black, Box
32247 | 2580880000 | SU 10.16HP/04/270MF4 3.5AG BK BX | PCB plug-in connector, male header, THT solder connection, 10.16 mm, Number of poles: 4, 270°, Solder pin length (l): 3.5 mm, black, Box
32248 | 2580870000 | SU 10.16HP/04/270MF3 3.5AG BK BX | PCB plug-in connector, male header, THT solder connection, 10.16 mm, Number of poles: 4, 270°, Solder pin length (l): 3.5 mm, black, Box
32249 | 2580860000 | SU 10.16HP/04/270MF2 3.5AG BK BX | PCB plug-in connector, male header, THT solder connection, 10.16 mm, Number of poles: 4, 270°, Solder pin length (l): 3.5 mm, black, Box
32250 | 2580430000 | SU 10.16HP/04/90MF4 3.5AG BK BX | PCB plug-in connector, male header, closed side, Middle flange, THT solder connection, 10.16 mm, Number of poles: 4, 90°, Solder pin length (l): 3.5 mm, black, Box
32251 | 2580420000 | SU 10.16HP/04/90MF3 3.5AG BK BX | PCB plug-in connector, male header, closed side, Middle flange, THT solder connection, 10.16 mm, Number of poles: 4, 90°, Solder pin length (l): 3.5 mm, black, Box
32252 | 2580410000 | SU 10.16HP/04/90MF2 3.5AG BK BX | PCB plug-in connector, male header, closed side, Middle flange, THT solder connection, 10.16 mm, Number of poles: 4, 90°, Solder pin length (l): 3.5 mm, black, Box
32253 | 2431560000 | SVD 7.62HP/10/270G 4.5SN BK BX | PCB plug-in connector, male header, closed side, THT solder connection, 7.62 mm, Number of poles: 10, 270°, Solder pin length (l): 4.5 mm, tinned, black, Box
32254 | 2000440000 | SU 10.16IT/04/90MF3 3.5AG BK BX SO | PCB plug-in connector, male header, closed side, Middle flange, THT solder connection, 10.16 mm, Number of poles: 4, 90°, Solder pin length (l): 3.5 mm, black, Box
32255 | 1547580000 | SVFL 7.62HP/04/180MF3 SN BK BX | PCB plug-in connector, male plug, 7.62 mm, Number of poles: 4, 180°, PUSH IN with actuator, Clamping range, max. : 6 mm², Box
32256 | 1547550000 | SVFL 7.62HP/04/180G SN BK BX | PCB plug-in connector, male plug, 7.62 mm, Number of poles: 4, 180°, PUSH IN with actuator, Clamping range, max. : 6 mm², Box
32257 | 1543330000 | SVD 7.62HP/10/270G 3.2SN BK BX | PCB plug-in connector, male header, closed side, THT solder connection, 7.62 mm, Number of poles: 10, 270°, Solder pin length (l): 3.2 mm, tinned, black, Box
32258 | 1543240000 | SV 7.62HP/05/270MF5 3.5SN BK BX | PCB plug-in connector, male header, closed side, Middle flange, THT solder connection, 7.62 mm, Number of poles: 5, 270°, Solder pin length (l): 3.5 mm, black, Box
32259 | 1543180000 | SV 7.62HP/05/180MF5 3.5SN BK BX | PCB plug-in connector, male header, closed side, Middle flange, THT solder connection, 7.62 mm, Number of poles: 5, 180°, Solder pin length (l): 3.5 mm, black, Box
32260 | 1543070000 | SV 7.62HP/05/90MF5 3.5SN BK BX | PCB plug-in connector, male header, closed side, Middle flange, THT solder connection, 7.62 mm, Number of poles: 5, 90°, Solder pin length (l): 3.5 mm, black, Box
32261 | 1523950000 | SVD 7.62HP/06/270F 3.2SN BK BX | PCB plug-in connector, male header, Flange, THT solder connection, 7.62 mm, Number of poles: 6, 270°, Solder pin length (l): 3.2 mm, tinned, black, Box
32262 | 1472380000 | SL 7.62HP/04/270LF 3.2SN BK BX | PCB plug-in connector, male header, Solder flange, THT solder connection, 7.62 mm, Number of poles: 4, 270°, Solder pin length (l): 3.2 mm, black, Box
32263 | 1472370000 | SL 7.62HP/03/270LF 3.2SN BK BX | PCB plug-in connector, male header, Solder flange, THT solder connection, 7.62 mm, Number of poles: 3, 270°, Solder pin length (l): 3.2 mm, black, Box
32264 | 1472360000 | SL 7.62HP/02/270LF 3.2SN BK BX | PCB plug-in connector, male header, Solder flange, THT solder connection, 7.62 mm, Number of poles: 2, 270°, Solder pin length (l): 3.2 mm, black, Box
32265 | 1472260000 | SL 7.62HP/04/270G 3.2SN BK BX | PCB plug-in connector, male header, closed side, THT solder connection, 7.62 mm, Number of poles: 4, 270°, Solder pin length (l): 3.2 mm, black, Box
32266 | 1472250000 | SL 7.62HP/03/270G 3.2SN BK BX | PCB plug-in connector, male header, closed side, THT solder connection, 7.62 mm, Number of poles: 3, 270°, Solder pin length (l): 3.2 mm, black, Box
32267 | 1472240000 | SL 7.62HP/02/270G 3.2SN BK BX | PCB plug-in connector, male header, closed side, THT solder connection, 7.62 mm, Number of poles: 2, 270°, Solder pin length (l): 3.2 mm, black, Box
32268 | 1464350000 | SV 7.62HP/05/270MF2 3.5SN BK BX | PCB plug-in connector, male header, closed side, Middle flange, THT solder connection, 7.62 mm, Number of poles: 5, 270°, Solder pin length (l): 3.5 mm, tinned, black, Box
32269 | 1464340000 | SV 7.62HP/04/270MF2 3.5SN BK BX | PCB plug-in connector, male header, closed side, Middle flange, THT solder connection, 7.62 mm, Number of poles: 4, 270°, Solder pin length (l): 3.5 mm, tinned, black, Box
32270 | 1464330000 | SV 7.62HP/04/180MF4 3.5SN BK BX | PCB plug-in connector, male header, closed side, Middle flange, THT solder connection, 7.62 mm, Number of poles: 4, 180°, Solder pin length (l): 3.5 mm, tinned, black, Box
32271 | 1464320000 | SV 7.62HP/05/180MF2 3.5SN BK BX | PCB plug-in connector, male header, closed side, Middle flange, THT solder connection, 7.62 mm, Number of poles: 5, 180°, Solder pin length (l): 3.5 mm, tinned, black, Box
32272 | 1464310000 | SV 7.62HP/04/180MF2 3.5SN BK BX | PCB plug-in connector, male header, closed side, Middle flange, THT solder connection, 7.62 mm, Number of poles: 4, 180°, Solder pin length (l): 3.5 mm, tinned, black, Box
32273 | 1464290000 | SV 7.62HP/04/90MF4 3.5SN BK BX | PCB plug-in connector, male header, closed side, Middle flange, THT solder connection, 7.62 mm, Number of poles: 4, 90°, Solder pin length (l): 3.5 mm, tinned, black, Box
32274 | 1464280000 | SV 7.62HP/05/90MF2 3.5SN BK BX | PCB plug-in connector, male header, closed side, Middle flange, THT solder connection, 7.62 mm, Number of poles: 5, 90°, Solder pin length (l): 3.5 mm, tinned, black, Box
32275 | 1464270000 | SV 7.62HP/04/90MF2 3.5SN BK BX | PCB plug-in connector, male header, closed side, Middle flange, THT solder connection, 7.62 mm, Number of poles: 4, 90°, Solder pin length (l): 3.5 mm, tinned, black, Box
32276 | 1157380000 | SV 7.62HP/04/90G SC/08R SN BK BX | PCB plug-in connector, male header, closed side, THT solder connection, 7.62 mm, Number of poles: 4, 90°, Solder pin length (l): 3.5 mm, tinned, black, Box
32277 | 1157350000 | SU 10.16IT/04/270MF4 3.5AG BK BX | PCB plug-in connector, male header, closed side, Middle flange, THT solder connection, 10.16 mm, Number of poles: 4, 270°, Solder pin length (l): 3.5 mm, silver-plated, black, Box
32278 | 1157340000 | SU 10.16IT/04/270MF2 3.5AG BK BX | PCB plug-in connector, male header, closed side, Middle flange, THT solder connection, 10.16 mm, Number of poles: 4, 270°, Solder pin length (l): 3.5 mm, silver-plated, black, Box
32279 | 1157050000 | SV 7.62HP/03/90G SC/08R SN BK BX | PCB plug-in connector, male header, closed side, THT solder connection, 7.62 mm, Number of poles: 3, 90°, Solder pin length (l): 3.5 mm, tinned, black, Box
32280 | 1156970000 | SV 7.62HP/04/270G SC/08R SN BK BX | PCB plug-in connector, male header, closed side, THT solder connection, 7.62 mm, Number of poles: 4, 270°, Solder pin length (l): 3.5 mm, tinned, black, Box
32281 | 1156940000 | SV 7.62HP/03/270G SC/08R SN BK BX | PCB plug-in connector, male header, closed side, THT solder connection, 7.62 mm, Number of poles: 3, 270°, Solder pin length (l): 3.5 mm, tinned, black, Box
32282 | 1156880000 | SV 7.62HP/03/90MSF3 SC/08R SN BK BX | PCB plug-in connector, male header, closed side, Middle screw flange, THT solder connection, 7.62 mm, Number of poles: 3, 90°, Solder pin length (l): 3.5 mm, tinned, black, Box
32283 | 1156870000 | SV 7.62HP/03/90MSF2 SC/08R SN BK BX | PCB plug-in connector, male header, closed side, Middle screw flange, THT solder connection, 7.62 mm, Number of poles: 3, 90°, Solder pin length (l): 3.5 mm, tinned, black, Box
32284 | 1156850000 | SV 7.62HP/03/90MF3 SC/08R SN BK BX | PCB plug-in connector, male header, closed side, Middle flange, THT solder connection, 7.62 mm, Number of poles: 3, 90°, Solder pin length (l): 3.5 mm, tinned, black, Box
32285 | 1156840000 | SV 7.62HP/03/90MF2 SC/08R SN BK BX | PCB plug-in connector, male header, closed side, Middle flange, THT solder connection, 7.62 mm, Number of poles: 3, 90°, Solder pin length (l): 3.5 mm, tinned, black, Box
32286 | 1156830000 | SV 7.62HP/02/90MSF2 SC/08R SN BK BX | PCB plug-in connector, male header, closed side, Middle screw flange, THT solder connection, 7.62 mm, Number of poles: 2, 90°, Solder pin length (l): 3.5 mm, tinned, black, Box
32287 | 1156820000 | SV 7.62HP/02/90MF2 SC/08R SN BK BX | PCB plug-in connector, male header, closed side, Middle flange, THT solder connection, 7.62 mm, Number of poles: 2, 90°, Solder pin length (l): 3.5 mm, tinned, black, Box
32288 | 1156700000 | SU 10.16IT/04/90MF4 3.5AG BK BX | PCB plug-in connector, male header, closed side, Middle flange, THT solder connection, 10.16 mm, Number of poles: 4, 90°, Solder pin length (l): 3.5 mm, silver-plated, black, Box
32289 | 1156690000 | SU 10.16IT/04/90MF2 3.5AG BK BX | PCB plug-in connector, male header, closed side, Middle flange, THT solder connection, 10.16 mm, Number of poles: 4, 90°, Solder pin length (l): 3.5 mm, silver-plated, black, Box
32290 | 1156590000 | SV 7.62IT/04/90MF4 3.5SN BK BX | PCB plug-in connector, male header, closed side, Middle flange, THT solder connection, 7.62 mm, Number of poles: 4, 90°, Solder pin length (l): 3.5 mm, tinned, black, Box
32291 | 1156580000 | SV 7.62IT/04/90MF2 3.5SN BK BX | PCB plug-in connector, male header, closed side, Middle flange, THT solder connection, 7.62 mm, Number of poles: 4, 90°, Solder pin length (l): 3.5 mm, tinned, black, Box
32292 | 1156530000 | SV 7.62IT/04/270MF4 3.5SN BK BX | PCB plug-in connector, male header, closed side, Middle flange, THT solder connection, 7.62 mm, Number of poles: 4, 270°, Solder pin length (l): 3.5 mm, tinned, black, Box
32293 | 1156520000 | SV 7.62IT/04/270MF2 3.5SN BK BX | PCB plug-in connector, male header, closed side, Middle flange, THT solder connection, 7.62 mm, Number of poles: 4, 270°, Solder pin length (l): 3.5 mm, tinned, black, Box
32294 | 1156250000 | SV 7.62HP/03/90MSF2 SC/04R SN BK BX | PCB plug-in connector, male header, closed side, Middle screw flange, THT solder connection, 7.62 mm, Number of poles: 3, 90°, Solder pin length (l): 3.5 mm, tinned, black, Box
32295 | 1156230000 | SV 7.62HP/03/90MF2 SC/04R SN BK BX | PCB plug-in connector, male header, closed side, Middle flange, THT solder connection, 7.62 mm, Number of poles: 3, 90°, Solder pin length (l): 3.5 mm, tinned, black, Box
32296 | 1156220000 | SV 7.62HP/03/270MSF3 SC/08R SN BK BX | PCB plug-in connector, male header, closed side, Middle screw flange, THT solder connection, 7.62 mm, Number of poles: 3, 270°, Solder pin length (l): 3.5 mm, tinned, black, Box
32297 | 1156210000 | SV 7.62HP/03/270MSF2 SC/08R SN BK BX | PCB plug-in connector, male header, closed side, Middle screw flange, THT solder connection, 7.62 mm, Number of poles: 3, 270°, Solder pin length (l): 3.5 mm, tinned, black, Box
32298 | 1156190000 | SV 7.62HP/03/270MSF2 SC/04R SN BK BX | PCB plug-in connector, male header, closed side, Middle screw flange, THT solder connection, 7.62 mm, Number of poles: 3, 270°, Solder pin length (l): 3.5 mm, tinned, black, Box
32299 | 1156180000 | SV 7.62HP/03/270MF3 SC/08R SN BK BX | PCB plug-in connector, male header, closed side, Middle flange, THT solder connection, 7.62 mm, Number of poles: 3, 270°, Solder pin length (l): 3.5 mm, tinned, black, Box
32300 | 1156170000 | SV 7.62HP/03/270MF2 SC/08R SN BK BX | PCB plug-in connector, male header, closed side, Middle flange, THT solder connection, 7.62 mm, Number of poles: 3, 270°, Solder pin length (l): 3.5 mm, tinned, black, Box
32301 | 1156140000 | SV 7.62HP/03/270MF2 SC/04R SN BK BX | PCB plug-in connector, male header, closed side, Middle flange, THT solder connection, 7.62 mm, Number of poles: 3, 270°, Solder pin length (l): 3.5 mm, tinned, black, Box
32302 | 1156130000 | SV 7.62HP/02/270MSF2 SC/08R SN BK BX | PCB plug-in connector, male header, closed side, Middle screw flange, THT solder connection, 7.62 mm, Number of poles: 2, 270°, Solder pin length (l): 3.5 mm, tinned, black, Box
32303 | 1156120000 | SV 7.62HP/02/270MF2 SC/08R SN BK BX | PCB plug-in connector, male header, closed side, Middle flange, THT solder connection, 7.62 mm, Number of poles: 2, 270°, Solder pin length (l): 3.5 mm, tinned, black, Box
32304 | 1101000000 | SV 7.62HP/04/90MSF2 3.5SN BK BX | PCB plug-in connector, male header, closed side, Middle screw flange, THT solder connection, 7.62 mm, Number of poles: 4, 90°, Solder pin length (l): 3.5 mm, black, Box
32305 | 1091260000 | SV 7.62HP/05/270G SC/06R SN BK BX | PCB plug-in connector, male header, closed side, THT solder connection, 7.62 mm, Number of poles: 5, 270°, Solder pin length (l): 3.5 mm, tinned, black, Box
32306 | 1091240000 | SV 7.62HP/05/270G SC/04R SN BK BX | PCB plug-in connector, male header, closed side, THT solder connection, 7.62 mm, Number of poles: 5, 270°, Solder pin length (l): 3.5 mm, tinned, black, Box
32307 | 1091120000 | SV 7.62HP/04/270G SC/04R SN BK BX | PCB plug-in connector, male header, closed side, THT solder connection, 7.62 mm, Number of poles: 4, 270°, Solder pin length (l): 3.5 mm, tinned, black, Box
32308 | 1091010000 | SV 7.62HP/03/270G SC/06R SN BK BX | PCB plug-in connector, male header, closed side, THT solder connection, 7.62 mm, Number of poles: 3, 270°, Solder pin length (l): 3.5 mm, tinned, black, Box
32309 | 1090590000 | SV 7.62HP/05/90G SC/06R SN BK BX | PCB plug-in connector, male header, closed side, THT solder connection, 7.62 mm, Number of poles: 5, 90°, Solder pin length (l): 3.5 mm, tinned, black, Box
32310 | 1090520000 | SV 7.62HP/05/90G SC/04R SN BK BX | PCB plug-in connector, male header, closed side, THT solder connection, 7.62 mm, Number of poles: 5, 90°, Solder pin length (l): 3.5 mm, tinned, black, Box
32311 | 1090450000 | SV 7.62HP/04/90MSF4 SC/06R SN BK BX | PCB plug-in connector, male header, closed side, Middle screw flange, THT solder connection, 7.62 mm, Number of poles: 4, 90°, Solder pin length (l): 3.5 mm, tinned, black, Box
32312 | 1090210000 | SV 7.62HP/04/90MF4 SC/06R SN BK BX | PCB plug-in connector, male header, closed side, Middle flange, THT solder connection, 7.62 mm, Number of poles: 4, 90°, Solder pin length (l): 3.5 mm, tinned, black, Box
32313 | 1090140000 | SV 7.62HP/04/270MSF4 SC/06R SN BK BX | PCB plug-in connector, male header, closed side, Middle screw flange, THT solder connection, 7.62 mm, Number of poles: 4, 270°, Solder pin length (l): 3.5 mm, tinned, black, Box
32314 | 1090130000 | SV 7.62HP/04/90MF4 SC/04R SN BK BX | PCB plug-in connector, male header, closed side, Middle flange, THT solder connection, 7.62 mm, Number of poles: 4, 90°, Solder pin length (l): 3.5 mm, tinned, black, Box
32315 | 1090120000 | SV 7.62HP/03/90G SC/06R SN BK BX | PCB plug-in connector, male header, closed side, THT solder connection, 7.62 mm, Number of poles: 3, 90°, Solder pin length (l): 3.5 mm, tinned, black, Box
32316 | 1089910000 | SV 7.62HP/04/270MF4 SC/06R SN BK BX | PCB plug-in connector, male header, closed side, Middle flange, THT solder connection, 7.62 mm, Number of poles: 4, 270°, Solder pin length (l): 3.5 mm, tinned, black, Box
32317 | 1089890000 | SV 7.62HP/03/90MSF3 SC/04R SN BK BX | PCB plug-in connector, male header, closed side, Middle screw flange, THT solder connection, 7.62 mm, Number of poles: 3, 90°, Solder pin length (l): 3.5 mm, tinned, black, Box
32318 | 1089820000 | SV 7.62HP/04/270MF4 SC/04R SN BK BX | PCB plug-in connector, male header, closed side, Middle flange, THT solder connection, 7.62 mm, Number of poles: 4, 270°, Solder pin length (l): 3.5 mm, tinned, black, Box
32319 | 1089660000 | SV 7.62HP/03/90MF3 SC/04R SN BK BX | PCB plug-in connector, male header, closed side, Middle flange, THT solder connection, 7.62 mm, Number of poles: 3, 90°, Solder pin length (l): 3.5 mm, tinned, black, Box
32320 | 1089610000 | SV 7.62HP/03/270MSF3 SC/04R SN BK BX | PCB plug-in connector, male header, closed side, Middle screw flange, THT solder connection, 7.62 mm, Number of poles: 3, 270°, Solder pin length (l): 3.5 mm, tinned, black, Box
32321 | 1089570000 | SV 7.62HP/02/90MSF2 SC/06R SN BK BX | PCB plug-in connector, male header, closed side, Middle screw flange, THT solder connection, 7.62 mm, Number of poles: 2, 90°, Solder pin length (l): 3.5 mm, tinned, black, Box
32322 | 1089440000 | SV 7.62HP/03/270MF3 SC/04R SN BK BX | PCB plug-in connector, male header, closed side, Middle flange, THT solder connection, 7.62 mm, Number of poles: 3, 270°, Solder pin length (l): 3.5 mm, tinned, black, Box
32323 | 1089410000 | SV 7.62HP/02/90MF2 SC/06R SN BK BX | PCB plug-in connector, male header, closed side, Middle flange, THT solder connection, 7.62 mm, Number of poles: 2, 90°, Solder pin length (l): 3.5 mm, tinned, black, Box
32324 | 1089380000 | SV 7.62HP/02/270MSF2 SC/06R SN BK BX | PCB plug-in connector, male header, closed side, Middle screw flange, THT solder connection, 7.62 mm, Number of poles: 2, 270°, Solder pin length (l): 3.5 mm, tinned, black, Box
32325 | 1089280000 | SV 7.62HP/02/270MF2 SC/06R SN BK BX | PCB plug-in connector, male header, closed side, Middle flange, THT solder connection, 7.62 mm, Number of poles: 2, 270°, Solder pin length (l): 3.5 mm, tinned, black, Box
32326 | 2555590000 | SL 5.08HC/04/180B 4.5SN BK BX | PCB plug-in connector, male header, Dovetails for fixing blocks, THT solder connection, 5.08 mm, Number of poles: 4, 180°, Solder pin length (l): 4.5 mm, tinned, black, Box
32327 | 2551440000 | SL 5.08HC/02/180B 4.5SN BK BX | PCB plug-in connector, male header, Dovetails for fixing blocks, THT solder connection, 5.08 mm, Number of poles: 2, 180°, Solder pin length (l): 4.5 mm, tinned, black, Box
32328 | 2551410000 | SL 5.08HC/03/180B 4.5SN BK BX | PCB plug-in connector, male header, Dovetails for fixing blocks, THT solder connection, 5.08 mm, Number of poles: 3, 180°, Solder pin length (l): 4.5 mm, tinned, black, Box
32329 | 1549110000 | SL 5.08HC/03/180 4.5SN BK BX | PCB plug-in connector, male header, open side, THT solder connection, 5.08 mm, Number of poles: 3, 180°, Solder pin length (l): 4.5 mm, tinned, black, Box
32330 | 1155050000 | SL 5.08HC/04/90 3.2SN BK BX | PCB plug-in connector, male header, open side, THT solder connection, 5.08 mm, Number of poles: 4, 90°, Solder pin length (l): 3.2 mm, tinned, black, Box
32331 | 1150470000 | SL 5.08HC/13/90LF 3.2SN BK BX | PCB plug-in connector, male header, Solder flange, THT solder connection, 5.08 mm, Number of poles: 13, 90°, Solder pin length (l): 3.2 mm, tinned, black, Box
32332 | 1150450000 | SL 5.08HC/12/90LF 3.2SN BK BX | PCB plug-in connector, male header, Solder flange, THT solder connection, 5.08 mm, Number of poles: 12, 90°, Solder pin length (l): 3.2 mm, tinned, black, Box
32333 | 1150440000 | SL 5.08HC/11/90LF 3.2SN BK BX | PCB plug-in connector, male header, Solder flange, THT solder connection, 5.08 mm, Number of poles: 11, 90°, Solder pin length (l): 3.2 mm, tinned, black, Box
32334 | 1150410000 | SL 5.08HC/08/90LF 3.2SN BK BX | PCB plug-in connector, male header, Solder flange, THT solder connection, 5.08 mm, Number of poles: 8, 90°, Solder pin length (l): 3.2 mm, tinned, black, Box
32335 | 1150400000 | SL 5.08HC/07/90LF 3.2SN BK BX | PCB plug-in connector, male header, Solder flange, THT solder connection, 5.08 mm, Number of poles: 7, 90°, Solder pin length (l): 3.2 mm, tinned, black, Box
32336 | 1150380000 | SL 5.08HC/05/90LF 3.2SN BK BX | PCB plug-in connector, male header, Solder flange, THT solder connection, 5.08 mm, Number of poles: 5, 90°, Solder pin length (l): 3.2 mm, tinned, black, Box
32337 | 1150210000 | SL 5.08HC/13/90F 3.2SN BK BX | PCB plug-in connector, male header, Flange, THT solder connection, 5.08 mm, Number of poles: 13, 90°, Solder pin length (l): 3.2 mm, tinned, black, Box
32338 | 1150200000 | SL 5.08HC/12/90F 3.2SN BK BX | PCB plug-in connector, male header, Flange, THT solder connection, 5.08 mm, Number of poles: 12, 90°, Solder pin length (l): 3.2 mm, tinned, black, Box
32339 | 1150190000 | SL 5.08HC/11/90F 3.2SN BK BX | PCB plug-in connector, male header, Flange, THT solder connection, 5.08 mm, Number of poles: 11, 90°, Solder pin length (l): 3.2 mm, tinned, black, Box
32340 | 1150150000 | SL 5.08HC/08/90F 3.2SN BK BX | PCB plug-in connector, male header, Flange, THT solder connection, 5.08 mm, Number of poles: 8, 90°, Solder pin length (l): 3.2 mm, tinned, black, Box
32341 | 1150120000 | SL 5.08HC/05/90F 3.2SN BK BX | PCB plug-in connector, male header, Flange, THT solder connection, 5.08 mm, Number of poles: 5, 90°, Solder pin length (l): 3.2 mm, tinned, black, Box
32342 | 1149590000 | SL 5.08HC/13/180LF 3.2SN BK BX | PCB plug-in connector, male header, Solder flange, THT solder connection, 5.08 mm, Number of poles: 13, 180°, Solder pin length (l): 3.2 mm, tinned, black, Box
32343 | 1149550000 | SL 5.08HC/12/180LF 3.2SN BK BX | PCB plug-in connector, male header, Solder flange, THT solder connection, 5.08 mm, Number of poles: 12, 180°, Solder pin length (l): 3.2 mm, tinned, black, Box
32344 | 1149520000 | SL 5.08HC/11/180LF 3.2SN BK BX | PCB plug-in connector, male header, Solder flange, THT solder connection, 5.08 mm, Number of poles: 11, 180°, Solder pin length (l): 3.2 mm, tinned, black, Box
32345 | 1149470000 | SL 5.08HC/04/180B 3.2SN BK BX | PCB plug-in connector, male header, Dovetails for fixing blocks, THT solder connection, 5.08 mm, Number of poles: 4, 180°, Solder pin length (l): 3.2 mm, tinned, black, Box
32346 | 1149430000 | SL 5.08HC/03/180B 3.2SN BK BX | PCB plug-in connector, male header, Dovetails for fixing blocks, THT solder connection, 5.08 mm, Number of poles: 3, 180°, Solder pin length (l): 3.2 mm, tinned, black, Box
32347 | 1149420000 | SL 5.08HC/08/180LF 3.2SN BK BX | PCB plug-in connector, male header, Solder flange, THT solder connection, 5.08 mm, Number of poles: 8, 180°, Solder pin length (l): 3.2 mm, tinned, black, Box
32348 | 1149390000 | SL 5.08HC/07/180LF 3.2SN BK BX | PCB plug-in connector, male header, Solder flange, THT solder connection, 5.08 mm, Number of poles: 7, 180°, Solder pin length (l): 3.2 mm, tinned, black, Box
32349 | 1149320000 | SL 5.08HC/05/180LF 3.2SN BK BX | PCB plug-in connector, male header, Solder flange, THT solder connection, 5.08 mm, Number of poles: 5, 180°, Solder pin length (l): 3.2 mm, tinned, black, Box
32350 | 1148820000 | SL 5.08HC/13/180F 3.2SN BK BX | PCB plug-in connector, male header, Flange, THT solder connection, 5.08 mm, Number of poles: 13, 180°, Solder pin length (l): 3.2 mm, tinned, black, Box
32351 | 1148790000 | SL 5.08HC/12/180F 3.2SN BK BX | PCB plug-in connector, male header, Flange, THT solder connection, 5.08 mm, Number of poles: 12, 180°, Solder pin length (l): 3.2 mm, tinned, black, Box
32352 | 1148750000 | SL 5.08HC/11/180F 3.2SN BK BX | PCB plug-in connector, male header, Flange, THT solder connection, 5.08 mm, Number of poles: 11, 180°, Solder pin length (l): 3.2 mm, tinned, black, Box
32353 | 1148670000 | SL 5.08HC/03/180G 3.2SN BK BX | PCB plug-in connector, male header, closed side, THT solder connection, 5.08 mm, Number of poles: 3, 180°, Solder pin length (l): 3.2 mm, tinned, black, Box
32354 | 1148620000 | SL 5.08HC/07/180F 3.2SN BK BX | PCB plug-in connector, male header, Flange, THT solder connection, 5.08 mm, Number of poles: 7, 180°, Solder pin length (l): 3.2 mm, tinned, black, Box
32355 | 1148570000 | SL 5.08HC/05/180F 3.2SN BK BX | PCB plug-in connector, male header, Flange, THT solder connection, 5.08 mm, Number of poles: 5, 180°, Solder pin length (l): 3.2 mm, tinned, black, Box
32356 | 1148110000 | SL 5.08HC/03/180 3.2SN BK BX | PCB plug-in connector, male header, open side, THT solder connection, 5.08 mm, Number of poles: 3, 180°, Solder pin length (l): 3.2 mm, tinned, black, Box
32357 | 1148080000 | SL 5.08HC/02/180 3.2SN BK BX | PCB plug-in connector, male header, open side, THT solder connection, 5.08 mm, Number of poles: 2, 180°, Solder pin length (l): 3.2 mm, tinned, black, Box
32358 | 2000930000 | LS2HF 3.50/02/90 3.5SN OR BX | Printed circuit board terminals, 3.50 mm, Number of poles: 2, 90°, Solder pin length (l): 3.5 mm, orange, PUSH IN with actuator, Clamping range, max. : 1.5 mm², Box
32359 | 1543060000 | BVZ 7.62HP/05/180MF5 SN BK BX | PCB plug-in connector, female plug, 7.62 mm, Number of poles: 5, 180°, Clamping yoke connection, Clamping range, max. : 10 mm², Box
32360 | 1543050000 | BVZ 7.62HP/05/180MF4 SN BK BX | PCB plug-in connector, female plug, 7.62 mm, Number of poles: 5, 180°, Clamping yoke connection, Clamping range, max. : 10 mm², Box
32361 | 1543040000 | BVZ 7.62HP/05/180MF3 SN BK BX | PCB plug-in connector, female plug, 7.62 mm, Number of poles: 5, 180°, Clamping yoke connection, Clamping range, max. : 10 mm², Box
32362 | 1543030000 | BVZ 7.62HP/05/180MF2 SN BK BX | PCB plug-in connector, female plug, 7.62 mm, Number of poles: 5, 180°, Clamping yoke connection, Clamping range, max. : 10 mm², Box
32363 | 1519430000 | CH20M45 SET 20/02 BK/OR | Electronics housing sample, OMNIMATE Housing - series CH20M black, Width: 45 mm
32364 | 1519340000 | CH20M22 SET 2/3 BK/OR | Electronics housing sample, OMNIMATE Housing - series CH20M black, Sample kit for developers, consisting of individual parts incl. female plug, Width: 22.5 mm
32365 | 1519320000 | CH20M22 SET 1/2 BK/OR | Electronics housing sample, OMNIMATE Housing - series CH20M black, Sample kit for developers, consisting of individual parts incl. female plug, Width: 22.5 mm
32366 | 1519300000 | CH20M22 SET 1/1 BK/OR | Electronics housing sample, OMNIMATE Housing - series CH20M black, Sample kit for developers, consisting of individual parts incl. female plug, Width: 22.5 mm
32367 | 1519270000 | CH20M12 SET 2/3 BK/OR | Electronics housing sample, OMNIMATE Housing - series CH20M black, Sample kit for developers, consisting of individual parts incl. female plug, Width: 12.5 mm
32368 | 1519230000 | CH20M12 SET 1/2 BK/OR | Electronics housing sample, OMNIMATE Housing - series CH20M black, Sample kit for developers, consisting of individual parts incl. female plug, Width: 12.5 mm
32369 | 1483050000 | KOSM BHZ5.00 | PCB plug-in connector, Accessories, Coding element, orange
32370 | 1222870000 | CTF PV WM4 | Photovoltaics, Crimping tool for photovoltaic contacts
32371 | 2633400000 | BVFL 7.62HP/4/180MSF4 BCF/4 SNBKBX SP90 | PCB plug-in connector, female plug, 7.62 mm, Number of poles: 4, 180°, PUSH IN with actuator, Clamping range, max. : 6 mm², Box
32372 | 2633390000 | BVFL 7.62HP/4/180MSF4 BCF/4 SNBKBX SP180 | PCB plug-in connector, female plug, 7.62 mm, Number of poles: 4, 180°, PUSH IN with actuator, Clamping range, max. : 6 mm², Box
32373 | 2623150000 | BVFL 7.62HP/04/180MF3 SN BK BX LRP | PCB plug-in connector, female plug, 7.62 mm, Number of poles: 4, 180°, PUSH IN with actuator, Clamping range, max. : 6 mm², Box
32374 | 2614040000 | BVF 7.62HP/4/180MSF4 BCF/4 SNBKBX SP90 | PCB plug-in connector, female plug, 7.62 mm, Number of poles: 4, 180°, PUSH IN with actuator, PUSH IN without actuator, Clamping range, max. : 10 mm², Box
32375 | 2549350000 | BVFL 7.62HP/05/180F SN BK BX | PCB plug-in connector, female plug, 7.62 mm, Number of poles: 5, 180°, PUSH IN with actuator, Clamping range, max. : 6 mm², Box
32376 | 2549340000 | BVFL 7.62HP/03/180F SN BK BX | PCB plug-in connector, female plug, 7.62 mm, Number of poles: 3, 180°, PUSH IN with actuator, Clamping range, max. : 6 mm², Box
32377 | 2544950000 | BUF 10.16IT/04/180MF4 AG BK BX | PCB plug-in connector, female plug, 10.16 mm, Number of poles: 4, 180°, PUSH IN with actuator, Clamping range, max. : 16 mm², Box
32378 | 2493420000 | BUF 10.16IT/05/180 AG BK BX | PCB plug-in connector, female plug, 10.16 mm, Number of poles: 5, 180°, PUSH IN with actuator, Clamping range, max. : 16 mm², Box
32379 | 2493400000 | BUF 10.16IT/03/180 AG BK BX | PCB plug-in connector, female plug, 10.16 mm, Number of poles: 3, 180°, PUSH IN with actuator, Clamping range, max. : 16 mm², Box
32380 | 2493350000 | BUF 10.16IT/03/180SF AG BK BX | PCB plug-in connector, female plug, 10.16 mm, Number of poles: 3, 180°, PUSH IN with actuator, Clamping range, max. : 16 mm², Box
32381 | 2493310000 | BUF 10.16IT/03/180F AG BK BX | PCB plug-in connector, female plug, 10.16 mm, Number of poles: 3, 180°, PUSH IN with actuator, Clamping range, max. : 16 mm², Box
32382 | 2493280000 | BUF 10.16IT/04/180MSF4 AG BK BX | PCB plug-in connector, female plug, 10.16 mm, Number of poles: 4, 180°, PUSH IN with actuator, Clamping range, max. : 16 mm², Box
32383 | 2493270000 | BUF 10.16IT/04/180MSF3 AG BK BX | PCB plug-in connector, female plug, 10.16 mm, Number of poles: 4, 180°, PUSH IN with actuator, Clamping range, max. : 16 mm², Box
32384 | 2493260000 | BUF 10.16IT/04/180MSF2 AG BK BX | PCB plug-in connector, female plug, 10.16 mm, Number of poles: 4, 180°, PUSH IN with actuator, Clamping range, max. : 16 mm², Box
32385 | 2493210000 | BUF 10.16IT/04/180MF3 AG BK BX | PCB plug-in connector, female plug, 10.16 mm, Number of poles: 4, 180°, PUSH IN with actuator, Clamping range, max. : 16 mm², Box
32386 | 2493200000 | BUF 10.16IT/04/180MF2 AG BK BX | PCB plug-in connector, female plug, 10.16 mm, Number of poles: 4, 180°, PUSH IN with actuator, Clamping range, max. : 16 mm², Box
32387 | 2493160000 | BUF 10.16IT/02/180MF2 AG BK BX | PCB plug-in connector, female plug, 10.16 mm, Number of poles: 2, 180°, PUSH IN with actuator, Clamping range, max. : 16 mm², Box
32388 | 1547540000 | BVFL 7.62HP/04/180MF3 SN BK BX | PCB plug-in connector, female plug, 7.62 mm, Number of poles: 4, 180°, PUSH IN with actuator, Clamping range, max. : 6 mm², Box
32389 | 1134120000 | BLL 7.62HP/05/180LF 3.2SN BK BX | PCB plug-in connector, female header, Solder flange, THT solder connection, 7.62 mm, Number of poles: 5, 180°, Solder pin length (l): 3.2 mm, tinned, black, Box
32390 | 1122100000 | BLL 7.62HP/05/180 3.2SN BK BX | PCB plug-in connector, female header, closed side, THT solder connection, 7.62 mm, Number of poles: 5, 180°, Solder pin length (l): 3.2 mm, tinned, black, Box
32391 | 1095670000 | BLL 7.62HP/05/90LF 3.2SN BK BX | PCB plug-in connector, female header, Solder flange, THT solder connection, 7.62 mm, Number of poles: 5, 90°, Solder pin length (l): 3.2 mm, tinned, black, Box
32392 | 2538270000 | BLF 3.50/18/180LR SN OR BX | PCB plug-in connector, female plug, 3.50 mm, Number of poles: 18, 180°, PUSH IN with actuator, Tension-clamp connection, Clamping range, max. : 1.5 mm², Box
32393 | 2538260000 | BLF 3.50/17/180LR SN OR BX | PCB plug-in connector, female plug, 3.50 mm, Number of poles: 17, 180°, PUSH IN with actuator, Tension-clamp connection, Clamping range, max. : 1.5 mm², Box
32394 | 2538250000 | BLF 3.50/18/180LR SN BK BX | PCB plug-in connector, female plug, 3.50 mm, Number of poles: 18, 180°, PUSH IN with actuator, Tension-clamp connection, Clamping range, max. : 1.5 mm², Box
32395 | 2538240000 | BLF 3.50/17/180LR SN BK BX | PCB plug-in connector, female plug, 3.50 mm, Number of poles: 17, 180°, PUSH IN with actuator, Tension-clamp connection, Clamping range, max. : 1.5 mm², Box
32396 | 2538230000 | BLF 3.50/16/180LR SN BK BX | PCB plug-in connector, female plug, 3.50 mm, Number of poles: 16, 180°, PUSH IN with actuator, Tension-clamp connection, Clamping range, max. : 1.5 mm², Box
32397 | 2538170000 | BLF 3.50/18/180LH SN BK BX | PCB plug-in connector, female plug, 3.50 mm, Number of poles: 18, 180°, PUSH IN with actuator, Tension-clamp connection, Clamping range, max. : 1.5 mm², Box
32398 | 2538160000 | BLF 3.50/17/180LH SN BK BX | PCB plug-in connector, female plug, 3.50 mm, Number of poles: 17, 180°, PUSH IN with actuator, Tension-clamp connection, Clamping range, max. : 1.5 mm², Box
32399 | 2538150000 | BLF 3.50/16/180LH SN BK BX | PCB plug-in connector, female plug, 3.50 mm, Number of poles: 16, 180°, PUSH IN with actuator, Tension-clamp connection, Clamping range, max. : 1.5 mm², Box
32400 | 2538110000 | BLF 3.50/12/180LH SN BK BX | PCB plug-in connector, female plug, 3.50 mm, Number of poles: 12, 180°, PUSH IN with actuator, Tension-clamp connection, Clamping range, max. : 1.5 mm², Box
32401 | 2538100000 | BLF 3.50/11/180LH SN BK BX | PCB plug-in connector, female plug, 3.50 mm, Number of poles: 11, 180°, PUSH IN with actuator, Tension-clamp connection, Clamping range, max. : 1.5 mm², Box
32402 | 2538080000 | BLF 3.50/09/180LH SN BK BX | PCB plug-in connector, female plug, 3.50 mm, Number of poles: 9, 180°, PUSH IN with actuator, Tension-clamp connection, Clamping range, max. : 1.5 mm², Box
32403 | 2538070000 | BLF 3.50/08/180LH SN BK BX | PCB plug-in connector, female plug, 3.50 mm, Number of poles: 8, 180°, PUSH IN with actuator, Tension-clamp connection, Clamping range, max. : 1.5 mm², Box
32404 | 2537990000 | BLF 3.50/18/180F SN BK BX | PCB plug-in connector, female plug, 3.50 mm, Number of poles: 18, 180°, PUSH IN with actuator, Tension-clamp connection, Clamping range, max. : 1.5 mm², Box
32405 | 2537980000 | BLF 3.50/17/180F SN BK BX | PCB plug-in connector, female plug, 3.50 mm, Number of poles: 17, 180°, PUSH IN with actuator, Tension-clamp connection, Clamping range, max. : 1.5 mm², Box
32406 | 2537970000 | BLF 3.50/16/180F SN BK BX | PCB plug-in connector, female plug, 3.50 mm, Number of poles: 16, 180°, PUSH IN with actuator, Tension-clamp connection, Clamping range, max. : 1.5 mm², Box
32407 | 2537830000 | BLF 3.50/13/180 SN BK BX | PCB plug-in connector, female plug, 3.50 mm, Number of poles: 13, 180°, PUSH IN with actuator, Tension-clamp connection, Clamping range, max. : 1.5 mm², Box
32408 | 2460110000 | BLF 3.50/18/180LH SN OR BX | PCB plug-in connector, female plug, 3.50 mm, Number of poles: 18, 180°, PUSH IN with actuator, Tension-clamp connection, Clamping range, max. : 1.5 mm², Box
32409 | 2460100000 | BLF 3.50/17/180LH SN OR BX | PCB plug-in connector, female plug, 3.50 mm, Number of poles: 17, 180°, PUSH IN with actuator, Tension-clamp connection, Clamping range, max. : 1.5 mm², Box
32410 | 2460090000 | BLF 3.50/16/180LH SN OR BX | PCB plug-in connector, female plug, 3.50 mm, Number of poles: 16, 180°, PUSH IN with actuator, Tension-clamp connection, Clamping range, max. : 1.5 mm², Box
32411 | 2460050000 | BLF 3.50/12/180LH SN OR BX | PCB plug-in connector, female plug, 3.50 mm, Number of poles: 12, 180°, PUSH IN with actuator, Tension-clamp connection, Clamping range, max. : 1.5 mm², Box
32412 | 2460040000 | BLF 3.50/11/180LH SN OR BX | PCB plug-in connector, female plug, 3.50 mm, Number of poles: 11, 180°, PUSH IN with actuator, Tension-clamp connection, Clamping range, max. : 1.5 mm², Box
32413 | 2460020000 | BLF 3.50/09/180LH SN OR BX | PCB plug-in connector, female plug, 3.50 mm, Number of poles: 9, 180°, PUSH IN with actuator, Tension-clamp connection, Clamping range, max. : 1.5 mm², Box
32414 | 2460010000 | BLF 3.50/08/180LH SN OR BX | PCB plug-in connector, female plug, 3.50 mm, Number of poles: 8, 180°, PUSH IN with actuator, Tension-clamp connection, Clamping range, max. : 1.5 mm², Box
32415 | 2459940000 | BLF 3.50/12/180LR SN BK BX | PCB plug-in connector, female plug, 3.50 mm, Number of poles: 12, 180°, PUSH IN with actuator, Tension-clamp connection, Clamping range, max. : 1.5 mm², Box
32416 | 2459930000 | BLF 3.50/11/180LR SN BK BX | PCB plug-in connector, female plug, 3.50 mm, Number of poles: 11, 180°, PUSH IN with actuator, Tension-clamp connection, Clamping range, max. : 1.5 mm², Box
32417 | 2459910000 | BLF 3.50/09/180LR SN BK BX | PCB plug-in connector, female plug, 3.50 mm, Number of poles: 9, 180°, PUSH IN with actuator, Tension-clamp connection, Clamping range, max. : 1.5 mm², Box
32418 | 2459820000 | BLF 3.50/16/180LR SN OR BX | PCB plug-in connector, female plug, 3.50 mm, Number of poles: 16, 180°, PUSH IN with actuator, Tension-clamp connection, Clamping range, max. : 1.5 mm², Box
32419 | 2459780000 | BLF 3.50/12/180LR SN OR BX | PCB plug-in connector, female plug, 3.50 mm, Number of poles: 12, 180°, PUSH IN with actuator, Tension-clamp connection, Clamping range, max. : 1.5 mm², Box
32420 | 2459770000 | BLF 3.50/11/180LR SN OR BX | PCB plug-in connector, female plug, 3.50 mm, Number of poles: 11, 180°, PUSH IN with actuator, Tension-clamp connection, Clamping range, max. : 1.5 mm², Box
32421 | 2459750000 | BLF 3.50/09/180LR SN OR BX | PCB plug-in connector, female plug, 3.50 mm, Number of poles: 9, 180°, PUSH IN with actuator, Tension-clamp connection, Clamping range, max. : 1.5 mm², Box
32422 | 2459740000 | BLF 3.50/08/180LR SN OR BX | PCB plug-in connector, female plug, 3.50 mm, Number of poles: 8, 180°, PUSH IN with actuator, Tension-clamp connection, Clamping range, max. : 1.5 mm², Box
32423 | 2459660000 | BLF 3.50/11/180F SN BK BX | PCB plug-in connector, female plug, 3.50 mm, Number of poles: 11, 180°, PUSH IN with actuator, Tension-clamp connection, Clamping range, max. : 1.5 mm², Box
32424 | 2459550000 | BLF 3.50/18/180F SN OR BX | PCB plug-in connector, female plug, 3.50 mm, Number of poles: 18, 180°, PUSH IN with actuator, Tension-clamp connection, Clamping range, max. : 1.5 mm², Box
32425 | 2459540000 | BLF 3.50/17/180F SN OR BX | PCB plug-in connector, female plug, 3.50 mm, Number of poles: 17, 180°, PUSH IN with actuator, Tension-clamp connection, Clamping range, max. : 1.5 mm², Box
32426 | 2459490000 | BLF 3.50/12/180F SN OR BX | PCB plug-in connector, female plug, 3.50 mm, Number of poles: 12, 180°, PUSH IN with actuator, Tension-clamp connection, Clamping range, max. : 1.5 mm², Box
32427 | 2459480000 | BLF 3.50/11/180F SN OR BX | PCB plug-in connector, female plug, 3.50 mm, Number of poles: 11, 180°, PUSH IN with actuator, Tension-clamp connection, Clamping range, max. : 1.5 mm², Box
32428 | 2459460000 | BLF 3.50/09/180F SN OR BX | PCB plug-in connector, female plug, 3.50 mm, Number of poles: 9, 180°, PUSH IN with actuator, Tension-clamp connection, Clamping range, max. : 1.5 mm², Box
32429 | 2459370000 | BLF 3.50/11/180 SN BK BX | PCB plug-in connector, female plug, 3.50 mm, Number of poles: 11, 180°, PUSH IN with actuator, Tension-clamp connection, Clamping range, max. : 1.5 mm², Box
32430 | 2459250000 | BLF 3.50/22/180 SN OR BX | PCB plug-in connector, female plug, 3.50 mm, Number of poles: 22, 180°, PUSH IN with actuator, Tension-clamp connection, Clamping range, max. : 1.5 mm², Box
32431 | 2459240000 | BLF 3.50/21/180 SN OR BX | PCB plug-in connector, female plug, 3.50 mm, Number of poles: 21, 180°, PUSH IN with actuator, Tension-clamp connection, Clamping range, max. : 1.5 mm², Box
32432 | 2459230000 | BLF 3.50/20/180 SN OR BX | PCB plug-in connector, female plug, 3.50 mm, Number of poles: 20, 180°, PUSH IN with actuator, Tension-clamp connection, Clamping range, max. : 1.5 mm², Box
32433 | 2459220000 | BLF 3.50/19/180 SN OR BX | PCB plug-in connector, female plug, 3.50 mm, Number of poles: 19, 180°, PUSH IN with actuator, Tension-clamp connection, Clamping range, max. : 1.5 mm², Box
32434 | 2459210000 | BLF 3.50/18/180 SN OR BX | PCB plug-in connector, female plug, 3.50 mm, Number of poles: 18, 180°, PUSH IN with actuator, Tension-clamp connection, Clamping range, max. : 1.5 mm², Box
32435 | 2459160000 | BLF 3.50/13/180 SN OR BX | PCB plug-in connector, female plug, 3.50 mm, Number of poles: 13, 180°, PUSH IN with actuator, Tension-clamp connection, Clamping range, max. : 1.5 mm², Box
32436 | 2558610000 | B2CF 3.50/38/180LR SN OR BX | PCB plug-in connector, female plug, 3.50 mm, Number of poles: 38, 180°, PUSH IN with actuator, Tension-clamp connection, Clamping range, max. : 1.5 mm², Box
32437 | 2558520000 | B2CF 3.50/40/180F SN OR BX | PCB plug-in connector, female plug, 3.50 mm, Number of poles: 40, 180°, PUSH IN with actuator, Tension-clamp connection, Clamping range, max. : 1.5 mm², Box
32438 | 2558510000 | B2CF 3.50/38/180F SN OR BX | PCB plug-in connector, female plug, 3.50 mm, Number of poles: 38, 180°, PUSH IN with actuator, Tension-clamp connection, Clamping range, max. : 1.5 mm², Box
32439 | 2054750000 | B2CF 3.50/36/180ZE SN OR BX | PCB plug-in connector, female plug, 3.50 mm, Number of poles: 36, 180°, PUSH IN with actuator, Tension-clamp connection, Clamping range, max. : 1.5 mm²
32440 | 2054720000 | B2CF 3.50/36/180FZE SN OR BX | PCB plug-in connector, female plug, 3.50 mm, Number of poles: 36, 180°, PUSH IN with actuator, Tension-clamp connection, Clamping range, max. : 1.5 mm², Box
32441 | 2054710000 | B2CF 3.50/36/180LRZE SN OR BX | PCB plug-in connector, female plug, 3.50 mm, Number of poles: 36, 180°, PUSH IN with actuator, Tension-clamp connection, Clamping range, max. : 1.5 mm², Box
32442 | 2054620000 | B2CF 3.50/24/180LRZE SN OR BX | PCB plug-in connector, female plug, 3.50 mm, Number of poles: 24, 180°, PUSH IN with actuator, Tension-clamp connection, Clamping range, max. : 1.5 mm², Box
32443 | 2054550000 | B2CF 3.50/18/180LRZE SN OR BX | PCB plug-in connector, female plug, 3.50 mm, Number of poles: 18, 180°, PUSH IN with actuator, Tension-clamp connection, Clamping range, max. : 1.5 mm², Box
32444 | 1376050000 | B2CF 3.50/36/180LH SN OR BX | PCB plug-in connector, female plug, 3.50 mm, Number of poles: 36, 180°, PUSH IN with actuator, Tension-clamp connection, Clamping range, max. : 1.5 mm², Box
32445 | 1376040000 | B2CF 3.50/34/180LH SN OR BX | PCB plug-in connector, female plug, 3.50 mm, Number of poles: 34, 180°, PUSH IN with actuator, Tension-clamp connection, Clamping range, max. : 1.5 mm², Box
32446 | 1376000000 | B2CF 3.50/26/180LH SN OR BX | PCB plug-in connector, female plug, 3.50 mm, Number of poles: 26, 180°, PUSH IN with actuator, Tension-clamp connection, Clamping range, max. : 1.5 mm², Box
32447 | 1375970000 | B2CF 3.50/18/180LH SN OR BX | PCB plug-in connector, female plug, 3.50 mm, Number of poles: 18, 180°, PUSH IN with actuator, Tension-clamp connection, Clamping range, max. : 1.5 mm², Box
32448 | 1375870000 | B2CF 3.50/34/180LH SN BK BX | PCB plug-in connector, female plug, 3.50 mm, Number of poles: 34, 180°, PUSH IN with actuator, Tension-clamp connection, Clamping range, max. : 1.5 mm², Box
32449 | 1375790000 | B2CF 3.50/18/180LH SN BK BX | PCB plug-in connector, female plug, 3.50 mm, Number of poles: 18, 180°, PUSH IN with actuator, Tension-clamp connection, Clamping range, max. : 1.5 mm², Box
32450 | 1365820000 | B2CF 3.50/24/180LH SN OR BX | PCB plug-in connector, female plug, 3.50 mm, Number of poles: 24, 180°, PUSH IN with actuator, Tension-clamp connection, Clamping range, max. : 1.5 mm², Box
32451 | 1278400000 | B2CF 3.50/34/180LR SN BK BX | PCB plug-in connector, female plug, 3.50 mm, Number of poles: 34, 180°, PUSH IN with actuator, Tension-clamp connection, Clamping range, max. : 1.5 mm², Box
32452 | 1278340000 | B2CF 3.50/24/180LR SN BK BX | PCB plug-in connector, female plug, 3.50 mm, Number of poles: 24, 180°, PUSH IN with actuator, Tension-clamp connection, Clamping range, max. : 1.5 mm², Box
32453 | 1278300000 | B2CF 3.50/18/180LR SN BK BX | PCB plug-in connector, female plug, 3.50 mm, Number of poles: 18, 180°, PUSH IN with actuator, Tension-clamp connection, Clamping range, max. : 1.5 mm², Box
32454 | 1278210000 | B2CF 3.50/36/180LR SN OR BX | PCB plug-in connector, female plug, 3.50 mm, Number of poles: 36, 180°, PUSH IN with actuator, Tension-clamp connection, Clamping range, max. : 1.5 mm², Box
32455 | 1278200000 | B2CF 3.50/34/180LR SN OR BX | PCB plug-in connector, female plug, 3.50 mm, Number of poles: 34, 180°, PUSH IN with actuator, Tension-clamp connection, Clamping range, max. : 1.5 mm², Box
32456 | 1278150000 | B2CF 3.50/26/180LR SN OR BX | PCB plug-in connector, female plug, 3.50 mm, Number of poles: 26, 180°, PUSH IN with actuator, Tension-clamp connection, Clamping range, max. : 1.5 mm², Box
32457 | 1277950000 | B2CF 3.50/22/180F SN BK BX | PCB plug-in connector, female plug, 3.50 mm, Number of poles: 22, 180°, PUSH IN with actuator, Tension-clamp connection, Clamping range, max. : 1.5 mm², Box
32458 | 1277850000 | B2CF 3.50/36/180F SN OR BX | PCB plug-in connector, female plug, 3.50 mm, Number of poles: 36, 180°, PUSH IN with actuator, Tension-clamp connection, Clamping range, max. : 1.5 mm², Box
32459 | 1277840000 | B2CF 3.50/34/180F SN OR BX | PCB plug-in connector, female plug, 3.50 mm, Number of poles: 34, 180°, PUSH IN with actuator, Tension-clamp connection, Clamping range, max. : 1.5 mm², Box
32460 | 1277780000 | B2CF 3.50/24/180F SN OR BX | PCB plug-in connector, female plug, 3.50 mm, Number of poles: 24, 180°, PUSH IN with actuator, Tension-clamp connection, Clamping range, max. : 1.5 mm², Box
32461 | 1277770000 | B2CF 3.50/22/180F SN OR BX | PCB plug-in connector, female plug, 3.50 mm, Number of poles: 22, 180°, PUSH IN with actuator, Tension-clamp connection, Clamping range, max. : 1.5 mm², Box
32462 | 1277640000 | B2CF 3.50/36/180 SN BK BX | PCB plug-in connector, female plug, 3.50 mm, Number of poles: 36, 180°, PUSH IN with actuator, Tension-clamp connection, Clamping range, max. : 1.5 mm², Box
32463 | 1277560000 | B2CF 3.50/22/180 SN BK BX | PCB plug-in connector, female plug, 3.50 mm, Number of poles: 22, 180°, PUSH IN with actuator, Tension-clamp connection, Clamping range, max. : 1.5 mm², Box
32464 | 1277450000 | B2CF 3.50/36/180 SN OR BX | PCB plug-in connector, female plug, 3.50 mm, Number of poles: 36, 180°, PUSH IN with actuator, Tension-clamp connection, Clamping range, max. : 1.5 mm², Box
32465 | 1277410000 | B2CF 3.50/28/180 SN OR BX | PCB plug-in connector, female plug, 3.50 mm, Number of poles: 28, 180°, PUSH IN with actuator, Tension-clamp connection, Clamping range, max. : 1.5 mm², Box
32466 | 1277390000 | B2CF 3.50/26/180 SN OR BX | PCB plug-in connector, female plug, 3.50 mm, Number of poles: 26, 180°, PUSH IN with actuator, Tension-clamp connection, Clamping range, max. : 1.5 mm², Box
32467 | 1277370000 | B2CF 3.50/22/180 SN OR BX | PCB plug-in connector, female plug, 3.50 mm, Number of poles: 22, 180°, PUSH IN with actuator, Tension-clamp connection, Clamping range, max. : 1.5 mm², Box
32468 | 2000940000 | LS2HF 3.50/04/90 3.5SN OR BX | Printed circuit board terminals, 3.50 mm, Number of poles: 4, 90°, Solder pin length (l): 3.5 mm, orange, PUSH IN with actuator, Clamping range, max. : 1.5 mm², Box
32469 | 2000970000 | LS2HF 3.50/10/90 3.5SN OR BX | Printed circuit board terminals, 3.50 mm, Number of poles: 10, 90°, Solder pin length (l): 3.5 mm, orange, PUSH IN with actuator, Clamping range, max. : 1.5 mm², Box
32470 | 1519370000 | CH20M22 SET 3/3 BK/OR | Electronics housing sample, OMNIMATE Housing - series CH20M black, Sample kit for developers, consisting of individual parts incl. female plug, Width: 22.5 mm
32471 | 1519330000 | CH20M22 SET 2/2 BK/OR | Electronics housing sample, OMNIMATE Housing - series CH20M black, Sample kit for developers, consisting of individual parts incl. female plug, Width: 22.5 mm
32472 | 1519520000 | CH20M45 SET 33/33 BK/OR | Electronics housing sample, OMNIMATE Housing - series CH20M black, Width: 45 mm
32473 | 1519470000 | CH20M45 SET 22/22 BK/OR | Electronics housing sample, OMNIMATE Housing - series CH20M black, Width: 45 mm
32474 | 1479000000 | WEW 35/2 V0 GF SW | W-Series, End bracket
32475 | 1122140000 | BLL 7.62HP/05/180F 3.2SN BK BX | PCB plug-in connector, female header, Flange, THT solder connection, 7.62 mm, Number of poles: 5, 180°, Solder pin length (l): 3.2 mm, tinned, black, Box
32476 | 2551400000 | SL 5.08HC/03/90B 4.5SN BK BX | PCB plug-in connector, male header, Dovetails for fixing blocks, THT solder connection, 5.08 mm, Number of poles: 3, 90°, Solder pin length (l): 4.5 mm, tinned, black, Box
32477 | 1155580000 | SL 5.08HC/02/90B 3.2SN BK BX | PCB plug-in connector, male header, Dovetails for fixing blocks, THT solder connection, 5.08 mm, Number of poles: 2, 90°, Solder pin length (l): 3.2 mm, tinned, black, Box
32478 | 1155590000 | SL 5.08HC/03/90B 3.2SN BK BX | PCB plug-in connector, male header, Dovetails for fixing blocks, THT solder connection, 5.08 mm, Number of poles: 3, 90°, Solder pin length (l): 3.2 mm, tinned, black, Box
32479 | 1155600000 | SL 5.08HC/04/90B 3.2SN BK BX | PCB plug-in connector, male header, Dovetails for fixing blocks, THT solder connection, 5.08 mm, Number of poles: 4, 90°, Solder pin length (l): 3.2 mm, tinned, black, Box
32480 | 1155320000 | SL 5.08HC/02/90G 3.2SN BK BX | PCB plug-in connector, male header, closed side, THT solder connection, 5.08 mm, Number of poles: 2, 90°, Solder pin length (l): 3.2 mm, tinned, black, Box
32481 | 1155330000 | SL 5.08HC/03/90G 3.2SN BK BX | PCB plug-in connector, male header, closed side, THT solder connection, 5.08 mm, Number of poles: 3, 90°, Solder pin length (l): 3.2 mm, tinned, black, Box
32482 | 1155340000 | SL 5.08HC/04/90G 3.2SN BK BX | PCB plug-in connector, male header, closed side, THT solder connection, 5.08 mm, Number of poles: 4, 90°, Solder pin length (l): 3.2 mm, tinned, black, Box
32483 | 1155030000 | SL 5.08HC/02/90 3.2SN BK BX | PCB plug-in connector, male header, open side, THT solder connection, 5.08 mm, Number of poles: 2, 90°, Solder pin length (l): 3.2 mm, tinned, black, Box
32484 | 1155040000 | SL 5.08HC/03/90 3.2SN BK BX | PCB plug-in connector, male header, open side, THT solder connection, 5.08 mm, Number of poles: 3, 90°, Solder pin length (l): 3.2 mm, tinned, black, Box
32485 | 1149400000 | SL 5.08HC/02/180B 3.2SN BK BX | PCB plug-in connector, male header, Dovetails for fixing blocks, THT solder connection, 5.08 mm, Number of poles: 2, 180°, Solder pin length (l): 3.2 mm, tinned, black, Box
32486 | 1150140000 | SL 5.08HC/07/90F 3.2SN BK BX | PCB plug-in connector, male header, Flange, THT solder connection, 5.08 mm, Number of poles: 7, 90°, Solder pin length (l): 3.2 mm, tinned, black, Box
32487 | 1148140000 | SL 5.08HC/04/180 3.2SN BK BX | PCB plug-in connector, male header, open side, THT solder connection, 5.08 mm, Number of poles: 4, 180°, Solder pin length (l): 3.2 mm, tinned, black, Box
32488 | 1148630000 | SL 5.08HC/02/180G 3.2SN BK BX | PCB plug-in connector, male header, closed side, THT solder connection, 5.08 mm, Number of poles: 2, 180°, Solder pin length (l): 3.2 mm, tinned, black, Box
32489 | 1148650000 | SL 5.08HC/08/180F 3.2SN BK BX | PCB plug-in connector, male header, Flange, THT solder connection, 5.08 mm, Number of poles: 8, 180°, Solder pin length (l): 3.2 mm, tinned, black, Box
32490 | 1148700000 | SL 5.08HC/04/180G 3.2SN BK BX | PCB plug-in connector, male header, closed side, THT solder connection, 5.08 mm, Number of poles: 4, 180°, Solder pin length (l): 3.2 mm, tinned, black, Box
32491 | 1283220000 | SU 10.16IT/04/90MLSF4 3.5 AG BK BX | PCB plug-in connector, male header, closed side, Middle flange, THT solder connection, 10.16 mm, Number of poles: 4, 90°, Solder pin length (l): 3.5 mm, silver-plated, black, Box
32492 | 2000960000 | LS2HF 3.50/08/90 3.5SN OR BX | Printed circuit board terminals, 3.50 mm, Number of poles: 8, 90°, Solder pin length (l): 3.5 mm, orange, PUSH IN with actuator, Clamping range, max. : 1.5 mm², Box
32493 | 2000950000 | LS2HF 3.50/06/90 3.5SN OR BX | Printed circuit board terminals, 3.50 mm, Number of poles: 6, 90°, Solder pin length (l): 3.5 mm, orange, PUSH IN with actuator, Clamping range, max. : 1.5 mm², Box
32494 | 2558620000 | B2CF 3.50/40/180LR SN OR BX | PCB plug-in connector, female plug, 3.50 mm, Number of poles: 40, 180°, PUSH IN with actuator, Tension-clamp connection, Clamping range, max. : 1.5 mm², Box
32495 | 2493230000 | BUF 10.16IT/02/180MSF2 AG BK BX | PCB plug-in connector, female plug, 10.16 mm, Number of poles: 2, 180°, PUSH IN with actuator, Clamping range, max. : 16 mm², Box
32496 | 1372870000 | B2CF 3.50/24/180LH SN BK BX | PCB plug-in connector, female plug, 3.50 mm, Number of poles: 24, 180°, PUSH IN with actuator, Tension-clamp connection, Clamping range, max. : 1.5 mm², Box
32497 | 1278140000 | B2CF 3.50/24/180LR SN OR BX | PCB plug-in connector, female plug, 3.50 mm, Number of poles: 24, 180°, PUSH IN with actuator, Tension-clamp connection, Clamping range, max. : 1.5 mm², Box
32498 | 2459900000 | BLF 3.50/08/180LR SN BK BX | PCB plug-in connector, female plug, 3.50 mm, Number of poles: 8, 180°, PUSH IN with actuator, Tension-clamp connection, Clamping range, max. : 1.5 mm², Box
32499 | 1278030000 | B2CF 3.50/36/180F SN BK BX | PCB plug-in connector, female plug, 3.50 mm, Number of poles: 36, 180°, PUSH IN with actuator, Tension-clamp connection, Clamping range, max. : 1.5 mm², Box
32500 | 1278110000 | B2CF 3.50/18/180LR SN OR BX | PCB plug-in connector, female plug, 3.50 mm, Number of poles: 18, 180°, PUSH IN with actuator, Tension-clamp connection, Clamping range, max. : 1.5 mm², Box
32501 | 1278410000 | B2CF 3.50/36/180LR SN BK BX | PCB plug-in connector, female plug, 3.50 mm, Number of poles: 36, 180°, PUSH IN with actuator, Tension-clamp connection, Clamping range, max. : 1.5 mm², Box
32502 | 1278350000 | B2CF 3.50/26/180LR SN BK BX | PCB plug-in connector, female plug, 3.50 mm, Number of poles: 26, 180°, PUSH IN with actuator, Tension-clamp connection, Clamping range, max. : 1.5 mm², Box
32503 | 1464360000 | SV 7.62HP/04/270MF4 3.5SN BK BX | PCB plug-in connector, male header, closed side, Middle flange, THT solder connection, 7.62 mm, Number of poles: 4, 270°, Solder pin length (l): 3.5 mm, tinned, black, Box
32504 | 1277740000 | B2CF 3.50/16/180F SN OR BX | PCB plug-in connector, female plug, 3.50 mm, Number of poles: 16, 180°, PUSH IN with actuator, Tension-clamp connection, Clamping range, max. : 1.5 mm², Box
32505 | 1277750000 | B2CF 3.50/18/180F SN OR BX | PCB plug-in connector, female plug, 3.50 mm, Number of poles: 18, 180°, PUSH IN with actuator, Tension-clamp connection, Clamping range, max. : 1.5 mm², Box
32506 | 1277550000 | B2CF 3.50/20/180 SN BK BX | PCB plug-in connector, female plug, 3.50 mm, Number of poles: 20, 180°, PUSH IN with actuator, Tension-clamp connection, Clamping range, max. : 1.5 mm², Box
32507 | 1277580000 | B2CF 3.50/26/180 SN BK BX | PCB plug-in connector, female plug, 3.50 mm, Number of poles: 26, 180°, PUSH IN with actuator, Tension-clamp connection, Clamping range, max. : 1.5 mm², Box
32508 | 1277590000 | B2CF 3.50/28/180 SN BK BX | PCB plug-in connector, female plug, 3.50 mm, Number of poles: 28, 180°, PUSH IN with actuator, Tension-clamp connection, Clamping range, max. : 1.5 mm², Box
32509 | 1277970000 | B2CF 3.50/24/180F SN BK BX | PCB plug-in connector, female plug, 3.50 mm, Number of poles: 24, 180°, PUSH IN with actuator, Tension-clamp connection, Clamping range, max. : 1.5 mm², Box
32510 | 1278010000 | B2CF 3.50/32/180F SN BK BX | PCB plug-in connector, female plug, 3.50 mm, Number of poles: 32, 180°, PUSH IN with actuator, Tension-clamp connection, Clamping range, max. : 1.5 mm², Box
32511 | 1278020000 | B2CF 3.50/34/180F SN BK BX | PCB plug-in connector, female plug, 3.50 mm, Number of poles: 34, 180°, PUSH IN with actuator, Tension-clamp connection, Clamping range, max. : 1.5 mm², Box
32512 | 1277830000 | B2CF 3.50/32/180F SN OR BX | PCB plug-in connector, female plug, 3.50 mm, Number of poles: 32, 180°, PUSH IN with actuator, Tension-clamp connection, Clamping range, max. : 1.5 mm², Box
32513 | 1277920000 | B2CF 3.50/16/180F SN BK BX | PCB plug-in connector, female plug, 3.50 mm, Number of poles: 16, 180°, PUSH IN with actuator, Tension-clamp connection, Clamping range, max. : 1.5 mm², Box
32514 | 1277930000 | B2CF 3.50/18/180F SN BK BX | PCB plug-in connector, female plug, 3.50 mm, Number of poles: 18, 180°, PUSH IN with actuator, Tension-clamp connection, Clamping range, max. : 1.5 mm², Box
32515 | 1277360000 | B2CF 3.50/20/180 SN OR BX | PCB plug-in connector, female plug, 3.50 mm, Number of poles: 20, 180°, PUSH IN with actuator, Tension-clamp connection, Clamping range, max. : 1.5 mm², Box
32516 | 1090060000 | SV 7.62HP/04/270MSF4 SC/04R SN BK BX | PCB plug-in connector, male header, closed side, Middle screw flange, THT solder connection, 7.62 mm, Number of poles: 4, 270°, Solder pin length (l): 3.5 mm, tinned, black, Box
32517 | 1090280000 | SV 7.62HP/04/90G SC/04R SN BK BX | PCB plug-in connector, male header, closed side, THT solder connection, 7.62 mm, Number of poles: 4, 90°, Solder pin length (l): 3.5 mm, tinned, black, Box
32518 | 1090370000 | SV 7.62HP/04/90MSF4 SC/04R SN BK BX | PCB plug-in connector, male header, closed side, Middle screw flange, THT solder connection, 7.62 mm, Number of poles: 4, 90°, Solder pin length (l): 3.5 mm, tinned, black, Box
32519 | 2459450000 | BLF 3.50/08/180F SN OR BX | PCB plug-in connector, female plug, 3.50 mm, Number of poles: 8, 180°, PUSH IN with actuator, Tension-clamp connection, Clamping range, max. : 1.5 mm², Box
32520 | 2459360000 | BLF 3.50/10/180 SN BKBX | PCB plug-in connector, female plug, 3.50 mm, Number of poles: 10, 180°, PUSH IN with actuator, Tension-clamp connection, Clamping range, max. : 1.5 mm², Box
32521 | 2459630000 | BLF 3.50/08/180F SN BK BX | PCB plug-in connector, female plug, 3.50 mm, Number of poles: 8, 180°, PUSH IN with actuator, Tension-clamp connection, Clamping range, max. : 1.5 mm², Box
32522 | 2459640000 | BLF 3.50/09/180F SN BK BX | PCB plug-in connector, female plug, 3.50 mm, Number of poles: 9, 180°, PUSH IN with actuator, Tension-clamp connection, Clamping range, max. : 1.5 mm², Box
32523 | 2459170000 | BLF 3.50/14/180 SN OR BX | PCB plug-in connector, female plug, 3.50 mm, Number of poles: 14, 180°, PUSH IN with actuator, Tension-clamp connection, Clamping range, max. : 1.5 mm², Box
32524 | 2459130000 | BLF 3.50/10/180 SN OR BX | PCB plug-in connector, female plug, 3.50 mm, Number of poles: 10, 180°, PUSH IN with actuator, Tension-clamp connection, Clamping range, max. : 1.5 mm², Box
32525 | 2459140000 | BLF 3.50/11/180 SN OR BX | PCB plug-in connector, female plug, 3.50 mm, Number of poles: 11, 180°, PUSH IN with actuator, Tension-clamp connection, Clamping range, max. : 1.5 mm², Box
32526 | 1375820000 | B2CF 3.50/26/180LH SN BK BX | PCB plug-in connector, female plug, 3.50 mm, Number of poles: 26, 180°, PUSH IN with actuator, Tension-clamp connection, Clamping range, max. : 1.5 mm², Box
32527 | 1375880000 | B2CF 3.50/36/180LH SN BK BX | PCB plug-in connector, female plug, 3.50 mm, Number of poles: 36, 180°, PUSH IN with actuator, Tension-clamp connection, Clamping range, max. : 1.5 mm², Box
32528 | 2431490000 | SVD 7.62HP/06/270F 4.5SN BK BX | PCB plug-in connector, male header, Flange, THT solder connection, 7.62 mm, Number of poles: 6, 270°, Solder pin length (l): 4.5 mm, tinned, black, Box
32529 | 2459530000 | BLF 3.50/16/180F SN OR BX | PCB plug-in connector, female plug, 3.50 mm, Number of poles: 16, 180°, PUSH IN with actuator, Tension-clamp connection, Clamping range, max. : 1.5 mm², Box
32530 | 2459670000 | BLF 3.50/12/180F SN BK BX | PCB plug-in connector, female plug, 3.50 mm, Number of poles: 12, 180°, PUSH IN with actuator, Tension-clamp connection, Clamping range, max. : 1.5 mm², Box
32531 | 2474130000 | SV 7.62HP/08/90MSF5 3.5SN BK BX | PCB plug-in connector, male header, closed side, Middle screw flange, THT solder connection, 7.62 mm, Number of poles: 8, 180°, Solder pin length (l): 3.5 mm
32532 | 899750000 | KSWF M20 | KSWF (flat gasket - vulcanised fibre), Sealing ring, M 20, Vulcanized fibre
32533 | 899770000 | KSWF M25 | KSWF (flat gasket - vulcanised fibre), Sealing ring, M 25, Vulcanized fibre
32534 | 899780000 | KSWN M40 | KSWN (flat gasket - nylon), Sealing ring, M 40, Nylon 6
32535 | 900660000 | KSWN M50 | KSWN (flat gasket - nylon), Sealing ring, M 50, Nylon 6
32536 | 930640003 | SKMU M25 MS SC | SKMU MS (brass locknut), Locknut, M 25, 4 mm, Brass
32537 | 930640006 | SKMU M50 MS SC | SKMU MS (brass locknut), Locknut, M 50, 5 mm, Brass
32538 | 930640007 | SKMU M63 MS SC | SKMU MS (brass locknut), Locknut, M 63, 6.4 mm, Brass
32539 | 930640008 | SKMU M75 MS SC | SKMU MS (brass locknut), Locknut, M 75, 7 mm, Brass
32540 | 930730002 | KSWN M20 | KSWN (flat gasket - nylon), Sealing ring, M 20, Nylon 6
32541 | 1000880000 | BLDF 5.08/04/180 SN BK BX | PCB plug-in connector, female plug, 5.08 mm, Number of poles: 4, 180°, PUSH IN with actuator, Tension-clamp connection, Clamping range, max. : 3.31 mm², Box
32542 | 1000900000 | BLDF 5.08/06/180 SN BK BX | PCB plug-in connector, female plug, 5.08 mm, Number of poles: 6, 180°, PUSH IN with actuator, Tension-clamp connection, Clamping range, max. : 3.31 mm², Box
32543 | 1000930000 | BLDF 5.08/02/180F SN BK BX | PCB plug-in connector, female plug, 5.08 mm, Number of poles: 2, 180°, PUSH IN with actuator, Tension-clamp connection, Clamping range, max. : 3.31 mm², Box
32544 | 1000960000 | BLDF 5.08/04/180F SN BK BX | PCB plug-in connector, female plug, 5.08 mm, Number of poles: 4, 180°, PUSH IN with actuator, Tension-clamp connection, Clamping range, max. : 3.31 mm², Box
32545 | 1001010000 | BLDF 5.08/02/180LR SN BK BX | PCB plug-in connector, female plug, 5.08 mm, Number of poles: 2, 180°, PUSH IN with actuator, Tension-clamp connection, Clamping range, max. : 3.31 mm², Box
32546 | 1001030000 | BLDF 5.08/04/180LR SN BK BX | PCB plug-in connector, female plug, 5.08 mm, Number of poles: 4, 180°, PUSH IN with actuator, Tension-clamp connection, Clamping range, max. : 3.31 mm², Box
32547 | 1001100000 | BLDF 5.08/04/180LH SN BK BX | PCB plug-in connector, female plug, 5.08 mm, Number of poles: 4, 180°, PUSH IN with actuator, Tension-clamp connection, Clamping range, max. : 3.31 mm², Box
32548 | 1001170000 | BLDF 5.08/04/180 SN OR BX | PCB plug-in connector, female plug, 5.08 mm, Number of poles: 4, 180°, PUSH IN with actuator, Tension-clamp connection, Clamping range, max. : 3.31 mm², Box
32549 | 1001220000 | BLDF 5.08/02/180F SN OR BX | PCB plug-in connector, female plug, 5.08 mm, Number of poles: 2, 180°, PUSH IN with actuator, Tension-clamp connection, Clamping range, max. : 3.31 mm², Box
32550 | 1059420000 | BLDF 5.08/04/180F SN OR BX | PCB plug-in connector, female plug, 5.08 mm, Number of poles: 4, 180°, PUSH IN with actuator, Tension-clamp connection, Clamping range, max. : 3.31 mm², Box
32551 | 1065130000 | BLDF 5.08/02/180LR SN OR BX | PCB plug-in connector, female plug, 5.08 mm, Number of poles: 2, 180°, PUSH IN with actuator, Tension-clamp connection, Clamping range, max. : 3.31 mm², Box
32552 | 1065150000 | BLDF 5.08/04/180LR SN OR BX | PCB plug-in connector, female plug, 5.08 mm, Number of poles: 4, 180°, PUSH IN with actuator, Tension-clamp connection, Clamping range, max. : 3.31 mm², Box
32553 | 1065230000 | BLDF 5.08/04/180LH SN OR BX | PCB plug-in connector, female plug, 5.08 mm, Number of poles: 4, 180°, PUSH IN with actuator, Tension-clamp connection, Clamping range, max. : 3.31 mm², Box
32554 | 1072640000 | CC 15/60 MC NE GR | ClipCard, Device markers, 15 x 60 mm, Holder CC-H 15/60, grey
32555 | 1072650000 | CC 15/60 K MC NE GR | ClipCard, Device markers, 15 x 60 mm, grey
32556 | 1076630000 | KSWN M16 | KSWN (flat gasket - nylon), Sealing ring, M 16, Nylon 6
32557 | 1076640000 | KSWN M25 | KSWN (flat gasket - nylon), Sealing ring, M 25, Nylon 6
32558 | 1076650000 | KSWN M32 | KSWN (flat gasket - nylon), Sealing ring, M 32, Nylon 6
32559 | 1076660000 | KSWN M63 | KSWN (flat gasket - nylon), Sealing ring, M 63, Nylon 6
32560 | 1076670000 | KSWN M75 | KSWN (flat gasket - nylon), Sealing ring, M 75, Nylon 6
32561 | 1076680000 | KSWF M16 | KSWF (flat gasket - vulcanised fibre), Sealing ring, M 16, Vulcanized fibre
32562 | 1076690000 | KSWF M32 | KSWF (flat gasket - vulcanised fibre), Sealing ring, M 32, Vulcanized fibre
32563 | 1076710000 | KSWF M40 | KSWF (flat gasket - vulcanised fibre), Sealing ring, M 40, Vulcanized fibre
32564 | 1076730000 | KSWF M63 | KSWF (flat gasket - vulcanised fibre), Sealing ring, M 63, Vulcanized fibre
32565 | 1076740000 | KSWF M75 | KSWF (flat gasket - vulcanised fibre), Sealing ring, M 75, Vulcanized fibre
32566 | 1076890000 | SFX 11/60 MC NE GE V0 | SlimFix X, Conductor and cable markers, 7 - 40 mm, 60 x 11 mm, yellow
32567 | 1076970000 | CC 15/49 MC NE GE | ClipCard, Device markers, 15 x 49 mm, Holder CC-H 15/49, yellow
32568 | 1079570000 | CC 15/49 MC NE GR | ClipCard, Device markers, 15 x 49 mm, Holder CC-H 15/49, grey
32569 | 1079580000 | CC 15/49 K MC NE GR | ClipCard, Device markers, 15 x 49 mm, grey
32570 | 1082490000 | ESG 6.6/11 BHZ 5.00/02 | ESG, Device markers x 11 mm, PA 66, Colour: white
32571 | 1082540000 | ESG 6.6/20 BHZ 5.00/04 | ESG, Device markers x 20 mm, PA 66, Colour: white
32572 | 1097340000 | S2L-SMT 3.50/24/180G 1.5SN SW RL | PCB plug-in connector, male header, closed side, THT/THR solder connection, 3.50 mm, Number of poles: 24, 180°, Solder pin length (l): 1.5 mm, tinned, black, Tape
32573 | 1106320000 | ZP 2.5/1AN/QV/3 GN/BE | Z-series, Plug-in connector, Direct mounting
32574 | 1106330000 | ZP 2.5/1AN/QV/4 GN/BE | Z-series, Plug-in connector, Direct mounting
32575 | 1111210000 | CC 15/45 MC NE WS | ClipCard, Device markers, 15 x 45 mm, Rail, white
32576 | 1111230000 | CC 15/45 MC NE GE | ClipCard, Device markers, 15 x 45 mm, Rail, yellow
32577 | 1111240000 | CC 15/45 MC NE GR | ClipCard, Device markers, 15 x 45 mm, Rail, grey
32578 | 1111250000 | CC 15/45 K MC NE WS | ClipCard, Device markers, 15 x 45 mm, white
32579 | 1111260000 | CC 15/45 K MC NE GE | ClipCard, Device markers, 15 x 45 mm, yellow
32580 | 1111270000 | CC 15/45 K MC NE GR | ClipCard, Device markers, 15 x 45 mm, grey
32581 | 1115650000 | SL-SMT 3.50/10/180G 3.2SN BK TR | PCB plug-in connector, male header, closed side, THT/THR solder connection, 3.50 mm, Number of poles: 10, 180°, Solder pin length (l): 3.2 mm, tinned, black, Tray
32582 | 1131800000 | SM 27/27 K MC NE GE | SwitchMark, Device markers, 27 x 27 mm, yellow
32583 | 1131880000 | CC 15/60 O4MM MC NE GE | ClipCard, Device markers, 15 x 60 mm, With hole, yellow
32584 | 1131890000 | CC 15/60 K MC NE GE | ClipCard, Device markers, 15 x 60 mm, yellow
32585 | 1131960000 | CC 15/60 MC NE GE | ClipCard, Device markers, 15 x 60 mm, Holder CC-H 15/60, yellow
32586 | 1131970000 | CC 15/49 K MC NE GE | ClipCard, Device markers, 15 x 49 mm, yellow
32587 | 1136810000 | ESG 6/15 F MC NE WS | ESG, Device markers x 15 mm, PA 66, Colour: white, pluggable
32588 | 1137340000 | BLZP 5.08HC/08/180 SN GN BX | PCB plug-in connector, female plug, 5.08 mm, Number of poles: 8, 180°, Clamping yoke connection, Clamping range, max. : 4 mm², Box
32589 | 1137410000 | BLZP 5.08HC/06/225 SN GN BX | PCB plug-in connector, female plug, 5.08 mm, Number of poles: 6, 225°, Clamping yoke connection, Clamping range, max. : 4 mm², Box
32590 | 1139110000 | BLZP 5.08HC/06/180 SN GN BX | PCB plug-in connector, female plug, 5.08 mm, Number of poles: 6, 180°, Clamping yoke connection, Clamping range, max. : 4 mm², Box
32591 | 1139580000 | PDU 16S | Feed-through terminal, PUSH IN, 16 mm², 800 V, 76 A, dark beige
32592 | 1155890000 | SR-SMD 4.50/05/90LF 1.5AU BK BX | PCB plug-in connector, Bus-contact block for CH20M12-67, Solder flange, THT/THR solder connection, Number of poles: 5, 180°, Solder pin length (l): 1.5 mm, Gold-plated, black
32593 | 1155940000 | PF RS 122 OR 2000MM | Electronics housings orange, Extruded profile, Width: 127 mm
32594 | 1192770000 | TM 7/18 HF/HB | TM, Socket x 28 mm, Polyethylene LD, Colour: Transparent, Conductor O.D.: 20 - 30 mm
32595 | 1192780000 | TM 8/18 HF/HB | TM, Socket x 34 mm, Polyethylene LD, Colour: Transparent, Conductor O.D.: 30 - 35 mm
32596 | 1208960000 | ESG 9/17 K MC NE BL | ESG, Device markers x 17 mm, PA 66, Colour: blue, Self-adhesive
32597 | 1248170000 | CH20M BUS-PROFIL TS 35X7.5/750 | OMNIMATE Housing - series CH20M, Length: 750 mm, Width: 25.1 mm
32598 | 1248180000 | CH20M BUS-PROFIL TS 35X15/250 | OMNIMATE Housing - series CH20M, Length: 250 mm, Width: 25.1 mm
32599 | 1248190000 | CH20M BUS-PROFIL TS 35X15/500 | OMNIMATE Housing - series CH20M, Length: 500 mm, Width: 25.1 mm
32600 | 1248210000 | CH20M BUS-PROFIL TS 35X15/750 | OMNIMATE Housing - series CH20M, Length: 750 mm, Width: 25.1 mm
32601 | 1248240000 | CH20M BUS 4.50/05 AU/750 | OMNIMATE Housing - series CH20M, Length: 750 mm, Width: 21.8 mm
32602 | 1248270000 | CH20M BUS-ADP TS 35/750 | OMNIMATE Housing - series CH20M, Length: 750 mm, Width: 39.5 mm
32603 | 1248520000 | CC DIA 30/4.2 MC NE WS | ClipCard, Device markers, 30 x 30 mm, With hole, white
32604 | 1248530000 | CC DIA 30/4.2 MC NE GE | ClipCard, Device markers, 30 x 30 mm, With hole, yellow
32605 | 1248540000 | CC DIA 30/4.2 MC NE GR | ClipCard, Device markers, 30 x 30 mm, With hole, grey
32606 | 1248550000 | SM 18/9.5 K MC SDR | SwitchMark, Device markers, 9.5 x 18 mm, To customer specification
32607 | 1248580000 | SM 18/9.5 K MC NE WS | SwitchMark, Device markers, 9.5 x 18 mm, white
32608 | 1248590000 | SM 18/9.5 K MC NE GE | SwitchMark, Device markers, 9.5 x 18 mm, Siemens 3 SB, yellow
32609 | 1248610000 | SM 18/9.5 K MC NE GR | SwitchMark, Device markers, 9.5 x 18 mm, grey
32610 | 1248620000 | SM 19/42 K MC NE WS | SwitchMark, Device markers, 19 x 42 mm, white
32611 | 1248630000 | SM 19/42 K MC NE GE | SwitchMark, Device markers, 19 x 42 mm, yellow
32612 | 1248640000 | SM 19/42 K MC NE GR | SwitchMark, Device markers, 19 x 42 mm, grey
32613 | 1249860000 | DEK 5/5 MC NE VI | Dekafix, Terminal marker, 5 x 5 mm, Pitch in mm (P): 5.00 Weidmueller, violet
32614 | 1266120000 | CC DIA 30/3.5 MC NE WS | ClipCard, Device markers, 30 x 30 mm, With hole, white
32615 | 1266130000 | CC DIA 30/3.5 MC NE GE | ClipCard, Device markers, 30 x 30 mm, With hole, yellow
32616 | 1266140000 | CC DIA 30/3.5 MC NE GR | ClipCard, Device markers, 30 x 30 mm, With hole, grey
32617 | 1269070000 | ZST 1 | Accessories, Accessories holder
32618 | 1278730000 | ETA 1170 21 3A | Accessories, Circuit breaker, 3 A
32619 | 1278740000 | ETA 1170 21 4A | Accessories, Circuit breaker, 4 A
32620 | 1278750000 | ETA 1170 21 5A | Accessories, Circuit breaker, 5 A
32621 | 1278760000 | ETA 1170 21 6A | Accessories, Circuit breaker, 6 A
32622 | 1278770000 | ETA 1170 21 7.5A | Accessories, Circuit breaker, 7.5 A
32623 | 1278780000 | ETA 1170 21 8A | Accessories, Circuit breaker, 8 A
32624 | 1278790000 | ETA 1170 21 10A | Accessories, Circuit breaker, 10 A
32625 | 1278810000 | ETA 1170 21 15A | Accessories, Circuit breaker, 15 A
32626 | 1278820000 | ETA 1170 21 20A | Accessories, Circuit breaker, 20 A
32627 | 1278830000 | ETA 1170 21 25A | Accessories, Circuit breaker, 25 A
32628 | 1278840000 | ETA 1180 01 0.1A | Accessories, Circuit breaker, 0.1 A
32629 | 1278850000 | ETA 1180 01 0.2A | Accessories, Circuit breaker, 0.2 A
32630 | 1278860000 | ETA 1180 01 0.25A | Accessories, Circuit breaker, 0.25 A
32631 | 1278870000 | ETA 1180 01 0.3A | Accessories, Circuit breaker, 0.3 A
32632 | 1278880000 | ETA 1180 01 0.4A | Accessories, Circuit breaker, 0.4 A
32633 | 1278910000 | ETA 1180 01 0.5A | Accessories, Circuit breaker, 0.5 A
32634 | 1278920000 | ETA 1180 01 0.6A | Accessories, Circuit breaker, 0.6 A
32635 | 1278930000 | ETA 1180 01 0.7A | Accessories, Circuit breaker, 0.7 A
32636 | 1278940000 | ETA 1180 01 0.8A | Accessories, Circuit breaker, 0.8 A
32637 | 1278950000 | ETA 1180 01 1A | Accessories, Circuit breaker, 1 A
32638 | 1278960000 | ETA 1180 01 1.5A | Accessories, Circuit breaker, 1.5 A
32639 | 1278970000 | ETA 1180 01 2A | Accessories, Circuit breaker, 2 A
32640 | 1278980000 | ETA 1180 01 2.5A | Accessories, Circuit breaker, 2.5 A
32641 | 1278990000 | ETA 1180 01 3A | Accessories, Circuit breaker, 3 A
32642 | 1279010000 | ETA 1180 01 3.5A | Accessories, Circuit breaker, 3.5 A
32643 | 1279020000 | ETA 1180 01 4A | Accessories, Circuit breaker, 4 A
32644 | 1279030000 | ETA 1180 01 5A | Accessories, Circuit breaker, 5 A
32645 | 1279040000 | ETA 1180 01 6A | Accessories, Circuit breaker, 6 A
32646 | 1279050000 | ETA 1180 01 7A | Accessories, Circuit breaker, 7 A
32647 | 1279060000 | ETA 1180 01 8A | Accessories, Circuit breaker, 8 A
32648 | 1279070000 | ETA 1180 01 10A | Accessories, Circuit breaker, 10 A
32649 | 1303470000 | PV-STICK+ VPE200 | Photovoltaics, Plug-in connector, PUSH IN connection, Socket connector
32650 | 1303510000 | PV-STICK- VPE200 | Photovoltaics, Plug-in connector, PUSH IN connection, Pin
32651 | 1304060000 | CC 15/60 O4MM MC NE GR | ClipCard, Device markers, 15 x 60 mm, With hole, grey
32652 | 1311320000 | KLHA M5/20 | Accessories, Busbar, Steel
32653 | 1319050000 | WF 6/32 | Bolt-type screw terminals, Feed-through terminal, Rated cross-section: 35 mm², Threaded stud connection
32654 | 1319060000 | WF 8/32 | Bolt-type screw terminals, Feed-through terminal, Rated cross-section: 50 mm², Threaded stud connection
32655 | 1319070000 | WF 10/32 | Bolt-type screw terminals, Feed-through terminal, Rated cross-section: 120 mm², Threaded stud connection
32656 | 1323740000 | SM DIA 60-22 MC SDR | SwitchMark, Device markers, 60 x 60 mm, ø 60 - 22 mm, Siemens 3 SB, Eaton Moeller M22-PV, To customer specification
32657 | 1324780000 | SL 5.08HC/10/90F 3.2SN GN BX | PCB plug-in connector, male header, Flange, THT solder connection, 5.08 mm, Number of poles: 10, 90°, Solder pin length (l): 3.2 mm, green, Box
32658 | 1327600000 | CC-M 85/54 AL | MetalliCard, Device markers, 54 x 85 mm, silver
32659 | 1327620000 | CC-M 85/54 ST | MetalliCard, Device markers, 54 x 85 mm, silver
32660 | 1327630000 | CC-M 27/18 AL | MetalliCard, Device markers, 26.8 x 18 mm, silver
32661 | 1327640000 | CC-M 27/18 ST | MetalliCard, Device markers, 26.8 x 18 mm, silver
32662 | 1327700000 | CC-M 15/60 AL | MetalliCard, Device markers, 15 x 60 mm, silver
32663 | 1327720000 | CC-M 15/60 ST | MetalliCard, Device markers, 15 x 60 mm, silver
32664 | 1327730000 | CC-M 15/45 AL | MetalliCard, Device markers, 15 x 45 mm, silver
32665 | 1327740000 | CC-M 15/45 ST | MetalliCard, Device markers, 15 x 45 mm, silver
32666 | 1327750000 | CC-M DIA 30 AL | MetalliCard, Device markers, silver
32667 | 1327770000 | CC-M DIA 30 ST | MetalliCard, Device markers, silver
32668 | 1327800000 | CC-M 85/54 4X3 AL | MetalliCard, Device markers, 54 x 85 mm, silver
32669 | 1327820000 | CC-M 85/54 4X3 ST | MetalliCard, Device markers, 54 x 85 mm, silver
32670 | 1327880000 | CC-M 15/60 2X3 AL | MetalliCard, Device markers, 15 x 60 mm, silver
32671 | 1327890000 | CC-M 15/60 2X3 ST | MetalliCard, Device markers, 15 x 60 mm, silver
32672 | 1327900000 | CC-M 15/45 2X3 AL | MetalliCard, Device markers, 15 x 45 mm, silver
32673 | 1327920000 | CC-M 15/45 2X3 ST | MetalliCard, Device markers, 15 x 45 mm, silver
32674 | 1330230000 | LMF 5.00/07/180 3.5SN OR BX | Printed circuit board terminals, 5.00 mm, Number of poles: 7, 180°, Solder pin length (l): 3.5 mm, tinned, orange, PUSH IN with actuator, Clamping range, max. : 2.5 mm², Box
32675 | 1330280000 | LMF 5.00/11/180 3.5SN OR BX | Printed circuit board terminals, 5.00 mm, Number of poles: 11, 180°, Solder pin length (l): 3.5 mm, tinned, orange, PUSH IN with actuator, Clamping range, max. : 2.5 mm², Box
32676 | 1330290000 | LMF 5.00/12/180 3.5SN OR BX | Printed circuit board terminals, 5.00 mm, Number of poles: 12, 180°, Solder pin length (l): 3.5 mm, tinned, orange, PUSH IN with actuator, Clamping range, max. : 2.5 mm², Box
32677 | 1330330000 | LMF 5.00/16/180 3.5SN OR BX | Printed circuit board terminals, 5.00 mm, Number of poles: 16, 180°, Solder pin length (l): 3.5 mm, tinned, orange, PUSH IN with actuator, Clamping range, max. : 2.5 mm², Box
32678 | 1330340000 | LMF 5.00/17/180 3.5SN OR BX | Printed circuit board terminals, 5.00 mm, Number of poles: 17, 180°, Solder pin length (l): 3.5 mm, tinned, orange, PUSH IN with actuator, Clamping range, max. : 2.5 mm², Box
32679 | 1330350000 | LMF 5.00/18/180 3.5SN OR BX | Printed circuit board terminals, 5.00 mm, Number of poles: 18, 180°, Solder pin length (l): 3.5 mm, tinned, orange, PUSH IN with actuator, Clamping range, max. : 2.5 mm², Box
32680 | 1330370000 | LMF 5.00/19/180 3.5SN OR BX | Printed circuit board terminals, 5.00 mm, Number of poles: 19, 180°, Solder pin length (l): 3.5 mm, tinned, orange, PUSH IN with actuator, Clamping range, max. : 2.5 mm², Box
32681 | 1330380000 | LMF 5.00/20/180 3.5SN OR BX | Printed circuit board terminals, 5.00 mm, Number of poles: 20, 180°, Solder pin length (l): 3.5 mm, tinned, orange, PUSH IN with actuator, Clamping range, max. : 2.5 mm², Box
32682 | 1330500000 | LMFS 5.00/07/180 3.5SN OR BX | Printed circuit board terminals, 5.00 mm, Number of poles: 7, 180°, Solder pin length (l): 3.5 mm, tinned, orange, PUSH IN without actuator, Clamping range, max. : 2.5 mm², Box
32683 | 1330540000 | LMFS 5.00/11/180 3.5SN OR BX | Printed circuit board terminals, 5.00 mm, Number of poles: 11, 180°, Solder pin length (l): 3.5 mm, tinned, orange, PUSH IN without actuator, Clamping range, max. : 2.5 mm², Box
32684 | 1330550000 | LMFS 5.00/12/180 3.5SN OR BX | Printed circuit board terminals, 5.00 mm, Number of poles: 12, 180°, Solder pin length (l): 3.5 mm, tinned, orange, PUSH IN without actuator, Clamping range, max. : 2.5 mm², Box
32685 | 1330610000 | LMFS 5.00/16/180 3.5SN OR BX | Printed circuit board terminals, 5.00 mm, Number of poles: 16, 180°, Solder pin length (l): 3.5 mm, tinned, orange, PUSH IN without actuator, Clamping range, max. : 2.5 mm², Box
32686 | 1330620000 | LMFS 5.00/17/180 3.5SN OR BX | Printed circuit board terminals, 5.00 mm, Number of poles: 17, 180°, Solder pin length (l): 3.5 mm, tinned, orange, PUSH IN without actuator, Clamping range, max. : 2.5 mm², Box
32687 | 1330630000 | LMFS 5.00/18/180 3.5SN OR BX | Printed circuit board terminals, 5.00 mm, Number of poles: 18, 180°, Solder pin length (l): 3.5 mm, tinned, orange, PUSH IN without actuator, Clamping range, max. : 2.5 mm², Box
32688 | 1330770000 | LMF 5.08/07/90 3.5SN OR BX | Printed circuit board terminals, 5.08 mm, Number of poles: 7, 90°, Solder pin length (l): 3.5 mm, tinned, orange, PUSH IN with actuator, Clamping range, max. : 2.5 mm², Box
32689 | 1330800000 | LMF 5.08/10/90 3.5SN OR BX | Printed circuit board terminals, 5.08 mm, Number of poles: 10, 90°, Solder pin length (l): 3.5 mm, tinned, orange, PUSH IN with actuator, Clamping range, max. : 2.5 mm², Box
32690 | 1330810000 | LMF 5.08/11/90 3.5SN OR BX | Printed circuit board terminals, 5.08 mm, Number of poles: 11, 90°, Solder pin length (l): 3.5 mm, tinned, orange, PUSH IN with actuator, Clamping range, max. : 2.5 mm², Box
32691 | 1330850000 | LMF 5.08/15/90 3.5SN OR BX | Printed circuit board terminals, 5.08 mm, Number of poles: 15, 90°, Solder pin length (l): 3.5 mm, tinned, orange, PUSH IN with actuator, Clamping range, max. : 2.5 mm², Box
32692 | 1330870000 | LMF 5.08/16/90 3.5SN OR BX | Printed circuit board terminals, 5.08 mm, Number of poles: 16, 90°, Solder pin length (l): 3.5 mm, tinned, orange, PUSH IN with actuator, Clamping range, max. : 2.5 mm², Box
32693 | 1330880000 | LMF 5.08/17/90 3.5SN OR BX | Printed circuit board terminals, 5.08 mm, Number of poles: 17, 90°, Solder pin length (l): 3.5 mm, tinned, orange, PUSH IN with actuator, Clamping range, max. : 2.5 mm², Box
32694 | 1330890000 | LMF 5.08/18/90 3.5SN OR BX | Printed circuit board terminals, 5.08 mm, Number of poles: 18, 90°, Solder pin length (l): 3.5 mm, tinned, orange, PUSH IN with actuator, Clamping range, max. : 2.5 mm², Box
32695 | 1330900000 | LMF 5.08/19/90 3.5SN OR BX | Printed circuit board terminals, 5.08 mm, Number of poles: 19, 90°, Solder pin length (l): 3.5 mm, tinned, orange, PUSH IN with actuator, Clamping range, max. : 2.5 mm², Box
32696 | 1330910000 | LMF 5.08/20/90 3.5SN OR BX | Printed circuit board terminals, 5.08 mm, Number of poles: 20, 90°, Solder pin length (l): 3.5 mm, tinned, orange, PUSH IN with actuator, Clamping range, max. : 2.5 mm², Box
32697 | 1331010000 | LMFS 5.08/07/90 3.5SN OR BX | Printed circuit board terminals, 5.08 mm, Number of poles: 7, 90°, Solder pin length (l): 3.5 mm, tinned, orange, PUSH IN without actuator, Clamping range, max. : 2.5 mm², Box
32698 | 1331040000 | LMFS 5.08/10/90 3.5SN OR BX | Printed circuit board terminals, 5.08 mm, Number of poles: 10, 90°, Solder pin length (l): 3.5 mm, tinned, orange, PUSH IN without actuator, Clamping range, max. : 2.5 mm², Box
32699 | 1331050000 | LMFS 5.08/11/90 3.5SN OR BX | Printed circuit board terminals, 5.08 mm, Number of poles: 11, 90°, Solder pin length (l): 3.5 mm, tinned, orange, PUSH IN without actuator, Clamping range, max. : 2.5 mm², Box
32700 | 1331110000 | LMFS 5.08/15/90 3.5SN OR BX | Printed circuit board terminals, 5.08 mm, Number of poles: 15, 90°, Solder pin length (l): 3.5 mm, tinned, orange, PUSH IN without actuator, Clamping range, max. : 2.5 mm², Box
32701 | 1331130000 | LMFS 5.08/16/90 3.5SN OR BX | Printed circuit board terminals, 5.08 mm, Number of poles: 16, 90°, Solder pin length (l): 3.5 mm, tinned, orange, PUSH IN without actuator, Clamping range, max. : 2.5 mm², Box
32702 | 1331150000 | LMFS 5.08/17/90 3.5SN OR BX | Printed circuit board terminals, 5.08 mm, Number of poles: 17, 90°, Solder pin length (l): 3.5 mm, tinned, orange, PUSH IN without actuator, Clamping range, max. : 2.5 mm², Box
32703 | 1331170000 | LMFS 5.08/18/90 3.5SN OR BX | Printed circuit board terminals, 5.08 mm, Number of poles: 18, 90°, Solder pin length (l): 3.5 mm, tinned, orange, PUSH IN without actuator, Clamping range, max. : 2.5 mm², Box
32704 | 1331180000 | LMF 5.08/07/180 3.5SN OR BX | Printed circuit board terminals, 5.08 mm, Number of poles: 7, 180°, Solder pin length (l): 3.5 mm, tinned, orange, PUSH IN with actuator, Clamping range, max. : 2.5 mm², Box
32705 | 1331240000 | LMF 5.08/10/180 3.5SN OR BX | Printed circuit board terminals, 5.08 mm, Number of poles: 10, 180°, Solder pin length (l): 3.5 mm, tinned, orange, PUSH IN with actuator, Clamping range, max. : 2.5 mm², Box
32706 | 1331260000 | LMF 5.08/11/180 3.5SN OR BX | Printed circuit board terminals, 5.08 mm, Number of poles: 11, 180°, Solder pin length (l): 3.5 mm, tinned, orange, PUSH IN with actuator, Clamping range, max. : 2.5 mm², Box
32707 | 1331320000 | LMF 5.08/15/180 3.5SN OR BX | Printed circuit board terminals, 5.08 mm, Number of poles: 15, 180°, Solder pin length (l): 3.5 mm, tinned, orange, PUSH IN with actuator, Clamping range, max. : 2.5 mm², Box
32708 | 1331330000 | LMF 5.08/16/180 3.5SN OR BX | Printed circuit board terminals, 5.08 mm, Number of poles: 16, 180°, Solder pin length (l): 3.5 mm, tinned, orange, PUSH IN with actuator, Clamping range, max. : 2.5 mm², Box
32709 | 1331340000 | LMF 5.08/17/180 3.5SN OR BX | Printed circuit board terminals, 5.08 mm, Number of poles: 17, 180°, Solder pin length (l): 3.5 mm, tinned, orange, PUSH IN with actuator, Clamping range, max. : 2.5 mm², Box
32710 | 1331350000 | LMF 5.08/18/180 3.5SN OR BX | Printed circuit board terminals, 5.08 mm, Number of poles: 18, 180°, Solder pin length (l): 3.5 mm, tinned, orange, PUSH IN with actuator, Clamping range, max. : 2.5 mm², Box
32711 | 1331370000 | LMF 5.08/19/180 3.5SN OR BX | Printed circuit board terminals, 5.08 mm, Number of poles: 19, 180°, Solder pin length (l): 3.5 mm, tinned, orange, PUSH IN with actuator, Clamping range, max. : 2.5 mm², Box
32712 | 1331380000 | LMF 5.08/20/180 3.5SN OR BX | Printed circuit board terminals, 5.08 mm, Number of poles: 20, 180°, Solder pin length (l): 3.5 mm, tinned, orange, PUSH IN with actuator, Clamping range, max. : 2.5 mm², Box
32713 | 1331490000 | LMFS 5.08/07/180 3.5SN OR BX | Printed circuit board terminals, 5.08 mm, Number of poles: 7, 180°, Solder pin length (l): 3.5 mm, tinned, orange, PUSH IN without actuator, Clamping range, max. : 2.5 mm², Box
32714 | 1331520000 | LMFS 5.08/10/180 3.5SN OR BX | Printed circuit board terminals, 5.08 mm, Number of poles: 10, 180°, Solder pin length (l): 3.5 mm, tinned, orange, PUSH IN without actuator, Clamping range, max. : 2.5 mm², Box
32715 | 1331530000 | LMFS 5.08/11/180 3.5SN OR BX | Printed circuit board terminals, 5.08 mm, Number of poles: 11, 180°, Solder pin length (l): 3.5 mm, tinned, orange, PUSH IN without actuator, Clamping range, max. : 2.5 mm², Box
32716 | 1331580000 | LMFS 5.08/15/180 3.5SN OR BX | Printed circuit board terminals, 5.08 mm, Number of poles: 15, 180°, Solder pin length (l): 3.5 mm, tinned, orange, PUSH IN without actuator, Clamping range, max. : 2.5 mm², Box
32717 | 1331590000 | LMFS 5.08/16/180 3.5SN OR BX | Printed circuit board terminals, 5.08 mm, Number of poles: 16, 180°, Solder pin length (l): 3.5 mm, tinned, orange, PUSH IN without actuator, Clamping range, max. : 2.5 mm², Box
32718 | 1331610000 | LMFS 5.08/17/180 3.5SN OR BX | Printed circuit board terminals, 5.08 mm, Number of poles: 17, 180°, Solder pin length (l): 3.5 mm, tinned, orange, PUSH IN without actuator, Clamping range, max. : 2.5 mm², Box
32719 | 1331620000 | LMFS 5.08/18/180 3.5SN OR BX | Printed circuit board terminals, 5.08 mm, Number of poles: 18, 180°, Solder pin length (l): 3.5 mm, tinned, orange, PUSH IN without actuator, Clamping range, max. : 2.5 mm², Box
32720 | 1331750000 | LMF 5.00/07/90 3.5SN OR BX | Printed circuit board terminals, 5.00 mm, Number of poles: 7, 90°, Solder pin length (l): 3.5 mm, tinned, orange, PUSH IN with actuator, Clamping range, max. : 2.5 mm², Box
32721 | 1331790000 | LMF 5.00/10/90 3.5SN OR BX | Printed circuit board terminals, 5.00 mm, Number of poles: 10, 90°, Solder pin length (l): 3.5 mm, tinned, orange, PUSH IN with actuator, Clamping range, max. : 2.5 mm², Box
32722 | 1331800000 | LMF 5.00/11/90 3.5SN OR BX | Printed circuit board terminals, 5.00 mm, Number of poles: 11, 90°, Solder pin length (l): 3.5 mm, tinned, orange, PUSH IN with actuator, Clamping range, max. : 2.5 mm², Box
32723 | 1331810000 | LMF 5.00/12/90 3.5SN OR BX | Printed circuit board terminals, 5.00 mm, Number of poles: 12, 90°, Solder pin length (l): 3.5 mm, tinned, orange, PUSH IN with actuator, Clamping range, max. : 2.5 mm², Box
32724 | 1331850000 | LMF 5.00/16/90 3.5SN OR BX | Printed circuit board terminals, 5.00 mm, Number of poles: 16, 90°, Solder pin length (l): 3.5 mm, tinned, orange, PUSH IN with actuator, Clamping range, max. : 2.5 mm², Box
32725 | 1331870000 | LMF 5.00/17/90 3.5SN OR BX | Printed circuit board terminals, 5.00 mm, Number of poles: 17, 90°, Solder pin length (l): 3.5 mm, tinned, orange, PUSH IN with actuator, Clamping range, max. : 2.5 mm², Box
32726 | 1331880000 | LMF 5.00/18/90 3.5SN OR BX | Printed circuit board terminals, 5.00 mm, Number of poles: 18, 90°, Solder pin length (l): 3.5 mm, tinned, orange, PUSH IN with actuator, Clamping range, max. : 2.5 mm², Box
32727 | 1331890000 | LMF 5.00/19/90 3.5SN OR BX | Printed circuit board terminals, 5.00 mm, Number of poles: 19, 90°, Solder pin length (l): 3.5 mm, tinned, orange, PUSH IN with actuator, Clamping range, max. : 2.5 mm², Box
32728 | 1331910000 | LMF 5.00/20/90 3.5SN OR BX | Printed circuit board terminals, 5.00 mm, Number of poles: 20, 90°, Solder pin length (l): 3.5 mm, tinned, orange, PUSH IN with actuator, Clamping range, max. : 2.5 mm², Box
32729 | 1332020000 | LMFS 5.00/07/90 3.5SN OR BX | Printed circuit board terminals, 5.00 mm, Number of poles: 7, 90°, Solder pin length (l): 3.5 mm, tinned, orange, PUSH IN without actuator, Clamping range, max. : 2.5 mm², Box
32730 | 1332050000 | LMFS 5.00/10/90 3.5SN OR BX | Printed circuit board terminals, 5.00 mm, Number of poles: 10, 90°, Solder pin length (l): 3.5 mm, tinned, orange, PUSH IN without actuator, Clamping range, max. : 2.5 mm², Box
32731 | 1332060000 | LMFS 5.00/11/90 3.5SN OR BX | Printed circuit board terminals, 5.00 mm, Number of poles: 11, 90°, Solder pin length (l): 3.5 mm, tinned, orange, PUSH IN without actuator, Clamping range, max. : 2.5 mm², Box
32732 | 1332070000 | LMFS 5.00/12/90 3.5SN OR BX | Printed circuit board terminals, 5.00 mm, Number of poles: 12, 90°, Solder pin length (l): 3.5 mm, tinned, orange, PUSH IN without actuator, Clamping range, max. : 2.5 mm², Box
32733 | 1332120000 | LMFS 5.00/16/90 3.5SN OR BX | Printed circuit board terminals, 5.00 mm, Number of poles: 16, 90°, Solder pin length (l): 3.5 mm, tinned, orange, PUSH IN without actuator, Clamping range, max. : 2.5 mm², Box
32734 | 1332130000 | LMFS 5.00/17/90 3.5SN OR BX | Printed circuit board terminals, 5.00 mm, Number of poles: 17, 90°, Solder pin length (l): 3.5 mm, tinned, orange, PUSH IN without actuator, Clamping range, max. : 2.5 mm², Box
32735 | 1332140000 | LMFS 5.00/18/90 3.5SN OR BX | Printed circuit board terminals, 5.00 mm, Number of poles: 18, 90°, Solder pin length (l): 3.5 mm, tinned, orange, PUSH IN without actuator, Clamping range, max. : 2.5 mm², Box
32736 | 1335370000 | SLF 5.08/06/180 SN OR BX | PCB plug-in connector, male plug, 5.08 mm, Number of poles: 6, 180°, PUSH IN with actuator, Tension-clamp connection, Clamping range, max. : 3.31 mm², Box
32737 | 1335440000 | SLF 5.08/02/180B SN OR BX | PCB plug-in connector, male plug, 5.08 mm, Number of poles: 2, 180°, PUSH IN with actuator, Tension-clamp connection, Clamping range, max. : 3.31 mm², Box
32738 | 1335460000 | SLF 5.08/04/180B SN OR BX | PCB plug-in connector, male plug, 5.08 mm, Number of poles: 4, 180°, PUSH IN with actuator, Tension-clamp connection, Clamping range, max. : 3.31 mm², Box
32739 | 1335510000 | SLF 5.08/08/180B SN OR BX | PCB plug-in connector, male plug, 5.08 mm, Number of poles: 8, 180°, PUSH IN with actuator, Tension-clamp connection, Clamping range, max. : 3.31 mm², Box
32740 | 1335630000 | SLF 5.08/06/180 SN BK BX | PCB plug-in connector, male plug, 5.08 mm, Number of poles: 6, 180°, PUSH IN with actuator, Tension-clamp connection, Clamping range, max. : 3.31 mm², Box
32741 | 1335640000 | SLF 5.08/04/180F SN OR BX | PCB plug-in connector, male plug, 5.08 mm, Number of poles: 4, 180°, PUSH IN with actuator, Tension-clamp connection, Clamping range, max. : 3.31 mm², Box
32742 | 1335670000 | SLF 5.08/08/180 SN BK BX | PCB plug-in connector, male plug, 5.08 mm, Number of poles: 8, 180°, PUSH IN with actuator, Tension-clamp connection, Clamping range, max. : 3.31 mm², Box
32743 | 1335680000 | SLF 5.08/06/180F SN OR BX | PCB plug-in connector, male plug, 5.08 mm, Number of poles: 6, 180°, PUSH IN with actuator, Tension-clamp connection, Clamping range, max. : 3.31 mm², Box
32744 | 1335700000 | SLF 5.08/07/180F SN OR BX | PCB plug-in connector, male plug, 5.08 mm, Number of poles: 7, 180°, PUSH IN with actuator, Tension-clamp connection, Clamping range, max. : 3.31 mm², Box
32745 | 1335770000 | SLF 5.08/02/180B SN BK BX | PCB plug-in connector, male plug, 5.08 mm, Number of poles: 2, 180°, PUSH IN with actuator, Tension-clamp connection, Clamping range, max. : 3.31 mm², Box
32746 | 1335810000 | SLF 5.08/04/180B SN BK BX | PCB plug-in connector, male plug, 5.08 mm, Number of poles: 4, 180°, PUSH IN with actuator, Tension-clamp connection, Clamping range, max. : 3.31 mm², Box
32747 | 1335900000 | SLF 5.08/08/180B SN BK BX | PCB plug-in connector, male plug, 5.08 mm, Number of poles: 8, 180°, PUSH IN with actuator, Tension-clamp connection, Clamping range, max. : 3.31 mm², Box
32748 | 1336070000 | SLF 5.08/04/180FI SN BK BX | PCB plug-in connector, male plug, 5.08 mm, Number of poles: 4, 180°, PUSH IN with actuator, Tension-clamp connection, Clamping range, max. : 3.31 mm², Box
32749 | 1336090000 | SLF 5.08/06/180FI SN BK BX | PCB plug-in connector, male plug, 5.08 mm, Number of poles: 6, 180°, PUSH IN with actuator, Tension-clamp connection, Clamping range, max. : 3.31 mm², Box
32750 | 1336100000 | SLF 5.08/07/180FI SN BK BX | PCB plug-in connector, male plug, 5.08 mm, Number of poles: 7, 180°, PUSH IN with actuator, Tension-clamp connection, Clamping range, max. : 3.31 mm², Box
32751 | 1336190000 | SLF 5.08/04/180F SN BK BX | PCB plug-in connector, male plug, 5.08 mm, Number of poles: 4, 180°, PUSH IN with actuator, Tension-clamp connection, Clamping range, max. : 3.31 mm², Box
32752 | 1336210000 | SLF 5.08/06/180F SN BK BX | PCB plug-in connector, male plug, 5.08 mm, Number of poles: 6, 180°, PUSH IN with actuator, Tension-clamp connection, Clamping range, max. : 3.31 mm², Box
32753 | 1336220000 | SLF 5.08/07/180F SN BK BX | PCB plug-in connector, male plug, 5.08 mm, Number of poles: 7, 180°, PUSH IN with actuator, Tension-clamp connection, Clamping range, max. : 3.31 mm², Box
32754 | 1336420000 | SLF 5.08/04/180FI SN OR BX | PCB plug-in connector, male plug, 5.08 mm, Number of poles: 4, 180°, PUSH IN with actuator, Tension-clamp connection, Clamping range, max. : 3.31 mm², Box
32755 | 1336440000 | SLF 5.08/06/180FI SN OR BX | PCB plug-in connector, male plug, 5.08 mm, Number of poles: 6, 180°, PUSH IN with actuator, Tension-clamp connection, Clamping range, max. : 3.31 mm², Box
32756 | 1336450000 | SLF 5.08/07/180FI SN OR BX | PCB plug-in connector, male plug, 5.08 mm, Number of poles: 7, 180°, PUSH IN with actuator, Tension-clamp connection, Clamping range, max. : 3.31 mm², Box
32757 | 1336710000 | SM 37.5/17 MC NE WS | SwitchMark, Device markers, 17 x 37.5 mm, white
32758 | 1336720000 | SM 37.5/17 MC NE GR | SwitchMark, Device markers, 17 x 37.5 mm, grey
32759 | 1357190000 | BLZP 5.08HC/08/225B SN GN BX | PCB plug-in connector, female plug, 5.08 mm, Number of poles: 8, 225°, Clamping yoke connection, Clamping range, max. : 4 mm², Box
32760 | 1362450000 | BLZP 5.08HC/06/90 SN GN BX | PCB plug-in connector, female plug, 5.08 mm, Number of poles: 6, 90°, Clamping yoke connection, Clamping range, max. : 4 mm², Box
32761 | 1368810000 | BLF 5.08HC/02/180B SN OR BX | PCB plug-in connector, female plug, 5.08 mm, Number of poles: 2, 180°, PUSH IN with actuator, Tension-clamp connection, Clamping range, max. : 3.31 mm², Box
32762 | 1368830000 | BLF 5.08HC/04/180B SN OR BX | PCB plug-in connector, female plug, 5.08 mm, Number of poles: 4, 180°, PUSH IN with actuator, Tension-clamp connection, Clamping range, max. : 3.31 mm², Box
32763 | 1368870000 | BLF 5.08HC/08/180B SN OR BX | PCB plug-in connector, female plug, 5.08 mm, Number of poles: 8, 180°, PUSH IN with actuator, Tension-clamp connection, Clamping range, max. : 3.31 mm², Box
32764 | 1378710000 | ESG 6/15 RIDER MC NE GE | ESG, Device markers x 15 mm, PA 66, Colour: yellow
32765 | 1388530000 | DEK 5/5 MC NE V0 WS | Dekafix, Terminal marker, 5 x 5 mm, Pitch in mm (P): 5.00 Weidmueller, white
32766 | 1395680000 | CLI M 2-40Q NE MP | CableLine, Conductor and cable markers, 10 - 317 mm, 4 x 11.4 mm
32767 | 1401930000 | SL 5.08HC/06/180F 3.2SN GN BX | PCB plug-in connector, male header, Flange, THT solder connection, 5.08 mm, Number of poles: 6, 180°, Solder pin length (l): 3.2 mm, tinned, Pale green, Box
32768 | 1411330000 | PDL 6 S/L/L/PE | Installation multi-tier terminal, PUSH IN, 6 mm², 400, 41 A, dark beige
32769 | 1411800000 | ELS 16/40 K MC NE WS | ELS, Insert markers, 40 x 16 mm, white
32770 | 1413810000 | CH20M67 FC GGY 2019 | Modular housing, OMNIMATE Housing - series CH20M Graphite grey, Width: 67.5 mm
32771 | 1415680000 | CC-M 70/48 2X3 ST | MetalliCard, Device markers, 70 x 48 mm, silver
32772 | 1415720000 | CC-M 70/48 2X3 AL | MetalliCard, Device markers, 70 x 48 mm, silver
32773 | 1415740000 | CC-M 70/48 ST | MetalliCard, Device markers, 70 x 48 mm, silver
32774 | 1415770000 | CC-M 70/48 AL | MetalliCard, Device markers, 70 x 48 mm, silver
32775 | 1427250000 | SVF 7.62HP/04/180SFMF2 SN BK BX | PCB plug-in connector, male plug, 7.62 mm, Number of poles: 4, 180°, PUSH IN without actuator, Tension-clamp connection, Clamping range, max. : 10 mm², Box
32776 | 1427260000 | SVF 7.62HP/04/180SFMF3 SN BK BX | PCB plug-in connector, male plug, 7.62 mm, Number of poles: 4, 180°, PUSH IN without actuator, Tension-clamp connection, Clamping range, max. : 10 mm², Box
32777 | 1427270000 | SVF 7.62HP/04/180SFMF4 SN BK BX | PCB plug-in connector, male plug, 7.62 mm, Number of poles: 4, 180°, PUSH IN without actuator, Tension-clamp connection, Clamping range, max. : 10 mm², Box
32778 | 1428170000 | SM 27/18-22 K MC NE WS | SwitchMark, Device markers, 53.75 x 27 mm, white
32779 | 1428180000 | SM 27/18-22 K MC NE GR | SwitchMark, Device markers, 53.75 x 27 mm, grey
32780 | 1429920000 | SVF 7.62HP/02/180SFBMF2 SN BK BX | PCB plug-in connector, male plug, 7.62 mm, Number of poles: 2, 180°, PUSH IN without actuator, Tension-clamp connection, Clamping range, max. : 10 mm², Box
32781 | 1429950000 | SVF 7.62HP/04/180SFBMF2 SN BK BX | PCB plug-in connector, male plug, 7.62 mm, Number of poles: 4, 180°, PUSH IN without actuator, Tension-clamp connection, Clamping range, max. : 10 mm², Box
32782 | 1429960000 | SVF 7.62HP/04/180SFBMF3 SN BK BX | PCB plug-in connector, male plug, 7.62 mm, Number of poles: 4, 180°, PUSH IN without actuator, Tension-clamp connection, Clamping range, max. : 10 mm², Box
32783 | 1429970000 | SVF 7.62HP/04/180SFBMF4 SN BK BX | PCB plug-in connector, male plug, 7.62 mm, Number of poles: 4, 180°, PUSH IN without actuator, Tension-clamp connection, Clamping range, max. : 10 mm², Box
32784 | 1430010000 | SVF 7.62HP/04/180MF2 SN BK BX | PCB plug-in connector, male plug, 7.62 mm, Number of poles: 4, 180°, PUSH IN without actuator, Tension-clamp connection, Clamping range, max. : 10 mm², Box
32785 | 1430060000 | SVF 7.62HP/04/180MSF2 SN BK BX | PCB plug-in connector, male plug, 7.62 mm, Number of poles: 4, 180°, PUSH IN without actuator, Tension-clamp connection, Clamping range, max. : 10 mm², Box
32786 | 1430080000 | SVF 7.62HP/04/180MSF4 SN BK BX | PCB plug-in connector, male plug, 7.62 mm, Number of poles: 4, 180°, PUSH IN without actuator, Tension-clamp connection, Clamping range, max. : 10 mm², Box
32787 | 1430090000 | BVF 7.62HP/04/180MSF2 SN BK BX | PCB plug-in connector, female plug, 7.62 mm, Number of poles: 4, 180°, PUSH IN without actuator, Tension-clamp connection, Clamping range, max. : 10 mm², Box
32788 | 1430110000 | BVF 7.62HP/04/180MSF4 SN BK BX | PCB plug-in connector, female plug, 7.62 mm, Number of poles: 4, 180°, PUSH IN without actuator, Tension-clamp connection, Clamping range, max. : 10 mm², Box
32789 | 1430120000 | BVF 7.62HP/04/180MF2 SN BK BX | PCB plug-in connector, female plug, 7.62 mm, Number of poles: 4, 180°, PUSH IN without actuator, Tension-clamp connection, Clamping range, max. : 10 mm², Box
32790 | 1432750000 | SFX 11/60 MC NE WS V0 | SlimFix X, Conductor and cable markers, 7 - 40 mm, 60 x 11 mm, white
32791 | 1434110000 | CC DIA 30/3.5 MC NE RT | ClipCard, Device markers, 30 x 30 mm, With hole, red
32792 | 1455220000 | RJ45C5E S1U 0.9N4N RL | PCB plug-in connector, RJ45 jacks, Cat. 5e , SMD solder connection, 90°, Latch option: top, Shield tabs: none, 30...80 µ" Ni / ? 30 µ" Au , LED: No, Number of poles: 8, Tape
32793 | 1457550000 | DEK 5/5 MC NE SW | Dekafix, Terminal marker, 5 x 5 mm, Pitch in mm (P): 5.00 Weidmueller, black
32794 | 1475920000 | S2L-SMT 3.50/24/180LF 1.5SN BK RL | PCB plug-in connector, male header, Solder flange, THT/THR solder connection, 3.50 mm, Number of poles: 24, 180°, Solder pin length (l): 1.5 mm, tinned, black, Tape
32795 | 1475930000 | S2L-SMT 3.50/22/180LF 1.5SN BK RL | PCB plug-in connector, male header, Solder flange, THT/THR solder connection, 3.50 mm, Number of poles: 22, 180°, Solder pin length (l): 1.5 mm, tinned, black, Tape
32796 | 1490750000 | ESG 9/17 K MC NE OR | ESG, Device markers x 17 mm, PA 66, Colour: orange, Self-adhesive
32797 | 1505140000 | CC-M 10/30 2X2.5 AL SDR | MetalliCard, Device markers, 10 x 30 mm, silver
32798 | 1507100000 | TM 205/23 V0 | TM, Socket x 14 mm, PVC, Colour: Transparent, Conductor O.D.: 10 - 14 mm
32799 | 2494550000 | HDC C MHX SM10.0AG | Heavy-duty connectors, Crimp contact, Pin, Conductor cross-section, max.: 10, turned, Copper alloy
32800 | 2494560000 | HDC C MHX BM10.0AG | Heavy-duty connectors, Crimp contact, Female, Conductor cross-section, max.: 10, turned, Copper alloy
32801 | 2553940000 | CBC-T 25 | Protective cable hose tool
32802 | 2553960000 | CD-SE 60 | Cable duct separator, 60 mm x
32803 | 2554000000 | CD-SCCV | Cable duct screw cover
32804 | 2554070000 | CD-RET 125 | Cable duct binder
32805 | 2554090000 | CD-RETT 40 | Cable duct T-form binder
32806 | 2554100000 | CD-RETT 60 | Cable duct T-form binder
32807 | 2562150000 | RJ45M R1V 1.9N4YG/YG RL | PCB plug-in connector, RJ45 jacks transformer, 10/100 MBit/s , THT/THR solder connection, 180°, Shield tabs: none, 30...80 µ" Ni / ? 30 µ" Au , LED: Yes, Green/yellow, Green/yellow, Number of poles: 8, Tape
32808 | 2562680000 | CD-LB | Cable duct tag rail, 15 mm x
32809 | 2562690000 | EXRV 6.5 | Expanding rivet, 32 mm x
32810 | 2562700000 | EXRV 4.5 | Expanding rivet, 27.5 mm x
32811 | 2562820000 | RJ45C5 T1D 3.2E4G/Y TY | PCB plug-in connector, RJ45 jacks, Cat. 5 , THT solder connection, 90°, Latch option: bottom, Shield tabs: 6 tabs, 30...80 µ" Ni / ? 30 µ" Au , LED: Yes, green, yellow, Number of poles: 12, Tray (manual assembly)
32812 | 2562850000 | CD-LBH | Cable duct tag rail holder, 30 mm x
32813 | 2562900000 | RJ45C5 T1D 3.3E4N TY | PCB plug-in connector, RJ45 jacks, Cat. 5 , THT solder connection, 90°, Latch option: bottom, Shield tabs: 6 tabs, 30...80 µ" Ni / ? 30 µ" Au , LED: No, Number of poles: 8, Tray (manual assembly)
32814 | 2562930000 | RJ45C5 R1U 2.8E4N RL | PCB plug-in connector, RJ45 jacks, Cat. 5 , THT/THR solder connection, 90°, Latch option: bottom, Shield tabs: 6 tabs, 30...80 µ" Ni / ? 30 µ" Au , LED: No, Number of poles: 8, Tape
32815 | 2562960000 | RJ45C5 T1V 3.2N4G/Y TY | PCB plug-in connector, RJ45 jacks, Cat. 5 , THT solder connection, 180°, Shield tabs: none, 30...80 µ" Ni / ? 30 µ" Au , LED: Yes, green, yellow, Number of poles: 12, Tray (manual assembly)
32816 | 2584010000 | CABTITE LNS M63 BK | separable locknut, Cabtite (cable entry system), Polyamide, glass fibre-reinforced, Deep black, Height: 72 mm, Width: 72 mm, Depth: 7 mm, -40 °C?120 °C
32817 | 2584050000 | CABTITE LNS M40 BK | separable locknut, Cabtite (cable entry system), Polyamide, glass fibre-reinforced, Deep black, Height: 48 mm, Width: 48 mm, Depth: 7 mm, -40 °C?120 °C
32818 | 2584120000 | CABTITE CGS M63 BK | separable cable gland, Cabtite (cable entry system), Polyamide, glass fibre-reinforced, Deep black, Height: 24.7 mm, M 63, -40 °C?120 °C, IP66
32819 | 2584150000 | CABTITE CGS M40 BK | separable cable gland, Cabtite (cable entry system), Polyamide, glass fibre-reinforced, Deep black, Height: 24.7 mm, M 40, -40 °C?120 °C, IP66
32820 | 2584270000 | CABTITE GI H BK | Inlay, Cabtite (cable entry system), Polyamide, glass fibre-reinforced, Deep black, Height: 44 mm, Width: 67 mm, Depth: 17.5 mm, -40 °C?120 °C, IP66
32821 | 2584300000 | CABTITE GI T BK | Inlay, Cabtite (cable entry system), Polyamide, glass fibre-reinforced, Deep black, Height: 25 mm, Width: 44 mm, Depth: 17.5 mm, -40 °C?120 °C, IP66
32822 | 2584320000 | CABTITE GI I BK | Inlay, Cabtite (cable entry system), Polyamide, glass fibre-reinforced, Deep black, Height: 5 mm, Width: 44 mm, Depth: 17.5 mm, -40 °C?120 °C, IP66
32823 | 2588460000 | CD 40X25 8/12 GY | Cable duct, 40 mm x 25 mm, 8.00 mm x 12.00 mm, 2000 mm
32824 | 2588500000 | CBC-SP 14-120/25 BK | Protective cable hose coil
32825 | 2588510000 | CD 60X25 8/12 GY | Cable duct, 60 mm x 25 mm, 8.00 mm x 12.00 mm, 2000 mm
32826 | 2588520000 | CBC-SP 12-100/25 BK | Protective cable hose coil
32827 | 2588550000 | CBC-SP 8-70/25 BK | Protective cable hose coil
32828 | 2588570000 | CBC-SP 5-50/25 BK | Protective cable hose coil
32829 | 2588580000 | CD 40X40 8/12 GY | Cable duct, 40 mm x 40 mm, 8.00 mm x 12.00 mm, 2000 mm
32830 | 2588620000 | CBC-SP 14-120/25 V2 WT | Protective cable hose coil
32831 | 2588640000 | CBC-SP 12-100/25 V2 WT | Protective cable hose coil
32832 | 2588670000 | CBC-SP 5-50/25 V2 WT | Protective cable hose coil
32833 | 2588740000 | CBC-SP 14-120/25 TP | Protective cable hose coil
32834 | 2588760000 | CBC-SP 12-100/25 TP | Protective cable hose coil
32835 | 2588780000 | CBC-SP 8-70/25 TP | Protective cable hose coil
32836 | 2588810000 | CBC-SP 5-50/25 TP | Protective cable hose coil
32837 | 2588930000 | CBC-FB 10-18/200 | Fabric of protective cable hose
32838 | 2588950000 | CBC-FB 5-10/200 | Fabric of protective cable hose
32839 | 2588960000 | CD-BO 60X150 8/12 GY | Cable duct, 60 mm x 150 mm, 8.00 mm x 12.00 mm, 2000 mm
32840 | 2588970000 | CD-BO 80X150 8/12 GY | Cable duct, 80 mm x 150 mm, 8.00 mm x 12.00 mm, 2000 mm
32841 | 2588980000 | CD-LID 125 DKGY | Cable duct cover, 125 mm
32842 | 2589000000 | CD-LID 100 DKGY | Cable duct cover, 100 mm
32843 | 2589020000 | CD-LID 75 DKGY | Cable duct cover, 75 mm
32844 | 2589050000 | CD-LID 50 DKGY | Cable duct cover, 50 mm
32845 | 2589070000 | CD-LID 37.5 DKGY | Cable duct cover, 37.5 mm
32846 | 2589090000 | CD-LID 25 DKGY | Cable duct cover, 25 mm
32847 | 2589120000 | CD-LID 125 LTGY | Cable duct cover, 125 mm
32848 | 2589130000 | CD 40X25 4/6 GY | Cable duct, 40 mm x 25 mm, 4.00 mm x 6.00 mm, 2000 mm
32849 | 2589140000 | CD-LID 100 LTGY | Cable duct cover, 100 mm
32850 | 2589150000 | CD 60X25 4/6 GY | Cable duct, 60 mm x 25 mm, 4.00 mm x 6.00 mm, 2000 mm
32851 | 2589170000 | CD-LID 75 LTGY | Cable duct cover, 75 mm
32852 | 2589200000 | CD-LID 50 LTGY | Cable duct cover, 50 mm
32853 | 2589210000 | CD 40X40 4/6 GY | Cable duct, 40 mm x 40 mm, 4.00 mm x 6.00 mm, 2000 mm
32854 | 2589220000 | CD-LID 37.5 LTGY | Cable duct cover, 37.5 mm
32855 | 2589250000 | CD-LID 25 LTGY | Cable duct cover, 25 mm
32856 | 2589270000 | CD-HF 75X125 5/7.5 DKGY | Halogen-free cable duct, 75 mm x 125 mm, 5.00 mm x 7.50 mm, 2000 mm
32857 | 2589900000 | CD-HF 75X125 5/7.5 LTGY | Halogen-free cable duct, 75 mm x 125 mm, 5.00 mm x 7.50 mm, 2000 mm
32858 | 2589940000 | CD-LID 200 GY | Cable duct cover, 200 mm
32859 | 2589950000 | CD-LID 150 GY | Cable duct cover, 150 mm
32860 | 2589970000 | CD-LID 125 GY | Cable duct cover, 125 mm
32861 | 2589990000 | CD-LID 120 GY | Cable duct cover, 120 mm
32862 | 2590000000 | CD-LID 100 GY | Cable duct cover, 100 mm
32863 | 2590020000 | CD-LID 80 GY | Cable duct cover, 80 mm
32864 | 2590030000 | CD-LID 75 GY | Cable duct cover, 75 mm
32865 | 2590050000 | CD-LID 60 GY | Cable duct cover, 60 mm
32866 | 2590070000 | CD-LID 50 GY | Cable duct cover, 50 mm
32867 | 2590080000 | CD-LID 40 GY | Cable duct cover, 40 mm
32868 | 2590100000 | CD-LID 37.5 GY | Cable duct cover, 37.5 mm
32869 | 2590110000 | CD-LID 25 GY | Cable duct cover, 25 mm
32870 | 2590130000 | CD-LID 15 GY | Cable duct cover, 15 mm
32871 | 2590160000 | CD 75X125 5/7.5 GY | Cable duct, 75 mm x 125 mm, 5.00 mm x 7.50 mm, 2000 mm
32872 | 2584290000 | CABTITE GI X BK | Inlay, Cabtite (cable entry system), Polyamide, glass fibre-reinforced, Deep black, Height: 44 mm, Width: 44 mm, Depth: 17.5 mm, -40 °C?120 °C, IP66
32873 | 2580850000 | SU 10.16HP/03/270MF3 3.5AG BK BX | PCB plug-in connector, male header, THT solder connection, 10.16 mm, Number of poles: 3, 270°, Solder pin length (l): 3.5 mm, black, Box
32874 | 2580830000 | SU 10.16HP/03/270MF2 3.5AG BK BX | PCB plug-in connector, male header, THT solder connection, 10.16 mm, Number of poles: 3, 270°, Solder pin length (l): 3.5 mm, black, Box
32875 | 2580400000 | SU 10.16HP/03/90MF3 3.5AG BK BX | PCB plug-in connector, male header, closed side, Middle flange, THT solder connection, 10.16 mm, Number of poles: 3, 90°, Solder pin length (l): 3.5 mm, black, Box
32876 | 2580390000 | SU 10.16HP/03/90MF2 3.5AG BK BX | PCB plug-in connector, male header, closed side, Middle flange, THT solder connection, 10.16 mm, Number of poles: 3, 90°, Solder pin length (l): 3.5 mm, black, Box
32877 | 2580350000 | SU 10.16HP/02/270MF2 3.5AG BK BX | PCB plug-in connector, male header, THT solder connection, 10.16 mm, Number of poles: 2, 270°, Solder pin length (l): 3.5 mm, black, Box
32878 | 2580340000 | SU 10.16HP/02/90MF2 3.5AG BK BX | PCB plug-in connector, male header, closed side, Middle flange, THT solder connection, 10.16 mm, Number of poles: 2, 90°, Solder pin length (l): 3.5 mm, black, Box
32879 | 2560700000 | SV 7.62HP/03/90MLF3 3.5 BK BX | PCB plug-in connector, male header, THT solder connection, 7.62 mm, Number of poles: 3, 90°, Box
32880 | 2431540000 | SVD 7.62HP/06/270G 4.5SN BK BX | PCB plug-in connector, male header, closed side, THT solder connection, 7.62 mm, Number of poles: 6, 270°, Solder pin length (l): 4.5 mm, tinned, black, Box
32881 | 2431520000 | SVD 7.62HP/12/270F 4.5SN BK BX | PCB plug-in connector, male header, Flange, THT solder connection, 7.62 mm, Number of poles: 12, 270°, Solder pin length (l): 4.5 mm, tinned, black, Box
32882 | 2431410000 | SVD 7.62HP/04/270G 4.5SN BK BX | PCB plug-in connector, male header, closed side, THT solder connection, 7.62 mm, Number of poles: 4, 270°, Solder pin length (l): 4.5 mm, tinned, black, Box
32883 | 1547570000 | SVFL 7.62HP/04/180F SN BK BX | PCB plug-in connector, male plug, 7.62 mm, Number of poles: 4, 180°, PUSH IN with actuator, Clamping range, max. : 6 mm², Box
32884 | 1543310000 | SVD 7.62HP/06/270G 3.2SN BK BX | PCB plug-in connector, male header, closed side, THT solder connection, 7.62 mm, Number of poles: 6, 270°, Solder pin length (l): 3.2 mm, tinned, black, Box
32885 | 1543290000 | SVD 7.62HP/04/270G 3.2SN BK BX | PCB plug-in connector, male header, closed side, THT solder connection, 7.62 mm, Number of poles: 4, 270°, Solder pin length (l): 3.2 mm, tinned, black, Box
32886 | 1523990000 | SVD 7.62HP/12/270F 3.2SN BK BX | PCB plug-in connector, male header, Flange, THT solder connection, 7.62 mm, Number of poles: 12, 270°, Solder pin length (l): 3.2 mm, tinned, black, Box
32887 | 1430030000 | SVF 7.62HP/04/180MF4 SN BK BX | PCB plug-in connector, male plug, 7.62 mm, Number of poles: 4, 180°, PUSH IN without actuator, Tension-clamp connection, Clamping range, max. : 10 mm², Box
32888 | 1157330000 | SU 10.16IT/03/270MF3 3.5AG BK BX | PCB plug-in connector, male header, closed side, Middle flange, THT solder connection, 10.16 mm, Number of poles: 3, 270°, Solder pin length (l): 3.5 mm, silver-plated, black, Box
32889 | 1157040000 | SV 7.62HP/02/90G SC/08R SN BK BX | PCB plug-in connector, male header, closed side, THT solder connection, 7.62 mm, Number of poles: 2, 90°, Solder pin length (l): 3.5 mm, tinned, black, Box
32890 | 1156920000 | SV 7.62HP/02/270G SC/08R SN BK BX | PCB plug-in connector, male header, closed side, THT solder connection, 7.62 mm, Number of poles: 2, 270°, Solder pin length (l): 3.5 mm, tinned, black, Box
32891 | 1156680000 | SU 10.16IT/03/90MF3 3.5AG BK BX | PCB plug-in connector, male header, closed side, Middle flange, THT solder connection, 10.16 mm, Number of poles: 3, 90°, Solder pin length (l): 3.5 mm, silver-plated, black, Box
32892 | 1156670000 | SU 10.16IT/03/90MF2 3.5AG BK BX | PCB plug-in connector, male header, closed side, Middle flange, THT solder connection, 10.16 mm, Number of poles: 3, 90°, Solder pin length (l): 3.5 mm, silver-plated, black, Box
32893 | 1156570000 | SV 7.62IT/03/90MF3 3.5SN BK BX | PCB plug-in connector, male header, closed side, Middle flange, THT solder connection, 7.62 mm, Number of poles: 3, 90°, Solder pin length (l): 3.5 mm, tinned, black, Box
32894 | 1156550000 | SV 7.62IT/03/90MF2 3.5SN BK BX | PCB plug-in connector, male header, closed side, Middle flange, THT solder connection, 7.62 mm, Number of poles: 3, 90°, Solder pin length (l): 3.5 mm, tinned, black, Box
32895 | 1156510000 | SV 7.62IT/03/270MF3 3.5SN BK BX | PCB plug-in connector, male header, closed side, Middle flange, THT solder connection, 7.62 mm, Number of poles: 3, 270°, Solder pin length (l): 3.5 mm, tinned, black, Box
32896 | 1156500000 | SV 7.62IT/03/270MF2 3.5SN BK BX | PCB plug-in connector, male header, closed side, Middle flange, THT solder connection, 7.62 mm, Number of poles: 3, 270°, Solder pin length (l): 3.5 mm, tinned, black, Box
32897 | 1156270000 | SV 7.62HP/03/90MSF2 SC/06R SN BK BX | PCB plug-in connector, male header, closed side, Middle screw flange, THT solder connection, 7.62 mm, Number of poles: 3, 90°, Solder pin length (l): 3.5 mm, tinned, black, Box
32898 | 1156240000 | SV 7.62HP/03/90MF2 SC/06R SN BK BX | PCB plug-in connector, male header, closed side, Middle flange, THT solder connection, 7.62 mm, Number of poles: 3, 90°, Solder pin length (l): 3.5 mm, tinned, black, Box
32899 | 1156200000 | SV 7.62HP/03/270MSF2 SC/06R SN BK BX | PCB plug-in connector, male header, closed side, Middle screw flange, THT solder connection, 7.62 mm, Number of poles: 3, 270°, Solder pin length (l): 3.5 mm, tinned, black, Box
32900 | 1156150000 | SV 7.62HP/03/270MF2 SC/06R SN BK BX | PCB plug-in connector, male header, closed side, Middle flange, THT solder connection, 7.62 mm, Number of poles: 3, 270°, Solder pin length (l): 3.5 mm, tinned, black, Box
32901 | 1149950000 | SL 5.08HC/24/180LF 3.2SN BK BX | PCB plug-in connector, male header, Solder flange, THT solder connection, 5.08 mm, Number of poles: 24, 180°, Solder pin length (l): 3.2 mm, tinned, black, Box
32902 | 1124850000 | SVF 7.62HP/06/180SFI SN BK BX | PCB plug-in connector, male plug, 7.62 mm, Number of poles: 6, 180°, PUSH IN without actuator, Tension-clamp connection, Clamping range, max. : 10 mm², Box
32903 | 1124840000 | SVF 7.62HP/05/180SFI SN BK BX | PCB plug-in connector, male plug, 7.62 mm, Number of poles: 5, 180°, PUSH IN without actuator, Tension-clamp connection, Clamping range, max. : 10 mm², Box
32904 | 1124820000 | SVF 7.62HP/03/180SFI SN BK BX | PCB plug-in connector, male plug, 7.62 mm, Number of poles: 3, 180°, PUSH IN without actuator, Tension-clamp connection, Clamping range, max. : 10 mm², Box
32905 | 1124790000 | SVF 7.62HP/06/180FI SN BK BX | PCB plug-in connector, male plug, 7.62 mm, Number of poles: 6, 180°, PUSH IN without actuator, Tension-clamp connection, Clamping range, max. : 10 mm², Box
32906 | 1124780000 | SVF 7.62HP/05/180FI SN BK BX | PCB plug-in connector, male plug, 7.62 mm, Number of poles: 5, 180°, PUSH IN without actuator, Tension-clamp connection, Clamping range, max. : 10 mm², Box
32907 | 1124760000 | SVF 7.62HP/03/180FI SN BK BX | PCB plug-in connector, male plug, 7.62 mm, Number of poles: 3, 180°, PUSH IN without actuator, Tension-clamp connection, Clamping range, max. : 10 mm², Box
32908 | 1091160000 | SV 7.62HP/04/270G SC/06R SN BK BX | PCB plug-in connector, male header, closed side, THT solder connection, 7.62 mm, Number of poles: 4, 270°, Solder pin length (l): 3.5 mm, tinned, black, Box
32909 | 1090950000 | SV 7.62HP/03/270G SC/04R SN BK BX | PCB plug-in connector, male header, closed side, THT solder connection, 7.62 mm, Number of poles: 3, 270°, Solder pin length (l): 3.5 mm, tinned, black, Box
32910 | 1090770000 | SV 7.62HP/02/270G SC/04R SN BK BX | PCB plug-in connector, male header, closed side, THT solder connection, 7.62 mm, Number of poles: 2, 270°, Solder pin length (l): 3.5 mm, tinned, black, Box
32911 | 1090360000 | SV 7.62HP/04/90G SC/06R SN BK BX | PCB plug-in connector, male header, closed side, THT solder connection, 7.62 mm, Number of poles: 4, 90°, Solder pin length (l): 3.5 mm, tinned, black, Box
32912 | 1090040000 | SV 7.62HP/03/90G SC/04R SN BK BX | PCB plug-in connector, male header, closed side, THT solder connection, 7.62 mm, Number of poles: 3, 90°, Solder pin length (l): 3.5 mm, tinned, black, Box
32913 | 1089970000 | SV 7.62HP/03/90MSF3 SC/06R SN BK BX | PCB plug-in connector, male header, closed side, Middle screw flange, THT solder connection, 7.62 mm, Number of poles: 3, 90°, Solder pin length (l): 3.5 mm, tinned, black, Box
32914 | 1089840000 | SV 7.62HP/02/90G SC/04R SN BK BX | PCB plug-in connector, male header, closed side, THT solder connection, 7.62 mm, Number of poles: 2, 90°, Solder pin length (l): 3.5 mm, tinned, black, Box
32915 | 1089730000 | SV 7.62HP/03/90MF3 SC/06R SN BK BX | PCB plug-in connector, male header, closed side, Middle flange, THT solder connection, 7.62 mm, Number of poles: 3, 90°, Solder pin length (l): 3.5 mm, tinned, black, Box
32916 | 1089670000 | SV 7.62HP/03/270MSF3 SC/06R SN BK BX | PCB plug-in connector, male header, closed side, Middle screw flange, THT solder connection, 7.62 mm, Number of poles: 3, 270°, Solder pin length (l): 3.5 mm, tinned, black, Box
32917 | 1089510000 | SV 7.62HP/02/90MSF2 SC/04R SN BK BX | PCB plug-in connector, male header, closed side, Middle screw flange, THT solder connection, 7.62 mm, Number of poles: 2, 90°, Solder pin length (l): 3.5 mm, tinned, black, Box
32918 | 1089490000 | SV 7.62HP/03/270MF3 SC/06R SN BK BX | PCB plug-in connector, male header, closed side, Middle flange, THT solder connection, 7.62 mm, Number of poles: 3, 270°, Solder pin length (l): 3.5 mm, tinned, black, Box
32919 | 1089370000 | SV 7.62HP/02/90MF2 SC/04R SN BK BX | PCB plug-in connector, male header, closed side, Middle flange, THT solder connection, 7.62 mm, Number of poles: 2, 90°, Solder pin length (l): 3.5 mm, tinned, black, Box
32920 | 1089340000 | SV 7.62HP/02/270MSF2 SC/04R SN BK BX | PCB plug-in connector, male header, closed side, Middle screw flange, THT solder connection, 7.62 mm, Number of poles: 2, 270°, Solder pin length (l): 3.5 mm, tinned, black, Box
32921 | 1150570000 | SL 5.08HC/22/90LF 3.2SN BK BX | PCB plug-in connector, male header, Solder flange, THT solder connection, 5.08 mm, Number of poles: 22, 90°, Solder pin length (l): 3.2 mm, tinned, black, Box
32922 | 1150550000 | SL 5.08HC/21/90LF 3.2SN BK BX | PCB plug-in connector, male header, Solder flange, THT solder connection, 5.08 mm, Number of poles: 21, 90°, Solder pin length (l): 3.2 mm, tinned, black, Box
32923 | 1150540000 | SL 5.08HC/20/90LF 3.2SN BK BX | PCB plug-in connector, male header, Solder flange, THT solder connection, 5.08 mm, Number of poles: 20, 90°, Solder pin length (l): 3.2 mm, tinned, black, Box
32924 | 1150530000 | SL 5.08HC/19/90LF 3.2SN BK BX | PCB plug-in connector, male header, Solder flange, THT solder connection, 5.08 mm, Number of poles: 19, 90°, Solder pin length (l): 3.2 mm, tinned, black, Box
32925 | 1150390000 | SL 5.08HC/06/90LF 3.2SN BK BX | PCB plug-in connector, male header, Solder flange, THT solder connection, 5.08 mm, Number of poles: 6, 90°, Solder pin length (l): 3.2 mm, tinned, black, Box
32926 | 1150320000 | SL 5.08HC/23/90F 3.2SN BK BX | PCB plug-in connector, male header, Flange, THT solder connection, 5.08 mm, Number of poles: 23, 90°, Solder pin length (l): 3.2 mm, tinned, black, Box
32927 | 1150300000 | SL 5.08HC/21/90F 3.2SN BK BX | PCB plug-in connector, male header, Flange, THT solder connection, 5.08 mm, Number of poles: 21, 90°, Solder pin length (l): 3.2 mm, tinned, black, Box
32928 | 1150280000 | SL 5.08HC/19/90F 3.2SN BK BX | PCB plug-in connector, male header, Flange, THT solder connection, 5.08 mm, Number of poles: 19, 90°, Solder pin length (l): 3.2 mm, tinned, black, Box
32929 | 1149890000 | SL 5.08HC/22/180LF 3.2SN BK BX | PCB plug-in connector, male header, Solder flange, THT solder connection, 5.08 mm, Number of poles: 22, 180°, Solder pin length (l): 3.2 mm, tinned, black, Box
32930 | 1149790000 | SL 5.08HC/19/180LF 3.2SN BK BX | PCB plug-in connector, male header, Solder flange, THT solder connection, 5.08 mm, Number of poles: 19, 180°, Solder pin length (l): 3.2 mm, tinned, black, Box
32931 | 1149350000 | SL 5.08HC/06/180LF 3.2SN BK BX | PCB plug-in connector, male header, Solder flange, THT solder connection, 5.08 mm, Number of poles: 6, 180°, Solder pin length (l): 3.2 mm, tinned, black, Box
32932 | 1149150000 | SL 5.08HC/23/180F 3.2SN BK BX | PCB plug-in connector, male header, Flange, THT solder connection, 5.08 mm, Number of poles: 23, 180°, Solder pin length (l): 3.2 mm, tinned, black, Box
32933 | 1149090000 | SL 5.08HC/21/180F 3.2SN BK BX | PCB plug-in connector, male header, Flange, THT solder connection, 5.08 mm, Number of poles: 21, 180°, Solder pin length (l): 3.2 mm, tinned, black, Box
32934 | 1149050000 | SL 5.08HC/20/180F 3.2SN BK BX | PCB plug-in connector, male header, Flange, THT solder connection, 5.08 mm, Number of poles: 20, 180°, Solder pin length (l): 3.2 mm, tinned, black, Box
32935 | 1148540000 | SL 5.08HC/04/180F 3.2SN BK BX | PCB plug-in connector, male header, Flange, THT solder connection, 5.08 mm, Number of poles: 4, 180°, Solder pin length (l): 3.2 mm, tinned, black, Box
32936 | 1542980000 | BVZ 7.62HP/03/180MF3 SN BK BX | PCB plug-in connector, female plug, 7.62 mm, Number of poles: 3, 180°, Clamping yoke connection, Clamping range, max. : 10 mm², Box
32937 | 1542970000 | BVZ 7.62HP/03/180MF2 SN BK BX | PCB plug-in connector, female plug, 7.62 mm, Number of poles: 3, 180°, Clamping yoke connection, Clamping range, max. : 10 mm², Box
32938 | 1156730000 | BVZ 7.62IT/03/180MF3 SN BK BX | PCB plug-in connector, female plug, 7.62 mm, Number of poles: 3, 180°, Clamping yoke connection, Clamping range, max. : 10 mm², Box
32939 | 1156720000 | BVZ 7.62IT/03/180MF2 SN BK BX | PCB plug-in connector, female plug, 7.62 mm, Number of poles: 3, 180°, Clamping yoke connection, Clamping range, max. : 10 mm², Box
32940 | 2623230000 | BVFL 7.62HP/03/180MF2 SN BK BX LRP | PCB plug-in connector, female plug, 7.62 mm, Number of poles: 3, 180°, PUSH IN with actuator, Clamping range, max. : 6 mm², Box
32941 | 2549390000 | BVFL 7.62HP/05/180MF4 SN BK BX | PCB plug-in connector, female plug, 7.62 mm, Number of poles: 5, 180°, PUSH IN with actuator, Clamping range, max. : 6 mm², Box
32942 | 2549380000 | BVFL 7.62HP/05/180MF3 SN BK BX | PCB plug-in connector, female plug, 7.62 mm, Number of poles: 5, 180°, PUSH IN with actuator, Clamping range, max. : 6 mm², Box
32943 | 2549370000 | BVFL 7.62HP/03/180MF3 SN BK BX | PCB plug-in connector, female plug, 7.62 mm, Number of poles: 3, 180°, PUSH IN with actuator, Clamping range, max. : 6 mm², Box
32944 | 2549360000 | BVFL 7.62HP/03/180MF2 SN BK BX | PCB plug-in connector, female plug, 7.62 mm, Number of poles: 3, 180°, PUSH IN with actuator, Clamping range, max. : 6 mm², Box
32945 | 2548890000 | BVFL 7.62HP/05/180 SN BK BX | PCB plug-in connector, female plug, 7.62 mm, Number of poles: 5, 180°, PUSH IN with actuator, Clamping range, max. : 6 mm², Box
32946 | 1547530000 | BVFL 7.62HP/04/180F SN BK BX | PCB plug-in connector, female plug, 7.62 mm, Number of poles: 4, 180°, PUSH IN with actuator, Clamping range, max. : 6 mm², Box
32947 | 1547520000 | BVFL 7.62HP/04/180 SN BK BX | PCB plug-in connector, female plug, 7.62 mm, Number of poles: 4, 180°, PUSH IN with actuator, Clamping range, max. : 6 mm², Box
32948 | 1190570000 | BVF 7.62HP/07/180 SN BK BX | PCB plug-in connector, female plug, 7.62 mm, Number of poles: 7, 180°, PUSH IN without actuator, Tension-clamp connection, Clamping range, max. : 10 mm², Box
32949 | 1157440000 | BVF 7.62HP/03/180MSF2 BCF/04R SN BK BX | PCB plug-in connector, female plug, 7.62 mm, Number of poles: 3, 180°, PUSH IN with actuator, PUSH IN without actuator, Clamping range, max. : 10 mm², Box
32950 | 1157300000 | BVF 7.62HP/05/180MSF4 BCF/08R SN BK BX | PCB plug-in connector, female plug, 7.62 mm, Number of poles: 5, 180°, PUSH IN with actuator, PUSH IN without actuator, Clamping range, max. : 10 mm², Box
32951 | 1157290000 | BVF 7.62HP/05/180MSF3 BCF/08R SN BK BX | PCB plug-in connector, female plug, 7.62 mm, Number of poles: 5, 180°, PUSH IN with actuator, PUSH IN without actuator, Clamping range, max. : 10 mm², Box
32952 | 1157280000 | BVF 7.62HP/05/180MSF3 BCF/06R SN BK BX | PCB plug-in connector, female plug, 7.62 mm, Number of poles: 5, 180°, PUSH IN with actuator, PUSH IN without actuator, Clamping range, max. : 10 mm², Box
32953 | 1157270000 | BVF 7.62HP/05/180MSF3 BCF/04R SN BK BX | PCB plug-in connector, female plug, 7.62 mm, Number of poles: 5, 180°, PUSH IN with actuator, PUSH IN without actuator, Clamping range, max. : 10 mm², Box
32954 | 1157250000 | BVF 7.62HP/05/180MF4 BCF/08R SN BK BX | PCB plug-in connector, female plug, 7.62 mm, Number of poles: 5, 180°, PUSH IN with actuator, PUSH IN without actuator, Clamping range, max. : 10 mm², Box
32955 | 1157240000 | BVF 7.62HP/05/180MF3 BCF/08R SN BK BX | PCB plug-in connector, female plug, 7.62 mm, Number of poles: 5, 180°, PUSH IN with actuator, PUSH IN without actuator, Clamping range, max. : 10 mm², Box
32956 | 1157230000 | BVF 7.62HP/05/180MF3 BCF/06R SN BK BX | PCB plug-in connector, female plug, 7.62 mm, Number of poles: 5, 180°, PUSH IN with actuator, PUSH IN without actuator, Clamping range, max. : 10 mm², Box
32957 | 1157220000 | BVF 7.62HP/05/180MF3 BCF/04R SN BK BX | PCB plug-in connector, female plug, 7.62 mm, Number of poles: 5, 180°, PUSH IN with actuator, PUSH IN without actuator, Clamping range, max. : 10 mm², Box
32958 | 1157210000 | BVF 7.62HP/04/180MSF4 BCF/08R SN BK BX | PCB plug-in connector, female plug, 7.62 mm, Number of poles: 4, 180°, PUSH IN with actuator, PUSH IN without actuator, Clamping range, max. : 10 mm², Box
32959 | 1157200000 | BVF 7.62HP/04/180MF4 BCF/08R SN BK BX | PCB plug-in connector, female plug, 7.62 mm, Number of poles: 4, 180°, PUSH IN with actuator, PUSH IN without actuator, Clamping range, max. : 10 mm², Box
32960 | 1157110000 | BVF 7.62HP/03/180MF2 BCF/04R SN BK BX | PCB plug-in connector, female plug, 7.62 mm, Number of poles: 3, 180°, PUSH IN with actuator, PUSH IN without actuator, Clamping range, max. : 10 mm², Box
32961 | 1157100000 | BVF 7.62HP/02/180MSF2 BCF/08R SN BK BX | PCB plug-in connector, female plug, 7.62 mm, Number of poles: 2, 180°, PUSH IN with actuator, PUSH IN without actuator, Clamping range, max. : 10 mm², Box
32962 | 1157090000 | BVF 7.62HP/02/180MF2 BCF/08R SN BK BX | PCB plug-in connector, female plug, 7.62 mm, Number of poles: 2, 180°, PUSH IN with actuator, PUSH IN without actuator, Clamping range, max. : 10 mm², Box
32963 | 1156480000 | BVF 7.62HP/05/180 BCF/08R SN BK BX | PCB plug-in connector, female plug, 7.62 mm, Number of poles: 5, 180°, PUSH IN with actuator, PUSH IN without actuator, Clamping range, max. : 10 mm², Box
32964 | 1156450000 | BVF 7.62HP/03/180 BCF/08R SN BK BX | PCB plug-in connector, female plug, 7.62 mm, Number of poles: 3, 180°, PUSH IN with actuator, PUSH IN without actuator, Clamping range, max. : 10 mm², Box
32965 | 1134110000 | BLL 7.62HP/04/180LF 3.2SN BK BX | PCB plug-in connector, female header, Solder flange, THT solder connection, 7.62 mm, Number of poles: 4, 180°, Solder pin length (l): 3.2 mm, tinned, black, Box
32966 | 1122130000 | BLL 7.62HP/04/180F 3.2SN BK BX | PCB plug-in connector, female header, Flange, THT solder connection, 7.62 mm, Number of poles: 4, 180°, Solder pin length (l): 3.2 mm, tinned, black, Box
32967 | 1122090000 | BLL 7.62HP/04/180 3.2SN BK BX | PCB plug-in connector, female header, closed side, THT solder connection, 7.62 mm, Number of poles: 4, 180°, Solder pin length (l): 3.2 mm, tinned, black, Box
32968 | 1118490000 | BVF 7.62HP SH210 4-6 KIT | PCB plug-in connector, Accessories, black
32969 | 1118480000 | BVF 7.62HP SH150 4-6 KIT | PCB plug-in connector, Accessories, black
32970 | 1118470000 | BVF 7.62HP SH180 4-6 KIT | PCB plug-in connector, Accessories, black
32971 | 1095660000 | BLL 7.62HP/04/90LF 3.2SN BK BX | PCB plug-in connector, female header, Solder flange, THT solder connection, 7.62 mm, Number of poles: 4, 90°, Solder pin length (l): 3.2 mm, tinned, black, Box
32972 | 1082140000 | BVF 7.62HP/05/180MF4 BCF/04R SN BK BX | PCB plug-in connector, female plug, 7.62 mm, Number of poles: 5, 180°, PUSH IN with actuator, PUSH IN without actuator, Clamping range, max. : 10 mm², Box
32973 | 1082110000 | BVF 7.62HP/03/180MSF3 BCF/04R SN BK BX | PCB plug-in connector, female plug, 7.62 mm, Number of poles: 3, 180°, PUSH IN with actuator, PUSH IN without actuator, Clamping range, max. : 10 mm², Box
32974 | 1081760000 | BVF 7.62HP/05/180MF4 BCF/06R SN BK BX | PCB plug-in connector, female plug, 7.62 mm, Number of poles: 5, 180°, PUSH IN with actuator, PUSH IN without actuator, Clamping range, max. : 10 mm², Box
32975 | 1081630000 | BVF 7.62HP/03/180MF3 BCF/04R SN BK BX | PCB plug-in connector, female plug, 7.62 mm, Number of poles: 3, 180°, PUSH IN with actuator, PUSH IN without actuator, Clamping range, max. : 10 mm², Box
32976 | 1080940000 | BVF 7.62HP/05/180MSF4 BCF/04R SN BK BX | PCB plug-in connector, female plug, 7.62 mm, Number of poles: 5, 180°, PUSH IN with actuator, PUSH IN without actuator, Clamping range, max. : 10 mm², Box
32977 | 1080720000 | BVF 7.62HP/05/180MSF4 BCF/06R SN BK BX | PCB plug-in connector, female plug, 7.62 mm, Number of poles: 5, 180°, PUSH IN with actuator, PUSH IN without actuator, Clamping range, max. : 10 mm², Box
32978 | 1080510000 | BVF 7.62HP/04/180 BCF/04R SN BK BX | PCB plug-in connector, female plug, 7.62 mm, Number of poles: 4, 180°, PUSH IN with actuator, PUSH IN without actuator, Clamping range, max. : 10 mm², Box
32979 | 2538090000 | BLF 3.50/10/180LH SN BK BX | PCB plug-in connector, female plug, 3.50 mm, Number of poles: 10, 180°, PUSH IN with actuator, Tension-clamp connection, Clamping range, max. : 1.5 mm², Box
32980 | 2459920000 | BLF 3.50/10/180LR SN BK BX | PCB plug-in connector, female plug, 3.50 mm, Number of poles: 10, 180°, PUSH IN with actuator, Tension-clamp connection, Clamping range, max. : 1.5 mm², Box
32981 | 2459760000 | BLF 3.50/10/180LR SN OR BX | PCB plug-in connector, female plug, 3.50 mm, Number of poles: 10, 180°, PUSH IN with actuator, Tension-clamp connection, Clamping range, max. : 1.5 mm², Box
32982 | 2459380000 | BLF 3.50/12/180 SN BK BX | PCB plug-in connector, female plug, 3.50 mm, Number of poles: 12, 180°, PUSH IN with actuator, Tension-clamp connection, Clamping range, max. : 1.5 mm², Box
32983 | 1989220000 | BHF 5.00/02/180LH BK/BL | PCB plug-in connector, female plug, 5.00 mm, Number of poles: 2, 180°, PUSH IN with actuator, Tension-clamp connection, Box
32984 | 1988380000 | BHF 5.00/02/180LH BK/OR | PCB plug-in connector, female plug, 5.00 mm, Number of poles: 2, 180°, PUSH IN with actuator, Tension-clamp connection, Box
32985 | 1497740000 | BHF 5.00/02/180LH BK/BK | PCB plug-in connector, female plug, 5.00 mm, Number of poles: 2, 180°, PUSH IN with actuator, Tension-clamp connection, Box
32986 | 1421750000 | BHZ 5.00/04/90LH BK/GGY | PCB plug-in connector BHZ 5.00/04/90LH SN BK/GGY BX
32987 | 1069380000 | BHZ 5.00/04/90LH BK/BL | PCB plug-in connector Blue release lever BHZ 5.00/04/90LH SN BK/BL BX
32988 | 1069360000 | BHZ 5.00/02/90LH BK/BL | PCB plug-in connector Blue release lever BHZ 5.00/02/90LH SN BK/BL BX
32989 | 2054600000 | B2CF 3.50/20/180LRZE SN OR BX | PCB plug-in connector, female plug, 3.50 mm, Number of poles: 20, 180°, PUSH IN with actuator, Tension-clamp connection, Clamping range, max. : 1.5 mm², Box
32990 | 1375990000 | B2CF 3.50/22/180LH SN OR BX | PCB plug-in connector, female plug, 3.50 mm, Number of poles: 22, 180°, PUSH IN with actuator, Tension-clamp connection, Clamping range, max. : 1.5 mm², Box
32991 | 1375980000 | B2CF 3.50/20/180LH SN OR BX | PCB plug-in connector, female plug, 3.50 mm, Number of poles: 20, 180°, PUSH IN with actuator, Tension-clamp connection, Clamping range, max. : 1.5 mm², Box
32992 | 1375940000 | B2CF 3.50/14/180LH SN OR BX | PCB plug-in connector, female plug, 3.50 mm, Number of poles: 14, 180°, PUSH IN with actuator, Tension-clamp connection, Clamping range, max. : 1.5 mm², Box
32993 | 1375920000 | B2CF 3.50/10/180LH SN OR BX | PCB plug-in connector, female plug, 3.50 mm, Number of poles: 10, 180°, PUSH IN with actuator, Tension-clamp connection, Clamping range, max. : 1.5 mm², Box
32994 | 1375810000 | B2CF 3.50/22/180LH SN BK BX | PCB plug-in connector, female plug, 3.50 mm, Number of poles: 22, 180°, PUSH IN with actuator, Tension-clamp connection, Clamping range, max. : 1.5 mm², Box
32995 | 1375800000 | B2CF 3.50/20/180LH SN BK BX | PCB plug-in connector, female plug, 3.50 mm, Number of poles: 20, 180°, PUSH IN with actuator, Tension-clamp connection, Clamping range, max. : 1.5 mm², Box
32996 | 1375740000 | B2CF 3.50/10/180LH SN BK BX | PCB plug-in connector, female plug, 3.50 mm, Number of poles: 10, 180°, PUSH IN with actuator, Tension-clamp connection, Clamping range, max. : 1.5 mm², Box
32997 | 1278320000 | B2CF 3.50/22/180LR SN BK BX | PCB plug-in connector, female plug, 3.50 mm, Number of poles: 22, 180°, PUSH IN with actuator, Tension-clamp connection, Clamping range, max. : 1.5 mm², Box
32998 | 1278280000 | B2CF 3.50/14/180LR SN BK BX | PCB plug-in connector, female plug, 3.50 mm, Number of poles: 14, 180°, PUSH IN with actuator, Tension-clamp connection, Clamping range, max. : 1.5 mm², Box
32999 | 1278130000 | B2CF 3.50/22/180LR SN OR BX | PCB plug-in connector, female plug, 3.50 mm, Number of poles: 22, 180°, PUSH IN with actuator, Tension-clamp connection, Clamping range, max. : 1.5 mm², Box
33000 | 1277380000 | B2CF 3.50/24/180 SN OR BX | PCB plug-in connector, female plug, 3.50 mm, Number of poles: 24, 180°, PUSH IN with actuator, Tension-clamp connection, Clamping range, max. : 1.5 mm², Box
33001 | 1372580000 | BHZ 5.00/04/90LH GGY/BL | PCB plug-in connector Blue release lever BHZ 5.00/04/90LH SN GGY/BL BX
33002 | 1372520000 | BHZ 5.00/04/90LH GGY/GGY | PCB plug-in connector BHZ 5.00/04/90LH SN GGY/GGY BX
33003 | 1427220000 | SVF 7.62HP/02/180SFMF2 SN BK BX | PCB plug-in connector, male plug, 7.62 mm, Number of poles: 2, 180°, PUSH IN without actuator, Tension-clamp connection, Clamping range, max. : 10 mm², Box
33004 | 1150370000 | SL 5.08HC/04/90LF 3.2SN BK BX | PCB plug-in connector, male header, Solder flange, THT solder connection, 5.08 mm, Number of poles: 4, 90°, Solder pin length (l): 3.2 mm, tinned, black, Box
33005 | 1149290000 | SL 5.08HC/04/180LF 3.2SN BK BX | PCB plug-in connector, male header, Solder flange, THT solder connection, 5.08 mm, Number of poles: 4, 180°, Solder pin length (l): 3.2 mm, tinned, black, Box
33006 | 1150110000 | SL 5.08HC/04/90F 3.2SN BK BX | PCB plug-in connector, male header, Flange, THT solder connection, 5.08 mm, Number of poles: 4, 90°, Solder pin length (l): 3.2 mm, tinned, black, Box
33007 | 1150130000 | SL 5.08HC/06/90F 3.2SN BK BX | PCB plug-in connector, male header, Flange, THT solder connection, 5.08 mm, Number of poles: 6, 90°, Solder pin length (l): 3.2 mm, tinned, black, Box
33008 | 1148590000 | SL 5.08HC/06/180F 3.2SN BK BX | PCB plug-in connector, male header, Flange, THT solder connection, 5.08 mm, Number of poles: 6, 180°, Solder pin length (l): 3.2 mm, tinned, black, Box
33009 | 1235310000 | CH20M67 FC BK 2010 | Modular housing, OMNIMATE Housing - series CH20M black, Width: 67.5 mm
33010 | 1430140000 | BVF 7.62HP/04/180MF4 SN BK BX | PCB plug-in connector, female plug, 7.62 mm, Number of poles: 4, 180°, PUSH IN without actuator, Tension-clamp connection, Clamping range, max. : 10 mm², Box
33011 | 1157320000 | SU 10.16IT/03/270MF2 3.5AG BK BX | PCB plug-in connector, male header, closed side, Middle flange, THT solder connection, 10.16 mm, Number of poles: 3, 270°, Solder pin length (l): 3.5 mm, silver-plated, black, Box
33012 | 1278120000 | B2CF 3.50/20/180LR SN OR BX | PCB plug-in connector, female plug, 3.50 mm, Number of poles: 20, 180°, PUSH IN with actuator, Tension-clamp connection, Clamping range, max. : 1.5 mm², Box
33013 | 1277940000 | B2CF 3.50/20/180F SN BK BX | PCB plug-in connector, female plug, 3.50 mm, Number of poles: 20, 180°, PUSH IN with actuator, Tension-clamp connection, Clamping range, max. : 1.5 mm², Box
33014 | 1278310000 | B2CF 3.50/20/180LR SN BK BX | PCB plug-in connector, female plug, 3.50 mm, Number of poles: 20, 180°, PUSH IN with actuator, Tension-clamp connection, Clamping range, max. : 1.5 mm², Box
33015 | 2555620000 | BHF 5.00/04/180LH BK/RD | PCB plug-in connector, female plug, 5.00 mm, Number of poles: 4, 180°, PUSH IN with actuator, Tension-clamp connection, Box
33016 | 1278090000 | B2CF 3.50/14/180LR SN OR BX | PCB plug-in connector, female plug, 3.50 mm, Number of poles: 14, 180°, PUSH IN with actuator, Tension-clamp connection, Clamping range, max. : 1.5 mm², Box
33017 | 1278260000 | B2CF 3.50/10/180LR SN BK BX | PCB plug-in connector, female plug, 3.50 mm, Number of poles: 10, 180°, PUSH IN with actuator, Tension-clamp connection, Clamping range, max. : 1.5 mm², Box
33018 | 1989190000 | BHF 5.00/04/180LH BK/OR | PCB plug-in connector, female plug, 5.00 mm, Number of poles: 4, 180°, PUSH IN with actuator, Tension-clamp connection, Box
33019 | 1989090000 | BHF 5.00/04/180LH BK/BL | PCB plug-in connector, female plug, 5.00 mm, Number of poles: 4, 180°, PUSH IN with actuator, Tension-clamp connection, Box
33020 | 1497500000 | BHF 5.00/04/180LH BK/BK | PCB plug-in connector, female plug, 5.00 mm, Number of poles: 4, 180°, PUSH IN with actuator, Tension-clamp connection, Box
33021 | 1277760000 | B2CF 3.50/20/180F SN OR BX | PCB plug-in connector, female plug, 3.50 mm, Number of poles: 20, 180°, PUSH IN with actuator, Tension-clamp connection, Clamping range, max. : 1.5 mm², Box
33022 | 1277570000 | B2CF 3.50/24/180 SN BK BX | PCB plug-in connector, female plug, 3.50 mm, Number of poles: 24, 180°, PUSH IN with actuator, Tension-clamp connection, Clamping range, max. : 1.5 mm², Box
33023 | 1278070000 | B2CF 3.50/10/180LR SN OR BX | PCB plug-in connector, female plug, 3.50 mm, Number of poles: 10, 180°, PUSH IN with actuator, Tension-clamp connection, Clamping range, max. : 1.5 mm², Box
33024 | 2459470000 | BLF 3.50/10/180F SN OR BX | PCB plug-in connector, female plug, 3.50 mm, Number of poles: 10, 180°, PUSH IN with actuator, Tension-clamp connection, Clamping range, max. : 1.5 mm², Box
33025 | 2459650000 | BLF 3.50/10/180F SN BK BX | PCB plug-in connector, female plug, 3.50 mm, Number of poles: 10, 180°, PUSH IN with actuator, Tension-clamp connection, Clamping range, max. : 1.5 mm², Box
33026 | 2459150000 | BLF 3.50/12/180 SN OR BX | PCB plug-in connector, female plug, 3.50 mm, Number of poles: 12, 180°, PUSH IN with actuator, Tension-clamp connection, Clamping range, max. : 1.5 mm², Box
33027 | 2460030000 | BLF 3.50/10/180LH SN OR BX | PCB plug-in connector, female plug, 3.50 mm, Number of poles: 10, 180°, PUSH IN with actuator, Tension-clamp connection, Clamping range, max. : 1.5 mm², Box
33028 | 1375770000 | B2CF 3.50/14/180LH SN BK BX | PCB plug-in connector, female plug, 3.50 mm, Number of poles: 14, 180°, PUSH IN with actuator, Tension-clamp connection, Clamping range, max. : 1.5 mm², Box
33029 | 1089260000 | SV 7.62HP/02/270MF2 SC/04R SN BK BX | PCB plug-in connector, male header, closed side, Middle flange, THT solder connection, 7.62 mm, Number of poles: 2, 270°, Solder pin length (l): 3.5 mm, tinned, black, Box
33030 | 1000870000 | BLDF 5.08/03/180 SN BK BX | PCB plug-in connector, female plug, 5.08 mm, Number of poles: 3, 180°, PUSH IN with actuator, Tension-clamp connection, Clamping range, max. : 3.31 mm², Box
33031 | 1000910000 | BLDF 5.08/07/180 SN BK BX | PCB plug-in connector, female plug, 5.08 mm, Number of poles: 7, 180°, PUSH IN with actuator, Tension-clamp connection, Clamping range, max. : 3.31 mm², Box
33032 | 1000920000 | BLDF 5.08/08/180 SN BK BX | PCB plug-in connector, female plug, 5.08 mm, Number of poles: 8, 180°, PUSH IN with actuator, Tension-clamp connection, Clamping range, max. : 3.31 mm², Box
33033 | 1000970000 | BLDF 5.08/05/180F SN BK BX | PCB plug-in connector, female plug, 5.08 mm, Number of poles: 5, 180°, PUSH IN with actuator, Tension-clamp connection, Clamping range, max. : 3.31 mm², Box
33034 | 1000980000 | BLDF 5.08/06/180F SN BK BX | PCB plug-in connector, female plug, 5.08 mm, Number of poles: 6, 180°, PUSH IN with actuator, Tension-clamp connection, Clamping range, max. : 3.31 mm², Box
33035 | 1001040000 | BLDF 5.08/05/180LR SN BK BX | PCB plug-in connector, female plug, 5.08 mm, Number of poles: 5, 180°, PUSH IN with actuator, Tension-clamp connection, Clamping range, max. : 3.31 mm², Box
33036 | 1001050000 | BLDF 5.08/06/180LR SN BK BX | PCB plug-in connector, female plug, 5.08 mm, Number of poles: 6, 180°, PUSH IN with actuator, Tension-clamp connection, Clamping range, max. : 3.31 mm², Box
33037 | 1001120000 | BLDF 5.08/06/180LH SN BK BX | PCB plug-in connector, female plug, 5.08 mm, Number of poles: 6, 180°, PUSH IN with actuator, Tension-clamp connection, Clamping range, max. : 3.31 mm², Box
33038 | 1001150000 | BLDF 5.08/02/180 SN OR BX | PCB plug-in connector, female plug, 5.08 mm, Number of poles: 2, 180°, PUSH IN with actuator, Tension-clamp connection, Clamping range, max. : 3.31 mm², Box
33039 | 1001160000 | BLDF 5.08/03/180 SN OR BX | PCB plug-in connector, female plug, 5.08 mm, Number of poles: 3, 180°, PUSH IN with actuator, Tension-clamp connection, Clamping range, max. : 3.31 mm², Box
33040 | 1001200000 | BLDF 5.08/07/180 SN OR BX | PCB plug-in connector, female plug, 5.08 mm, Number of poles: 7, 180°, PUSH IN with actuator, Tension-clamp connection, Clamping range, max. : 3.31 mm², Box
33041 | 1001210000 | BLDF 5.08/08/180 SN OR BX | PCB plug-in connector, female plug, 5.08 mm, Number of poles: 8, 180°, PUSH IN with actuator, Tension-clamp connection, Clamping range, max. : 3.31 mm², Box
33042 | 1065080000 | BLDF 5.08/05/180F SN OR BX | PCB plug-in connector, female plug, 5.08 mm, Number of poles: 5, 180°, PUSH IN with actuator, Tension-clamp connection, Clamping range, max. : 3.31 mm², Box
33043 | 1065090000 | BLDF 5.08/06/180F SN OR BX | PCB plug-in connector, female plug, 5.08 mm, Number of poles: 6, 180°, PUSH IN with actuator, Tension-clamp connection, Clamping range, max. : 3.31 mm², Box
33044 | 1065160000 | BLDF 5.08/05/180LR SN OR BX | PCB plug-in connector, female plug, 5.08 mm, Number of poles: 5, 180°, PUSH IN with actuator, Tension-clamp connection, Clamping range, max. : 3.31 mm², Box
33045 | 1065170000 | BLDF 5.08/06/180LR SN OR BX | PCB plug-in connector, female plug, 5.08 mm, Number of poles: 6, 180°, PUSH IN with actuator, Tension-clamp connection, Clamping range, max. : 3.31 mm², Box
33046 | 1065250000 | BLDF 5.08/06/180LH SN OR BX | PCB plug-in connector, female plug, 5.08 mm, Number of poles: 6, 180°, PUSH IN with actuator, Tension-clamp connection, Clamping range, max. : 3.31 mm², Box
33047 | 1065750000 | SL 3.50/04/90 3.2SN GY BX | PCB plug-in connector, male header, open side, THT solder connection, 3.50 mm, Number of poles: 4, 90°, Solder pin length (l): 3.2 mm, tinned, Traffic grey (RAL), Box
33048 | 1065770000 | SL 5.00/03/90B 3.2SN GR BX | PCB plug-in connector, male header, open side, THT solder connection, 5.00 mm, Number of poles: 3, 90°, Solder pin length (l): 3.2 mm, tinned, grey, Box
33049 | 1073340000 | SM 27/18 K MC NE GR | SwitchMark, Device markers, 18 x 27 mm, grey
33050 | 1079530000 | CC 15/17 MC NE GR | ClipCard, Device markers, 15 x 17 mm, Holder CC-H 15/17, grey
33051 | 1079540000 | CC 15/17 K MC NE GR | ClipCard, Device markers, 15 x 17 mm, grey
33052 | 1079550000 | CC 15/27 MC NE GR | ClipCard, Device markers, 15 x 27 mm, Holder CC-H 15/27, grey
33053 | 1079560000 | CC 15/27 K MC NE GR | ClipCard, Device markers, 15 x 27 mm, grey
33054 | 1083190000 | CC 30/60 O4MM MC SDR | ClipCard, Device markers, 30 x 60 mm, With hole, To customer specification
33055 | 1104220000 | CH20M12 S PPSC BL 2013 | Modular housing, OMNIMATE Housing - series CH20M blue, Width: 12.5 mm
33056 | 1104230000 | CH20M12 S PSCSC BL 2013 | Modular housing, OMNIMATE Housing - series CH20M blue, Width: 12.5 mm
33057 | 1104240000 | CH20M12 C BK 1819 | Modular housing, OMNIMATE Housing - series CH20M black, Transparent, Width: 12.5 mm
33058 | 1104250000 | CH20M12 C TP 8089 | Modular housing, OMNIMATE Housing - series CH20M Transparent, Width: 12.5 mm
33059 | 1111190000 | CC 15/45 MC SDR | ClipCard, Device markers, 15 x 45 mm, Rail, To customer specification
33060 | 1111200000 | CC 15/45 K MC SDR | ClipCard, Device markers, 15 x 45 mm, To customer specification
33061 | 1112970000 | WAD 8 MC SDR | Group markers, Cover, 33.3 x 8 mm, Pitch in mm (P): 8.00 To customer specification
33062 | 1113390000 | BLT 5.08HC/05/180 SN GN BX | PCB plug-in connector, female plug, 5.08 mm, Number of poles: 5, 180°, TOP connection, Clamping range, max. : 2.5 mm², Box
33063 | 1131810000 | SM 27/12.5 K MC NE GE | SwitchMark, Device markers, 12.5 x 27 mm, yellow
33064 | 1131820000 | SM 27/8 K MC NE GE | SwitchMark, Device markers, 8 x 27 mm, yellow
33065 | 1131830000 | SM 22/22 K MC NE GE | SwitchMark, Device markers, 22 x 22 mm, yellow
33066 | 1131850000 | SM 27/18 MC NE GE | SwitchMark, Device markers, 18 x 27 mm, SwitchMark holder, yellow
33067 | 1131860000 | SM 27/12.5 MC NE GE | SwitchMark, Device markers, 12.5 x 27 mm, SwitchMark holder, yellow
33068 | 1131870000 | SM 27/8 MC NE GE | SwitchMark, Device markers, 8 x 27 mm, yellow
33069 | 1131910000 | CC 15/27 K MC NE GE | ClipCard, Device markers, 15 x 27 mm, yellow
33070 | 1131920000 | CC 15/17 K MC NE GE | ClipCard, Device markers, 15 x 17 mm, yellow
33071 | 1131930000 | CC 15/17 MC NE GE | ClipCard, Device markers, 15 x 17 mm, Holder CC-H 15/17, yellow
33072 | 1131940000 | CC 15/27 MC NE GE | ClipCard, Device markers, 15 x 27 mm, Holder CC-H 15/27, yellow
33073 | 1137290000 | BLZP 5.08HC/02/180 SN GN BX | PCB plug-in connector, female plug, 5.08 mm, Number of poles: 2, 180°, Clamping yoke connection, Clamping range, max. : 4 mm², Box
33074 | 1137310000 | BLZP 5.08HC/03/180 SN GN BX | PCB plug-in connector, female plug, 5.08 mm, Number of poles: 3, 180°, Clamping yoke connection, Clamping range, max. : 4 mm², Box
33075 | 1137320000 | BLZP 5.08HC/04/180 SN GN BX | PCB plug-in connector, female plug, 5.08 mm, Number of poles: 4, 180°, Clamping yoke connection, Clamping range, max. : 4 mm², Box
33076 | 1137330000 | BLZP 5.08HC/05/180 SN GN BX | PCB plug-in connector, female plug, 5.08 mm, Number of poles: 5, 180°, Clamping yoke connection, Clamping range, max. : 4 mm², Box
33077 | 1137400000 | BLZP 5.08HC/02/225 SN GN BX | PCB plug-in connector, female plug, 5.08 mm, Number of poles: 2, 225°, Clamping yoke connection, Clamping range, max. : 4 mm², Box
33078 | 1164710000 | CH20M45 B GGY/BK | Modular housing, OMNIMATE Housing - series CH20M Graphite grey, Width: 45 mm
33079 | 1164740000 | CH20M45 S 2PSC/2PSC GGY 2019 | Modular housing, OMNIMATE Housing - series CH20M Graphite grey, Width: 45 mm
33080 | 1164790000 | CH20M45 S 2PSC/2PSC LGY 2018 | Modular housing, OMNIMATE Housing - series CH20M Light Grey, Width: 45 mm
33081 | 1176980000 | CH20M12 B BUS BK/OR | Modular housing, OMNIMATE Housing - series CH20M black, Width: 12 mm
33082 | 1176990000 | CH20M12 B FE BK/OR | Modular housing, OMNIMATE Housing - series CH20M black, Width: 12 mm
33083 | 1177030000 | CH20M45 B FE BK/OR | Modular housing, OMNIMATE Housing - series CH20M black, Width: 45 mm
33084 | 1191390000 | ELS 6/30 K MC NE WS | ELS, Insert markers, 30 x 6 mm, white
33085 | 1206910000 | CH20M45 B RD/BK | Modular housing, OMNIMATE Housing - series CH20M red, Width: 45 mm
33086 | 1206930000 | CH20M45 S 2PSC/2PSC RD 2014 | Modular housing, OMNIMATE Housing - series CH20M red, Width: 45 mm
33087 | 1221520000 | ESG 6.6/20 BHZ 5.00 SDR | ESG, Device markers x 20 mm, PA 66, Colour: To customer specification
33088 | 1235250000 | CH20M67 B BK/OR | Modular housing, OMNIMATE Housing - series CH20M black, Width: 67.5 mm
33089 | 1247240000 | CH20M67 B BUS BK/OR | Modular housing, OMNIMATE Housing - series CH20M black, Width: 67.5 mm
33090 | 1248470000 | CC DIA 30/4.2 MC SDR | ClipCard, Device markers, 30 x 30 mm, With hole, To customer specification
33091 | 1248560000 | SM 19/42 K MC SDR | SwitchMark, Device markers, 19 x 42 mm, To customer specification
33092 | 1248570000 | SM 45/45-24 MC SDR | SwitchMark, Device markers, 42 x 42 mm, for cam switches, Eaton Moeller, To customer specification
33093 | 1248740000 | SFX 9/40 S MC SDR | SlimFix X, Conductor and cable markers, 7 - 40 mm, 40 x 13.62 mm, To customer specification
33094 | 1248760000 | SFX 9/40 S MC NE WS | SlimFix X, Conductor and cable markers, 7 - 40 mm, 40 x 13.62 mm, white
33095 | 1248770000 | SFX 9/40 S MC NE GE | SlimFix X, Conductor and cable markers, 7 - 40 mm, 40 x 13.62 mm, yellow
33096 | 1248780000 | SFX 9/40 S MC NE RT | SlimFix X, Conductor and cable markers, 7 - 40 mm, 40 x 13.62 mm, red
33097 | 1248790000 | SFX 9/40 S MC NE BL | SlimFix X, Conductor and cable markers, 7 - 40 mm, 40 x 13.62 mm, blue
33098 | 1250370000 | LSF-SMD 3.50/03/180 SN BK RL | Printed circuit board terminals, 3.50 mm, Number of poles: 3, 180°, black, PUSH IN with actuator, Clamping range, max. : 1.5 mm², Tape
33099 | 1250380000 | LSF-SMD 3.50/04/180 SN BK RL | Printed circuit board terminals, 3.50 mm, Number of poles: 4, 180°, black, PUSH IN with actuator, Clamping range, max. : 1.5 mm², Tape
33100 | 1250390000 | LSF-SMD 3.50/05/180 SN BK RL | Printed circuit board terminals, 3.50 mm, Number of poles: 5, 180°, black, PUSH IN with actuator, Clamping range, max. : 1.5 mm², Tape
33101 | 1250410000 | LSF-SMD 3.50/06/180 SN BK RL | Printed circuit board terminals, 3.50 mm, Number of poles: 6, 180°, black, PUSH IN with actuator, Clamping range, max. : 1.5 mm², Tape
33102 | 1250420000 | LSF-SMD 3.50/07/180 SN BK RL | Printed circuit board terminals, 3.50 mm, Number of poles: 7, 180°, black, PUSH IN with actuator, Clamping range, max. : 1.5 mm², Tape
33103 | 1250430000 | LSF-SMD 3.50/08/180 SN BK RL | Printed circuit board terminals, 3.50 mm, Number of poles: 8, 180°, black, PUSH IN with actuator, Clamping range, max. : 1.5 mm², Tape
33104 | 1250440000 | LSF-SMD 3.50/09/180 SN BK RL | Printed circuit board terminals, 3.50 mm, Number of poles: 9, 180°, black, PUSH IN with actuator, Clamping range, max. : 1.5 mm², Tape
33105 | 1250450000 | LSF-SMD 3.50/10/180 SN BK RL | Printed circuit board terminals, 3.50 mm, Number of poles: 10, 180°, black, PUSH IN with actuator, Clamping range, max. : 1.5 mm², Tape
33106 | 1250460000 | LSF-SMD 3.50/11/180 SN BK RL | Printed circuit board terminals, 3.50 mm, Number of poles: 11, 180°, black, PUSH IN with actuator, Clamping range, max. : 1.5 mm², Tape
33107 | 1250470000 | LSF-SMD 3.50/12/180 SN BK RL | Printed circuit board terminals, 3.50 mm, Number of poles: 12, 180°, black, PUSH IN with actuator, Clamping range, max. : 1.5 mm², Tape
33108 | 1254150000 | CH20M17 C BK 1819 | Modular housing, OMNIMATE Housing - series CH20M black, Width: 17.5 mm
33109 | 1254160000 | CH20M17 C TP 8089 | Modular housing, OMNIMATE Housing - series CH20M Transparent, Width: 17.5 mm
33110 | 1254180000 | CH20M17 B BUS BK/OR | Modular housing, OMNIMATE Housing - series CH20M black, Width: 17.5 mm
33111 | 1254190000 | CH20M17 B FE BK/OR | Modular housing, OMNIMATE Housing - series CH20M black, Width: 17.5 mm
33112 | 1270640000 | WS 7.8/9.2 PLUS MC SDR | WS, Terminal marker, 7.8 x 9.2 mm, Pitch in mm (P): 9.20 Weidmueller, To customer specification
33113 | 1294310000 | CH20M12 B LGY/BK | Modular housing, OMNIMATE Housing - series CH20M Light Grey, Width: 12 mm
33114 | 1294320000 | CH20M12 S PPSC LGY 2018 | Modular housing, OMNIMATE Housing - series CH20M Light Grey, Width: 12.5 mm
33115 | 1294330000 | CH20M12 S PPP LGY 2018 | Modular housing, OMNIMATE Housing - series CH20M Light Grey, Width: 12.5 mm
33116 | 1294340000 | CH20M12 S PPP BL 2013 | Modular housing, OMNIMATE Housing - series CH20M blue, Width: 12.5 mm
33117 | 1294350000 | CH20M12 F LGY 2018 | Modular housing, OMNIMATE Housing - series CH20M Light Grey, Width: 12.5 mm
33118 | 1310520000 | CH20M12 B BUS LGY/BK | Modular housing, OMNIMATE Housing - series CH20M Light Grey, Width: 12 mm
33119 | 1312720000 | BVZ 7.62IT/04/180MSF3 SN BK BX | PCB plug-in connector, female plug, 7.62 mm, Number of poles: 4, 180°, Clamping yoke connection, Clamping range, max. : 10 mm², Box
33120 | 1318640000 | SFR 1/12 MC NE WS | SlimFix R, Conductor and cable markers, 1.7 - 2.1 mm, 12 x 5.8 mm, white
33121 | 1318650000 | SFR 1/12 MC NE GE | SlimFix R, Conductor and cable markers, 1.7 - 2.1 mm, 12 x 5.8 mm, yellow
33122 | 1318660000 | SFR 2/12 MC NE WS | SlimFix R, Conductor and cable markers, 2.2 - 2.9 mm, 12 x 5.8 mm, white
33123 | 1318670000 | SFR 2/12 MC NE GE | SlimFix R, Conductor and cable markers, 2.2 - 2.9 mm, 12 x 5.8 mm, yellow
33124 | 1318710000 | SFR 1/21MC NE WS | SlimFix R, Conductor and cable markers, 1.7 - 2.1 mm, 21 x 5.8 mm, white
33125 | 1318720000 | SFR 1/21 MC NE GE | SlimFix R, Conductor and cable markers, 1.7 - 2.1 mm, 21 x 5.8 mm, yellow
33126 | 1318730000 | SFR 2/21 MC NE WS | SlimFix R, Conductor and cable markers, 2.2 - 2.9 mm, 21 x 5.8 mm, white
33127 | 1318740000 | SFR 2/21 MC NE GE | SlimFix R, Conductor and cable markers, 2.2 - 2.9 mm, 21 x 5.8 mm, yellow
33128 | 1318770000 | SFR 1/12 MC SDR | SlimFix R, Conductor and cable markers, 1.7 - 2.1 mm, 12 x 5.8 mm, To customer specification
33129 | 1318780000 | SFR 2/12 MC SDR | SlimFix R, Conductor and cable markers, 2.2 - 2.9 mm, 12 x 5.8 mm, To customer specification
33130 | 1318810000 | SFR 1/21 MC SDR | SlimFix R, Conductor and cable markers, 1.7 - 2.1 mm, 21 x 5.8 mm, To customer specification
33131 | 1318820000 | SFR 2/21 MC SDR | SlimFix R, Conductor and cable markers, 2.2 - 2.9 mm, 21 x 5.8 mm, To customer specification
33132 | 1323440000 | SFX 9/24 S MC NE WS | SlimFix X, Conductor and cable markers, 7 - 40 mm, 24 x 13.62 mm, white
33133 | 1323450000 | SFX 9/24 S MC NE GE | SlimFix X, Conductor and cable markers, 7 - 40 mm, 24 x 13.62 mm, yellow
33134 | 1323470000 | SFX 9/24 S MC NE RT | SlimFix X, Conductor and cable markers, 7 - 40 mm, 24 x 13.62 mm, red
33135 | 1323480000 | SFX 9/24 S MC NE BL | SlimFix X, Conductor and cable markers, 7 - 40 mm, 24 x 13.62 mm, blue
33136 | 1323610000 | SM 46/46-30 MC SDR | SwitchMark, Device markers, 46 x 46 mm, for cam switches, Type S0, Kraus & Naimer, To customer specification
33137 | 1323620000 | SM 42/42-30 K MC SDR | SwitchMark, Device markers, 42 x 42 mm, for cam switches, Type T0, To customer specification
33138 | 1323640000 | SM 44/44-21 MC SDR | SwitchMark, Device markers, 44 x 44 mm, for cam switches, ABB, Type ON and OL40, To customer specification
33139 | 1324800000 | SL 5.08HC/14/90F 3.2SN GN BX | PCB plug-in connector, male header, Flange, THT solder connection, 5.08 mm, Number of poles: 14, 90°, Solder pin length (l): 3.2 mm, Pale green, Box
33140 | 1324810000 | SL 5.08HC/16/90F 3.2SN GN BX | PCB plug-in connector, male header, Flange, THT solder connection, 5.08 mm, Number of poles: 16, 90°, Solder pin length (l): 3.2 mm, Pale green, Box
33141 | 1324830000 | SL 5.08HC/18/90F 3.2SN GN BX | PCB plug-in connector, male header, Flange, THT solder connection, 5.08 mm, Number of poles: 18, 90°, Solder pin length (l): 3.2 mm, Pale green, Box
33142 | 1324870000 | BLT 5.08HC/14/180F SN GN BX | PCB plug-in connector, female plug, 5.08 mm, Number of poles: 14, 180°, TOP connection, Clamping range, max. : 2.5 mm², Box
33143 | 1324890000 | BLT 5.08HC/18/180F SN GN BX | PCB plug-in connector, female plug, 5.08 mm, Number of poles: 18, 180°, TOP connection, Clamping range, max. : 2.5 mm², Box
33144 | 1327650000 | CC-M 85/27 AL | MetalliCard, Device markers, 27 x 85 mm, silver
33145 | 1327670000 | CC-M 85/27 ST | MetalliCard, Device markers, 27 x 85 mm, silver
33146 | 1327830000 | CC-M 85/27 2X3 AL | MetalliCard, Device markers, 27 x 85 mm, silver
33147 | 1327840000 | CC-M 85/27 2X3 ST | MetalliCard, Device markers, 27 x 85 mm, silver
33148 | 1330190000 | LMF 5.00/03/180 3.5SN OR BX | Printed circuit board terminals, 5.00 mm, Number of poles: 3, 180°, Solder pin length (l): 3.5 mm, tinned, orange, PUSH IN with actuator, Clamping range, max. : 2.5 mm², Box
33149 | 1330200000 | LMF 5.00/04/180 3.5SN OR BX | Printed circuit board terminals, 5.00 mm, Number of poles: 4, 180°, Solder pin length (l): 3.5 mm, tinned, orange, PUSH IN with actuator, Clamping range, max. : 2.5 mm², Box
33150 | 1330440000 | LMFS 5.00/03/180 3.5SN OR BX | Printed circuit board terminals, 5.00 mm, Number of poles: 3, 180°, Solder pin length (l): 3.5 mm, tinned, orange, PUSH IN without actuator, Clamping range, max. : 2.5 mm², Box
33151 | 1330450000 | LMFS 5.00/04/180 3.5SN OR BX | Printed circuit board terminals, 5.00 mm, Number of poles: 4, 180°, Solder pin length (l): 3.5 mm, tinned, orange, PUSH IN without actuator, Clamping range, max. : 2.5 mm², Box
33152 | 1330720000 | LMF 5.08/03/90 3.5SN OR BX | Printed circuit board terminals, 5.08 mm, Number of poles: 3, 90°, Solder pin length (l): 3.5 mm, tinned, orange, PUSH IN with actuator, Clamping range, max. : 2.5 mm², Box
33153 | 1330730000 | LMF 5.08/04/90 3.5SN OR BX | Printed circuit board terminals, 5.08 mm, Number of poles: 4, 90°, Solder pin length (l): 3.5 mm, tinned, orange, PUSH IN with actuator, Clamping range, max. : 2.5 mm², Box
33154 | 1330970000 | LMFS 5.08/03/90 3.5SN OR BX | Printed circuit board terminals, 5.08 mm, Number of poles: 3, 90°, Solder pin length (l): 3.5 mm, tinned, orange, PUSH IN without actuator, Clamping range, max. : 2.5 mm², Box
33155 | 1330980000 | LMFS 5.08/04/90 3.5SN OR BX | Printed circuit board terminals, 5.08 mm, Number of poles: 4, 90°, Solder pin length (l): 3.5 mm, tinned, orange, PUSH IN without actuator, Clamping range, max. : 2.5 mm², Box
33156 | 1331100000 | LMF 5.08/03/180 3.5SN OR BX | Printed circuit board terminals, 5.08 mm, Number of poles: 3, 180°, Solder pin length (l): 3.5 mm, tinned, orange, PUSH IN with actuator, Clamping range, max. : 2.5 mm², Box
33157 | 1331120000 | LMF 5.08/04/180 3.5SN OR BX | Printed circuit board terminals, 5.08 mm, Number of poles: 4, 180°, Solder pin length (l): 3.5 mm, tinned, orange, PUSH IN with actuator, Clamping range, max. : 2.5 mm², Box
33158 | 1331440000 | LMFS 5.08/03/180 3.5SN OR BX | Printed circuit board terminals, 5.08 mm, Number of poles: 3, 180°, Solder pin length (l): 3.5 mm, tinned, orange, PUSH IN without actuator, Clamping range, max. : 2.5 mm², Box
33159 | 1331450000 | LMFS 5.08/04/180 3.5SN OR BX | Printed circuit board terminals, 5.08 mm, Number of poles: 4, 180°, Solder pin length (l): 3.5 mm, tinned, orange, PUSH IN without actuator, Clamping range, max. : 2.5 mm², Box
33160 | 1331710000 | LMF 5.00/03/90 3.5SN OR BX | Printed circuit board terminals, 5.00 mm, Number of poles: 3, 90°, Solder pin length (l): 3.5 mm, tinned, orange, PUSH IN with actuator, Clamping range, max. : 2.5 mm², Box
33161 | 1331720000 | LMF 5.00/04/90 3.5SN OR BX | Printed circuit board terminals, 5.00 mm, Number of poles: 4, 90°, Solder pin length (l): 3.5 mm, tinned, orange, PUSH IN with actuator, Clamping range, max. : 2.5 mm², Box
33162 | 1331970000 | LMFS 5.00/03/90 3.5SN OR BX | Printed circuit board terminals, 5.00 mm, Number of poles: 3, 90°, Solder pin length (l): 3.5 mm, tinned, orange, PUSH IN without actuator, Clamping range, max. : 2.5 mm², Box
33163 | 1331980000 | LMFS 5.00/04/90 3.5SN OR BX | Printed circuit board terminals, 5.00 mm, Number of poles: 4, 90°, Solder pin length (l): 3.5 mm, tinned, orange, PUSH IN without actuator, Clamping range, max. : 2.5 mm², Box
33164 | 1335330000 | SLF 5.08/02/180 SN OR BX | PCB plug-in connector, male plug, 5.08 mm, Number of poles: 2, 180°, PUSH IN with actuator, Tension-clamp connection, Clamping range, max. : 3.31 mm², Box
33165 | 1335340000 | SLF 5.08/03/180 SN OR BX | PCB plug-in connector, male plug, 5.08 mm, Number of poles: 3, 180°, PUSH IN with actuator, Tension-clamp connection, Clamping range, max. : 3.31 mm², Box
33166 | 1335350000 | SLF 5.08/04/180 SN OR BX | PCB plug-in connector, male plug, 5.08 mm, Number of poles: 4, 180°, PUSH IN with actuator, Tension-clamp connection, Clamping range, max. : 3.31 mm², Box
33167 | 1335450000 | SLF 5.08/03/180B SN OR BX | PCB plug-in connector, male plug, 5.08 mm, Number of poles: 3, 180°, PUSH IN with actuator, Tension-clamp connection, Clamping range, max. : 3.31 mm², Box
33168 | 1335480000 | SLF 5.08/06/180B SN OR BX | PCB plug-in connector, male plug, 5.08 mm, Number of poles: 6, 180°, PUSH IN with actuator, Tension-clamp connection, Clamping range, max. : 3.31 mm², Box
33169 | 1335560000 | SLF 5.08/02/180 SN BK BX | PCB plug-in connector, male plug, 5.08 mm, Number of poles: 2, 180°, PUSH IN with actuator, Tension-clamp connection, Clamping range, max. : 3.31 mm², Box
33170 | 1335570000 | SLF 5.08/03/180 SN BK BX | PCB plug-in connector, male plug, 5.08 mm, Number of poles: 3, 180°, PUSH IN with actuator, Tension-clamp connection, Clamping range, max. : 3.31 mm², Box
33171 | 1335580000 | SLF 5.08/04/180 SN BK BX | PCB plug-in connector, male plug, 5.08 mm, Number of poles: 4, 180°, PUSH IN with actuator, Tension-clamp connection, Clamping range, max. : 3.31 mm², Box
33172 | 1335590000 | SLF 5.08/02/180F SN OR BX | PCB plug-in connector, male plug, 5.08 mm, Number of poles: 2, 180°, PUSH IN with actuator, Tension-clamp connection, Clamping range, max. : 3.31 mm², Box
33173 | 1335610000 | SLF 5.08/05/180 SN BK BX | PCB plug-in connector, male plug, 5.08 mm, Number of poles: 5, 180°, PUSH IN with actuator, Tension-clamp connection, Clamping range, max. : 3.31 mm², Box
33174 | 1335620000 | SLF 5.08/03/180F SN OR BX | PCB plug-in connector, male plug, 5.08 mm, Number of poles: 3, 180°, PUSH IN with actuator, Tension-clamp connection, Clamping range, max. : 3.31 mm², Box
33175 | 1335660000 | SLF 5.08/05/180F SN OR BX | PCB plug-in connector, male plug, 5.08 mm, Number of poles: 5, 180°, PUSH IN with actuator, Tension-clamp connection, Clamping range, max. : 3.31 mm², Box
33176 | 1335790000 | SLF 5.08/03/180B SN BK BX | PCB plug-in connector, male plug, 5.08 mm, Number of poles: 3, 180°, PUSH IN with actuator, Tension-clamp connection, Clamping range, max. : 3.31 mm², Box
33177 | 1335830000 | SLF 5.08/05/180B SN BK BX | PCB plug-in connector, male plug, 5.08 mm, Number of poles: 5, 180°, PUSH IN with actuator, Tension-clamp connection, Clamping range, max. : 3.31 mm², Box
33178 | 1335850000 | SLF 5.08/06/180B SN BK BX | PCB plug-in connector, male plug, 5.08 mm, Number of poles: 6, 180°, PUSH IN with actuator, Tension-clamp connection, Clamping range, max. : 3.31 mm², Box
33179 | 1336040000 | SLF 5.08/02/180FI SN BK BX | PCB plug-in connector, male plug, 5.08 mm, Number of poles: 2, 180°, PUSH IN with actuator, Tension-clamp connection, Clamping range, max. : 3.31 mm², Box
33180 | 1336050000 | SLF 5.08/03/180FI SN BK BX | PCB plug-in connector, male plug, 5.08 mm, Number of poles: 3, 180°, PUSH IN with actuator, Tension-clamp connection, Clamping range, max. : 3.31 mm², Box
33181 | 1336080000 | SLF 5.08/05/180FI SN BK BX | PCB plug-in connector, male plug, 5.08 mm, Number of poles: 5, 180°, PUSH IN with actuator, Tension-clamp connection, Clamping range, max. : 3.31 mm², Box
33182 | 1336170000 | SLF 5.08/02/180F SN BK BX | PCB plug-in connector, male plug, 5.08 mm, Number of poles: 2, 180°, PUSH IN with actuator, Tension-clamp connection, Clamping range, max. : 3.31 mm², Box
33183 | 1336180000 | SLF 5.08/03/180F SN BK BX | PCB plug-in connector, male plug, 5.08 mm, Number of poles: 3, 180°, PUSH IN with actuator, Tension-clamp connection, Clamping range, max. : 3.31 mm², Box
33184 | 1336200000 | SLF 5.08/05/180F SN BK BX | PCB plug-in connector, male plug, 5.08 mm, Number of poles: 5, 180°, PUSH IN with actuator, Tension-clamp connection, Clamping range, max. : 3.31 mm², Box
33185 | 1336400000 | SLF 5.08/02/180FI SN OR BX | PCB plug-in connector, male plug, 5.08 mm, Number of poles: 2, 180°, PUSH IN with actuator, Tension-clamp connection, Clamping range, max. : 3.31 mm², Box
33186 | 1336410000 | SLF 5.08/03/180FI SN OR BX | PCB plug-in connector, male plug, 5.08 mm, Number of poles: 3, 180°, PUSH IN with actuator, Tension-clamp connection, Clamping range, max. : 3.31 mm², Box
33187 | 1336430000 | SLF 5.08/05/180FI SN OR BX | PCB plug-in connector, male plug, 5.08 mm, Number of poles: 5, 180°, PUSH IN with actuator, Tension-clamp connection, Clamping range, max. : 3.31 mm², Box
33188 | 1336680000 | SM 37.5/17 MC SDR | SwitchMark, Device markers, 17 x 37.5 mm, To customer specification
33189 | 1341590000 | DEK 5/5 S MC SDR | Dekafix, Terminal marker, 5 x 5 mm, Pitch in mm (P): 5.00 Weidmueller, To customer specification
33190 | 1341620000 | DEK 5/5 S MC NE WS | Dekafix, Terminal marker, 5 x 5 mm, Pitch in mm (P): 5.00 Weidmueller, white
33191 | 1357180000 | BLZP 5.08HC/06/225B SN GN BX | PCB plug-in connector, female plug, 5.08 mm, Number of poles: 6, 225°, Clamping yoke connection, Clamping range, max. : 4 mm², Box
33192 | 1357230000 | BLZP 5.08HC/16/225B SN GN BX | PCB plug-in connector, female plug, 5.08 mm, Number of poles: 16, 225°, Clamping yoke connection, Clamping range, max. : 4 mm², Box
33193 | 1357240000 | BLZP 5.08HC/18/225B SN GN BX | PCB plug-in connector, female plug, 5.08 mm, Number of poles: 18, 225°, Clamping yoke connection, Clamping range, max. : 4 mm², Box
33194 | 1364020000 | DEK 5/6.5 PLUS MC NE GE | Dekafix, Terminal marker, 5 x 6.5 mm, Pitch in mm (P): 6.50 Weidmueller, yellow
33195 | 1368820000 | BLF 5.08HC/03/180B SN OR BX | PCB plug-in connector, female plug, 5.08 mm, Number of poles: 3, 180°, PUSH IN with actuator, Tension-clamp connection, Clamping range, max. : 3.31 mm², Box
33196 | 1368840000 | BLF 5.08HC/05/180B SN OR BX | PCB plug-in connector, female plug, 5.08 mm, Number of poles: 5, 180°, PUSH IN with actuator, Tension-clamp connection, Clamping range, max. : 3.31 mm², Box
33197 | 1368850000 | BLF 5.08HC/06/180B SN OR BX | PCB plug-in connector, female plug, 5.08 mm, Number of poles: 6, 180°, PUSH IN with actuator, Tension-clamp connection, Clamping range, max. : 3.31 mm², Box
33198 | 1401440000 | BLF 5.08HC/02/180 SN GN BX | PCB plug-in connector, female plug, 5.08 mm, Number of poles: 2, 180°, PUSH IN with actuator, Tension-clamp connection, Clamping range, max. : 3.31 mm², Box
33199 | 1401450000 | BLF 5.08HC/05/180 SN GN BX | PCB plug-in connector, female plug, 5.08 mm, Number of poles: 5, 180°, PUSH IN with actuator, Tension-clamp connection, Clamping range, max. : 3.31 mm², Box
33200 | 1401480000 | BLF 5.08HC/02/180F SN GN BX | PCB plug-in connector, female plug, 5.08 mm, Number of poles: 2, 180°, PUSH IN with actuator, Tension-clamp connection, Clamping range, max. : 3.31 mm², Box
33201 | 1401720000 | SL 5.08HC/02/90F 3.2SN GN BX | PCB plug-in connector, male header, Flange, THT solder connection, 5.08 mm, Number of poles: 2, 90°, Solder pin length (l): 3.2 mm, tinned, Pale green, Box
33202 | 1401740000 | SL 5.08HC/04/90F 3.2SN GN BX | PCB plug-in connector, male header, Flange, THT solder connection, 5.08 mm, Number of poles: 4, 90°, Solder pin length (l): 3.2 mm, tinned, Pale green, Box
33203 | 1401750000 | SL 5.08HC/07/90F 3.2SN GN BX | PCB plug-in connector, male header, Flange, THT solder connection, 5.08 mm, Number of poles: 7, 90°, Solder pin length (l): 3.2 mm, tinned, Pale green, Box
33204 | 1401890000 | SL 5.08HC/02/180F 3.2SN GN BX | PCB plug-in connector, male header, Flange, THT solder connection, 5.08 mm, Number of poles: 2, 180°, Solder pin length (l): 3.2 mm, tinned, Pale green, Box
33205 | 1427870000 | TM-I 15 MC NE VI | TM-I, Insert markers, 15 x 4 mm, violet
33206 | 1428480000 | TM-I 23 MC NE WS | TM-I, Insert markers, 23 x 4 mm, white
33207 | 1428490000 | TM-I 23 MC NE GE | TM-I, Insert markers, 23 x 4 mm, yellow
33208 | 1428510000 | TM-I 23 MC NE RT | TM-I, Insert markers, 23 x 4 mm, red
33209 | 1428520000 | TM-I 23 MC NE BL | TM-I, Insert markers, 23 x 4 mm, blue
33210 | 1430250000 | SC-SMT 3.81/12/90G 1.5SN BK RL | PCB plug-in connector, male header, closed side, THT/THR solder connection, 3.81 mm, Number of poles: 12, 90°, Solder pin length (l): 1.5 mm, tinned, black, Tape
33211 | 1430360000 | SC-SMT 3.81/09/90LF 1.5SN BK RL | PCB plug-in connector, male header, Solder flange, THT/THR solder connection, 3.81 mm, Number of poles: 9, 90°, Solder pin length (l): 1.5 mm, tinned, black, Tape
33212 | 1433800000 | RJ45C5 T1D 3.3N4N TY | PCB plug-in connector, RJ45 jacks, Cat. 5 , THT solder connection, 90°, Latch option: bottom, Shield tabs: none, 30...80 µ" Ni / ? 30 µ" Au , LED: No, Number of poles: 8, Tray
33213 | 1433810000 | RJ45C5 T1V 3.2N4N TY | PCB plug-in connector, RJ45 jacks, Cat. 5 , THT solder connection, 180°, Shield tabs: none, 30...80 µ" Ni / ? 30 µ" Au , LED: No, Number of poles: 8, Tray
33214 | 1433860000 | SM 36/18-30 K MC SDR | SwitchMark, Device markers, 56 x 36 mm, To customer specification
33215 | 1433870000 | SM 27/18-22 K MC SDR | SwitchMark, Device markers, 53.75 x 27 mm, To customer specification
33216 | 1433880000 | TM-I 23 MC SDR | TM-I, Insert markers, 23 x 4 mm, To customer specification
33217 | 1461540000 | SC-SMT 3.81/03/270G 1.5SN BK RL | PCB plug-in connector, male header, closed side, THT/THR solder connection, 3.81 mm, Number of poles: 3, 270°, Solder pin length (l): 1.5 mm, tinned, black, Tape
33218 | 1461550000 | SC-SMT 3.81/06/270G 1.5SN BK RL | PCB plug-in connector, male header, closed side, THT/THR solder connection, 3.81 mm, Number of poles: 6, 270°, Solder pin length (l): 1.5 mm, tinned, black, Tape
33219 | 1461570000 | SC-SMT 3.81/08/270G 1.5SN BK RL | PCB plug-in connector, male header, closed side, THT/THR solder connection, 3.81 mm, Number of poles: 8, 270°, Solder pin length (l): 1.5 mm, tinned, black, Tape
33220 | 1461580000 | SC-SMT 3.81/10/270G 1.5SN BK RL | PCB plug-in connector, male header, closed side, THT/THR solder connection, 3.81 mm, Number of poles: 10, 270°, Solder pin length (l): 1.5 mm, tinned, black, Tape
33221 | 1476000000 | CH20M45 B BUS BK/BK 2010 | Modular housing, OMNIMATE Housing - series CH20M black, Width: 45 mm
33222 | 1476910000 | CH20M45 S 2PSC/2PSC BL 2013 | Modular housing, OMNIMATE Housing - series CH20M blue, Width: 45 mm
33223 | 1534750000 | RJ45M R1V 3.3N4YG/YG TY | PCB plug-in connector, RJ45 jacks transformer, 10/100 MBit/s , THT/THR solder connection, 180°, Shield tabs: none, 30...80 µ" Ni / ? 30 µ" Au , LED: Yes, Green/yellow, Green/yellow, Number of poles: 8, Tray (manual assembly)
33224 | 1534760000 | RJ45G1 R1V 3.3N4YG/YG TY | PCB plug-in connector, RJ45 jacks transformer, 1000 Mbps , THT/THR solder connection, 180°, Shield tabs: none, 30...80 µ" Ni / ? 30 µ" Au , LED: Yes, Green/yellow, Green/yellow, Number of poles: 10, Tray (manual assembly)
33225 | 1546940000 | THM ESO 8/29 P WS | Terminal markers, Insert markers, 29 x 8 mm, white
33226 | 1994320000 | SL 5.08HC/03/90G 3.2SN GN BX | PCB plug-in connector, male header, closed side, THT solder connection, 5.08 mm, Number of poles: 3, 90°, Solder pin length (l): 3.2 mm, tinned, green, Box
33227 | 1994560000 | BLL 5.08/02/90FI 3.2SN GN BX | PCB plug-in connector, female header, Inverted flange, THT solder connection, 5.08 mm, Number of poles: 2, 90°, Solder pin length (l): 3.2 mm, Pale green, Box
33228 | 2036460000 | RJ45M T12D 3.3E4G/Y RL | PCB plug-in connector, RJ45 jacks transformer, 10/100 MBit/s , THT solder connection, 90°, Latch option: bottom, Shield tabs: 6 tabs, 30...80 µ" Ni / ? 30 µ" Au , LED: Yes, green, yellow, Number of poles: 8, Tape
33229 | 2036510000 | RJ45G1 R12D 3.2E4YG/YG RL | PCB plug-in connector, RJ45 jacks transformer, 1000 Mbps , THT/THR solder connection, 90°, Latch option: bottom, Shield tabs: 6 tabs, 30...80 µ" Ni / ? 30 µ" Au , LED: Yes, Green/yellow, Green/yellow, Number of poles: 8, Tape
33230 | 2461060000 | RJ45M R1D 3.3N4Y/G TY | PCB plug-in connector, RJ45 jacks transformer, 10/100 MBit/s , THT/THR solder connection, 90°, Latch option: bottom, Shield tabs: none, 30...80 µ" Ni / ? 30 µ" Au , LED: Yes, yellow, green, Number of poles: 8, Tray (manual assembly)
33231 | 2461070000 | RJ45M R1V 3.3N4Y/G TY | PCB plug-in connector, RJ45 jacks transformer, 10/100 MBit/s , THT/THR solder connection, 180°, Shield tabs: none, 30...80 µ" Ni / ? 30 µ" Au , LED: Yes, yellow, green, Number of poles: 8, Tray (manual assembly)
33232 | 2462830000 | SLAD 04/90 3.2SN GN | PCB plug-in connector, male header, open side, THT solder connection, 5.08 mm, Number of poles: 4, 90°, Solder pin length (l): 3.2 mm, Box
33233 | 2474160000 | RJ45M T1D 3.2E4N TY | PCB plug-in connector, RJ45 jacks transformer, 10/100 MBit/s , THT solder connection, 90°, Latch option: bottom, Shield tabs: 6 tabs, 30...80 µ" Ni / ? 30 µ" Au , LED: No, Number of poles: 8, Tray (manual assembly)
33234 | 2516380000 | RJ45C5 R1V 3.2N4G/Y TY | PCB plug-in connector, RJ45 jacks, Cat. 5 , THT/THR solder connection, 180°, Shield tabs: none, 30...80 µ" Ni / ? 30 µ" Au , LED: Yes, green, yellow, Number of poles: 8, Tray
33235 | 2544500000 | RJ45G1 R12D 3.3E4G/Y TY | PCB plug-in connector, RJ45 jacks transformer, 1000 Mbps , THT/THR solder connection, 90°, Latch option: bottom, Shield tabs: 6 tabs, 30...80 µ" Ni / ? 30 µ" Au , LED: Yes, green, yellow, Number of poles: 10, Tray (manual assembly)
33236 | 2544510000 | RJ45G1 R1D 3.3E4G/Y TY | PCB plug-in connector, RJ45 jacks transformer, 1000 Mbps , THT/THR solder connection, 90°, Latch option: bottom, Shield tabs: 6 tabs, 30...80 µ" Ni / ? 30 µ" Au , LED: Yes, green, yellow, Number of poles: 10, Tray (manual assembly)
33237 | 2551900000 | RJ45M R12D 3.2N4G/Y RL | PCB plug-in connector, RJ45 jacks transformer, 10/100 MBit/s , THT/THR solder connection, 90°, Latch option: bottom, Shield tabs: none, 30...80 µ" Ni / ? 30 µ" Au , LED: Yes, green, yellow, Number of poles: 8, Tape
33238 | 2553980000 | CD-SE 80 | Cable duct separator, 80 mm x
33239 | 2553990000 | CD-SE 100 | Cable duct separator, 100 mm x
33240 | 2554050000 | CD-RET 80 | Cable duct binder
33241 | 2562160000 | RJ45G R1V 1.9N4YG/YG RL | PCB plug-in connector, RJ45 jacks transformer, 1000 Mbps , THT/THR solder connection, 180°, Shield tabs: none, 30...80 µ" Ni / ? 30 µ" Au , LED: Yes, Green/yellow, Green/yellow, Number of poles: 10, Tape
33242 | 2562710000 | EXRV-T 6.5 | Expanding-rivet tool
33243 | 2562720000 | EXRV-T 4.5 | Expanding-rivet tool
33244 | 2562880000 | RJ45C5 T1U 2.8E4G/Y TY | PCB plug-in connector, RJ45 jacks, Cat. 5 , THT solder connection, 90°, Latch option: top, Shield tabs: 6 tabs, 30...80 µ" Ni / ? 30 µ" Au , LED: Yes, green, yellow, Number of poles: 12, Tray (manual assembly)
33245 | 2562890000 | RJ45C5E S1U DE4G/Y RL | PCB plug-in connector, RJ45 jacks, Cat. 5e , SMD solder connection, 90°, Latch option: top, Shield tabs: 6 tabs, 30...80 µ" Ni / ? 30 µ" Au , LED: Yes, green, yellow, Number of poles: 12, Tape
33246 | 2562920000 | RJ45C5 T1U 2.8E4N TY | PCB plug-in connector, RJ45 jacks, Cat. 5 , THT solder connection, 90°, Latch option: top, Shield tabs: 6 tabs, 30...80 µ" Ni / ? 30 µ" Au , LED: No, Number of poles: 8, Tray (manual assembly)
33247 | 2562940000 | RJ45C5E S1U DE4N RL | PCB plug-in connector, RJ45 jacks, Cat. 5e , SMD solder connection, 90°, Latch option: top, Shield tabs: 6 tabs, 30...80 µ" Ni / ? 30 µ" Au , LED: No, Number of poles: 8, Tape
33248 | 2562950000 | RJ45C5 R1U 2.8N4G/Y RL | PCB plug-in connector, RJ45 jacks, Cat. 5 , THT/THR solder connection, 90°, Latch option: top, Shield tabs: none, 30...80 µ" Ni / ? 30 µ" Au , LED: Yes, green, yellow, Number of poles: 12, Tape
33249 | 2563730000 | USB2.0A R1V 2.5N4 TY BK | OMNIMATE Data - USB jack, female header, 480 Mbps, THT/THR solder connection, 180°, Pitch in mm (P): 2.00 mm, Number of poles: 4, LCP, black, Tray (manual assembly)
33250 | 2563850000 | RJ45M T1D 3.3E4G/Y TY | PCB plug-in connector, RJ45 jacks transformer, 10/100 MBit/s , THT solder connection, 90°, Latch option: bottom, Shield tabs: 6 tabs, 30...80 µ" Ni / ? 30 µ" Au , LED: Yes, green, yellow, Number of poles: 8, Tray (manual assembly)
33251 | 2588450000 | CD 30X25 8/12 GY | Cable duct, 30 mm x 25 mm, 8.00 mm x 12.00 mm, 2000 mm
33252 | 2588530000 | CD 80X25 8/12 GY | Cable duct, 80 mm x 25 mm, 8.00 mm x 12.00 mm, 2000 mm
33253 | 2588630000 | CD 100X40 8/12 GY | Cable duct, 100 mm x 40 mm, 8.00 mm x 12.00 mm, 2000 mm
33254 | 2588650000 | CD 30X60 8/12 GY | Cable duct, 30 mm x 60 mm, 8.00 mm x 12.00 mm, 2000 mm
33255 | 2588720000 | CD 100X60 8/12 GY | Cable duct, 100 mm x 60 mm, 8.00 mm x 12.00 mm, 2000 mm
33256 | 2588790000 | CD-BO 100X80 8/12 GY | Cable duct, 100 mm x 80 mm, 8.00 mm x 12.00 mm, 2000 mm
33257 | 2588800000 | CD-BO 40X100 8/12 GY | Cable duct, 40 mm x 100 mm, 8.00 mm x 12.00 mm, 2000 mm
33258 | 2588840000 | CD 80X100 8/12 GY | Cable duct, 80 mm x 100 mm, 8.00 mm x 12.00 mm, 2000 mm
33259 | 2588850000 | CD-BO 100X100 8/12 GY | Cable duct, 100 mm x 100 mm, 8.00 mm x 12.00 mm, 2000 mm
33260 | 2588870000 | CD 150X100 8/12 GY | Cable duct, 150 mm x 100 mm, 8.00 mm x 12.00 mm, 2000 mm
33261 | 2588910000 | CD-BO 60X120 8/12 GY | Cable duct, 60 mm x 120 mm, 8.00 mm x 12.00 mm, 2000 mm
33262 | 2588920000 | CD-BO 80X120 8/12 GY | Cable duct, 80 mm x 120 mm, 8.00 mm x 12.00 mm, 2000 mm
33263 | 2588940000 | CD-BO 100X120 8/12 GY | Cable duct, 100 mm x 120 mm, 8.00 mm x 12.00 mm, 2000 mm
33264 | 2588990000 | CD-BO 100X150 8/12 GY | Cable duct, 100 mm x 150 mm, 8.00 mm x 12.00 mm, 2000 mm
33265 | 2589010000 | CD-BO 60X200 8/12 GY | Cable duct, 60 mm x 200 mm, 8.00 mm x 12.00 mm, 2000 mm
33266 | 2589030000 | CD-BO 80X200 8/12 GY | Cable duct, 80 mm x 200 mm, 8.00 mm x 12.00 mm, 2000 mm
33267 | 2589040000 | CD-BO 100X200 8/12 GY | Cable duct, 100 mm x 200 mm, 8.00 mm x 12.00 mm, 2000 mm
33268 | 2589060000 | CD 17X15 4/6 GY | Cable duct, 17 mm x 15 mm, 4.00 mm x 6.00 mm, 2000 mm
33269 | 2589100000 | CD 40X15 4/6 GY | Cable duct, 40 mm x 15 mm, 4.00 mm x 6.00 mm, 2000 mm
33270 | 2589110000 | CD 30X25 4/6 GY | Cable duct, 30 mm x 25 mm, 4.00 mm x 6.00 mm, 2000 mm
33271 | 2589180000 | CD 80X25 4/6 GY | Cable duct, 80 mm x 25 mm, 4.00 mm x 6.00 mm, 2000 mm
33272 | 2589260000 | CD 100X40 4/6 GY | Cable duct, 100 mm x 40 mm, 4.00 mm x 6.00 mm, 2000 mm
33273 | 2589290000 | CD-HF 75X100 5/7.5 DKGY | Halogen-free cable duct, 75 mm x 100 mm, 5.00 mm x 7.50 mm, 2000 mm
33274 | 2589320000 | CD-HF 50X100 5/7.5 DKGY | Halogen-free cable duct, 50 mm x 100 mm, 5.00 mm x 7.50 mm, 2000 mm
33275 | 2589330000 | CD 100X60 4/6 GY | Cable duct, 100 mm x 60 mm, 4.00 mm x 6.00 mm, 2000 mm
33276 | 2589340000 | CD-HF 75X75 5/7.5 DKGY | Halogen-free cable duct, 75 mm x 75 mm, 5.00 mm x 7.50 mm, 2000 mm
33277 | 2589400000 | CD-BO 100X80 4/6 GY | Cable duct, 100 mm x 80 mm, 4.00 mm x 6.00 mm, 2000 mm
33278 | 2589440000 | CD 80X100 4/6 GY | Cable duct, 80 mm x 100 mm, 4.00 mm x 6.00 mm, 2000 mm
33279 | 2589450000 | CD-BO 100X100 4/6 GY | Cable duct, 100 mm x 100 mm, 4.00 mm x 6.00 mm, 2000 mm
33280 | 2589460000 | CD-COD 110X110 4/6 GY | Cable duct corner duct, 110 mm x 110 mm, 4.00 mm x 6.00 mm, 2000 mm
33281 | 2589470000 | CD-BO 60X120 4/6 GY | Cable duct, 60 mm x 120 mm, 4.00 mm x 6.00 mm, 2000 mm
33282 | 2589480000 | CD-COD 90X90 4/6 GY | Cable duct corner duct, 90 mm x 90 mm, 4.00 mm x 6.00 mm, 2000 mm
33283 | 2589490000 | CD-BO 80X120 4/6 GY | Cable duct, 80 mm x 120 mm, 4.00 mm x 6.00 mm, 2000 mm
33284 | 2589500000 | CD-BO 100X120 4/6 GY | Cable duct, 100 mm x 120 mm, 4.00 mm x 6.00 mm, 2000 mm
33285 | 2589510000 | CD-BO 80X100 4/6 GY | Cable duct floor duct, 80 mm x 100 mm, 4.00 mm x 6.00 mm, 2000 mm
33286 | 2589520000 | CD 25X25 5/7.5 GY | Cable duct, 25 mm x 25 mm, 5.00 mm x 7.50 mm, 2000 mm
33287 | 2589580000 | CD 75X25 5/7.5 GY | Cable duct, 75 mm x 25 mm, 5.00 mm x 7.50 mm, 2000 mm
33288 | 2589610000 | CD 50X37.5 5/7.5 GY | Cable duct, 50 mm x 37.5 mm, 5.00 mm x 7.50 mm, 2000 mm
33289 | 2589630000 | CD 75X37.5 5/7.5 GY | Cable duct, 75 mm x 37.5 mm, 5.00 mm x 7.50 mm, 2000 mm
33290 | 2589650000 | CD-HF 25X25 5/7.5 LTGY | Halogen-free cable duct, 25 mm x 25 mm, 5.00 mm x 7.50 mm, 2000 mm
33291 | 2589700000 | CD-HF 75X25 5/7.5 LTGY | Halogen-free cable duct, 75 mm x 25 mm, 5.00 mm x 7.50 mm, 2000 mm
33292 | 2589730000 | CD-HF 50X37.5 5/7.5 LTGY | Halogen-free cable duct, 50 mm x 37.5 mm, 5.00 mm x 7.50 mm, 2000 mm
33293 | 2589740000 | CD-BO 80X100 8/12 GY | Cable duct floor duct, 80 mm x 100 mm, 8.00 mm x 12.00 mm, 2000 mm
33294 | 2589750000 | CD-HF 75X37.5 5/7.5 LTGY | Halogen-free cable duct, 75 mm x 37.5 mm, 5.00 mm x 7.50 mm, 2000 mm
33295 | 2589830000 | CD-HF 75X75 5/7.5 LTGY | Halogen-free cable duct, 75 mm x 75 mm, 5.00 mm x 7.50 mm, 2000 mm
33296 | 2589860000 | CD-HF 50X100 5/7.5 LTGY | Halogen-free cable duct, 50 mm x 100 mm, 5.00 mm x 7.50 mm, 2000 mm
33297 | 2589880000 | CD-HF 75X100 5/7.5 LTGY | Halogen-free cable duct, 75 mm x 100 mm, 5.00 mm x 7.50 mm, 2000 mm
33298 | 2589930000 | CD-HF 25X25 5/7.5 DKGY | Halogen-free cable duct, 25 mm x 25 mm, 5.00 mm x 7.50 mm, 2000 mm
33299 | 2590010000 | CD-HF 75X25 5/7.5 DKGY | Halogen-free cable duct, 75 mm x 25 mm, 5.00 mm x 7.50 mm, 2000 mm
33300 | 2590060000 | CD-HF 50X37.5 5/7.5 DKGY | Halogen-free cable duct, 50 mm x 37.5 mm, 5.00 mm x 7.50 mm, 2000 mm
33301 | 2590090000 | CD-HF 75X37.5 5/7.5 DKGY | Halogen-free cable duct, 75 mm x 37.5 mm, 5.00 mm x 7.50 mm, 2000 mm
33302 | 2590140000 | CD 50X100 5/7.5 GY | Cable duct, 50 mm x 100 mm, 5.00 mm x 7.50 mm, 2000 mm
33303 | 2590180000 | CD 75X75 5/7.5 GY | Cable duct, 75 mm x 75 mm, 5.00 mm x 7.50 mm, 2000 mm
33304 | 2590190000 | CD 75X100 5/7.5 GY | Cable duct, 75 mm x 100 mm, 5.00 mm x 7.50 mm, 2000 mm
33305 | 2604090000 | LSF-SMT 3.50/12/90 1.5SN BK RL SO | Printed circuit board terminals, 3.50 mm, Number of poles: 12, 90°, Solder pin length (l): 1.5 mm, black, PUSH IN with actuator, Clamping range, max. : 1.5 mm², Tape
33306 | 2604110000 | LSF-SMT 3.50/04/90 1.5SN BK RL SO | Printed circuit board terminals, 3.50 mm, Number of poles: 4, 90°, Solder pin length (l): 1.5 mm, black, PUSH IN with actuator, Clamping range, max. : 1.5 mm², Tape
33307 | 2604120000 | LSF-SMT 3.50/04/90 1.5SN BK RL SO | Printed circuit board terminals, 3.50 mm, Number of poles: 4, 90°, Solder pin length (l): 1.5 mm, black, PUSH IN with actuator, Clamping range, max. : 1.5 mm², Tape
33308 | 2604130000 | LSF-SMT 3.50/04/90 1.5SN BK RL SO | Printed circuit board terminals, 3.50 mm, Number of poles: 4, 90°, Solder pin length (l): 1.5 mm, black, PUSH IN with actuator, Clamping range, max. : 1.5 mm², Tape
33309 | 1247250000 | CH20M67 B FE BK/OR | Modular housing, OMNIMATE Housing - series CH20M black, Width: 67.5 mm
33310 | 2431510000 | SVD 7.62HP/10/270F 4.5SN BK BX | PCB plug-in connector, male header, Flange, THT solder connection, 7.62 mm, Number of poles: 10, 270°, Solder pin length (l): 4.5 mm, tinned, black, Box
33311 | 1523980000 | SVD 7.62HP/10/270F 3.2SN BK BX | PCB plug-in connector, male header, Flange, THT solder connection, 7.62 mm, Number of poles: 10, 270°, Solder pin length (l): 3.2 mm, tinned, black, Box
33312 | 1150590000 | SL 5.08HC/24/90LF 3.2SN BK BX | PCB plug-in connector, male header, Solder flange, THT solder connection, 5.08 mm, Number of poles: 24, 90°, Solder pin length (l): 3.2 mm, tinned, black, Box
33313 | 1150580000 | SL 5.08HC/23/90LF 3.2SN BK BX | PCB plug-in connector, male header, Solder flange, THT solder connection, 5.08 mm, Number of poles: 23, 90°, Solder pin length (l): 3.2 mm, tinned, black, Box
33314 | 1149190000 | SL 5.08HC/24/180F 3.2SN BK BX | PCB plug-in connector, male header, Flange, THT solder connection, 5.08 mm, Number of poles: 24, 180°, Solder pin length (l): 3.2 mm, tinned, black, Box
33315 | 1090850000 | SV 7.62HP/02/270G SC/06R SN BK BX | PCB plug-in connector, male header, closed side, THT solder connection, 7.62 mm, Number of poles: 2, 270°, Solder pin length (l): 3.5 mm, tinned, black, Box
33316 | 1089920000 | SV 7.62HP/02/90G SC/06R SN BK BX | PCB plug-in connector, male header, closed side, THT solder connection, 7.62 mm, Number of poles: 2, 90°, Solder pin length (l): 3.5 mm, tinned, black, Box
33317 | 1150520000 | SL 5.08HC/18/90LF 3.2SN BK BX | PCB plug-in connector, male header, Solder flange, THT solder connection, 5.08 mm, Number of poles: 18, 90°, Solder pin length (l): 3.2 mm, tinned, black, Box
33318 | 1150510000 | SL 5.08HC/17/90LF 3.2SN BK BX | PCB plug-in connector, male header, Solder flange, THT solder connection, 5.08 mm, Number of poles: 17, 90°, Solder pin length (l): 3.2 mm, tinned, black, Box
33319 | 1150500000 | SL 5.08HC/16/90LF 3.2SN BK BX | PCB plug-in connector, male header, Solder flange, THT solder connection, 5.08 mm, Number of poles: 16, 90°, Solder pin length (l): 3.2 mm, tinned, black, Box
33320 | 1150490000 | SL 5.08HC/15/90LF 3.2SN BK BX | PCB plug-in connector, male header, Solder flange, THT solder connection, 5.08 mm, Number of poles: 15, 90°, Solder pin length (l): 3.2 mm, tinned, black, Box
33321 | 1150480000 | SL 5.08HC/14/90LF 3.2SN BK BX | PCB plug-in connector, male header, Solder flange, THT solder connection, 5.08 mm, Number of poles: 14, 90°, Solder pin length (l): 3.2 mm, tinned, black, Box
33322 | 1150310000 | SL 5.08HC/22/90F 3.2SN BK BX | PCB plug-in connector, male header, Flange, THT solder connection, 5.08 mm, Number of poles: 22, 90°, Solder pin length (l): 3.2 mm, tinned, black, Box
33323 | 1150290000 | SL 5.08HC/20/90F 3.2SN BK BX | PCB plug-in connector, male header, Flange, THT solder connection, 5.08 mm, Number of poles: 20, 90°, Solder pin length (l): 3.2 mm, tinned, black, Box
33324 | 1150270000 | SL 5.08HC/18/90F 3.2SN BK BX | PCB plug-in connector, male header, Flange, THT solder connection, 5.08 mm, Number of poles: 18, 90°, Solder pin length (l): 3.2 mm, tinned, black, Box
33325 | 1150250000 | SL 5.08HC/17/90F 3.2SN BK BX | PCB plug-in connector, male header, Flange, THT solder connection, 5.08 mm, Number of poles: 17, 90°, Solder pin length (l): 3.2 mm, tinned, black, Box
33326 | 1150230000 | SL 5.08HC/15/90F 3.2SN BK BX | PCB plug-in connector, male header, Flange, THT solder connection, 5.08 mm, Number of poles: 15, 90°, Solder pin length (l): 3.2 mm, tinned, black, Box
33327 | 1150220000 | SL 5.08HC/14/90F 3.2SN BK BX | PCB plug-in connector, male header, Flange, THT solder connection, 5.08 mm, Number of poles: 14, 90°, Solder pin length (l): 3.2 mm, tinned, black, Box
33328 | 1149920000 | SL 5.08HC/23/180LF 3.2SN BK BX | PCB plug-in connector, male header, Solder flange, THT solder connection, 5.08 mm, Number of poles: 23, 180°, Solder pin length (l): 3.2 mm, tinned, black, Box
33329 | 1149820000 | SL 5.08HC/20/180LF 3.2SN BK BX | PCB plug-in connector, male header, Solder flange, THT solder connection, 5.08 mm, Number of poles: 20, 180°, Solder pin length (l): 3.2 mm, tinned, black, Box
33330 | 1149750000 | SL 5.08HC/18/180LF 3.2SN BK BX | PCB plug-in connector, male header, Solder flange, THT solder connection, 5.08 mm, Number of poles: 18, 180°, Solder pin length (l): 3.2 mm, tinned, black, Box
33331 | 1149720000 | SL 5.08HC/17/180LF 3.2SN BK BX | PCB plug-in connector, male header, Solder flange, THT solder connection, 5.08 mm, Number of poles: 17, 180°, Solder pin length (l): 3.2 mm, tinned, black, Box
33332 | 1149690000 | SL 5.08HC/16/180LF 3.2SN BK BX | PCB plug-in connector, male header, Solder flange, THT solder connection, 5.08 mm, Number of poles: 16, 180°, Solder pin length (l): 3.2 mm, tinned, black, Box
33333 | 1149650000 | SL 5.08HC/15/180LF 3.2SN BK BX | PCB plug-in connector, male header, Solder flange, THT solder connection, 5.08 mm, Number of poles: 15, 180°, Solder pin length (l): 3.2 mm, tinned, black, Box
33334 | 1149620000 | SL 5.08HC/14/180LF 3.2SN BK BX | PCB plug-in connector, male header, Solder flange, THT solder connection, 5.08 mm, Number of poles: 14, 180°, Solder pin length (l): 3.2 mm, tinned, black, Box
33335 | 1149250000 | SL 5.08HC/03/180LF 3.2SN BK BX | PCB plug-in connector, male header, Solder flange, THT solder connection, 5.08 mm, Number of poles: 3, 180°, Solder pin length (l): 3.2 mm, tinned, black, Box
33336 | 1149220000 | SL 5.08HC/02/180LF 3.2SN BK BX | PCB plug-in connector, male header, Solder flange, THT solder connection, 5.08 mm, Number of poles: 2, 180°, Solder pin length (l): 3.2 mm, tinned, black, Box
33337 | 1149120000 | SL 5.08HC/22/180F 3.2SN BK BX | PCB plug-in connector, male header, Flange, THT solder connection, 5.08 mm, Number of poles: 22, 180°, Solder pin length (l): 3.2 mm, tinned, black, Box
33338 | 1149020000 | SL 5.08HC/19/180F 3.2SN BK BX | PCB plug-in connector, male header, Flange, THT solder connection, 5.08 mm, Number of poles: 19, 180°, Solder pin length (l): 3.2 mm, tinned, black, Box
33339 | 1148990000 | SL 5.08HC/18/180F 3.2SN BK BX | PCB plug-in connector, male header, Flange, THT solder connection, 5.08 mm, Number of poles: 18, 180°, Solder pin length (l): 3.2 mm, tinned, black, Box
33340 | 1148950000 | SL 5.08HC/17/180F 3.2SN BK BX | PCB plug-in connector, male header, Flange, THT solder connection, 5.08 mm, Number of poles: 17, 180°, Solder pin length (l): 3.2 mm, tinned, black, Box
33341 | 1148920000 | SL 5.08HC/16/180F 3.2SN BK BX | PCB plug-in connector, male header, Flange, THT solder connection, 5.08 mm, Number of poles: 16, 180°, Solder pin length (l): 3.2 mm, tinned, black, Box
33342 | 1148890000 | SL 5.08HC/15/180F 3.2SN BK BX | PCB plug-in connector, male header, Flange, THT solder connection, 5.08 mm, Number of poles: 15, 180°, Solder pin length (l): 3.2 mm, tinned, black, Box
33343 | 1148850000 | SL 5.08HC/14/180F 3.2SN BK BX | PCB plug-in connector, male header, Flange, THT solder connection, 5.08 mm, Number of poles: 14, 180°, Solder pin length (l): 3.2 mm, tinned, black, Box
33344 | 1148520000 | SL 5.08HC/03/180F 3.2SN BK BX | PCB plug-in connector, male header, Flange, THT solder connection, 5.08 mm, Number of poles: 3, 180°, Solder pin length (l): 3.2 mm, tinned, black, Box
33345 | 2555110000 | CH20M45 B BK/RD 2010 | Modular housing, OMNIMATE Housing - series CH20M black, Width: 45 mm
33346 | 1543020000 | BVZ 7.62HP/04/180MF4 SN BK BX | PCB plug-in connector, female plug, 7.62 mm, Number of poles: 4, 180°, Clamping yoke connection, Clamping range, max. : 10 mm², Box
33347 | 1543010000 | BVZ 7.62HP/04/180MF3 SN BK BX | PCB plug-in connector, female plug, 7.62 mm, Number of poles: 4, 180°, Clamping yoke connection, Clamping range, max. : 10 mm², Box
33348 | 1542990000 | BVZ 7.62HP/04/180MF2 SN BK BX | PCB plug-in connector, female plug, 7.62 mm, Number of poles: 4, 180°, Clamping yoke connection, Clamping range, max. : 10 mm², Box
33349 | 1500050000 | CH20M45 S 2PSC/RUSC BK 2010 | Modular housing, OMNIMATE Housing - series CH20M black, Width: 45 mm
33350 | 1500040000 | CH20M45 S RPSC/2PSC BK 2010 | Modular housing, OMNIMATE Housing - series CH20M black, Width: 45 mm
33351 | 1490820000 | CH20M67 B BUS BK/BK 2010 | Modular housing, OMNIMATE Housing - series CH20M black, Width: 67.5 mm
33352 | 1378000000 | CH20M17 B FE BK/BK | Modular housing, OMNIMATE Housing - series CH20M black, Width: 17.5 mm
33353 | 1366350000 | CH20M12 B BUS BK/BK | Modular housing, OMNIMATE Housing - series CH20M black, Width: 12 mm
33354 | 1366280000 | CH20M17 B BUS BK/BK | Modular housing, OMNIMATE Housing - series CH20M black, Width: 17.5 mm
33355 | 1312730000 | BVZ 7.62IT/04/180MF3 SN BK BX | PCB plug-in connector, female plug, 7.62 mm, Number of poles: 4, 180°, Clamping yoke connection, Clamping range, max. : 10 mm², Box
33356 | 1156750000 | BVZ 7.62IT/04/180MF4 SN BK BX | PCB plug-in connector, female plug, 7.62 mm, Number of poles: 4, 180°, Clamping yoke connection, Clamping range, max. : 10 mm², Box
33357 | 1156740000 | BVZ 7.62IT/04/180MF2 SN BK BX | PCB plug-in connector, female plug, 7.62 mm, Number of poles: 4, 180°, Clamping yoke connection, Clamping range, max. : 10 mm², Box
33358 | 2633380000 | BVF 7.62HP/4/180MSF4 BCF/4 SNBKBX SP180 | PCB plug-in connector, female plug, 7.62 mm, Number of poles: 4, 180°, PUSH IN with actuator, PUSH IN without actuator, Clamping range, max. : 10 mm², Box
33359 | 2549300000 | BVFL 7.62HP/02/180MF2 SN BK BX | PCB plug-in connector, female plug, 7.62 mm, Number of poles: 2, 180°, PUSH IN with actuator, Clamping range, max. : 6 mm², Box
33360 | 2549280000 | BVFL 7.62HP/02/180F SN BK BX | PCB plug-in connector, female plug, 7.62 mm, Number of poles: 2, 180°, PUSH IN with actuator, Clamping range, max. : 6 mm², Box
33361 | 2548880000 | BVFL 7.62HP/03/180 SN BK BX | PCB plug-in connector, female plug, 7.62 mm, Number of poles: 3, 180°, PUSH IN with actuator, Clamping range, max. : 6 mm², Box
33362 | 2548870000 | BVFL 7.62HP/02/180 SN BK BX | PCB plug-in connector, female plug, 7.62 mm, Number of poles: 2, 180°, PUSH IN with actuator, Clamping range, max. : 6 mm², Box
33363 | 2493410000 | BUF 10.16IT/04/180 AG BK BX | PCB plug-in connector, female plug, 10.16 mm, Number of poles: 4, 180°, PUSH IN with actuator, Clamping range, max. : 16 mm², Box
33364 | 2493370000 | BUF 10.16IT/05/180SF AG BK BX | PCB plug-in connector, female plug, 10.16 mm, Number of poles: 5, 180°, PUSH IN with actuator, Clamping range, max. : 16 mm², Box
33365 | 2493340000 | BUF 10.16IT/02/180SF AG BK BX | PCB plug-in connector, female plug, 10.16 mm, Number of poles: 2, 180°, PUSH IN with actuator, Clamping range, max. : 16 mm², Box
33366 | 2493300000 | BUF 10.16IT/02/180F AG BK BX | PCB plug-in connector, female plug, 10.16 mm, Number of poles: 2, 180°, PUSH IN with actuator, Clamping range, max. : 16 mm², Box
33367 | 2493250000 | BUF 10.16IT/03/180MSF3 AG BK BX | PCB plug-in connector, female plug, 10.16 mm, Number of poles: 3, 180°, PUSH IN with actuator, Clamping range, max. : 16 mm², Box
33368 | 2493240000 | BUF 10.16IT/03/180MSF2 AG BK BX | PCB plug-in connector, female plug, 10.16 mm, Number of poles: 3, 180°, PUSH IN with actuator, Clamping range, max. : 16 mm², Box
33369 | 2493190000 | BUF 10.16IT/03/180MF3 AG BK BX | PCB plug-in connector, female plug, 10.16 mm, Number of poles: 3, 180°, PUSH IN with actuator, Clamping range, max. : 16 mm², Box
33370 | 2493180000 | BUF 10.16IT/03/180MF2 AG BK BX | PCB plug-in connector, female plug, 10.16 mm, Number of poles: 3, 180°, PUSH IN with actuator, Clamping range, max. : 16 mm², Box
33371 | 2000430000 | BUZ 10.16IT/04/180MF3 AG BK BX | PCB plug-in connector, female plug, 10.16 mm, Number of poles: 4, 180°, Clamping yoke connection, Clamping range, max. : 16 mm², Box
33372 | 1156640000 | BUZ 10.16IT/04/180MF4 AG BK BX | PCB plug-in connector, female plug, 10.16 mm, Number of poles: 4, 180°, Clamping yoke connection, Clamping range, max. : 16 mm², Box
33373 | 1156630000 | BUZ 10.16IT/04/180MF2 AG BK BX | PCB plug-in connector, female plug, 10.16 mm, Number of poles: 4, 180°, Clamping yoke connection, Clamping range, max. : 16 mm², Box
33374 | 1134080000 | BLL 7.62HP/02/180LF 3.2SN BK BX | PCB plug-in connector, female header, Solder flange, THT solder connection, 7.62 mm, Number of poles: 2, 180°, Solder pin length (l): 3.2 mm, tinned, black, Box
33375 | 1122120000 | BLL 7.62HP/03/180F 3.2SN BK BX | PCB plug-in connector, female header, Flange, THT solder connection, 7.62 mm, Number of poles: 3, 180°, Solder pin length (l): 3.2 mm, tinned, black, Box
33376 | 1122080000 | BLL 7.62HP/03/180 3.2SN BK BX | PCB plug-in connector, female header, closed side, THT solder connection, 7.62 mm, Number of poles: 3, 180°, Solder pin length (l): 3.2 mm, tinned, black, Box
33377 | 1095650000 | BLL 7.62HP/03/90LF 3.2SN BK BX | PCB plug-in connector, female header, Solder flange, THT solder connection, 7.62 mm, Number of poles: 3, 90°, Solder pin length (l): 3.2 mm, tinned, black, Box
33378 | 1095640000 | BLL 7.62HP/02/90LF 3.2SN BK BX | PCB plug-in connector, female header, Solder flange, THT solder connection, 7.62 mm, Number of poles: 2, 90°, Solder pin length (l): 3.2 mm, tinned, black, Box
33379 | 2538180000 | BLF 3.50/24/180LH SN BK BX | PCB plug-in connector, female plug, 3.50 mm, Number of poles: 24, 180°, PUSH IN with actuator, Tension-clamp connection, Clamping range, max. : 1.5 mm², Box
33380 | 2538060000 | BLF 3.50/07/180LH SN BK BX | PCB plug-in connector, female plug, 3.50 mm, Number of poles: 7, 180°, PUSH IN with actuator, Tension-clamp connection, Clamping range, max. : 1.5 mm², Box
33381 | 2538050000 | BLF 3.50/06/180LH SN BK BX | PCB plug-in connector, female plug, 3.50 mm, Number of poles: 6, 180°, PUSH IN with actuator, Tension-clamp connection, Clamping range, max. : 1.5 mm², Box
33382 | 2538040000 | BLF 3.50/05/180LH SN BK BX | PCB plug-in connector, female plug, 3.50 mm, Number of poles: 5, 180°, PUSH IN with actuator, Tension-clamp connection, Clamping range, max. : 1.5 mm², Box
33383 | 2538030000 | BLF 3.50/04/180LH SN BK BX | PCB plug-in connector, female plug, 3.50 mm, Number of poles: 4, 180°, PUSH IN with actuator, Tension-clamp connection, Clamping range, max. : 1.5 mm², Box
33384 | 2538020000 | BLF 3.50/03/180LH SN BK BX | PCB plug-in connector, female plug, 3.50 mm, Number of poles: 3, 180°, PUSH IN with actuator, Tension-clamp connection, Clamping range, max. : 1.5 mm², Box
33385 | 2538010000 | BLF 3.50/04/180FQV SN BK BX | PCB plug-in connector, female plug, 3.50 mm, Number of poles: 4, 180°, PUSH IN with actuator, Tension-clamp connection, Clamping range, max. : 1.5 mm², Box
33386 | 2537940000 | BLF 3.50/04/180QV SN BK BX | PCB plug-in connector, female plug, 3.50 mm, Number of poles: 4, 180°, PUSH IN with actuator, Tension-clamp connection, Clamping range, max. : 1.5 mm², Box
33387 | 2537900000 | BLF 3.50/02/180FQV SN BK BX | PCB plug-in connector, female plug, 3.50 mm, Number of poles: 2, 180°, PUSH IN with actuator, Tension-clamp connection, Clamping range, max. : 1.5 mm², Box
33388 | 2537890000 | BLF 3.50/02/180QV SN BK BX | PCB plug-in connector, female plug, 3.50 mm, Number of poles: 2, 180°, PUSH IN with actuator, Tension-clamp connection, Clamping range, max. : 1.5 mm², Box
33389 | 2460250000 | BLF 3.50/04/180FQV SN OR BX | PCB plug-in connector, female plug, 3.50 mm, Number of poles: 4, 180°, PUSH IN with actuator, Tension-clamp connection, Clamping range, max. : 1.5 mm², Box
33390 | 2460240000 | BLF 3.50/04/180QV SN OR BX | PCB plug-in connector, female plug, 3.50 mm, Number of poles: 4, 180°, PUSH IN with actuator, Tension-clamp connection, Clamping range, max. : 1.5 mm², Box
33391 | 2460160000 | BLF 3.50/02/180FQV SN OR BX | PCB plug-in connector, female plug, 3.50 mm, Number of poles: 2, 180°, PUSH IN with actuator, Tension-clamp connection, Clamping range, max. : 1.5 mm², Box
33392 | 2460000000 | BLF 3.50/07/180LH SN OR BX | PCB plug-in connector, female plug, 3.50 mm, Number of poles: 7, 180°, PUSH IN with actuator, Tension-clamp connection, Clamping range, max. : 1.5 mm², Box
33393 | 2459990000 | BLF 3.50/06/180LH SN OR BX | PCB plug-in connector, female plug, 3.50 mm, Number of poles: 6, 180°, PUSH IN with actuator, Tension-clamp connection, Clamping range, max. : 1.5 mm², Box
33394 | 2459980000 | BLF 3.50/05/180LH SN OR BX | PCB plug-in connector, female plug, 3.50 mm, Number of poles: 5, 180°, PUSH IN with actuator, Tension-clamp connection, Clamping range, max. : 1.5 mm², Box
33395 | 2459960000 | BLF 3.50/03/180LH SN OR BX | PCB plug-in connector, female plug, 3.50 mm, Number of poles: 3, 180°, PUSH IN with actuator, Tension-clamp connection, Clamping range, max. : 1.5 mm², Box
33396 | 2459950000 | BLF 3.50/02/180LH SN OR BX | PCB plug-in connector, female plug, 3.50 mm, Number of poles: 2, 180°, PUSH IN with actuator, Tension-clamp connection, Clamping range, max. : 1.5 mm², Box
33397 | 2459890000 | BLF 3.50/07/180LR SN BK BX | PCB plug-in connector, female plug, 3.50 mm, Number of poles: 7, 180°, PUSH IN with actuator, Tension-clamp connection, Clamping range, max. : 1.5 mm², Box
33398 | 2459880000 | BLF 3.50/06/180LR SN BK BX | PCB plug-in connector, female plug, 3.50 mm, Number of poles: 6, 180°, PUSH IN with actuator, Tension-clamp connection, Clamping range, max. : 1.5 mm², Box
33399 | 2459870000 | BLF 3.50/05/180LR SN BK BX | PCB plug-in connector, female plug, 3.50 mm, Number of poles: 5, 180°, PUSH IN with actuator, Tension-clamp connection, Clamping range, max. : 1.5 mm², Box
33400 | 2459860000 | BLF 3.50/04/180LR SN BK BX | PCB plug-in connector, female plug, 3.50 mm, Number of poles: 4, 180°, PUSH IN with actuator, Tension-clamp connection, Clamping range, max. : 1.5 mm², Box
33401 | 2459850000 | BLF 3.50/03/180LR SN BK BX | PCB plug-in connector, female plug, 3.50 mm, Number of poles: 3, 180°, PUSH IN with actuator, Tension-clamp connection, Clamping range, max. : 1.5 mm², Box
33402 | 2459840000 | BLF 3.50/02/180LR SN BK BX | PCB plug-in connector, female plug, 3.50 mm, Number of poles: 2, 180°, PUSH IN with actuator, Tension-clamp connection, Clamping range, max. : 1.5 mm², Box
33403 | 2459830000 | BLF 3.50/24/180LR SN OR BX | PCB plug-in connector, female plug, 3.50 mm, Number of poles: 24, 180°, PUSH IN with actuator, Tension-clamp connection, Clamping range, max. : 1.5 mm², Box
33404 | 2459730000 | BLF 3.50/07/180LR SN OR BX | PCB plug-in connector, female plug, 3.50 mm, Number of poles: 7, 180°, PUSH IN with actuator, Tension-clamp connection, Clamping range, max. : 1.5 mm², Box
33405 | 2459720000 | BLF 3.50/06/180LR SN OR BX | PCB plug-in connector, female plug, 3.50 mm, Number of poles: 6, 180°, PUSH IN with actuator, Tension-clamp connection, Clamping range, max. : 1.5 mm², Box
33406 | 2459710000 | BLF 3.50/05/180LR SN OR BX | PCB plug-in connector, female plug, 3.50 mm, Number of poles: 5, 180°, PUSH IN with actuator, Tension-clamp connection, Clamping range, max. : 1.5 mm², Box
33407 | 2459700000 | BLF 3.50/04/180LR SN OR BX | PCB plug-in connector, female plug, 3.50 mm, Number of poles: 4, 180°, PUSH IN with actuator, Tension-clamp connection, Clamping range, max. : 1.5 mm², Box
33408 | 2459690000 | BLF 3.50/03/180LR SN OR BX | PCB plug-in connector, female plug, 3.50 mm, Number of poles: 3, 180°, PUSH IN with actuator, Tension-clamp connection, Clamping range, max. : 1.5 mm², Box
33409 | 2459680000 | BLF 3.50/02/180LR SN OR BX | PCB plug-in connector, female plug, 3.50 mm, Number of poles: 2, 180°, PUSH IN with actuator, Tension-clamp connection, Clamping range, max. : 1.5 mm², Box
33410 | 2459620000 | BLF 3.50/07/180F SN BK BX | PCB plug-in connector, female plug, 3.50 mm, Number of poles: 7, 180°, PUSH IN with actuator, Tension-clamp connection, Clamping range, max. : 1.5 mm², Box
33411 | 2459560000 | BLF 3.50/24/180F SN OR BX | PCB plug-in connector, female plug, 3.50 mm, Number of poles: 24, 180°, PUSH IN with actuator, Tension-clamp connection, Clamping range, max. : 1.5 mm², Box
33412 | 2459440000 | BLF 3.50/07/180F SN OR BX | PCB plug-in connector, female plug, 3.50 mm, Number of poles: 7, 180°, PUSH IN with actuator, Tension-clamp connection, Clamping range, max. : 1.5 mm², Box
33413 | 2459430000 | BLF 3.50/06/180F SN OR BX | PCB plug-in connector, female plug, 3.50 mm, Number of poles: 6, 180°, PUSH IN with actuator, Tension-clamp connection, Clamping range, max. : 1.5 mm², Box
33414 | 2459400000 | BLF 3.50/03/180F SN OR BX | PCB plug-in connector, female plug, 3.50 mm, Number of poles: 3, 180°, PUSH IN with actuator, Tension-clamp connection, Clamping range, max. : 1.5 mm², Box
33415 | 2459350000 | BLF 3.50/09/180 SN BK BX | PCB plug-in connector, female plug, 3.50 mm, Number of poles: 9, 180°, PUSH IN with actuator, Tension-clamp connection, Clamping range, max. : 1.5 mm², Box
33416 | 2459330000 | BLF 3.50/07/180 SN BK BX | PCB plug-in connector, female plug, 3.50 mm, Number of poles: 7, 180°, PUSH IN with actuator, Tension-clamp connection, Clamping range, max. : 1.5 mm², Box
33417 | 2459270000 | BLF 3.50/24/180 SN OR BX | PCB plug-in connector, female plug, 3.50 mm, Number of poles: 24, 180°, PUSH IN with actuator, Tension-clamp connection, Clamping range, max. : 1.5 mm², Box
33418 | 2459260000 | BLF 3.50/23/180 SN OR BX | PCB plug-in connector, female plug, 3.50 mm, Number of poles: 23, 180°, PUSH IN with actuator, Tension-clamp connection, Clamping range, max. : 1.5 mm², Box
33419 | 2459120000 | BLF 3.50/09/180 SN OR BX | PCB plug-in connector, female plug, 3.50 mm, Number of poles: 9, 180°, PUSH IN with actuator, Tension-clamp connection, Clamping range, max. : 1.5 mm², Box
33420 | 2459110000 | BLF 3.50/08/180 SN OR BX | PCB plug-in connector, female plug, 3.50 mm, Number of poles: 8, 180°, PUSH IN with actuator, Tension-clamp connection, Clamping range, max. : 1.5 mm², Box
33421 | 2459100000 | BLF 3.50/07/180 SN OR BX | PCB plug-in connector, female plug, 3.50 mm, Number of poles: 7, 180°, PUSH IN with actuator, Tension-clamp connection, Clamping range, max. : 1.5 mm², Box
33422 | 1989210000 | BHF 5.00/03/180LH BK/OR | PCB plug-in connector, female plug, 5.00 mm, Number of poles: 3, 180°, PUSH IN with actuator, Tension-clamp connection, Box
33423 | 1989200000 | BHF 5.00/03/180LH BK/BL | PCB plug-in connector, female plug, 5.00 mm, Number of poles: 3, 180°, PUSH IN with actuator, Tension-clamp connection, Box
33424 | 1497670000 | BHF 5.00/03/180LH BK/BK | PCB plug-in connector, female plug, 5.00 mm, Number of poles: 3, 180°, PUSH IN with actuator, Tension-clamp connection, Box
33425 | 1122110000 | BLL 7.62HP/02/180F 3.2SN BK BX | PCB plug-in connector, female header, Flange, THT solder connection, 7.62 mm, Number of poles: 2, 180°, Solder pin length (l): 3.2 mm, tinned, black, Box
33426 | 1069370000 | BHZ 5.00/03/90LH BK/BL | PCB plug-in connector Blue release lever BHZ 5.00/03/90LH SN BK/BL BX
33427 | 1069340000 | BHZ 5.00/03/90LH BK/BK | PCB plug-in connector Black release lever BHZ 5.00/03/90LH SN BK/BK BX
33428 | 2054540000 | B2CF 3.50/16/180LRZE SN OR BX | PCB plug-in connector, female plug, 3.50 mm, Number of poles: 16, 180°, PUSH IN with actuator, Tension-clamp connection, Clamping range, max. : 1.5 mm², Box
33429 | 2054530000 | B2CF 3.50/12/180LRZE SN OR BX | PCB plug-in connector, female plug, 3.50 mm, Number of poles: 12, 180°, PUSH IN with actuator, Tension-clamp connection, Clamping range, max. : 1.5 mm², Box
33430 | 1375950000 | B2CF 3.50/16/180LH SN OR BX | PCB plug-in connector, female plug, 3.50 mm, Number of poles: 16, 180°, PUSH IN with actuator, Tension-clamp connection, Clamping range, max. : 1.5 mm², Box
33431 | 1375930000 | B2CF 3.50/12/180LH SN OR BX | PCB plug-in connector, female plug, 3.50 mm, Number of poles: 12, 180°, PUSH IN with actuator, Tension-clamp connection, Clamping range, max. : 1.5 mm², Box
33432 | 1375910000 | B2CF 3.50/08/180LH SN OR BX | PCB plug-in connector, female plug, 3.50 mm, Number of poles: 8, 180°, PUSH IN with actuator, Tension-clamp connection, Clamping range, max. : 1.5 mm², Box
33433 | 1375900000 | B2CF 3.50/06/180LH SN OR BX | PCB plug-in connector, female plug, 3.50 mm, Number of poles: 6, 180°, PUSH IN with actuator, Tension-clamp connection, Clamping range, max. : 1.5 mm², Box
33434 | 1375750000 | B2CF 3.50/12/180LH SN BK BX | PCB plug-in connector, female plug, 3.50 mm, Number of poles: 12, 180°, PUSH IN with actuator, Tension-clamp connection, Clamping range, max. : 1.5 mm², Box
33435 | 1375730000 | B2CF 3.50/08/180LH SN BK BX | PCB plug-in connector, female plug, 3.50 mm, Number of poles: 8, 180°, PUSH IN with actuator, Tension-clamp connection, Clamping range, max. : 1.5 mm², Box
33436 | 1278290000 | B2CF 3.50/16/180LR SN BK BX | PCB plug-in connector, female plug, 3.50 mm, Number of poles: 16, 180°, PUSH IN with actuator, Tension-clamp connection, Clamping range, max. : 1.5 mm², Box
33437 | 1278050000 | B2CF 3.50/06/180LR SN OR BX | PCB plug-in connector, female plug, 3.50 mm, Number of poles: 6, 180°, PUSH IN with actuator, Tension-clamp connection, Clamping range, max. : 1.5 mm², Box
33438 | 1277690000 | B2CF 3.50/10/180F SN OR BX | PCB plug-in connector, female plug, 3.50 mm, Number of poles: 10, 180°, PUSH IN with actuator, Tension-clamp connection, Clamping range, max. : 1.5 mm², Box
33439 | 1235270000 | CH20M67 B BK/BK | Modular housing, OMNIMATE Housing - series CH20M black, Width: 67.5 mm
33440 | 1420370000 | CH20M67 S 3P/3P/3P BK 2010 | Modular housing, OMNIMATE Housing - series CH20M black, Width: 67.5 mm
33441 | 1104170000 | CH20M12 B BK/BK | Modular housing, OMNIMATE Housing - series CH20M black, Width: 12 mm
33442 | 1104190000 | CH20M12 F BK 2010 | Modular housing, OMNIMATE Housing - series CH20M black, Width: 12.5 mm
33443 | 1104200000 | CH20M12 S PPSC BK 2010 | Modular housing, OMNIMATE Housing - series CH20M black, Width: 12.5 mm
33444 | 1174280000 | CH20M12 S PPP BK 2010 | Modular housing, OMNIMATE Housing - series CH20M black, Width: 12.5 mm
33445 | 1104180000 | CH20M12 B BK/OR | Modular housing, OMNIMATE Housing - series CH20M black, Width: 12 mm
33446 | 1254170000 | CH20M17 S PPP BK 2010 | Modular housing, OMNIMATE Housing - series CH20M black, Width: 17.5 mm
33447 | 1254120000 | CH20M17 B BK/BK | Modular housing, OMNIMATE Housing - series CH20M black, Width: 17.5 mm
33448 | 1104400000 | CH20M45 B BK/BK 2010 | Modular housing, OMNIMATE Housing - series CH20M black, Width: 45 mm
33449 | 1134090000 | BLL 7.62HP/03/180LF 3.2SN BK BX | PCB plug-in connector, female header, Solder flange, THT solder connection, 7.62 mm, Number of poles: 3, 180°, Solder pin length (l): 3.2 mm, tinned, black, Box
33450 | 2467360000 | B2CF 3.50/10/180FZE SN BK BX | PCB plug-in connector, female plug, 3.50 mm, Number of poles: 10, 180°, PUSH IN with actuator, Tension-clamp connection, Clamping range, max. : 1.5 mm², Box
33451 | 2547380000 | SL 5.08HC/03/180F 4.5SN BK BX | PCB plug-in connector, male header, Flange, THT solder connection, 5.08 mm, Number of poles: 3, 180°, Solder pin length (l): 4.5 mm, tinned, black, Box
33452 | 1150240000 | SL 5.08HC/16/90F 3.2SN BK BX | PCB plug-in connector, male header, Flange, THT solder connection, 5.08 mm, Number of poles: 16, 90°, Solder pin length (l): 3.2 mm, tinned, black, Box
33453 | 1150330000 | SL 5.08HC/24/90F 3.2SN BK BX | PCB plug-in connector, male header, Flange, THT solder connection, 5.08 mm, Number of poles: 24, 90°, Solder pin length (l): 3.2 mm, tinned, black, Box
33454 | 1150340000 | SL 5.08HC/02/90LF 3.2SN BK BX | PCB plug-in connector, male header, Solder flange, THT solder connection, 5.08 mm, Number of poles: 2, 90°, Solder pin length (l): 3.2 mm, tinned, black, Box
33455 | 1150350000 | SL 5.08HC/03/90LF 3.2SN BK BX | PCB plug-in connector, male header, Solder flange, THT solder connection, 5.08 mm, Number of poles: 3, 90°, Solder pin length (l): 3.2 mm, tinned, black, Box
33456 | 1150100000 | SL 5.08HC/03/90F 3.2SN BK BX | PCB plug-in connector, male header, Flange, THT solder connection, 5.08 mm, Number of poles: 3, 90°, Solder pin length (l): 3.2 mm, tinned, black, Box
33457 | 1149850000 | SL 5.08HC/21/180LF 3.2SN BK BX | PCB plug-in connector, male header, Solder flange, THT solder connection, 5.08 mm, Number of poles: 21, 180°, Solder pin length (l): 3.2 mm, tinned, black, Box
33458 | 1148490000 | SL 5.08HC/02/180F 3.2SN BK BX | PCB plug-in connector, male header, Flange, THT solder connection, 5.08 mm, Number of poles: 2, 180°, Solder pin length (l): 3.2 mm, tinned, black, Box
33459 | 1111720000 | CH20M45 S 2PSC/2PSC BK 2010 | Modular housing, OMNIMATE Housing - series CH20M black, Width: 45 mm
33460 | 1104410000 | CH20M45 B BK/OR | Modular housing, OMNIMATE Housing - series CH20M black, Width: 45 mm
33461 | 1104210000 | CH20M12 S PSCSC BK 2010 | Modular housing, OMNIMATE Housing - series CH20M black, Width: 12.5 mm
33462 | 1235320000 | CH20M67 S 2PSC/2PSC/2PSC BK 2010 | Modular housing, OMNIMATE Housing - series CH20M black, Width: 67.5 mm
33463 | 1166180000 | CH20M45 S P2SC/P2SC BK 2010 | Modular housing, OMNIMATE Housing - series CH20M black, Width: 45 mm
33464 | 1254130000 | CH20M17 B BK/OR | Modular housing, OMNIMATE Housing - series CH20M black, Width: 17.5 mm
33465 | 1177020000 | CH20M45 B BUS BK/OR | Modular housing, OMNIMATE Housing - series CH20M black, Width: 45 mm
33466 | 1137730000 | CH20M45 S 3P/3P BK 2010 | Modular housing, OMNIMATE Housing - series CH20M black, Width: 45 mm
33467 | 1137740000 | CH20M45 S 2PSC/3SC BK 2010 | Modular housing, OMNIMATE Housing - series CH20M black, Width: 45 mm
33468 | 1137750000 | CH20M45 S 3SC/2PSC BK 2010 | Modular housing, OMNIMATE Housing - series CH20M black, Width: 45 mm
33469 | 1150090000 | SL 5.08HC/02/90F 3.2SN BK BX | PCB plug-in connector, male header, Flange, THT solder connection, 5.08 mm, Number of poles: 2, 90°, Solder pin length (l): 3.2 mm, tinned, black, Box
33470 | 2493330000 | BUF 10.16IT/05/180F AG BK BX | PCB plug-in connector, female plug, 10.16 mm, Number of poles: 5, 180°, PUSH IN with actuator, Clamping range, max. : 16 mm², Box
33471 | 1278100000 | B2CF 3.50/16/180LR SN OR BX | PCB plug-in connector, female plug, 3.50 mm, Number of poles: 16, 180°, PUSH IN with actuator, Tension-clamp connection, Clamping range, max. : 1.5 mm², Box
33472 | 1278080000 | B2CF 3.50/12/180LR SN OR BX | PCB plug-in connector, female plug, 3.50 mm, Number of poles: 12, 180°, PUSH IN with actuator, Tension-clamp connection, Clamping range, max. : 1.5 mm², Box
33473 | 2459580000 | BLF 3.50/03/180F SN BK BX | PCB plug-in connector, female plug, 3.50 mm, Number of poles: 3, 180°, PUSH IN with actuator, Tension-clamp connection, Clamping range, max. : 1.5 mm², Box
33474 | 1277890000 | B2CF 3.50/10/180F SN BK BX | PCB plug-in connector, female plug, 3.50 mm, Number of poles: 10, 180°, PUSH IN with actuator, Tension-clamp connection, Clamping range, max. : 1.5 mm², Box
33475 | 1277330000 | B2CF 3.50/14/180 SN OR BX | PCB plug-in connector, female plug, 3.50 mm, Number of poles: 14, 180°, PUSH IN with actuator, Tension-clamp connection, Clamping range, max. : 1.5 mm², Box
33476 | 2537880000 | BLF 3.50/02/180LH SN BK BX | PCB plug-in connector, female plug, 3.50 mm, Number of poles: 2, 180°, PUSH IN with actuator, Tension-clamp connection, Clamping range, max. : 1.5 mm², Box
33477 | 2538000000 | BLF 3.50/24/180F SN BK BX | PCB plug-in connector, female plug, 3.50 mm, Number of poles: 24, 180°, PUSH IN with actuator, Tension-clamp connection, Clamping range, max. : 1.5 mm², Box
33478 | 2538190000 | BLF 3.50/24/180LH SN OR BX | PCB plug-in connector, female plug, 3.50 mm, Number of poles: 24, 180°, PUSH IN with actuator, Tension-clamp connection, Clamping range, max. : 1.5 mm², Box
33479 | 1278270000 | B2CF 3.50/12/180LR SN BK BX | PCB plug-in connector, female plug, 3.50 mm, Number of poles: 12, 180°, PUSH IN with actuator, Tension-clamp connection, Clamping range, max. : 1.5 mm², Box
33480 | 1278240000 | B2CF 3.50/06/180LR SN BK BX | PCB plug-in connector, female plug, 3.50 mm, Number of poles: 6, 180°, PUSH IN with actuator, Tension-clamp connection, Clamping range, max. : 1.5 mm², Box
33481 | 1278250000 | B2CF 3.50/08/180LR SN BK BX | PCB plug-in connector, female plug, 3.50 mm, Number of poles: 8, 180°, PUSH IN with actuator, Tension-clamp connection, Clamping range, max. : 1.5 mm², Box
33482 | 1277650000 | B2CF 3.50/04/180F SN OR BX | PCB plug-in connector, female plug, 3.50 mm, Number of poles: 4, 180°, PUSH IN with actuator, Tension-clamp connection, Clamping range, max. : 1.5 mm², Box
33483 | 1277670000 | B2CF 3.50/06/180F SN OR BX | PCB plug-in connector, female plug, 3.50 mm, Number of poles: 6, 180°, PUSH IN with actuator, Tension-clamp connection, Clamping range, max. : 1.5 mm², Box
33484 | 1277680000 | B2CF 3.50/08/180F SN OR BX | PCB plug-in connector, female plug, 3.50 mm, Number of poles: 8, 180°, PUSH IN with actuator, Tension-clamp connection, Clamping range, max. : 1.5 mm², Box
33485 | 1277720000 | B2CF 3.50/12/180F SN OR BX | PCB plug-in connector, female plug, 3.50 mm, Number of poles: 12, 180°, PUSH IN with actuator, Tension-clamp connection, Clamping range, max. : 1.5 mm², Box
33486 | 1277730000 | B2CF 3.50/14/180F SN OR BX | PCB plug-in connector, female plug, 3.50 mm, Number of poles: 14, 180°, PUSH IN with actuator, Tension-clamp connection, Clamping range, max. : 1.5 mm², Box
33487 | 1277490000 | B2CF 3.50/10/180 SN BK BX | PCB plug-in connector, female plug, 3.50 mm, Number of poles: 10, 180°, PUSH IN with actuator, Tension-clamp connection, Clamping range, max. : 1.5 mm², Box
33488 | 1277510000 | B2CF 3.50/12/180 SN BK BX | PCB plug-in connector, female plug, 3.50 mm, Number of poles: 12, 180°, PUSH IN with actuator, Tension-clamp connection, Clamping range, max. : 1.5 mm², Box
33489 | 1277520000 | B2CF 3.50/14/180 SN BK BX | PCB plug-in connector, female plug, 3.50 mm, Number of poles: 14, 180°, PUSH IN with actuator, Tension-clamp connection, Clamping range, max. : 1.5 mm², Box
33490 | 1277530000 | B2CF 3.50/16/180 SN BK BX | PCB plug-in connector, female plug, 3.50 mm, Number of poles: 16, 180°, PUSH IN with actuator, Tension-clamp connection, Clamping range, max. : 1.5 mm², Box
33491 | 1277540000 | B2CF 3.50/18/180 SN BK BX | PCB plug-in connector, female plug, 3.50 mm, Number of poles: 18, 180°, PUSH IN with actuator, Tension-clamp connection, Clamping range, max. : 1.5 mm², Box
33492 | 1278060000 | B2CF 3.50/08/180LR SN OR BX | PCB plug-in connector, female plug, 3.50 mm, Number of poles: 8, 180°, PUSH IN with actuator, Tension-clamp connection, Clamping range, max. : 1.5 mm², Box
33493 | 1277860000 | B2CF 3.50/04/180F SN BK BX | PCB plug-in connector, female plug, 3.50 mm, Number of poles: 4, 180°, PUSH IN with actuator, Tension-clamp connection, Clamping range, max. : 1.5 mm², Box
33494 | 1277870000 | B2CF 3.50/06/180F SN BK BX | PCB plug-in connector, female plug, 3.50 mm, Number of poles: 6, 180°, PUSH IN with actuator, Tension-clamp connection, Clamping range, max. : 1.5 mm², Box
33495 | 1277880000 | B2CF 3.50/08/180F SN BK BX | PCB plug-in connector, female plug, 3.50 mm, Number of poles: 8, 180°, PUSH IN with actuator, Tension-clamp connection, Clamping range, max. : 1.5 mm², Box
33496 | 1277900000 | B2CF 3.50/12/180F SN BK BX | PCB plug-in connector, female plug, 3.50 mm, Number of poles: 12, 180°, PUSH IN with actuator, Tension-clamp connection, Clamping range, max. : 1.5 mm², Box
33497 | 1277910000 | B2CF 3.50/14/180F SN BK BX | PCB plug-in connector, female plug, 3.50 mm, Number of poles: 14, 180°, PUSH IN with actuator, Tension-clamp connection, Clamping range, max. : 1.5 mm², Box
33498 | 1277290000 | B2CF 3.50/08/180 SN OR BX | PCB plug-in connector, female plug, 3.50 mm, Number of poles: 8, 180°, PUSH IN with actuator, Tension-clamp connection, Clamping range, max. : 1.5 mm², Box
33499 | 1277310000 | B2CF 3.50/10/180 SN OR BX | PCB plug-in connector, female plug, 3.50 mm, Number of poles: 10, 180°, PUSH IN with actuator, Tension-clamp connection, Clamping range, max. : 1.5 mm², Box
33500 | 1277320000 | B2CF 3.50/12/180 SN OR BX | PCB plug-in connector, female plug, 3.50 mm, Number of poles: 12, 180°, PUSH IN with actuator, Tension-clamp connection, Clamping range, max. : 1.5 mm², Box
33501 | 1277340000 | B2CF 3.50/16/180 SN OR BX | PCB plug-in connector, female plug, 3.50 mm, Number of poles: 16, 180°, PUSH IN with actuator, Tension-clamp connection, Clamping range, max. : 1.5 mm², Box
33502 | 1277350000 | B2CF 3.50/18/180 SN OR BX | PCB plug-in connector, female plug, 3.50 mm, Number of poles: 18, 180°, PUSH IN with actuator, Tension-clamp connection, Clamping range, max. : 1.5 mm², Box
33503 | 1277480000 | B2CF 3.50/08/180 SN BK BX | PCB plug-in connector, female plug, 3.50 mm, Number of poles: 8, 180°, PUSH IN with actuator, Tension-clamp connection, Clamping range, max. : 1.5 mm², Box
33504 | 2459420000 | BLF 3.50/05/180F SN OR BX | PCB plug-in connector, female plug, 3.50 mm, Number of poles: 5, 180°, PUSH IN with actuator, Tension-clamp connection, Clamping range, max. : 1.5 mm², Box
33505 | 2459410000 | BLF 3.50/04/180F SN OR BX | PCB plug-in connector, female plug, 3.50 mm, Number of poles: 4, 180°, PUSH IN with actuator, Tension-clamp connection, Clamping range, max. : 1.5 mm², Box
33506 | 2459320000 | BLF 3.50/06/180 SN BK BX | PCB plug-in connector, female plug, 3.50 mm, Number of poles: 6, 180°, PUSH IN with actuator, Tension-clamp connection, Clamping range, max. : 1.5 mm², Box
33507 | 2459570000 | BLF 3.50/02/180F SN BK BX | PCB plug-in connector, female plug, 3.50 mm, Number of poles: 2, 180°, PUSH IN with actuator, Tension-clamp connection, Clamping range, max. : 1.5 mm², Box
33508 | 2459590000 | BLF 3.50/04/180F SN BK BX | PCB plug-in connector, female plug, 3.50 mm, Number of poles: 4, 180°, PUSH IN with actuator, Tension-clamp connection, Clamping range, max. : 1.5 mm², Box
33509 | 2459600000 | BLF 3.50/05/180F SN BK BX | PCB plug-in connector, female plug, 3.50 mm, Number of poles: 5, 180°, PUSH IN with actuator, Tension-clamp connection, Clamping range, max. : 1.5 mm², Box
33510 | 2459610000 | BLF 3.50/06/180F SN BK BX | PCB plug-in connector, female plug, 3.50 mm, Number of poles: 6, 180°, PUSH IN with actuator, Tension-clamp connection, Clamping range, max. : 1.5 mm², Box
33511 | 2459070000 | BLF 3.50/04/180 SN OR BX | PCB plug-in connector, female plug, 3.50 mm, Number of poles: 4, 180°, PUSH IN with actuator, Tension-clamp connection, Clamping range, max. : 1.5 mm², Box
33512 | 2459080000 | BLF 3.50/05/180 SN OR BX | PCB plug-in connector, female plug, 3.50 mm, Number of poles: 5, 180°, PUSH IN with actuator, Tension-clamp connection, Clamping range, max. : 1.5 mm², Box
33513 | 2459090000 | BLF 3.50/06/180 SN OR BX | PCB plug-in connector, female plug, 3.50 mm, Number of poles: 6, 180°, PUSH IN with actuator, Tension-clamp connection, Clamping range, max. : 1.5 mm², Box
33514 | 2459970000 | BLF 3.50/04/180LH SN OR BX | PCB plug-in connector, female plug, 3.50 mm, Number of poles: 4, 180°, PUSH IN with actuator, Tension-clamp connection, Clamping range, max. : 1.5 mm², Box
33515 | 1375780000 | B2CF 3.50/16/180LH SN BK BX | PCB plug-in connector, female plug, 3.50 mm, Number of poles: 16, 180°, PUSH IN with actuator, Tension-clamp connection, Clamping range, max. : 1.5 mm², Box
33516 | 1375720000 | B2CF 3.50/06/180LH SN BK BX | PCB plug-in connector, female plug, 3.50 mm, Number of poles: 6, 180°, PUSH IN with actuator, Tension-clamp connection, Clamping range, max. : 1.5 mm², Box
33517 | 2459340000 | BLF 3.50/08/180 SN BK BX | PCB plug-in connector, female plug, 3.50 mm, Number of poles: 8, 180°, PUSH IN with actuator, Tension-clamp connection, Clamping range, max. : 1.5 mm², Box
33518 | 2459310000 | BLF 3.50/05/180 SN BK BX | PCB plug-in connector, female plug, 3.50 mm, Number of poles: 5, 180°, PUSH IN with actuator, Tension-clamp connection, Clamping range, max. : 1.5 mm², Box
33519 | 2459300000 | BLF 3.50/04/180 SN BK BX | PCB plug-in connector, female plug, 3.50 mm, Number of poles: 4, 180°, PUSH IN with actuator, Tension-clamp connection, Clamping range, max. : 1.5 mm², Box
33520 | 2459390000 | BLF 3.50/02/180F SN OR BX | PCB plug-in connector, female plug, 3.50 mm, Number of poles: 2, 180°, PUSH IN with actuator, Tension-clamp connection, Clamping range, max. : 1.5 mm², Box
33521 | 1068950000 | IE-PIC-HYB-S-0,75-300 | Crimp contact, for plug insert, Hybrid
33522 | 1068970000 | IE-BIC-HYB-P-0,75-300 | Crimp contact, for flange insert, Hybrid
33523 | 1069580000 | SHL-SMT 5.00/02GR 4.2RL | PCB plug-in connector, Connection element, right, male header, open side, THT/THR solder connection, 5.00 mm, Number of poles: 2, 90°, Solder pin length (l): 1.5 mm, tinned, black, Tape
33524 | 1069590000 | SHL-SMT 5.00/03GR 4.2RL | PCB plug-in connector, Connection element, right, male header, open side, THT/THR solder connection, 5.00 mm, Number of poles: 3, 90°, Solder pin length (l): 4.2 mm, tinned, black, Tape
33525 | 1069610000 | SHL-SMT 5.00/04GR 4.2RL | PCB plug-in connector, Connection element, right, male header, open side, THT/THR solder connection, 5.00 mm, Number of poles: 4, 90°, Solder pin length (l): 4.2 mm, tinned, black, Tape
33526 | 1069650000 | SHL-SMT 5.00/02GL 4.2RL | PCB plug-in connector, Connection element, left, male header, open side, THT/THR solder connection, 5.00 mm, Number of poles: 2, 90°, Solder pin length (l): 1.5 mm, tinned, black, Tape
33527 | 1069660000 | SHL-SMT 5.00/03GL 4.2RL | PCB plug-in connector, Connection element, left, male header, open side, THT/THR solder connection, 5.00 mm, Number of poles: 3, 90°, Solder pin length (l): 4.2 mm, tinned, black, Tape
33528 | 1069670000 | SHL-SMT 5.00/04GL 4.2RL | PCB plug-in connector, Connection element, left, male header, open side, THT/THR solder connection, 5.00 mm, Number of poles: 4, 90°, Solder pin length (l): 4.2 mm, tinned, black, Tape
33529 | 1069720000 | SHL-SMT 5.00/02GR 5.9RL | PCB plug-in connector, Connection element, right, male header, open side, THT/THR solder connection, 5.00 mm, Number of poles: 2, 90°, Solder pin length (l): 3.2 mm, tinned, black, Tape
33530 | 1069730000 | SHL-SMT 5.00/03GR 5.9RL | PCB plug-in connector, Connection element, right, male header, open side, THT/THR solder connection, 5.00 mm, Number of poles: 3, 90°, Solder pin length (l): 5.9 mm, tinned, black, Tape
33531 | 1069740000 | SHL-SMT 5.00/04GR 5.9RL | PCB plug-in connector, Connection element, right, male header, open side, THT/THR solder connection, 5.00 mm, Number of poles: 4, 90°, Solder pin length (l): 5.9 mm, tinned, black, Tape
33532 | 1069780000 | SHL-SMT 5.00/02GL 5.9RL | PCB plug-in connector, Connection element, left, male header, open side, THT/THR solder connection, 5.00 mm, Number of poles: 2, 90°, Solder pin length (l): 3.2 mm, tinned, black, Tape
33533 | 1069790000 | SHL-SMT 5.00/03GL 5.9RL | PCB plug-in connector, Connection element, left, male header, open side, THT/THR solder connection, 5.00 mm, Number of poles: 3, 90°, Solder pin length (l): 5.9 mm, tinned, black, Tape
33534 | 1069810000 | SHL-SMT 5.00/04GL 5.9RL | PCB plug-in connector, Connection element, left, male header, open side, THT/THR solder connection, 5.00 mm, Number of poles: 4, 90°, Solder pin length (l): 5.9 mm, tinned, black, Tape
33535 | 1074500000 | KDSW M20 BN O SC 1 G20S | KDSW (Klippon double seal SWA Ex cable gland), Cable glands, M 20, 16 mm, Single-wire armouring, 0.9 - 1.25 mm, OD min. 9.4 - OD max. 12.5 mm, ID min. 8.00 - ID max. 11.70 mm, IP66, IP68 - 2.5 bar, Brass
33536 | 1096150000 | IE-BIC-HYB-P-0,5-300 | Crimp contact, for flange insert, Hybrid
33537 | 1096180000 | IE-PIC-HYB-S-0,5-300 | Crimp contact, for plug insert, Hybrid
33538 | 1097320000 | S2L-SMT 3.50/08/180G 1.5SN SW RL | PCB plug-in connector, male header, closed side, THT/THR solder connection, 3.50 mm, Number of poles: 8, 180°, Solder pin length (l): 1.5 mm, tinned, black, Tape
33539 | 1097330000 | S2L-SMT 3.50/12/180G 1.5SN SW RL | PCB plug-in connector, male header, closed side, THT/THR solder connection, 3.50 mm, Number of poles: 12, 180°, Solder pin length (l): 1.5 mm, tinned, black, Tape
33540 | 1115680000 | SL-SMT 5.08HC/02/180G 3.2SN BK RL | PCB plug-in connector, male header, closed side, THT/THR solder connection, 5.08 mm, Number of poles: 2, 180°, Solder pin length (l): 3.2 mm, tinned, black, Tape
33541 | 1115690000 | SL-SMT 5.08HC/04/180G 3.2SN BK RL | PCB plug-in connector, male header, closed side, THT/THR solder connection, 5.08 mm, Number of poles: 4, 180°, Solder pin length (l): 3.2 mm, tinned, black, Tape
33542 | 1137260000 | SL-SMT 5.08HC/03/180F 3.2SN BK RL | PCB plug-in connector, male header, Flange, THT/THR solder connection, 5.08 mm, Number of poles: 3, 180°, Solder pin length (l): 3.2 mm, tinned, black, Tape
33543 | 1139660000 | SL-SMT 3.50/05/90G 3.2SN BK RL | PCB plug-in connector, male header, closed side, THT/THR solder connection, 3.50 mm, Number of poles: 5, 90°, Solder pin length (l): 3.2 mm, tinned, black, Tape
33544 | 1155880000 | SR-SMD 4.50/05/90LFM 3.2AU BK RL | PCB plug-in connector, Bus-contact block for CH20M12-67, Middle solder flange, THT/THR solder connection, Number of poles: 5, 180°, Solder pin length (l): 3.2 mm, Gold-plated, black
33545 | 1155900000 | SR-SMD 4.50/05/90LF 1.5AU BK RL | PCB plug-in connector, Bus-contact block for CH20M12-67, Solder flange, THT/THR solder connection, Number of poles: 5, 180°, Solder pin length (l): 1.5 mm, Gold-plated, black
33546 | 1164190000 | TM-I 12 MC NE OR | TM-I, Insert markers, 12 x 4 mm, orange
33547 | 1189370000 | CH20M FE 12-67 1.5SN RL | Electronics housings, Accessories, THT/THR solder connection, 5.00 mm, Number of poles: 1, Solder pin length (l): 1.5 mm, tinned, Tape
33548 | 1250090000 | MF 5/12 MC NE WS | MultiFit, Terminal marker, 5 x 12 mm, Pitch in mm (P): 5.00 Phoenix, white
33549 | 1264130000 | SL-SMT 3.50/02/180G 3.2SN BK RL | PCB plug-in connector, male header, closed side, THT/THR solder connection, 3.50 mm, Number of poles: 2, 180°, Solder pin length (l): 3.2 mm, tinned, black, Tape
33550 | 1264240000 | CH20M FE 12-67 3.2SN RL | Electronics housings, Accessories, THT/THR solder connection, 5.00 mm, Number of poles: 1, Solder pin length (l): 3.2 mm, tinned, Tape
33551 | 1272690000 | SL-SMT 3.50/06/90G 3.2SN BK RL | PCB plug-in connector, male header, closed side, THT/THR solder connection, 3.50 mm, Number of poles: 6, 90°, Solder pin length (l): 3.2 mm, tinned, black, Tape
33552 | 1272710000 | SL-SMT 3.50/04/90G 3.2SN BK RL | PCB plug-in connector, male header, closed side, THT/THR solder connection, 3.50 mm, Number of poles: 4, 90°, Solder pin length (l): 3.2 mm, tinned, black, Tape
33553 | 1272720000 | SL-SMT 5.08HC/03/90G 3.2SN BK RL | PCB plug-in connector, male header, closed side, THT/THR solder connection, 5.08 mm, Number of poles: 3, 90°, Solder pin length (l): 3.2 mm, tinned, black, Tape
33554 | 1293630000 | SL-SMT 3.50/14/180G 1.5SN BK RL | PCB plug-in connector, male header, closed side, THT/THR solder connection, 3.50 mm, Number of poles: 14, 180°, Solder pin length (l): 1.5 mm, tinned, black, Tape
33555 | 1318680000 | SFR 3/12 MC NE WS | SlimFix R, Conductor and cable markers, 3 - 3.7 mm, 12 x 5.8 mm, white
33556 | 1318690000 | SFR 3/12 MC NE GE | SlimFix R, Conductor and cable markers, 3 - 3.7 mm, 12 x 5.8 mm, yellow
33557 | 1318750000 | SFR 3/21 MC NE WS | SlimFix R, Conductor and cable markers, 3 - 3.7 mm, 21 x 5.8 mm, white
33558 | 1318760000 | SFR 3/21 MC NE GE | SlimFix R, Conductor and cable markers, 3 - 3.7 mm, 21 x 5.8 mm, yellow
33559 | 1318790000 | SFR 3/12 MC SDR | SlimFix R, Conductor and cable markers, 3 - 3.7 mm, 12 x 5.8 mm, To customer specification
33560 | 1318830000 | SFR 3/21 MC SDR | SlimFix R, Conductor and cable markers, 3 - 3.7 mm, 21 x 5.8 mm, To customer specification
33561 | 1323700000 | PM 2.7/2.6 MC SDR | OMNIMATE Signal - series PM, Pusher markers, 2.7 x 2.6 mm, Pitch in mm (P): 3.50 Weidmueller, To customer specification
33562 | 1323710000 | PM 2.7/2.6 MC NE WS | OMNIMATE Signal - series PM, Pusher markers, 2.7 x 2.6 mm, Pitch in mm (P): 3.50 Weidmueller, white
33563 | 1323730000 | TM-I 12/18 MC NE WS | TM-I, Insert markers, 30 x 4 mm, white
33564 | 1330180000 | LMF 5.00/02/180 3.5SN OR BX | Printed circuit board terminals, 5.00 mm, Number of poles: 2, 180°, Solder pin length (l): 3.5 mm, tinned, orange, PUSH IN with actuator, Clamping range, max. : 2.5 mm², Box
33565 | 1330210000 | LMF 5.00/05/180 3.5SN OR BX | Printed circuit board terminals, 5.00 mm, Number of poles: 5, 180°, Solder pin length (l): 3.5 mm, tinned, orange, PUSH IN with actuator, Clamping range, max. : 2.5 mm², Box
33566 | 1330220000 | LMF 5.00/06/180 3.5SN OR BX | Printed circuit board terminals, 5.00 mm, Number of poles: 6, 180°, Solder pin length (l): 3.5 mm, tinned, orange, PUSH IN with actuator, Clamping range, max. : 2.5 mm², Box
33567 | 1330240000 | LMF 5.00/08/180 3.5SN OR BX | Printed circuit board terminals, 5.00 mm, Number of poles: 8, 180°, Solder pin length (l): 3.5 mm, tinned, orange, PUSH IN with actuator, Clamping range, max. : 2.5 mm², Box
33568 | 1330430000 | LMFS 5.00/02/180 3.5SN OR BX | Printed circuit board terminals, 5.00 mm, Number of poles: 2, 180°, Solder pin length (l): 3.5 mm, tinned, orange, PUSH IN without actuator, Clamping range, max. : 2.5 mm², Box
33569 | 1330470000 | LMFS 5.00/05/180 3.5SN OR BX | Printed circuit board terminals, 5.00 mm, Number of poles: 5, 180°, Solder pin length (l): 3.5 mm, tinned, orange, PUSH IN without actuator, Clamping range, max. : 2.5 mm², Box
33570 | 1330490000 | LMFS 5.00/06/180 3.5SN OR BX | Printed circuit board terminals, 5.00 mm, Number of poles: 6, 180°, Solder pin length (l): 3.5 mm, tinned, orange, PUSH IN without actuator, Clamping range, max. : 2.5 mm², Box
33571 | 1330510000 | LMFS 5.00/08/180 3.5SN OR BX | Printed circuit board terminals, 5.00 mm, Number of poles: 8, 180°, Solder pin length (l): 3.5 mm, tinned, orange, PUSH IN without actuator, Clamping range, max. : 2.5 mm², Box
33572 | 1330740000 | LMF 5.08/05/90 3.5SN OR BX | Printed circuit board terminals, 5.08 mm, Number of poles: 5, 90°, Solder pin length (l): 3.5 mm, tinned, orange, PUSH IN with actuator, Clamping range, max. : 2.5 mm², Box
33573 | 1330750000 | LMF 5.08/06/90 3.5SN OR BX | Printed circuit board terminals, 5.08 mm, Number of poles: 6, 90°, Solder pin length (l): 3.5 mm, tinned, orange, PUSH IN with actuator, Clamping range, max. : 2.5 mm², Box
33574 | 1330780000 | LMF 5.08/08/90 3.5SN OR BX | Printed circuit board terminals, 5.08 mm, Number of poles: 8, 90°, Solder pin length (l): 3.5 mm, tinned, orange, PUSH IN with actuator, Clamping range, max. : 2.5 mm², Box
33575 | 1330960000 | LMFS 5.08/02/90 3.5SN OR BX | Printed circuit board terminals, 5.08 mm, Number of poles: 2, 90°, Solder pin length (l): 3.5 mm, tinned, orange, PUSH IN without actuator, Clamping range, max. : 2.5 mm², Box
33576 | 1330990000 | LMFS 5.08/05/90 3.5SN OR BX | Printed circuit board terminals, 5.08 mm, Number of poles: 5, 90°, Solder pin length (l): 3.5 mm, tinned, orange, PUSH IN without actuator, Clamping range, max. : 2.5 mm², Box
33577 | 1331000000 | LMFS 5.08/06/90 3.5SN OR BX | Printed circuit board terminals, 5.08 mm, Number of poles: 6, 90°, Solder pin length (l): 3.5 mm, tinned, orange, PUSH IN without actuator, Clamping range, max. : 2.5 mm², Box
33578 | 1331020000 | LMFS 5.08/08/90 3.5SN OR BX | Printed circuit board terminals, 5.08 mm, Number of poles: 8, 90°, Solder pin length (l): 3.5 mm, tinned, orange, PUSH IN without actuator, Clamping range, max. : 2.5 mm², Box
33579 | 1331080000 | LMF 5.08/02/180 3.5SN OR BX | Printed circuit board terminals, 5.08 mm, Number of poles: 2, 180°, Solder pin length (l): 3.5 mm, tinned, orange, PUSH IN with actuator, Clamping range, max. : 2.5 mm², Box
33580 | 1331140000 | LMF 5.08/05/180 3.5SN OR BX | Printed circuit board terminals, 5.08 mm, Number of poles: 5, 180°, Solder pin length (l): 3.5 mm, tinned, orange, PUSH IN with actuator, Clamping range, max. : 2.5 mm², Box
33581 | 1331160000 | LMF 5.08/06/180 3.5SN OR BX | Printed circuit board terminals, 5.08 mm, Number of poles: 6, 180°, Solder pin length (l): 3.5 mm, tinned, orange, PUSH IN with actuator, Clamping range, max. : 2.5 mm², Box
33582 | 1331200000 | LMF 5.08/08/180 3.5SN OR BX | Printed circuit board terminals, 5.08 mm, Number of poles: 8, 180°, Solder pin length (l): 3.5 mm, tinned, orange, PUSH IN with actuator, Clamping range, max. : 2.5 mm², Box
33583 | 1331430000 | LMFS 5.08/02/180 3.5SN OR BX | Printed circuit board terminals, 5.08 mm, Number of poles: 2, 180°, Solder pin length (l): 3.5 mm, tinned, orange, PUSH IN without actuator, Clamping range, max. : 2.5 mm², Box
33584 | 1331470000 | LMFS 5.08/05/180 3.5SN OR BX | Printed circuit board terminals, 5.08 mm, Number of poles: 5, 180°, Solder pin length (l): 3.5 mm, tinned, orange, PUSH IN without actuator, Clamping range, max. : 2.5 mm², Box
33585 | 1331480000 | LMFS 5.08/06/180 3.5SN OR BX | Printed circuit board terminals, 5.08 mm, Number of poles: 6, 180°, Solder pin length (l): 3.5 mm, tinned, orange, PUSH IN without actuator, Clamping range, max. : 2.5 mm², Box
33586 | 1331500000 | LMFS 5.08/08/180 3.5SN OR BX | Printed circuit board terminals, 5.08 mm, Number of poles: 8, 180°, Solder pin length (l): 3.5 mm, tinned, orange, PUSH IN without actuator, Clamping range, max. : 2.5 mm², Box
33587 | 1331700000 | LMF 5.00/02/90 3.5SN OR BX | Printed circuit board terminals, 5.00 mm, Number of poles: 2, 90°, Solder pin length (l): 3.5 mm, tinned, orange, PUSH IN with actuator, Clamping range, max. : 2.5 mm², Box
33588 | 1331730000 | LMF 5.00/05/90 3.5SN OR BX | Printed circuit board terminals, 5.00 mm, Number of poles: 5, 90°, Solder pin length (l): 3.5 mm, tinned, orange, PUSH IN with actuator, Clamping range, max. : 2.5 mm², Box
33589 | 1331740000 | LMF 5.00/06/90 3.5SN OR BX | Printed circuit board terminals, 5.00 mm, Number of poles: 6, 90°, Solder pin length (l): 3.5 mm, tinned, orange, PUSH IN with actuator, Clamping range, max. : 2.5 mm², Box
33590 | 1331770000 | LMF 5.00/08/90 3.5SN OR BX | Printed circuit board terminals, 5.00 mm, Number of poles: 8, 90°, Solder pin length (l): 3.5 mm, tinned, orange, PUSH IN with actuator, Clamping range, max. : 2.5 mm², Box
33591 | 1331960000 | LMFS 5.00/02/90 3.5SN OR BX | Printed circuit board terminals, 5.00 mm, Number of poles: 2, 90°, Solder pin length (l): 3.5 mm, tinned, orange, PUSH IN without actuator, Clamping range, max. : 2.5 mm², Box
33592 | 1331990000 | LMFS 5.00/05/90 3.5SN OR BX | Printed circuit board terminals, 5.00 mm, Number of poles: 5, 90°, Solder pin length (l): 3.5 mm, tinned, orange, PUSH IN without actuator, Clamping range, max. : 2.5 mm², Box
33593 | 1332010000 | LMFS 5.00/06/90 3.5SN OR BX | Printed circuit board terminals, 5.00 mm, Number of poles: 6, 90°, Solder pin length (l): 3.5 mm, tinned, orange, PUSH IN without actuator, Clamping range, max. : 2.5 mm², Box
33594 | 1332030000 | LMFS 5.00/08/90 3.5SN OR BX | Printed circuit board terminals, 5.00 mm, Number of poles: 8, 90°, Solder pin length (l): 3.5 mm, tinned, orange, PUSH IN without actuator, Clamping range, max. : 2.5 mm², Box
33595 | 1359440000 | SC-SMT 3.81/12/180LF 3.2SN BK RL | PCB plug-in connector, male header, Solder flange, THT/THR solder connection, 3.81 mm, Number of poles: 12, 180°, Solder pin length (l): 3.2 mm, tinned, black, Tape
33596 | 1365610000 | TM-I 30 MC NE GN | TM-I, Insert markers, 30 x 4 mm, green
33597 | 1376440000 | BLL 3.50/08/180 3.2SN OR TU | PCB plug-in connector, female header, closed side, THT solder connection, 3.50 mm, Number of poles: 8, 180°, Solder pin length (l): 3.2 mm, tinned, orange, Tube
33598 | 1393790000 | SL-SMT 3.50/10/180LF 3.2SN BK RL | PCB plug-in connector, male header, Solder flange, THT/THR solder connection, 3.50 mm, Number of poles: 10, 180°, Solder pin length (l): 3.2 mm, tinned, black, Tape
33599 | 1396730000 | PF RS 80 GN 2000MM | Electronics housings, RS 80 green, Extruded profile, Width: 84 mm
33600 | 1401730000 | SL 5.08HC/03/90F 3.2SN GN BX | PCB plug-in connector, male header, Flange, THT solder connection, 5.08 mm, Number of poles: 3, 90°, Solder pin length (l): 3.2 mm, tinned, Pale green, Box
33601 | 1409630000 | TM-I 12/18 MC NE GE | TM-I, Insert markers, 30 x 4 mm, yellow
33602 | 1412410000 | LSF-SMD 3.50/02/90 SN BK RL | Printed circuit board terminals, 3.50 mm, Number of poles: 2, 90°, black, PUSH IN with actuator, Clamping range, max. : 1.5 mm², Tape
33603 | 1412420000 | LSF-SMD 3.50/03/90 SN BK RL | Printed circuit board terminals, 3.50 mm, Number of poles: 3, 90°, black, PUSH IN with actuator, Clamping range, max. : 1.5 mm², Tape
33604 | 1433890000 | RJ45C5 S1D 2.7N4N RL | PCB plug-in connector, RJ45 jacks, Cat. 5 , SMD solder connection, 90°, Latch option: bottom, Shield tabs: none, 30...80 µ" Ni / ? 30 µ" Au , LED: No, Number of poles: 8, Tape
33605 | 1433900000 | RJ45C5 S1V 2.7N4N RL | PCB plug-in connector, RJ45 jacks, Cat. 5 , SMD solder connection, 180°, Shield tabs: none, 30...80 µ" Ni / ? 30 µ" Au , LED: No, Number of poles: 8, Tape
33606 | 1433910000 | RJ45C6 T1U 2.7N4N TY | PCB plug-in connector, RJ45 jacks, Cat. 6 , THT solder connection, 90°, Latch option: top, Shield tabs: none, 30...80 µ" Ni / ? 30 µ" Au , LED: No, Number of poles: 8, Tray
33607 | 1445640000 | SL-SMT 5.08HC/02/90LF 3.2SN BK RL | PCB plug-in connector, male header, Solder flange, THT/THR solder connection, 5.08 mm, Number of poles: 2, 90°, Solder pin length (l): 3.2 mm, tinned, black, Tape
33608 | 1455240000 | RJ45C5 T1U 2.8N4N TY | PCB plug-in connector, RJ45 jacks, Cat. 5 , THT solder connection, 90°, Latch option: top, Shield tabs: none, 30...80 µ" Ni / ? 30 µ" Au , LED: No, Number of poles: 8, Tray
33609 | 1466140000 | WS 10/12 MC NE GE | WS, Terminal marker, 10 x 12 mm, Pitch in mm (P): 12.00 Weidmueller, yellow
33610 | 1469660000 | SL-SMT 5.08HC/04/90G 3.2SN BK RL | PCB plug-in connector, male header, closed side, THT/THR solder connection, 5.08 mm, Number of poles: 4, 90°, Solder pin length (l): 3.2 mm, tinned, black, Tape
33611 | 1490230000 | SL-SMT 3.50/12/90G 3.2SN BK RL | PCB plug-in connector, male header, closed side, THT/THR solder connection, 3.50 mm, Number of poles: 12, 90°, Solder pin length (l): 3.2 mm, tinned, black, Tape
33612 | 1505730000 | PF RS 90 GN 2000MM | Electronics housings, RS 90 green, Extruded profile, Width: 84.4 mm
33613 | 1560870000 | BLF 5.00HC/03/180 SN GY BX | PCB plug-in connector, female plug, 5.00 mm, Number of poles: 3, 180°, PUSH IN with actuator, Tension-clamp connection, Clamping range, max. : 3.31 mm², Box
33614 | 1992000000 | BLT 5.08HC/08/180 SN GN BX | PCB plug-in connector, female plug, 5.08 mm, Number of poles: 8, 180°, TOP connection, Clamping range, max. : 2.5 mm², Box
33615 | 1992010000 | BLT 5.08HC/12/180 SN GN BX | PCB plug-in connector, female plug, 5.08 mm, Number of poles: 12, 180°, TOP connection, Clamping range, max. : 2.5 mm², Box
33616 | 1992030000 | BLF 5.08HC/12/180 SN GN BX | PCB plug-in connector, female plug, 5.08 mm, Number of poles: 12, 180°, PUSH IN with actuator, Tension-clamp connection, Clamping range, max. : 3.31 mm², Box
33617 | 1992050000 | SL 5.08HC/08/90G 3.2SN GN BX | PCB plug-in connector, male header, closed side, THT solder connection, 5.08 mm, Number of poles: 8, 90°, Solder pin length (l): 3.2 mm, tinned, Pale green, Box
33618 | 1992060000 | SL 5.08HC/08/90G 3.2SN GY BX | PCB plug-in connector, male header, closed side, THT solder connection, 5.08 mm, Number of poles: 8, 90°, Solder pin length (l): 3.2 mm, tinned, grey, Box
33619 | 1992070000 | SL 5.08HC/12/90G 3.2SN GN BX | PCB plug-in connector, male header, closed side, THT solder connection, 5.08 mm, Number of poles: 12, 90°, Solder pin length (l): 3.2 mm, tinned, green, Box
33620 | 1992080000 | SL 5.08HC/12/90G 3.2SN GY BX | PCB plug-in connector, male header, closed side, THT solder connection, 5.08 mm, Number of poles: 12, 90°, Solder pin length (l): 3.2 mm, tinned, grey, Box
33621 | 2000890000 | RJ45C5 S1D 2.7N4N RL | PCB plug-in connector, RJ45 jacks, Cat. 5 , SMD solder connection, 90°, Latch option: bottom, Shield tabs: none, 30...80 µ" Ni / ? 30 µ" Au , LED: No, Number of poles: 8, Tape
33622 | 2003800000 | SLS 5.08/02/180 SN GN BX | PCB plug-in connector, male plug, 5.08 mm, Number of poles: 2, 180°, Clamping yoke connection, Clamping range, max. : 3.31 mm², Box
33623 | 2003980000 | BLZP 5.08HC/03/180LR SN GN BX | PCB plug-in connector, female plug, 5.08 mm, Number of poles: 3, 180°, Clamping yoke connection, Clamping range, max. : 4 mm², Box
33624 | 2004000000 | BLL 5.08/03/90 3.2 SN GN BX | PCB plug-in connector, female header, closed side, THT solder connection, 5.08 mm, Number of poles: 3, 90°, Solder pin length (l): 3.2 mm, Pale green, Box
33625 | 2004470000 | SL 5.08HC/24/90G 3.2SN GN BX | PCB plug-in connector, male header, closed side, THT solder connection, 5.08 mm, Number of poles: 24, 90°, Solder pin length (l): 3.2 mm, tinned, Pale green, Box
33626 | 2004490000 | BLZP 5.08HC/20/180F SN GN BX | PCB plug-in connector, female plug, 5.08 mm, Number of poles: 20, 180°, Clamping yoke connection, Clamping range, max. : 4 mm², Box
33627 | 2008100000 | BLZ 7.62IT/05/180MF3 SN GYBX | PCB plug-in connector, female plug, 7.62 mm, Number of poles: 5, Clamping yoke connection, Clamping range, max. : 4 mm², Box
33628 | 2008110000 | BLZ 7.62IT/05/180MF4 SN GYBX | PCB plug-in connector, female plug, 7.62 mm, Number of poles: 5, Clamping yoke connection, Clamping range, max. : 4 mm², Box
33629 | 2018090000 | BLZP 5.08HC/21/180 SN GN BX | PCB plug-in connector, female plug, 5.08 mm, Number of poles: 21, 180°, Clamping yoke connection, Clamping range, max. : 4 mm², Box
33630 | 2018100000 | SL 5.08HC/24/180B 3.2SN GN BX | PCB plug-in connector, male header, Dovetails for fixing blocks, THT solder connection, 5.08 mm, Number of poles: 24, 180°, Solder pin length (l): 3.2 mm, tinned, Pale green, Box
33631 | 2018110000 | SL 5.08HC/21/180B 3.2SN GN BX | PCB plug-in connector, male header, Dovetails for fixing blocks, THT solder connection, 5.08 mm, Number of poles: 21, 180°, Solder pin length (l): 3.2 mm, tinned, Pale green, Box
33632 | 2018120000 | SL 5.08HC/18/180B 3.2SN GN BX | PCB plug-in connector, male header, Dovetails for fixing blocks, THT solder connection, 5.08 mm, Number of poles: 18, 180°, Solder pin length (l): 3.2 mm, tinned, Pale green, Box
33633 | 2087710000 | LSF-SMT 3.81/13/135 3.5SN BK RL | Printed circuit board terminals, 3.81 mm, Number of poles: 13, 135°, Solder pin length (l): 3.5 mm, black, PUSH IN with actuator, Clamping range, max. : 1.5 mm², Tape
33634 | 2123720000 | SLS 5.08/03/180B SN GN BX | PCB plug-in connector, male plug, 5.08 mm, Number of poles: 3, 180°, Clamping yoke connection, Clamping range, max. : 3.31 mm², Box
33635 | 2449030000 | SL 5.08HC/16/180F 3.2SN GN BX | PCB plug-in connector, male header, Flange, THT solder connection, 5.08 mm, Number of poles: 16, 180°, Solder pin length (l): 3.2 mm, tinned, Pale green, Box
33636 | 2464460000 | BLZP 5.08HC/04/225 SN GN BX | PCB plug-in connector, female plug, 5.08 mm, Number of poles: 4, 225°, Clamping yoke connection, Clamping range, max. : 4 mm², Box
33637 | 2484220000 | WS 12/9.5-11 MC NE WS | , Polyamide 66, Colour: white
33638 | 2514600000 | RJ45C5 S1V 2.7E4N RL | PCB plug-in connector, RJ45 jacks, Cat. 5 , SMD solder connection, 180°, Shield tabs: 4 tabs, LED: No, Number of poles: 8, Tape
33639 | 2554060000 | CD-RET 100/120 | Cable duct binder
33640 | 2562140000 | RJ45M R1V 1.9N4YG/YG TY | PCB plug-in connector, RJ45 jacks transformer, 10/100 MBit/s , THT/THR solder connection, 180°, Shield tabs: none, 30...80 µ" Ni / ? 30 µ" Au , LED: Yes, Green/yellow, Number of poles: 8, Tray (manual assembly)
33641 | 2562170000 | RJ45G R1V 1.9N4YG/YG TY | PCB plug-in connector, RJ45 jacks transformer, 1000 Mbps , THT/THR solder connection, 180°, Shield tabs: none, 30...80 µ" Ni / ? 30 µ" Au , LED: Yes, Green/yellow, Number of poles: 10, Tray (manual assembly)
33642 | 2562870000 | RJ45C5 R1D 3.2E4G/Y RL | PCB plug-in connector, RJ45 jacks, Cat. 5 , THT/THR solder connection, 90°, Latch option: bottom, Shield tabs: 6 tabs, 30...80 µ" Ni / ? 30 µ" Au , LED: Yes, green, yellow, Number of poles: 12, Tape
33643 | 2562910000 | RJ45C5 R1D 3.3E4N RL | PCB plug-in connector, RJ45 jacks, Cat. 5 , THT/THR solder connection, 90°, Latch option: bottom, Shield tabs: 6 tabs, 30...80 µ" Ni / ? 30 µ" Au , LED: No, Number of poles: 8, Tape
33644 | 2580060000 | SLD 3.50/08/90G 3.2SN TGY BX CO | PCB plug-in connector, male header, closed side, THT solder connection, 3.50 mm, Number of poles: 8, 90°, Solder pin length (l): 3.2 mm, tinned, grey, Box
33645 | 2589080000 | CD 30X15 4/6 GY | Cable duct, 30 mm x 15 mm, 4.00 mm x 6.00 mm, 2000 mm
33646 | 2589540000 | CD 37.5X25 5/7.5 GY | Cable duct, 37.5 mm x 25 mm, 5.00 mm x 7.50 mm, 2000 mm
33647 | 2589560000 | CD 50X25 5/7.5 GY | Cable duct, 50 mm x 25 mm, 5.00 mm x 7.50 mm, 2000 mm
33648 | 2589660000 | CD-HF 37.5X25 5/7.5 LTGY | Halogen-free cable duct, 37.5 mm x 25 mm, 5.00 mm x 7.50 mm, 2000 mm
33649 | 2589680000 | CD-HF 50X25 5/7.5 LTGY | Halogen-free cable duct, 50 mm x 25 mm, 5.00 mm x 7.50 mm, 2000 mm
33650 | 2589960000 | CD-HF 37.5X25 5/7.5 DKGY | Halogen-free cable duct, 37.5 mm x 25 mm, 5.00 mm x 7.50 mm, 2000 mm
33651 | 2589980000 | CD-HF 50X25 5/7.5 DKGY | Halogen-free cable duct, 50 mm x 25 mm, 5.00 mm x 7.50 mm, 2000 mm
33652 | 2599750000 | LSF-SMT 5.08/03/180 3.5SN BK TU PRT | Printed circuit board terminals, 5.08 mm, Number of poles: 3, 180°, Solder pin length (l): 3.5 mm, black, PUSH IN with actuator, Clamping range, max. : 1.5 mm²
33653 | 2599820000 | SC-SMT 3.81/08/90G 2.6SN BK RL | PCB plug-in connector, male header, closed side, THT/THR solder connection, 3.81 mm, Number of poles: 8, 90°, Solder pin length (l): 2.6 mm, tinned, black, Box
33654 | 2604100000 | LSF-SMT 3.50/06/90 1.5SN BK RL SO | Printed circuit board terminals, 3.50 mm, Number of poles: 6, 90°, Solder pin length (l): 1.5 mm, black, PUSH IN with actuator, Clamping range, max. : 1.5 mm², Tape
33655 | 2625930000 | BCZ 3.81/04/180 SN OR BX PRT | PCB plug-in connector, female plug, 3.81 mm, Number of poles: 4, 180°, Clamping yoke connection, Clamping range, max. : 1.5 mm², Box
33656 | 2630690000 | SVFL 7.62HP/05/180SFBMF5 SN BK BX | PCB plug-in connector, male plug, 7.62 mm, Number of poles: 5
33657 | 2630680000 | SVFL 7.62HP/05/180SFBMF4 SN BK BX | PCB plug-in connector, male plug, 7.62 mm, Number of poles: 5
33658 | 2630670000 | SVFL 7.62HP/04/180SFBMF4 SN BK BX | PCB plug-in connector, male plug, 7.62 mm, Number of poles: 4
33659 | 2630660000 | SVFL 7.62HP/05/180SFBMF3 SN BK BX | PCB plug-in connector, male plug, 7.62 mm, Number of poles: 5
33660 | 2630630000 | SVFL 7.62HP/05/180SFBMF2 SN BK BX | PCB plug-in connector, male plug, 7.62 mm, Number of poles: 5
33661 | 2630570000 | SVFL 7.62HP/04/180SFMF4 SN BK BX | PCB plug-in connector, male plug, 7.62 mm, Number of poles: 4
33662 | 2630550000 | SVFL 7.62HP/04/180SFMF3 SN BK BX | PCB plug-in connector, male plug, 7.62 mm, Number of poles: 4
33663 | 2630520000 | SVFL 7.62HP/04/180SFMF2 SN BK BX | PCB plug-in connector, male plug, 7.62 mm, Number of poles: 4
33664 | 2630650000 | SVFL 7.62HP/04/180SFBMF3 SN BK BX | PCB plug-in connector, male plug, 7.62 mm, Number of poles: 4
33665 | 2630640000 | SVFL 7.62HP/03/180SFBMF3 SN BK BX | PCB plug-in connector, male plug, 7.62 mm, Number of poles: 3
33666 | 2630620000 | SVFL 7.62HP/04/180SFBMF2 SN BK BX | PCB plug-in connector, male plug, 7.62 mm, Number of poles: 4
33667 | 2630610000 | SVFL 7.62HP/03/180SFBMF2 SN BK BX | PCB plug-in connector, male plug, 7.62 mm, Number of poles: 3
33668 | 2630600000 | SVFL 7.62HP/02/180SFBMF2 SN BK BX | PCB plug-in connector, male plug, 7.62 mm, Number of poles: 2
33669 | 2630540000 | SVFL 7.62HP/03/180SFMF3 SN BK BX | PCB plug-in connector, male plug, 7.62 mm, Number of poles: 3
33670 | 2630510000 | SVFL 7.62HP/03/180SFMF2 SN BK BX | PCB plug-in connector, male plug, 7.62 mm, Number of poles: 3
33671 | 2630500000 | SVFL 7.62HP/02/180SFMF2 SN BK BX | PCB plug-in connector, male plug, 7.62 mm, Number of poles: 2
33672 | 2431550000 | SVD 7.62HP/12/270G 4.5SN BK BX | PCB plug-in connector, male header, closed side, THT solder connection, 7.62 mm, Number of poles: 12, 270°, Solder pin length (l): 4.5 mm, tinned, black, Box
33673 | 2431500000 | SVD 7.62HP/08/270F 4.5SN BK BX | PCB plug-in connector, male header, Flange, THT solder connection, 7.62 mm, Number of poles: 8, 270°, Solder pin length (l): 4.5 mm, tinned, black, Box
33674 | 2431480000 | SVD 7.62HP/04/270F 4.5SN BK BX | PCB plug-in connector, male header, Flange, THT solder connection, 7.62 mm, Number of poles: 4, 270°, Solder pin length (l): 4.5 mm, tinned, black, Box
33675 | 1543340000 | SVD 7.62HP/12/270G 3.2SN BK BX | PCB plug-in connector, male header, closed side, THT solder connection, 7.62 mm, Number of poles: 12, 270°, Solder pin length (l): 3.2 mm, tinned, black, Box
33676 | 1523970000 | SVD 7.62HP/08/270F 3.2SN BK BX | PCB plug-in connector, male header, Flange, THT solder connection, 7.62 mm, Number of poles: 8, 270°, Solder pin length (l): 3.2 mm, tinned, black, Box
33677 | 1523940000 | SVD 7.62HP/04/270F 3.2SN BK BX | PCB plug-in connector, male header, Flange, THT solder connection, 7.62 mm, Number of poles: 4, 270°, Solder pin length (l): 3.2 mm, tinned, black, Box
33678 | 2655080000 | CH20M17 FC BK 2010 | Modular housing, OMNIMATE Housing - series CH20M black, Width: 17.5 mm
33679 | 2585820000 | BVZ 7.62IT/02/180MF SN BK BX PRT | PCB plug-in connector, female plug, 7.62 mm, Number of poles: 2, 180°, Clamping yoke connection, Clamping range, max. : 10 mm²
33680 | 2583100000 | IE-CC-V14M-EH | FreeCon, IP65
33681 | 1542960000 | BVZ 7.62HP/02/180MF2 SN BK BX | PCB plug-in connector, female plug, 7.62 mm, Number of poles: 2, 180°, Clamping yoke connection, Clamping range, max. : 10 mm², Box
33682 | 1156710000 | BVZ 7.62IT/02/180MF SN BK BX | PCB plug-in connector, female plug, 7.62 mm, Number of poles: 2, 180°, Clamping yoke connection, Clamping range, max. : 10 mm², Box
33683 | 2627620000 | BUZ 10.16IT/04/180MSF4SH200 AG BK BX | PCB plug-in connector, female plug, 10.16 mm, Number of poles: 4, 180°, Clamping yoke connection, Clamping range, max. : 16 mm²
33684 | 2627610000 | BUZ 10.16IT/04/180MSF3SH200 AG BK BX | PCB plug-in connector, female plug, 10.16 mm, Number of poles: 4, 180°, Clamping yoke connection, Clamping range, max. : 16 mm²
33685 | 2627600000 | BUZ 10.16IT/03/180MSF3SH200 AG BK BX | PCB plug-in connector, female plug, 10.16 mm, Number of poles: 3, 180°, Clamping yoke connection, Clamping range, max. : 16 mm²
33686 | 2627590000 | BUZ 10.16IT/04/180MSF2SH200 AG BK BX | PCB plug-in connector, female plug, 10.16 mm, Number of poles: 4, 180°, Clamping yoke connection, Clamping range, max. : 16 mm²
33687 | 2627580000 | BUZ 10.16IT/03/180MSF2SH200 AG BK BX | PCB plug-in connector, female plug, 10.16 mm, Number of poles: 3, 180°, Clamping yoke connection, Clamping range, max. : 16 mm²
33688 | 2627570000 | BUZ 10.16IT/04/180MSF4SH180 AG BK BX | PCB plug-in connector, female plug, 10.16 mm, Number of poles: 4, 180°, Clamping yoke connection, Clamping range, max. : 16 mm²
33689 | 2627560000 | BUZ 10.16IT/04/180MSF3SH180 AG BK BX | PCB plug-in connector, female plug, 10.16 mm, Number of poles: 4, 180°, Clamping yoke connection, Clamping range, max. : 16 mm²
33690 | 2627550000 | BUZ 10.16IT/03/180MSF3SH180 AG BK BX | PCB plug-in connector, female plug, 10.16 mm, Number of poles: 3, 180°, Clamping yoke connection, Clamping range, max. : 16 mm²
33691 | 2627540000 | BUZ 10.16IT/04/180MSF2SH180 AG BK BX | PCB plug-in connector, female plug, 10.16 mm, Number of poles: 4, 180°, Clamping yoke connection, Clamping range, max. : 16 mm², Box
33692 | 2627530000 | BUZ 10.16IT/03/180MSF2SH180 AG BK BX | PCB plug-in connector, female plug, 10.16 mm, Number of poles: 3, 180°, Clamping yoke connection, Clamping range, max. : 16 mm²
33693 | 2627520000 | BUZ 10.16IT/04/180MSF4SH160 AG BK BX | PCB plug-in connector, female plug, 10.16 mm, Number of poles: 4, 180°, Clamping yoke connection, Clamping range, max. : 16 mm²
33694 | 2627510000 | BUZ 10.16IT/04/180MSF3SH160 AG BK BX | PCB plug-in connector, female plug, 10.16 mm, Number of poles: 4, 180°, Clamping yoke connection, Clamping range, max. : 16 mm²
33695 | 2627500000 | BUZ 10.16IT/03/180MSF3SH160 AG BK BX | PCB plug-in connector, female plug, 10.16 mm, Number of poles: 3, 180°, Clamping yoke connection, Clamping range, max. : 16 mm²
33696 | 2627490000 | BUZ 10.16IT/04/180MSF2SH160 AG BK BX | PCB plug-in connector, female plug, 10.16 mm, Number of poles: 4, 180°, Clamping yoke connection, Clamping range, max. : 16 mm²
33697 | 2627480000 | BUZ 10.16IT/03/180MSF2SH160 AG BK BX | PCB plug-in connector, female plug, 10.16 mm, Number of poles: 3, 180°, Clamping yoke connection, Clamping range, max. : 16 mm²
33698 | 2627470000 | BUZ 10.16IT/04/180MF4SH200 AG BK BX | PCB plug-in connector, female plug, 10.16 mm, Number of poles: 4, 180°, Clamping yoke connection, Clamping range, max. : 16 mm²
33699 | 2627450000 | BUZ 10.16IT/03/180MF3SH200 AG BK BX | PCB plug-in connector, female plug, 10.16 mm, Number of poles: 3, 180°, Clamping yoke connection, Clamping range, max. : 16 mm²
33700 | 2627440000 | BUZ 10.16IT/04/180MF2SH200 AG BK BX | PCB plug-in connector, female plug, 10.16 mm, Number of poles: 4, 180°, Clamping yoke connection, Clamping range, max. : 16 mm²
33701 | 2627430000 | BUZ 10.16IT/03/180MF2SH200 AG BK BX | PCB plug-in connector, female plug, 10.16 mm, Number of poles: 3, 180°, Clamping yoke connection, Clamping range, max. : 16 mm²
33702 | 2627410000 | BUZ 10.16IT/04/180MF3SH180 AG BK BX | PCB plug-in connector, female plug, 10.16 mm, Number of poles: 4, 180°, Clamping yoke connection, Clamping range, max. : 16 mm²
33703 | 2627400000 | BUZ 10.16IT/03/180MF3SH180 AG BK BX | PCB plug-in connector, female plug, 10.16 mm, Number of poles: 3, 180°, Clamping yoke connection, Clamping range, max. : 16 mm²
33704 | 2627380000 | BUZ 10.16IT/03/180MF2SH180 AG BK BX | PCB plug-in connector, female plug, 10.16 mm, Number of poles: 3, 180°, Clamping yoke connection, Clamping range, max. : 16 mm²
33705 | 2627370000 | BUZ 10.16IT/04/180MF4SH160 AG BK BX | PCB plug-in connector, female plug, 10.16 mm, Number of poles: 4, 180°, Clamping yoke connection, Clamping range, max. : 16 mm²
33706 | 2627360000 | BUZ 10.16IT/04/180MF3SH160 AG BK BX | PCB plug-in connector, female plug, 10.16 mm, Number of poles: 4, 180°, Clamping yoke connection, Clamping range, max. : 16 mm²
33707 | 2627350000 | BUZ 10.16IT/03/180MF3SH160 AG BK BX | PCB plug-in connector, female plug, 10.16 mm, Number of poles: 3, 180°, Clamping yoke connection, Clamping range, max. : 16 mm²
33708 | 2627340000 | BUZ 10.16IT/04/180MF2SH160 AG BK BX | PCB plug-in connector, female plug, 10.16 mm, Number of poles: 4, 180°, Clamping yoke connection, Clamping range, max. : 16 mm²
33709 | 2627330000 | BUZ 10.16IT/03/180MF2SH160 AG BK BX | PCB plug-in connector, female plug, 10.16 mm, Number of poles: 3, 180°, Clamping yoke connection, Clamping range, max. : 16 mm²
33710 | 2493170000 | BUF 10.16IT/02/180 AG BK BX | PCB plug-in connector, female plug, 10.16 mm, Number of poles: 2, 180°, PUSH IN with actuator, Clamping range, max. : 16 mm², Box
33711 | 1157450000 | BVF 7.62HP/03/180MSF2 BCF/06R SN BK BX | PCB plug-in connector, female plug, 7.62 mm, Number of poles: 3, 180°, PUSH IN with actuator, PUSH IN without actuator, Clamping range, max. : 10 mm², Box
33712 | 1157120000 | BVF 7.62HP/03/180MF2 BCF/06R SN BK BX | PCB plug-in connector, female plug, 7.62 mm, Number of poles: 3, 180°, PUSH IN with actuator, PUSH IN without actuator, Clamping range, max. : 10 mm², Box
33713 | 1156620000 | BUZ 10.16IT/03/180MF3 AG BK BX | PCB plug-in connector, female plug, 10.16 mm, Number of poles: 3, 180°, Clamping yoke connection, Clamping range, max. : 16 mm², Box
33714 | 1156610000 | BUZ 10.16IT/03/180MF2 AG BK BX | PCB plug-in connector, female plug, 10.16 mm, Number of poles: 3, 180°, Clamping yoke connection, Clamping range, max. : 16 mm², Box
33715 | 1082080000 | BVF 7.62HP/02/180MSF2 BCF/06R SN BK BX | PCB plug-in connector, female plug, 7.62 mm, Number of poles: 2, 180°, PUSH IN with actuator, PUSH IN without actuator, Clamping range, max. : 10 mm², Box
33716 | 1081730000 | BVF 7.62HP/03/180MSF3 BCF/06R SN BK BX | PCB plug-in connector, female plug, 7.62 mm, Number of poles: 3, 180°, PUSH IN with actuator, PUSH IN without actuator, Clamping range, max. : 10 mm², Box
33717 | 1081720000 | BVF 7.62HP/03/180MF3 BCF/06R SN BK BX | PCB plug-in connector, female plug, 7.62 mm, Number of poles: 3, 180°, PUSH IN with actuator, PUSH IN without actuator, Clamping range, max. : 10 mm², Box
33718 | 1081030000 | BVF 7.62HP/02/180MF2 BCF/06R SN BK BX | PCB plug-in connector, female plug, 7.62 mm, Number of poles: 2, 180°, PUSH IN with actuator, PUSH IN without actuator, Clamping range, max. : 10 mm², Box
33719 | 1080570000 | BVF 7.62HP/03/180 BCF/06R SN BK BX | PCB plug-in connector, female plug, 7.62 mm, Number of poles: 3, 180°, PUSH IN with actuator, PUSH IN without actuator, Clamping range, max. : 10 mm², Box
33720 | 1080550000 | BVF 7.62HP/02/180 BCF/04R SN BK BX | PCB plug-in connector, female plug, 7.62 mm, Number of poles: 2, 180°, PUSH IN with actuator, PUSH IN without actuator, Clamping range, max. : 10 mm², Box
33721 | 1080320000 | BVF 7.62HP/02/180 BCF/06R SN BK BX | PCB plug-in connector, female plug, 7.62 mm, Number of poles: 2, 180°, PUSH IN with actuator, PUSH IN without actuator, Clamping range, max. : 10 mm², Box
33722 | 2460150000 | BLF 3.50/02/180QV SN OR BX | PCB plug-in connector, female plug, 3.50 mm, Number of poles: 2, 180°, PUSH IN with actuator, Tension-clamp connection, Clamping range, max. : 1.5 mm², Box
33723 | 1122070000 | BLL 7.62HP/02/180 3.2SN BK BX | PCB plug-in connector, female header, closed side, THT solder connection, 7.62 mm, Number of poles: 2, 180°, Solder pin length (l): 3.2 mm, tinned, black, Box
33724 | 2558810000 | B2CF 3.50/46/180LH SN BK BX | PCB plug-in connector, female plug, 3.50 mm, Number of poles: 46, 180°, PUSH IN with actuator, Tension-clamp connection, Clamping range, max. : 1.5 mm², Box
33725 | 2558800000 | B2CF 3.50/44/180LH SN BK BX | PCB plug-in connector, female plug, 3.50 mm, Number of poles: 44, 180°, PUSH IN with actuator, Tension-clamp connection, Clamping range, max. : 1.5 mm², Box
33726 | 2558790000 | B2CF 3.50/42/180LH SN BK BX | PCB plug-in connector, female plug, 3.50 mm, Number of poles: 42, 180°, PUSH IN with actuator, Tension-clamp connection, Clamping range, max. : 1.5 mm², Box
33727 | 2558780000 | B2CF 3.50/40/180LH SN BK BX | PCB plug-in connector, female plug, 3.50 mm, Number of poles: 40, 180°, PUSH IN with actuator, Tension-clamp connection, Clamping range, max. : 1.5 mm², Box
33728 | 2558770000 | B2CF 3.50/38/180LH SN BK BX | PCB plug-in connector, female plug, 3.50 mm, Number of poles: 38, 180°, PUSH IN with actuator, Tension-clamp connection, Clamping range, max. : 1.5 mm², Box
33729 | 2558760000 | B2CF 3.50/46/180LH SN OR BX | PCB plug-in connector, female plug, 3.50 mm, Number of poles: 46, 180°, PUSH IN with actuator, Tension-clamp connection, Clamping range, max. : 1.5 mm², Box
33730 | 2558750000 | B2CF 3.50/44/180LH SN OR BX | PCB plug-in connector, female plug, 3.50 mm, Number of poles: 44, 180°, PUSH IN with actuator, Tension-clamp connection, Clamping range, max. : 1.5 mm², Box
33731 | 2558740000 | B2CF 3.50/42/180LH SN OR BX | PCB plug-in connector, female plug, 3.50 mm, Number of poles: 42, 180°, PUSH IN with actuator, Tension-clamp connection, Clamping range, max. : 1.5 mm², Box
33732 | 2558730000 | B2CF 3.50/40/180LH SN OR BX | PCB plug-in connector, female plug, 3.50 mm, Number of poles: 40, 180°, PUSH IN with actuator, Tension-clamp connection, Clamping range, max. : 1.5 mm², Box
33733 | 2558720000 | B2CF 3.50/38/180LH SN OR BX | PCB plug-in connector, female plug, 3.50 mm, Number of poles: 38, 180°, PUSH IN with actuator, Tension-clamp connection, Clamping range, max. : 1.5 mm², Box
33734 | 2558710000 | B2CF 3.50/46/180LR SN BK BX | PCB plug-in connector, female plug, 3.50 mm, Number of poles: 46, 180°, PUSH IN with actuator, Tension-clamp connection, Clamping range, max. : 1.5 mm², Box
33735 | 2558700000 | B2CF 3.50/44/180LR SN BK BX | PCB plug-in connector, female plug, 3.50 mm, Number of poles: 44, 180°, PUSH IN with actuator, Tension-clamp connection, Clamping range, max. : 1.5 mm², Box
33736 | 2558690000 | B2CF 3.50/42/180LR SN BK BX | PCB plug-in connector, female plug, 3.50 mm, Number of poles: 42, 180°, PUSH IN with actuator, Tension-clamp connection, Clamping range, max. : 1.5 mm², Box
33737 | 2558670000 | B2CF 3.50/38/180LR SN BK BX | PCB plug-in connector, female plug, 3.50 mm, Number of poles: 38, 180°, PUSH IN with actuator, Tension-clamp connection, Clamping range, max. : 1.5 mm², Box
33738 | 2558660000 | B2CF 3.50/46/180LR SN OR BX | PCB plug-in connector, female plug, 3.50 mm, Number of poles: 46, 180°, PUSH IN with actuator, Tension-clamp connection, Clamping range, max. : 1.5 mm², Box
33739 | 2558560000 | B2CF 3.50/38/180F SN BK BX | PCB plug-in connector, female plug, 3.50 mm, Number of poles: 38, 180°, PUSH IN with actuator, Tension-clamp connection, Clamping range, max. : 1.5 mm², Box
33740 | 1375890000 | B2CF 3.50/04/180LH SN OR BX | PCB plug-in connector, female plug, 3.50 mm, Number of poles: 4, 180°, PUSH IN with actuator, Tension-clamp connection, Clamping range, max. : 1.5 mm², Box
33741 | 1375710000 | B2CF 3.50/04/180LH SN BK BX | PCB plug-in connector, female plug, 3.50 mm, Number of poles: 4, 180°, PUSH IN with actuator, Tension-clamp connection, Clamping range, max. : 1.5 mm², Box
33742 | 1278230000 | B2CF 3.50/04/180LR SN BK BX | PCB plug-in connector, female plug, 3.50 mm, Number of poles: 4, 180°, PUSH IN with actuator, Tension-clamp connection, Clamping range, max. : 1.5 mm², Box
33743 | 2558680000 | B2CF 3.50/40/180LR SN BK BX | PCB plug-in connector, female plug, 3.50 mm, Number of poles: 40, 180°, PUSH IN with actuator, Tension-clamp connection, Clamping range, max. : 1.5 mm², Box
33744 | 2627460000 | BUZ 10.16IT/04/180MF3SH200 AG BK BX | PCB plug-in connector, female plug, 10.16 mm, Number of poles: 4, 180°, Clamping yoke connection, Clamping range, max. : 16 mm²
33745 | 1080440000 | BVF 7.62HP/04/180 BCF/06R SN BK BX | PCB plug-in connector, female plug, 7.62 mm, Number of poles: 4, 180°, PUSH IN with actuator, PUSH IN without actuator, Clamping range, max. : 10 mm², Box
33746 | 1278040000 | B2CF 3.50/04/180LR SN OR BX | PCB plug-in connector, female plug, 3.50 mm, Number of poles: 4, 180°, PUSH IN with actuator, Tension-clamp connection, Clamping range, max. : 1.5 mm², Box
33747 | 1277270000 | B2CF 3.50/04/180 SN OR BX | PCB plug-in connector, female plug, 3.50 mm, Number of poles: 4, 180°, PUSH IN with actuator, Tension-clamp connection, Clamping range, max. : 1.5 mm², Box
33748 | 1277280000 | B2CF 3.50/06/180 SN OR BX | PCB plug-in connector, female plug, 3.50 mm, Number of poles: 6, 180°, PUSH IN with actuator, Tension-clamp connection, Clamping range, max. : 1.5 mm², Box
33749 | 1277460000 | B2CF 3.50/04/180 SN BK BX | PCB plug-in connector, female plug, 3.50 mm, Number of poles: 4, 180°, PUSH IN with actuator, Tension-clamp connection, Clamping range, max. : 1.5 mm², Box
33750 | 1277470000 | B2CF 3.50/06/180 SN BK BX | PCB plug-in connector, female plug, 3.50 mm, Number of poles: 6, 180°, PUSH IN with actuator, Tension-clamp connection, Clamping range, max. : 1.5 mm², Box
33751 | 2459060000 | BLF 3.50/03/180 SN OR BX | PCB plug-in connector, female plug, 3.50 mm, Number of poles: 3, 180°, PUSH IN with actuator, Tension-clamp connection, Clamping range, max. : 1.5 mm², Box
33752 | 2458950000 | BLF 3.50/02/180 SN OR BX | PCB plug-in connector, female plug, 3.50 mm, Number of poles: 2, 180°, PUSH IN with actuator, Tension-clamp connection, Clamping range, max. : 1.5 mm², Box
33753 | 2459290000 | BLF 3.50/03/180 SN BK BX | PCB plug-in connector, female plug, 3.50 mm, Number of poles: 3, 180°, PUSH IN with actuator, Tension-clamp connection, Clamping range, max. : 1.5 mm², Box
33754 | 2459280000 | BLF 3.50/02/180 SN BK BX | PCB plug-in connector, female plug, 3.50 mm, Number of poles: 2, 180°, PUSH IN with actuator, Tension-clamp connection, Clamping range, max. : 1.5 mm², Box
33755 | 1076720000 | KSWF M50 | KSWF (flat gasket - vulcanised fibre), Sealing ring, M 50, Vulcanized fibre
33756 | 1135170000 | WAP WTL6 SL OR | W-Series, End plate
33757 | 1139910000 | PAP PDU16S | P-series, End plate, dark beige, 2.7 mm
33758 | 1208970000 | WS 7.8/9.2 PLUS MC NE GR | WS, Terminal marker, 7.8 x 9.2 mm, Pitch in mm (P): 9.20 Weidmueller, grey
33759 | 1475840000 | HDC HP550 CP | HDC enclosures
33760 | 1525270000 | HDC DG 24B IP68 | Accessories, Enclosures accessories, Protection degree: Design of housing: Clamp version: Design: Approvals :
33761 | 1541070500 | SAIL-M23GM23G-GM-19-5.U | Sensor/actuator line, Connecting line, M23 / M23, Number of poles: 19, 5 m, pin, straight - socket, straight, Shielded: No, LED: No, Sheath material: PUR, Halogen: No
33762 | 1541071000 | SAIL-M23GM23G-GM-19-10U | Sensor/actuator line, Connecting line, M23 / M23, Number of poles: 19, 10 m, pin, straight - socket, straight, Shielded: No, LED: No, Sheath material: PUR, Halogen: No
33763 | 1541071500 | SAIL-M23GM23G-GM-19-15U | Sensor/actuator line, Connecting line, M23 / M23, Number of poles: 19, 15 m, pin, straight - socket, straight, Shielded: No, LED: No, Sheath material: PUR, Halogen: No
33764 | 1862790000 | SC-SMT 3.81/05/90LF 1.5SN BK RL | PCB plug-in connector, male header, Solder flange, THT/THR solder connection, 3.81 mm, Number of poles: 5, 90°, Solder pin length (l): 1.5 mm, tinned, black, Tape
33765 | 1862820000 | SC-SMT 3.81/06/90LF 1.5SN BK RL | PCB plug-in connector, male header, Solder flange, THT/THR solder connection, 3.81 mm, Number of poles: 6, 90°, Solder pin length (l): 1.5 mm, tinned, black, Tape
33766 | 1862850000 | SC-SMT 3.81/08/90LF 1.5SN BK RL | PCB plug-in connector, male header, Solder flange, THT/THR solder connection, 3.81 mm, Number of poles: 8, 90°, Solder pin length (l): 1.5 mm, tinned, black, Tape
33767 | 1864240000 | SC-SMT 3.81/04/180LF 1.5SN BK RL | PCB plug-in connector, male header, Solder flange, THT/THR solder connection, 3.81 mm, Number of poles: 4, 180°, Solder pin length (l): 1.5 mm, tinned, black, Tape
33768 | 1864250000 | SC-SMT 3.81/05/180LF 1.5SN BK RL | PCB plug-in connector, male header, Solder flange, THT/THR solder connection, 3.81 mm, Number of poles: 5, 180°, Solder pin length (l): 1.5 mm, tinned, black, Tape
33769 | 1864280000 | SC-SMT 3.81/08/180LF 1.5SN BK RL | PCB plug-in connector, male header, Solder flange, THT/THR solder connection, 3.81 mm, Number of poles: 8, 180°, Solder pin length (l): 1.5 mm, tinned, black, Tape
33770 | 1864340000 | SC-SMT 3.81/09/180G 1.5SN BK RL | PCB plug-in connector, male header, closed side, THT/THR solder connection, 3.81 mm, Number of poles: 9, 180°, Solder pin length (l): 1.5 mm, tinned, black, Tape
33771 | 1868280000 | S2L-SMT 3.50/24/180LF 3.5SN BK RL | PCB plug-in connector, male header, Solder flange, THT/THR solder connection, 3.50 mm, Number of poles: 24, 180°, Solder pin length (l): 3.5 mm, tinned, black, Tape
33772 | 1868340000 | SL-SMT 3.50/08/90LF 3.2SN BK RL | PCB plug-in connector, male header, Solder flange, THT/THR solder connection, 3.50 mm, Number of poles: 8, 90°, Solder pin length (l): 3.2 mm, tinned, black, Tape
33773 | 1869320000 | LSF-SMT 7.62/08/90 1.5SN BK TU | Printed circuit board terminals, 7.62 mm, Number of poles: 8, 90°, Solder pin length (l): 1.5 mm, black, PUSH IN with actuator, Clamping range, max. : 1.5 mm², Tube
33774 | 1869410000 | LSF-SMT 3.81/07/90 1.5SN BK TU | Printed circuit board terminals, 3.81 mm, Number of poles: 7, 90°, Solder pin length (l): 1.5 mm, black, PUSH IN with actuator, Clamping range, max. : 1.5 mm², Tube
33775 | 1869480000 | LSF-SMT 3.81/14/90 1.5SN BK TU | Printed circuit board terminals, 3.81 mm, Number of poles: 14, 90°, Solder pin length (l): 1.5 mm, black, PUSH IN with actuator, Clamping range, max. : 1.5 mm², Tube
33776 | 1869500000 | LSF-SMT 3.81/15/90 1.5SN BK TU | Printed circuit board terminals, 3.81 mm, Number of poles: 15, 90°, Solder pin length (l): 1.5 mm, black, PUSH IN with actuator, Clamping range, max. : 1.5 mm², Tube
33777 | 1869510000 | LSF-SMT 3.81/16/90 1.5SN BK TU | Printed circuit board terminals, 3.81 mm, Number of poles: 16, 90°, Solder pin length (l): 1.5 mm, black, PUSH IN with actuator, Clamping range, max. : 1.5 mm², Tube
33778 | 1869520000 | LSF-SMT 3.81/17/90 1.5SN BK TU | Printed circuit board terminals, 3.81 mm, Number of poles: 17, 90°, Solder pin length (l): 1.5 mm, black, PUSH IN with actuator, Clamping range, max. : 1.5 mm², Tube
33779 | 1869530000 | LSF-SMT 3.81/18/90 1.5SN BK TU | Printed circuit board terminals, 3.81 mm, Number of poles: 18, 90°, Solder pin length (l): 1.5 mm, black, PUSH IN with actuator, Clamping range, max. : 1.5 mm², Tube
33780 | 1869540000 | LSF-SMT 3.81/19/90 1.5SN BK TU | Printed circuit board terminals, 3.81 mm, Number of poles: 19, 90°, Solder pin length (l): 1.5 mm, black, PUSH IN with actuator, Clamping range, max. : 1.5 mm², Tube
33781 | 1869550000 | LSF-SMT 3.81/20/90 1.5SN BK TU | Printed circuit board terminals, 3.81 mm, Number of poles: 20, 90°, Solder pin length (l): 1.5 mm, black, PUSH IN with actuator, Clamping range, max. : 1.5 mm², Tube
33782 | 1869560000 | LSF-SMT 3.81/21/90 1.5SN BK TU | Printed circuit board terminals, 3.81 mm, Number of poles: 21, 90°, Solder pin length (l): 1.5 mm, black, PUSH IN with actuator, Clamping range, max. : 1.5 mm², Tube
33783 | 1869570000 | LSF-SMT 3.81/22/90 1.5SN BK TU | Printed circuit board terminals, 3.81 mm, Number of poles: 22, 90°, Solder pin length (l): 1.5 mm, black, PUSH IN with actuator, Clamping range, max. : 1.5 mm², Tube
33784 | 1869580000 | LSF-SMT 3.81/23/90 1.5SN BK TU | Printed circuit board terminals, 3.81 mm, Number of poles: 23, 90°, Solder pin length (l): 1.5 mm, black, PUSH IN with actuator, Clamping range, max. : 1.5 mm², Tube
33785 | 1869590000 | LSF-SMT 3.81/24/90 1.5SN BK TU | Printed circuit board terminals, 3.81 mm, Number of poles: 24, 90°, Solder pin length (l): 1.5 mm, black, PUSH IN with actuator, Clamping range, max. : 1.5 mm², Tube
33786 | 1869870000 | LSF-SMT 7.62/07/180 1.5SN BK TU | Printed circuit board terminals, 7.62 mm, Number of poles: 7, 180°, Solder pin length (l): 1.5 mm, black, PUSH IN with actuator, Clamping range, max. : 1.5 mm², Tube
33787 | 1869880000 | LSF-SMT 7.62/08/180 1.5SN BK TU | Printed circuit board terminals, 7.62 mm, Number of poles: 8, 180°, Solder pin length (l): 1.5 mm, black, PUSH IN with actuator, Clamping range, max. : 1.5 mm², Tube
33788 | 1870020000 | LSF-SMT 3.81/13/180 1.5SN BK TU | Printed circuit board terminals, 3.81 mm, Number of poles: 13, 180°, Solder pin length (l): 1.5 mm, black, PUSH IN with actuator, Clamping range, max. : 1.5 mm², Tube
33789 | 1870030000 | LSF-SMT 3.81/14/180 1.5SN BK TU | Printed circuit board terminals, 3.81 mm, Number of poles: 14, 180°, Solder pin length (l): 1.5 mm, black, PUSH IN with actuator, Clamping range, max. : 1.5 mm², Tube
33790 | 1870040000 | LSF-SMT 3.81/15/180 1.5SN BK TU | Printed circuit board terminals, 3.81 mm, Number of poles: 15, 180°, Solder pin length (l): 1.5 mm, black, PUSH IN with actuator, Clamping range, max. : 1.5 mm², Tube
33791 | 1870050000 | LSF-SMT 3.81/16/180 1.5SN BK TU | Printed circuit board terminals, 3.81 mm, Number of poles: 16, 180°, Solder pin length (l): 1.5 mm, black, PUSH IN with actuator, Clamping range, max. : 1.5 mm², Tube
33792 | 1870060000 | LSF-SMT 3.81/17/180 1.5SN BK TU | Printed circuit board terminals, 3.81 mm, Number of poles: 17, 180°, Solder pin length (l): 1.5 mm, black, PUSH IN with actuator, Clamping range, max. : 1.5 mm², Tube
33793 | 1870070000 | LSF-SMT 3.81/18/180 1.5SN BK TU | Printed circuit board terminals, 3.81 mm, Number of poles: 18, 180°, Solder pin length (l): 1.5 mm, black, PUSH IN with actuator, Clamping range, max. : 1.5 mm², Tube
33794 | 1870080000 | LSF-SMT 3.81/19/180 1.5SN BK TU | Printed circuit board terminals, 3.81 mm, Number of poles: 19, 180°, Solder pin length (l): 1.5 mm, black, PUSH IN with actuator, Clamping range, max. : 1.5 mm², Tube
33795 | 1870090000 | LSF-SMT 3.81/20/180 1.5SN BK TU | Printed circuit board terminals, 3.81 mm, Number of poles: 20, 180°, Solder pin length (l): 1.5 mm, black, PUSH IN with actuator, Clamping range, max. : 1.5 mm², Tube
33796 | 1870800000 | LSF-SMT 3.50/17/180 1.5SN BK TU | Printed circuit board terminals, 3.50 mm, Number of poles: 17, 180°, Solder pin length (l): 1.5 mm, black, PUSH IN with actuator, Clamping range, max. : 1.5 mm², Tube
33797 | 1870840000 | LSF-SMT 3.50/19/180 1.5SN BK TU | Printed circuit board terminals, 3.50 mm, Number of poles: 19, 180°, Solder pin length (l): 1.5 mm, black, PUSH IN with actuator, Clamping range, max. : 1.5 mm², Tube
33798 | 1870940000 | LSF-SMT 3.81/17/180 3.5SN BK TU | Printed circuit board terminals, 3.81 mm, Number of poles: 17, 180°, Solder pin length (l): 3.5 mm, black, PUSH IN with actuator, Clamping range, max. : 1.5 mm², Tube
33799 | 1870950000 | LSF-SMT 3.81/18/180 3.5SN BK TU | Printed circuit board terminals, 3.81 mm, Number of poles: 18, 180°, Solder pin length (l): 3.5 mm, black, PUSH IN with actuator, Clamping range, max. : 1.5 mm², Tube
33800 | 1870960000 | LSF-SMT 3.81/19/180 3.5SN BK TU | Printed circuit board terminals, 3.81 mm, Number of poles: 19, 180°, Solder pin length (l): 3.5 mm, black, PUSH IN with actuator, Clamping range, max. : 1.5 mm², Tube
33801 | 1870970000 | LSF-SMT 3.81/20/180 3.5SN BK TU | Printed circuit board terminals, 3.81 mm, Number of poles: 20, 180°, Solder pin length (l): 3.5 mm, black, PUSH IN with actuator, Clamping range, max. : 1.5 mm², Tube
33802 | 1870980000 | LSF-SMT 3.81/21/180 3.5SN BK TU | Printed circuit board terminals, 3.81 mm, Number of poles: 21, 180°, Solder pin length (l): 3.5 mm, black, PUSH IN with actuator, Clamping range, max. : 1.5 mm², Tube
33803 | 1870990000 | LSF-SMT 3.81/22/180 3.5SN BK TU | Printed circuit board terminals, 3.81 mm, Number of poles: 22, 180°, Solder pin length (l): 3.5 mm, black, PUSH IN with actuator, Clamping range, max. : 1.5 mm², Tube
33804 | 1871000000 | LSF-SMT 3.81/23/180 3.5SN BK TU | Printed circuit board terminals, 3.81 mm, Number of poles: 23, 180°, Solder pin length (l): 3.5 mm, black, PUSH IN with actuator, Clamping range, max. : 1.5 mm², Tube
33805 | 1871010000 | LSF-SMT 3.81/24/180 3.5SN BK TU | Printed circuit board terminals, 3.81 mm, Number of poles: 24, 180°, Solder pin length (l): 3.5 mm, black, PUSH IN with actuator, Clamping range, max. : 1.5 mm², Tube
33806 | 1871090000 | LSF-SMT 3.50/14/90 1.5SN BK TU | Printed circuit board terminals, 3.50 mm, Number of poles: 14, 90°, Solder pin length (l): 1.5 mm, black, PUSH IN with actuator, Clamping range, max. : 1.5 mm², Tube
33807 | 1871100000 | LSF-SMT 3.50/15/90 1.5SN BK TU | Printed circuit board terminals, 3.50 mm, Number of poles: 15, 90°, Solder pin length (l): 1.5 mm, black, PUSH IN with actuator, Clamping range, max. : 1.5 mm², Tube
33808 | 1871110000 | LSF-SMT 3.50/16/90 1.5SN BK TU | Printed circuit board terminals, 3.50 mm, Number of poles: 16, 90°, Solder pin length (l): 1.5 mm, black, PUSH IN with actuator, Clamping range, max. : 1.5 mm², Tube
33809 | 1871120000 | LSF-SMT 3.50/17/90 1.5SN BK TU | Printed circuit board terminals, 3.50 mm, Number of poles: 17, 90°, Solder pin length (l): 1.5 mm, black, PUSH IN with actuator, Clamping range, max. : 1.5 mm², Tube
33810 | 1871130000 | LSF-SMT 3.50/18/90 1.5SN BK TU | Printed circuit board terminals, 3.50 mm, Number of poles: 18, 90°, Solder pin length (l): 1.5 mm, black, PUSH IN with actuator, Clamping range, max. : 1.5 mm², Tube
33811 | 1871140000 | LSF-SMT 3.50/19/90 1.5SN BK TU | Printed circuit board terminals, 3.50 mm, Number of poles: 19, 90°, Solder pin length (l): 1.5 mm, black, PUSH IN with actuator, Clamping range, max. : 1.5 mm², Tube
33812 | 1871150000 | LSF-SMT 3.50/20/90 1.5SN BK TU | Printed circuit board terminals, 3.50 mm, Number of poles: 20, 90°, Solder pin length (l): 1.5 mm, black, PUSH IN with actuator, Clamping range, max. : 1.5 mm², Tube
33813 | 1871160000 | LSF-SMT 3.50/21/90 1.5SN BK TU | Printed circuit board terminals, 3.50 mm, Number of poles: 21, 90°, Solder pin length (l): 1.5 mm, black, PUSH IN with actuator, Clamping range, max. : 1.5 mm², Tube
33814 | 1871170000 | LSF-SMT 3.50/22/90 1.5SN BK TU | Printed circuit board terminals, 3.50 mm, Number of poles: 22, 90°, Solder pin length (l): 1.5 mm, black, PUSH IN with actuator, Clamping range, max. : 1.5 mm², Tube
33815 | 1871180000 | LSF-SMT 3.50/23/90 1.5SN BK TU | Printed circuit board terminals, 3.50 mm, Number of poles: 23, 90°, Solder pin length (l): 1.5 mm, black, PUSH IN with actuator, Clamping range, max. : 1.5 mm², Tube
33816 | 1871190000 | LSF-SMT 3.50/24/90 1.5SN BK TU | Printed circuit board terminals, 3.50 mm, Number of poles: 24, 90°, Solder pin length (l): 1.5 mm, black, PUSH IN with actuator, Clamping range, max. : 1.5 mm², Tube
33817 | 1871210000 | LSF-SMT 3.81/14/90 3.5SN BK TU | Printed circuit board terminals, 3.81 mm, Number of poles: 14, 90°, Solder pin length (l): 3.5 mm, black, PUSH IN with actuator, Clamping range, max. : 1.5 mm², Tube
33818 | 1874340000 | LSF-SMT 3.50/07/180 1.5SN BK RL | Printed circuit board terminals, 3.50 mm, Number of poles: 7, 180°, Solder pin length (l): 1.5 mm, black, PUSH IN with actuator, Clamping range, max. : 1.5 mm², Tape
33819 | 1874360000 | LSF-SMT 7.62/06/180 3.5SN BK RL | Printed circuit board terminals, 7.62 mm, Number of poles: 6, 180°, Solder pin length (l): 3.5 mm, black, PUSH IN with actuator, Clamping range, max. : 1.5 mm², Tape
33820 | 1874470000 | LSF-SMT 7.62/04/90 3.5SN BK RL | Printed circuit board terminals, 7.62 mm, Number of poles: 4, 90°, Solder pin length (l): 3.5 mm, black, PUSH IN with actuator, Clamping range, max. : 1.5 mm², Tape
33821 | 1874480000 | LSF-SMT 7.62/04/90 1.5SN BK RL | Printed circuit board terminals, 7.62 mm, Number of poles: 4, 90°, Solder pin length (l): 1.5 mm, black, PUSH IN with actuator, Clamping range, max. : 1.5 mm², Tape
33822 | 1874510000 | LSF-SMT 3.50/02/180 3.5SN BK RL | Printed circuit board terminals, 3.50 mm, Number of poles: 2, 180°, Solder pin length (l): 3.5 mm, black, PUSH IN with actuator, Clamping range, max. : 1.5 mm², Tape
33823 | 1874550000 | LSF-SMT 7.62/03/90 3.5SN BK RL | Printed circuit board terminals, 7.62 mm, Number of poles: 3, 90°, Solder pin length (l): 3.5 mm, black, PUSH IN with actuator, Clamping range, max. : 1.5 mm², Tape
33824 | 1874570000 | LSF-SMT 7.62/03/90 1.5SN BK RL | Printed circuit board terminals, 7.62 mm, Number of poles: 3, 90°, Solder pin length (l): 1.5 mm, black, PUSH IN with actuator, Clamping range, max. : 1.5 mm², Tape
33825 | 1874590000 | LSF-SMT 3.50/06/180 3.5SN BK RL | Printed circuit board terminals, 3.50 mm, Number of poles: 6, 180°, Solder pin length (l): 3.5 mm, black, PUSH IN with actuator, Clamping range, max. : 1.5 mm², Tape
33826 | 1874670000 | LSF-SMT 7.62/02/90 3.5SN BK RL | Printed circuit board terminals, 7.62 mm, Number of poles: 2, 90°, Solder pin length (l): 3.5 mm, black, PUSH IN with actuator, Clamping range, max. : 1.5 mm², Tape
33827 | 1874900000 | LSF-SMT 3.50/09/90 1.5SN BK RL | Printed circuit board terminals, 3.50 mm, Number of poles: 9, 90°, Solder pin length (l): 1.5 mm, black, PUSH IN with actuator, Clamping range, max. : 1.5 mm², Tape
33828 | 1874940000 | LSF-SMT 3.50/11/90 1.5SN BK RL | Printed circuit board terminals, 3.50 mm, Number of poles: 11, 90°, Solder pin length (l): 1.5 mm, black, PUSH IN with actuator, Clamping range, max. : 1.5 mm², Tape
33829 | 1874960000 | LSF-SMT 7.50/05/90 3.5SN BK RL | Printed circuit board terminals, 7.50 mm, Number of poles: 5, 90°, Solder pin length (l): 3.5 mm, black, PUSH IN with actuator, Clamping range, max. : 1.5 mm², Tape
33830 | 1874980000 | LSF-SMT 7.50/05/90 1.5SN BK RL | Printed circuit board terminals, 7.50 mm, Number of poles: 5, 90°, Solder pin length (l): 1.5 mm, black, PUSH IN with actuator, Clamping range, max. : 1.5 mm², Tape
33831 | 1875010000 | LSF-SMT 7.50/05/180 1.5SN BK RL | Printed circuit board terminals, 7.50 mm, Number of poles: 5, 180°, Solder pin length (l): 1.5 mm, black, PUSH IN with actuator, Clamping range, max. : 1.5 mm², Tape
33832 | 1875040000 | LSF-SMT 7.50/04/90 1.5SN BK RL | Printed circuit board terminals, 7.50 mm, Number of poles: 4, 90°, Solder pin length (l): 1.5 mm, black, PUSH IN with actuator, Clamping range, max. : 1.5 mm², Tape
33833 | 1875090000 | LSF-SMT 7.50/04/180 1.5SN BK RL | Printed circuit board terminals, 7.50 mm, Number of poles: 4, 180°, Solder pin length (l): 1.5 mm, black, PUSH IN with actuator, Clamping range, max. : 1.5 mm², Tape
33834 | 1875120000 | LSF-SMT 3.50/09/90 3.5SN BK RL | Printed circuit board terminals, 3.50 mm, Number of poles: 9, 90°, Solder pin length (l): 3.5 mm, black, PUSH IN with actuator, Clamping range, max. : 1.5 mm², Tape
33835 | 1875140000 | LSF-SMT 3.50/11/90 3.5SN BK RL | Printed circuit board terminals, 3.50 mm, Number of poles: 11, 90°, Solder pin length (l): 3.5 mm, black, PUSH IN with actuator, Clamping range, max. : 1.5 mm², Tape
33836 | 1875160000 | LSF-SMT 3.50/12/90 3.5SN BK RL | Printed circuit board terminals, 3.50 mm, Number of poles: 12, 90°, Solder pin length (l): 3.5 mm, black, PUSH IN with actuator, Clamping range, max. : 1.5 mm², Tape
33837 | 1875230000 | LSF-SMT 3.81/03/90 1.5SN BK RL | Printed circuit board terminals, 3.81 mm, Number of poles: 3, 90°, Solder pin length (l): 1.5 mm, black, PUSH IN with actuator, Clamping range, max. : 1.5 mm², Tape
33838 | 1875270000 | LSF-SMT 3.81/07/90 1.5SN BK RL | Printed circuit board terminals, 3.81 mm, Number of poles: 7, 90°, Solder pin length (l): 1.5 mm, black, PUSH IN with actuator, Clamping range, max. : 1.5 mm², Tape
33839 | 1875280000 | LSF-SMT 3.81/08/90 1.5SN BK RL | Printed circuit board terminals, 3.81 mm, Number of poles: 8, 90°, Solder pin length (l): 1.5 mm, black, PUSH IN with actuator, Clamping range, max. : 1.5 mm², Tape
33840 | 1875300000 | LSF-SMT 3.81/10/90 1.5SN BK RL | Printed circuit board terminals, 3.81 mm, Number of poles: 10, 90°, Solder pin length (l): 1.5 mm, black, PUSH IN with actuator, Clamping range, max. : 1.5 mm², Tape
33841 | 1875310000 | LSF-SMT 3.81/11/90 1.5SN BK RL | Printed circuit board terminals, 3.81 mm, Number of poles: 11, 90°, Solder pin length (l): 1.5 mm, black, PUSH IN with actuator, Clamping range, max. : 1.5 mm², Tape
33842 | 1875390000 | LSF-SMT 3.81/09/180 1.5SN BK RL | Printed circuit board terminals, 3.81 mm, Number of poles: 9, 180°, Solder pin length (l): 1.5 mm, black, PUSH IN with actuator, Clamping range, max. : 1.5 mm², Tape
33843 | 1875410000 | LSF-SMT 3.81/11/180 1.5SN BK RL | Printed circuit board terminals, 3.81 mm, Number of poles: 11, 180°, Solder pin length (l): 1.5 mm, black, PUSH IN with actuator, Clamping range, max. : 1.5 mm², Tape
33844 | 1875460000 | LSF-SMT 7.50/03/180 1.5SN BK RL | Printed circuit board terminals, 7.50 mm, Number of poles: 3, 180°, Solder pin length (l): 1.5 mm, black, PUSH IN with actuator, Clamping range, max. : 1.5 mm², Tape
33845 | 1875470000 | LSF-SMT 7.50/02/90 3.5SN BK RL | Printed circuit board terminals, 7.50 mm, Number of poles: 2, 90°, Solder pin length (l): 3.5 mm, black, PUSH IN with actuator, Clamping range, max. : 1.5 mm², Tape
33846 | 1875610000 | LSF-SMT 5.08/08/180 1.5SN BK RL | Printed circuit board terminals, 5.08 mm, Number of poles: 8, 180°, Solder pin length (l): 1.5 mm, black, PUSH IN with actuator, Clamping range, max. : 1.5 mm², Tape
33847 | 1875680000 | LSF-SMT 3.81/07/180 3.5SN BK RL | Printed circuit board terminals, 3.81 mm, Number of poles: 7, 180°, Solder pin length (l): 3.5 mm, black, PUSH IN with actuator, Clamping range, max. : 1.5 mm², Tape
33848 | 1875720000 | LSF-SMT 5.08/07/90 1.5SN BK RL | Printed circuit board terminals, 5.08 mm, Number of poles: 7, 90°, Solder pin length (l): 1.5 mm, black, PUSH IN with actuator, Clamping range, max. : 1.5 mm², Tape
33849 | 1875810000 | LSF-SMT 3.81/11/180 3.5SN BK RL | Printed circuit board terminals, 3.81 mm, Number of poles: 11, 180°, Solder pin length (l): 3.5 mm, black, PUSH IN with actuator, Clamping range, max. : 1.5 mm², Tape
33850 | 1875930000 | LSF-SMT 3.81/03/90 3.5SN BK RL | Printed circuit board terminals, 3.81 mm, Number of poles: 3, 90°, Solder pin length (l): 3.5 mm, black, PUSH IN with actuator, Clamping range, max. : 1.5 mm², Tape
33851 | 1875940000 | LSF-SMT 3.81/04/90 3.5SN BK RL | Printed circuit board terminals, 3.81 mm, Number of poles: 4, 90°, Solder pin length (l): 3.5 mm, black, PUSH IN with actuator, Clamping range, max. : 1.5 mm², Tape
33852 | 1875950000 | LSF-SMT 3.81/05/90 3.5SN BK RL | Printed circuit board terminals, 3.81 mm, Number of poles: 5, 90°, Solder pin length (l): 3.5 mm, black, PUSH IN with actuator, Clamping range, max. : 1.5 mm², Tape
33853 | 1875970000 | LSF-SMT 3.81/07/90 3.5SN BK RL | Printed circuit board terminals, 3.81 mm, Number of poles: 7, 90°, Solder pin length (l): 3.5 mm, black, PUSH IN with actuator, Clamping range, max. : 1.5 mm², Tape
33854 | 1875980000 | LSF-SMT 3.81/08/90 3.5SN BK RL | Printed circuit board terminals, 3.81 mm, Number of poles: 8, 90°, Solder pin length (l): 3.5 mm, black, PUSH IN with actuator, Clamping range, max. : 1.5 mm², Tape
33855 | 1875990000 | LSF-SMT 3.81/09/90 3.5SN BK RL | Printed circuit board terminals, 3.81 mm, Number of poles: 9, 90°, Solder pin length (l): 3.5 mm, black, PUSH IN with actuator, Clamping range, max. : 1.5 mm², Tape
33856 | 1876010000 | LSF-SMT 3.81/11/90 3.5SN BK RL | Printed circuit board terminals, 3.81 mm, Number of poles: 11, 90°, Solder pin length (l): 3.5 mm, black, PUSH IN with actuator, Clamping range, max. : 1.5 mm², Tape
33857 | 1876080000 | LSF-SMT 5.00/07/180 1.5SN BK RL | Printed circuit board terminals, 5.00 mm, Number of poles: 7, 180°, Solder pin length (l): 1.5 mm, black, PUSH IN with actuator, Clamping range, max. : 1.5 mm², Tape
33858 | 1876150000 | LSF-SMT 5.08/06/90 1.5SN BK RL | Printed circuit board terminals, 5.08 mm, Number of poles: 6, 90°, Solder pin length (l): 1.5 mm, black, PUSH IN with actuator, Clamping range, max. : 1.5 mm², Tape
33859 | 1876230000 | LSF-SMT 5.00/08/180 3.5SN BK RL | Printed circuit board terminals, 5.00 mm, Number of poles: 8, 180°, Solder pin length (l): 3.5 mm, black, PUSH IN with actuator, Clamping range, max. : 1.5 mm², Tape
33860 | 1876330000 | LSF-SMT 5.00/07/90 1.5SN BK RL | Printed circuit board terminals, 5.00 mm, Number of poles: 7, 90°, Solder pin length (l): 1.5 mm, black, PUSH IN with actuator, Clamping range, max. : 1.5 mm², Tape
33861 | 1876520000 | LSF-SMT 5.00/08/90 3.5SN BK RL | Printed circuit board terminals, 5.00 mm, Number of poles: 8, 90°, Solder pin length (l): 3.5 mm, black, PUSH IN with actuator, Clamping range, max. : 1.5 mm², Tape
33862 | 1877750000 | SL-SMT 5.08HC/03/270GL 1.5SN BK RL | PCB plug-in connector, male header, closed side, THT/THR solder connection, 5.08 mm, Number of poles: 3, 270°, Solder pin length (l): 1.5 mm, tinned, black, Tape
33863 | 1877780000 | SL-SMT 5.08HC/06/270GL 1.5SN BK RL | PCB plug-in connector, male header, closed side, THT/THR solder connection, 5.08 mm, Number of poles: 6, 270°, Solder pin length (l): 1.5 mm, tinned, black, Tape
33864 | 1877790000 | SL-SMT 5.08HC/07/270GL 1.5SN BK RL | PCB plug-in connector, male header, closed side, THT/THR solder connection, 5.08 mm, Number of poles: 7, 270°, Solder pin length (l): 1.5 mm, tinned, black, Tape
33865 | 1884450000 | LSF-SMT 5.00/11/135 3.5SN BK TU | Printed circuit board terminals, 5.00 mm, Number of poles: 11, 135°, Solder pin length (l): 3.5 mm, black, PUSH IN with actuator, Clamping range, max. : 1.5 mm², Tube
33866 | 1884460000 | LSF-SMT 5.00/12/135 3.5SN BK TU | Printed circuit board terminals, 5.00 mm, Number of poles: 12, 135°, Solder pin length (l): 3.5 mm, black, PUSH IN with actuator, Clamping range, max. : 1.5 mm², Tube
33867 | 1884470000 | LSF-SMT 5.00/13/135 3.5SN BK TU | Printed circuit board terminals, 5.00 mm, Number of poles: 13, 135°, Solder pin length (l): 3.5 mm, black, PUSH IN with actuator, Clamping range, max. : 1.5 mm², Tube
33868 | 1884500000 | LSF-SMT 5.00/14/135 3.5SN BK TU | Printed circuit board terminals, 5.00 mm, Number of poles: 14, 135°, Solder pin length (l): 3.5 mm, black, PUSH IN with actuator, Clamping range, max. : 1.5 mm², Tube
33869 | 1884510000 | LSF-SMT 5.00/15/135 3.5SN BK TU | Printed circuit board terminals, 5.00 mm, Number of poles: 15, 135°, Solder pin length (l): 3.5 mm, black, PUSH IN with actuator, Clamping range, max. : 1.5 mm², Tube
33870 | 1884520000 | LSF-SMT 5.00/16/135 3.5SN BK TU | Printed circuit board terminals, 5.00 mm, Number of poles: 16, 135°, Solder pin length (l): 3.5 mm, black, PUSH IN with actuator, Clamping range, max. : 1.5 mm², Tube
33871 | 1884670000 | LSF-SMT 5.00/11/135 1.5SN BK TU | Printed circuit board terminals, 5.00 mm, Number of poles: 11, 135°, Solder pin length (l): 1.5 mm, black, PUSH IN with actuator, Clamping range, max. : 1.5 mm², Tube
33872 | 1884680000 | LSF-SMT 5.00/12/135 1.5SN BK TU | Printed circuit board terminals, 5.00 mm, Number of poles: 12, 135°, Solder pin length (l): 1.5 mm, black, PUSH IN with actuator, Clamping range, max. : 1.5 mm², Tube
33873 | 1884690000 | LSF-SMT 5.00/13/135 1.5SN BK TU | Printed circuit board terminals, 5.00 mm, Number of poles: 13, 135°, Solder pin length (l): 1.5 mm, black, PUSH IN with actuator, Clamping range, max. : 1.5 mm², Tube
33874 | 1884700000 | LSF-SMT 5.00/14/135 1.5SN BK TU | Printed circuit board terminals, 5.00 mm, Number of poles: 14, 135°, Solder pin length (l): 1.5 mm, black, PUSH IN with actuator, Clamping range, max. : 1.5 mm², Tube
33875 | 1884710000 | LSF-SMT 5.00/15/135 1.5SN BK TU | Printed circuit board terminals, 5.00 mm, Number of poles: 15, 135°, Solder pin length (l): 1.5 mm, black, PUSH IN with actuator, Clamping range, max. : 1.5 mm², Tube
33876 | 1884720000 | LSF-SMT 5.00/16/135 1.5SN BK TU | Printed circuit board terminals, 5.00 mm, Number of poles: 16, 135°, Solder pin length (l): 1.5 mm, black, PUSH IN with actuator, Clamping range, max. : 1.5 mm², Tube
33877 | 1884830000 | LSF-SMT 5.08/12/135 1.5SN BK TU | Printed circuit board terminals, 5.08 mm, Number of poles: 12, 135°, Solder pin length (l): 1.5 mm, black, PUSH IN with actuator, Clamping range, max. : 1.5 mm², Tube
33878 | 1884840000 | LSF-SMT 5.08/13/135 1.5SN BK TU | Printed circuit board terminals, 5.08 mm, Number of poles: 13, 135°, Solder pin length (l): 1.5 mm, black, PUSH IN with actuator, Clamping range, max. : 1.5 mm², Tube
33879 | 1884850000 | LSF-SMT 5.08/14/135 1.5SN BK TU | Printed circuit board terminals, 5.08 mm, Number of poles: 14, 135°, Solder pin length (l): 1.5 mm, black, PUSH IN with actuator, Clamping range, max. : 1.5 mm², Tube
33880 | 1884860000 | LSF-SMT 5.08/15/135 1.5SN BK TU | Printed circuit board terminals, 5.08 mm, Number of poles: 15, 135°, Solder pin length (l): 1.5 mm, black, PUSH IN with actuator, Clamping range, max. : 1.5 mm², Tube
33881 | 1884940000 | LSF-SMT 7.50/08/135 1.5SN BK TU | Printed circuit board terminals, 7.50 mm, Number of poles: 8, 135°, Solder pin length (l): 1.5 mm, black, PUSH IN with actuator, Clamping range, max. : 1.5 mm², Tube
33882 | 1885010000 | LSF-SMT 7.62/08/135 1.5SN BK TU | Printed circuit board terminals, 7.62 mm, Number of poles: 8, 135°, Solder pin length (l): 1.5 mm, black, PUSH IN with actuator, Clamping range, max. : 1.5 mm², Tube
33883 | 1885110000 | LSF-SMT 5.08/11/135 3.5SN BK TU | Printed circuit board terminals, 5.08 mm, Number of poles: 11, 135°, Solder pin length (l): 3.5 mm, black, PUSH IN with actuator, Clamping range, max. : 1.5 mm², Tube
33884 | 1885120000 | LSF-SMT 5.08/12/135 3.5SN BK TU | Printed circuit board terminals, 5.08 mm, Number of poles: 12, 135°, Solder pin length (l): 3.5 mm, black, PUSH IN with actuator, Clamping range, max. : 1.5 mm², Tube
33885 | 1885150000 | LSF-SMT 5.08/15/135 3.5SN BK TU | Printed circuit board terminals, 5.08 mm, Number of poles: 15, 135°, Solder pin length (l): 3.5 mm, black, PUSH IN with actuator, Clamping range, max. : 1.5 mm², Tube
33886 | 1885310000 | LSF-SMT 3.50/15/135 1.5SN BK TU | Printed circuit board terminals, 3.50 mm, Number of poles: 15, 135°, Solder pin length (l): 1.5 mm, black, PUSH IN with actuator, Clamping range, max. : 1.5 mm², Tube
33887 | 1885320000 | LSF-SMT 3.50/16/135 1.5SN BK TU | Printed circuit board terminals, 3.50 mm, Number of poles: 16, 135°, Solder pin length (l): 1.5 mm, black, PUSH IN with actuator, Clamping range, max. : 1.5 mm², Tube
33888 | 1885330000 | LSF-SMT 3.50/17/135 1.5SN BK TU | Printed circuit board terminals, 3.50 mm, Number of poles: 17, 135°, Solder pin length (l): 1.5 mm, black, PUSH IN with actuator, Clamping range, max. : 1.5 mm², Tube
33889 | 1885340000 | LSF-SMT 3.50/18/135 1.5SN BK TU | Printed circuit board terminals, 3.50 mm, Number of poles: 18, 135°, Solder pin length (l): 1.5 mm, black, PUSH IN with actuator, Clamping range, max. : 1.5 mm², Tube
33890 | 1885350000 | LSF-SMT 3.50/19/135 1.5SN BK TU | Printed circuit board terminals, 3.50 mm, Number of poles: 19, 135°, Solder pin length (l): 1.5 mm, black, PUSH IN with actuator, Clamping range, max. : 1.5 mm², Tube
33891 | 1885360000 | LSF-SMT 3.50/20/135 1.5SN BK TU | Printed circuit board terminals, 3.50 mm, Number of poles: 20, 135°, Solder pin length (l): 1.5 mm, black, PUSH IN with actuator, Clamping range, max. : 1.5 mm², Tube
33892 | 1885370000 | LSF-SMT 3.50/21/135 1.5SN BK TU | Printed circuit board terminals, 3.50 mm, Number of poles: 21, 135°, Solder pin length (l): 1.5 mm, black, PUSH IN with actuator, Clamping range, max. : 1.5 mm², Tube
33893 | 1885390000 | LSF-SMT 3.50/23/135 1.5SN BK TU | Printed circuit board terminals, 3.50 mm, Number of poles: 23, 135°, Solder pin length (l): 1.5 mm, black, PUSH IN with actuator, Clamping range, max. : 1.5 mm², Tube
33894 | 1885400000 | LSF-SMT 3.50/24/135 1.5SN BK TU | Printed circuit board terminals, 3.50 mm, Number of poles: 24, 135°, Solder pin length (l): 1.5 mm, black, PUSH IN with actuator, Clamping range, max. : 1.5 mm², Tube
33895 | 1885540000 | LSF-SMT 3.81/14/135 1.5SN BK TU | Printed circuit board terminals, 3.81 mm, Number of poles: 14, 135°, Solder pin length (l): 1.5 mm, black, PUSH IN with actuator, Clamping range, max. : 1.5 mm², Tube
33896 | 1885550000 | LSF-SMT 3.81/15/135 1.5SN BK TU | Printed circuit board terminals, 3.81 mm, Number of poles: 15, 135°, Solder pin length (l): 1.5 mm, black, PUSH IN with actuator, Clamping range, max. : 1.5 mm², Tube
33897 | 1885560000 | LSF-SMT 3.81/16/135 1.5SN BK TU | Printed circuit board terminals, 3.81 mm, Number of poles: 16, 135°, Solder pin length (l): 1.5 mm, black, PUSH IN with actuator, Clamping range, max. : 1.5 mm², Tube
33898 | 1885580000 | LSF-SMT 3.81/18/135 1.5SN BK TU | Printed circuit board terminals, 3.81 mm, Number of poles: 18, 135°, Solder pin length (l): 1.5 mm, black, PUSH IN with actuator, Clamping range, max. : 1.5 mm², Tube
33899 | 1885590000 | LSF-SMT 3.81/19/135 1.5SN BK TU | Printed circuit board terminals, 3.81 mm, Number of poles: 19, 135°, Solder pin length (l): 1.5 mm, black, PUSH IN with actuator, Clamping range, max. : 1.5 mm², Tube
33900 | 1885600000 | LSF-SMT 3.81/20/135 1.5SN BK TU | Printed circuit board terminals, 3.81 mm, Number of poles: 20, 135°, Solder pin length (l): 1.5 mm, black, PUSH IN with actuator, Clamping range, max. : 1.5 mm², Tube
33901 | 1885610000 | LSF-SMT 3.81/21/135 1.5SN BK TU | Printed circuit board terminals, 3.81 mm, Number of poles: 21, 135°, Solder pin length (l): 1.5 mm, black, PUSH IN with actuator, Clamping range, max. : 1.5 mm², Tube
33902 | 1885620000 | LSF-SMT 3.81/22/135 1.5SN BK TU | Printed circuit board terminals, 3.81 mm, Number of poles: 22, 135°, Solder pin length (l): 1.5 mm, black, PUSH IN with actuator, Clamping range, max. : 1.5 mm², Tube
33903 | 1885630000 | LSF-SMT 3.81/23/135 1.5SN BK TU | Printed circuit board terminals, 3.81 mm, Number of poles: 23, 135°, Solder pin length (l): 1.5 mm, black, PUSH IN with actuator, Clamping range, max. : 1.5 mm², Tube
33904 | 1885640000 | LSF-SMT 3.81/24/135 1.5SN BK TU | Printed circuit board terminals, 3.81 mm, Number of poles: 24, 135°, Solder pin length (l): 1.5 mm, black, PUSH IN with actuator, Clamping range, max. : 1.5 mm², Tube
33905 | 1885720000 | LSF-SMT 3.50/09/135 3.5SN BK TU | Printed circuit board terminals, 3.50 mm, Number of poles: 9, 135°, Solder pin length (l): 3.5 mm, black, PUSH IN with actuator, Clamping range, max. : 1.5 mm², Tube
33906 | 1885780000 | LSF-SMT 3.50/15/135 3.5SN BK TU | Printed circuit board terminals, 3.50 mm, Number of poles: 15, 135°, Solder pin length (l): 3.5 mm, black, PUSH IN with actuator, Clamping range, max. : 1.5 mm², Tube
33907 | 1885800000 | LSF-SMT 3.50/17/135 3.5SN BK TU | Printed circuit board terminals, 3.50 mm, Number of poles: 17, 135°, Solder pin length (l): 3.5 mm, black, PUSH IN with actuator, Clamping range, max. : 1.5 mm², Tube
33908 | 1885810000 | LSF-SMT 3.50/18/135 3.5SN BK TU | Printed circuit board terminals, 3.50 mm, Number of poles: 18, 135°, Solder pin length (l): 3.5 mm, black, PUSH IN with actuator, Clamping range, max. : 1.5 mm², Tube
33909 | 1885820000 | LSF-SMT 3.50/19/135 3.5SN BK TU | Printed circuit board terminals, 3.50 mm, Number of poles: 19, 135°, Solder pin length (l): 3.5 mm, black, PUSH IN with actuator, Clamping range, max. : 1.5 mm², Tube
33910 | 1885830000 | LSF-SMT 3.50/20/135 3.5SN BK TU | Printed circuit board terminals, 3.50 mm, Number of poles: 20, 135°, Solder pin length (l): 3.5 mm, black, PUSH IN with actuator, Clamping range, max. : 1.5 mm², Tube
33911 | 1885840000 | LSF-SMT 3.50/21/135 3.5SN BK TU | Printed circuit board terminals, 3.50 mm, Number of poles: 21, 135°, Solder pin length (l): 3.5 mm, black, PUSH IN with actuator, Clamping range, max. : 1.5 mm², Tube
33912 | 1885860000 | LSF-SMT 3.50/23/135 3.5SN BK TU | Printed circuit board terminals, 3.50 mm, Number of poles: 23, 135°, Solder pin length (l): 3.5 mm, black, PUSH IN with actuator, Clamping range, max. : 1.5 mm², Tube
33913 | 1885870000 | LSF-SMT 3.50/24/135 3.5SN BK TU | Printed circuit board terminals, 3.50 mm, Number of poles: 24, 135°, Solder pin length (l): 3.5 mm, black, PUSH IN with actuator, Clamping range, max. : 1.5 mm², Tube
33914 | 1886000000 | LSF-SMT 3.81/14/135 3.5SN BK TU | Printed circuit board terminals, 3.81 mm, Number of poles: 14, 135°, Solder pin length (l): 3.5 mm, black, PUSH IN with actuator, Clamping range, max. : 1.5 mm², Tube
33915 | 1886010000 | LSF-SMT 3.81/15/135 3.5SN BK TU | Printed circuit board terminals, 3.81 mm, Number of poles: 15, 135°, Solder pin length (l): 3.5 mm, black, PUSH IN with actuator, Clamping range, max. : 1.5 mm², Tube
33916 | 1886020000 | LSF-SMT 3.81/16/135 3.5SN BK TU | Printed circuit board terminals, 3.81 mm, Number of poles: 16, 135°, Solder pin length (l): 3.5 mm, black, PUSH IN with actuator, Clamping range, max. : 1.5 mm², Tube
33917 | 1886030000 | LSF-SMT 3.81/17/135 3.5SN BK TU | Printed circuit board terminals, 3.81 mm, Number of poles: 17, 135°, Solder pin length (l): 3.5 mm, black, PUSH IN with actuator, Clamping range, max. : 1.5 mm², Tube
33918 | 1886040000 | LSF-SMT 3.81/18/135 3.5SN BK TU | Printed circuit board terminals, 3.81 mm, Number of poles: 18, 135°, Solder pin length (l): 3.5 mm, black, PUSH IN with actuator, Clamping range, max. : 1.5 mm², Tube
33919 | 1886050000 | LSF-SMT 3.81/19/135 3.5SN BK TU | Printed circuit board terminals, 3.81 mm, Number of poles: 19, 135°, Solder pin length (l): 3.5 mm, black, PUSH IN with actuator, Clamping range, max. : 1.5 mm², Tube
33920 | 1886060000 | LSF-SMT 3.81/20/135 3.5SN BK TU | Printed circuit board terminals, 3.81 mm, Number of poles: 20, 135°, Solder pin length (l): 3.5 mm, black, PUSH IN with actuator, Clamping range, max. : 1.5 mm², Tube
33921 | 1886070000 | LSF-SMT 3.81/21/135 3.5SN BK TU | Printed circuit board terminals, 3.81 mm, Number of poles: 21, 135°, Solder pin length (l): 3.5 mm, black, PUSH IN with actuator, Clamping range, max. : 1.5 mm², Tube
33922 | 1886080000 | LSF-SMT 3.81/22/135 3.5SN BK TU | Printed circuit board terminals, 3.81 mm, Number of poles: 22, 135°, Solder pin length (l): 3.5 mm, black, PUSH IN with actuator, Clamping range, max. : 1.5 mm², Tube
33923 | 1886090000 | LSF-SMT 3.81/23/135 3.5SN BK TU | Printed circuit board terminals, 3.81 mm, Number of poles: 23, 135°, Solder pin length (l): 3.5 mm, black, PUSH IN with actuator, Clamping range, max. : 1.5 mm², Tube
33924 | 1886100000 | LSF-SMT 3.81/24/135 3.5SN BK TU | Printed circuit board terminals, 3.81 mm, Number of poles: 24, 135°, Solder pin length (l): 3.5 mm, black, PUSH IN with actuator, Clamping range, max. : 1.5 mm², Tube
33925 | 1886170000 | LSF-SMT 7.50/08/135 3.5SN BK TU | Printed circuit board terminals, 7.50 mm, Number of poles: 8, 135°, Solder pin length (l): 3.5 mm, black, PUSH IN with actuator, Clamping range, max. : 1.5 mm², Tube
33926 | 1886240000 | LSF-SMT 7.62/08/135 3.5SN BK TU | Printed circuit board terminals, 7.62 mm, Number of poles: 8, 135°, Solder pin length (l): 3.5 mm, black, PUSH IN with actuator, Clamping range, max. : 1.5 mm², Tube
33927 | 1887120000 | LSF-SMT 7.62/03/135 1.5SN BK RL | Printed circuit board terminals, 7.62 mm, Number of poles: 3, 135°, Solder pin length (l): 1.5 mm, black, PUSH IN with actuator, Clamping range, max. : 1.5 mm², Tape
33928 | 1887140000 | LSF-SMT 7.62/05/135 1.5SN BK RL | Printed circuit board terminals, 7.62 mm, Number of poles: 5, 135°, Solder pin length (l): 1.5 mm, black, PUSH IN with actuator, Clamping range, max. : 1.5 mm², Tape
33929 | 1887150000 | LSF-SMT 7.62/06/135 1.5SN BK RL | Printed circuit board terminals, 7.62 mm, Number of poles: 6, 135°, Solder pin length (l): 1.5 mm, black, PUSH IN with actuator, Clamping range, max. : 1.5 mm², Tape
33930 | 1887170000 | LSF-SMT 7.62/03/135 3.5SN BK RL | Printed circuit board terminals, 7.62 mm, Number of poles: 3, 135°, Solder pin length (l): 3.5 mm, black, PUSH IN with actuator, Clamping range, max. : 1.5 mm², Tape
33931 | 1887180000 | LSF-SMT 7.62/04/135 3.5SN BK RL | Printed circuit board terminals, 7.62 mm, Number of poles: 4, 135°, Solder pin length (l): 3.5 mm, black, PUSH IN with actuator, Clamping range, max. : 1.5 mm², Tape
33932 | 1887190000 | LSF-SMT 7.62/05/135 3.5SN BK RL | Printed circuit board terminals, 7.62 mm, Number of poles: 5, 135°, Solder pin length (l): 3.5 mm, black, PUSH IN with actuator, Clamping range, max. : 1.5 mm², Tape
33933 | 1887200000 | LSF-SMT 7.62/06/135 3.5SN BK RL | Printed circuit board terminals, 7.62 mm, Number of poles: 6, 135°, Solder pin length (l): 3.5 mm, black, PUSH IN with actuator, Clamping range, max. : 1.5 mm², Tape
33934 | 1887520000 | LSF-SMT 3.50/11/135 3.5SN BK RL | Printed circuit board terminals, 3.50 mm, Number of poles: 11, 135°, Solder pin length (l): 3.5 mm, black, PUSH IN with actuator, Clamping range, max. : 1.5 mm², Tape
33935 | 1887530000 | LSF-SMT 3.50/12/135 3.5SN BK RL | Printed circuit board terminals, 3.50 mm, Number of poles: 12, 135°, Solder pin length (l): 3.5 mm, black, PUSH IN with actuator, Clamping range, max. : 1.5 mm², Tape
33936 | 1887670000 | LSF-SMT 3.50/09/135 1.5SN BK RL | Printed circuit board terminals, 3.50 mm, Number of poles: 9, 135°, Solder pin length (l): 1.5 mm, black, PUSH IN with actuator, Clamping range, max. : 1.5 mm², Tape
33937 | 1887690000 | LSF-SMT 3.50/11/135 1.5SN BK RL | Printed circuit board terminals, 3.50 mm, Number of poles: 11, 135°, Solder pin length (l): 1.5 mm, black, PUSH IN with actuator, Clamping range, max. : 1.5 mm², Tape
33938 | 1888400000 | LSF-SMT 3.81/07/135 3.5SN BK RL | Printed circuit board terminals, 3.81 mm, Number of poles: 7, 135°, Solder pin length (l): 3.5 mm, black, PUSH IN with actuator, Clamping range, max. : 1.5 mm², Tape
33939 | 1888410000 | LSF-SMT 3.81/08/135 3.5SN BK RL | Printed circuit board terminals, 3.81 mm, Number of poles: 8, 135°, Solder pin length (l): 3.5 mm, black, PUSH IN with actuator, Clamping range, max. : 1.5 mm², Tape
33940 | 1888420000 | LSF-SMT 3.81/09/135 3.5SN BK RL | Printed circuit board terminals, 3.81 mm, Number of poles: 9, 135°, Solder pin length (l): 3.5 mm, black, PUSH IN with actuator, Clamping range, max. : 1.5 mm², Tape
33941 | 1888500000 | LSF-SMT 3.81/07/135 1.5SN BK RL | Printed circuit board terminals, 3.81 mm, Number of poles: 7, 135°, Solder pin length (l): 1.5 mm, black, PUSH IN with actuator, Clamping range, max. : 1.5 mm², Tape
33942 | 1888510000 | LSF-SMT 3.81/08/135 1.5SN BK RL | Printed circuit board terminals, 3.81 mm, Number of poles: 8, 135°, Solder pin length (l): 1.5 mm, black, PUSH IN with actuator, Clamping range, max. : 1.5 mm², Tape
33943 | 1888520000 | LSF-SMT 3.81/09/135 1.5SN BK RL | Printed circuit board terminals, 3.81 mm, Number of poles: 9, 135°, Solder pin length (l): 1.5 mm, black, PUSH IN with actuator, Clamping range, max. : 1.5 mm², Tape
33944 | 1888530000 | LSF-SMT 3.81/10/135 1.5SN BK RL | Printed circuit board terminals, 3.81 mm, Number of poles: 10, 135°, Solder pin length (l): 1.5 mm, black, PUSH IN with actuator, Clamping range, max. : 1.5 mm², Tape
33945 | 1888540000 | LSF-SMT 3.81/11/135 1.5SN BK RL | Printed circuit board terminals, 3.81 mm, Number of poles: 11, 135°, Solder pin length (l): 1.5 mm, black, PUSH IN with actuator, Clamping range, max. : 1.5 mm², Tape
33946 | 1888620000 | LSF-SMT 5.00/07/135 1.5SN BK RL | Printed circuit board terminals, 5.00 mm, Number of poles: 7, 135°, Solder pin length (l): 1.5 mm, black, PUSH IN with actuator, Clamping range, max. : 1.5 mm², Tape
33947 | 1888690000 | LSF-SMT 5.00/07/135 3.5SN BK RL | Printed circuit board terminals, 5.00 mm, Number of poles: 7, 135°, Solder pin length (l): 3.5 mm, black, PUSH IN with actuator, Clamping range, max. : 1.5 mm², Tape
33948 | 1888700000 | LSF-SMT 5.00/08/135 3.5SN BK RL | Printed circuit board terminals, 5.00 mm, Number of poles: 8, 135°, Solder pin length (l): 3.5 mm, black, PUSH IN with actuator, Clamping range, max. : 1.5 mm², Tape
33949 | 1888760000 | LSF-SMT 5.08/07/135 1.5SN BK RL | Printed circuit board terminals, 5.08 mm, Number of poles: 7, 135°, Solder pin length (l): 1.5 mm, black, PUSH IN with actuator, Clamping range, max. : 1.5 mm², Tape
33950 | 1888770000 | LSF-SMT 5.08/08/135 1.5SN BK RL | Printed circuit board terminals, 5.08 mm, Number of poles: 8, 135°, Solder pin length (l): 1.5 mm, black, PUSH IN with actuator, Clamping range, max. : 1.5 mm², Tape
33951 | 1888830000 | LSF-SMT 5.08/05/135 3.5SN BK RL | Printed circuit board terminals, 5.08 mm, Number of poles: 5, 135°, Solder pin length (l): 3.5 mm, black, PUSH IN with actuator, Clamping range, max. : 1.5 mm², Tape
33952 | 1888840000 | LSF-SMT 5.08/06/135 3.5SN BK RL | Printed circuit board terminals, 5.08 mm, Number of poles: 6, 135°, Solder pin length (l): 3.5 mm, black, PUSH IN with actuator, Clamping range, max. : 1.5 mm², Tape
33953 | 1888870000 | LSF-SMT 5.08/07/135 3.5SN BK RL | Printed circuit board terminals, 5.08 mm, Number of poles: 7, 135°, Solder pin length (l): 3.5 mm, black, PUSH IN with actuator, Clamping range, max. : 1.5 mm², Tape
33954 | 1888880000 | LSF-SMT 5.08/08/135 3.5SN BK RL | Printed circuit board terminals, 5.08 mm, Number of poles: 8, 135°, Solder pin length (l): 3.5 mm, black, PUSH IN with actuator, Clamping range, max. : 1.5 mm², Tape
33955 | 1888890000 | LSF-SMT 7.50/02/135 1.5SN BK RL | Printed circuit board terminals, 7.50 mm, Number of poles: 2, 135°, Solder pin length (l): 1.5 mm, black, PUSH IN with actuator, Clamping range, max. : 1.5 mm², Tape
33956 | 1888910000 | LSF-SMT 7.50/03/135 1.5SN BK RL | Printed circuit board terminals, 7.50 mm, Number of poles: 3, 135°, Solder pin length (l): 1.5 mm, black, PUSH IN with actuator, Clamping range, max. : 1.5 mm², Tape
33957 | 1888930000 | LSF-SMT 7.50/04/135 1.5SN BK RL | Printed circuit board terminals, 7.50 mm, Number of poles: 4, 135°, Solder pin length (l): 1.5 mm, black, PUSH IN with actuator, Clamping range, max. : 1.5 mm², Tape
33958 | 1888950000 | LSF-SMT 7.50/06/135 1.5SN BK RL | Printed circuit board terminals, 7.50 mm, Number of poles: 6, 135°, Solder pin length (l): 1.5 mm, black, PUSH IN with actuator, Clamping range, max. : 1.5 mm², Tape
33959 | 1889020000 | LSF-SMT 7.50/05/135 3.5SN BK RL | Printed circuit board terminals, 7.50 mm, Number of poles: 5, 135°, Solder pin length (l): 3.5 mm, black, PUSH IN with actuator, Clamping range, max. : 1.5 mm², Tape
33960 | 1906633000 | SAIL-M8BW-4S30U | Sensor/actuator line, One end without connector, M8, Number of poles : 4, 30 m, Socket, angled, Shielded: Yes, LED: No, Sheath material: PUR, Halogen: No
33961 | 1936340000 | SL-SMT 3.50/10/180LF 1.5SN BK RL | PCB plug-in connector, male header, Solder flange, THT/THR solder connection, 3.50 mm, Number of poles: 10, 180°, Solder pin length (l): 1.5 mm, tinned, black, Tape
33962 | 1944820000 | SL-SMT 3.50/12/90LF 1.5SN BK RL | PCB plug-in connector, male header, Solder flange, THT/THR solder connection, 3.50 mm, Number of poles: 12, 90°, Solder pin length (l): 1.5 mm, tinned, black, Tape
33963 | 1987450000 | HDC FLDG 04A IP68 | Accessories, Enclosures accessories, Protection degree: Design of housing: Clamp version: Design: Approvals :
33964 | 1987460000 | HDC DG 04A IP68 | Accessories, Enclosures accessories, Protection degree: Design of housing: Clamp version: Design: Approvals :
33965 | 1987470000 | HDC FLDG 04A AW IP68 | Accessories, Enclosures accessories, Protection degree: Design of housing: Clamp version: Design: Approvals :
33966 | 1987480000 | HDC FLDG 06B IP68 | Accessories, Enclosures accessories, Protection degree: Design of housing: Clamp version: Design: Approvals :
33967 | 1987490000 | HDC DG 06B IP68 | Accessories, Enclosures accessories, Protection degree: Design of housing: Clamp version: Design: Approvals :
33968 | 1987500000 | HDC FLDG 10B IP68 | Accessories, Enclosures accessories, Protection degree: Design of housing: Clamp version: Design: Approvals :
33969 | 1987510000 | HDC DG 10B IP68 | Accessories, Enclosures accessories, Protection degree: Design of housing: Clamp version: Design: Approvals :
33970 | 1987520000 | HDC FLDG 16B IP68 | Accessories, Enclosures accessories, Protection degree: Design of housing: Clamp version: Design: Approvals :
33971 | 1987530000 | HDC DG 16B IP68 | Accessories, Enclosures accessories, Protection degree: Design of housing: Clamp version: Design: Approvals :
33972 | 1987540000 | HDC FLDG 24B IP68 | Accessories, Enclosures accessories, Protection degree: Design of housing: Clamp version: Design: Approvals :
33973 | 1987550000 | HDC FLDG 24B XXL IP68 | Accessories, Enclosures accessories, Protection degree: Design of housing: Clamp version: Design: Approvals :
33974 | 1987570000 | HDC DG 24B XXL IP68 | Accessories, Enclosures accessories, Protection degree: Design of housing: Clamp version: Design: Approvals :
33975 | 2470910000 | KEBI FS 302015 S2B0 | Klippon EBi FS (Essential Box industrial - Fixing Screw), Empty enclosure, stainless steel enclosure, Height: 300 mm, Width: 200 mm, Depth: 150 mm, Material: Stainless steel 1.4301 (304), Brushed, silver
33976 | 2470920000 | KEBI FS 303015 S2B0 | Klippon EBi FS (Essential Box industrial - Fixing Screw), Empty enclosure, stainless steel enclosure, Height: 300 mm, Width: 300 mm, Depth: 150 mm, Material: Stainless steel 1.4301 (304), Brushed, silver
33977 | 2470930000 | KEBI FS 303022 S2B0 | Klippon EBi FS (Essential Box industrial - Fixing Screw), Empty enclosure, stainless steel enclosure, Height: 300 mm, Width: 300 mm, Depth: 220 mm, Material: Stainless steel 1.4301 (304), Brushed, silver
33978 | 2470940000 | KEBI FS 403015 S2B0 | Klippon EBi FS (Essential Box industrial - Fixing Screw), Empty enclosure, stainless steel enclosure, Height: 400 mm, Width: 300 mm, Depth: 150 mm, Material: Stainless steel 1.4301 (304), Brushed, silver
33979 | 2470950000 | KEBI FS 403022 S2B0 | Klippon EBi FS (Essential Box industrial - Fixing Screw), Empty enclosure, stainless steel enclosure, Height: 400 mm, Width: 300 mm, Depth: 220 mm, Material: Stainless steel 1.4301 (304), Brushed, silver
33980 | 2470960000 | KEBI FS 404022 S2B0 | Klippon EBi FS (Essential Box industrial - Fixing Screw), Empty enclosure, stainless steel enclosure, Height: 400 mm, Width: 400 mm, Depth: 220 mm, Material: Stainless steel 1.4301 (304), Brushed, silver
33981 | 2470970000 | KEBI FS 504022 S2B0 | Klippon EBi FS (Essential Box industrial - Fixing Screw), Empty enclosure, stainless steel enclosure, Height: 500 mm, Width: 400 mm, Depth: 220 mm, Material: Stainless steel 1.4301 (304), Brushed, silver
33982 | 2470980000 | KEBI FS 505022 S2B0 | Klippon EBi FS (Essential Box industrial - Fixing Screw), Empty enclosure, stainless steel enclosure, Height: 500 mm, Width: 500 mm, Depth: 220 mm, Material: Stainless steel 1.4301 (304), Brushed, silver
33983 | 2470990000 | KEBI FS 604022 S2B0 | Klippon EBi FS (Essential Box industrial - Fixing Screw), Empty enclosure, stainless steel enclosure, Height: 600 mm, Width: 400 mm, Depth: 220 mm, Material: Stainless steel 1.4301 (304), Brushed, silver
33984 | 2471000000 | KEBI FS 606022 S2B0 | Klippon EBi FS (Essential Box industrial - Fixing Screw), Empty enclosure, stainless steel enclosure, Height: 600 mm, Width: 600 mm, Depth: 220 mm, Material: Stainless steel 1.4301 (304), Brushed, silver
33985 | 2471010000 | KEBI FS 806022 S2B0 | Klippon EBi FS (Essential Box industrial - Fixing Screw), Empty enclosure, stainless steel enclosure, Height: 800 mm, Width: 600 mm, Depth: 220 mm, Material: Stainless steel 1.4301 (304), Brushed, silver
33986 | 2471020000 | KEBI FS 302015 S2B1 | Klippon EBi FS (Essential Box industrial - Fixing Screw), Empty enclosure, stainless steel enclosure, Height: 300 mm, Width: 200 mm, Depth: 150 mm, Gland plates: Bottom, Material: Stainless steel 1.4301 (304), Brushed, silver
33987 | 2471030000 | KEBI FS 303015 S2B1 | Klippon EBi FS (Essential Box industrial - Fixing Screw), Empty enclosure, stainless steel enclosure, Height: 300 mm, Width: 300 mm, Depth: 150 mm, Gland plates: Bottom, Material: Stainless steel 1.4301 (304), Brushed, silver
33988 | 2471040000 | KEBI FS 303022 S2B1 | Klippon EBi FS (Essential Box industrial - Fixing Screw), Empty enclosure, stainless steel enclosure, Height: 300 mm, Width: 300 mm, Depth: 220 mm, Gland plates: Bottom, Material: Stainless steel 1.4301 (304), Brushed, silver
33989 | 2471050000 | KEBI FS 403015 S2B1 | Klippon EBi FS (Essential Box industrial - Fixing Screw), Empty enclosure, stainless steel enclosure, Height: 400 mm, Width: 300 mm, Depth: 150 mm, Gland plates: Bottom, Material: Stainless steel 1.4301 (304), Brushed, silver
33990 | 2471060000 | KEBI FS 403022 S2B1 | Klippon EBi FS (Essential Box industrial - Fixing Screw), Empty enclosure, stainless steel enclosure, Height: 400 mm, Width: 300 mm, Depth: 220 mm, Gland plates: Bottom, Material: Stainless steel 1.4301 (304), Brushed, silver
33991 | 2471070000 | KEBI FS 404022 S2B1 | Klippon EBi FS (Essential Box industrial - Fixing Screw), Empty enclosure, stainless steel enclosure, Height: 400 mm, Width: 400 mm, Depth: 220 mm, Gland plates: Bottom, Material: Stainless steel 1.4301 (304), Brushed, silver
33992 | 2471080000 | KEBI FS 504022 S2B1 | Klippon EBi FS (Essential Box industrial - Fixing Screw), Empty enclosure, stainless steel enclosure, Height: 500 mm, Width: 400 mm, Depth: 220 mm, Gland plates: Bottom, Material: Stainless steel 1.4301 (304), Brushed, silver
33993 | 2471090000 | KEBI FS 505022 S2B1 | Klippon EBi FS (Essential Box industrial - Fixing Screw), Empty enclosure, stainless steel enclosure, Height: 500 mm, Width: 500 mm, Depth: 220 mm, Gland plates: Bottom, Material: Stainless steel 1.4301 (304), Brushed, silver
33994 | 2471100000 | KEBI FS 604022 S2B1 | Klippon EBi FS (Essential Box industrial - Fixing Screw), Empty enclosure, stainless steel enclosure, Height: 600 mm, Width: 400 mm, Depth: 220 mm, Gland plates: Bottom, Material: Stainless steel 1.4301 (304), Brushed, silver
33995 | 2471110000 | KEBI FS 606022 S2B1 | Klippon EBi FS (Essential Box industrial - Fixing Screw), Empty enclosure, stainless steel enclosure, Height: 600 mm, Width: 600 mm, Depth: 220 mm, Gland plates: Bottom, Material: Stainless steel 1.4301 (304), Brushed, silver
33996 | 2471120000 | KEBI FS 806022 S2B1 | Klippon EBi FS (Essential Box industrial - Fixing Screw), Empty enclosure, stainless steel enclosure, Height: 800 mm, Width: 600 mm, Depth: 220 mm, Gland plates: Bottom, Material: Stainless steel 1.4301 (304), Brushed, silver
33997 | 2514840000 | HDC MHP200 F 50 | Female, silver, 50 mm²
33998 | 2534550000 | HDC LL 06B N | Heavy-duty connectors, Accessories, Locking lever
33999 | 2535150000 | HDC LL 10B N | Heavy-duty connectors, Accessories, Locking lever
34000 | 2561430000 | P BAG SET 1 | Tools, Accessories
34001 | 2630490000 | SVFL 7.62HP/05/180MF5 SN BK BX | PCB plug-in connector, male plug, 7.62 mm, Number of poles: 5, 180°, PUSH IN with actuator, Clamping range, max. : 6 mm², Box
34002 | 2630480000 | SVFL 7.62HP/05/180MF4 SN BK BX | PCB plug-in connector, male plug, 7.62 mm, Number of poles: 5, 180°, PUSH IN with actuator, Clamping range, max. : 6 mm², Box
34003 | 2630460000 | SVFL 7.62HP/05/180MF3 SN BK BX | PCB plug-in connector, male plug, 7.62 mm, Number of poles: 5, 180°, PUSH IN with actuator, Clamping range, max. : 6 mm², Box
34004 | 2630440000 | SVFL 7.62HP/05/180MF2 SN BK BX | PCB plug-in connector, male plug, 7.62 mm, Number of poles: 5, 180°, PUSH IN with actuator, Clamping range, max. : 6 mm², Box
34005 | 2562070000 | WFS 4 10-36V | W-Series, Fuse terminal, Rated cross-section: 4 mm², Screw connection
34006 | 2562060000 | WFS 4 10-36V DB | W-Series, Fuse terminal, Rated cross-section: 4 mm², Screw connection
34007 | 2562050000 | WFS 4 DB | W-Series, Fuse terminal, Rated cross-section: 4 mm², Screw connection
34008 | 2561990000 | WFS 4 30-70V | W-Series, Fuse terminal, Rated cross-section: 4 mm², Screw connection
34009 | 2561980000 | WFS 4 30-70V DB | W-Series, Fuse terminal, Rated cross-section: 4 mm², Screw connection
34010 | 2561970000 | WFS 4 60-150V | W-Series, Fuse terminal, Rated cross-section: 4 mm², Screw connection
34011 | 2561950000 | WFS 4 100-250V DB | W-Series, Fuse terminal, Rated cross-section: 4 mm², Screw connection
34012 | 2561940000 | WFS 4 60-150V DB | W-Series, Fuse terminal, Rated cross-section: 4 mm², Screw connection
34013 | 1463540000 | TIAL F10 | TERMSERIES, Adapter, 10-pole plug according to DIN EN 60603-13, long locking lever, Number of signal paths: 8, Rated voltage : 24 V DC, Rated current (per signal path): 125 mA
34014 | 1463530000 | TIA SUBD 15S | TERMSERIES, Adapter, Sub-D, 15-pole, DIN 41652 / IEC 60807, Number of signal paths: 8, Rated voltage : 24 V DC, Rated current (per signal path): 125 mA
34015 | 2630470000 | SVFL 7.62HP/04/180MF4 SN BK BX | PCB plug-in connector, male plug, 7.62 mm, Number of poles: 4, 180°, PUSH IN with actuator, Clamping range, max. : 6 mm², Box
34016 | 2630450000 | SVFL 7.62HP/03/180MF3 SN BK BX | PCB plug-in connector, male plug, 7.62 mm, Number of poles: 3, 180°, PUSH IN with actuator, Clamping range, max. : 6 mm², Box
34017 | 2630430000 | SVFL 7.62HP/04/180MF2 SN BK BX | PCB plug-in connector, male plug, 7.62 mm, Number of poles: 4, 180°, PUSH IN with actuator, Clamping range, max. : 6 mm², Box
34018 | 2630420000 | SVFL 7.62HP/03/180MF2 SN BK BX | PCB plug-in connector, male plug, 7.62 mm, Number of poles: 3, 180°, PUSH IN with actuator, Clamping range, max. : 6 mm², Box
34019 | 2630400000 | SVF 7.62HP/05/180MF5 SN BK BX | PCB plug-in connector, male plug, 7.62 mm, Number of poles: 5, 180°, PUSH IN with actuator, Tension-clamp connection, Clamping range, max. : 10 mm², Box
34020 | 2630260000 | SVFL 7.62HP/02/180MF2 SN BK BX | PCB plug-in connector, male plug, 7.62 mm, Number of poles: 2, 180°, PUSH IN with actuator, Clamping range, max. : 6 mm², Box
34021 | 2630250000 | SU 10.16IT/04/270MSF4 3.5AG BK BX | PCB plug-in connector, male header, 10.16 mm, Number of poles: 4, Solder pin length (l): 3.5 mm, black
34022 | 2630240000 | SU 10.16IT/04/270MSF3 3.5AG BK BX SO | PCB plug-in connector, male header, 10.16 mm, Number of poles: 4, Solder pin length (l): 3.5 mm, black
34023 | 2630230000 | SU 10.16IT/03/270MSF3 3.5AG BK BX | PCB plug-in connector, male header, 10.16 mm, Number of poles: 3, Solder pin length (l): 3.5 mm, black
34024 | 2630220000 | SU 10.16IT/04/270MSF2 3.5AG BK BX | PCB plug-in connector, male header, 10.16 mm, Number of poles: 4, Solder pin length (l): 3.5 mm, black
34025 | 2630210000 | SU 10.16IT/03/270MSF2 3.5AG BK BX | PCB plug-in connector, male header, 10.16 mm, Number of poles: 3, Solder pin length (l): 3.5 mm, black
34026 | 2630200000 | SU 10.16IT/02/270MSF2 3.5AG BK BX SO | PCB plug-in connector, male header, 10.16 mm, Number of poles: 2, Solder pin length (l): 3.5 mm, black
34027 | 2630190000 | SU 10.16IT/04/270MF3 3.5AG BK BX SO | PCB plug-in connector, male header, closed side, Middle flange, THT solder connection, 10.16 mm, Number of poles: 4, 270°, Solder pin length (l): 3.5 mm, black
34028 | 2630180000 | SU 10.16IT/04/90MSF4 3.5AG BK BX | PCB plug-in connector, male header, 10.16 mm, Number of poles: 4, Solder pin length (l): 3.5 mm, black
34029 | 2630170000 | SU 10.16IT/04/90MSF3 3.5AG BK BX SO | PCB plug-in connector, male header, 10.16 mm, Number of poles: 4, Solder pin length (l): 3.5 mm, black
34030 | 2630160000 | SU 10.16IT/03/90MSF3 3.5AG BK BX | PCB plug-in connector, male header, 10.16 mm, Number of poles: 3, Solder pin length (l): 3.5 mm, black
34031 | 2630150000 | SU 10.16IT/04/90MSF2 3.5AG BK BX | PCB plug-in connector, male header, 10.16 mm, Number of poles: 4, Solder pin length (l): 3.5 mm, black
34032 | 2630140000 | SU 10.16IT/03/90MSF2 3.5AG BK BX | PCB plug-in connector, male header, 10.16 mm, Number of poles: 3, Solder pin length (l): 3.5 mm, black
34033 | 2630130000 | SU 10.16IT/02/90MSF2 3.5AG BK BX SO | PCB plug-in connector, male header, 10.16 mm, Number of poles: 2, Solder pin length (l): 3.5 mm, black
34034 | 2738740000 | SL 5.08HC/03/180 3.2SN BK BX TB | PCB plug-in connector, male header, closed side, THT solder connection, 5.08 mm, Number of poles: 3, 180°, Solder pin length (l): 3.2 mm, tinned, black, Box
34035 | 2662670000 | PB-CON 160 S/02/90RFSF AG BK BX CO | PCB plug-in connector, female header, Cable gland, Pitch in mm (P): 42.50 mm, Number of poles: 2, 90°, Box
34036 | 2636090000 | HDC MHE 4X2 MP | Signal module
34037 | 2636080000 | HDC MHE 4X2 FP | Signal module
34038 | 2630120000 | BVZ 7.62IT/04/180MSF4 SN BK BX | PCB plug-in connector, female plug, 7.62 mm, Number of poles: 4, 180°, Clamping yoke connection, Clamping range, max. : 10 mm², Box
34039 | 2630110000 | BVZ 7.62IT/03/180MSF3 SN BK BX | PCB plug-in connector, female plug, 7.62 mm, Number of poles: 3, 180°, Clamping yoke connection, Clamping range, max. : 10 mm², Box
34040 | 2630100000 | BVZ 7.62IT/04/180MSF2 SN BK BX | PCB plug-in connector, female plug, 7.62 mm, Number of poles: 4, 180°, Clamping yoke connection, Clamping range, max. : 10 mm², Box
34041 | 2630090000 | BVZ 7.62IT/03/180MSF2 SN BK BX | PCB plug-in connector, female plug, 7.62 mm, Number of poles: 3, 180°, Clamping yoke connection, Clamping range, max. : 10 mm², Box
34042 | 2629720000 | BVZ 7.62IT/02/180MSF2 SN BK BX | PCB plug-in connector, female plug, 7.62 mm, Number of poles: 2, 180°, Clamping yoke connection, Clamping range, max. : 10 mm², Box
34043 | 2588270000 | IE-CDM-V14MRJSCP/VAPM-C II | POF media converter, FreeCon, IP65
34044 | 2455360000 | IE-CDR-V14MSCPOF/VAPM-C II | PROFINET POF Repeater, FreeCon, IP65
34045 | 2448840000 | IE-CD-V14SCRJ/VAPM24V-C | Junction box, FreeCon, Plug-in connector, SCRJ, Supply, IP65
34046 | 1990610000 | IE-CC-V14M-HYB-10P-FJ | Junction box, FreeCon, Hybrid, Module, IP65
34047 | 1990600000 | IE-CC-V14M-RJ45-FJ-P | Junction box, FreeCon, RJ45 module, IP65
34048 | 1324440000 | IE-CDM-V14MRJSCP/VAPM-C | POF media converter, FreeCon, IP65
34049 | 1312690100 | IE-C5IT4UG0100B2EB2E-X | Torsion cable, RJ45 IP 67 PushPull moulded V14 metal, RJ45 IP 67 PushPull moulded V14 metal, Cat.5 (ISO/IEC 11801) / Cat.5e (TIA T568-B), PUR, 10 m
34050 | 1312690070 | IE-C5IT4UG0070B2EB2E-X | Torsion cable, RJ45 IP 67 PushPull moulded V14 metal, RJ45 IP 67 PushPull moulded V14 metal, Cat.5 (ISO/IEC 11801) / Cat.5e (TIA T568-B), PUR, 7 m
34051 | 1312690030 | IE-C5IT4UG0030B2EB2E-X | Torsion cable, RJ45 IP 67 PushPull moulded V14 metal, RJ45 IP 67 PushPull moulded V14 metal, Cat.5 (ISO/IEC 11801) / Cat.5e (TIA T568-B), PUR, 3 m
34052 | 1312690020 | IE-C5IT4UG0020B2EB2E-X | Torsion cable, RJ45 IP 67 PushPull moulded V14 metal, RJ45 IP 67 PushPull moulded V14 metal, Cat.5 (ISO/IEC 11801) / Cat.5e (TIA T568-B), PUR, 2 m
34053 | 1312690010 | IE-C5IT4UG0010B2EB2E-X | Torsion cable, RJ45 IP 67 PushPull moulded V14 metal, RJ45 IP 67 PushPull moulded V14 metal, Cat.5 (ISO/IEC 11801) / Cat.5e (TIA T568-B), PUR, 1 m
34054 | 1312580000 | IE-CD-V14MHYB-Y-MA | Y-distributor, FreeCon, Hybrid, IP65
34055 | 1307610100 | IE-C5DD4UG0100B2EB2E-X | Dragline cable, PROFINET, RJ45 IP 67 PushPull moulded V14 metal, RJ45 IP 67 PushPull moulded V14 metal, Cat.5 (ISO/IEC 11801) / Cat.5e (TIA T568-B), PUR, 10 m
34056 | 1307610030 | IE-C5DD4UG0030B2EB2E-X | Dragline cable, PROFINET, RJ45 IP 67 PushPull moulded V14 metal, RJ45 IP 67 PushPull moulded V14 metal, Cat.5 (ISO/IEC 11801) / Cat.5e (TIA T568-B), PUR, 3 m
34057 | 1307610020 | IE-C5DD4UG0020B2EB2E-X | Dragline cable, PROFINET, RJ45 IP 67 PushPull moulded V14 metal, RJ45 IP 67 PushPull moulded V14 metal, Cat.5 (ISO/IEC 11801) / Cat.5e (TIA T568-B), PUR, 2 m
34058 | 1307610010 | IE-C5DD4UG0010B2EB2E-X | Dragline cable, PROFINET, RJ45 IP 67 PushPull moulded V14 metal, RJ45 IP 67 PushPull moulded V14 metal, Cat.5 (ISO/IEC 11801) / Cat.5e (TIA T568-B), PUR, 1 m
34059 | 1296710000 | IE-BHS-V14M-RJA-45 | Empty enclosure, Flange, angled
34060 | 1106040000 | IE-C5ES8UG0100P41P41-E | System cable, RJ45 IP 67 Baymo V01 plastic, RJ45 IP 67 Baymo V01 plastic, Cat.5 (ISO/IEC 11801) / Cat.5e (TIA T568-B), PUR, 10 m
34061 | 1106030000 | IE-C5ES8UG0050P41P41-E | System cable, RJ45 IP 67 Baymo V01 plastic, RJ45 IP 67 Baymo V01 plastic, Cat.5 (ISO/IEC 11801) / Cat.5e (TIA T568-B), PUR, 5 m
34062 | 1106020000 | IE-C5ES8UG0020P41P41-E | System cable, RJ45 IP 67 Baymo V01 plastic, RJ45 IP 67 Baymo V01 plastic, Cat.5 (ISO/IEC 11801) / Cat.5e (TIA T568-B), PUR, 2 m
34063 | 1106010000 | IE-C5ES8UG0010P41P41-E | System cable, RJ45 IP 67 Baymo V01 plastic, RJ45 IP 67 Baymo V01 plastic, Cat.5 (ISO/IEC 11801) / Cat.5e (TIA T568-B), PUR, 1 m
34064 | 1068880000 | IE-CD-V14MRJ-FJ | Junction box, FreeCon, RJ45 module, IP65
34065 | 1068840000 | IE-CD-V14MHYB-10P-C-MA | Junction box, FreeCon, Hybrid, Plug-in connector, IP65
34066 | 1066880000 | IE-C5ES8UG0100B41B41-E | System cable, RJ45 IP 67 Baymo V01 metal, RJ45 IP 67 Baymo V01 metal, Cat.5 (ISO/IEC 11801) / Cat.5e (TIA T568-B), PUR, 10 m
34067 | 1066870000 | IE-C5ES8UG0050B41B41-E | System cable, RJ45 IP 67 Baymo V01 metal, RJ45 IP 67 Baymo V01 metal, Cat.5 (ISO/IEC 11801) / Cat.5e (TIA T568-B), PUR, 5 m
34068 | 1066860000 | IE-C5ES8UG0020B41B41-E | System cable, RJ45 IP 67 Baymo V01 metal, RJ45 IP 67 Baymo V01 metal, Cat.5 (ISO/IEC 11801) / Cat.5e (TIA T568-B), PUR, 2 m
34069 | 1066850000 | IE-C5ES8UG0010B41B41-E | System cable, RJ45 IP 67 Baymo V01 metal, RJ45 IP 67 Baymo V01 metal, Cat.5 (ISO/IEC 11801) / Cat.5e (TIA T568-B), PUR, 1 m
34070 | 2681780000 | BVF 7.62HP/4/180MSF4 BCF/4 SNBKBX SH180 | PCB plug-in connector, female plug, 7.62 mm, Number of poles: 4, 180°, PUSH IN with actuator, PUSH IN without actuator, Clamping range, max. : 10 mm², Box
34071 | 2681770000 | BVFL 7.62HP/4/180MSF4 BCF/4 SNBKBX SH180 | PCB plug-in connector, female plug, 7.62 mm, Number of poles: 4, 180°, PUSH IN with actuator, Clamping range, max. : 6 mm², Box
34072 | 2681760000 | BVF 7.62HP/4/180MF4 BCF/4 SNBKBX SH180 | PCB plug-in connector, female plug, 7.62 mm, Number of poles: 4, PUSH IN with actuator, PUSH IN without actuator, Clamping range, max. : 10 mm², Box
34073 | 2630780000 | BVFL 7.62HP/06/180MF6 SN BK BX | PCB plug-in connector, female plug, 7.62 mm, Number of poles: 6, 180°, PUSH IN with actuator, Clamping range, max. : 6 mm², Box
34074 | 2630770000 | BVFL 7.62HP/06/180MF5 SN BK BX | PCB plug-in connector, female plug, 7.62 mm, Number of poles: 6, 180°, PUSH IN with actuator, Clamping range, max. : 6 mm², Box
34075 | 2630760000 | BVFL 7.62HP/05/180MF5 SN BK BX | PCB plug-in connector, female plug, 7.62 mm, Number of poles: 5, 180°, PUSH IN with actuator, Clamping range, max. : 6 mm², Box
34076 | 2630750000 | BVFL 7.62HP/06/180MF4 SN BK BX | PCB plug-in connector, female plug, 7.62 mm, Number of poles: 6, 180°, PUSH IN with actuator, Clamping range, max. : 6 mm², Box
34077 | 2630740000 | BVFL 7.62HP/04/180MF4 SN BK BX | PCB plug-in connector, female plug, 7.62 mm, Number of poles: 4, 180°, PUSH IN with actuator, Clamping range, max. : 6 mm², Box
34078 | 2630730000 | BVFL 7.62HP/06/180MF3 SN BK BX | PCB plug-in connector, female plug, 7.62 mm, Number of poles: 6, 180°, PUSH IN with actuator, Clamping range, max. : 6 mm², Box
34079 | 2630720000 | BVFL 7.62HP/06/180MF2 SN BK BX | PCB plug-in connector, female plug, 7.62 mm, Number of poles: 6, 180°, PUSH IN with actuator, Clamping range, max. : 6 mm², Box
34080 | 2630710000 | BVFL 7.62HP/05/180MF2 SN BK BX | PCB plug-in connector, female plug, 7.62 mm, Number of poles: 5, 180°, PUSH IN with actuator, Clamping range, max. : 6 mm², Box
34081 | 2630700000 | BVFL 7.62HP/04/180MF2 SN BK BX | PCB plug-in connector, female plug, 7.62 mm, Number of poles: 4, 180°, PUSH IN with actuator, Clamping range, max. : 6 mm², Box
34082 | 2630350000 | BVF 7.62HP/06/180MSF6 SN BK BX | PCB plug-in connector, female plug, 7.62 mm, Number of poles: 6, 180°, PUSH IN without actuator, Tension-clamp connection, Clamping range, max. : 10 mm², Box
34083 | 2630340000 | BVF 7.62HP/06/180MSF5 SN BK BX | PCB plug-in connector, female plug, 7.62 mm, Number of poles: 6, 180°, PUSH IN without actuator, Tension-clamp connection, Clamping range, max. : 10 mm², Box
34084 | 2630330000 | BVF 7.62HP/05/180MSF5 SN BK BX | PCB plug-in connector, female plug, 7.62 mm, Number of poles: 5, 180°, PUSH IN without actuator, Tension-clamp connection, Clamping range, max. : 10 mm², Box
34085 | 2630320000 | BVF 7.62HP/06/180MSF3 SN BK BX | PCB plug-in connector, female plug, 7.62 mm, Number of poles: 6, 180°, PUSH IN without actuator, Tension-clamp connection, Clamping range, max. : 10 mm², Box
34086 | 2630310000 | BVF 7.62HP/06/180MSF2 SN BK BX | PCB plug-in connector, female plug, 7.62 mm, Number of poles: 6, 180°, PUSH IN without actuator, Tension-clamp connection, Clamping range, max. : 10 mm², Box
34087 | 2630300000 | BVF 7.62HP/06/180MF6 SN BK BX | PCB plug-in connector, female plug, 7.62 mm, Number of poles: 6, 180°, PUSH IN without actuator, Tension-clamp connection, Clamping range, max. : 10 mm², Box
34088 | 2630290000 | BVF 7.62HP/06/180MF5 SN BK BX | PCB plug-in connector, female plug, 7.62 mm, Number of poles: 6, 180°, PUSH IN without actuator, Tension-clamp connection, Clamping range, max. : 10 mm², Box
34089 | 2630280000 | BVF 7.62HP/05/180MF5 SN BK BX | PCB plug-in connector, female plug, 7.62 mm, Number of poles: 5, 180°, PUSH IN without actuator, Tension-clamp connection, Clamping range, max. : 10 mm², Box
34090 | 2630270000 | BVF 7.62HP/06/180MF3 SN BK BX | PCB plug-in connector, female plug, 7.62 mm, Number of poles: 6, 180°, PUSH IN without actuator, Tension-clamp connection, Clamping range, max. : 10 mm², Box
34091 | 2629920000 | BVF 7.62HP/06/180MF2 SN BK BX | PCB plug-in connector, female plug, 7.62 mm, Number of poles: 6, 180°, PUSH IN without actuator, Tension-clamp connection, Clamping range, max. : 10 mm², Box
34092 | 2629320000 | BVFL 7.62HP/05/180MSF3 BCF/08R SN BK BX | PCB plug-in connector, female plug, 7.62 mm, Number of poles: 5, 180°, PUSH IN with actuator, Clamping range, max. : 6 mm², Box
34093 | 2629310000 | BVFL 7.62HP/05/180MSF3 BCF/06R SN BK BX | PCB plug-in connector, female plug, 7.62 mm, Number of poles: 5, 180°, PUSH IN with actuator, Clamping range, max. : 6 mm², Box
34094 | 2629300000 | BVFL 7.62HP/05/180MSF3 BCF/04R SN BK BX | PCB plug-in connector, female plug, 7.62 mm, Number of poles: 5, 180°, PUSH IN with actuator, Clamping range, max. : 6 mm², Box
34095 | 2629260000 | BVFL 7.62HP/04/180MSF3 BCF/08R SN BK BX | PCB plug-in connector, female plug, 7.62 mm, Number of poles: 4, 180°, PUSH IN with actuator, Clamping range, max. : 6 mm², Box
34096 | 2629250000 | BVFL 7.62HP/04/180MSF3 BCF/06R SN BK BX | PCB plug-in connector, female plug, 7.62 mm, Number of poles: 4, 180°, PUSH IN with actuator, Clamping range, max. : 6 mm², Box
34097 | 2629240000 | BVFL 7.62HP/04/180MSF3 BCF/04R SN BK BX | PCB plug-in connector, female plug, 7.62 mm, Number of poles: 4, 180°, PUSH IN with actuator, Clamping range, max. : 6 mm², Box
34098 | 2629200000 | BVFL 7.62HP/05/180MSF2 BCF/08R SN BK BX | PCB plug-in connector, female plug, 7.62 mm, Number of poles: 5, 180°, PUSH IN with actuator, Clamping range, max. : 6 mm², Box
34099 | 2629190000 | BVFL 7.62HP/05/180MSF2 BCF/06R SN BK BX | PCB plug-in connector, female plug, 7.62 mm, Number of poles: 5, 180°, PUSH IN with actuator, Clamping range, max. : 6 mm², Box
34100 | 2629180000 | BVFL 7.62HP/05/180MSF2 BCF/04R SN BK BX | PCB plug-in connector, female plug, 7.62 mm, Number of poles: 5, 180°, PUSH IN with actuator, Clamping range, max. : 6 mm², Box
34101 | 2629140000 | BVFL 7.62HP/04/180MSF2 BCF/08R SN BK BX | PCB plug-in connector, female plug, 7.62 mm, Number of poles: 4, 180°, PUSH IN with actuator, Clamping range, max. : 6 mm², Box
34102 | 2629130000 | BVFL 7.62HP/04/180MSF2 BCF/06R SN BK BX | PCB plug-in connector, female plug, 7.62 mm, Number of poles: 4, 180°, PUSH IN with actuator, Clamping range, max. : 6 mm², Box
34103 | 2629120000 | BVFL 7.62HP/04/180MSF2 BCF/04R SN BK BX | PCB plug-in connector, female plug, 7.62 mm, Number of poles: 4, 180°, PUSH IN with actuator, Clamping range, max. : 6 mm², Box
34104 | 2629080000 | BVFL 7.62HP/03/180MSF2 BCF/08R SN BK BX | PCB plug-in connector, female plug, 7.62 mm, Number of poles: 3, 180°, PUSH IN with actuator, Clamping range, max. : 6 mm², Box
34105 | 2629070000 | BVFL 7.62HP/03/180MSF2 BCF/06R SN BK BX | PCB plug-in connector, female plug, 7.62 mm, Number of poles: 3, 180°, PUSH IN with actuator, Clamping range, max. : 6 mm², Box
34106 | 2629060000 | BVFL 7.62HP/03/180MSF2 BCF/04R SN BK BX | PCB plug-in connector, female plug, 7.62 mm, Number of poles: 3, 180°, PUSH IN with actuator, Clamping range, max. : 6 mm², Box
34107 | 2629030000 | BVFL 7.62HP/02/180MSF2 BCF/08R SN BK BX | PCB plug-in connector, female plug, 7.62 mm, Number of poles: 2, 180°, PUSH IN with actuator, Clamping range, max. : 6 mm², Box
34108 | 2629020000 | BVFL 7.62HP/02/180MSF2 BCF/06R SN BK BX | PCB plug-in connector, female plug, 7.62 mm, Number of poles: 2, 180°, PUSH IN with actuator, Clamping range, max. : 6 mm², Box
34109 | 2628980000 | BVFL 7.62HP/05/180MF3 BCF/08R SN BK BX | PCB plug-in connector, female plug, 7.62 mm, Number of poles: 5, 180°, PUSH IN with actuator, Clamping range, max. : 6 mm², Box
34110 | 2628970000 | BVFL 7.62HP/05/180MF3 BCF/06R SN BK BX | PCB plug-in connector, female plug, 7.62 mm, Number of poles: 5, 180°, PUSH IN with actuator, Clamping range, max. : 6 mm², Box
34111 | 2628960000 | BVFL 7.62HP/05/180MF3 BCF/04R SN BK BX | PCB plug-in connector, female plug, 7.62 mm, Number of poles: 5, 180°, PUSH IN with actuator, Clamping range, max. : 6 mm², Box
34112 | 2628920000 | BVFL 7.62HP/04/180MF3 BCF/08R SN BK BX | PCB plug-in connector, female plug, 7.62 mm, Number of poles: 4, 180°, PUSH IN with actuator, Clamping range, max. : 6 mm², Box
34113 | 2628910000 | BVFL 7.62HP/04/180MF3 BCF/06R SN BK BX | PCB plug-in connector, female plug, 7.62 mm, Number of poles: 4, 180°, PUSH IN with actuator, Clamping range, max. : 6 mm², Box
34114 | 2628900000 | BVFL 7.62HP/04/180MF3 BCF/04R SN BK BX | PCB plug-in connector, female plug, 7.62 mm, Number of poles: 4, 180°, PUSH IN with actuator, Clamping range, max. : 6 mm², Box
34115 | 2628860000 | BVFL 7.62HP/05/180MF2 BCF/08R SN BK BX | PCB plug-in connector, female plug, 7.62 mm, Number of poles: 5, 180°, PUSH IN with actuator, Clamping range, max. : 6 mm², Box
34116 | 2628850000 | BVFL 7.62HP/05/180MF2 BCF/06R SN BK BX | PCB plug-in connector, female plug, 7.62 mm, Number of poles: 5, 180°, PUSH IN with actuator, Clamping range, max. : 6 mm², Box
34117 | 2628840000 | BVFL 7.62HP/05/180MF2 BCF/04R SN BK BX | PCB plug-in connector, female plug, 7.62 mm, Number of poles: 5, 180°, PUSH IN with actuator, Clamping range, max. : 6 mm², Box
34118 | 2628800000 | BVFL 7.62HP/04/180MF2 BCF/08R SN BK BX | PCB plug-in connector, female plug, 7.62 mm, Number of poles: 4, 180°, PUSH IN with actuator, Clamping range, max. : 6 mm², Box
34119 | 2628790000 | BVFL 7.62HP/04/180MF2 BCF/06R SN BK BX | PCB plug-in connector, female plug, 7.62 mm, Number of poles: 4, 180°, PUSH IN with actuator, Clamping range, max. : 6 mm², Box
34120 | 2628780000 | BVFL 7.62HP/04/180MF2 BCF/04R SN BK BX | PCB plug-in connector, female plug, 7.62 mm, Number of poles: 4, 180°, PUSH IN with actuator, Clamping range, max. : 6 mm², Box
34121 | 2628740000 | BVFL 7.62HP/03/180MF2 BCF/08R SN BK BX | PCB plug-in connector, female plug, 7.62 mm, Number of poles: 3, 180°, PUSH IN with actuator, Clamping range, max. : 6 mm², Box
34122 | 2628730000 | BVFL 7.62HP/03/180MF2 BCF/06R SN BK BX | PCB plug-in connector, female plug, 7.62 mm, Number of poles: 3, 180°, PUSH IN with actuator, Clamping range, max. : 6 mm², Box
34123 | 2628720000 | BVFL 7.62HP/03/180MF2 BCF/04R SN BK BX | PCB plug-in connector, female plug, 7.62 mm, Number of poles: 3, 180°, PUSH IN with actuator, Clamping range, max. : 6 mm², Box
34124 | 2628690000 | BVFL 7.62HP/02/180MF2 BCF/08R SN BK BX | PCB plug-in connector, female plug, 7.62 mm, Number of poles: 2, 180°, PUSH IN with actuator, Clamping range, max. : 6 mm², Box
34125 | 2628470000 | BVF 7.62HP/04/180MF3 BCF/08R SN BK BX | PCB plug-in connector, female plug, 7.62 mm, Number of poles: 4, 180°, PUSH IN with actuator, PUSH IN without actuator, Clamping range, max. : 10 mm², Box
34126 | 2628460000 | BVF 7.62HP/04/180MF3 BCF/06R SN BK BX | PCB plug-in connector, female plug, 7.62 mm, Number of poles: 4, 180°, PUSH IN with actuator, PUSH IN without actuator, Clamping range, max. : 10 mm², Box
34127 | 2628450000 | BVF 7.62HP/04/180MF3 BCF/04R SN BK BX | PCB plug-in connector, female plug, 7.62 mm, Number of poles: 4, 180°, PUSH IN with actuator, PUSH IN without actuator, Clamping range, max. : 10 mm², Box
34128 | 2628330000 | BVFL 7.62HP/02/180MF2 BCF/06R SN BK BX | PCB plug-in connector, female plug, 7.62 mm, Number of poles: 2, 180°, PUSH IN with actuator, Clamping range, max. : 6 mm², Box
34129 | 2627420000 | BUZ 10.16IT/04/180MF4SH180 AG BK BX | PCB plug-in connector, female plug, 10.16 mm, Number of poles: 4, 180°, Clamping yoke connection, Clamping range, max. : 16 mm², Box
34130 | 2627390000 | BUZ 10.16IT/04/180MF2SH180 AG BK BX | PCB plug-in connector, female plug, 10.16 mm, Number of poles: 4, 180°, Clamping yoke connection, Clamping range, max. : 16 mm², Box
34131 | 2627320000 | BUZ 10.16IT/04/180MSF4 AG BK BX | PCB plug-in connector, female plug, 10.16 mm, Number of poles: 4, 180°, Clamping yoke connection, Clamping range, max. : 16 mm²
34132 | 2627310000 | BUZ 10.16IT/04/180MSF3 AG BK BX | PCB plug-in connector, female plug, 10.16 mm, Number of poles: 4, 180°, Clamping yoke connection, Clamping range, max. : 16 mm²
34133 | 2627300000 | BUZ 10.16IT/03/180MSF3 AG BK BX | PCB plug-in connector, female plug, 10.16 mm, Number of poles: 3, 180°, Clamping yoke connection, Clamping range, max. : 16 mm²
34134 | 2627290000 | BUZ 10.16IT/04/180MSF2 AG BK BX | PCB plug-in connector, female plug, 10.16 mm, Number of poles: 4, 180°, Clamping yoke connection, Clamping range, max. : 16 mm²
34135 | 2627280000 | BUZ 10.16IT/03/180MSF2 AG BK BX | PCB plug-in connector, female plug, 10.16 mm, Number of poles: 3, 180°, Clamping yoke connection, Clamping range, max. : 16 mm²
34136 | 2627270000 | BUZ 10.16IT/02/180MSF2 AG BK BX | PCB plug-in connector, female plug, 10.16 mm, Number of poles: 2, 180°, Clamping yoke connection, Clamping range, max. : 16 mm²
34137 | 2695580000 | BLF 3.50/02/180LR SN OR BX PRT | PCB plug-in connector, 3.50 mm, Number of poles: 2, 180°, PUSH IN with actuator, Tension-clamp connection, Clamping range, max. : 1.5 mm², Box
34138 | 2630860000 | BLF 3.50/03/180F SN BK BX SO | PCB plug-in connector, female plug, 3.50 mm, Number of poles: 3, 180°, PUSH IN with actuator, Tension-clamp connection, Clamping range, max. : 1.5 mm², Box
34139 | 2630830000 | BLF 3.50/02/180F SN BK BX SO | PCB plug-in connector, female plug, 3.50 mm, Number of poles: 2, 180°, PUSH IN with actuator, Tension-clamp connection, Clamping range, max. : 1.5 mm², Box
34140 | 2712960000 | AAP11 6/6X1.5 LO-LI WT | Modular distribution terminals, PUSH IN, 6 mm², 500 V, 41 A, dark beige
34141 | 2675530000 | AAP12 10/4X2.5 LO-LI DL BL | Modular distribution terminals, PUSH IN, 10 mm², 800 V, 57 A, dark beige
34142 | 2675520000 | AAP12 10/4X2.5 LO-LI DL BL/OR | Modular distribution terminals, PUSH IN, 10 mm², 800 V, 57 A, blue
34143 | 2675510000 | AAP12 10/4X2.5 LO-LI DL OR | Modular distribution terminals, PUSH IN, 10 mm², 800 V, 57 A, dark beige
34144 | 2675500000 | AAP12 10/4X2.5 LO-LI DL RD | Modular distribution terminals, PUSH IN, 10 mm², 800 V, 57 A, dark beige
34145 | 2675410000 | AAP11 6/6X1.5 LO-LI DL BL/OR | Modular distribution terminals, PUSH IN, 6 mm², 500 V, 41 A, blue
34146 | 2675400000 | AAP11 6/6X1.5 LO-LI DL OR | Modular distribution terminals, PUSH IN, 6 mm², 500 V, 41 A, dark beige
34147 | 2675390000 | AAP11 6/6X1.5 LO-LI DL RD | Modular distribution terminals, PUSH IN, 6 mm², 500 V, 41 A, dark beige
34148 | 2675380000 | AAP11 6/6X1.5 LO-LI DL BL | Modular distribution terminals, PUSH IN, 6 mm², 500 V, 41 A, dark beige
34149 | 2675290000 | AFS 4 2C 100-250V DL BK | Fuse terminal, PUSH IN, 4 mm², 250 V, 6.3 A, black
34150 | 2675280000 | AFS 4 2C 60-150V DL BK | Fuse terminal, PUSH IN, 4 mm², 150 V, 6.3 A, black
34151 | 2675270000 | AFS 4 2C 30-70V DL BK | Fuse terminal, PUSH IN, 4 mm², 70 V, 6.3 A, black
34152 | 2675260000 | AFS 4 2C 10-36V DL BK | Fuse terminal, PUSH IN, 4 mm², 36 V, 6.3 A, black
34153 | 2675250000 | AFS 4 2C DL BK | Fuse terminal, PUSH IN, 4 mm², 250 V, 6.3 A, black
34154 | 2581790000 | AAP21 4 FS 100-250V OR | Fuse terminal, PUSH IN, 4 mm², 250 V, 6.3 A, dark beige
34155 | 2581720000 | AAP21 4 FS OR | Modular distribution terminals, PUSH IN, 4 mm², 250 V, 6.3 A, dark beige
34156 | 2558650000 | B2CF 3.50/44/180LR SN OR BX | PCB plug-in connector, female plug, 3.50 mm, Number of poles: 44, 180°, PUSH IN with actuator, Tension-clamp connection, Clamping range, max. : 1.5 mm², Box
34157 | 2558640000 | B2CF 3.50/42/180LR SN OR BX | PCB plug-in connector, female plug, 3.50 mm, Number of poles: 42, 180°, PUSH IN with actuator, Tension-clamp connection, Clamping range, max. : 1.5 mm², Box
34158 | 2558600000 | B2CF 3.50/46/180F SN BK BX | PCB plug-in connector, female plug, 3.50 mm, Number of poles: 46, 180°, PUSH IN with actuator, Tension-clamp connection, Clamping range, max. : 1.5 mm², Box
34159 | 2558590000 | B2CF 3.50/44/180F SN BK BX | PCB plug-in connector, female plug, 3.50 mm, Number of poles: 44, 180°, PUSH IN with actuator, Tension-clamp connection, Clamping range, max. : 1.5 mm², Box
34160 | 2558580000 | B2CF 3.50/42/180F SN BK BX | PCB plug-in connector, female plug, 3.50 mm, Number of poles: 42, 180°, PUSH IN with actuator, Tension-clamp connection, Clamping range, max. : 1.5 mm², Box
34161 | 2558570000 | B2CF 3.50/40/180F SN BK BX | PCB plug-in connector, female plug, 3.50 mm, Number of poles: 40, 180°, PUSH IN with actuator, Tension-clamp connection, Clamping range, max. : 1.5 mm², Box
34162 | 2558550000 | B2CF 3.50/46/180F SN OR BX | PCB plug-in connector, female plug, 3.50 mm, Number of poles: 46, 180°, PUSH IN with actuator, Tension-clamp connection, Clamping range, max. : 1.5 mm², Box
34163 | 2558540000 | B2CF 3.50/44/180F SN OR BX | PCB plug-in connector, female plug, 3.50 mm, Number of poles: 44, 180°, PUSH IN with actuator, Tension-clamp connection, Clamping range, max. : 1.5 mm², Box
34164 | 2558530000 | B2CF 3.50/42/180F SN OR BX | PCB plug-in connector, female plug, 3.50 mm, Number of poles: 42, 180°, PUSH IN with actuator, Tension-clamp connection, Clamping range, max. : 1.5 mm², Box
34165 | 2558490000 | B2CF 3.50/44/180 SN BK BX | PCB plug-in connector, female plug, 3.50 mm, Number of poles: 44, 180°, PUSH IN with actuator, Tension-clamp connection, Clamping range, max. : 1.5 mm², Box
34166 | 2558480000 | B2CF 3.50/42/180 SN BK BX | PCB plug-in connector, female plug, 3.50 mm, Number of poles: 42, 180°, PUSH IN with actuator, Tension-clamp connection, Clamping range, max. : 1.5 mm², Box
34167 | 2558470000 | B2CF 3.50/40/180 SN BK BX | PCB plug-in connector, female plug, 3.50 mm, Number of poles: 40, 180°, PUSH IN with actuator, Tension-clamp connection, Clamping range, max. : 1.5 mm², Box
34168 | 2558460000 | B2CF 3.50/38/180 SN BK BX | PCB plug-in connector, female plug, 3.50 mm, Number of poles: 38, 180°, PUSH IN with actuator, Tension-clamp connection, Clamping range, max. : 1.5 mm², Box
34169 | 2558450000 | B2CF 3.50/46/180 SN OR BX | PCB plug-in connector, female plug, 3.50 mm, Number of poles: 46, 180°, PUSH IN with actuator, Tension-clamp connection, Clamping range, max. : 1.5 mm², Box
34170 | 2558440000 | B2CF 3.50/44/180 SN OR BX | PCB plug-in connector, female plug, 3.50 mm, Number of poles: 44, 180°, PUSH IN with actuator, Tension-clamp connection, Clamping range, max. : 1.5 mm², Box
34171 | 2558430000 | B2CF 3.50/42/180 SN OR BX | PCB plug-in connector, female plug, 3.50 mm, Number of poles: 42, 180°, PUSH IN with actuator, Tension-clamp connection, Clamping range, max. : 1.5 mm², Box
34172 | 2558420000 | B2CF 3.50/40/180 SN OR BX | PCB plug-in connector, female plug, 3.50 mm, Number of poles: 40, 180°, PUSH IN with actuator, Tension-clamp connection, Clamping range, max. : 1.5 mm², Box
34173 | 2556130000 | B2CF 3.50/38/180 SN OR BX | PCB plug-in connector, female plug, 3.50 mm, Number of poles: 38, 180°, PUSH IN with actuator, Tension-clamp connection, Clamping range, max. : 1.5 mm², Box
34174 | 2503890000 | AAP12 10/4X2.5 LO-LI OR | Modular distribution terminals, PUSH IN, 10 mm², 800 V, 57 A, dark beige
34175 | 2503870000 | AAP11 6/6X1.5 LO-LI OR | Modular distribution terminals, PUSH IN, 6 mm², 500 V, 41 A, dark beige
34176 | 2464740000 | AAP11 6/6X1.5 PE-LI | Modular distribution terminals, PUSH IN, 6 mm², Green/yellow
34177 | 2464730000 | AAP12 10/4X2.5 LO-LI RD | Modular distribution terminals, PUSH IN, 10 mm², 800 V, 57 A, dark beige
34178 | 2464720000 | AAP12 10/4X2.5 LO-LI BL | Modular distribution terminals, PUSH IN, 10 mm², 800 V, 57 A, dark beige
34179 | 2464710000 | AAP12 10/4X2.5 PE-LI | Modular distribution terminals, PUSH IN, 10 mm², Green/yellow
34180 | 1510340000 | ACT20C-LBT-10 | Bus termination terminal for ACT20C station
34181 | 1160650000 | ACT20X-CJC-HTI-S PRT 21 | (CJC) cold-junction compensation terminal for ACT20X thermal module, built-in PT100 sensor, Labelling for channel 2 (21, 22, 23, 24)
34182 | 1160640000 | ACT20X-CJC-HTI-S PRT 11 | (CJC) cold-junction compensation terminal for ACT20X thermal module, built-in PT100 sensor, Labelling for channel 1 (11,12,13,14)
34183 | 2464750000 | AAP11 6/6X1.5 LO-LI BL | Modular distribution terminals, PUSH IN, 6 mm², 500 V, 41 A, dark beige
34184 | 2581810000 | IE-CDR-V14MRJ/VAPM-C | PROFINET copper repeater, FreeCon, IP65
34185 | 1222550000 | IE-FCM-USB-AB | FrontCom Micro USB coupling, USB 2.0, Typ A-B
34186 | 1463520000 | TIA F10 | TERMSERIES, Adapter, 10-pole plug according to DIN EN 60603-13, long locking lever, Number of signal paths: 8, Rated voltage : 24 V DC, Rated current (per signal path): 125 mA
34187 | 1463550000 | TIAL F20 | TERMSERIES, Adapter, 20-pole plug according to DIN EN 60603-13, long locking lever, Number of signal paths: 16, Rated voltage : 24 V DC, Rated current (per signal path): 60 mA
34188 | 1271240000 | IE-PS-V04P-RJ45-FH-B | RJ45 plug, no tools required, Version 4, Cat.6A / Class EA (ISO/IEC 11801 2010)
34189 | 1253240000 | IE-CDR-V14MSCPOF/VAPM-C | POF repeater, FreeCon, IP65
34190 | 2495380000 | AMG EP 2010 | Fastening element
34191 | 2500760000 | AMG EP KIT | Partition plate
34192 | 1072910000 | IE-PS-V14M-HYB-10P | Hybrid plug, Cat.5 (ISO/IEC 11801)
34193 | 1072900000 | IE-BSS-V14M-HYB-10P-FJ | Hybrid flange, IP67, Cat.5 (ISO/IEC 11801)
34194 | 1085260000 | IE-BSS-V14M-RJ45-FJ-P | Flange RJ45, IP67, Variant 14 metal, IDC, PROFINET, Cat.5 (ISO/IEC 11801)
34195 | 1427960000 | IE-FCM-USB-3.0-A | FrontCom Micro USB coupling, USB 3.0, Type A
34196 | 1307610050 | IE-C5DD4UG0050B2EB2E-X | Dragline cable, PROFINET, RJ45 IP 67 PushPull moulded V14 metal, RJ45 IP 67 PushPull moulded V14 metal, Cat.5 (ISO/IEC 11801) / Cat.5e (TIA T568-B), PUR, 5 m
34197 | 1312690050 | IE-C5IT4UG0050B2EB2E-X | Torsion cable, RJ45 IP 67 PushPull moulded V14 metal, RJ45 IP 67 PushPull moulded V14 metal, Cat.5 (ISO/IEC 11801) / Cat.5e (TIA T568-B), PUR, 5 m
34198 | 2464690000 | AAP11 6/6X1.5 LO-LI RD | Modular distribution terminals, PUSH IN, 6 mm², 500 V, 41 A, dark beige
34199 | 2522830000 | AAP11 6/6X1.5 LO-LI BL/OR | Modular distribution terminals, PUSH IN, 6 mm², 500 V, 41 A, blue
34200 | 2522850000 | AAP12 10/4X2.5 LO-LI BL/OR | Modular distribution terminals, PUSH IN, 10 mm², 800 V, 57 A, blue
34201 | 2561960000 | WFS 4 100-250V | W-Series, Fuse terminal, Rated cross-section: 4 mm², Screw connection
34202 | 2685500000 | BLF 3.50/12/180LR SN OR BX SO | PCB plug-in connector, 3.50 mm, Number of poles: 12, 180°, PUSH IN with actuator, Tension-clamp connection, Clamping range, max. : 1.5 mm², Box
34203 | 2689770000 | BLF 3.50/12/180LR SN OR BX SO | PCB plug-in connector, 3.50 mm, Number of poles: 12, 180°, PUSH IN with actuator, Tension-clamp connection, Clamping range, max. : 1.5 mm², Box
34204 | 2695500000 | BUZ 10.16HP/04/180 AG BK BX SO | PCB plug-in connector, female plug, 10.16 mm, Number of poles: 4, 180°, Clamping yoke connection, Clamping range, max. : 16 mm²
34205 | 2561900000 | WFS 4 | W-Series, Fuse terminal, Rated cross-section: 4 mm², Screw connection
34206 | 1068820000 | IE-CD-V14MRJ/VAPM24V-C-MA | Junction box, FreeCon, RJ45, Plug-in connector, Supply, IP65
34207 | 1068830000 | IE-CD-V14MRJ/VAPM24V-FJ | Junction box, FreeCon, RJ45 module, Supply, IP65
34208 | 1068850000 | IE-CD-V14MHYB-10P-FJ | Junction box, FreeCon, Hybrid, Module, IP65
34209 | 1068870000 | IE-CD-V14MRJ-C-MA | Junction box, FreeCon, RJ45, Plug-in connector, IP65
34210 | 1005180000 | SL-SMT 3.50/10/90LF 1.5SN BK RL | PCB plug-in connector, male header, Solder flange, THT/THR solder connection, 3.50 mm, Number of poles: 10, 90°, Solder pin length (l): 1.5 mm, tinned, black, Tape
34211 | 1044050000 | SL-SMT 3.50/16/90LF 1.5SN BK RL | PCB plug-in connector, male header, Solder flange, THT/THR solder connection, 3.50 mm, Number of poles: 16, 90°, Solder pin length (l): 1.5 mm, tinned, black, Tape
34212 | 1044070000 | SL-SMT 3.50/18/180F 3.2SN BK RL | PCB plug-in connector, male header, Flange, THT/THR solder connection, 3.50 mm, Number of poles: 18, 180°, Solder pin length (l): 3.2 mm, tinned, black, Tape
34213 | 1045050000 | SL-SMT 3.50/14/180F 1.5SN BK RL | PCB plug-in connector, male header, Flange, THT/THR solder connection, 3.50 mm, Number of poles: 14, 180°, Solder pin length (l): 1.5 mm, tinned, black, Tape
34214 | 1752984002 | SL-SMT 3.50/02/180G 1.5SN BK RL | PCB plug-in connector, male header, closed side, THT/THR solder connection, 3.50 mm, Number of poles: 2, 180°, Solder pin length (l): 1.5 mm, tinned, black, Tape
34215 | 1752994002 | SL-SMT 3.50/03/180G 1.5SN BK RL | PCB plug-in connector, male header, closed side, THT/THR solder connection, 3.50 mm, Number of poles: 3, 180°, Solder pin length (l): 1.5 mm, tinned, black, Tape
34216 | 1753004002 | SL-SMT 3.50/04/180G 1.5SN BK RL | PCB plug-in connector, male header, closed side, THT/THR solder connection, 3.50 mm, Number of poles: 4, 180°, Solder pin length (l): 1.5 mm, tinned, black, Tape
34217 | 1753014002 | SL-SMT 3.50/05/180G 1.5SN BK RL | PCB plug-in connector, male header, closed side, THT/THR solder connection, 3.50 mm, Number of poles: 5, 180°, Solder pin length (l): 1.5 mm, tinned, black, Tape
34218 | 1753024001 | SL-SMT 3.50/06/180G 1.5SN BK RL | PCB plug-in connector, male header, closed side, THT/THR solder connection, 3.50 mm, Number of poles: 6, 180°, Solder pin length (l): 1.5 mm, tinned, black, Tape
34219 | 1753034001 | SL-SMT 3.50/07/180G 1.5SN BK RL | PCB plug-in connector, male header, closed side, THT/THR solder connection, 3.50 mm, Number of poles: 7, 180°, Solder pin length (l): 1.5 mm, tinned, black, Tape
34220 | 1753044001 | SL-SMT 3.50/08/180G 1.5SN BK RL | PCB plug-in connector, male header, closed side, THT/THR solder connection, 3.50 mm, Number of poles: 8, 180°, Solder pin length (l): 1.5 mm, tinned, black, Tape
34221 | 1753054001 | SL-SMT 3.50/09/180G 1.5SN BK RL | PCB plug-in connector, male header, closed side, THT/THR solder connection, 3.50 mm, Number of poles: 9, 180°, Solder pin length (l): 1.5 mm, tinned, black, Tape
34222 | 1753064001 | SL-SMT 3.50/10/180G 1.5SN BK RL | PCB plug-in connector, male header, closed side, THT/THR solder connection, 3.50 mm, Number of poles: 10, 180°, Solder pin length (l): 1.5 mm, tinned, black, Tape
34223 | 1753074001 | SL-SMT 3.50/11/180G 1.5SN BK RL | PCB plug-in connector, male header, closed side, THT/THR solder connection, 3.50 mm, Number of poles: 11, 180°, Solder pin length (l): 1.5 mm, tinned, black, Tape
34224 | 1760974001 | SL-SMT 3.50/03/180F 1.5SN BK RL | PCB plug-in connector, male header, Flange, THT/THR solder connection, 3.50 mm, Number of poles: 3, 180°, Solder pin length (l): 1.5 mm, tinned, black, Tape
34225 | 1761024001 | SL-SMT 3.50/08/180F 1.5SN BK RL | PCB plug-in connector, male header, Flange, THT/THR solder connection, 3.50 mm, Number of poles: 8, 180°, Solder pin length (l): 1.5 mm, tinned, black, Tape
34226 | 1761544002 | SL-SMT 3.50/02/90G 1.5SN BK RL | PCB plug-in connector, male header, closed side, THT/THR solder connection, 3.50 mm, Number of poles: 2, 90°, Solder pin length (l): 1.5 mm, tinned, black, Tape
34227 | 1761554002 | SL-SMT 3.50/03/90G 1.5SN BK RL | PCB plug-in connector, male header, closed side, THT/THR solder connection, 3.50 mm, Number of poles: 3, 90°, Solder pin length (l): 1.5 mm, tinned, black, Tape
34228 | 1761564001 | SL-SMT 3.50/04/90G 1.5SN BK RL | PCB plug-in connector, male header, closed side, THT/THR solder connection, 3.50 mm, Number of poles: 4, 90°, Solder pin length (l): 1.5 mm, tinned, black, Tape
34229 | 1761574002 | SL-SMT 3.50/05/90G 1.5SN BK RL | PCB plug-in connector, male header, closed side, THT/THR solder connection, 3.50 mm, Number of poles: 5, 90°, Solder pin length (l): 1.5 mm, tinned, black, Tape
34230 | 1761584001 | SL-SMT 3.50/06/90G 1.5SN BK RL | PCB plug-in connector, male header, closed side, THT/THR solder connection, 3.50 mm, Number of poles: 6, 90°, Solder pin length (l): 1.5 mm, tinned, black, Tape
34231 | 1761594001 | SL-SMT 3.50/07/90G 1.5SN BK RL | PCB plug-in connector, male header, closed side, THT/THR solder connection, 3.50 mm, Number of poles: 7, 90°, Solder pin length (l): 1.5 mm, tinned, black, Tape
34232 | 1761604001 | SL-SMT 3.50/08/90G 1.5SN BK RL | PCB plug-in connector, male header, closed side, THT/THR solder connection, 3.50 mm, Number of poles: 8, 90°, Solder pin length (l): 1.5 mm, tinned, black, Tape
34233 | 1761614001 | SL-SMT 3.50/09/90G 1.5SN BK RL | PCB plug-in connector, male header, closed side, THT/THR solder connection, 3.50 mm, Number of poles: 9, 90°, Solder pin length (l): 1.5 mm, tinned, black, Tape
34234 | 1761624001 | SL-SMT 3.50/10/90G 1.5SN BK RL | PCB plug-in connector, male header, closed side, THT/THR solder connection, 3.50 mm, Number of poles: 10, 90°, Solder pin length (l): 1.5 mm, tinned, black, Tape
34235 | 1761634001 | SL-SMT 3.50/11/90G 1.5SN BK RL | PCB plug-in connector, male header, closed side, THT/THR solder connection, 3.50 mm, Number of poles: 11, 90°, Solder pin length (l): 1.5 mm, tinned, black, Tape
34236 | 1761784001 | SL-SMT 3.50/03/90 1.5SN BK RL | PCB plug-in connector, male header, open side, THT/THR solder connection, 3.50 mm, Number of poles: 3, 90°, Solder pin length (l): 1.5 mm, tinned, black, Tape
34237 | 1761814001 | SL-SMT 3.50/06/90 1.5SN BK RL | PCB plug-in connector, male header, open side, THT/THR solder connection, 3.50 mm, Number of poles: 6, 90°, Solder pin length (l): 1.5 mm, tinned, black, Tape
34238 | 1761834001 | SL-SMT 3.50/08/90 1.5SN BK RL | PCB plug-in connector, male header, open side, THT/THR solder connection, 3.50 mm, Number of poles: 8, 90°, Solder pin length (l): 1.5 mm, tinned, black, Tape
34239 | 1762064001 | SL-SMT 3.50/08/90F 1.5SN BK RL | PCB plug-in connector, male header, Flange, THT/THR solder connection, 3.50 mm, Number of poles: 8, 90°, Solder pin length (l): 1.5 mm, tinned, black, Tape
34240 | 1805210000 | SL-SMT 3.50/02/180LF 1.5SN BK RL | PCB plug-in connector, male header, Solder flange, THT/THR solder connection, 3.50 mm, Number of poles: 2, 180°, Solder pin length (l): 1.5 mm, tinned, black, Tape
34241 | 1805230000 | SL-SMT 3.50/03/180LF 1.5SN BK RL | PCB plug-in connector, male header, Solder flange, THT/THR solder connection, 3.50 mm, Number of poles: 3, 180°, Solder pin length (l): 1.5 mm, tinned, black, Tape
34242 | 1805240000 | SL-SMT 3.50/04/180LF 1.5SN BK RL | PCB plug-in connector, male header, Solder flange, THT/THR solder connection, 3.50 mm, Number of poles: 4, 180°, Solder pin length (l): 1.5 mm, tinned, black, Tape
34243 | 1805250000 | SL-SMT 3.50/05/180LF 1.5SN BK RL | PCB plug-in connector, male header, Solder flange, THT/THR solder connection, 3.50 mm, Number of poles: 5, 180°, Solder pin length (l): 1.5 mm, tinned, black, Tape
34244 | 1805270000 | SL-SMT 3.50/06/180LF 1.5SN BK RL | PCB plug-in connector, male header, Solder flange, THT/THR solder connection, 3.50 mm, Number of poles: 6, 180°, Solder pin length (l): 1.5 mm, tinned, black, Tape
34245 | 1805280000 | SL-SMT 3.50/07/180LF 1.5SN BK RL | PCB plug-in connector, male header, Solder flange, THT/THR solder connection, 3.50 mm, Number of poles: 7, 180°, Solder pin length (l): 1.5 mm, tinned, black, Tape
34246 | 1805290000 | SL-SMT 3.50/08/180LF 1.5SN BK RL | PCB plug-in connector, male header, Solder flange, THT/THR solder connection, 3.50 mm, Number of poles: 8, 180°, Solder pin length (l): 1.5 mm, tinned, black, Tape
34247 | 1805300000 | SL-SMT 3.50/09/180LF 1.5SN BK RL | PCB plug-in connector, male header, Solder flange, THT/THR solder connection, 3.50 mm, Number of poles: 9, 180°, Solder pin length (l): 1.5 mm, tinned, black, Tape
34248 | 1805310000 | SL-SMT 3.50/02/90LF 1.5SN BK RL | PCB plug-in connector, male header, Solder flange, THT/THR solder connection, 3.50 mm, Number of poles: 2, 90°, Solder pin length (l): 1.5 mm, tinned, black, Tape
34249 | 1805320000 | SL-SMT 3.50/03/90LF 1.5SN BK RL | PCB plug-in connector, male header, Solder flange, THT/THR solder connection, 3.50 mm, Number of poles: 3, 90°, Solder pin length (l): 1.5 mm, tinned, black, Tape
34250 | 1805330000 | SL-SMT 3.50/04/90LF 1.5SN BK RL | PCB plug-in connector, male header, Solder flange, THT/THR solder connection, 3.50 mm, Number of poles: 4, 90°, Solder pin length (l): 1.5 mm, tinned, black, Tape
34251 | 1805340000 | SL-SMT 3.50/05/90LF 1.5SN BK RL | PCB plug-in connector, male header, Solder flange, THT/THR solder connection, 3.50 mm, Number of poles: 5, 90°, Solder pin length (l): 1.5 mm, tinned, black, Tape
34252 | 1805350000 | SL-SMT 3.50/06/90LF 1.5SN BK RL | PCB plug-in connector, male header, Solder flange, THT/THR solder connection, 3.50 mm, Number of poles: 6, 90°, Solder pin length (l): 1.5 mm, tinned, black, Tape
34253 | 1805360000 | SL-SMT 3.50/07/90LF 1.5SN BK RL | PCB plug-in connector, male header, Solder flange, THT/THR solder connection, 3.50 mm, Number of poles: 7, 90°, Solder pin length (l): 1.5 mm, tinned, black, Tape
34254 | 1805370000 | SL-SMT 3.50/08/90LF 1.5SN BK RL | PCB plug-in connector, male header, Solder flange, THT/THR solder connection, 3.50 mm, Number of poles: 8, 90°, Solder pin length (l): 1.5 mm, tinned, black, Tape
34255 | 1805380000 | SL-SMT 3.50/09/90LF 1.5SN BK RL | PCB plug-in connector, male header, Solder flange, THT/THR solder connection, 3.50 mm, Number of poles: 9, 90°, Solder pin length (l): 1.5 mm, tinned, black, Tape
34256 | 1824420000 | LSF-SMT 3.50/02/90 3.5SN BK TU | Printed circuit board terminals, 3.50 mm, Number of poles: 2, 90°, Solder pin length (l): 3.5 mm, black, PUSH IN with actuator, Clamping range, max. : 1.5 mm², Tube
34257 | 1824430000 | LSF-SMT 3.50/03/90 3.5SN BK TU | Printed circuit board terminals, 3.50 mm, Number of poles: 3, 90°, Solder pin length (l): 3.5 mm, black, PUSH IN with actuator, Clamping range, max. : 1.5 mm², Tube
34258 | 1824440000 | LSF-SMT 3.50/04/90 3.5SN BK TU | Printed circuit board terminals, 3.50 mm, Number of poles: 4, 90°, Solder pin length (l): 3.5 mm, black, PUSH IN with actuator, Clamping range, max. : 1.5 mm², Tube
34259 | 1824450000 | LSF-SMT 3.50/05/90 3.5SN BK TU | Printed circuit board terminals, 3.50 mm, Number of poles: 5, 90°, Solder pin length (l): 3.5 mm, black, PUSH IN with actuator, Clamping range, max. : 1.5 mm², Tube
34260 | 1824460000 | LSF-SMT 3.50/06/90 3.5SN BK TU | Printed circuit board terminals, 3.50 mm, Number of poles: 6, 90°, Solder pin length (l): 3.5 mm, black, PUSH IN with actuator, Clamping range, max. : 1.5 mm², Tube
34261 | 1824470000 | LSF-SMT 3.50/07/90 3.5SN BK TU | Printed circuit board terminals, 3.50 mm, Number of poles: 7, 90°, Solder pin length (l): 3.5 mm, black, PUSH IN with actuator, Clamping range, max. : 1.5 mm², Tube
34262 | 1824480000 | LSF-SMT 3.50/08/90 3.5SN BK TU | Printed circuit board terminals, 3.50 mm, Number of poles: 8, 90°, Solder pin length (l): 3.5 mm, black, PUSH IN with actuator, Clamping range, max. : 1.5 mm², Tube
34263 | 1824490000 | LSF-SMT 3.50/09/90 3.5SN BK TU | Printed circuit board terminals, 3.50 mm, Number of poles: 9, 90°, Solder pin length (l): 3.5 mm, black, PUSH IN with actuator, Clamping range, max. : 1.5 mm², Tube
34264 | 1824500000 | LSF-SMT 3.50/10/90 3.5SN BK TU | Printed circuit board terminals, 3.50 mm, Number of poles: 10, 90°, Solder pin length (l): 3.5 mm, black, PUSH IN with actuator, Clamping range, max. : 1.5 mm², Tube
34265 | 1824510000 | LSF-SMT 3.50/11/90 3.5SN BK TU | Printed circuit board terminals, 3.50 mm, Number of poles: 11, 90°, Solder pin length (l): 3.5 mm, black, PUSH IN with actuator, Clamping range, max. : 1.5 mm², Tube
34266 | 1824520000 | LSF-SMT 3.50/12/90 3.5SN BK TU | Printed circuit board terminals, 3.50 mm, Number of poles: 12, 90°, Solder pin length (l): 3.5 mm, black, PUSH IN with actuator, Clamping range, max. : 1.5 mm², Tube
34267 | 1824620000 | LSF-SMT 3.81/02/90 3.5SN BK TU | Printed circuit board terminals, 3.81 mm, Number of poles: 2, 90°, Solder pin length (l): 3.5 mm, black, PUSH IN with actuator, Clamping range, max. : 1.5 mm², Tube
34268 | 1824630000 | LSF-SMT 3.81/03/90 3.5SN BK TU | Printed circuit board terminals, 3.81 mm, Number of poles: 3, 90°, Solder pin length (l): 3.5 mm, black, PUSH IN with actuator, Clamping range, max. : 1.5 mm², Tube
34269 | 1824640000 | LSF-SMT 3.81/04/90 3.5SN BK TU | Printed circuit board terminals, 3.81 mm, Number of poles: 4, 90°, Solder pin length (l): 3.5 mm, black, PUSH IN with actuator, Clamping range, max. : 1.5 mm², Tube
34270 | 1824650000 | LSF-SMT 3.81/05/90 3.5SN BK TU | Printed circuit board terminals, 3.81 mm, Number of poles: 5, 90°, Solder pin length (l): 3.5 mm, black, PUSH IN with actuator, Clamping range, max. : 1.5 mm², Tube
34271 | 1824660000 | LSF-SMT 3.81/06/90 3.5SN BK TU | Printed circuit board terminals, 3.81 mm, Number of poles: 6, 90°, Solder pin length (l): 3.5 mm, black, PUSH IN with actuator, Clamping range, max. : 1.5 mm², Tube
34272 | 1824690000 | LSF-SMT 3.81/07/90 3.5SN BK TU | Printed circuit board terminals, 3.81 mm, Number of poles: 7, 90°, Solder pin length (l): 3.5 mm, black, PUSH IN with actuator, Clamping range, max. : 1.5 mm², Tube
34273 | 1824700000 | LSF-SMT 3.81/08/90 3.5SN BK TU | Printed circuit board terminals, 3.81 mm, Number of poles: 8, 90°, Solder pin length (l): 3.5 mm, black, PUSH IN with actuator, Clamping range, max. : 1.5 mm², Tube
34274 | 1824710000 | LSF-SMT 3.81/09/90 3.5SN BK TU | Printed circuit board terminals, 3.81 mm, Number of poles: 9, 90°, Solder pin length (l): 3.5 mm, black, PUSH IN with actuator, Clamping range, max. : 1.5 mm², Tube
34275 | 1824720000 | LSF-SMT 3.81/10/90 3.5SN BK TU | Printed circuit board terminals, 3.81 mm, Number of poles: 10, 90°, Solder pin length (l): 3.5 mm, black, PUSH IN with actuator, Clamping range, max. : 1.5 mm², Tube
34276 | 1824730000 | LSF-SMT 3.81/11/90 3.5SN BK TU | Printed circuit board terminals, 3.81 mm, Number of poles: 11, 90°, Solder pin length (l): 3.5 mm, black, PUSH IN with actuator, Clamping range, max. : 1.5 mm², Tube
34277 | 1824740000 | LSF-SMT 5.00/02/90 3.5SN BK TU | Printed circuit board terminals, 5.00 mm, Number of poles: 2, 90°, Solder pin length (l): 3.5 mm, black, PUSH IN with actuator, Clamping range, max. : 1.5 mm², Tube
34278 | 1824750000 | LSF-SMT 5.00/03/90 3.5SN BK TU | Printed circuit board terminals, 5.00 mm, Number of poles: 3, 90°, Solder pin length (l): 3.5 mm, black, PUSH IN with actuator, Clamping range, max. : 1.5 mm², Tube
34279 | 1824760000 | LSF-SMT 5.00/04/90 3.5SN BK TU | Printed circuit board terminals, 5.00 mm, Number of poles: 4, 90°, Solder pin length (l): 3.5 mm, black, PUSH IN with actuator, Clamping range, max. : 1.5 mm², Tube
34280 | 1824770000 | LSF-SMT 5.00/05/90 3.5SN BK TU | Printed circuit board terminals, 5.00 mm, Number of poles: 5, 90°, Solder pin length (l): 3.5 mm, black, PUSH IN with actuator, Clamping range, max. : 1.5 mm², Tube
34281 | 1824780000 | LSF-SMT 5.00/06/90 3.5SN BK TU | Printed circuit board terminals, 5.00 mm, Number of poles: 6, 90°, Solder pin length (l): 3.5 mm, black, PUSH IN with actuator, Clamping range, max. : 1.5 mm², Tube
34282 | 1824790000 | LSF-SMT 5.00/07/90 3.5SN BK TU | Printed circuit board terminals, 5.00 mm, Number of poles: 7, 90°, Solder pin length (l): 3.5 mm, black, PUSH IN with actuator, Clamping range, max. : 1.5 mm², Tube
34283 | 1824800000 | LSF-SMT 5.00/08/90 3.5SN BK TU | Printed circuit board terminals, 5.00 mm, Number of poles: 8, 90°, Solder pin length (l): 3.5 mm, black, PUSH IN with actuator, Clamping range, max. : 1.5 mm², Tube
34284 | 1824810000 | LSF-SMT 5.08/02/90 3.5SN BK TU | Printed circuit board terminals, 5.08 mm, Number of poles: 2, 90°, Solder pin length (l): 3.5 mm, black, PUSH IN with actuator, Clamping range, max. : 1.5 mm², Tube
34285 | 1824820000 | LSF-SMT 5.08/03/90 3.5SN BK TU | Printed circuit board terminals, 5.08 mm, Number of poles: 3, 90°, Solder pin length (l): 3.5 mm, black, PUSH IN with actuator, Clamping range, max. : 1.5 mm², Tube
34286 | 1824830000 | LSF-SMT 5.08/04/90 3.5SN BK TU | Printed circuit board terminals, 5.08 mm, Number of poles: 4, 90°, Solder pin length (l): 3.5 mm, black, PUSH IN with actuator, Clamping range, max. : 1.5 mm², Tube
34287 | 1824840000 | LSF-SMT 5.08/05/90 3.5SN BK TU | Printed circuit board terminals, 5.08 mm, Number of poles: 5, 90°, Solder pin length (l): 3.5 mm, black, PUSH IN with actuator, Clamping range, max. : 1.5 mm², Tube
34288 | 1824850000 | LSF-SMT 5.08/06/90 3.5SN BK TU | Printed circuit board terminals, 5.08 mm, Number of poles: 6, 90°, Solder pin length (l): 3.5 mm, black, PUSH IN with actuator, Clamping range, max. : 1.5 mm², Tube
34289 | 1824860000 | LSF-SMT 5.08/07/90 3.5SN BK TU | Printed circuit board terminals, 5.08 mm, Number of poles: 7, 90°, Solder pin length (l): 3.5 mm, black, PUSH IN with actuator, Clamping range, max. : 1.5 mm², Tube
34290 | 1824870000 | LSF-SMT 5.08/08/90 3.5SN BK TU | Printed circuit board terminals, 5.08 mm, Number of poles: 8, 90°, Solder pin length (l): 3.5 mm, black, PUSH IN with actuator, Clamping range, max. : 1.5 mm², Tube
34291 | 1824880000 | LSF-SMT 7.50/02/90 3.5SN BK TU | Printed circuit board terminals, 7.50 mm, Number of poles: 2, 90°, Solder pin length (l): 3.5 mm, black, PUSH IN with actuator, Clamping range, max. : 1.5 mm², Tube
34292 | 1824890000 | LSF-SMT 7.50/03/90 3.5SN BK TU | Printed circuit board terminals, 7.50 mm, Number of poles: 3, 90°, Solder pin length (l): 3.5 mm, black, PUSH IN with actuator, Clamping range, max. : 1.5 mm², Tube
34293 | 1824900000 | LSF-SMT 7.50/04/90 3.5SN BK TU | Printed circuit board terminals, 7.50 mm, Number of poles: 4, 90°, Solder pin length (l): 3.5 mm, black, PUSH IN with actuator, Clamping range, max. : 1.5 mm², Tube
34294 | 1824910000 | LSF-SMT 7.50/05/90 3.5SN BK TU | Printed circuit board terminals, 7.50 mm, Number of poles: 5, 90°, Solder pin length (l): 3.5 mm, black, PUSH IN with actuator, Clamping range, max. : 1.5 mm², Tube
34295 | 1824920000 | LSF-SMT 7.50/06/90 3.5SN BK TU | Printed circuit board terminals, 7.50 mm, Number of poles: 6, 90°, Solder pin length (l): 3.5 mm, black, PUSH IN with actuator, Clamping range, max. : 1.5 mm², Tube
34296 | 1824930000 | LSF-SMT 7.50/07/90 3.5SN BK TU | Printed circuit board terminals, 7.50 mm, Number of poles: 7, 90°, Solder pin length (l): 3.5 mm, black, PUSH IN with actuator, Clamping range, max. : 1.5 mm², Tube
34297 | 1824940000 | LSF-SMT 7.50/08/90 3.5SN BK TU | Printed circuit board terminals, 7.50 mm, Number of poles: 8, 90°, Solder pin length (l): 3.5 mm, black, PUSH IN with actuator, Clamping range, max. : 1.5 mm², Tube
34298 | 1824950000 | LSF-SMT 7.62/02/90 3.5SN BK TU | Printed circuit board terminals, 7.62 mm, Number of poles: 2, 90°, Solder pin length (l): 3.5 mm, black, PUSH IN with actuator, Clamping range, max. : 1.5 mm², Tube
34299 | 1824960000 | LSF-SMT 7.62/03/90 3.5SN BK TU | Printed circuit board terminals, 7.62 mm, Number of poles: 3, 90°, Solder pin length (l): 3.5 mm, black, PUSH IN with actuator, Clamping range, max. : 1.5 mm², Tube
34300 | 1824970000 | LSF-SMT 7.62/04/90 3.5SN BK TU | Printed circuit board terminals, 7.62 mm, Number of poles: 4, 90°, Solder pin length (l): 3.5 mm, black, PUSH IN with actuator, Clamping range, max. : 1.5 mm², Tube
34301 | 1824980000 | LSF-SMT 7.62/05/90 3.5SN BK TU | Printed circuit board terminals, 7.62 mm, Number of poles: 5, 90°, Solder pin length (l): 3.5 mm, black, PUSH IN with actuator, Clamping range, max. : 1.5 mm², Tube
34302 | 1824990000 | LSF-SMT 7.62/06/90 3.5SN BK TU | Printed circuit board terminals, 7.62 mm, Number of poles: 6, 90°, Solder pin length (l): 3.5 mm, black, PUSH IN with actuator, Clamping range, max. : 1.5 mm², Tube
34303 | 1825000000 | LSF-SMT 7.62/07/90 3.5SN BK TU | Printed circuit board terminals, 7.62 mm, Number of poles: 7, 90°, Solder pin length (l): 3.5 mm, black, PUSH IN with actuator, Clamping range, max. : 1.5 mm², Tube
34304 | 1825010000 | LSF-SMT 7.62/08/90 3.5SN BK TU | Printed circuit board terminals, 7.62 mm, Number of poles: 8, 90°, Solder pin length (l): 3.5 mm, black, PUSH IN with actuator, Clamping range, max. : 1.5 mm², Tube
34305 | 1825300000 | LSF-SMT 3.81/12/90 3.5SN BK TU | Printed circuit board terminals, 3.81 mm, Number of poles: 12, 90°, Solder pin length (l): 3.5 mm, black, PUSH IN with actuator, Clamping range, max. : 1.5 mm², Tube
34306 | 1825640000 | LSF-SMT 3.50/02/180 3.5SN BK TU | Printed circuit board terminals, 3.50 mm, Number of poles: 2, 180°, Solder pin length (l): 3.5 mm, black, PUSH IN with actuator, Clamping range, max. : 1.5 mm², Tube
34307 | 1825650000 | LSF-SMT 3.50/03/180 3.5SN BK TU | Printed circuit board terminals, 3.50 mm, Number of poles: 3, 180°, Solder pin length (l): 3.5 mm, black, PUSH IN with actuator, Clamping range, max. : 1.5 mm², Tube
34308 | 1825660000 | LSF-SMT 3.50/04/180 3.5SN BK TU | Printed circuit board terminals, 3.50 mm, Number of poles: 4, 180°, Solder pin length (l): 3.5 mm, black, PUSH IN with actuator, Clamping range, max. : 1.5 mm², Tube
34309 | 1825670000 | LSF-SMT 3.50/05/180 3.5SN BK TU | Printed circuit board terminals, 3.50 mm, Number of poles: 5, 180°, Solder pin length (l): 3.5 mm, black, PUSH IN with actuator, Clamping range, max. : 1.5 mm², Tube
34310 | 1825680000 | LSF-SMT 3.50/06/180 3.5SN BK TU | Printed circuit board terminals, 3.50 mm, Number of poles: 6, 180°, Solder pin length (l): 3.5 mm, black, PUSH IN with actuator, Clamping range, max. : 1.5 mm², Tube
34311 | 1825690000 | LSF-SMT 3.50/07/180 3.5SN BK TU | Printed circuit board terminals, 3.50 mm, Number of poles: 7, 180°, Solder pin length (l): 3.5 mm, black, PUSH IN with actuator, Clamping range, max. : 1.5 mm², Tube
34312 | 1825700000 | LSF-SMT 3.50/08/180 3.5SN BK TU | Printed circuit board terminals, 3.50 mm, Number of poles: 8, 180°, Solder pin length (l): 3.5 mm, black, PUSH IN with actuator, Clamping range, max. : 1.5 mm², Tube
34313 | 1825710000 | LSF-SMT 3.50/09/180 3.5SN BK TU | Printed circuit board terminals, 3.50 mm, Number of poles: 9, 180°, Solder pin length (l): 3.5 mm, black, PUSH IN with actuator, Clamping range, max. : 1.5 mm², Tube
34314 | 1825720000 | LSF-SMT 3.50/10/180 3.5SN BK TU | Printed circuit board terminals, 3.50 mm, Number of poles: 10, 180°, Solder pin length (l): 3.5 mm, black, PUSH IN with actuator, Clamping range, max. : 1.5 mm², Tube
34315 | 1825730000 | LSF-SMT 3.50/11/180 3.5SN BK TU | Printed circuit board terminals, 3.50 mm, Number of poles: 11, 180°, Solder pin length (l): 3.5 mm, black, PUSH IN with actuator, Clamping range, max. : 1.5 mm², Tube
34316 | 1825740000 | LSF-SMT 3.50/12/180 3.5SN BK TU | Printed circuit board terminals, 3.50 mm, Number of poles: 12, 180°, Solder pin length (l): 3.5 mm, black, PUSH IN with actuator, Clamping range, max. : 1.5 mm², Tube
34317 | 1825790000 | LSF-SMT 3.81/02/180 3.5SN BK TU | Printed circuit board terminals, 3.81 mm, Number of poles: 2, 180°, Solder pin length (l): 3.5 mm, black, PUSH IN with actuator, Clamping range, max. : 1.5 mm², Tube
34318 | 1825800000 | LSF-SMT 3.81/03/180 3.5SN BK TU | Printed circuit board terminals, 3.81 mm, Number of poles: 3, 180°, Solder pin length (l): 3.5 mm, black, PUSH IN with actuator, Clamping range, max. : 1.5 mm², Tube
34319 | 1825810000 | LSF-SMT 3.81/04/180 3.5SN BK TU | Printed circuit board terminals, 3.81 mm, Number of poles: 4, 180°, Solder pin length (l): 3.5 mm, black, PUSH IN with actuator, Clamping range, max. : 1.5 mm², Tube
34320 | 1825820000 | LSF-SMT 3.81/05/180 3.5SN BK TU | Printed circuit board terminals, 3.81 mm, Number of poles: 5, 180°, Solder pin length (l): 3.5 mm, black, PUSH IN with actuator, Clamping range, max. : 1.5 mm², Tube
34321 | 1825830000 | LSF-SMT 3.81/06/180 3.5SN BK TU | Printed circuit board terminals, 3.81 mm, Number of poles: 6, 180°, Solder pin length (l): 3.5 mm, black, PUSH IN with actuator, Clamping range, max. : 1.5 mm², Tube
34322 | 1825840000 | LSF-SMT 3.81/07/180 3.5SN BK TU | Printed circuit board terminals, 3.81 mm, Number of poles: 7, 180°, Solder pin length (l): 3.5 mm, black, PUSH IN with actuator, Clamping range, max. : 1.5 mm², Tube
34323 | 1825850000 | LSF-SMT 3.81/08/180 3.5SN BK TU | Printed circuit board terminals, 3.81 mm, Number of poles: 8, 180°, Solder pin length (l): 3.5 mm, black, PUSH IN with actuator, Clamping range, max. : 1.5 mm², Tube
34324 | 1825870000 | LSF-SMT 3.81/09/180 3.5SN BK TU | Printed circuit board terminals, 3.81 mm, Number of poles: 9, 180°, Solder pin length (l): 3.5 mm, black, PUSH IN with actuator, Clamping range, max. : 1.5 mm², Tube
34325 | 1825880000 | LSF-SMT 3.81/10/180 3.5SN BK TU | Printed circuit board terminals, 3.81 mm, Number of poles: 10, 180°, Solder pin length (l): 3.5 mm, black, PUSH IN with actuator, Clamping range, max. : 1.5 mm², Tube
34326 | 1825890000 | LSF-SMT 3.81/11/180 3.5SN BK TU | Printed circuit board terminals, 3.81 mm, Number of poles: 11, 180°, Solder pin length (l): 3.5 mm, black, PUSH IN with actuator, Clamping range, max. : 1.5 mm², Tube
34327 | 1825920000 | LSF-SMT 3.81/12/180 3.5SN BK TU | Printed circuit board terminals, 3.81 mm, Number of poles: 12, 180°, Solder pin length (l): 3.5 mm, black, PUSH IN with actuator, Clamping range, max. : 1.5 mm², Tube
34328 | 1825960000 | LSF-SMT 5.00/02/180 3.5SN BK TU | Printed circuit board terminals, 5.00 mm, Number of poles: 2, 180°, Solder pin length (l): 3.5 mm, black, PUSH IN with actuator, Clamping range, max. : 1.5 mm², Tube
34329 | 1825970000 | LSF-SMT 5.00/03/180 3.5SN BK TU | Printed circuit board terminals, 5.00 mm, Number of poles: 3, 180°, Solder pin length (l): 3.5 mm, black, PUSH IN with actuator, Clamping range, max. : 1.5 mm², Tube
34330 | 1825980000 | LSF-SMT 5.00/04/180 3.5SN BK TU | Printed circuit board terminals, 5.00 mm, Number of poles: 4, 180°, Solder pin length (l): 3.5 mm, black, PUSH IN with actuator, Clamping range, max. : 1.5 mm², Tube
34331 | 1825990000 | LSF-SMT 5.00/05/180 3.5SN BK TU | Printed circuit board terminals, 5.00 mm, Number of poles: 5, 180°, Solder pin length (l): 3.5 mm, black, PUSH IN with actuator, Clamping range, max. : 1.5 mm², Tube
34332 | 1826000000 | LSF-SMT 5.00/06/180 3.5SN BK TU | Printed circuit board terminals, 5.00 mm, Number of poles: 6, 180°, Solder pin length (l): 3.5 mm, black, PUSH IN with actuator, Clamping range, max. : 1.5 mm², Tube
34333 | 1826010000 | LSF-SMT 5.00/07/180 3.5SN BK TU | Printed circuit board terminals, 5.00 mm, Number of poles: 7, 180°, Solder pin length (l): 3.5 mm, black, PUSH IN with actuator, Clamping range, max. : 1.5 mm², Tube
34334 | 1826020000 | LSF-SMT 5.00/08/180 3.5SN BK TU | Printed circuit board terminals, 5.00 mm, Number of poles: 8, 180°, Solder pin length (l): 3.5 mm, black, PUSH IN with actuator, Clamping range, max. : 1.5 mm², Tube
34335 | 1826040000 | LSF-SMT 5.08/02/180 3.5SN BK TU | Printed circuit board terminals, 5.08 mm, Number of poles: 2, 180°, Solder pin length (l): 3.5 mm, black, PUSH IN with actuator, Clamping range, max. : 1.5 mm², Tube
34336 | 1826060000 | LSF-SMT 5.08/03/180 3.5SN BK TU | Printed circuit board terminals, 5.08 mm, Number of poles: 3, 180°, Solder pin length (l): 3.5 mm, black, PUSH IN with actuator, Clamping range, max. : 1.5 mm², Tube
34337 | 1826070000 | LSF-SMT 5.08/04/180 3.5SN BK TU | Printed circuit board terminals, 5.08 mm, Number of poles: 4, 180°, Solder pin length (l): 3.5 mm, black, PUSH IN with actuator, Clamping range, max. : 1.5 mm², Tube
34338 | 1826080000 | LSF-SMT 5.08/05/180 3.5SN BK TU | Printed circuit board terminals, 5.08 mm, Number of poles: 5, 180°, Solder pin length (l): 3.5 mm, black, PUSH IN with actuator, Clamping range, max. : 1.5 mm², Tube
34339 | 1826100000 | LSF-SMT 5.08/06/180 3.5SN BK TU | Printed circuit board terminals, 5.08 mm, Number of poles: 6, 180°, Solder pin length (l): 3.5 mm, black, PUSH IN with actuator, Clamping range, max. : 1.5 mm², Tube
34340 | 1826110000 | LSF-SMT 5.08/07/180 3.5SN BK TU | Printed circuit board terminals, 5.08 mm, Number of poles: 7, 180°, Solder pin length (l): 3.5 mm, black, PUSH IN with actuator, Clamping range, max. : 1.5 mm², Tube
34341 | 1826120000 | LSF-SMT 5.08/08/180 3.5SN BK TU | Printed circuit board terminals, 5.08 mm, Number of poles: 8, 180°, Solder pin length (l): 3.5 mm, black, PUSH IN with actuator, Clamping range, max. : 1.5 mm², Tube
34342 | 1826130000 | LSF-SMT 7.50/02/180 3.5SN BK TU | Printed circuit board terminals, 7.50 mm, Number of poles: 2, 180°, Solder pin length (l): 3.5 mm, black, PUSH IN with actuator, Clamping range, max. : 1.5 mm², Tube
34343 | 1826140000 | LSF-SMT 7.50/03/180 3.5SN BK TU | Printed circuit board terminals, 7.50 mm, Number of poles: 3, 180°, Solder pin length (l): 3.5 mm, black, PUSH IN with actuator, Clamping range, max. : 1.5 mm², Tube
34344 | 1826150000 | LSF-SMT 7.50/04/180 3.5SN BK TU | Printed circuit board terminals, 7.50 mm, Number of poles: 4, 180°, Solder pin length (l): 3.5 mm, black, PUSH IN with actuator, Clamping range, max. : 1.5 mm², Tube
34345 | 1826160000 | LSF-SMT 7.50/05/180 3.5SN BK TU | Printed circuit board terminals, 7.50 mm, Number of poles: 5, 180°, Solder pin length (l): 3.5 mm, black, PUSH IN with actuator, Clamping range, max. : 1.5 mm², Tube
34346 | 1826170000 | LSF-SMT 7.50/06/180 3.5SN BK TU | Printed circuit board terminals, 7.50 mm, Number of poles: 6, 180°, Solder pin length (l): 3.5 mm, black, PUSH IN with actuator, Clamping range, max. : 1.5 mm², Tube
34347 | 1826180000 | LSF-SMT 7.50/07/180 3.5SN BK TU | Printed circuit board terminals, 7.50 mm, Number of poles: 7, 180°, Solder pin length (l): 3.5 mm, black, PUSH IN with actuator, Clamping range, max. : 1.5 mm², Tube
34348 | 1826190000 | LSF-SMT 7.50/08/180 3.5SN BK TU | Printed circuit board terminals, 7.50 mm, Number of poles: 8, 180°, Solder pin length (l): 3.5 mm, black, PUSH IN with actuator, Clamping range, max. : 1.5 mm², Tube
34349 | 1826210000 | LSF-SMT 7.62/02/180 3.5SN BK TU | Printed circuit board terminals, 7.62 mm, Number of poles: 2, 180°, Solder pin length (l): 3.5 mm, black, PUSH IN with actuator, Clamping range, max. : 1.5 mm², Tube
34350 | 1826220000 | LSF-SMT 7.62/03/180 3.5SN BK TU | Printed circuit board terminals, 7.62 mm, Number of poles: 3, 180°, Solder pin length (l): 3.5 mm, black, PUSH IN with actuator, Clamping range, max. : 1.5 mm², Tube
34351 | 1826230000 | LSF-SMT 7.62/04/180 3.5SN BK TU | Printed circuit board terminals, 7.62 mm, Number of poles: 4, 180°, Solder pin length (l): 3.5 mm, black, PUSH IN with actuator, Clamping range, max. : 1.5 mm², Tube
34352 | 1826240000 | LSF-SMT 7.62/05/180 3.5SN BK TU | Printed circuit board terminals, 7.62 mm, Number of poles: 5, 180°, Solder pin length (l): 3.5 mm, black, PUSH IN with actuator, Clamping range, max. : 1.5 mm², Tube
34353 | 1826250000 | LSF-SMT 7.62/06/180 3.5SN BK TU | Printed circuit board terminals, 7.62 mm, Number of poles: 6, 180°, Solder pin length (l): 3.5 mm, black, PUSH IN with actuator, Clamping range, max. : 1.5 mm², Tube
34354 | 1826260000 | LSF-SMT 7.62/07/180 3.5SN BK TU | Printed circuit board terminals, 7.62 mm, Number of poles: 7, 180°, Solder pin length (l): 3.5 mm, black, PUSH IN with actuator, Clamping range, max. : 1.5 mm², Tube
34355 | 1826270000 | LSF-SMT 7.62/08/180 3.5SN BK TU | Printed circuit board terminals, 7.62 mm, Number of poles: 8, 180°, Solder pin length (l): 3.5 mm, black, PUSH IN with actuator, Clamping range, max. : 1.5 mm², Tube
34356 | 1862720000 | SC-SMT 3.81/02/90LF 1.5SN BK RL | PCB plug-in connector, male header, Solder flange, THT/THR solder connection, 3.81 mm, Number of poles: 2, 90°, Solder pin length (l): 1.5 mm, tinned, black, Tape
34357 | 1862750000 | SC-SMT 3.81/03/90LF 1.5SN BK RL | PCB plug-in connector, male header, Solder flange, THT/THR solder connection, 3.81 mm, Number of poles: 3, 90°, Solder pin length (l): 1.5 mm, tinned, black, Tape
34358 | 1862770000 | SC-SMT 3.81/04/90LF 1.5SN BK RL | PCB plug-in connector, male header, Solder flange, THT/THR solder connection, 3.81 mm, Number of poles: 4, 90°, Solder pin length (l): 1.5 mm, tinned, black, Tape
34359 | 1862810000 | SC-SMT 3.81/02/90G 3.2SN BK RL | PCB plug-in connector, male header, closed side, THT/THR solder connection, 3.81 mm, Number of poles: 2, 90°, Solder pin length (l): 3.2 mm, tinned, black, Tape
34360 | 1862830000 | SC-SMT 3.81/07/90LF 1.5SN BK RL | PCB plug-in connector, male header, Solder flange, THT/THR solder connection, 3.81 mm, Number of poles: 7, 90°, Solder pin length (l): 1.5 mm, tinned, black, Tape
34361 | 1862840000 | SC-SMT 3.81/03/90G 3.2SN BK RL | PCB plug-in connector, male header, closed side, THT/THR solder connection, 3.81 mm, Number of poles: 3, 90°, Solder pin length (l): 3.2 mm, tinned, black, Tape
34362 | 1862860000 | SC-SMT 3.81/04/90G 3.2SN BK RL | PCB plug-in connector, male header, closed side, THT/THR solder connection, 3.81 mm, Number of poles: 4, 90°, Solder pin length (l): 3.2 mm, tinned, black, Tape
34363 | 1862870000 | SC-SMT 3.81/05/90G 3.2SN BK RL | PCB plug-in connector, male header, closed side, THT/THR solder connection, 3.81 mm, Number of poles: 5, 90°, Solder pin length (l): 3.2 mm, tinned, black, Tape
34364 | 1862880000 | SC-SMT 3.81/06/90G 3.2SN BK RL | PCB plug-in connector, male header, closed side, THT/THR solder connection, 3.81 mm, Number of poles: 6, 90°, Solder pin length (l): 3.2 mm, tinned, black, Tape
34365 | 1862900000 | SC-SMT 3.81/08/90G 3.2SN BK RL | PCB plug-in connector, male header, closed side, THT/THR solder connection, 3.81 mm, Number of poles: 8, 90°, Solder pin length (l): 3.2 mm, tinned, black, Tape
34366 | 1862930000 | SC-SMT 3.81/10/90G 3.2SN BK RL | PCB plug-in connector, male header, closed side, THT/THR solder connection, 3.81 mm, Number of poles: 10, 90°, Solder pin length (l): 3.2 mm, tinned, black, Tape
34367 | 1863140000 | SC-SMT 3.81/02/90G 1.5SN BK RL | PCB plug-in connector, male header, closed side, THT/THR solder connection, 3.81 mm, Number of poles: 2, 90°, Solder pin length (l): 1.5 mm, tinned, black, Tape
34368 | 1863150000 | SC-SMT 3.81/03/90G 1.5SN BK RL | PCB plug-in connector, male header, closed side, THT/THR solder connection, 3.81 mm, Number of poles: 3, 90°, Solder pin length (l): 1.5 mm, tinned, black, Tape
34369 | 1863160000 | SC-SMT 3.81/04/90G 1.5SN BK RL | PCB plug-in connector, male header, closed side, THT/THR solder connection, 3.81 mm, Number of poles: 4, 90°, Solder pin length (l): 1.5 mm, tinned, black, Tape
34370 | 1863170000 | SC-SMT 3.81/05/90G 1.5SN BK RL | PCB plug-in connector, male header, closed side, THT/THR solder connection, 3.81 mm, Number of poles: 5, 90°, Solder pin length (l): 1.5 mm, tinned, black, Tape
34371 | 1863180000 | SC-SMT 3.81/06/90G 1.5SN BK RL | PCB plug-in connector, male header, closed side, THT/THR solder connection, 3.81 mm, Number of poles: 6, 90°, Solder pin length (l): 1.5 mm, tinned, black, Tape
34372 | 1863190000 | SC-SMT 3.81/07/90G 1.5SN BK RL | PCB plug-in connector, male header, closed side, THT/THR solder connection, 3.81 mm, Number of poles: 7, 90°, Solder pin length (l): 1.5 mm, tinned, black, Tape
34373 | 1863200000 | SC-SMT 3.81/08/90G 1.5SN BK RL | PCB plug-in connector, male header, closed side, THT/THR solder connection, 3.81 mm, Number of poles: 8, 90°, Solder pin length (l): 1.5 mm, tinned, black, Tape
34374 | 1863210000 | SC-SMT 3.81/09/90G 1.5SN BK RL | PCB plug-in connector, male header, closed side, THT/THR solder connection, 3.81 mm, Number of poles: 9, 90°, Solder pin length (l): 1.5 mm, tinned, black, Tape
34375 | 1863220000 | SC-SMT 3.81/10/90G 1.5SN BK RL | PCB plug-in connector, male header, closed side, THT/THR solder connection, 3.81 mm, Number of poles: 10, 90°, Solder pin length (l): 1.5 mm, tinned, black, Tape
34376 | 1863490000 | SC-SMT 3.81/04/180G 3.2SN BK RL | PCB plug-in connector, male header, closed side, THT/THR solder connection, 3.81 mm, Number of poles: 4, 180°, Solder pin length (l): 3.2 mm, tinned, black, Tape
34377 | 1863640000 | SC-SMT 3.81/08/180LF 3.2SN BK RL | PCB plug-in connector, male header, Solder flange, THT/THR solder connection, 3.81 mm, Number of poles: 8, 180°, Solder pin length (l): 3.2 mm, tinned, black, Tape
34378 | 1863890000 | SC-SMT 3.81/02/90LF 3.2SN BK RL | PCB plug-in connector, male header, Solder flange, THT/THR solder connection, 3.81 mm, Number of poles: 2, 90°, Solder pin length (l): 3.2 mm, tinned, black, Tape
34379 | 1863970000 | SC-SMT 3.81/03/90LF 3.2SN BK RL | PCB plug-in connector, male header, Solder flange, THT/THR solder connection, 3.81 mm, Number of poles: 3, 90°, Solder pin length (l): 3.2 mm, tinned, black, Tape
34380 | 1863980000 | SC-SMT 3.81/04/90LF 3.2SN BK RL | PCB plug-in connector, male header, Solder flange, THT/THR solder connection, 3.81 mm, Number of poles: 4, 90°, Solder pin length (l): 3.2 mm, tinned, black, Tape
34381 | 1864050000 | SC-SMT 3.81/02/180G 1.5SN BK RL | PCB plug-in connector, male header, closed side, THT/THR solder connection, 3.81 mm, Number of poles: 2, 180°, Solder pin length (l): 1.5 mm, tinned, black, Tape
34382 | 1864060000 | SC-SMT 3.81/03/180G 1.5SN BK RL | PCB plug-in connector, male header, closed side, THT/THR solder connection, 3.81 mm, Number of poles: 3, 180°, Solder pin length (l): 1.5 mm, tinned, black, Tape
34383 | 1864220000 | SC-SMT 3.81/02/180LF 1.5SN BK RL | PCB plug-in connector, male header, Solder flange, THT/THR solder connection, 3.81 mm, Number of poles: 2, 180°, Solder pin length (l): 1.5 mm, tinned, black, Tape
34384 | 1864230000 | SC-SMT 3.81/03/180LF 1.5SN BK RL | PCB plug-in connector, male header, Solder flange, THT/THR solder connection, 3.81 mm, Number of poles: 3, 180°, Solder pin length (l): 1.5 mm, tinned, black, Tape
34385 | 1864260000 | SC-SMT 3.81/06/180LF 1.5SN BK RL | PCB plug-in connector, male header, Solder flange, THT/THR solder connection, 3.81 mm, Number of poles: 6, 180°, Solder pin length (l): 1.5 mm, tinned, black, Tape
34386 | 1864270000 | SC-SMT 3.81/07/180LF 1.5SN BK RL | PCB plug-in connector, male header, Solder flange, THT/THR solder connection, 3.81 mm, Number of poles: 7, 180°, Solder pin length (l): 1.5 mm, tinned, black, Tape
34387 | 1864290000 | SC-SMT 3.81/04/180G 1.5SN BK RL | PCB plug-in connector, male header, closed side, THT/THR solder connection, 3.81 mm, Number of poles: 4, 180°, Solder pin length (l): 1.5 mm, tinned, black, Tape
34388 | 1864300000 | SC-SMT 3.81/05/180G 1.5SN BK RL | PCB plug-in connector, male header, closed side, THT/THR solder connection, 3.81 mm, Number of poles: 5, 180°, Solder pin length (l): 1.5 mm, tinned, black, Tape
34389 | 1864310000 | SC-SMT 3.81/06/180G 1.5SN BK RL | PCB plug-in connector, male header, closed side, THT/THR solder connection, 3.81 mm, Number of poles: 6, 180°, Solder pin length (l): 1.5 mm, tinned, black, Tape
34390 | 1864320000 | SC-SMT 3.81/07/180G 1.5SN BK RL | PCB plug-in connector, male header, closed side, THT/THR solder connection, 3.81 mm, Number of poles: 7, 180°, Solder pin length (l): 1.5 mm, tinned, black, Tape
34391 | 1864330000 | SC-SMT 3.81/08/180G 1.5SN BK RL | PCB plug-in connector, male header, closed side, THT/THR solder connection, 3.81 mm, Number of poles: 8, 180°, Solder pin length (l): 1.5 mm, tinned, black, Tape
34392 | 1864350000 | SC-SMT 3.81/10/180G 1.5SN BK RL | PCB plug-in connector, male header, closed side, THT/THR solder connection, 3.81 mm, Number of poles: 10, 180°, Solder pin length (l): 1.5 mm, tinned, black, Tape
34393 | 1868290000 | SL-SMT 5.08HC/06/90 3.2SN BK RL | PCB plug-in connector, male header, open side, THT/THR solder connection, 5.08 mm, Number of poles: 6, 90°, Solder pin length (l): 3.2 mm, tinned, black, Tape
34394 | 1868310000 | SL-SMT 5.08HC/04/90 3.2SN BK RL | PCB plug-in connector, male header, open side, THT/THR solder connection, 5.08 mm, Number of poles: 4, 90°, Solder pin length (l): 3.2 mm, tinned, black, Tape
34395 | 1869260000 | LSF-SMT 7.62/02/90 1.5SN BK TU | Printed circuit board terminals, 7.62 mm, Number of poles: 2, 90°, Solder pin length (l): 1.5 mm, black, PUSH IN with actuator, Clamping range, max. : 1.5 mm², Tube
34396 | 1869270000 | LSF-SMT 7.62/03/90 1.5SN BK TU | Printed circuit board terminals, 7.62 mm, Number of poles: 3, 90°, Solder pin length (l): 1.5 mm, black, PUSH IN with actuator, Clamping range, max. : 1.5 mm², Tube
34397 | 1869280000 | LSF-SMT 7.62/04/90 1.5SN BK TU | Printed circuit board terminals, 7.62 mm, Number of poles: 4, 90°, Solder pin length (l): 1.5 mm, black, PUSH IN with actuator, Clamping range, max. : 1.5 mm², Tube
34398 | 1869290000 | LSF-SMT 7.62/05/90 1.5SN BK TU | Printed circuit board terminals, 7.62 mm, Number of poles: 5, 90°, Solder pin length (l): 1.5 mm, black, PUSH IN with actuator, Clamping range, max. : 1.5 mm², Tube
34399 | 1869300000 | LSF-SMT 7.62/06/90 1.5SN BK TU | Printed circuit board terminals, 7.62 mm, Number of poles: 6, 90°, Solder pin length (l): 1.5 mm, black, PUSH IN with actuator, Clamping range, max. : 1.5 mm², Tube
34400 | 1869310000 | LSF-SMT 7.62/07/90 1.5SN BK TU | Printed circuit board terminals, 7.62 mm, Number of poles: 7, 90°, Solder pin length (l): 1.5 mm, black, PUSH IN with actuator, Clamping range, max. : 1.5 mm², Tube
34401 | 1869360000 | LSF-SMT 3.81/02/90 1.5SN BK TU | Printed circuit board terminals, 3.81 mm, Number of poles: 2, 90°, Solder pin length (l): 1.5 mm, black, PUSH IN with actuator, Clamping range, max. : 1.5 mm², Tube
34402 | 1869370000 | LSF-SMT 3.81/03/90 1.5SN BK TU | Printed circuit board terminals, 3.81 mm, Number of poles: 3, 90°, Solder pin length (l): 1.5 mm, black, PUSH IN with actuator, Clamping range, max. : 1.5 mm², Tube
34403 | 1869380000 | LSF-SMT 3.81/04/90 1.5SN BK TU | Printed circuit board terminals, 3.81 mm, Number of poles: 4, 90°, Solder pin length (l): 1.5 mm, black, PUSH IN with actuator, Clamping range, max. : 1.5 mm², Tube
34404 | 1869390000 | LSF-SMT 3.81/05/90 1.5SN BK TU | Printed circuit board terminals, 3.81 mm, Number of poles: 5, 90°, Solder pin length (l): 1.5 mm, black, PUSH IN with actuator, Clamping range, max. : 1.5 mm², Tube
34405 | 1869400000 | LSF-SMT 3.81/06/90 1.5SN BK TU | Printed circuit board terminals, 3.81 mm, Number of poles: 6, 90°, Solder pin length (l): 1.5 mm, black, PUSH IN with actuator, Clamping range, max. : 1.5 mm², Tube
34406 | 1869420000 | LSF-SMT 3.81/08/90 1.5SN BK TU | Printed circuit board terminals, 3.81 mm, Number of poles: 8, 90°, Solder pin length (l): 1.5 mm, black, PUSH IN with actuator, Clamping range, max. : 1.5 mm², Tube
34407 | 1869430000 | LSF-SMT 3.81/09/90 1.5SN BK TU | Printed circuit board terminals, 3.81 mm, Number of poles: 9, 90°, Solder pin length (l): 1.5 mm, black, PUSH IN with actuator, Clamping range, max. : 1.5 mm², Tube
34408 | 1869440000 | LSF-SMT 3.81/10/90 1.5SN BK TU | Printed circuit board terminals, 3.81 mm, Number of poles: 10, 90°, Solder pin length (l): 1.5 mm, black, PUSH IN with actuator, Clamping range, max. : 1.5 mm², Tube
34409 | 1869450000 | LSF-SMT 3.81/11/90 1.5SN BK TU | Printed circuit board terminals, 3.81 mm, Number of poles: 11, 90°, Solder pin length (l): 1.5 mm, black, PUSH IN with actuator, Clamping range, max. : 1.5 mm², Tube
34410 | 1869460000 | LSF-SMT 3.81/12/90 1.5SN BK TU | Printed circuit board terminals, 3.81 mm, Number of poles: 12, 90°, Solder pin length (l): 1.5 mm, black, PUSH IN with actuator, Clamping range, max. : 1.5 mm², Tube
34411 | 1869470000 | LSF-SMT 3.81/13/90 1.5SN BK TU | Printed circuit board terminals, 3.81 mm, Number of poles: 13, 90°, Solder pin length (l): 1.5 mm, black, PUSH IN with actuator, Clamping range, max. : 1.5 mm², Tube
34412 | 1869600000 | LSF-SMT 5.00/02/90 1.5SN BK TU | Printed circuit board terminals, 5.00 mm, Number of poles: 2, 90°, Solder pin length (l): 1.5 mm, black, PUSH IN with actuator, Clamping range, max. : 1.5 mm², Tube
34413 | 1869610000 | LSF-SMT 5.00/03/90 1.5SN BK TU | Printed circuit board terminals, 5.00 mm, Number of poles: 3, 90°, Solder pin length (l): 1.5 mm, black, PUSH IN with actuator, Clamping range, max. : 1.5 mm², Tube
34414 | 1869620000 | LSF-SMT 5.00/04/90 1.5SN BK TU | Printed circuit board terminals, 5.00 mm, Number of poles: 4, 90°, Solder pin length (l): 1.5 mm, black, PUSH IN with actuator, Clamping range, max. : 1.5 mm², Tube
34415 | 1869630000 | LSF-SMT 5.00/05/90 1.5SN BK TU | Printed circuit board terminals, 5.00 mm, Number of poles: 5, 90°, Solder pin length (l): 1.5 mm, black, PUSH IN with actuator, Clamping range, max. : 1.5 mm², Tube
34416 | 1869640000 | LSF-SMT 5.00/06/90 1.5SN BK TU | Printed circuit board terminals, 5.00 mm, Number of poles: 6, 90°, Solder pin length (l): 1.5 mm, black, PUSH IN with actuator, Clamping range, max. : 1.5 mm², Tube
34417 | 1869650000 | LSF-SMT 5.00/07/90 1.5SN BK TU | Printed circuit board terminals, 5.00 mm, Number of poles: 7, 90°, Solder pin length (l): 1.5 mm, black, PUSH IN with actuator, Clamping range, max. : 1.5 mm², Tube
34418 | 1869660000 | LSF-SMT 5.00/08/90 1.5SN BK TU | Printed circuit board terminals, 5.00 mm, Number of poles: 8, 90°, Solder pin length (l): 1.5 mm, black, PUSH IN with actuator, Clamping range, max. : 1.5 mm², Tube
34419 | 1869670000 | LSF-SMT 5.08/02/90 1.5SN BK TU | Printed circuit board terminals, 5.08 mm, Number of poles: 2, 90°, Solder pin length (l): 1.5 mm, black, PUSH IN with actuator, Clamping range, max. : 1.5 mm², Tube
34420 | 1869680000 | LSF-SMT 5.08/03/90 1.5SN BK TU | Printed circuit board terminals, 5.08 mm, Number of poles: 3, 90°, Solder pin length (l): 1.5 mm, black, PUSH IN with actuator, Clamping range, max. : 1.5 mm², Tube
34421 | 1869690000 | LSF-SMT 5.08/04/90 1.5SN BK TU | Printed circuit board terminals, 5.08 mm, Number of poles: 4, 90°, Solder pin length (l): 1.5 mm, black, PUSH IN with actuator, Clamping range, max. : 1.5 mm², Tube
34422 | 1869700000 | LSF-SMT 5.08/05/90 1.5SN BK TU | Printed circuit board terminals, 5.08 mm, Number of poles: 5, 90°, Solder pin length (l): 1.5 mm, black, PUSH IN with actuator, Clamping range, max. : 1.5 mm², Tube
34423 | 1869710000 | LSF-SMT 5.08/06/90 1.5SN BK TU | Printed circuit board terminals, 5.08 mm, Number of poles: 6, 90°, Solder pin length (l): 1.5 mm, black, PUSH IN with actuator, Clamping range, max. : 1.5 mm², Tube
34424 | 1869720000 | LSF-SMT 5.08/07/90 1.5SN BK TU | Printed circuit board terminals, 5.08 mm, Number of poles: 7, 90°, Solder pin length (l): 1.5 mm, black, PUSH IN with actuator, Clamping range, max. : 1.5 mm², Tube
34425 | 1869730000 | LSF-SMT 5.08/08/90 1.5SN BK TU | Printed circuit board terminals, 5.08 mm, Number of poles: 8, 90°, Solder pin length (l): 1.5 mm, black, PUSH IN with actuator, Clamping range, max. : 1.5 mm², Tube
34426 | 1869740000 | LSF-SMT 7.50/02/90 1.5SN BK TU | Printed circuit board terminals, 7.50 mm, Number of poles: 2, 90°, Solder pin length (l): 1.5 mm, black, PUSH IN with actuator, Clamping range, max. : 1.5 mm², Tube
34427 | 1869750000 | LSF-SMT 7.50/03/90 1.5SN BK TU | Printed circuit board terminals, 7.50 mm, Number of poles: 3, 90°, Solder pin length (l): 1.5 mm, black, PUSH IN with actuator, Clamping range, max. : 1.5 mm², Tube
34428 | 1869760000 | LSF-SMT 7.50/04/90 1.5SN BK TU | Printed circuit board terminals, 7.50 mm, Number of poles: 4, 90°, Solder pin length (l): 1.5 mm, black, PUSH IN with actuator, Clamping range, max. : 1.5 mm², Tube
34429 | 1869770000 | LSF-SMT 7.50/05/90 1.5SN BK TU | Printed circuit board terminals, 7.50 mm, Number of poles: 5, 90°, Solder pin length (l): 1.5 mm, black, PUSH IN with actuator, Clamping range, max. : 1.5 mm², Tube
34430 | 1869780000 | LSF-SMT 7.50/06/90 1.5SN BK TU | Printed circuit board terminals, 7.50 mm, Number of poles: 6, 90°, Solder pin length (l): 1.5 mm, black, PUSH IN with actuator, Clamping range, max. : 1.5 mm², Tube
34431 | 1869790000 | LSF-SMT 7.50/07/90 1.5SN BK TU | Printed circuit board terminals, 7.50 mm, Number of poles: 7, 90°, Solder pin length (l): 1.5 mm, black, PUSH IN with actuator, Clamping range, max. : 1.5 mm², Tube
34432 | 1869800000 | LSF-SMT 7.50/08/90 1.5SN BK TU | Printed circuit board terminals, 7.50 mm, Number of poles: 8, 90°, Solder pin length (l): 1.5 mm, black, PUSH IN with actuator, Clamping range, max. : 1.5 mm², Tube
34433 | 1869810000 | LSF-SMT 7.62/02/180 1.5SN BK TU | Printed circuit board terminals, 7.62 mm, Number of poles: 2, 180°, Solder pin length (l): 1.5 mm, black, PUSH IN with actuator, Clamping range, max. : 1.5 mm², Tube
34434 | 1869830000 | LSF-SMT 7.62/03/180 1.5SN BK TU | Printed circuit board terminals, 7.62 mm, Number of poles: 3, 180°, Solder pin length (l): 1.5 mm, black, PUSH IN with actuator, Clamping range, max. : 1.5 mm², Tube
34435 | 1869840000 | LSF-SMT 7.62/04/180 1.5SN BK TU | Printed circuit board terminals, 7.62 mm, Number of poles: 4, 180°, Solder pin length (l): 1.5 mm, black, PUSH IN with actuator, Clamping range, max. : 1.5 mm², Tube
34436 | 1869850000 | LSF-SMT 7.62/05/180 1.5SN BK TU | Printed circuit board terminals, 7.62 mm, Number of poles: 5, 180°, Solder pin length (l): 1.5 mm, black, PUSH IN with actuator, Clamping range, max. : 1.5 mm², Tube
34437 | 1869860000 | LSF-SMT 7.62/06/180 1.5SN BK TU | Printed circuit board terminals, 7.62 mm, Number of poles: 6, 180°, Solder pin length (l): 1.5 mm, black, PUSH IN with actuator, Clamping range, max. : 1.5 mm², Tube
34438 | 1869890000 | LSF-SMT 3.81/02/180 1.5SN BK TU | Printed circuit board terminals, 3.81 mm, Number of poles: 2, 180°, Solder pin length (l): 1.5 mm, black, PUSH IN with actuator, Clamping range, max. : 1.5 mm², Tube
34439 | 1869900000 | LSF-SMT 3.81/03/180 1.5SN BK TU | Printed circuit board terminals, 3.81 mm, Number of poles: 3, 180°, Solder pin length (l): 1.5 mm, black, PUSH IN with actuator, Clamping range, max. : 1.5 mm², Tube
34440 | 1869910000 | LSF-SMT 3.81/04/180 1.5SN BK TU | Printed circuit board terminals, 3.81 mm, Number of poles: 4, 180°, Solder pin length (l): 1.5 mm, black, PUSH IN with actuator, Clamping range, max. : 1.5 mm², Tube
34441 | 1869920000 | LSF-SMT 3.81/05/180 1.5SN BK TU | Printed circuit board terminals, 3.81 mm, Number of poles: 5, 180°, Solder pin length (l): 1.5 mm, black, PUSH IN with actuator, Clamping range, max. : 1.5 mm², Tube
34442 | 1869930000 | LSF-SMT 3.81/06/180 1.5SN BK TU | Printed circuit board terminals, 3.81 mm, Number of poles: 6, 180°, Solder pin length (l): 1.5 mm, black, PUSH IN with actuator, Clamping range, max. : 1.5 mm², Tube
34443 | 1869940000 | LSF-SMT 3.81/07/180 1.5SN BK TU | Printed circuit board terminals, 3.81 mm, Number of poles: 7, 180°, Solder pin length (l): 1.5 mm, black, PUSH IN with actuator, Clamping range, max. : 1.5 mm², Tube
34444 | 1869950000 | LSF-SMT 3.81/08/180 1.5SN BK TU | Printed circuit board terminals, 3.81 mm, Number of poles: 8, 180°, Solder pin length (l): 1.5 mm, black, PUSH IN with actuator, Clamping range, max. : 1.5 mm², Tube
34445 | 1869960000 | LSF-SMT 3.81/09/180 1.5SN BK TU | Printed circuit board terminals, 3.81 mm, Number of poles: 9, 180°, Solder pin length (l): 1.5 mm, black, PUSH IN with actuator, Clamping range, max. : 1.5 mm², Tube
34446 | 1869970000 | LSF-SMT 3.81/10/180 1.5SN BK TU | Printed circuit board terminals, 3.81 mm, Number of poles: 10, 180°, Solder pin length (l): 1.5 mm, black, PUSH IN with actuator, Clamping range, max. : 1.5 mm², Tube
34447 | 1870000000 | LSF-SMT 3.81/11/180 1.5SN BK TU | Printed circuit board terminals, 3.81 mm, Number of poles: 11, 180°, Solder pin length (l): 1.5 mm, black, PUSH IN with actuator, Clamping range, max. : 1.5 mm², Tube
34448 | 1870010000 | LSF-SMT 3.81/12/180 1.5SN BK TU | Printed circuit board terminals, 3.81 mm, Number of poles: 12, 180°, Solder pin length (l): 1.5 mm, black, PUSH IN with actuator, Clamping range, max. : 1.5 mm², Tube
34449 | 1870100000 | LSF-SMT 3.81/21/180 1.5SN BK TU | Printed circuit board terminals, 3.81 mm, Number of poles: 21, 180°, Solder pin length (l): 1.5 mm, black, PUSH IN with actuator, Clamping range, max. : 1.5 mm², Tube
34450 | 1870110000 | LSF-SMT 3.81/22/180 1.5SN BK TU | Printed circuit board terminals, 3.81 mm, Number of poles: 22, 180°, Solder pin length (l): 1.5 mm, black, PUSH IN with actuator, Clamping range, max. : 1.5 mm², Tube
34451 | 1870120000 | LSF-SMT 3.81/23/180 1.5SN BK TU | Printed circuit board terminals, 3.81 mm, Number of poles: 23, 180°, Solder pin length (l): 1.5 mm, black, PUSH IN with actuator, Clamping range, max. : 1.5 mm², Tube
34452 | 1870130000 | LSF-SMT 3.81/24/180 1.5SN BK TU | Printed circuit board terminals, 3.81 mm, Number of poles: 24, 180°, Solder pin length (l): 1.5 mm, black, PUSH IN with actuator, Clamping range, max. : 1.5 mm², Tube
34453 | 1870140000 | LSF-SMT 5.00/02/180 1.5SN BK TU | Printed circuit board terminals, 5.00 mm, Number of poles: 2, 180°, Solder pin length (l): 1.5 mm, black, PUSH IN with actuator, Clamping range, max. : 1.5 mm², Tube
34454 | 1870150000 | LSF-SMT 5.00/03/180 1.5SN BK TU | Printed circuit board terminals, 5.00 mm, Number of poles: 3, 180°, Solder pin length (l): 1.5 mm, black, PUSH IN with actuator, Clamping range, max. : 1.5 mm², Tube
34455 | 1870160000 | LSF-SMT 5.00/04/180 1.5SN BK TU | Printed circuit board terminals, 5.00 mm, Number of poles: 4, 180°, Solder pin length (l): 1.5 mm, black, PUSH IN with actuator, Clamping range, max. : 1.5 mm², Tube
34456 | 1870170000 | LSF-SMT 5.00/05/180 1.5SN BK TU | Printed circuit board terminals, 5.00 mm, Number of poles: 5, 180°, Solder pin length (l): 1.5 mm, black, PUSH IN with actuator, Clamping range, max. : 1.5 mm², Tube
34457 | 1870180000 | LSF-SMT 5.00/06/180 1.5SN BK TU | Printed circuit board terminals, 5.00 mm, Number of poles: 6, 180°, Solder pin length (l): 1.5 mm, black, PUSH IN with actuator, Clamping range, max. : 1.5 mm², Tube
34458 | 1870190000 | LSF-SMT 5.00/07/180 1.5SN BK TU | Printed circuit board terminals, 5.00 mm, Number of poles: 7, 180°, Solder pin length (l): 1.5 mm, black, PUSH IN with actuator, Clamping range, max. : 1.5 mm², Tube
34459 | 1870200000 | LSF-SMT 5.00/08/180 1.5SN BK TU | Printed circuit board terminals, 5.00 mm, Number of poles: 8, 180°, Solder pin length (l): 1.5 mm, black, PUSH IN with actuator, Clamping range, max. : 1.5 mm², Tube
34460 | 1870210000 | LSF-SMT 5.08/02/180 1.5SN BK TU | Printed circuit board terminals, 5.08 mm, Number of poles: 2, 180°, Solder pin length (l): 1.5 mm, black, PUSH IN with actuator, Clamping range, max. : 1.5 mm², Tube
34461 | 1870220000 | LSF-SMT 5.08/03/180 1.5SN BK TU | Printed circuit board terminals, 5.08 mm, Number of poles: 3, 180°, Solder pin length (l): 1.5 mm, black, PUSH IN with actuator, Clamping range, max. : 1.5 mm², Tube
34462 | 1870230000 | LSF-SMT 5.08/04/180 1.5SN BK TU | Printed circuit board terminals, 5.08 mm, Number of poles: 4, 180°, Solder pin length (l): 1.5 mm, black, PUSH IN with actuator, Clamping range, max. : 1.5 mm², Tube
34463 | 1870240000 | LSF-SMT 5.08/05/180 1.5SN BK TU | Printed circuit board terminals, 5.08 mm, Number of poles: 5, 180°, Solder pin length (l): 1.5 mm, black, PUSH IN with actuator, Clamping range, max. : 1.5 mm², Tube
34464 | 1870250000 | LSF-SMT 5.08/06/180 1.5SN BK TU | Printed circuit board terminals, 5.08 mm, Number of poles: 6, 180°, Solder pin length (l): 1.5 mm, black, PUSH IN with actuator, Clamping range, max. : 1.5 mm², Tube
34465 | 1870260000 | LSF-SMT 5.08/07/180 1.5SN BK TU | Printed circuit board terminals, 5.08 mm, Number of poles: 7, 180°, Solder pin length (l): 1.5 mm, black, PUSH IN with actuator, Clamping range, max. : 1.5 mm², Tube
34466 | 1870270000 | LSF-SMT 5.08/08/180 1.5SN BK TU | Printed circuit board terminals, 5.08 mm, Number of poles: 8, 180°, Solder pin length (l): 1.5 mm, black, PUSH IN with actuator, Clamping range, max. : 1.5 mm², Tube
34467 | 1870280000 | LSF-SMT 7.50/02/180 1.5SN BK TU | Printed circuit board terminals, 7.50 mm, Number of poles: 2, 180°, Solder pin length (l): 1.5 mm, black, PUSH IN with actuator, Clamping range, max. : 1.5 mm², Tube
34468 | 1870290000 | LSF-SMT 7.50/03/180 1.5SN BK TU | Printed circuit board terminals, 7.50 mm, Number of poles: 3, 180°, Solder pin length (l): 1.5 mm, black, PUSH IN with actuator, Clamping range, max. : 1.5 mm², Tube
34469 | 1870300000 | LSF-SMT 7.50/04/180 1.5SN BK TU | Printed circuit board terminals, 7.50 mm, Number of poles: 4, 180°, Solder pin length (l): 1.5 mm, black, PUSH IN with actuator, Clamping range, max. : 1.5 mm², Tube
34470 | 1870310000 | LSF-SMT 7.50/05/180 1.5SN BK TU | Printed circuit board terminals, 7.50 mm, Number of poles: 5, 180°, Solder pin length (l): 1.5 mm, black, PUSH IN with actuator, Clamping range, max. : 1.5 mm², Tube
34471 | 1870320000 | LSF-SMT 7.50/06/180 1.5SN BK TU | Printed circuit board terminals, 7.50 mm, Number of poles: 6, 180°, Solder pin length (l): 1.5 mm, black, PUSH IN with actuator, Clamping range, max. : 1.5 mm², Tube
34472 | 1870330000 | LSF-SMT 7.50/07/180 1.5SN BK TU | Printed circuit board terminals, 7.50 mm, Number of poles: 7, 180°, Solder pin length (l): 1.5 mm, black, PUSH IN with actuator, Clamping range, max. : 1.5 mm², Tube
34473 | 1870340000 | LSF-SMT 7.50/08/180 1.5SN BK TU | Printed circuit board terminals, 7.50 mm, Number of poles: 8, 180°, Solder pin length (l): 1.5 mm, black, PUSH IN with actuator, Clamping range, max. : 1.5 mm², Tube
34474 | 1870350000 | LSF-SMT 3.50/13/180 3.5SN BK TU | Printed circuit board terminals, 3.50 mm, Number of poles: 13, 180°, Solder pin length (l): 3.5 mm, black, PUSH IN with actuator, Clamping range, max. : 1.5 mm², Tube
34475 | 1870360000 | LSF-SMT 3.50/14/180 3.5SN BK TU | Printed circuit board terminals, 3.50 mm, Number of poles: 14, 180°, Solder pin length (l): 3.5 mm, black, PUSH IN with actuator, Clamping range, max. : 1.5 mm², Tube
34476 | 1870370000 | LSF-SMT 3.50/15/180 3.5SN BK TU | Printed circuit board terminals, 3.50 mm, Number of poles: 15, 180°, Solder pin length (l): 3.5 mm, black, PUSH IN with actuator, Clamping range, max. : 1.5 mm², Tube
34477 | 1870380000 | LSF-SMT 3.50/13/90 3.5SN BK TU | Printed circuit board terminals, 3.50 mm, Number of poles: 13, 90°, Solder pin length (l): 3.5 mm, black, PUSH IN with actuator, Clamping range, max. : 1.5 mm², Tube
34478 | 1870390000 | LSF-SMT 3.50/14/90 3.5SN BK TU | Printed circuit board terminals, 3.50 mm, Number of poles: 14, 90°, Solder pin length (l): 3.5 mm, black, PUSH IN with actuator, Clamping range, max. : 1.5 mm², Tube
34479 | 1870400000 | LSF-SMT 3.50/15/90 3.5SN BK TU | Printed circuit board terminals, 3.50 mm, Number of poles: 15, 90°, Solder pin length (l): 3.5 mm, black, PUSH IN with actuator, Clamping range, max. : 1.5 mm², Tube
34480 | 1870410000 | LSF-SMT 3.50/16/90 3.5SN BK TU | Printed circuit board terminals, 3.50 mm, Number of poles: 16, 90°, Solder pin length (l): 3.5 mm, black, PUSH IN with actuator, Clamping range, max. : 1.5 mm², Tube
34481 | 1870420000 | LSF-SMT 3.50/17/90 3.5SN BK TU | Printed circuit board terminals, 3.50 mm, Number of poles: 17, 90°, Solder pin length (l): 3.5 mm, black, PUSH IN with actuator, Clamping range, max. : 1.5 mm², Tube
34482 | 1870430000 | LSF-SMT 3.50/18/90 3.5SN BK TU | Printed circuit board terminals, 3.50 mm, Number of poles: 18, 90°, Solder pin length (l): 3.5 mm, black, PUSH IN with actuator, Clamping range, max. : 1.5 mm², Tube
34483 | 1870440000 | LSF-SMT 3.50/19/90 3.5SN BK TU | Printed circuit board terminals, 3.50 mm, Number of poles: 19, 90°, Solder pin length (l): 3.5 mm, black, PUSH IN with actuator, Clamping range, max. : 1.5 mm², Tube
34484 | 1870450000 | LSF-SMT 3.50/20/90 3.5SN BK TU | Printed circuit board terminals, 3.50 mm, Number of poles: 20, 90°, Solder pin length (l): 3.5 mm, black, PUSH IN with actuator, Clamping range, max. : 1.5 mm², Tube
34485 | 1870460000 | LSF-SMT 3.50/21/90 3.5SN BK TU | Printed circuit board terminals, 3.50 mm, Number of poles: 21, 90°, Solder pin length (l): 3.5 mm, black, PUSH IN with actuator, Clamping range, max. : 1.5 mm², Tube
34486 | 1870470000 | LSF-SMT 3.50/22/90 3.5SN BK TU | Printed circuit board terminals, 3.50 mm, Number of poles: 22, 90°, Solder pin length (l): 3.5 mm, black, PUSH IN with actuator, Clamping range, max. : 1.5 mm², Tube
34487 | 1870480000 | LSF-SMT 3.50/23/90 3.5SN BK TU | Printed circuit board terminals, 3.50 mm, Number of poles: 23, 90°, Solder pin length (l): 3.5 mm, black, PUSH IN with actuator, Clamping range, max. : 1.5 mm², Tube
34488 | 1870490000 | LSF-SMT 3.50/24/90 3.5SN BK TU | Printed circuit board terminals, 3.50 mm, Number of poles: 24, 90°, Solder pin length (l): 3.5 mm, black, PUSH IN with actuator, Clamping range, max. : 1.5 mm², Tube
34489 | 1870500000 | LSF-SMT 3.50/02/90 1.5SN BK TU | Printed circuit board terminals, 3.50 mm, Number of poles: 2, 90°, Solder pin length (l): 1.5 mm, black, PUSH IN with actuator, Clamping range, max. : 1.5 mm², Tube
34490 | 1870510000 | LSF-SMT 3.50/16/180 3.5SN BK TU | Printed circuit board terminals, 3.50 mm, Number of poles: 16, 180°, Solder pin length (l): 3.5 mm, black, PUSH IN with actuator, Clamping range, max. : 1.5 mm², Tube
34491 | 1870520000 | LSF-SMT 3.50/17/180 3.5SN BK TU | Printed circuit board terminals, 3.50 mm, Number of poles: 17, 180°, Solder pin length (l): 3.5 mm, black, PUSH IN with actuator, Clamping range, max. : 1.5 mm², Tube
34492 | 1870530000 | LSF-SMT 3.50/03/90 1.5SN BK TU | Printed circuit board terminals, 3.50 mm, Number of poles: 3, 90°, Solder pin length (l): 1.5 mm, black, PUSH IN with actuator, Clamping range, max. : 1.5 mm², Tube
34493 | 1870540000 | LSF-SMT 3.50/18/180 3.5SN BK TU | Printed circuit board terminals, 3.50 mm, Number of poles: 18, 180°, Solder pin length (l): 3.5 mm, black, PUSH IN with actuator, Clamping range, max. : 1.5 mm², Tube
34494 | 1870550000 | LSF-SMT 3.50/04/90 1.5SN BK TU | Printed circuit board terminals, 3.50 mm, Number of poles: 4, 90°, Solder pin length (l): 1.5 mm, black, PUSH IN with actuator, Clamping range, max. : 1.5 mm², Tube
34495 | 1870560000 | LSF-SMT 3.50/19/180 3.5SN BK TU | Printed circuit board terminals, 3.50 mm, Number of poles: 19, 180°, Solder pin length (l): 3.5 mm, black, PUSH IN with actuator, Clamping range, max. : 1.5 mm², Tube
34496 | 1870570000 | LSF-SMT 3.50/20/180 3.5SN BK TU | Printed circuit board terminals, 3.50 mm, Number of poles: 20, 180°, Solder pin length (l): 3.5 mm, black, PUSH IN with actuator, Clamping range, max. : 1.5 mm², Tube
34497 | 1870580000 | LSF-SMT 3.50/05/90 1.5SN BK TU | Printed circuit board terminals, 3.50 mm, Number of poles: 5, 90°, Solder pin length (l): 1.5 mm, black, PUSH IN with actuator, Clamping range, max. : 1.5 mm², Tube
34498 | 1870590000 | LSF-SMT 3.50/06/90 1.5SN BK TU | Printed circuit board terminals, 3.50 mm, Number of poles: 6, 90°, Solder pin length (l): 1.5 mm, black, PUSH IN with actuator, Clamping range, max. : 1.5 mm², Tube
34499 | 1870600000 | LSF-SMT 3.50/21/180 3.5SN BK TU | Printed circuit board terminals, 3.50 mm, Number of poles: 21, 180°, Solder pin length (l): 3.5 mm, black, PUSH IN with actuator, Clamping range, max. : 1.5 mm², Tube
34500 | 1870610000 | LSF-SMT 3.50/22/180 3.5SN BK TU | Printed circuit board terminals, 3.50 mm, Number of poles: 22, 180°, Solder pin length (l): 3.5 mm, black, PUSH IN with actuator, Clamping range, max. : 1.5 mm², Tube
34501 | 1870620000 | LSF-SMT 3.50/23/180 3.5SN BK TU | Printed circuit board terminals, 3.50 mm, Number of poles: 23, 180°, Solder pin length (l): 3.5 mm, black, PUSH IN with actuator, Clamping range, max. : 1.5 mm², Tube
34502 | 1870630000 | LSF-SMT 3.50/24/180 3.5SN BK TU | Printed circuit board terminals, 3.50 mm, Number of poles: 24, 180°, Solder pin length (l): 3.5 mm, black, PUSH IN with actuator, Clamping range, max. : 1.5 mm², Tube
34503 | 1870640000 | LSF-SMT 3.50/02/180 1.5SN BK TU | Printed circuit board terminals, 3.50 mm, Number of poles: 2, 180°, Solder pin length (l): 1.5 mm, black, PUSH IN with actuator, Clamping range, max. : 1.5 mm², Tube
34504 | 1870650000 | LSF-SMT 3.50/03/180 1.5SN BK TU | Printed circuit board terminals, 3.50 mm, Number of poles: 3, 180°, Solder pin length (l): 1.5 mm, black, PUSH IN with actuator, Clamping range, max. : 1.5 mm², Tube
34505 | 1870660000 | LSF-SMT 3.50/04/180 1.5SN BK TU | Printed circuit board terminals, 3.50 mm, Number of poles: 4, 180°, Solder pin length (l): 1.5 mm, black, PUSH IN with actuator, Clamping range, max. : 1.5 mm², Tube
34506 | 1870670000 | LSF-SMT 3.50/05/180 1.5SN BK TU | Printed circuit board terminals, 3.50 mm, Number of poles: 5, 180°, Solder pin length (l): 1.5 mm, black, PUSH IN with actuator, Clamping range, max. : 1.5 mm², Tube
34507 | 1870680000 | LSF-SMT 3.50/06/180 1.5SN BK TU | Printed circuit board terminals, 3.50 mm, Number of poles: 6, 180°, Solder pin length (l): 1.5 mm, black, PUSH IN with actuator, Clamping range, max. : 1.5 mm², Tube
34508 | 1870690000 | LSF-SMT 3.50/07/180 1.5SN BK TU | Printed circuit board terminals, 3.50 mm, Number of poles: 7, 180°, Solder pin length (l): 1.5 mm, black, PUSH IN with actuator, Clamping range, max. : 1.5 mm², Tube
34509 | 1870700000 | LSF-SMT 3.50/08/180 1.5SN BK TU | Printed circuit board terminals, 3.50 mm, Number of poles: 8, 180°, Solder pin length (l): 1.5 mm, black, PUSH IN with actuator, Clamping range, max. : 1.5 mm², Tube
34510 | 1870710000 | LSF-SMT 3.50/09/180 1.5SN BK TU | Printed circuit board terminals, 3.50 mm, Number of poles: 9, 180°, Solder pin length (l): 1.5 mm, black, PUSH IN with actuator, Clamping range, max. : 1.5 mm², Tube
34511 | 1870720000 | LSF-SMT 3.50/10/180 1.5SN BK TU | Printed circuit board terminals, 3.50 mm, Number of poles: 10, 180°, Solder pin length (l): 1.5 mm, black, PUSH IN with actuator, Clamping range, max. : 1.5 mm², Tube
34512 | 1870730000 | LSF-SMT 3.50/11/180 1.5SN BK TU | Printed circuit board terminals, 3.50 mm, Number of poles: 11, 180°, Solder pin length (l): 1.5 mm, black, PUSH IN with actuator, Clamping range, max. : 1.5 mm², Tube
34513 | 1870740000 | LSF-SMT 3.50/12/180 1.5SN BK TU | Printed circuit board terminals, 3.50 mm, Number of poles: 12, 180°, Solder pin length (l): 1.5 mm, black, PUSH IN with actuator, Clamping range, max. : 1.5 mm², Tube
34514 | 1870750000 | LSF-SMT 3.50/13/180 1.5SN BK TU | Printed circuit board terminals, 3.50 mm, Number of poles: 13, 180°, Solder pin length (l): 1.5 mm, black, PUSH IN with actuator, Clamping range, max. : 1.5 mm², Tube
34515 | 1870760000 | LSF-SMT 3.50/14/180 1.5SN BK TU | Printed circuit board terminals, 3.50 mm, Number of poles: 14, 180°, Solder pin length (l): 1.5 mm, black, PUSH IN with actuator, Clamping range, max. : 1.5 mm², Tube
34516 | 1870770000 | LSF-SMT 3.50/15/180 1.5SN BK TU | Printed circuit board terminals, 3.50 mm, Number of poles: 15, 180°, Solder pin length (l): 1.5 mm, black, PUSH IN with actuator, Clamping range, max. : 1.5 mm², Tube
34517 | 1870790000 | LSF-SMT 3.50/16/180 1.5SN BK TU | Printed circuit board terminals, 3.50 mm, Number of poles: 16, 180°, Solder pin length (l): 1.5 mm, black, PUSH IN with actuator, Clamping range, max. : 1.5 mm², Tube
34518 | 1870830000 | LSF-SMT 3.50/18/180 1.5SN BK TU | Printed circuit board terminals, 3.50 mm, Number of poles: 18, 180°, Solder pin length (l): 1.5 mm, black, PUSH IN with actuator, Clamping range, max. : 1.5 mm², Tube
34519 | 1870850000 | LSF-SMT 3.50/20/180 1.5SN BK TU | Printed circuit board terminals, 3.50 mm, Number of poles: 20, 180°, Solder pin length (l): 1.5 mm, black, PUSH IN with actuator, Clamping range, max. : 1.5 mm², Tube
34520 | 1870860000 | LSF-SMT 3.50/21/180 1.5SN BK TU | Printed circuit board terminals, 3.50 mm, Number of poles: 21, 180°, Solder pin length (l): 1.5 mm, black, PUSH IN with actuator, Clamping range, max. : 1.5 mm², Tube
34521 | 1870870000 | LSF-SMT 3.50/22/180 1.5SN BK TU | Printed circuit board terminals, 3.50 mm, Number of poles: 22, 180°, Solder pin length (l): 1.5 mm, black, PUSH IN with actuator, Clamping range, max. : 1.5 mm², Tube
34522 | 1870880000 | LSF-SMT 3.50/23/180 1.5SN BK TU | Printed circuit board terminals, 3.50 mm, Number of poles: 23, 180°, Solder pin length (l): 1.5 mm, black, PUSH IN with actuator, Clamping range, max. : 1.5 mm², Tube
34523 | 1870890000 | LSF-SMT 3.50/24/180 1.5SN BK TU | Printed circuit board terminals, 3.50 mm, Number of poles: 24, 180°, Solder pin length (l): 1.5 mm, black, PUSH IN with actuator, Clamping range, max. : 1.5 mm², Tube
34524 | 1870900000 | LSF-SMT 3.81/13/180 3.5SN BK TU | Printed circuit board terminals, 3.81 mm, Number of poles: 13, 180°, Solder pin length (l): 3.5 mm, black, PUSH IN with actuator, Clamping range, max. : 1.5 mm², Tube
34525 | 1870910000 | LSF-SMT 3.81/14/180 3.5SN BK TU | Printed circuit board terminals, 3.81 mm, Number of poles: 14, 180°, Solder pin length (l): 3.5 mm, black, PUSH IN with actuator, Clamping range, max. : 1.5 mm², Tube
34526 | 1870920000 | LSF-SMT 3.81/15/180 3.5SN BK TU | Printed circuit board terminals, 3.81 mm, Number of poles: 15, 180°, Solder pin length (l): 3.5 mm, black, PUSH IN with actuator, Clamping range, max. : 1.5 mm², Tube
34527 | 1870930000 | LSF-SMT 3.81/16/180 3.5SN BK TU | Printed circuit board terminals, 3.81 mm, Number of poles: 16, 180°, Solder pin length (l): 3.5 mm, black, PUSH IN with actuator, Clamping range, max. : 1.5 mm², Tube
34528 | 1871020000 | LSF-SMT 3.50/07/90 1.5SN BK TU | Printed circuit board terminals, 3.50 mm, Number of poles: 7, 90°, Solder pin length (l): 1.5 mm, black, PUSH IN with actuator, Clamping range, max. : 1.5 mm², Tube
34529 | 1871030000 | LSF-SMT 3.50/08/90 1.5SN BK TU | Printed circuit board terminals, 3.50 mm, Number of poles: 8, 90°, Solder pin length (l): 1.5 mm, black, PUSH IN with actuator, Clamping range, max. : 1.5 mm², Tube
34530 | 1871040000 | LSF-SMT 3.50/09/90 1.5SN BK TU | Printed circuit board terminals, 3.50 mm, Number of poles: 9, 90°, Solder pin length (l): 1.5 mm, black, PUSH IN with actuator, Clamping range, max. : 1.5 mm², Tube
34531 | 1871050000 | LSF-SMT 3.50/10/90 1.5SN BK TU | Printed circuit board terminals, 3.50 mm, Number of poles: 10, 90°, Solder pin length (l): 1.5 mm, black, PUSH IN with actuator, Clamping range, max. : 1.5 mm², Tube
34532 | 1871060000 | LSF-SMT 3.50/11/90 1.5SN BK TU | Printed circuit board terminals, 3.50 mm, Number of poles: 11, 90°, Solder pin length (l): 1.5 mm, black, PUSH IN with actuator, Clamping range, max. : 1.5 mm², Tube
34533 | 1871070000 | LSF-SMT 3.50/12/90 1.5SN BK TU | Printed circuit board terminals, 3.50 mm, Number of poles: 12, 90°, Solder pin length (l): 1.5 mm, black, PUSH IN with actuator, Clamping range, max. : 1.5 mm², Tube
34534 | 1871080000 | LSF-SMT 3.50/13/90 1.5SN BK TU | Printed circuit board terminals, 3.50 mm, Number of poles: 13, 90°, Solder pin length (l): 1.5 mm, black, PUSH IN with actuator, Clamping range, max. : 1.5 mm², Tube
34535 | 1871200000 | LSF-SMT 3.81/13/90 3.5SN BK TU | Printed circuit board terminals, 3.81 mm, Number of poles: 13, 90°, Solder pin length (l): 3.5 mm, black, PUSH IN with actuator, Clamping range, max. : 1.5 mm², Tube
34536 | 1871220000 | LSF-SMT 3.81/15/90 3.5SN BK TU | Printed circuit board terminals, 3.81 mm, Number of poles: 15, 90°, Solder pin length (l): 3.5 mm, black, PUSH IN with actuator, Clamping range, max. : 1.5 mm², Tube
34537 | 1871230000 | LSF-SMT 3.81/16/90 3.5SN BK TU | Printed circuit board terminals, 3.81 mm, Number of poles: 16, 90°, Solder pin length (l): 3.5 mm, black, PUSH IN with actuator, Clamping range, max. : 1.5 mm², Tube
34538 | 1871240000 | LSF-SMT 3.81/17/90 3.5SN BK TU | Printed circuit board terminals, 3.81 mm, Number of poles: 17, 90°, Solder pin length (l): 3.5 mm, black, PUSH IN with actuator, Clamping range, max. : 1.5 mm², Tube
34539 | 1871250000 | LSF-SMT 3.81/18/90 3.5SN BK TU | Printed circuit board terminals, 3.81 mm, Number of poles: 18, 90°, Solder pin length (l): 3.5 mm, black, PUSH IN with actuator, Clamping range, max. : 1.5 mm², Tube
34540 | 1871280000 | LSF-SMT 3.81/21/90 3.5SN BK TU | Printed circuit board terminals, 3.81 mm, Number of poles: 21, 90°, Solder pin length (l): 3.5 mm, black, PUSH IN with actuator, Clamping range, max. : 1.5 mm², Tube
34541 | 1871290000 | LSF-SMT 3.81/22/90 3.5SN BK TU | Printed circuit board terminals, 3.81 mm, Number of poles: 22, 90°, Solder pin length (l): 3.5 mm, black, PUSH IN with actuator, Clamping range, max. : 1.5 mm², Tube
34542 | 1871300000 | LSF-SMT 3.81/23/90 3.5SN BK TU | Printed circuit board terminals, 3.81 mm, Number of poles: 23, 90°, Solder pin length (l): 3.5 mm, black, PUSH IN with actuator, Clamping range, max. : 1.5 mm², Tube
34543 | 1871310000 | LSF-SMT 3.81/24/90 3.5SN BK TU | Printed circuit board terminals, 3.81 mm, Number of poles: 24, 90°, Solder pin length (l): 3.5 mm, black, PUSH IN with actuator, Clamping range, max. : 1.5 mm², Tube
34544 | 1874280000 | LSF-SMT 3.50/04/180 1.5SN BK RL | Printed circuit board terminals, 3.50 mm, Number of poles: 4, 180°, Solder pin length (l): 1.5 mm, black, PUSH IN with actuator, Clamping range, max. : 1.5 mm², Tape
34545 | 1874290000 | LSF-SMT 7.62/06/90 3.5SN BK RL | Printed circuit board terminals, 7.62 mm, Number of poles: 6, 90°, Solder pin length (l): 3.5 mm, black, PUSH IN with actuator, Clamping range, max. : 1.5 mm², Tape
34546 | 1874300000 | LSF-SMT 3.50/03/180 1.5SN BK RL | Printed circuit board terminals, 3.50 mm, Number of poles: 3, 180°, Solder pin length (l): 1.5 mm, black, PUSH IN with actuator, Clamping range, max. : 1.5 mm², Tape
34547 | 1874310000 | LSF-SMT 3.50/05/180 1.5SN BK RL | Printed circuit board terminals, 3.50 mm, Number of poles: 5, 180°, Solder pin length (l): 1.5 mm, black, PUSH IN with actuator, Clamping range, max. : 1.5 mm², Tape
34548 | 1874320000 | LSF-SMT 3.50/06/180 1.5SN BK RL | Printed circuit board terminals, 3.50 mm, Number of poles: 6, 180°, Solder pin length (l): 1.5 mm, black, PUSH IN with actuator, Clamping range, max. : 1.5 mm², Tape
34549 | 1874330000 | LSF-SMT 7.62/06/90 1.5SN BK RL | Printed circuit board terminals, 7.62 mm, Number of poles: 6, 90°, Solder pin length (l): 1.5 mm, black, PUSH IN with actuator, Clamping range, max. : 1.5 mm², Tape
34550 | 1874350000 | LSF-SMT 3.50/08/180 1.5SN BK RL | Printed circuit board terminals, 3.50 mm, Number of poles: 8, 180°, Solder pin length (l): 1.5 mm, black, PUSH IN with actuator, Clamping range, max. : 1.5 mm², Tape
34551 | 1874370000 | LSF-SMT 3.50/09/180 1.5SN BK RL | Printed circuit board terminals, 3.50 mm, Number of poles: 9, 180°, Solder pin length (l): 1.5 mm, black, PUSH IN with actuator, Clamping range, max. : 1.5 mm², Tape
34552 | 1874380000 | LSF-SMT 3.50/10/180 1.5SN BK RL | Printed circuit board terminals, 3.50 mm, Number of poles: 10, 180°, Solder pin length (l): 1.5 mm, black, PUSH IN with actuator, Clamping range, max. : 1.5 mm², Tape
34553 | 1874390000 | LSF-SMT 7.62/06/180 1.5SN BK RL | Printed circuit board terminals, 7.62 mm, Number of poles: 6, 180°, Solder pin length (l): 1.5 mm, black, PUSH IN with actuator, Clamping range, max. : 1.5 mm², Tape
34554 | 1874400000 | LSF-SMT 3.50/11/180 1.5SN BK RL | Printed circuit board terminals, 3.50 mm, Number of poles: 11, 180°, Solder pin length (l): 1.5 mm, black, PUSH IN with actuator, Clamping range, max. : 1.5 mm², Tape
34555 | 1874410000 | LSF-SMT 7.62/05/90 3.5SN BK RL | Printed circuit board terminals, 7.62 mm, Number of poles: 5, 90°, Solder pin length (l): 3.5 mm, black, PUSH IN with actuator, Clamping range, max. : 1.5 mm², Tape
34556 | 1874420000 | LSF-SMT 3.50/12/180 1.5SN BK RL | Printed circuit board terminals, 3.50 mm, Number of poles: 12, 180°, Solder pin length (l): 1.5 mm, black, PUSH IN with actuator, Clamping range, max. : 1.5 mm², Tape
34557 | 1874430000 | LSF-SMT 7.62/05/90 1.5SN BK RL | Printed circuit board terminals, 7.62 mm, Number of poles: 5, 90°, Solder pin length (l): 1.5 mm, black, PUSH IN with actuator, Clamping range, max. : 1.5 mm², Tape
34558 | 1874450000 | LSF-SMT 7.62/05/180 1.5SN BK RL | Printed circuit board terminals, 7.62 mm, Number of poles: 5, 180°, Solder pin length (l): 1.5 mm, black, PUSH IN with actuator, Clamping range, max. : 1.5 mm², Tape
34559 | 1874460000 | LSF-SMT 7.62/05/180 3.5SN BK RL | Printed circuit board terminals, 7.62 mm, Number of poles: 5, 180°, Solder pin length (l): 3.5 mm, black, PUSH IN with actuator, Clamping range, max. : 1.5 mm², Tape
34560 | 1874490000 | LSF-SMT 3.50/02/180 1.5SN BK RL | Printed circuit board terminals, 3.50 mm, Number of poles: 2, 180°, Solder pin length (l): 1.5 mm, black, PUSH IN with actuator, Clamping range, max. : 1.5 mm², Tape
34561 | 1874500000 | LSF-SMT 7.62/04/180 3.5SN BK RL | Printed circuit board terminals, 7.62 mm, Number of poles: 4, 180°, Solder pin length (l): 3.5 mm, black, PUSH IN with actuator, Clamping range, max. : 1.5 mm², Tape
34562 | 1874520000 | LSF-SMT 3.50/03/180 3.5SN BK RL | Printed circuit board terminals, 3.50 mm, Number of poles: 3, 180°, Solder pin length (l): 3.5 mm, black, PUSH IN with actuator, Clamping range, max. : 1.5 mm², Tape
34563 | 1874530000 | LSF-SMT 7.62/04/180 1.5SN BK RL | Printed circuit board terminals, 7.62 mm, Number of poles: 4, 180°, Solder pin length (l): 1.5 mm, black, PUSH IN with actuator, Clamping range, max. : 1.5 mm², Tape
34564 | 1874540000 | LSF-SMT 3.50/04/180 3.5SN BK RL | Printed circuit board terminals, 3.50 mm, Number of poles: 4, 180°, Solder pin length (l): 3.5 mm, black, PUSH IN with actuator, Clamping range, max. : 1.5 mm², Tape
34565 | 1874560000 | LSF-SMT 3.50/05/180 3.5SN BK RL | Printed circuit board terminals, 3.50 mm, Number of poles: 5, 180°, Solder pin length (l): 3.5 mm, black, PUSH IN with actuator, Clamping range, max. : 1.5 mm², Tape
34566 | 1874600000 | LSF-SMT 3.50/07/180 3.5SN BK RL | Printed circuit board terminals, 3.50 mm, Number of poles: 7, 180°, Solder pin length (l): 3.5 mm, black, PUSH IN with actuator, Clamping range, max. : 1.5 mm², Tape
34567 | 1874610000 | LSF-SMT 3.50/08/180 3.5SN BK RL | Printed circuit board terminals, 3.50 mm, Number of poles: 8, 180°, Solder pin length (l): 3.5 mm, black, PUSH IN with actuator, Clamping range, max. : 1.5 mm², Tape
34568 | 1874620000 | LSF-SMT 3.50/09/180 3.5SN BK RL | Printed circuit board terminals, 3.50 mm, Number of poles: 9, 180°, Solder pin length (l): 3.5 mm, black, PUSH IN with actuator, Clamping range, max. : 1.5 mm², Tape
34569 | 1874630000 | LSF-SMT 7.62/03/180 3.5SN BK RL | Printed circuit board terminals, 7.62 mm, Number of poles: 3, 180°, Solder pin length (l): 3.5 mm, black, PUSH IN with actuator, Clamping range, max. : 1.5 mm², Tape
34570 | 1874640000 | LSF-SMT 3.50/10/180 3.5SN BK RL | Printed circuit board terminals, 3.50 mm, Number of poles: 10, 180°, Solder pin length (l): 3.5 mm, black, PUSH IN with actuator, Clamping range, max. : 1.5 mm², Tape
34571 | 1874650000 | LSF-SMT 7.62/03/180 1.5SN BK RL | Printed circuit board terminals, 7.62 mm, Number of poles: 3, 180°, Solder pin length (l): 1.5 mm, black, PUSH IN with actuator, Clamping range, max. : 1.5 mm², Tape
34572 | 1874660000 | LSF-SMT 3.50/11/180 3.5SN BK RL | Printed circuit board terminals, 3.50 mm, Number of poles: 11, 180°, Solder pin length (l): 3.5 mm, black, PUSH IN with actuator, Clamping range, max. : 1.5 mm², Tape
34573 | 1874680000 | LSF-SMT 3.50/12/180 3.5SN BK RL | Printed circuit board terminals, 3.50 mm, Number of poles: 12, 180°, Solder pin length (l): 3.5 mm, black, PUSH IN with actuator, Clamping range, max. : 1.5 mm², Tape
34574 | 1874690000 | LSF-SMT 3.50/02/90 1.5SN BK RL | Printed circuit board terminals, 3.50 mm, Number of poles: 2, 90°, Solder pin length (l): 1.5 mm, black, PUSH IN with actuator, Clamping range, max. : 1.5 mm², Tape
34575 | 1874700000 | LSF-SMT 7.62/02/90 1.5SN BK RL | Printed circuit board terminals, 7.62 mm, Number of poles: 2, 90°, Solder pin length (l): 1.5 mm, black, PUSH IN with actuator, Clamping range, max. : 1.5 mm², Tape
34576 | 1874710000 | LSF-SMT 3.50/03/90 1.5SN BK RL | Printed circuit board terminals, 3.50 mm, Number of poles: 3, 90°, Solder pin length (l): 1.5 mm, black, PUSH IN with actuator, Clamping range, max. : 1.5 mm², Tape
34577 | 1874730000 | LSF-SMT 3.50/04/90 1.5SN BK RL | Printed circuit board terminals, 3.50 mm, Number of poles: 4, 90°, Solder pin length (l): 1.5 mm, black, PUSH IN with actuator, Clamping range, max. : 1.5 mm², Tape
34578 | 1874740000 | LSF-SMT 3.50/05/90 1.5SN BK RL | Printed circuit board terminals, 3.50 mm, Number of poles: 5, 90°, Solder pin length (l): 1.5 mm, black, PUSH IN with actuator, Clamping range, max. : 1.5 mm², Tape
34579 | 1874750000 | LSF-SMT 7.62/02/180 3.5SN BK RL | Printed circuit board terminals, 7.62 mm, Number of poles: 2, 180°, Solder pin length (l): 3.5 mm, black, PUSH IN with actuator, Clamping range, max. : 1.5 mm², Tape
34580 | 1874810000 | LSF-SMT 3.50/06/90 1.5SN BK RL | Printed circuit board terminals, 3.50 mm, Number of poles: 6, 90°, Solder pin length (l): 1.5 mm, black, PUSH IN with actuator, Clamping range, max. : 1.5 mm², Tape
34581 | 1874840000 | LSF-SMT 3.50/07/90 1.5SN BK RL | Printed circuit board terminals, 3.50 mm, Number of poles: 7, 90°, Solder pin length (l): 1.5 mm, black, PUSH IN with actuator, Clamping range, max. : 1.5 mm², Tape
34582 | 1874870000 | LSF-SMT 7.62/02/180 1.5SN BK RL | Printed circuit board terminals, 7.62 mm, Number of poles: 2, 180°, Solder pin length (l): 1.5 mm, black, PUSH IN with actuator, Clamping range, max. : 1.5 mm², Tape
34583 | 1874880000 | LSF-SMT 7.50/06/90 3.5SN BK RL | Printed circuit board terminals, 7.50 mm, Number of poles: 6, 90°, Solder pin length (l): 3.5 mm, black, PUSH IN with actuator, Clamping range, max. : 1.5 mm², Tape
34584 | 1874890000 | LSF-SMT 3.50/08/90 1.5SN BK RL | Printed circuit board terminals, 3.50 mm, Number of poles: 8, 90°, Solder pin length (l): 1.5 mm, black, PUSH IN with actuator, Clamping range, max. : 1.5 mm², Tape
34585 | 1874910000 | LSF-SMT 7.50/06/90 1.5SN BK RL | Printed circuit board terminals, 7.50 mm, Number of poles: 6, 90°, Solder pin length (l): 1.5 mm, black, PUSH IN with actuator, Clamping range, max. : 1.5 mm², Tape
34586 | 1874920000 | LSF-SMT 7.50/06/180 3.5SN BK RL | Printed circuit board terminals, 7.50 mm, Number of poles: 6, 180°, Solder pin length (l): 3.5 mm, black, PUSH IN with actuator, Clamping range, max. : 1.5 mm², Tape
34587 | 1874930000 | LSF-SMT 3.50/10/90 1.5SN BK RL | Printed circuit board terminals, 3.50 mm, Number of poles: 10, 90°, Solder pin length (l): 1.5 mm, black, PUSH IN with actuator, Clamping range, max. : 1.5 mm², Tape
34588 | 1874950000 | LSF-SMT 7.50/06/180 1.5SN BK RL | Printed circuit board terminals, 7.50 mm, Number of poles: 6, 180°, Solder pin length (l): 1.5 mm, black, PUSH IN with actuator, Clamping range, max. : 1.5 mm², Tape
34589 | 1874970000 | LSF-SMT 3.50/12/90 1.5SN BK RL | Printed circuit board terminals, 3.50 mm, Number of poles: 12, 90°, Solder pin length (l): 1.5 mm, black, PUSH IN with actuator, Clamping range, max. : 1.5 mm², Tape
34590 | 1874990000 | LSF-SMT 3.50/02/90 3.5SN BK RL | Printed circuit board terminals, 3.50 mm, Number of poles: 2, 90°, Solder pin length (l): 3.5 mm, black, PUSH IN with actuator, Clamping range, max. : 1.5 mm², Tape
34591 | 1875000000 | LSF-SMT 7.50/05/180 3.5SN BK RL | Printed circuit board terminals, 7.50 mm, Number of poles: 5, 180°, Solder pin length (l): 3.5 mm, black, PUSH IN with actuator, Clamping range, max. : 1.5 mm², Tape
34592 | 1875020000 | LSF-SMT 7.50/04/90 3.5SN BK RL | Printed circuit board terminals, 7.50 mm, Number of poles: 4, 90°, Solder pin length (l): 3.5 mm, black, PUSH IN with actuator, Clamping range, max. : 1.5 mm², Tape
34593 | 1875030000 | LSF-SMT 3.50/03/90 3.5SN BK RL | Printed circuit board terminals, 3.50 mm, Number of poles: 3, 90°, Solder pin length (l): 3.5 mm, black, PUSH IN with actuator, Clamping range, max. : 1.5 mm², Tape
34594 | 1875050000 | LSF-SMT 3.50/04/90 3.5SN BK RL | Printed circuit board terminals, 3.50 mm, Number of poles: 4, 90°, Solder pin length (l): 3.5 mm, black, PUSH IN with actuator, Clamping range, max. : 1.5 mm², Tape
34595 | 1875060000 | LSF-SMT 7.50/04/180 3.5SN BK RL | Printed circuit board terminals, 7.50 mm, Number of poles: 4, 180°, Solder pin length (l): 3.5 mm, black, PUSH IN with actuator, Clamping range, max. : 1.5 mm², Tape
34596 | 1875070000 | LSF-SMT 3.50/05/90 3.5SN BK RL | Printed circuit board terminals, 3.50 mm, Number of poles: 5, 90°, Solder pin length (l): 3.5 mm, black, PUSH IN with actuator, Clamping range, max. : 1.5 mm², Tape
34597 | 1875080000 | LSF-SMT 3.50/06/90 3.5SN BK RL | Printed circuit board terminals, 3.50 mm, Number of poles: 6, 90°, Solder pin length (l): 3.5 mm, black, PUSH IN with actuator, Clamping range, max. : 1.5 mm², Tape
34598 | 1875100000 | LSF-SMT 3.50/07/90 3.5SN BK RL | Printed circuit board terminals, 3.50 mm, Number of poles: 7, 90°, Solder pin length (l): 3.5 mm, black, PUSH IN with actuator, Clamping range, max. : 1.5 mm², Tape
34599 | 1875110000 | LSF-SMT 3.50/08/90 3.5SN BK RL | Printed circuit board terminals, 3.50 mm, Number of poles: 8, 90°, Solder pin length (l): 3.5 mm, black, PUSH IN with actuator, Clamping range, max. : 1.5 mm², Tape
34600 | 1875130000 | LSF-SMT 3.50/10/90 3.5SN BK RL | Printed circuit board terminals, 3.50 mm, Number of poles: 10, 90°, Solder pin length (l): 3.5 mm, black, PUSH IN with actuator, Clamping range, max. : 1.5 mm², Tape
34601 | 1875170000 | LSF-SMT 3.81/02/90 1.5SN BK RL | Printed circuit board terminals, 3.81 mm, Number of poles: 2, 90°, Solder pin length (l): 1.5 mm, black, PUSH IN with actuator, Clamping range, max. : 1.5 mm², Tape
34602 | 1875240000 | LSF-SMT 3.81/04/90 1.5SN BK RL | Printed circuit board terminals, 3.81 mm, Number of poles: 4, 90°, Solder pin length (l): 1.5 mm, black, PUSH IN with actuator, Clamping range, max. : 1.5 mm², Tape
34603 | 1875250000 | LSF-SMT 3.81/05/90 1.5SN BK RL | Printed circuit board terminals, 3.81 mm, Number of poles: 5, 90°, Solder pin length (l): 1.5 mm, black, PUSH IN with actuator, Clamping range, max. : 1.5 mm², Tape
34604 | 1875260000 | LSF-SMT 3.81/06/90 1.5SN BK RL | Printed circuit board terminals, 3.81 mm, Number of poles: 6, 90°, Solder pin length (l): 1.5 mm, black, PUSH IN with actuator, Clamping range, max. : 1.5 mm², Tape
34605 | 1875290000 | LSF-SMT 3.81/09/90 1.5SN BK RL | Printed circuit board terminals, 3.81 mm, Number of poles: 9, 90°, Solder pin length (l): 1.5 mm, black, PUSH IN with actuator, Clamping range, max. : 1.5 mm², Tape
34606 | 1875320000 | LSF-SMT 3.81/02/180 1.5SN BK RL | Printed circuit board terminals, 3.81 mm, Number of poles: 2, 180°, Solder pin length (l): 1.5 mm, black, PUSH IN with actuator, Clamping range, max. : 1.5 mm², Tape
34607 | 1875330000 | LSF-SMT 3.81/03/180 1.5SN BK RL | Printed circuit board terminals, 3.81 mm, Number of poles: 3, 180°, Solder pin length (l): 1.5 mm, black, PUSH IN with actuator, Clamping range, max. : 1.5 mm², Tape
34608 | 1875340000 | LSF-SMT 3.81/04/180 1.5SN BK RL | Printed circuit board terminals, 3.81 mm, Number of poles: 4, 180°, Solder pin length (l): 1.5 mm, black, PUSH IN with actuator, Clamping range, max. : 1.5 mm², Tape
34609 | 1875350000 | LSF-SMT 3.81/05/180 1.5SN BK RL | Printed circuit board terminals, 3.81 mm, Number of poles: 5, 180°, Solder pin length (l): 1.5 mm, black, PUSH IN with actuator, Clamping range, max. : 1.5 mm², Tape
34610 | 1875360000 | LSF-SMT 3.81/06/180 1.5SN BK RL | Printed circuit board terminals, 3.81 mm, Number of poles: 6, 180°, Solder pin length (l): 1.5 mm, black, PUSH IN with actuator, Clamping range, max. : 1.5 mm², Tape
34611 | 1875370000 | LSF-SMT 3.81/07/180 1.5SN BK RL | Printed circuit board terminals, 3.81 mm, Number of poles: 7, 180°, Solder pin length (l): 1.5 mm, black, PUSH IN with actuator, Clamping range, max. : 1.5 mm², Tape
34612 | 1875380000 | LSF-SMT 3.81/08/180 1.5SN BK RL | Printed circuit board terminals, 3.81 mm, Number of poles: 8, 180°, Solder pin length (l): 1.5 mm, black, PUSH IN with actuator, Clamping range, max. : 1.5 mm², Tape
34613 | 1875400000 | LSF-SMT 3.81/10/180 1.5SN BK RL | Printed circuit board terminals, 3.81 mm, Number of poles: 10, 180°, Solder pin length (l): 1.5 mm, black, PUSH IN with actuator, Clamping range, max. : 1.5 mm², Tape
34614 | 1875430000 | LSF-SMT 7.50/03/90 3.5SN BK RL | Printed circuit board terminals, 7.50 mm, Number of poles: 3, 90°, Solder pin length (l): 3.5 mm, black, PUSH IN with actuator, Clamping range, max. : 1.5 mm², Tape
34615 | 1875440000 | LSF-SMT 7.50/03/90 1.5SN BK RL | Printed circuit board terminals, 7.50 mm, Number of poles: 3, 90°, Solder pin length (l): 1.5 mm, black, PUSH IN with actuator, Clamping range, max. : 1.5 mm², Tape
34616 | 1875450000 | LSF-SMT 7.50/03/180 3.5SN BK RL | Printed circuit board terminals, 7.50 mm, Number of poles: 3, 180°, Solder pin length (l): 3.5 mm, black, PUSH IN with actuator, Clamping range, max. : 1.5 mm², Tape
34617 | 1875480000 | LSF-SMT 7.50/02/90 1.5SN BK RL | Printed circuit board terminals, 7.50 mm, Number of poles: 2, 90°, Solder pin length (l): 1.5 mm, black, PUSH IN with actuator, Clamping range, max. : 1.5 mm², Tape
34618 | 1875490000 | LSF-SMT 7.50/02/180 3.5SN BK RL | Printed circuit board terminals, 7.50 mm, Number of poles: 2, 180°, Solder pin length (l): 3.5 mm, black, PUSH IN with actuator, Clamping range, max. : 1.5 mm², Tape
34619 | 1875500000 | LSF-SMT 7.50/02/180 1.5SN BK RL | Printed circuit board terminals, 7.50 mm, Number of poles: 2, 180°, Solder pin length (l): 1.5 mm, black, PUSH IN with actuator, Clamping range, max. : 1.5 mm², Tape
34620 | 1875510000 | LSF-SMT 5.08/08/90 3.5SN BK RL | Printed circuit board terminals, 5.08 mm, Number of poles: 8, 90°, Solder pin length (l): 3.5 mm, black, PUSH IN with actuator, Clamping range, max. : 1.5 mm², Tape
34621 | 1875520000 | LSF-SMT 5.08/08/90 1.5SN BK RL | Printed circuit board terminals, 5.08 mm, Number of poles: 8, 90°, Solder pin length (l): 1.5 mm, black, PUSH IN with actuator, Clamping range, max. : 1.5 mm², Tape
34622 | 1875550000 | LSF-SMT 3.81/02/180 3.5SN BK RL | Printed circuit board terminals, 3.81 mm, Number of poles: 2, 180°, Solder pin length (l): 3.5 mm, black, PUSH IN with actuator, Clamping range, max. : 1.5 mm², Tape
34623 | 1875570000 | LSF-SMT 3.81/03/180 3.5SN BK RL | Printed circuit board terminals, 3.81 mm, Number of poles: 3, 180°, Solder pin length (l): 3.5 mm, black, PUSH IN with actuator, Clamping range, max. : 1.5 mm², Tape
34624 | 1875580000 | LSF-SMT 5.08/08/180 3.5SN BK RL | Printed circuit board terminals, 5.08 mm, Number of poles: 8, 180°, Solder pin length (l): 3.5 mm, black, PUSH IN with actuator, Clamping range, max. : 1.5 mm², Tape
34625 | 1875590000 | LSF-SMT 3.81/04/180 3.5SN BK RL | Printed circuit board terminals, 3.81 mm, Number of poles: 4, 180°, Solder pin length (l): 3.5 mm, black, PUSH IN with actuator, Clamping range, max. : 1.5 mm², Tape
34626 | 1875650000 | LSF-SMT 3.81/05/180 3.5SN BK RL | Printed circuit board terminals, 3.81 mm, Number of poles: 5, 180°, Solder pin length (l): 3.5 mm, black, PUSH IN with actuator, Clamping range, max. : 1.5 mm², Tape
34627 | 1875670000 | LSF-SMT 3.81/06/180 3.5SN BK RL | Printed circuit board terminals, 3.81 mm, Number of poles: 6, 180°, Solder pin length (l): 3.5 mm, black, PUSH IN with actuator, Clamping range, max. : 1.5 mm², Tape
34628 | 1875690000 | LSF-SMT 5.08/07/90 3.5SN BK RL | Printed circuit board terminals, 5.08 mm, Number of poles: 7, 90°, Solder pin length (l): 3.5 mm, black, PUSH IN with actuator, Clamping range, max. : 1.5 mm², Tape
34629 | 1875710000 | LSF-SMT 3.81/08/180 3.5SN BK RL | Printed circuit board terminals, 3.81 mm, Number of poles: 8, 180°, Solder pin length (l): 3.5 mm, black, PUSH IN with actuator, Clamping range, max. : 1.5 mm², Tape
34630 | 1875730000 | LSF-SMT 3.81/09/180 3.5SN BK RL | Printed circuit board terminals, 3.81 mm, Number of poles: 9, 180°, Solder pin length (l): 3.5 mm, black, PUSH IN with actuator, Clamping range, max. : 1.5 mm², Tape
34631 | 1875750000 | LSF-SMT 5.08/07/180 3.5SN BK RL | Printed circuit board terminals, 5.08 mm, Number of poles: 7, 180°, Solder pin length (l): 3.5 mm, black, PUSH IN with actuator, Clamping range, max. : 1.5 mm², Tape
34632 | 1875760000 | LSF-SMT 3.81/10/180 3.5SN BK RL | Printed circuit board terminals, 3.81 mm, Number of poles: 10, 180°, Solder pin length (l): 3.5 mm, black, PUSH IN with actuator, Clamping range, max. : 1.5 mm², Tape
34633 | 1875920000 | LSF-SMT 3.81/02/90 3.5SN BK RL | Printed circuit board terminals, 3.81 mm, Number of poles: 2, 90°, Solder pin length (l): 3.5 mm, black, PUSH IN with actuator, Clamping range, max. : 1.5 mm², Tape
34634 | 1875960000 | LSF-SMT 3.81/06/90 3.5SN BK RL | Printed circuit board terminals, 3.81 mm, Number of poles: 6, 90°, Solder pin length (l): 3.5 mm, black, PUSH IN with actuator, Clamping range, max. : 1.5 mm², Tape
34635 | 1876000000 | LSF-SMT 3.81/10/90 3.5SN BK RL | Printed circuit board terminals, 3.81 mm, Number of poles: 10, 90°, Solder pin length (l): 3.5 mm, black, PUSH IN with actuator, Clamping range, max. : 1.5 mm², Tape
34636 | 1876020000 | LSF-SMT 5.00/02/180 1.5SN BK RL | Printed circuit board terminals, 5.00 mm, Number of poles: 2, 180°, Solder pin length (l): 1.5 mm, black, PUSH IN with actuator, Clamping range, max. : 1.5 mm², Tape
34637 | 1876030000 | LSF-SMT 5.00/03/180 1.5SN BK RL | Printed circuit board terminals, 5.00 mm, Number of poles: 3, 180°, Solder pin length (l): 1.5 mm, black, PUSH IN with actuator, Clamping range, max. : 1.5 mm², Tape
34638 | 1876050000 | LSF-SMT 5.00/04/180 1.5SN BK RL | Printed circuit board terminals, 5.00 mm, Number of poles: 4, 180°, Solder pin length (l): 1.5 mm, black, PUSH IN with actuator, Clamping range, max. : 1.5 mm², Tape
34639 | 1876060000 | LSF-SMT 5.00/05/180 1.5SN BK RL | Printed circuit board terminals, 5.00 mm, Number of poles: 5, 180°, Solder pin length (l): 1.5 mm, black, PUSH IN with actuator, Clamping range, max. : 1.5 mm², Tape
34640 | 1876070000 | LSF-SMT 5.00/06/180 1.5SN BK RL | Printed circuit board terminals, 5.00 mm, Number of poles: 6, 180°, Solder pin length (l): 1.5 mm, black, PUSH IN with actuator, Clamping range, max. : 1.5 mm², Tape
34641 | 1876090000 | LSF-SMT 5.00/08/180 1.5SN BK RL | Printed circuit board terminals, 5.00 mm, Number of poles: 8, 180°, Solder pin length (l): 1.5 mm, black, PUSH IN with actuator, Clamping range, max. : 1.5 mm², Tape
34642 | 1876100000 | LSF-SMT 5.08/07/180 1.5SN BK RL | Printed circuit board terminals, 5.08 mm, Number of poles: 7, 180°, Solder pin length (l): 1.5 mm, black, PUSH IN with actuator, Clamping range, max. : 1.5 mm², Tape
34643 | 1876110000 | LSF-SMT 5.00/02/180 3.5SN BK RL | Printed circuit board terminals, 5.00 mm, Number of poles: 2, 180°, Solder pin length (l): 3.5 mm, black, PUSH IN with actuator, Clamping range, max. : 1.5 mm², Tape
34644 | 1876120000 | LSF-SMT 5.08/06/90 3.5SN BK RL | Printed circuit board terminals, 5.08 mm, Number of poles: 6, 90°, Solder pin length (l): 3.5 mm, black, PUSH IN with actuator, Clamping range, max. : 1.5 mm², Tape
34645 | 1876130000 | LSF-SMT 5.00/03/180 3.5SN BK RL | Printed circuit board terminals, 5.00 mm, Number of poles: 3, 180°, Solder pin length (l): 3.5 mm, black, PUSH IN with actuator, Clamping range, max. : 1.5 mm², Tape
34646 | 1876140000 | LSF-SMT 5.00/04/180 3.5SN BK RL | Printed circuit board terminals, 5.00 mm, Number of poles: 4, 180°, Solder pin length (l): 3.5 mm, black, PUSH IN with actuator, Clamping range, max. : 1.5 mm², Tape
34647 | 1876160000 | LSF-SMT 5.00/05/180 3.5SN BK RL | Printed circuit board terminals, 5.00 mm, Number of poles: 5, 180°, Solder pin length (l): 3.5 mm, black, PUSH IN with actuator, Clamping range, max. : 1.5 mm², Tape
34648 | 1876170000 | LSF-SMT 5.08/06/180 3.5SN BK RL | Printed circuit board terminals, 5.08 mm, Number of poles: 6, 180°, Solder pin length (l): 3.5 mm, black, PUSH IN with actuator, Clamping range, max. : 1.5 mm², Tape
34649 | 1876180000 | LSF-SMT 5.08/06/180 1.5SN BK RL | Printed circuit board terminals, 5.08 mm, Number of poles: 6, 180°, Solder pin length (l): 1.5 mm, black, PUSH IN with actuator, Clamping range, max. : 1.5 mm², Tape
34650 | 1876190000 | LSF-SMT 5.08/05/90 3.5SN BK RL | Printed circuit board terminals, 5.08 mm, Number of poles: 5, 90°, Solder pin length (l): 3.5 mm, black, PUSH IN with actuator, Clamping range, max. : 1.5 mm², Tape
34651 | 1876200000 | LSF-SMT 5.00/06/180 3.5SN BK RL | Printed circuit board terminals, 5.00 mm, Number of poles: 6, 180°, Solder pin length (l): 3.5 mm, black, PUSH IN with actuator, Clamping range, max. : 1.5 mm², Tape
34652 | 1876210000 | LSF-SMT 5.08/05/90 1.5SN BK RL | Printed circuit board terminals, 5.08 mm, Number of poles: 5, 90°, Solder pin length (l): 1.5 mm, black, PUSH IN with actuator, Clamping range, max. : 1.5 mm², Tape
34653 | 1876220000 | LSF-SMT 5.00/07/180 3.5SN BK RL | Printed circuit board terminals, 5.00 mm, Number of poles: 7, 180°, Solder pin length (l): 3.5 mm, black, PUSH IN with actuator, Clamping range, max. : 1.5 mm², Tape
34654 | 1876240000 | LSF-SMT 5.00/02/90 1.5SN BK RL | Printed circuit board terminals, 5.00 mm, Number of poles: 2, 90°, Solder pin length (l): 1.5 mm, black, PUSH IN with actuator, Clamping range, max. : 1.5 mm², Tape
34655 | 1876250000 | LSF-SMT 5.08/05/180 3.5SN BK RL | Printed circuit board terminals, 5.08 mm, Number of poles: 5, 180°, Solder pin length (l): 3.5 mm, black, PUSH IN with actuator, Clamping range, max. : 1.5 mm², Tape
34656 | 1876260000 | LSF-SMT 5.00/03/90 1.5SN BK RL | Printed circuit board terminals, 5.00 mm, Number of poles: 3, 90°, Solder pin length (l): 1.5 mm, black, PUSH IN with actuator, Clamping range, max. : 1.5 mm², Tape
34657 | 1876270000 | LSF-SMT 5.00/04/90 1.5SN BK RL | Printed circuit board terminals, 5.00 mm, Number of poles: 4, 90°, Solder pin length (l): 1.5 mm, black, PUSH IN with actuator, Clamping range, max. : 1.5 mm², Tape
34658 | 1876280000 | LSF-SMT 5.00/05/90 1.5SN BK RL | Printed circuit board terminals, 5.00 mm, Number of poles: 5, 90°, Solder pin length (l): 1.5 mm, black, PUSH IN with actuator, Clamping range, max. : 1.5 mm², Tape
34659 | 1876290000 | LSF-SMT 5.08/05/180 1.5SN BK RL | Printed circuit board terminals, 5.08 mm, Number of poles: 5, 180°, Solder pin length (l): 1.5 mm, black, PUSH IN with actuator, Clamping range, max. : 1.5 mm², Tape
34660 | 1876300000 | LSF-SMT 5.00/06/90 1.5SN BK RL | Printed circuit board terminals, 5.00 mm, Number of poles: 6, 90°, Solder pin length (l): 1.5 mm, black, PUSH IN with actuator, Clamping range, max. : 1.5 mm², Tape
34661 | 1876310000 | LSF-SMT 5.08/04/90 3.5SN BK RL | Printed circuit board terminals, 5.08 mm, Number of poles: 4, 90°, Solder pin length (l): 3.5 mm, black, PUSH IN with actuator, Clamping range, max. : 1.5 mm², Tape
34662 | 1876350000 | LSF-SMT 5.00/08/90 1.5SN BK RL | Printed circuit board terminals, 5.00 mm, Number of poles: 8, 90°, Solder pin length (l): 1.5 mm, black, PUSH IN with actuator, Clamping range, max. : 1.5 mm², Tape
34663 | 1876360000 | LSF-SMT 5.08/04/180 3.5SN BK RL | Printed circuit board terminals, 5.08 mm, Number of poles: 4, 180°, Solder pin length (l): 3.5 mm, black, PUSH IN with actuator, Clamping range, max. : 1.5 mm², Tape
34664 | 1876410000 | LSF-SMT 5.08/04/180 1.5SN BK RL | Printed circuit board terminals, 5.08 mm, Number of poles: 4, 180°, Solder pin length (l): 1.5 mm, black, PUSH IN with actuator, Clamping range, max. : 1.5 mm², Tape
34665 | 1876420000 | LSF-SMT 5.08/03/90 3.5SN BK RL | Printed circuit board terminals, 5.08 mm, Number of poles: 3, 90°, Solder pin length (l): 3.5 mm, black, PUSH IN with actuator, Clamping range, max. : 1.5 mm², Tape
34666 | 1876430000 | LSF-SMT 5.00/02/90 3.5SN BK RL | Printed circuit board terminals, 5.00 mm, Number of poles: 2, 90°, Solder pin length (l): 3.5 mm, black, PUSH IN with actuator, Clamping range, max. : 1.5 mm², Tape
34667 | 1876440000 | LSF-SMT 5.08/03/90 1.5SN BK RL | Printed circuit board terminals, 5.08 mm, Number of poles: 3, 90°, Solder pin length (l): 1.5 mm, black, PUSH IN with actuator, Clamping range, max. : 1.5 mm², Tape
34668 | 1876450000 | LSF-SMT 5.08/03/180 3.5SN BK RL | Printed circuit board terminals, 5.08 mm, Number of poles: 3, 180°, Solder pin length (l): 3.5 mm, black, PUSH IN with actuator, Clamping range, max. : 1.5 mm², Tape
34669 | 1876460000 | LSF-SMT 5.08/03/180 1.5SN BK RL | Printed circuit board terminals, 5.08 mm, Number of poles: 3, 180°, Solder pin length (l): 1.5 mm, black, PUSH IN with actuator, Clamping range, max. : 1.5 mm², Tape
34670 | 1876470000 | LSF-SMT 5.08/02/90 3.5SN BK RL | Printed circuit board terminals, 5.08 mm, Number of poles: 2, 90°, Solder pin length (l): 3.5 mm, black, PUSH IN with actuator, Clamping range, max. : 1.5 mm², Tape
34671 | 1876480000 | LSF-SMT 5.08/02/90 1.5SN BK RL | Printed circuit board terminals, 5.08 mm, Number of poles: 2, 90°, Solder pin length (l): 1.5 mm, black, PUSH IN with actuator, Clamping range, max. : 1.5 mm², Tape
34672 | 1876490000 | LSF-SMT 5.08/02/180 3.5SN BK RL | Printed circuit board terminals, 5.08 mm, Number of poles: 2, 180°, Solder pin length (l): 3.5 mm, black, PUSH IN with actuator, Clamping range, max. : 1.5 mm², Tape
34673 | 1876500000 | LSF-SMT 5.08/02/180 1.5SN BK RL | Printed circuit board terminals, 5.08 mm, Number of poles: 2, 180°, Solder pin length (l): 1.5 mm, black, PUSH IN with actuator, Clamping range, max. : 1.5 mm², Tape
34674 | 1876510000 | LSF-SMT 5.00/03/90 3.5SN BK RL | Printed circuit board terminals, 5.00 mm, Number of poles: 3, 90°, Solder pin length (l): 3.5 mm, black, PUSH IN with actuator, Clamping range, max. : 1.5 mm², Tape
34675 | 1876530000 | LSF-SMT 5.00/04/90 3.5SN BK RL | Printed circuit board terminals, 5.00 mm, Number of poles: 4, 90°, Solder pin length (l): 3.5 mm, black, PUSH IN with actuator, Clamping range, max. : 1.5 mm², Tape
34676 | 1876540000 | LSF-SMT 5.00/07/90 3.5SN BK RL | Printed circuit board terminals, 5.00 mm, Number of poles: 7, 90°, Solder pin length (l): 3.5 mm, black, PUSH IN with actuator, Clamping range, max. : 1.5 mm², Tape
34677 | 1876550000 | LSF-SMT 5.00/05/90 3.5SN BK RL | Printed circuit board terminals, 5.00 mm, Number of poles: 5, 90°, Solder pin length (l): 3.5 mm, black, PUSH IN with actuator, Clamping range, max. : 1.5 mm², Tape
34678 | 1876560000 | LSF-SMT 5.00/06/90 3.5SN BK RL | Printed circuit board terminals, 5.00 mm, Number of poles: 6, 90°, Solder pin length (l): 3.5 mm, black, PUSH IN with actuator, Clamping range, max. : 1.5 mm², Tape
34679 | 1876940000 | SL-SMT 5.08HC/04/270FH 1.5SN BK RL | PCB plug-in connector, male header, Solder flange, THT/THR solder connection, 5.08 mm, Number of poles: 4, 270°, Solder pin length (l): 1.5 mm, tinned, black, Tape
34680 | 1876960000 | SL-SMT 5.08HC/06/270FH 1.5SN BK RL | PCB plug-in connector, male header, Solder flange, THT/THR solder connection, 5.08 mm, Number of poles: 6, 270°, Solder pin length (l): 1.5 mm, tinned, black, Tape
34681 | 1876970000 | SL-SMT 5.08HC/07/270FH 1.5SN BK RL | PCB plug-in connector, male header, Solder flange, THT/THR solder connection, 5.08 mm, Number of poles: 7, 270°, Solder pin length (l): 1.5 mm, tinned, black, Tape
34682 | 1877560000 | SL-SMT 5.08HC/02/270GH 1.5SN BK RL | PCB plug-in connector, male header, closed side, THT/THR solder connection, 5.08 mm, Number of poles: 2, 270°, Solder pin length (l): 1.5 mm, tinned, black, Tape
34683 | 1877600000 | SL-SMT 5.08HC/03/270GH 1.5SN BK RL | PCB plug-in connector, male header, closed side, THT/THR solder connection, 5.08 mm, Number of poles: 3, 270°, Solder pin length (l): 1.5 mm, tinned, black, Tape
34684 | 1877610000 | SL-SMT 5.08HC/04/270GH 1.5SN BK RL | PCB plug-in connector, male header, closed side, THT/THR solder connection, 5.08 mm, Number of poles: 4, 270°, Solder pin length (l): 1.5 mm, tinned, black, Tape
34685 | 1877620000 | SL-SMT 5.08HC/05/270GH 1.5SN BK RL | PCB plug-in connector, male header, closed side, THT/THR solder connection, 5.08 mm, Number of poles: 5, 270°, Solder pin length (l): 1.5 mm, tinned, black, Tape
34686 | 1877630000 | SL-SMT 5.08HC/06/270GH 1.5SN BK RL | PCB plug-in connector, male header, closed side, THT/THR solder connection, 5.08 mm, Number of poles: 6, 270°, Solder pin length (l): 1.5 mm, tinned, black, Tape
34687 | 1877640000 | SL-SMT 5.08HC/07/270GH 1.5SN BK RL | PCB plug-in connector, male header, closed side, THT/THR solder connection, 5.08 mm, Number of poles: 7, 270°, Solder pin length (l): 1.5 mm, tinned, black, Tape
34688 | 1877650000 | SL-SMT 5.08HC/08/270GH 1.5SN BK RL | PCB plug-in connector, male header, closed side, THT/THR solder connection, 5.08 mm, Number of poles: 8, 270°, Solder pin length (l): 1.5 mm, tinned, black, Tape
34689 | 1877740000 | SL-SMT 5.08HC/02/270GL 1.5SN BK RL | PCB plug-in connector, male header, closed side, THT/THR solder connection, 5.08 mm, Number of poles: 2, 270°, Solder pin length (l): 1.5 mm, tinned, black, Tape
34690 | 1877760000 | SL-SMT 5.08HC/04/270GL 1.5SN BK RL | PCB plug-in connector, male header, closed side, THT/THR solder connection, 5.08 mm, Number of poles: 4, 270°, Solder pin length (l): 1.5 mm, tinned, black, Tape
34691 | 1877770000 | SL-SMT 5.08HC/05/270GL 1.5SN BK RL | PCB plug-in connector, male header, closed side, THT/THR solder connection, 5.08 mm, Number of poles: 5, 270°, Solder pin length (l): 1.5 mm, tinned, black, Tape
34692 | 1877800000 | SL-SMT 5.08HC/08/270GL 1.5SN BK RL | PCB plug-in connector, male header, closed side, THT/THR solder connection, 5.08 mm, Number of poles: 8, 270°, Solder pin length (l): 1.5 mm, tinned, black, Tape
34693 | 1877810000 | SL-SMT 5.08HC/02/270GH 3.2SN BK RL | PCB plug-in connector, male header, closed side, THT/THR solder connection, 5.08 mm, Number of poles: 2, 270°, Solder pin length (l): 3.2 mm, tinned, black, Tape
34694 | 1877820000 | SL-SMT 5.08HC/03/270GH 3.2SN BK RL | PCB plug-in connector, male header, closed side, THT/THR solder connection, 5.08 mm, Number of poles: 3, 270°, Solder pin length (l): 3.2 mm, tinned, black, Tape
34695 | 1877830000 | SL-SMT 5.08HC/04/270GH 3.2SN BK RL | PCB plug-in connector, male header, closed side, THT/THR solder connection, 5.08 mm, Number of poles: 4, 270°, Solder pin length (l): 3.2 mm, tinned, black, Tape
34696 | 1877840000 | SL-SMT 5.08HC/05/270GH 3.2SN BK RL | PCB plug-in connector, male header, closed side, THT/THR solder connection, 5.08 mm, Number of poles: 5, 270°, Solder pin length (l): 3.2 mm, tinned, black, Tape
34697 | 1877850000 | SL-SMT 5.08HC/06/270GH 3.2SN BK RL | PCB plug-in connector, male header, closed side, THT/THR solder connection, 5.08 mm, Number of poles: 6, 270°, Solder pin length (l): 3.2 mm, tinned, black, Tape
34698 | 1878520000 | LSF-SMT 5.08/04/90 1.5SN BK RL | Printed circuit board terminals, 5.08 mm, Number of poles: 4, 90°, Solder pin length (l): 1.5 mm, black, PUSH IN with actuator, Clamping range, max. : 1.5 mm², Tape
34699 | 1884340000 | LSF-SMT 5.00/02/135 3.5SN BK TU | Printed circuit board terminals, 5.00 mm, Number of poles: 2, 135°, Solder pin length (l): 3.5 mm, black, PUSH IN with actuator, Clamping range, max. : 1.5 mm², Tube
34700 | 1884370000 | LSF-SMT 5.00/03/135 3.5SN BK TU | Printed circuit board terminals, 5.00 mm, Number of poles: 3, 135°, Solder pin length (l): 3.5 mm, black, PUSH IN with actuator, Clamping range, max. : 1.5 mm², Tube
34701 | 1884380000 | LSF-SMT 5.00/04/135 3.5SN BK TU | Printed circuit board terminals, 5.00 mm, Number of poles: 4, 135°, Solder pin length (l): 3.5 mm, black, PUSH IN with actuator, Clamping range, max. : 1.5 mm², Tube
34702 | 1884390000 | LSF-SMT 5.00/05/135 3.5SN BK TU | Printed circuit board terminals, 5.00 mm, Number of poles: 5, 135°, Solder pin length (l): 3.5 mm, black, PUSH IN with actuator, Clamping range, max. : 1.5 mm², Tube
34703 | 1884400000 | LSF-SMT 5.00/06/135 3.5SN BK TU | Printed circuit board terminals, 5.00 mm, Number of poles: 6, 135°, Solder pin length (l): 3.5 mm, black, PUSH IN with actuator, Clamping range, max. : 1.5 mm², Tube
34704 | 1884410000 | LSF-SMT 5.00/07/135 3.5SN BK TU | Printed circuit board terminals, 5.00 mm, Number of poles: 7, 135°, Solder pin length (l): 3.5 mm, black, PUSH IN with actuator, Clamping range, max. : 1.5 mm², Tube
34705 | 1884420000 | LSF-SMT 5.00/08/135 3.5SN BK TU | Printed circuit board terminals, 5.00 mm, Number of poles: 8, 135°, Solder pin length (l): 3.5 mm, black, PUSH IN with actuator, Clamping range, max. : 1.5 mm², Tube
34706 | 1884430000 | LSF-SMT 5.00/09/135 3.5SN BK TU | Printed circuit board terminals, 5.00 mm, Number of poles: 9, 135°, Solder pin length (l): 3.5 mm, black, PUSH IN with actuator, Clamping range, max. : 1.5 mm², Tube
34707 | 1884440000 | LSF-SMT 5.00/10/135 3.5SN BK TU | Printed circuit board terminals, 5.00 mm, Number of poles: 10, 135°, Solder pin length (l): 3.5 mm, black, PUSH IN with actuator, Clamping range, max. : 1.5 mm², Tube
34708 | 1884530000 | LSF-SMT 5.00/02/135 1.5SN BK TU | Printed circuit board terminals, 5.00 mm, Number of poles: 2, 135°, Solder pin length (l): 1.5 mm, black, PUSH IN with actuator, Clamping range, max. : 1.5 mm², Tube
34709 | 1884540000 | LSF-SMT 5.00/03/135 1.5SN BK TU | Printed circuit board terminals, 5.00 mm, Number of poles: 3, 135°, Solder pin length (l): 1.5 mm, black, PUSH IN with actuator, Clamping range, max. : 1.5 mm², Tube
34710 | 1884550000 | LSF-SMT 5.00/04/135 1.5SN BK TU | Printed circuit board terminals, 5.00 mm, Number of poles: 4, 135°, Solder pin length (l): 1.5 mm, black, PUSH IN with actuator, Clamping range, max. : 1.5 mm², Tube
34711 | 1884560000 | LSF-SMT 5.00/05/135 1.5SN BK TU | Printed circuit board terminals, 5.00 mm, Number of poles: 5, 135°, Solder pin length (l): 1.5 mm, black, PUSH IN with actuator, Clamping range, max. : 1.5 mm², Tube
34712 | 1884570000 | LSF-SMT 5.00/06/135 1.5SN BK TU | Printed circuit board terminals, 5.00 mm, Number of poles: 6, 135°, Solder pin length (l): 1.5 mm, black, PUSH IN with actuator, Clamping range, max. : 1.5 mm², Tube
34713 | 1884580000 | LSF-SMT 5.00/07/135 1.5SN BK TU | Printed circuit board terminals, 5.00 mm, Number of poles: 7, 135°, Solder pin length (l): 1.5 mm, black, PUSH IN with actuator, Clamping range, max. : 1.5 mm², Tube
34714 | 1884590000 | LSF-SMT 5.00/08/135 1.5SN BK TU | Printed circuit board terminals, 5.00 mm, Number of poles: 8, 135°, Solder pin length (l): 1.5 mm, black, PUSH IN with actuator, Clamping range, max. : 1.5 mm², Tube
34715 | 1884600000 | LSF-SMT 5.00/09/135 1.5SN BK TU | Printed circuit board terminals, 5.00 mm, Number of poles: 9, 135°, Solder pin length (l): 1.5 mm, black, PUSH IN with actuator, Clamping range, max. : 1.5 mm², Tube
34716 | 1884660000 | LSF-SMT 5.00/10/135 1.5SN BK TU | Printed circuit board terminals, 5.00 mm, Number of poles: 10, 135°, Solder pin length (l): 1.5 mm, black, PUSH IN with actuator, Clamping range, max. : 1.5 mm², Tube
34717 | 1884730000 | LSF-SMT 5.08/02/135 1.5SN BK TU | Printed circuit board terminals, 5.08 mm, Number of poles: 2, 135°, Solder pin length (l): 1.5 mm, black, PUSH IN with actuator, Clamping range, max. : 1.5 mm², Tube
34718 | 1884740000 | LSF-SMT 5.08/03/135 1.5SN BK TU | Printed circuit board terminals, 5.08 mm, Number of poles: 3, 135°, Solder pin length (l): 1.5 mm, black, PUSH IN with actuator, Clamping range, max. : 1.5 mm², Tube
34719 | 1884750000 | LSF-SMT 5.08/04/135 1.5SN BK TU | Printed circuit board terminals, 5.08 mm, Number of poles: 4, 135°, Solder pin length (l): 1.5 mm, black, PUSH IN with actuator, Clamping range, max. : 1.5 mm², Tube
34720 | 1884760000 | LSF-SMT 5.08/05/135 1.5SN BK TU | Printed circuit board terminals, 5.08 mm, Number of poles: 5, 135°, Solder pin length (l): 1.5 mm, black, PUSH IN with actuator, Clamping range, max. : 1.5 mm², Tube
34721 | 1884770000 | LSF-SMT 5.08/06/135 1.5SN BK TU | Printed circuit board terminals, 5.08 mm, Number of poles: 6, 135°, Solder pin length (l): 1.5 mm, black, PUSH IN with actuator, Clamping range, max. : 1.5 mm², Tube
34722 | 1884780000 | LSF-SMT 5.08/07/135 1.5SN BK TU | Printed circuit board terminals, 5.08 mm, Number of poles: 7, 135°, Solder pin length (l): 1.5 mm, black, PUSH IN with actuator, Clamping range, max. : 1.5 mm², Tube
34723 | 1884790000 | LSF-SMT 5.08/08/135 1.5SN BK TU | Printed circuit board terminals, 5.08 mm, Number of poles: 8, 135°, Solder pin length (l): 1.5 mm, black, PUSH IN with actuator, Clamping range, max. : 1.5 mm², Tube
34724 | 1884800000 | LSF-SMT 5.08/09/135 1.5SN BK TU | Printed circuit board terminals, 5.08 mm, Number of poles: 9, 135°, Solder pin length (l): 1.5 mm, black, PUSH IN with actuator, Clamping range, max. : 1.5 mm², Tube
34725 | 1884810000 | LSF-SMT 5.08/10/135 1.5SN BK TU | Printed circuit board terminals, 5.08 mm, Number of poles: 10, 135°, Solder pin length (l): 1.5 mm, black, PUSH IN with actuator, Clamping range, max. : 1.5 mm², Tube
34726 | 1884820000 | LSF-SMT 5.08/11/135 1.5SN BK TU | Printed circuit board terminals, 5.08 mm, Number of poles: 11, 135°, Solder pin length (l): 1.5 mm, black, PUSH IN with actuator, Clamping range, max. : 1.5 mm², Tube
34727 | 1884870000 | LSF-SMT 5.08/16/135 1.5SN BK TU | Printed circuit board terminals, 5.08 mm, Number of poles: 16, 135°, Solder pin length (l): 1.5 mm, black, PUSH IN with actuator, Clamping range, max. : 1.5 mm², Tube
34728 | 1884880000 | LSF-SMT 7.50/02/135 1.5SN BK TU | Printed circuit board terminals, 7.50 mm, Number of poles: 2, 135°, Solder pin length (l): 1.5 mm, black, PUSH IN with actuator, Clamping range, max. : 1.5 mm², Tube
34729 | 1884890000 | LSF-SMT 7.50/03/135 1.5SN BK TU | Printed circuit board terminals, 7.50 mm, Number of poles: 3, 135°, Solder pin length (l): 1.5 mm, black, PUSH IN with actuator, Clamping range, max. : 1.5 mm², Tube
34730 | 1884900000 | LSF-SMT 7.50/04/135 1.5SN BK TU | Printed circuit board terminals, 7.50 mm, Number of poles: 4, 135°, Solder pin length (l): 1.5 mm, black, PUSH IN with actuator, Clamping range, max. : 1.5 mm², Tube
34731 | 1884910000 | LSF-SMT 7.50/05/135 1.5SN BK TU | Printed circuit board terminals, 7.50 mm, Number of poles: 5, 135°, Solder pin length (l): 1.5 mm, black, PUSH IN with actuator, Clamping range, max. : 1.5 mm², Tube
34732 | 1884920000 | LSF-SMT 7.50/06/135 1.5SN BK TU | Printed circuit board terminals, 7.50 mm, Number of poles: 6, 135°, Solder pin length (l): 1.5 mm, black, PUSH IN with actuator, Clamping range, max. : 1.5 mm², Tube
34733 | 1884930000 | LSF-SMT 7.50/07/135 1.5SN BK TU | Printed circuit board terminals, 7.50 mm, Number of poles: 7, 135°, Solder pin length (l): 1.5 mm, black, PUSH IN with actuator, Clamping range, max. : 1.5 mm², Tube
34734 | 1884950000 | LSF-SMT 7.62/02/135 1.5SN BK TU | Printed circuit board terminals, 7.62 mm, Number of poles: 2, 135°, Solder pin length (l): 1.5 mm, black, PUSH IN with actuator, Clamping range, max. : 1.5 mm², Tube
34735 | 1884960000 | LSF-SMT 7.62/03/135 1.5SN BK TU | Printed circuit board terminals, 7.62 mm, Number of poles: 3, 135°, Solder pin length (l): 1.5 mm, black, PUSH IN with actuator, Clamping range, max. : 1.5 mm², Tube
34736 | 1884970000 | LSF-SMT 7.62/04/135 1.5SN BK TU | Printed circuit board terminals, 7.62 mm, Number of poles: 4, 135°, Solder pin length (l): 1.5 mm, black, PUSH IN with actuator, Clamping range, max. : 1.5 mm², Tube
34737 | 1884980000 | LSF-SMT 7.62/05/135 1.5SN BK TU | Printed circuit board terminals, 7.62 mm, Number of poles: 5, 135°, Solder pin length (l): 1.5 mm, black, PUSH IN with actuator, Clamping range, max. : 1.5 mm², Tube
34738 | 1884990000 | LSF-SMT 7.62/06/135 1.5SN BK TU | Printed circuit board terminals, 7.62 mm, Number of poles: 6, 135°, Solder pin length (l): 1.5 mm, black, PUSH IN with actuator, Clamping range, max. : 1.5 mm², Tube
34739 | 1885000000 | LSF-SMT 7.62/07/135 1.5SN BK TU | Printed circuit board terminals, 7.62 mm, Number of poles: 7, 135°, Solder pin length (l): 1.5 mm, black, PUSH IN with actuator, Clamping range, max. : 1.5 mm², Tube
34740 | 1885020000 | LSF-SMT 5.08/02/135 3.5SN BK TU | Printed circuit board terminals, 5.08 mm, Number of poles: 2, 135°, Solder pin length (l): 3.5 mm, black, PUSH IN with actuator, Clamping range, max. : 1.5 mm², Tube
34741 | 1885030000 | LSF-SMT 5.08/03/135 3.5SN BK TU | Printed circuit board terminals, 5.08 mm, Number of poles: 3, 135°, Solder pin length (l): 3.5 mm, black, PUSH IN with actuator, Clamping range, max. : 1.5 mm², Tube
34742 | 1885040000 | LSF-SMT 5.08/04/135 3.5SN BK TU | Printed circuit board terminals, 5.08 mm, Number of poles: 4, 135°, Solder pin length (l): 3.5 mm, black, PUSH IN with actuator, Clamping range, max. : 1.5 mm², Tube
34743 | 1885050000 | LSF-SMT 5.08/05/135 3.5SN BK TU | Printed circuit board terminals, 5.08 mm, Number of poles: 5, 135°, Solder pin length (l): 3.5 mm, black, PUSH IN with actuator, Clamping range, max. : 1.5 mm², Tube
34744 | 1885060000 | LSF-SMT 5.08/06/135 3.5SN BK TU | Printed circuit board terminals, 5.08 mm, Number of poles: 6, 135°, Solder pin length (l): 3.5 mm, black, PUSH IN with actuator, Clamping range, max. : 1.5 mm², Tube
34745 | 1885070000 | LSF-SMT 5.08/07/135 3.5SN BK TU | Printed circuit board terminals, 5.08 mm, Number of poles: 7, 135°, Solder pin length (l): 3.5 mm, black, PUSH IN with actuator, Clamping range, max. : 1.5 mm², Tube
34746 | 1885080000 | LSF-SMT 5.08/08/135 3.5SN BK TU | Printed circuit board terminals, 5.08 mm, Number of poles: 8, 135°, Solder pin length (l): 3.5 mm, black, PUSH IN with actuator, Clamping range, max. : 1.5 mm², Tube
34747 | 1885090000 | LSF-SMT 5.08/09/135 3.5SN BK TU | Printed circuit board terminals, 5.08 mm, Number of poles: 9, 135°, Solder pin length (l): 3.5 mm, black, PUSH IN with actuator, Clamping range, max. : 1.5 mm², Tube
34748 | 1885100000 | LSF-SMT 5.08/10/135 3.5SN BK TU | Printed circuit board terminals, 5.08 mm, Number of poles: 10, 135°, Solder pin length (l): 3.5 mm, black, PUSH IN with actuator, Clamping range, max. : 1.5 mm², Tube
34749 | 1885130000 | LSF-SMT 5.08/13/135 3.5SN BK TU | Printed circuit board terminals, 5.08 mm, Number of poles: 13, 135°, Solder pin length (l): 3.5 mm, black, PUSH IN with actuator, Clamping range, max. : 1.5 mm², Tube
34750 | 1885140000 | LSF-SMT 5.08/14/135 3.5SN BK TU | Printed circuit board terminals, 5.08 mm, Number of poles: 14, 135°, Solder pin length (l): 3.5 mm, black, PUSH IN with actuator, Clamping range, max. : 1.5 mm², Tube
34751 | 1885160000 | LSF-SMT 5.08/16/135 3.5SN BK TU | Printed circuit board terminals, 5.08 mm, Number of poles: 16, 135°, Solder pin length (l): 3.5 mm, black, PUSH IN with actuator, Clamping range, max. : 1.5 mm², Tube
34752 | 1885180000 | LSF-SMT 3.50/02/135 1.5SN BK TU | Printed circuit board terminals, 3.50 mm, Number of poles: 2, 135°, Solder pin length (l): 1.5 mm, black, PUSH IN with actuator, Clamping range, max. : 1.5 mm², Tube
34753 | 1885190000 | LSF-SMT 3.50/03/135 1.5SN BK TU | Printed circuit board terminals, 3.50 mm, Number of poles: 3, 135°, Solder pin length (l): 1.5 mm, black, PUSH IN with actuator, Clamping range, max. : 1.5 mm², Tube
34754 | 1885200000 | LSF-SMT 3.50/04/135 1.5SN BK TU | Printed circuit board terminals, 3.50 mm, Number of poles: 4, 135°, Solder pin length (l): 1.5 mm, black, PUSH IN with actuator, Clamping range, max. : 1.5 mm², Tube
34755 | 1885210000 | LSF-SMT 3.50/05/135 1.5SN BK TU | Printed circuit board terminals, 3.50 mm, Number of poles: 5, 135°, Solder pin length (l): 1.5 mm, black, PUSH IN with actuator, Clamping range, max. : 1.5 mm², Tube
34756 | 1885220000 | LSF-SMT 3.50/06/135 1.5SN BK TU | Printed circuit board terminals, 3.50 mm, Number of poles: 6, 135°, Solder pin length (l): 1.5 mm, black, PUSH IN with actuator, Clamping range, max. : 1.5 mm², Tube
34757 | 1885230000 | LSF-SMT 3.50/07/135 1.5SN BK TU | Printed circuit board terminals, 3.50 mm, Number of poles: 7, 135°, Solder pin length (l): 1.5 mm, black, PUSH IN with actuator, Clamping range, max. : 1.5 mm², Tube
34758 | 1885240000 | LSF-SMT 3.50/08/135 1.5SN BK TU | Printed circuit board terminals, 3.50 mm, Number of poles: 8, 135°, Solder pin length (l): 1.5 mm, black, PUSH IN with actuator, Clamping range, max. : 1.5 mm², Tube
34759 | 1885250000 | LSF-SMT 3.50/09/135 1.5SN BK TU | Printed circuit board terminals, 3.50 mm, Number of poles: 9, 135°, Solder pin length (l): 1.5 mm, black, PUSH IN with actuator, Clamping range, max. : 1.5 mm², Tube
34760 | 1885260000 | LSF-SMT 3.50/10/135 1.5SN BK TU | Printed circuit board terminals, 3.50 mm, Number of poles: 10, 135°, Solder pin length (l): 1.5 mm, black, PUSH IN with actuator, Clamping range, max. : 1.5 mm², Tube
34761 | 1885270000 | LSF-SMT 3.50/11/135 1.5SN BK TU | Printed circuit board terminals, 3.50 mm, Number of poles: 11, 135°, Solder pin length (l): 1.5 mm, black, PUSH IN with actuator, Clamping range, max. : 1.5 mm², Tube
34762 | 1885280000 | LSF-SMT 3.50/12/135 1.5SN BK TU | Printed circuit board terminals, 3.50 mm, Number of poles: 12, 135°, Solder pin length (l): 1.5 mm, black, PUSH IN with actuator, Clamping range, max. : 1.5 mm², Tube
34763 | 1885290000 | LSF-SMT 3.50/13/135 1.5SN BK TU | Printed circuit board terminals, 3.50 mm, Number of poles: 13, 135°, Solder pin length (l): 1.5 mm, black, PUSH IN with actuator, Clamping range, max. : 1.5 mm², Tube
34764 | 1885300000 | LSF-SMT 3.50/14/135 1.5SN BK TU | Printed circuit board terminals, 3.50 mm, Number of poles: 14, 135°, Solder pin length (l): 1.5 mm, black, PUSH IN with actuator, Clamping range, max. : 1.5 mm², Tube
34765 | 1885380000 | LSF-SMT 3.50/22/135 1.5SN BK TU | Printed circuit board terminals, 3.50 mm, Number of poles: 22, 135°, Solder pin length (l): 1.5 mm, black, PUSH IN with actuator, Clamping range, max. : 1.5 mm², Tube
34766 | 1885410000 | LSF-SMT 3.81/02/135 1.5SN BK TU | Printed circuit board terminals, 3.81 mm, Number of poles: 2, 135°, Solder pin length (l): 1.5 mm, black, PUSH IN with actuator, Clamping range, max. : 1.5 mm², Tube
34767 | 1885420000 | LSF-SMT 3.81/03/135 1.5SN BK TU | Printed circuit board terminals, 3.81 mm, Number of poles: 3, 135°, Solder pin length (l): 1.5 mm, black, PUSH IN with actuator, Clamping range, max. : 1.5 mm², Tube
34768 | 1885430000 | LSF-SMT 3.81/04/135 1.5SN BK TU | Printed circuit board terminals, 3.81 mm, Number of poles: 4, 135°, Solder pin length (l): 1.5 mm, black, PUSH IN with actuator, Clamping range, max. : 1.5 mm², Tube
34769 | 1885440000 | LSF-SMT 3.81/05/135 1.5SN BK TU | Printed circuit board terminals, 3.81 mm, Number of poles: 5, 135°, Solder pin length (l): 1.5 mm, black, PUSH IN with actuator, Clamping range, max. : 1.5 mm², Tube
34770 | 1885450000 | LSF-SMT 3.81/06/135 1.5SN BK TU | Printed circuit board terminals, 3.81 mm, Number of poles: 6, 135°, Solder pin length (l): 1.5 mm, black, PUSH IN with actuator, Clamping range, max. : 1.5 mm², Tube
34771 | 1885460000 | LSF-SMT 3.81/07/135 1.5SN BK TU | Printed circuit board terminals, 3.81 mm, Number of poles: 7, 135°, Solder pin length (l): 1.5 mm, black, PUSH IN with actuator, Clamping range, max. : 1.5 mm², Tube
34772 | 1885470000 | LSF-SMT 3.81/08/135 1.5SN BK TU | Printed circuit board terminals, 3.81 mm, Number of poles: 8, 135°, Solder pin length (l): 1.5 mm, black, PUSH IN with actuator, Clamping range, max. : 1.5 mm², Tube
34773 | 1885480000 | LSF-SMT 3.81/09/135 1.5SN BK TU | Printed circuit board terminals, 3.81 mm, Number of poles: 9, 135°, Solder pin length (l): 1.5 mm, black, PUSH IN with actuator, Clamping range, max. : 1.5 mm², Tube
34774 | 1885490000 | LSF-SMT 3.81/10/135 1.5SN BK TU | Printed circuit board terminals, 3.81 mm, Number of poles: 10, 135°, Solder pin length (l): 1.5 mm, black, PUSH IN with actuator, Clamping range, max. : 1.5 mm², Tube
34775 | 1885510000 | LSF-SMT 3.81/11/135 1.5SN BK TU | Printed circuit board terminals, 3.81 mm, Number of poles: 11, 135°, Solder pin length (l): 1.5 mm, black, PUSH IN with actuator, Clamping range, max. : 1.5 mm², Tube
34776 | 1885520000 | LSF-SMT 3.81/12/135 1.5SN BK TU | Printed circuit board terminals, 3.81 mm, Number of poles: 12, 135°, Solder pin length (l): 1.5 mm, black, PUSH IN with actuator, Clamping range, max. : 1.5 mm², Tube
34777 | 1885530000 | LSF-SMT 3.81/13/135 1.5SN BK TU | Printed circuit board terminals, 3.81 mm, Number of poles: 13, 135°, Solder pin length (l): 1.5 mm, black, PUSH IN with actuator, Clamping range, max. : 1.5 mm², Tube
34778 | 1885570000 | LSF-SMT 3.81/17/135 1.5SN BK TU | Printed circuit board terminals, 3.81 mm, Number of poles: 17, 135°, Solder pin length (l): 1.5 mm, black, PUSH IN with actuator, Clamping range, max. : 1.5 mm², Tube
34779 | 1885650000 | LSF-SMT 3.50/02/135 3.5SN BK TU | Printed circuit board terminals, 3.50 mm, Number of poles: 2, 135°, Solder pin length (l): 3.5 mm, black, PUSH IN with actuator, Clamping range, max. : 1.5 mm², Tube
34780 | 1885660000 | LSF-SMT 3.50/03/135 3.5SN BK TU | Printed circuit board terminals, 3.50 mm, Number of poles: 3, 135°, Solder pin length (l): 3.5 mm, black, PUSH IN with actuator, Clamping range, max. : 1.5 mm², Tube
34781 | 1885670000 | LSF-SMT 3.50/04/135 3.5SN BK TU | Printed circuit board terminals, 3.50 mm, Number of poles: 4, 135°, Solder pin length (l): 3.5 mm, black, PUSH IN with actuator, Clamping range, max. : 1.5 mm², Tube
34782 | 1885680000 | LSF-SMT 3.50/05/135 3.5SN BK TU | Printed circuit board terminals, 3.50 mm, Number of poles: 5, 135°, Solder pin length (l): 3.5 mm, black, PUSH IN with actuator, Clamping range, max. : 1.5 mm², Tube
34783 | 1885690000 | LSF-SMT 3.50/06/135 3.5SN BK TU | Printed circuit board terminals, 3.50 mm, Number of poles: 6, 135°, Solder pin length (l): 3.5 mm, black, PUSH IN with actuator, Clamping range, max. : 1.5 mm², Tube
34784 | 1885700000 | LSF-SMT 3.50/07/135 3.5SN BK TU | Printed circuit board terminals, 3.50 mm, Number of poles: 7, 135°, Solder pin length (l): 3.5 mm, black, PUSH IN with actuator, Clamping range, max. : 1.5 mm², Tube
34785 | 1885710000 | LSF-SMT 3.50/08/135 3.5SN BK TU | Printed circuit board terminals, 3.50 mm, Number of poles: 8, 135°, Solder pin length (l): 3.5 mm, black, PUSH IN with actuator, Clamping range, max. : 1.5 mm², Tube
34786 | 1885730000 | LSF-SMT 3.50/10/135 3.5SN BK TU | Printed circuit board terminals, 3.50 mm, Number of poles: 10, 135°, Solder pin length (l): 3.5 mm, black, PUSH IN with actuator, Clamping range, max. : 1.5 mm², Tube
34787 | 1885740000 | LSF-SMT 3.50/11/135 3.5SN BK TU | Printed circuit board terminals, 3.50 mm, Number of poles: 11, 135°, Solder pin length (l): 3.5 mm, black, PUSH IN with actuator, Clamping range, max. : 1.5 mm², Tube
34788 | 1885750000 | LSF-SMT 3.50/12/135 3.5SN BK TU | Printed circuit board terminals, 3.50 mm, Number of poles: 12, 135°, Solder pin length (l): 3.5 mm, black, PUSH IN with actuator, Clamping range, max. : 1.5 mm², Tube
34789 | 1885760000 | LSF-SMT 3.50/13/135 3.5SN BK TU | Printed circuit board terminals, 3.50 mm, Number of poles: 13, 135°, Solder pin length (l): 3.5 mm, black, PUSH IN with actuator, Clamping range, max. : 1.5 mm², Tube
34790 | 1885770000 | LSF-SMT 3.50/14/135 3.5SN BK TU | Printed circuit board terminals, 3.50 mm, Number of poles: 14, 135°, Solder pin length (l): 3.5 mm, black, PUSH IN with actuator, Clamping range, max. : 1.5 mm², Tube
34791 | 1885790000 | LSF-SMT 3.50/16/135 3.5SN BK TU | Printed circuit board terminals, 3.50 mm, Number of poles: 16, 135°, Solder pin length (l): 3.5 mm, black, PUSH IN with actuator, Clamping range, max. : 1.5 mm², Tube
34792 | 1885850000 | LSF-SMT 3.50/22/135 3.5SN BK TU | Printed circuit board terminals, 3.50 mm, Number of poles: 22, 135°, Solder pin length (l): 3.5 mm, black, PUSH IN with actuator, Clamping range, max. : 1.5 mm², Tube
34793 | 1885880000 | LSF-SMT 3.81/02/135 3.5SN BK TU | Printed circuit board terminals, 3.81 mm, Number of poles: 2, 135°, Solder pin length (l): 3.5 mm, black, PUSH IN with actuator, Clamping range, max. : 1.5 mm², Tube
34794 | 1885890000 | LSF-SMT 3.81/03/135 3.5SN BK TU | Printed circuit board terminals, 3.81 mm, Number of poles: 3, 135°, Solder pin length (l): 3.5 mm, black, PUSH IN with actuator, Clamping range, max. : 1.5 mm², Tube
34795 | 1885900000 | LSF-SMT 3.81/04/135 3.5SN BK TU | Printed circuit board terminals, 3.81 mm, Number of poles: 4, 135°, Solder pin length (l): 3.5 mm, black, PUSH IN with actuator, Clamping range, max. : 1.5 mm², Tube
34796 | 1885910000 | LSF-SMT 3.81/05/135 3.5SN BK TU | Printed circuit board terminals, 3.81 mm, Number of poles: 5, 135°, Solder pin length (l): 3.5 mm, black, PUSH IN with actuator, Clamping range, max. : 1.5 mm², Tube
34797 | 1885920000 | LSF-SMT 3.81/06/135 3.5SN BK TU | Printed circuit board terminals, 3.81 mm, Number of poles: 6, 135°, Solder pin length (l): 3.5 mm, black, PUSH IN with actuator, Clamping range, max. : 1.5 mm², Tube
34798 | 1885930000 | LSF-SMT 3.81/07/135 3.5SN BK TU | Printed circuit board terminals, 3.81 mm, Number of poles: 7, 135°, Solder pin length (l): 3.5 mm, black, PUSH IN with actuator, Clamping range, max. : 1.5 mm², Tube
34799 | 1885940000 | LSF-SMT 3.81/08/135 3.5SN BK TU | Printed circuit board terminals, 3.81 mm, Number of poles: 8, 135°, Solder pin length (l): 3.5 mm, black, PUSH IN with actuator, Clamping range, max. : 1.5 mm², Tube
34800 | 1885950000 | LSF-SMT 3.81/09/135 3.5SN BK TU | Printed circuit board terminals, 3.81 mm, Number of poles: 9, 135°, Solder pin length (l): 3.5 mm, black, PUSH IN with actuator, Clamping range, max. : 1.5 mm², Tube
34801 | 1885960000 | LSF-SMT 3.81/10/135 3.5SN BK TU | Printed circuit board terminals, 3.81 mm, Number of poles: 10, 135°, Solder pin length (l): 3.5 mm, black, PUSH IN with actuator, Clamping range, max. : 1.5 mm², Tube
34802 | 1885970000 | LSF-SMT 3.81/11/135 3.5SN BK TU | Printed circuit board terminals, 3.81 mm, Number of poles: 11, 135°, Solder pin length (l): 3.5 mm, black, PUSH IN with actuator, Clamping range, max. : 1.5 mm², Tube
34803 | 1885980000 | LSF-SMT 3.81/12/135 3.5SN BK TU | Printed circuit board terminals, 3.81 mm, Number of poles: 12, 135°, Solder pin length (l): 3.5 mm, black, PUSH IN with actuator, Clamping range, max. : 1.5 mm², Tube
34804 | 1885990000 | LSF-SMT 3.81/13/135 3.5SN BK TU | Printed circuit board terminals, 3.81 mm, Number of poles: 13, 135°, Solder pin length (l): 3.5 mm, black, PUSH IN with actuator, Clamping range, max. : 1.5 mm², Tube
34805 | 1886110000 | LSF-SMT 7.50/02/135 3.5SN BK TU | Printed circuit board terminals, 7.50 mm, Number of poles: 2, 135°, Solder pin length (l): 3.5 mm, black, PUSH IN with actuator, Clamping range, max. : 1.5 mm², Tube
34806 | 1886120000 | LSF-SMT 7.50/03/135 3.5SN BK TU | Printed circuit board terminals, 7.50 mm, Number of poles: 3, 135°, Solder pin length (l): 3.5 mm, black, PUSH IN with actuator, Clamping range, max. : 1.5 mm², Tube
34807 | 1886130000 | LSF-SMT 7.50/04/135 3.5SN BK TU | Printed circuit board terminals, 7.50 mm, Number of poles: 4, 135°, Solder pin length (l): 3.5 mm, black, PUSH IN with actuator, Clamping range, max. : 1.5 mm², Tube
34808 | 1886140000 | LSF-SMT 7.50/05/135 3.5SN BK TU | Printed circuit board terminals, 7.50 mm, Number of poles: 5, 135°, Solder pin length (l): 3.5 mm, black, PUSH IN with actuator, Clamping range, max. : 1.5 mm², Tube
34809 | 1886150000 | LSF-SMT 7.50/06/135 3.5SN BK TU | Printed circuit board terminals, 7.50 mm, Number of poles: 6, 135°, Solder pin length (l): 3.5 mm, black, PUSH IN with actuator, Clamping range, max. : 1.5 mm², Tube
34810 | 1886160000 | LSF-SMT 7.50/07/135 3.5SN BK TU | Printed circuit board terminals, 7.50 mm, Number of poles: 7, 135°, Solder pin length (l): 3.5 mm, black, PUSH IN with actuator, Clamping range, max. : 1.5 mm², Tube
34811 | 1886180000 | LSF-SMT 7.62/02/135 3.5SN BK TU | Printed circuit board terminals, 7.62 mm, Number of poles: 2, 135°, Solder pin length (l): 3.5 mm, black, PUSH IN with actuator, Clamping range, max. : 1.5 mm², Tube
34812 | 1886190000 | LSF-SMT 7.62/03/135 3.5SN BK TU | Printed circuit board terminals, 7.62 mm, Number of poles: 3, 135°, Solder pin length (l): 3.5 mm, black, PUSH IN with actuator, Clamping range, max. : 1.5 mm², Tube
34813 | 1886200000 | LSF-SMT 7.62/04/135 3.5SN BK TU | Printed circuit board terminals, 7.62 mm, Number of poles: 4, 135°, Solder pin length (l): 3.5 mm, black, PUSH IN with actuator, Clamping range, max. : 1.5 mm², Tube
34814 | 1886210000 | LSF-SMT 7.62/05/135 3.5SN BK TU | Printed circuit board terminals, 7.62 mm, Number of poles: 5, 135°, Solder pin length (l): 3.5 mm, black, PUSH IN with actuator, Clamping range, max. : 1.5 mm², Tube
34815 | 1886220000 | LSF-SMT 7.62/06/135 3.5SN BK TU | Printed circuit board terminals, 7.62 mm, Number of poles: 6, 135°, Solder pin length (l): 3.5 mm, black, PUSH IN with actuator, Clamping range, max. : 1.5 mm², Tube
34816 | 1886230000 | LSF-SMT 7.62/07/135 3.5SN BK TU | Printed circuit board terminals, 7.62 mm, Number of poles: 7, 135°, Solder pin length (l): 3.5 mm, black, PUSH IN with actuator, Clamping range, max. : 1.5 mm², Tube
34817 | 1887110000 | LSF-SMT 7.62/02/135 1.5SN BK RL | Printed circuit board terminals, 7.62 mm, Number of poles: 2, 135°, Solder pin length (l): 1.5 mm, black, PUSH IN with actuator, Clamping range, max. : 1.5 mm², Tape
34818 | 1887130000 | LSF-SMT 7.62/04/135 1.5SN BK RL | Printed circuit board terminals, 7.62 mm, Number of poles: 4, 135°, Solder pin length (l): 1.5 mm, black, PUSH IN with actuator, Clamping range, max. : 1.5 mm², Tape
34819 | 1887160000 | LSF-SMT 7.62/02/135 3.5SN BK RL | Printed circuit board terminals, 7.62 mm, Number of poles: 2, 135°, Solder pin length (l): 3.5 mm, black, PUSH IN with actuator, Clamping range, max. : 1.5 mm², Tape
34820 | 1887340000 | LSF-SMT 3.50/02/135 3.5SN BK RL | Printed circuit board terminals, 3.50 mm, Number of poles: 2, 135°, Solder pin length (l): 3.5 mm, black, PUSH IN with actuator, Clamping range, max. : 1.5 mm², Tape
34821 | 1887350000 | LSF-SMT 3.50/03/135 3.5SN BK RL | Printed circuit board terminals, 3.50 mm, Number of poles: 3, 135°, Solder pin length (l): 3.5 mm, black, PUSH IN with actuator, Clamping range, max. : 1.5 mm², Tape
34822 | 1887360000 | LSF-SMT 3.50/04/135 3.5SN BK RL | Printed circuit board terminals, 3.50 mm, Number of poles: 4, 135°, Solder pin length (l): 3.5 mm, black, PUSH IN with actuator, Clamping range, max. : 1.5 mm², Tape
34823 | 1887460000 | LSF-SMT 3.50/05/135 3.5SN BK RL | Printed circuit board terminals, 3.50 mm, Number of poles: 5, 135°, Solder pin length (l): 3.5 mm, black, PUSH IN with actuator, Clamping range, max. : 1.5 mm², Tape
34824 | 1887470000 | LSF-SMT 3.50/06/135 3.5SN BK RL | Printed circuit board terminals, 3.50 mm, Number of poles: 6, 135°, Solder pin length (l): 3.5 mm, black, PUSH IN with actuator, Clamping range, max. : 1.5 mm², Tape
34825 | 1887480000 | LSF-SMT 3.50/07/135 3.5SN BK RL | Printed circuit board terminals, 3.50 mm, Number of poles: 7, 135°, Solder pin length (l): 3.5 mm, black, PUSH IN with actuator, Clamping range, max. : 1.5 mm², Tape
34826 | 1887490000 | LSF-SMT 3.50/08/135 3.5SN BK RL | Printed circuit board terminals, 3.50 mm, Number of poles: 8, 135°, Solder pin length (l): 3.5 mm, black, PUSH IN with actuator, Clamping range, max. : 1.5 mm², Tape
34827 | 1887500000 | LSF-SMT 3.50/09/135 3.5SN BK RL | Printed circuit board terminals, 3.50 mm, Number of poles: 9, 135°, Solder pin length (l): 3.5 mm, black, PUSH IN with actuator, Clamping range, max. : 1.5 mm², Tape
34828 | 1887510000 | LSF-SMT 3.50/10/135 3.5SN BK RL | Printed circuit board terminals, 3.50 mm, Number of poles: 10, 135°, Solder pin length (l): 3.5 mm, black, PUSH IN with actuator, Clamping range, max. : 1.5 mm², Tape
34829 | 1887550000 | LSF-SMT 3.50/02/135 1.5SN BK RL | Printed circuit board terminals, 3.50 mm, Number of poles: 2, 135°, Solder pin length (l): 1.5 mm, black, PUSH IN with actuator, Clamping range, max. : 1.5 mm², Tape
34830 | 1887560000 | LSF-SMT 3.50/03/135 1.5SN BK RL | Printed circuit board terminals, 3.50 mm, Number of poles: 3, 135°, Solder pin length (l): 1.5 mm, black, PUSH IN with actuator, Clamping range, max. : 1.5 mm², Tape
34831 | 1887580000 | LSF-SMT 3.50/04/135 1.5SN BK RL | Printed circuit board terminals, 3.50 mm, Number of poles: 4, 135°, Solder pin length (l): 1.5 mm, black, PUSH IN with actuator, Clamping range, max. : 1.5 mm², Tape
34832 | 1887630000 | LSF-SMT 3.50/05/135 1.5SN BK RL | Printed circuit board terminals, 3.50 mm, Number of poles: 5, 135°, Solder pin length (l): 1.5 mm, black, PUSH IN with actuator, Clamping range, max. : 1.5 mm², Tape
34833 | 1887640000 | LSF-SMT 3.50/06/135 1.5SN BK RL | Printed circuit board terminals, 3.50 mm, Number of poles: 6, 135°, Solder pin length (l): 1.5 mm, black, PUSH IN with actuator, Clamping range, max. : 1.5 mm², Tape
34834 | 1887650000 | LSF-SMT 3.50/07/135 1.5SN BK RL | Printed circuit board terminals, 3.50 mm, Number of poles: 7, 135°, Solder pin length (l): 1.5 mm, black, PUSH IN with actuator, Clamping range, max. : 1.5 mm², Tape
34835 | 1887660000 | LSF-SMT 3.50/08/135 1.5SN BK RL | Printed circuit board terminals, 3.50 mm, Number of poles: 8, 135°, Solder pin length (l): 1.5 mm, black, PUSH IN with actuator, Clamping range, max. : 1.5 mm², Tape
34836 | 1887680000 | LSF-SMT 3.50/10/135 1.5SN BK RL | Printed circuit board terminals, 3.50 mm, Number of poles: 10, 135°, Solder pin length (l): 1.5 mm, black, PUSH IN with actuator, Clamping range, max. : 1.5 mm², Tape
34837 | 1887700000 | LSF-SMT 3.50/12/135 1.5SN BK RL | Printed circuit board terminals, 3.50 mm, Number of poles: 12, 135°, Solder pin length (l): 1.5 mm, black, PUSH IN with actuator, Clamping range, max. : 1.5 mm², Tape
34838 | 1888320000 | LSF-SMT 3.81/02/135 3.5SN BK RL | Printed circuit board terminals, 3.81 mm, Number of poles: 2, 135°, Solder pin length (l): 3.5 mm, black, PUSH IN with actuator, Clamping range, max. : 1.5 mm², Tape
34839 | 1888330000 | LSF-SMT 3.81/03/135 3.5SN BK RL | Printed circuit board terminals, 3.81 mm, Number of poles: 3, 135°, Solder pin length (l): 3.5 mm, black, PUSH IN with actuator, Clamping range, max. : 1.5 mm², Tape
34840 | 1888340000 | LSF-SMT 3.81/04/135 3.5SN BK RL | Printed circuit board terminals, 3.81 mm, Number of poles: 4, 135°, Solder pin length (l): 3.5 mm, black, PUSH IN with actuator, Clamping range, max. : 1.5 mm², Tape
34841 | 1888380000 | LSF-SMT 3.81/05/135 3.5SN BK RL | Printed circuit board terminals, 3.81 mm, Number of poles: 5, 135°, Solder pin length (l): 3.5 mm, black, PUSH IN with actuator, Clamping range, max. : 1.5 mm², Tape
34842 | 1888390000 | LSF-SMT 3.81/06/135 3.5SN BK RL | Printed circuit board terminals, 3.81 mm, Number of poles: 6, 135°, Solder pin length (l): 3.5 mm, black, PUSH IN with actuator, Clamping range, max. : 1.5 mm², Tape
34843 | 1888430000 | LSF-SMT 3.81/10/135 3.5SN BK RL | Printed circuit board terminals, 3.81 mm, Number of poles: 10, 135°, Solder pin length (l): 3.5 mm, black, PUSH IN with actuator, Clamping range, max. : 1.5 mm², Tape
34844 | 1888450000 | LSF-SMT 3.81/02/135 1.5SN BK RL | Printed circuit board terminals, 3.81 mm, Number of poles: 2, 135°, Solder pin length (l): 1.5 mm, black, PUSH IN with actuator, Clamping range, max. : 1.5 mm², Tape
34845 | 1888460000 | LSF-SMT 3.81/03/135 1.5SN BK RL | Printed circuit board terminals, 3.81 mm, Number of poles: 3, 135°, Solder pin length (l): 1.5 mm, black, PUSH IN with actuator, Clamping range, max. : 1.5 mm², Tape
34846 | 1888470000 | LSF-SMT 3.81/04/135 1.5SN BK RL | Printed circuit board terminals, 3.81 mm, Number of poles: 4, 135°, Solder pin length (l): 1.5 mm, black, PUSH IN with actuator, Clamping range, max. : 1.5 mm², Tape
34847 | 1888480000 | LSF-SMT 3.81/05/135 1.5SN BK RL | Printed circuit board terminals, 3.81 mm, Number of poles: 5, 135°, Solder pin length (l): 1.5 mm, black, PUSH IN with actuator, Clamping range, max. : 1.5 mm², Tape
34848 | 1888490000 | LSF-SMT 3.81/06/135 1.5SN BK RL | Printed circuit board terminals, 3.81 mm, Number of poles: 6, 135°, Solder pin length (l): 1.5 mm, black, PUSH IN with actuator, Clamping range, max. : 1.5 mm², Tape
34849 | 1888570000 | LSF-SMT 5.00/02/135 1.5SN BK RL | Printed circuit board terminals, 5.00 mm, Number of poles: 2, 135°, Solder pin length (l): 1.5 mm, black, PUSH IN with actuator, Clamping range, max. : 1.5 mm², Tape
34850 | 1888580000 | LSF-SMT 5.00/03/135 1.5SN BK RL | Printed circuit board terminals, 5.00 mm, Number of poles: 3, 135°, Solder pin length (l): 1.5 mm, black, PUSH IN with actuator, Clamping range, max. : 1.5 mm², Tape
34851 | 1888590000 | LSF-SMT 5.00/04/135 1.5SN BK RL | Printed circuit board terminals, 5.00 mm, Number of poles: 4, 135°, Solder pin length (l): 1.5 mm, black, PUSH IN with actuator, Clamping range, max. : 1.5 mm², Tape
34852 | 1888600000 | LSF-SMT 5.00/05/135 1.5SN BK RL | Printed circuit board terminals, 5.00 mm, Number of poles: 5, 135°, Solder pin length (l): 1.5 mm, black, PUSH IN with actuator, Clamping range, max. : 1.5 mm², Tape
34853 | 1888610000 | LSF-SMT 5.00/06/135 1.5SN BK RL | Printed circuit board terminals, 5.00 mm, Number of poles: 6, 135°, Solder pin length (l): 1.5 mm, black, PUSH IN with actuator, Clamping range, max. : 1.5 mm², Tape
34854 | 1888630000 | LSF-SMT 5.00/08/135 1.5SN BK RL | Printed circuit board terminals, 5.00 mm, Number of poles: 8, 135°, Solder pin length (l): 1.5 mm, black, PUSH IN with actuator, Clamping range, max. : 1.5 mm², Tape
34855 | 1888640000 | LSF-SMT 5.00/02/135 3.5SN BK RL | Printed circuit board terminals, 5.00 mm, Number of poles: 2, 135°, Solder pin length (l): 3.5 mm, black, PUSH IN with actuator, Clamping range, max. : 1.5 mm², Tape
34856 | 1888650000 | LSF-SMT 5.00/03/135 3.5SN BK RL | Printed circuit board terminals, 5.00 mm, Number of poles: 3, 135°, Solder pin length (l): 3.5 mm, black, PUSH IN with actuator, Clamping range, max. : 1.5 mm², Tape
34857 | 1888660000 | LSF-SMT 5.00/04/135 3.5SN BK RL | Printed circuit board terminals, 5.00 mm, Number of poles: 4, 135°, Solder pin length (l): 3.5 mm, black, PUSH IN with actuator, Clamping range, max. : 1.5 mm², Tape
34858 | 1888670000 | LSF-SMT 5.00/05/135 3.5SN BK RL | Printed circuit board terminals, 5.00 mm, Number of poles: 5, 135°, Solder pin length (l): 3.5 mm, black, PUSH IN with actuator, Clamping range, max. : 1.5 mm², Tape
34859 | 1888680000 | LSF-SMT 5.00/06/135 3.5SN BK RL | Printed circuit board terminals, 5.00 mm, Number of poles: 6, 135°, Solder pin length (l): 3.5 mm, black, PUSH IN with actuator, Clamping range, max. : 1.5 mm², Tape
34860 | 1888710000 | LSF-SMT 5.08/02/135 1.5SN BK RL | Printed circuit board terminals, 5.08 mm, Number of poles: 2, 135°, Solder pin length (l): 1.5 mm, black, PUSH IN with actuator, Clamping range, max. : 1.5 mm², Tape
34861 | 1888720000 | LSF-SMT 5.08/03/135 1.5SN BK RL | Printed circuit board terminals, 5.08 mm, Number of poles: 3, 135°, Solder pin length (l): 1.5 mm, black, PUSH IN with actuator, Clamping range, max. : 1.5 mm², Tape
34862 | 1888730000 | LSF-SMT 5.08/04/135 1.5SN BK RL | Printed circuit board terminals, 5.08 mm, Number of poles: 4, 135°, Solder pin length (l): 1.5 mm, black, PUSH IN with actuator, Clamping range, max. : 1.5 mm², Tape
34863 | 1888740000 | LSF-SMT 5.08/05/135 1.5SN BK RL | Printed circuit board terminals, 5.08 mm, Number of poles: 5, 135°, Solder pin length (l): 1.5 mm, black, PUSH IN with actuator, Clamping range, max. : 1.5 mm², Tape
34864 | 1888750000 | LSF-SMT 5.08/06/135 1.5SN BK RL | Printed circuit board terminals, 5.08 mm, Number of poles: 6, 135°, Solder pin length (l): 1.5 mm, black, PUSH IN with actuator, Clamping range, max. : 1.5 mm², Tape
34865 | 1888780000 | LSF-SMT 5.08/02/135 3.5SN BK RL | Printed circuit board terminals, 5.08 mm, Number of poles: 2, 135°, Solder pin length (l): 3.5 mm, black, PUSH IN with actuator, Clamping range, max. : 1.5 mm², Tape
34866 | 1888790000 | LSF-SMT 5.08/03/135 3.5SN BK RL | Printed circuit board terminals, 5.08 mm, Number of poles: 3, 135°, Solder pin length (l): 3.5 mm, black, PUSH IN with actuator, Clamping range, max. : 1.5 mm², Tape
34867 | 1888810000 | LSF-SMT 5.08/04/135 3.5SN BK RL | Printed circuit board terminals, 5.08 mm, Number of poles: 4, 135°, Solder pin length (l): 3.5 mm, black, PUSH IN with actuator, Clamping range, max. : 1.5 mm², Tape
34868 | 1888940000 | LSF-SMT 7.50/05/135 1.5SN BK RL | Printed circuit board terminals, 7.50 mm, Number of poles: 5, 135°, Solder pin length (l): 1.5 mm, black, PUSH IN with actuator, Clamping range, max. : 1.5 mm², Tape
34869 | 1888970000 | LSF-SMT 7.50/02/135 3.5SN BK RL | Printed circuit board terminals, 7.50 mm, Number of poles: 2, 135°, Solder pin length (l): 3.5 mm, black, PUSH IN with actuator, Clamping range, max. : 1.5 mm², Tape
34870 | 1888990000 | LSF-SMT 7.50/03/135 3.5SN BK RL | Printed circuit board terminals, 7.50 mm, Number of poles: 3, 135°, Solder pin length (l): 3.5 mm, black, PUSH IN with actuator, Clamping range, max. : 1.5 mm², Tape
34871 | 1889000000 | LSF-SMT 7.50/04/135 3.5SN BK RL | Printed circuit board terminals, 7.50 mm, Number of poles: 4, 135°, Solder pin length (l): 3.5 mm, black, PUSH IN with actuator, Clamping range, max. : 1.5 mm², Tape
34872 | 1889030000 | LSF-SMT 7.50/06/135 3.5SN BK RL | Printed circuit board terminals, 7.50 mm, Number of poles: 6, 135°, Solder pin length (l): 3.5 mm, black, PUSH IN with actuator, Clamping range, max. : 1.5 mm², Tape
34873 | 1896490000 | SL-SMT 3.50/12/180F 1.5SN BK RL | PCB plug-in connector, male header, Flange, THT/THR solder connection, 3.50 mm, Number of poles: 12, 180°, Solder pin length (l): 1.5 mm, tinned, black, Tape
34874 | 1896500000 | SL-SMT 3.50/18/180F 1.5SN BK RL | PCB plug-in connector, male header, Flange, THT/THR solder connection, 3.50 mm, Number of poles: 18, 180°, Solder pin length (l): 1.5 mm, tinned, black, Tape
34875 | 1896520000 | SL-SMT 3.50/12/180G 1.5SN BK RL | PCB plug-in connector, male header, closed side, THT/THR solder connection, 3.50 mm, Number of poles: 12, 180°, Solder pin length (l): 1.5 mm, tinned, black, Tape
34876 | 1896530000 | SL-SMT 3.50/18/180G 1.5SN BK RL | PCB plug-in connector, male header, closed side, THT/THR solder connection, 3.50 mm, Number of poles: 18, 180°, Solder pin length (l): 1.5 mm, tinned, black, Tape
34877 | 1928230000 | SL-SMT 3.50/12/180G 3.2SN BK RL | PCB plug-in connector, male header, closed side, THT/THR solder connection, 3.50 mm, Number of poles: 12, 180°, Solder pin length (l): 3.2 mm, tinned, black, Tape
34878 | 1928250000 | SL-SMT 3.50/14/180G 3.2SN BK RL | PCB plug-in connector, male header, closed side, THT/THR solder connection, 3.50 mm, Number of poles: 14, 180°, Solder pin length (l): 3.2 mm, tinned, black, Tape
34879 | 1934590000 | SL-SMT 3.50/04/180G 3.2SN BK RL | PCB plug-in connector, male header, closed side, THT/THR solder connection, 3.50 mm, Number of poles: 4, 180°, Solder pin length (l): 3.2 mm, tinned, black, Tape
34880 | 1934600000 | SL-SMT 3.50/05/180G 3.2SN BK RL | PCB plug-in connector, male header, closed side, THT/THR solder connection, 3.50 mm, Number of poles: 5, 180°, Solder pin length (l): 3.2 mm, tinned, black, Tape
34881 | 1934610000 | SL-SMT 3.50/06/180G 3.2SN BK RL | PCB plug-in connector, male header, closed side, THT/THR solder connection, 3.50 mm, Number of poles: 6, 180°, Solder pin length (l): 3.2 mm, tinned, black, Tape
34882 | 1934620000 | SL-SMT 3.50/07/180G 3.2SN BK RL | PCB plug-in connector, male header, closed side, THT/THR solder connection, 3.50 mm, Number of poles: 7, 180°, Solder pin length (l): 3.2 mm, tinned, black, Tape
34883 | 1934630000 | SL-SMT 3.50/08/180G 3.2SN BK RL | PCB plug-in connector, male header, closed side, THT/THR solder connection, 3.50 mm, Number of poles: 8, 180°, Solder pin length (l): 3.2 mm, tinned, black, Tape
34884 | 1934650000 | SL-SMT 3.50/10/180G 3.2SN BK RL | PCB plug-in connector, male header, closed side, THT/THR solder connection, 3.50 mm, Number of poles: 10, 180°, Solder pin length (l): 3.2 mm, tinned, black, Tape
34885 | 1863540000 | SC-SMT 3.81/05/180G 3.2SN BK RL | PCB plug-in connector, male header, closed side, THT/THR solder connection, 3.81 mm, Number of poles: 5, 180°, Solder pin length (l): 3.2 mm, tinned, black, Tape
34886 | 1928240000 | SL-SMT 3.50/13/180G 3.2SN BK RL | PCB plug-in connector, male header, closed side, THT/THR solder connection, 3.50 mm, Number of poles: 13, 180°, Solder pin length (l): 3.2 mm, tinned, black, Tape
34887 | 1928270000 | SL-SMT 3.50/16/180G 3.2SN BK RL | PCB plug-in connector, male header, closed side, THT/THR solder connection, 3.50 mm, Number of poles: 16, 180°, Solder pin length (l): 3.2 mm, tinned, black, Tape
34888 | 1951180000 | SVZ 7.62HP/06/180RSH180C SN BK BX | PCB plug-in connector, male plug, 7.62 mm, Number of poles: 6, 180°, Clamping yoke connection, Clamping range, max. : 6 mm², Box
34889 | 1951170000 | SVZ 7.62HP/05/180RSH180C SN BK BX | PCB plug-in connector, male plug, 7.62 mm, Number of poles: 5, 180°, Clamping yoke connection, Clamping range, max. : 6 mm², Box
34890 | 1951160000 | SVZ 7.62HP/04/180RSH180C SN BK BX | PCB plug-in connector, male plug, 7.62 mm, Number of poles: 4, 180°, Clamping yoke connection, Clamping range, max. : 6 mm², Box
34891 | 1951150000 | SVZ 7.62HP/03/180RSH180C SN BK BX | PCB plug-in connector, male plug, 7.62 mm, Number of poles: 3, 180°, Clamping yoke connection, Clamping range, max. : 6 mm², Box
34892 | 1951050000 | SVZ 7.62HP/07/180SFC SN BK BX | PCB plug-in connector, male plug, 7.62 mm, Number of poles: 7, 180°, Clamping yoke connection, Clamping range, max. : 6 mm², Box
34893 | 1951030000 | SVZ 7.62HP/06/180SFC SN BK BX | PCB plug-in connector, male plug, 7.62 mm, Number of poles: 6, 180°, Clamping yoke connection, Clamping range, max. : 6 mm², Box
34894 | 1951020000 | SVZ 7.62HP/05/180SFC SN BK BX | PCB plug-in connector, male plug, 7.62 mm, Number of poles: 5, 180°, Clamping yoke connection, Clamping range, max. : 6 mm², Box
34895 | 1951010000 | SVZ 7.62HP/04/180SFC SN BK BX | PCB plug-in connector, male plug, 7.62 mm, Number of poles: 4, 180°, Clamping yoke connection, Clamping range, max. : 6 mm², Box
34896 | 1951000000 | SVZ 7.62HP/03/180SFC SN BK BX | PCB plug-in connector, male plug, 7.62 mm, Number of poles: 3, 180°, Clamping yoke connection, Clamping range, max. : 6 mm², Box
34897 | 1950990000 | SVZ 7.62HP/02/180SFC SN BK BX | PCB plug-in connector, male plug, 7.62 mm, Number of poles: 2, 180°, Clamping yoke connection, Clamping range, max. : 6 mm², Box
34898 | 1950930000 | SVZ 7.62HP/07/180FC SN BK BX | PCB plug-in connector, male plug, 7.62 mm, Number of poles: 7, 180°, Clamping yoke connection, Clamping range, max. : 6 mm², Box
34899 | 1950920000 | SVZ 7.62HP/06/180FC SN BK BX | PCB plug-in connector, male plug, 7.62 mm, Number of poles: 6, 180°, Clamping yoke connection, Clamping range, max. : 6 mm², Box
34900 | 1950910000 | SVZ 7.62HP/05/180FC SN BK BX | PCB plug-in connector, male plug, 7.62 mm, Number of poles: 5, 180°, Clamping yoke connection, Clamping range, max. : 6 mm², Box
34901 | 1950900000 | SVZ 7.62HP/04/180FC SN BK BX | PCB plug-in connector, male plug, 7.62 mm, Number of poles: 4, 180°, Clamping yoke connection, Clamping range, max. : 6 mm², Box
34902 | 1950890000 | SVZ 7.62HP/03/180FC SN BK BX | PCB plug-in connector, male plug, 7.62 mm, Number of poles: 3, 180°, Clamping yoke connection, Clamping range, max. : 6 mm², Box
34903 | 1932490000 | SVZ 7.62HP/06/180SH180 SN BK BX | PCB plug-in connector, male plug, 7.62 mm, Number of poles: 6, 180°, Clamping yoke connection, Clamping range, max. : 6 mm², Box
34904 | 1932480000 | SVZ 7.62HP/05/180SH180 SN BK BX | PCB plug-in connector, male plug, 7.62 mm, Number of poles: 5, 180°, Clamping yoke connection, Clamping range, max. : 6 mm², Box
34905 | 1932470000 | SVZ 7.62HP/04/180SH180 SN BK BX | PCB plug-in connector, male plug, 7.62 mm, Number of poles: 4, 180°, Clamping yoke connection, Clamping range, max. : 6 mm², Box
34906 | 1932460000 | SVZ 7.62HP/03/180SH180 SN BK BX | PCB plug-in connector, male plug, 7.62 mm, Number of poles: 3, 180°, Clamping yoke connection, Clamping range, max. : 6 mm², Box
34907 | 1932230000 | SVZ 7.62HP/07/180SFI SN BK BX | PCB plug-in connector, male plug, 7.62 mm, Number of poles: 7, 180°, Clamping yoke connection, Clamping range, max. : 6 mm², Box
34908 | 1932210000 | SVZ 7.62HP/05/180SFI SN BK BX | PCB plug-in connector, male plug, 7.62 mm, Number of poles: 5, 180°, Clamping yoke connection, Clamping range, max. : 6 mm², Box
34909 | 1932200000 | SVZ 7.62HP/04/180SFI SN BK BX | PCB plug-in connector, male plug, 7.62 mm, Number of poles: 4, 180°, Clamping yoke connection, Clamping range, max. : 6 mm², Box
34910 | 1932120000 | SVZ 7.62HP/07/180FI SN BK BX | PCB plug-in connector, male plug, 7.62 mm, Number of poles: 7, 180°, Clamping yoke connection, Clamping range, max. : 6 mm², Box
34911 | 1932110000 | SVZ 7.62HP/06/180FI SN BK BX | PCB plug-in connector, male plug, 7.62 mm, Number of poles: 6, 180°, Clamping yoke connection, Clamping range, max. : 6 mm², Box
34912 | 1932100000 | SVZ 7.62HP/05/180FI SN BK BX | PCB plug-in connector, male plug, 7.62 mm, Number of poles: 5, 180°, Clamping yoke connection, Clamping range, max. : 6 mm², Box
34913 | 1932090000 | SVZ 7.62HP/04/180FI SN BK BX | PCB plug-in connector, male plug, 7.62 mm, Number of poles: 4, 180°, Clamping yoke connection, Clamping range, max. : 6 mm², Box
34914 | 1932080000 | SVZ 7.62HP/03/180FI SN BK BX | PCB plug-in connector, male plug, 7.62 mm, Number of poles: 3, 180°, Clamping yoke connection, Clamping range, max. : 6 mm², Box
34915 | 1932070000 | SVZ 7.62HP/02/180FI SN BK BX | PCB plug-in connector, male plug, 7.62 mm, Number of poles: 2, 180°, Clamping yoke connection, Clamping range, max. : 6 mm², Box
34916 | 1932010000 | SVZ 7.62HP/07/180SF SN BK BX | PCB plug-in connector, male plug, 7.62 mm, Number of poles: 7, 180°, Clamping yoke connection, Clamping range, max. : 6 mm², Box
34917 | 1931980000 | SVZ 7.62HP/04/180SF SN BK BX | PCB plug-in connector, male plug, 7.62 mm, Number of poles: 4, 180°, Clamping yoke connection, Clamping range, max. : 6 mm², Box
34918 | 1931860000 | SVZ 7.62HP/07/180F SN BK BX | PCB plug-in connector, male plug, 7.62 mm, Number of poles: 7, 180°, Clamping yoke connection, Clamping range, max. : 6 mm², Box
34919 | 1931850000 | SVZ 7.62HP/06/180F SN BK BX | PCB plug-in connector, male plug, 7.62 mm, Number of poles: 6, 180°, Clamping yoke connection, Clamping range, max. : 6 mm², Box
34920 | 1931840000 | SVZ 7.62HP/05/180F SN BK BX | PCB plug-in connector, male plug, 7.62 mm, Number of poles: 5, 180°, Clamping yoke connection, Clamping range, max. : 6 mm², Box
34921 | 1931820000 | SVZ 7.62HP/04/180F SN BK BX | PCB plug-in connector, male plug, 7.62 mm, Number of poles: 4, 180°, Clamping yoke connection, Clamping range, max. : 6 mm², Box
34922 | 1931760000 | SVZ 7.62HP/03/180F SN BK BX | PCB plug-in connector, male plug, 7.62 mm, Number of poles: 3, 180°, Clamping yoke connection, Clamping range, max. : 6 mm², Box
34923 | 1931680000 | SVZ 7.62HP/07/180G SN BK BX | PCB plug-in connector, male plug, 7.62 mm, Number of poles: 7, 180°, Clamping yoke connection, Clamping range, max. : 6 mm², Box
34924 | 1966920000 | SUZ 10.16HP/06/180G AG BK BX | PCB plug-in connector, male plug, 10.16 mm, Number of poles: 6, 180°, Clamping yoke connection, Clamping range, max. : 16 mm², Box
34925 | 1966910000 | SUZ 10.16HP/09/180G AG BK BX | PCB plug-in connector, male plug, 10.16 mm, Number of poles: 9, 180°, Clamping yoke connection, Clamping range, max. : 16 mm², Box
34926 | 1962400000 | SUZ 10.16HP/08/180G AG BK BX | PCB plug-in connector, male plug, 10.16 mm, Number of poles: 8, 180°, Clamping yoke connection, Clamping range, max. : 16 mm², Box
34927 | 1947480000 | SUZ 10.16HP/02/180G AG BK BX | PCB plug-in connector, male plug, 10.16 mm, Number of poles: 2, 180°, Clamping yoke connection, Clamping range, max. : 16 mm², Box
34928 | 1931590000 | SV 7.62HP/12/270SF 3.5SN BK BX | PCB plug-in connector, male header, Screw/clip-on flange, THT solder connection, 7.62 mm, Number of poles: 12, 270°, Solder pin length (l): 3.5 mm, tinned, black, Box
34929 | 1931570000 | SV 7.62HP/10/270SF 3.5SN BK BX | PCB plug-in connector, male header, Screw/clip-on flange, THT solder connection, 7.62 mm, Number of poles: 10, 270°, Solder pin length (l): 3.5 mm, tinned, black, Box
34930 | 1931540000 | SV 7.62HP/08/270SF 3.5SN BK BX | PCB plug-in connector, male header, Screw/clip-on flange, THT solder connection, 7.62 mm, Number of poles: 8, 270°, Solder pin length (l): 3.5 mm, tinned, black, Box
34931 | 1931530000 | SV 7.62HP/07/270SF 3.5SN BK BX | PCB plug-in connector, male header, Screw/clip-on flange, THT solder connection, 7.62 mm, Number of poles: 7, 270°, Solder pin length (l): 3.5 mm, tinned, black, Box
34932 | 1931510000 | SV 7.62HP/05/270SF 3.5SN BK BX | PCB plug-in connector, male header, Screw/clip-on flange, THT solder connection, 7.62 mm, Number of poles: 5, 270°, Solder pin length (l): 3.5 mm, tinned, black, Box
34933 | 1931480000 | SV 7.62HP/02/270SF 3.5SN BK BX | PCB plug-in connector, male header, Screw/clip-on flange, THT solder connection, 7.62 mm, Number of poles: 2, 270°, Solder pin length (l): 3.5 mm, tinned, black, Box
34934 | 1931470000 | SV 7.62HP/12/270F 3.5SN BK BX | PCB plug-in connector, male header, Clip-on flange, THT solder connection, 7.62 mm, Number of poles: 12, 270°, Solder pin length (l): 3.5 mm, tinned, black, Box
34935 | 1931460000 | SV 7.62HP/11/270F 3.5SN BK BX | PCB plug-in connector, male header, Clip-on flange, THT solder connection, 7.62 mm, Number of poles: 11, 270°, Solder pin length (l): 3.5 mm, tinned, black, Box
34936 | 1931450000 | SV 7.62HP/10/270F 3.5SN BK BX | PCB plug-in connector, male header, Clip-on flange, THT solder connection, 7.62 mm, Number of poles: 10, 270°, Solder pin length (l): 3.5 mm, tinned, black, Box
34937 | 1931440000 | SV 7.62HP/09/270F 3.5SN BK BX | PCB plug-in connector, male header, Clip-on flange, THT solder connection, 7.62 mm, Number of poles: 9, 270°, Solder pin length (l): 3.5 mm, tinned, black, Box
34938 | 1931420000 | SV 7.62HP/07/270F 3.5SN BK BX | PCB plug-in connector, male header, Clip-on flange, THT solder connection, 7.62 mm, Number of poles: 7, 270°, Solder pin length (l): 3.5 mm, tinned, black, Box
34939 | 1931410000 | SV 7.62HP/06/270F 3.5SN BK BX | PCB plug-in connector, male header, Clip-on flange, THT solder connection, 7.62 mm, Number of poles: 6, 270°, Solder pin length (l): 3.5 mm, tinned, black, Box
34940 | 1931400000 | SV 7.62HP/05/270F 3.5SN BK BX | PCB plug-in connector, male header, Clip-on flange, THT solder connection, 7.62 mm, Number of poles: 5, 270°, Solder pin length (l): 3.5 mm, tinned, black, Box
34941 | 1931370000 | SV 7.62HP/02/270F 3.5SN BK BX | PCB plug-in connector, male header, Clip-on flange, THT solder connection, 7.62 mm, Number of poles: 2, 270°, Solder pin length (l): 3.5 mm, tinned, black, Box
34942 | 1931360000 | SV 7.62HP/12/270G 3.5SN BK BX | PCB plug-in connector, male header, closed side, THT solder connection, 7.62 mm, Number of poles: 12, 270°, Solder pin length (l): 3.5 mm, tinned, black, Box
34943 | 1931340000 | SV 7.62HP/10/270G 3.5SN BK BX | PCB plug-in connector, male header, closed side, THT solder connection, 7.62 mm, Number of poles: 10, 270°, Solder pin length (l): 3.5 mm, tinned, black, Box
34944 | 1931320000 | SV 7.62HP/08/270G 3.5SN BK BX | PCB plug-in connector, male header, closed side, THT solder connection, 7.62 mm, Number of poles: 8, 270°, Solder pin length (l): 3.5 mm, tinned, black, Box
34945 | 1931310000 | SV 7.62HP/07/270G 3.5SN BK BX | PCB plug-in connector, male header, closed side, THT solder connection, 7.62 mm, Number of poles: 7, 270°, Solder pin length (l): 3.5 mm, tinned, black, Box
34946 | 1931300000 | SV 7.62HP/06/270G 3.5SN BK BX | PCB plug-in connector, male header, closed side, THT solder connection, 7.62 mm, Number of poles: 6, 270°, Solder pin length (l): 3.5 mm, tinned, black, Box
34947 | 1931290000 | SV 7.62HP/05/270G 3.5SN BK BX | PCB plug-in connector, male header, closed side, THT solder connection, 7.62 mm, Number of poles: 5, 270°, Solder pin length (l): 3.5 mm, tinned, black, Box
34948 | 1931260000 | SV 7.62HP/02/270G 3.5SN BK BX | PCB plug-in connector, male header, closed side, THT solder connection, 7.62 mm, Number of poles: 2, 270°, Solder pin length (l): 3.5 mm, tinned, black, Box
34949 | 1930920000 | SV 7.62HP/12/180SF 3.5SN BK BX | PCB plug-in connector, male header, Screw/clip-on flange, THT solder connection, 7.62 mm, Number of poles: 12, 180°, Solder pin length (l): 3.5 mm, tinned, black, Box
34950 | 1930910000 | SV 7.62HP/11/180SF 3.5SN BK BX | PCB plug-in connector, male header, Screw/clip-on flange, THT solder connection, 7.62 mm, Number of poles: 11, 180°, Solder pin length (l): 3.5 mm, tinned, black, Box
34951 | 1930900000 | SV 7.62HP/10/180SF 3.5SN BK BX | PCB plug-in connector, male header, Screw/clip-on flange, THT solder connection, 7.62 mm, Number of poles: 10, 180°, Solder pin length (l): 3.5 mm, tinned, black, Box
34952 | 1930890000 | SV 7.62HP/09/180SF 3.5SN BK BX | PCB plug-in connector, male header, Screw/clip-on flange, THT solder connection, 7.62 mm, Number of poles: 9, 180°, Solder pin length (l): 3.5 mm, tinned, black, Box
34953 | 1930870000 | SV 7.62HP/07/180SF 3.5SN BK BX | PCB plug-in connector, male header, Screw/clip-on flange, THT solder connection, 7.62 mm, Number of poles: 7, 180°, Solder pin length (l): 3.5 mm, tinned, black, Box
34954 | 1930830000 | SV 7.62HP/03/180SF 3.5SN BK BX | PCB plug-in connector, male header, Screw/clip-on flange, THT solder connection, 7.62 mm, Number of poles: 3, 180°, Solder pin length (l): 3.5 mm, tinned, black, Box
34955 | 1930810000 | SV 7.62HP/12/180F 3.5SN BK BX | PCB plug-in connector, male header, Clip-on flange, THT solder connection, 7.62 mm, Number of poles: 12, 180°, Solder pin length (l): 3.5 mm, tinned, black, Box
34956 | 1930800000 | SV 7.62HP/11/180F 3.5SN BK BX | PCB plug-in connector, male header, Clip-on flange, THT solder connection, 7.62 mm, Number of poles: 11, 180°, Solder pin length (l): 3.5 mm, tinned, black, Box
34957 | 1930790000 | SV 7.62HP/10/180F 3.5SN BK BX | PCB plug-in connector, male header, Clip-on flange, THT solder connection, 7.62 mm, Number of poles: 10, 180°, Solder pin length (l): 3.5 mm, tinned, black, Box
34958 | 1930780000 | SV 7.62HP/09/180F 3.5SN BK BX | PCB plug-in connector, male header, Clip-on flange, THT solder connection, 7.62 mm, Number of poles: 9, 180°, Solder pin length (l): 3.5 mm, tinned, black, Box
34959 | 1930760000 | SV 7.62HP/07/180F 3.5SN BK BX | PCB plug-in connector, male header, Clip-on flange, THT solder connection, 7.62 mm, Number of poles: 7, 180°, Solder pin length (l): 3.5 mm, tinned, black, Box
34960 | 1930700000 | SV 7.62HP/12/180G 3.5SN BK BX | PCB plug-in connector, male header, closed side, THT solder connection, 7.62 mm, Number of poles: 12, 180°, Solder pin length (l): 3.5 mm, tinned, black, Box
34961 | 1930690000 | SV 7.62HP/11/180G 3.5SN BK BX | PCB plug-in connector, male header, closed side, THT solder connection, 7.62 mm, Number of poles: 11, 180°, Solder pin length (l): 3.5 mm, tinned, black, Box
34962 | 1930680000 | SV 7.62HP/10/180G 3.5SN BK BX | PCB plug-in connector, male header, closed side, THT solder connection, 7.62 mm, Number of poles: 10, 180°, Solder pin length (l): 3.5 mm, tinned, black, Box
34963 | 1930670000 | SV 7.62HP/09/180G 3.5SN BK BX | PCB plug-in connector, male header, closed side, THT solder connection, 7.62 mm, Number of poles: 9, 180°, Solder pin length (l): 3.5 mm, tinned, black, Box
34964 | 1930660000 | SV 7.62HP/08/180G 3.5SN BK BX | PCB plug-in connector, male header, closed side, THT solder connection, 7.62 mm, Number of poles: 8, 180°, Solder pin length (l): 3.5 mm, tinned, black, Box
34965 | 1930650000 | SV 7.62HP/07/180G 3.5SN BK BX | PCB plug-in connector, male header, closed side, THT solder connection, 7.62 mm, Number of poles: 7, 180°, Solder pin length (l): 3.5 mm, tinned, black, Box
34966 | 1930580000 | SV 7.62HP/11/90SF 3.5SN BK BX | PCB plug-in connector, male header, Screw/clip-on flange, THT solder connection, 7.62 mm, Number of poles: 11, 90°, Solder pin length (l): 3.5 mm, tinned, black, Box
34967 | 1930570000 | SV 7.62HP/10/90SF 3.5SN BK BX | PCB plug-in connector, male header, Screw/clip-on flange, THT solder connection, 7.62 mm, Number of poles: 10, 90°, Solder pin length (l): 3.5 mm, tinned, black, Box
34968 | 1930550000 | SV 7.62HP/08/90SF 3.5SN BK BX | PCB plug-in connector, male header, Screw/clip-on flange, THT solder connection, 7.62 mm, Number of poles: 8, 90°, Solder pin length (l): 3.5 mm, tinned, black, Box
34969 | 1930540000 | SV 7.62HP/07/90SF 3.5SN BK BX | PCB plug-in connector, male header, Screw/clip-on flange, THT solder connection, 7.62 mm, Number of poles: 7, 90°, Solder pin length (l): 3.5 mm, tinned, black, Box
34970 | 1930520000 | SV 7.62HP/05/90SF 3.5SN BK BX | PCB plug-in connector, male header, Screw/clip-on flange, THT solder connection, 7.62 mm, Number of poles: 5, 90°, Solder pin length (l): 3.5 mm, tinned, black, Box
34971 | 1930500000 | SV 7.62HP/03/90SF 3.5SN BK BX | PCB plug-in connector, male header, Screw/clip-on flange, THT solder connection, 7.62 mm, Number of poles: 3, 90°, Solder pin length (l): 3.5 mm, tinned, black, Box
34972 | 1930480000 | SV 7.62HP/12/90F 3.5SN BK BX | PCB plug-in connector, male header, Clip-on flange, THT solder connection, 7.62 mm, Number of poles: 12, 90°, Solder pin length (l): 3.5 mm, tinned, black, Box
34973 | 1930470000 | SV 7.62HP/11/90F 3.5SN BK BX | PCB plug-in connector, male header, Clip-on flange, THT solder connection, 7.62 mm, Number of poles: 11, 90°, Solder pin length (l): 3.5 mm, tinned, black, Box
34974 | 1930460000 | SV 7.62HP/10/90F 3.5SN BK BX | PCB plug-in connector, male header, Clip-on flange, THT solder connection, 7.62 mm, Number of poles: 10, 90°, Solder pin length (l): 3.5 mm, tinned, black, Box
34975 | 1930440000 | SV 7.62HP/08/90F 3.5SN BK BX | PCB plug-in connector, male header, Clip-on flange, THT solder connection, 7.62 mm, Number of poles: 8, 90°, Solder pin length (l): 3.5 mm, tinned, black, Box
34976 | 1930430000 | SV 7.62HP/07/90F 3.5SN BK BX | PCB plug-in connector, male header, Clip-on flange, THT solder connection, 7.62 mm, Number of poles: 7, 90°, Solder pin length (l): 3.5 mm, tinned, black, Box
34977 | 1930410000 | SV 7.62HP/05/90F 3.5SN BK BX | PCB plug-in connector, male header, Clip-on flange, THT solder connection, 7.62 mm, Number of poles: 5, 90°, Solder pin length (l): 3.5 mm, tinned, black, Box
34978 | 1930370000 | SV 7.62HP/12/90G 3.5SN BK BX | PCB plug-in connector, male header, closed side, THT solder connection, 7.62 mm, Number of poles: 12, 90°, Solder pin length (l): 3.5 mm, tinned, black, Box
34979 | 1930340000 | SV 7.62HP/09/90G 3.5SN BK BX | PCB plug-in connector, male header, closed side, THT solder connection, 7.62 mm, Number of poles: 9, 90°, Solder pin length (l): 3.5 mm, tinned, black, Box
34980 | 1930330000 | SV 7.62HP/08/90G 3.5SN BK BX | PCB plug-in connector, male header, closed side, THT solder connection, 7.62 mm, Number of poles: 8, 90°, Solder pin length (l): 3.5 mm, tinned, black, Box
34981 | 1930320000 | SV 7.62HP/07/90G 3.5SN BK BX | PCB plug-in connector, male header, closed side, THT solder connection, 7.62 mm, Number of poles: 7, 90°, Solder pin length (l): 3.5 mm, tinned, black, Box
34982 | 1061150000 | SVF 7.62HP/05/180MSF3 SN BK BX | PCB plug-in connector, male plug, 7.62 mm, Number of poles: 5, 180°, PUSH IN without actuator, Tension-clamp connection, Clamping range, max. : 10 mm², Box
34983 | 1048750000 | SV 7.62HP/06/270MSF4 3.5SN BK BX | PCB plug-in connector, male header, closed side, Middle screw flange, THT solder connection, 7.62 mm, Number of poles: 6, 270°, Solder pin length (l): 3.5 mm, tinned, black, Box
34984 | 1048710000 | SV 7.62HP/05/90MSF4 3.5SN BK BX | PCB plug-in connector, male header, closed side, Middle screw flange, THT solder connection, 7.62 mm, Number of poles: 5, 90°, Solder pin length (l): 3.5 mm, tinned, black, Box
34985 | 1048670000 | SV 7.62HP/05/270MSF4 3.5SN BK BX | PCB plug-in connector, male header, closed side, Middle screw flange, THT solder connection, 7.62 mm, Number of poles: 5, 270°, Solder pin length (l): 3.5 mm, tinned, black, Box
34986 | 1048660000 | SV 7.62HP/05/270MSF3 3.5SN BK BX | PCB plug-in connector, male header, closed side, Middle screw flange, THT solder connection, 7.62 mm, Number of poles: 5, 270°, Solder pin length (l): 3.5 mm, tinned, black, Box
34987 | 1048630000 | SV 7.62HP/05/180MSF4 3.5SN BK BX | PCB plug-in connector, male header, closed side, Middle screw flange, THT solder connection, 7.62 mm, Number of poles: 5, 180°, Solder pin length (l): 3.5 mm, tinned, black, Box
34988 | 1048620000 | SV 7.62HP/05/180MSF3 3.5SN BK BX | PCB plug-in connector, male header, closed side, Middle screw flange, THT solder connection, 7.62 mm, Number of poles: 5, 180°, Solder pin length (l): 3.5 mm, tinned, black, Box
34989 | 1048560000 | SV 7.62HP/04/270MSF 3.5SN BK BX | PCB plug-in connector, male header, closed side, Middle screw flange, THT solder connection, 7.62 mm, Number of poles: 4, 270°, Solder pin length (l): 3.5 mm, tinned, black, Box
34990 | 1048470000 | SV 7.62HP/03/270MSF2 3.5SN BK BX | PCB plug-in connector, male header, closed side, Middle screw flange, THT solder connection, 7.62 mm, Number of poles: 3, 270°, Solder pin length (l): 3.5 mm, tinned, black, Box
34991 | 1048440000 | SV 7.62HP/03/180MSF3 3.5SN BK BX | PCB plug-in connector, male header, closed side, Middle screw flange, THT solder connection, 7.62 mm, Number of poles: 3, 180°, Solder pin length (l): 3.5 mm, tinned, black, Box
34992 | 1048430000 | SV 7.62HP/03/180MSF2 3.5SN BK BX | PCB plug-in connector, male header, closed side, Middle screw flange, THT solder connection, 7.62 mm, Number of poles: 3, 180°, Solder pin length (l): 3.5 mm, tinned, black, Box
34993 | 1048380000 | SV 7.62HP/02/270MSF 3.5SN BK BX | PCB plug-in connector, male header, closed side, Middle screw flange, THT solder connection, 7.62 mm, Number of poles: 2, 270°, Solder pin length (l): 3.5 mm, tinned, black, Box
34994 | 1048360000 | SV 7.62HP/02/180MSF 3.5SN BK BX | PCB plug-in connector, male header, closed side, Middle screw flange, THT solder connection, 7.62 mm, Number of poles: 2, 180°, Solder pin length (l): 3.5 mm, tinned, black, Box
34995 | 1933500000 | BVZ 7.62HP/06/180SH210C SN BK BX | PCB plug-in connector, female plug, 7.62 mm, Number of poles: 6, 180°, Clamping yoke connection, Clamping range, max. : 10 mm², Box
34996 | 1933490000 | BVZ 7.62HP/05/180SH210C SN BK BX | PCB plug-in connector, female plug, 7.62 mm, Number of poles: 5, 180°, Clamping yoke connection, Clamping range, max. : 10 mm², Box
34997 | 1933480000 | BVZ 7.62HP/04/180SH210C SN BK BX | PCB plug-in connector, female plug, 7.62 mm, Number of poles: 4, 180°, Clamping yoke connection, Clamping range, max. : 10 mm², Box
34998 | 1933470000 | BVZ 7.62HP/03/180SH210C SN BK BX | PCB plug-in connector, female plug, 7.62 mm, Number of poles: 3, 180°, Clamping yoke connection, Clamping range, max. : 10 mm², Box
34999 | 1933460000 | BVZ 7.62HP/06/180RSH210 SN BK BX | PCB plug-in connector, female plug, 7.62 mm, Number of poles: 6, 180°, Clamping yoke connection, Clamping range, max. : 10 mm², Box
35000 | 1933450000 | BVZ 7.62HP/05/180RSH210 SN BK BX | PCB plug-in connector, female plug, 7.62 mm, Number of poles: 5, 180°, Clamping yoke connection, Clamping range, max. : 10 mm², Box
35001 | 1933440000 | BVZ 7.62HP/04/180RSH210 SN BK BX | PCB plug-in connector, female plug, 7.62 mm, Number of poles: 4, 180°, Clamping yoke connection, Clamping range, max. : 10 mm², Box
35002 | 1933430000 | BVZ 7.62HP/03/180RSH210 SN BK BX | PCB plug-in connector, female plug, 7.62 mm, Number of poles: 3, 180°, Clamping yoke connection, Clamping range, max. : 10 mm², Box
35003 | 1933410000 | BVZ 7.62HP/06/180SH180C SN BK BX | PCB plug-in connector, female plug, 7.62 mm, Number of poles: 6, 180°, Clamping yoke connection, Clamping range, max. : 10 mm², Box
35004 | 1933400000 | BVZ 7.62HP/05/180SH180C SN BK BX | PCB plug-in connector, female plug, 7.62 mm, Number of poles: 5, 180°, Clamping yoke connection, Clamping range, max. : 10 mm², Box
35005 | 1933390000 | BVZ 7.62HP/04/180SH180C SN BK BX | PCB plug-in connector, female plug, 7.62 mm, Number of poles: 4, 180°, Clamping yoke connection, Clamping range, max. : 10 mm², Box
35006 | 1933370000 | BVZ 7.62HP/06/180RSH180 SN BK BX | PCB plug-in connector, female plug, 7.62 mm, Number of poles: 6, 180°, Clamping yoke connection, Clamping range, max. : 10 mm², Box
35007 | 1933360000 | BVZ 7.62HP/05/180RSH180 SN BK BX | PCB plug-in connector, female plug, 7.62 mm, Number of poles: 5, 180°, Clamping yoke connection, Clamping range, max. : 10 mm², Box
35008 | 1933350000 | BVZ 7.62HP/04/180RSH180 SN BK BX | PCB plug-in connector, female plug, 7.62 mm, Number of poles: 4, 180°, Clamping yoke connection, Clamping range, max. : 10 mm², Box
35009 | 1933340000 | BVZ 7.62HP/03/180RSH180 SN BK BX | PCB plug-in connector, female plug, 7.62 mm, Number of poles: 3, 180°, Clamping yoke connection, Clamping range, max. : 10 mm², Box
35010 | 1930260000 | BVZ 7.62HP/12/180SF SN BK BX | PCB plug-in connector, female plug, 7.62 mm, Number of poles: 12, 180°, Clamping yoke connection, Clamping range, max. : 10 mm², Box
35011 | 1930250000 | BVZ 7.62HP/11/180SF SN BK BX | PCB plug-in connector, female plug, 7.62 mm, Number of poles: 11, 180°, Clamping yoke connection, Clamping range, max. : 10 mm², Box
35012 | 1930240000 | BVZ 7.62HP/10/180SF SN BK BX | PCB plug-in connector, female plug, 7.62 mm, Number of poles: 10, 180°, Clamping yoke connection, Clamping range, max. : 10 mm², Box
35013 | 1930230000 | BVZ 7.62HP/09/180SF SN BK BX | PCB plug-in connector, female plug, 7.62 mm, Number of poles: 9, 180°, Clamping yoke connection, Clamping range, max. : 10 mm², Box
35014 | 1930190000 | BVZ 7.62HP/05/180SF SN BK BX | PCB plug-in connector, female plug, 7.62 mm, Number of poles: 5, 180°, Clamping yoke connection, Clamping range, max. : 10 mm², Box
35015 | 1930150000 | BVZ 7.62HP/12/180F SN BK BX | PCB plug-in connector, female plug, 7.62 mm, Number of poles: 12, 180°, Clamping yoke connection, Clamping range, max. : 10 mm², Box
35016 | 1930140000 | BVZ 7.62HP/11/180F SN BK BX | PCB plug-in connector, female plug, 7.62 mm, Number of poles: 11, 180°, Clamping yoke connection, Clamping range, max. : 10 mm², Box
35017 | 1930130000 | BVZ 7.62HP/10/180F SN BK BX | PCB plug-in connector, female plug, 7.62 mm, Number of poles: 10, 180°, Clamping yoke connection, Clamping range, max. : 10 mm², Box
35018 | 1930120000 | BVZ 7.62HP/09/180F SN BK BX | PCB plug-in connector, female plug, 7.62 mm, Number of poles: 9, 180°, Clamping yoke connection, Clamping range, max. : 10 mm², Box
35019 | 1930100000 | BVZ 7.62HP/07/180F SN BK BX | PCB plug-in connector, female plug, 7.62 mm, Number of poles: 7, 180°, Clamping yoke connection, Clamping range, max. : 10 mm², Box
35020 | 1930080000 | BVZ 7.62HP/05/180F SN BK BX | PCB plug-in connector, female plug, 7.62 mm, Number of poles: 5, 180°, Clamping yoke connection, Clamping range, max. : 10 mm², Box
35021 | 1930060000 | BVZ 7.62HP/03/180F SN BK BX | PCB plug-in connector, female plug, 7.62 mm, Number of poles: 3, 180°, Clamping yoke connection, Clamping range, max. : 10 mm², Box
35022 | 1930040000 | BVZ 7.62HP/12/180 SN BK BX | PCB plug-in connector, female plug, 7.62 mm, Number of poles: 12, 180°, Clamping yoke connection, Clamping range, max. : 10 mm², Box
35023 | 1930020000 | BVZ 7.62HP/10/180 SN BK BX | PCB plug-in connector, female plug, 7.62 mm, Number of poles: 10, 180°, Clamping yoke connection, Clamping range, max. : 10 mm², Box
35024 | 1930000000 | BVZ 7.62HP/09/180 SN BK BX | PCB plug-in connector, female plug, 7.62 mm, Number of poles: 9, 180°, Clamping yoke connection, Clamping range, max. : 10 mm², Box
35025 | 1929990000 | BVZ 7.62HP/08/180 SN BK BX | PCB plug-in connector, female plug, 7.62 mm, Number of poles: 8, 180°, Clamping yoke connection, Clamping range, max. : 10 mm², Box
35026 | 1929920000 | BVZ 7.62HP/06/180SH150C SN BK BX | PCB plug-in connector, female plug, 7.62 mm, Number of poles: 6, 180°, Clamping yoke connection, Clamping range, max. : 10 mm², Box
35027 | 1929910000 | BVZ 7.62HP/05/180SH150C SN BK BX | PCB plug-in connector, female plug, 7.62 mm, Number of poles: 5, 180°, Clamping yoke connection, Clamping range, max. : 10 mm², Box
35028 | 1929900000 | BVZ 7.62HP/04/180SH150C SN BK BX | PCB plug-in connector, female plug, 7.62 mm, Number of poles: 4, 180°, Clamping yoke connection, Clamping range, max. : 10 mm², Box
35029 | 1929890000 | BVZ 7.62HP/03/180SH150C SN BK BX | PCB plug-in connector, female plug, 7.62 mm, Number of poles: 3, 180°, Clamping yoke connection, Clamping range, max. : 10 mm², Box
35030 | 1929880000 | BVZ 7.62HP/06/180RSH150 SN BK BX | PCB plug-in connector, female plug, 7.62 mm, Number of poles: 6, 180°, Clamping yoke connection, Clamping range, max. : 10 mm², Box
35031 | 1929870000 | BVZ 7.62HP/05/180RSH150 SN BK BX | PCB plug-in connector, female plug, 7.62 mm, Number of poles: 5, 180°, Clamping yoke connection, Clamping range, max. : 10 mm², Box
35032 | 1929850000 | BVZ 7.62HP/03/180RSH150 SN BK BX | PCB plug-in connector, female plug, 7.62 mm, Number of poles: 3, 180°, Clamping yoke connection, Clamping range, max. : 10 mm², Box
35033 | 1929790000 | BVZ 7.62HP/07/180SFC SN BK BX | PCB plug-in connector, female plug, 7.62 mm, Number of poles: 7, 180°, Clamping yoke connection, Clamping range, max. : 10 mm², Box
35034 | 1929780000 | BVZ 7.62HP/06/180SFC SN BK BX | PCB plug-in connector, female plug, 7.62 mm, Number of poles: 6, 180°, Clamping yoke connection, Clamping range, max. : 10 mm², Box
35035 | 1929770000 | BVZ 7.62HP/05/180SFC SN BK BX | PCB plug-in connector, female plug, 7.62 mm, Number of poles: 5, 180°, Clamping yoke connection, Clamping range, max. : 10 mm², Box
35036 | 1929760000 | BVZ 7.62HP/04/180SFC SN BK BX | PCB plug-in connector, female plug, 7.62 mm, Number of poles: 4, 180°, Clamping yoke connection, Clamping range, max. : 10 mm², Box
35037 | 1929750000 | BVZ 7.62HP/03/180SFC SN BK BX | PCB plug-in connector, female plug, 7.62 mm, Number of poles: 3, 180°, Clamping yoke connection, Clamping range, max. : 10 mm², Box
35038 | 1929680000 | BVZ 7.62HP/07/180FC SN BK BX | PCB plug-in connector, female plug, 7.62 mm, Number of poles: 7, 180°, Clamping yoke connection, Clamping range, max. : 10 mm², Box
35039 | 1929670000 | BVZ 7.62HP/06/180FC SN BK BX | PCB plug-in connector, female plug, 7.62 mm, Number of poles: 6, 180°, Clamping yoke connection, Clamping range, max. : 10 mm², Box
35040 | 1929660000 | BVZ 7.62HP/05/180FC SN BK BX | PCB plug-in connector, female plug, 7.62 mm, Number of poles: 5, 180°, Clamping yoke connection, Clamping range, max. : 10 mm², Box
35041 | 1929650000 | BVZ 7.62HP/04/180FC SN BK BX | PCB plug-in connector, female plug, 7.62 mm, Number of poles: 4, 180°, Clamping yoke connection, Clamping range, max. : 10 mm², Box
35042 | 1929630000 | BVZ 7.62HP/02/180FC SN BK BX | PCB plug-in connector, female plug, 7.62 mm, Number of poles: 2, 180°, Clamping yoke connection, Clamping range, max. : 10 mm², Box
35043 | 1929570000 | BVL 7.62HP/07/270SFI 3.5SN BK BX | PCB plug-in connector, female header, Screw/clip-on flange, reversed, THT solder connection, 7.62 mm, Number of poles: 7, 270°, Solder pin length (l): 3.5 mm, tinned, black, Box
35044 | 1929460000 | BVL 7.62HP/07/270FI 3.5SN BK BX | PCB plug-in connector, female header, Clip-on flange, inverted, THT solder connection, 7.62 mm, Number of poles: 7, 270°, Solder pin length (l): 3.5 mm, tinned, black, Box
35045 | 1929350000 | BVL 7.62HP/07/270 3.5SN BK BX | PCB plug-in connector, female header, closed side, THT solder connection, 7.62 mm, Number of poles: 7, 270°, Solder pin length (l): 3.5 mm, tinned, black, Box
35046 | 1928910000 | BVL 7.62HP/07/180SFI 3.5SN BK BX | PCB plug-in connector, female header, Screw/clip-on flange, reversed, THT solder connection, 7.62 mm, Number of poles: 7, 180°, Solder pin length (l): 3.5 mm, tinned, black, Box
35047 | 1928550000 | BVL 7.62HP/07/90SFI 3.5SN BK BX | PCB plug-in connector, female header, Screw/clip-on flange, reversed, THT solder connection, 7.62 mm, Number of poles: 7, 90°, Solder pin length (l): 3.5 mm, tinned, black, Box
35048 | 1928440000 | BVL 7.62HP/07/90FI 3.5SN BK BX | PCB plug-in connector, female header, Clip-on flange, inverted, THT solder connection, 7.62 mm, Number of poles: 7, 90°, Solder pin length (l): 3.5 mm, tinned, black, Box
35049 | 1928330000 | BVL 7.62HP/07/90 3.5SN BK BX | PCB plug-in connector, female header, closed side, THT solder connection, 7.62 mm, Number of poles: 7, 90°, Solder pin length (l): 3.5 mm, tinned, black, Box
35050 | 1929560000 | BVL 7.62HP/06/270SFI 3.5SN BK BX | PCB plug-in connector, female header, Screw/clip-on flange, reversed, THT solder connection, 7.62 mm, Number of poles: 6, 270°, Solder pin length (l): 3.5 mm, tinned, black, Box
35051 | 1929550000 | BVL 7.62HP/05/270SFI 3.5SN BK BX | PCB plug-in connector, female header, Screw/clip-on flange, reversed, THT solder connection, 7.62 mm, Number of poles: 5, 270°, Solder pin length (l): 3.5 mm, tinned, black, Box
35052 | 1929540000 | BVL 7.62HP/04/270SFI 3.5SN BK BX | PCB plug-in connector, female header, Screw/clip-on flange, reversed, THT solder connection, 7.62 mm, Number of poles: 4, 270°, Solder pin length (l): 3.5 mm, tinned, black, Box
35053 | 1929530000 | BVL 7.62HP/03/270SFI 3.5SN BK BX | PCB plug-in connector, female header, Screw/clip-on flange, reversed, THT solder connection, 7.62 mm, Number of poles: 3, 270°, Solder pin length (l): 3.5 mm, tinned, black, Box
35054 | 1929520000 | BVL 7.62HP/02/270SFI 3.5SN BK BX | PCB plug-in connector, female header, Screw/clip-on flange, reversed, THT solder connection, 7.62 mm, Number of poles: 2, 270°, Solder pin length (l): 3.5 mm, tinned, black, Box
35055 | 1929450000 | BVL 7.62HP/06/270FI 3.5SN BK BX | PCB plug-in connector, female header, Clip-on flange, inverted, THT solder connection, 7.62 mm, Number of poles: 6, 270°, Solder pin length (l): 3.5 mm, tinned, black, Box
35056 | 1929440000 | BVL 7.62HP/05/270FI 3.5SN BK BX | PCB plug-in connector, female header, Clip-on flange, inverted, THT solder connection, 7.62 mm, Number of poles: 5, 270°, Solder pin length (l): 3.5 mm, tinned, black, Box
35057 | 1929430000 | BVL 7.62HP/04/270FI 3.5SN BK BX | PCB plug-in connector, female header, Clip-on flange, inverted, THT solder connection, 7.62 mm, Number of poles: 4, 270°, Solder pin length (l): 3.5 mm, tinned, black, Box
35058 | 1929420000 | BVL 7.62HP/03/270FI 3.5SN BK BX | PCB plug-in connector, female header, Clip-on flange, inverted, THT solder connection, 7.62 mm, Number of poles: 3, 270°, Solder pin length (l): 3.5 mm, tinned, black, Box
35059 | 1929410000 | BVL 7.62HP/02/270FI 3.5SN BK BX | PCB plug-in connector, female header, Clip-on flange, inverted, THT solder connection, 7.62 mm, Number of poles: 2, 270°, Solder pin length (l): 3.5 mm, tinned, black, Box
35060 | 1929340000 | BVL 7.62HP/06/270 3.5SN BK BX | PCB plug-in connector, female header, closed side, THT solder connection, 7.62 mm, Number of poles: 6, 270°, Solder pin length (l): 3.5 mm, tinned, black, Box
35061 | 1929330000 | BVL 7.62HP/05/270 3.5SN BK BX | PCB plug-in connector, female header, closed side, THT solder connection, 7.62 mm, Number of poles: 5, 270°, Solder pin length (l): 3.5 mm, tinned, black, Box
35062 | 1929320000 | BVL 7.62HP/04/270 3.5SN BK BX | PCB plug-in connector, female header, closed side, THT solder connection, 7.62 mm, Number of poles: 4, 270°, Solder pin length (l): 3.5 mm, tinned, black, Box
35063 | 1929300000 | BVL 7.62HP/02/270 3.5SN BK BX | PCB plug-in connector, female header, closed side, THT solder connection, 7.62 mm, Number of poles: 2, 270°, Solder pin length (l): 3.5 mm, tinned, black, Box
35064 | 1928900000 | BVL 7.62HP/06/180SFI 3.5SN BK BX | PCB plug-in connector, female header, Screw/clip-on flange, reversed, THT solder connection, 7.62 mm, Number of poles: 6, 180°, Solder pin length (l): 3.5 mm, tinned, black, Box
35065 | 1928870000 | BVL 7.62HP/05/180SFI 3.5SN BK BX | PCB plug-in connector, female header, Screw/clip-on flange, reversed, THT solder connection, 7.62 mm, Number of poles: 5, 180°, Solder pin length (l): 3.5 mm, tinned, black, Box
35066 | 1928860000 | BVL 7.62HP/04/180SFI 3.5SN BK BX | PCB plug-in connector, female header, Screw/clip-on flange, reversed, THT solder connection, 7.62 mm, Number of poles: 4, 180°, Solder pin length (l): 3.5 mm, tinned, black, Box
35067 | 1928850000 | BVL 7.62HP/03/180SFI 3.5SN BK BX | PCB plug-in connector, female header, Screw/clip-on flange, reversed, THT solder connection, 7.62 mm, Number of poles: 3, 180°, Solder pin length (l): 3.5 mm, tinned, black, Box
35068 | 1928840000 | BVL 7.62HP/02/180SFI 3.5SN BK BX | PCB plug-in connector, female header, Screw/clip-on flange, reversed, THT solder connection, 7.62 mm, Number of poles: 2, 180°, Solder pin length (l): 3.5 mm, tinned, black, Box
35069 | 1928780000 | BVL 7.62HP/07/180FI 3.5SN BK BX | PCB plug-in connector, female header, Clip-on flange, inverted, THT solder connection, 7.62 mm, Number of poles: 7, 180°, Solder pin length (l): 3.5 mm, tinned, black, Box
35070 | 1928770000 | BVL 7.62HP/06/180FI 3.5SN BK BX | PCB plug-in connector, female header, Clip-on flange, inverted, THT solder connection, 7.62 mm, Number of poles: 6, 180°, Solder pin length (l): 3.5 mm, tinned, black, Box
35071 | 1928760000 | BVL 7.62HP/05/180FI 3.5SN BK BX | PCB plug-in connector, female header, Clip-on flange, inverted, THT solder connection, 7.62 mm, Number of poles: 5, 180°, Solder pin length (l): 3.5 mm, tinned, black, Box
35072 | 1928750000 | BVL 7.62HP/04/180FI 3.5SN BK BX | PCB plug-in connector, female header, Clip-on flange, inverted, THT solder connection, 7.62 mm, Number of poles: 4, 180°, Solder pin length (l): 3.5 mm, tinned, black, Box
35073 | 1928740000 | BVL 7.62HP/03/180FI 3.5SN BK BX | PCB plug-in connector, female header, Clip-on flange, inverted, THT solder connection, 7.62 mm, Number of poles: 3, 180°, Solder pin length (l): 3.5 mm, tinned, black, Box
35074 | 1928730000 | BVL 7.62HP/02/180FI 3.5SN BK BX | PCB plug-in connector, female header, Clip-on flange, inverted, THT solder connection, 7.62 mm, Number of poles: 2, 180°, Solder pin length (l): 3.5 mm, tinned, black, Box
35075 | 1928670000 | BVL 7.62HP/07/180 3.5SN BK BX | PCB plug-in connector, female header, closed side, THT solder connection, 7.62 mm, Number of poles: 7, 180°, Solder pin length (l): 3.5 mm, tinned, black, Box
35076 | 1928630000 | BVL 7.62HP/04/180 3.5SN BK BX | PCB plug-in connector, female header, closed side, THT solder connection, 7.62 mm, Number of poles: 4, 180°, Solder pin length (l): 3.5 mm, tinned, black, Box
35077 | 1928620000 | BVL 7.62HP/03/180 3.5SN BK BX | PCB plug-in connector, female header, closed side, THT solder connection, 7.62 mm, Number of poles: 3, 180°, Solder pin length (l): 3.5 mm, tinned, black, Box
35078 | 1928610000 | BVL 7.62HP/02/180 3.5SN BK BX | PCB plug-in connector, female header, closed side, THT solder connection, 7.62 mm, Number of poles: 2, 180°, Solder pin length (l): 3.5 mm, tinned, black, Box
35079 | 1928540000 | BVL 7.62HP/06/90SFI 3.5SN BK BX | PCB plug-in connector, female header, Screw/clip-on flange, reversed, THT solder connection, 7.62 mm, Number of poles: 6, 90°, Solder pin length (l): 3.5 mm, tinned, black, Box
35080 | 1928530000 | BVL 7.62HP/05/90SFI 3.5SN BK BX | PCB plug-in connector, female header, Screw/clip-on flange, reversed, THT solder connection, 7.62 mm, Number of poles: 5, 90°, Solder pin length (l): 3.5 mm, tinned, black, Box
35081 | 1928520000 | BVL 7.62HP/04/90SFI 3.5SN BK BX | PCB plug-in connector, female header, Screw/clip-on flange, reversed, THT solder connection, 7.62 mm, Number of poles: 4, 90°, Solder pin length (l): 3.5 mm, tinned, black, Box
35082 | 1928510000 | BVL 7.62HP/03/90SFI 3.5SN BK BX | PCB plug-in connector, female header, Screw/clip-on flange, reversed, THT solder connection, 7.62 mm, Number of poles: 3, 90°, Solder pin length (l): 3.5 mm, tinned, black, Box
35083 | 1928430000 | BVL 7.62HP/06/90FI 3.5SN BK BX | PCB plug-in connector, female header, Clip-on flange, inverted, THT solder connection, 7.62 mm, Number of poles: 6, 90°, Solder pin length (l): 3.5 mm, tinned, black, Box
35084 | 1928420000 | BVL 7.62HP/05/90FI 3.5SN BK BX | PCB plug-in connector, female header, Clip-on flange, inverted, THT solder connection, 7.62 mm, Number of poles: 5, 90°, Solder pin length (l): 3.5 mm, tinned, black, Box
35085 | 1928390000 | BVL 7.62HP/02/90FI 3.5SN BK BX | PCB plug-in connector, female header, Clip-on flange, inverted, THT solder connection, 7.62 mm, Number of poles: 2, 90°, Solder pin length (l): 3.5 mm, tinned, black, Box
35086 | 1928320000 | BVL 7.62HP/06/90 3.5SN BK BX | PCB plug-in connector, female header, closed side, THT solder connection, 7.62 mm, Number of poles: 6, 90°, Solder pin length (l): 3.5 mm, tinned, black, Box
35087 | 1928310000 | BVL 7.62HP/05/90 3.5SN BK BX | PCB plug-in connector, female header, closed side, THT solder connection, 7.62 mm, Number of poles: 5, 90°, Solder pin length (l): 3.5 mm, tinned, black, Box
35088 | 1928290000 | BVL 7.62HP/03/90 3.5SN BK BX | PCB plug-in connector, female header, closed side, THT solder connection, 7.62 mm, Number of poles: 3, 90°, Solder pin length (l): 3.5 mm, tinned, black, Box
35089 | 1928280000 | BVL 7.62HP/02/90 3.5SN BK BX | PCB plug-in connector, female header, closed side, THT solder connection, 7.62 mm, Number of poles: 2, 90°, Solder pin length (l): 3.5 mm, tinned, black, Box
35090 | 1060690000 | BVF 7.62HP/05/180MSF4 SN BK BX | PCB plug-in connector, female plug, 7.62 mm, Number of poles: 5, 180°, PUSH IN without actuator, Tension-clamp connection, Clamping range, max. : 10 mm², Box
35091 | 1060680000 | BVF 7.62HP/05/180MSF3 SN BK BX | PCB plug-in connector, female plug, 7.62 mm, Number of poles: 5, 180°, PUSH IN without actuator, Tension-clamp connection, Clamping range, max. : 10 mm², Box
35092 | 1060670000 | BVF 7.62HP/04/180MSF3 SN BK BX | PCB plug-in connector, female plug, 7.62 mm, Number of poles: 4, 180°, PUSH IN without actuator, Tension-clamp connection, Clamping range, max. : 10 mm², Box
35093 | 1928400000 | BVL 7.62HP/03/90FI 3.5SN BK BX | PCB plug-in connector, female header, Clip-on flange, inverted, THT solder connection, 7.62 mm, Number of poles: 3, 90°, Solder pin length (l): 3.5 mm, tinned, black, Box
35094 | 1932190000 | SVZ 7.62HP/03/180SFI SN BK BX | PCB plug-in connector, male plug, 7.62 mm, Number of poles: 3, 180°, Clamping yoke connection, Clamping range, max. : 6 mm², Box
35095 | 1930620000 | SV 7.62HP/04/180G 3.5SN BK BX | PCB plug-in connector, male header, closed side, THT solder connection, 7.62 mm, Number of poles: 4, 180°, Solder pin length (l): 3.5 mm, tinned, black, Box
35096 | 1930560000 | SV 7.62HP/09/90SF 3.5SN BK BX | PCB plug-in connector, male header, Screw/clip-on flange, THT solder connection, 7.62 mm, Number of poles: 9, 90°, Solder pin length (l): 3.5 mm, tinned, black, Box
35097 | 1930510000 | SV 7.62HP/04/90SF 3.5SN BK BX | PCB plug-in connector, male header, Screw/clip-on flange, THT solder connection, 7.62 mm, Number of poles: 4, 90°, Solder pin length (l): 3.5 mm, tinned, black, Box
35098 | 1931060000 | SV 7.62HP/04/180FX 3.5SN BK BX | PCB plug-in connector, male header, Clip-on flange / anti-rotation feature, THT solder connection, 7.62 mm, Number of poles: 4, 180°, Solder pin length (l): 3.5 mm, tinned, black, Box
35099 | 1931280000 | SV 7.62HP/04/270G 3.5SN BK BX | PCB plug-in connector, male header, closed side, THT solder connection, 7.62 mm, Number of poles: 4, 270°, Solder pin length (l): 3.5 mm, tinned, black, Box
35100 | 1931380000 | SV 7.62HP/03/270F 3.5SN BK BX | PCB plug-in connector, male header, Clip-on flange, THT solder connection, 7.62 mm, Number of poles: 3, 270°, Solder pin length (l): 3.5 mm, tinned, black, Box
35101 | 1931490000 | SV 7.62HP/03/270SF 3.5SN BK BX | PCB plug-in connector, male header, Screw/clip-on flange, THT solder connection, 7.62 mm, Number of poles: 3, 270°, Solder pin length (l): 3.5 mm, tinned, black, Box
35102 | 1930720000 | SV 7.62HP/03/180F 3.5SN BK BX | PCB plug-in connector, male header, Clip-on flange, THT solder connection, 7.62 mm, Number of poles: 3, 180°, Solder pin length (l): 3.5 mm, tinned, black, Box
35103 | 1930630000 | SV 7.62HP/05/180G 3.5SN BK BX | PCB plug-in connector, male header, closed side, THT solder connection, 7.62 mm, Number of poles: 5, 180°, Solder pin length (l): 3.5 mm, tinned, black, Box
35104 | 1930840000 | SV 7.62HP/04/180SF 3.5SN BK BX | PCB plug-in connector, male header, Screw/clip-on flange, THT solder connection, 7.62 mm, Number of poles: 4, 180°, Solder pin length (l): 3.5 mm, tinned, black, Box
35105 | 1930850000 | SV 7.62HP/05/180SF 3.5SN BK BX | PCB plug-in connector, male header, Screw/clip-on flange, THT solder connection, 7.62 mm, Number of poles: 5, 180°, Solder pin length (l): 3.5 mm, tinned, black, Box
35106 | 1931520000 | SV 7.62HP/06/270SF 3.5SN BK BX | PCB plug-in connector, male header, Screw/clip-on flange, THT solder connection, 7.62 mm, Number of poles: 6, 270°, Solder pin length (l): 3.5 mm, tinned, black, Box
35107 | 1930350000 | SV 7.62HP/10/90G 3.5SN BK BX | PCB plug-in connector, male header, closed side, THT solder connection, 7.62 mm, Number of poles: 10, 90°, Solder pin length (l): 3.5 mm, tinned, black, Box
35108 | 1947500000 | SUZ 10.16HP/04/180G AG BK BX | PCB plug-in connector, male plug, 10.16 mm, Number of poles: 4, 180°, Clamping yoke connection, Clamping range, max. : 16 mm², Box
35109 | 103300000 | BFSC M4X9T | Accessories, Mounting screw, for cross-connection link
35110 | 114100000 | SL 7.62HP/04/180F 3.2 SN OR BX | PCB plug-in connector, male header, Flange, THT solder connection, 7.62 mm, Number of poles: 4, 180°, Solder pin length (l): 3.2 mm, tinned, orange, Box
35111 | 123500000 | TRS 24VUC 2CO | TERMSERIES, Relay module, Number of contacts: 2, CO contact AgNi, Rated control voltage: 24 V UC ±10 %, Continuous current: 8 A, Screw connection, Test button available: No
35112 | 123600000 | QL 2 SAK35 | SAK Series, Cross-connector, for cross-connection link, Number of poles: 2
35113 | 123700000 | QL 3 SAK35 | SAK Series, Cross-connector, for cross-connection link, Number of poles: 3
35114 | 123800000 | QL 4 SAK35 | SAK Series, Cross-connector, for cross-connection link, Number of poles: 4
35115 | 130600000 | QL 2 SAK4 | SAK Series, Cross-connector, for cross-connection link, Number of poles: 2
35116 | 130700000 | QL 3 SAK4 | SAK Series, Cross-connector, for cross-connection link, Number of poles: 3
35117 | 130800000 | QL 4 SAK4 | SAK Series, Cross-connector, for cross-connection link, Number of poles: 4
35118 | 131400000 | QL 2 SAKH10 | SAK Series, Cross-connector, for cross-connection link, Number of poles: 2
35119 | 131500000 | QL 3 SAKH10 | SAK Series, Cross-connector, for cross-connection link, Number of poles: 3
35120 | 135200000 | STB 13.5/D6/4/M4 SAKA10 | SAK Series, Socket
35121 | 135300000 | SB 14 | Accessories, Socket
35122 | 135500000 | QL 2 SAKA10 | SAK Series, Cross-connector, for cross-connection link, Number of poles: 2
35123 | 135600000 | QL 3 SAKA10 | SAK Series, Cross-connector, for cross-connection link, Number of poles: 3
35124 | 135700000 | QL 4 SAKA10 | SAK Series, Cross-connector, for cross-connection link, Number of poles: 4
35125 | 135800000 | KDSX M50 BS O SC 1 G50 | KDSX (Klippon double sealing SWB/STA Ex cable gland), Cable glands, M 50, 16 mm, Braided armouring, 0.5 - 0.8 mm, OD min. 41.1 - OD max. 48.5 mm, ID min. 36.50 - ID max. 44.10 mm, IP66, IP68 - 2.5 bar, Brass
35126 | 136400000 | KDSW M75 BS O SC 2 G75 | KDSW (Klippon double seal SWA Ex cable gland), Cable glands, M 75, 19 mm, Single-wire armouring, 2.5 - OD min. 71.1 - OD max. 78 mm, ID min. 60.50 - ID max. 68.00 mm, IP66, IP68 - 2.5 bar, Brass
35127 | 140200000 | STB 16/D7/4/M4 SAK35 | SAK Series, Socket
35128 | 147100000 | STB 17/D6/4/M4 SAKC10 | SAK Series, Socket
35129 | 149700000 | KRN-M10/-16 | cable lug, terminal end,16 mm²
35130 | 155900000 | QL 2 SAK2.5 | SAK Series, Cross-connector, for cross-connection link, Number of poles: 2
35131 | 156000000 | QL 3 SAK2.5 | SAK Series, Cross-connector, for cross-connection link, Number of poles: 3
35132 | 156100000 | QL 4 SAK2.5 | SAK Series, Cross-connector, for cross-connection link, Number of poles: 4
35133 | 156300000 | RSV1,6 ZE36 BK BX | PCB plug-in connector, Accessories, Strain relief, black, Number of poles: 36
35134 | 164400000 | SS M3 D 128-A 3 | Accessories, Lock washer
35135 | 167000000 | QL 3 SAK70 | SAK Series, Cross-connector, for cross-connection link, Number of poles: 3
35136 | 168600000 | STB 14/D5/2.3/M3 SAK2.5 | SAK Series, Socket
35137 | 169900000 | STB 14/D6/4/M3 SAK10 | Accessories, Socket
35138 | 194000000 | QL 2 SAKG32+70 | SAK Series, Cross-connector, for cross-connection link, Number of poles: 2
35139 | 194100000 | QL 2 SAKG40 | SAK Series, Cross-connector, for cross-connection link, Number of poles: 2
35140 | 194300000 | QL 2 SAK6N | SAK Series, Cross-connector, for cross-connection link, Number of poles: 2
35141 | 194400000 | QL 3 SAK6N | SAK Series, Cross-connector, for cross-connection link, Number of poles: 3
35142 | 194500000 | QL 4 SAK6N | SAK Series, Cross-connector, for cross-connection link, Number of poles: 4
35143 | 194700000 | KTB MH 303015 S4E0 | Klippon TB MH (Terminal Box - Multi Hinge), Empty enclosure, stainless steel enclosure, Height: 306 mm, Width: 306 mm, Depth: 150 mm, Material: Stainless steel 1.4404 (316L), electropolished, silver
35144 | 197000000 | BCF 3.81/08/180 SN BK BX | PCB plug-in connector, female plug, 3.81 mm, Number of poles: 8, 180°, PUSH IN with actuator, Tension-clamp connection, Clamping range, max. : 1.5 mm², Box
35145 | 207800000 | QL 2 SAKS2 | SAK Series, Cross-connector, for cross-connection link, Number of poles: 2
35146 | 208000000 | QL 4 SAKS2 | SAK Series, Cross-connector, for cross-connection link, Number of poles: 4
35147 | 211400000 | QL 2 SAKG40/35 | SAK Series, Cross-connector, for cross-connection link, Number of poles: 2
35148 | 215700000 | STB 8.5/D4/2.3/M2.5 AKZ | Accessories, Socket
35149 | 215800000 | QL 2 SAKD2.5N | SAK Series, Cross-connector, for cross-connection link, Number of poles: 2
35150 | 215900000 | QL 3 SAKD2.5N | SAK Series, Cross-connector, for cross-connection link, Number of poles: 3
35151 | 216000000 | QL 4 SAKD2.5N | SAK Series, Cross-connector, for cross-connection link, Number of poles: 4
35152 | 221200000 | QL 15 SAK6N | SAK Series, Cross-connector, for cross-connection link, Number of poles: 15
35153 | 244600000 | STB 8.5/D4.5/2/M3 SAKT4 | SAK Series, Socket
35154 | 248500000 | VH 13.5/4.9/3.3 SAK4 | SAK Series, Connecting sleeve, for cross-connection link, Number of poles: 1
35155 | 249000000 | VH 12/4.9/3.3 SAK6N | SAK Series, Connecting sleeve, for cross-connection link, Number of poles:
35156 | 264700000 | VH 20/8/5 SAK35 | SAK Series, Connecting sleeve, for cross-connection link, Number of poles:
35157 | 266700000 | VH 8/4.9/3.3 SAK2.5 | SAK Series, Connecting sleeve, for cross-connection link, Number of poles:
35158 | 266900000 | VH 8.5/4/2.8 SAKD2.5N | SAK Series, Connecting sleeve, for cross-connection link, Number of poles:
35159 | 267000000 | VH 17/8/5 SAK35 | SAK Series, Connecting sleeve, for cross-connection link, Number of poles:
35160 | 267100000 | BFSC M4X30 | Accessories, Mounting screw, for cross-connection link
35161 | 271300000 | STB 25 IH/VI | SAK Series, Socket
35162 | 280100000 | DKSUE NSCH/ESCH | Accessories, Druckstück, Miscellaneous
35163 | 280600000 | STB 8.5/5/2.3/M3 SAK2.5 | Accessories, Socket
35164 | 285100000 | VH 19/5/3.5 SAK4-16 | SAK Series, Connecting sleeve, for cross-connection link, Number of poles: 1
35165 | 285200000 | VH 17.5/5/3.5 SAK6N-16 | SAK Series, Connecting sleeve, for cross-connection link, Number of poles:
35166 | 292500000 | BFSC M3X25 | Accessories, Mounting screw, for cross-connection link
35167 | 293800000 | PS 2.0 OR | Accessories, Test plug
35168 | 295900000 | FKSC M5X8 D9/SW2.5 | SAK Series, Allen hex screw, Screws, Number of poles: 1
35169 | 296700000 | BFSC M5X8 SCHLITZ | W-Series, Mounting screw, for cross-connection link
35170 | 296800000 | VH 5/4/2.8 AKZ4 | SAK Series, Connecting sleeve, for cross-connection link, Number of poles:
35171 | 297200000 | QL 2 DLI | SAK Series, Cross-connection lug, for screwable cross-connection, Number of poles: 2
35172 | 297300000 | QL 3 DLI | SAK Series, Cross-connection lug, for screwable cross-connection, Number of poles: 3
35173 | 297400000 | QL 4 DLI | SAK Series, Cross-connection lug, for screwable cross-connection, Number of poles: 4
35174 | 298700000 | VH 24.5/8/5 SAK35 | SAK Series, Connecting sleeve, for cross-connection link, Number of poles: 1
35175 | 298900000 | BFSC M4X35 | Accessories, Mounting screw, for cross-connection link
35176 | 299700000 | VH 13.6/7/4.2 SAKA10 | SAK Series, Connecting sleeve, for cross-connection link, Number of poles:
35177 | 303000000 | KISC M3X20.5/10 EK4 | Accessories, Mounting screw, for busbars
35178 | 303200000 | VH 4.5/5/3.5 SAK6N-16 | SAK Series, Connecting sleeve, for cross-connection link, Number of poles:
35179 | 309400000 | VH 27/5/3.5 SAK10-35 | SAK Series, Connecting sleeve, for cross-connection link, Number of poles: 1
35180 | 309700000 | VH 16/5/3.5 SAK10-35 | SAK Series, Connecting sleeve, for cross-connection link, Number of poles:
35181 | 318000000 | VH 19/6/4.2 SAKT1 | SAK Series, Connecting sleeve, for cross-connection link, Number of poles: 1
35182 | 328000000 | QL 2 SAKS4 | SAK Series, Cross-connector, for cross-connection link, Number of poles: 2
35183 | 328100000 | QL 3 SAKS4 | SAK Series, Cross-connector, for cross-connection link, Number of poles: 3
35184 | 334700000 | BS 25 O.IH SAKT1 | SAK Series, Set of fixings
35185 | 336700000 | Q 2 SAK4 | SAK Series, Cross-connector, for cross-connection link, Number of poles: 2
35186 | 336800000 | Q 3 SAK4 | SAK Series, Cross-connector, for cross-connection link, Number of poles: 3
35187 | 336900000 | Q 4 SAK4 | SAK Series, Cross-connector, for cross-connection link, Number of poles: 4
35188 | 337000000 | Q 2 SAK2.5 | SAK Series, Cross-connector, for cross-connection link, Number of poles: 2
35189 | 337100000 | Q 3 SAK2.5 | SAK Series, Cross-connector, for cross-connection link, Number of poles: 3
35190 | 337200000 | Q 4 SAK2.5 | SAK Series, Cross-connector, for cross-connection link, Number of poles: 4
35191 | 338000000 | QL 10 SAKD2.5N | SAK Series, Cross-connector, for cross-connection link, Number of poles: 10
35192 | 338100000 | QL 10 SAK2.5 | SAK Series, Cross-connector, for cross-connection link, Number of poles: 10
35193 | 338200000 | QL 10 SAK4 | SAK Series, Cross-connector, for cross-connection link, Number of poles: 10
35194 | 338300000 | QL 10 SAK6N | SAK Series, Cross-connector, for cross-connection link, Number of poles: 10
35195 | 338500000 | QL 10 SAKA10 | SAK Series, Cross-connector, for cross-connection link, Number of poles: 10
35196 | 338900000 | QL 10 SAKS2 | SAK Series, Cross-connector, for cross-connection link, Number of poles: 10
35197 | 339000000 | QL 10 SAKS4 | SAK Series, Cross-connector, for cross-connection link, Number of poles: 10
35198 | 339200000 | QL 10 DLI | SAK Series, Cross-connection lug, for screwable cross-connection, Number of poles: 10
35199 | 341000000 | STB 30.5 IH/SW | SAK Series, Socket
35200 | 341100000 | STB 30.5 IH/GR | SAK Series, Socket
35201 | 341200000 | STB 30.5 IH/BL | SAK Series, Socket
35202 | 341300000 | STB 30.5 IH/RT | SAK Series, Socket
35203 | 341400000 | STB 30.5 IH/GN | SAK Series, Socket
35204 | 341500000 | STB 30.5 IH/GE | SAK Series, Socket
35205 | 341600000 | STB 30.5 IH/VI | SAK Series, Socket
35206 | 341700000 | QL 10 RSF1+2 | SAK Series, Cross-connector, for cross-connection link, Number of poles: 10
35207 | 345300000 | QL 2 SAK70 | SAK Series, Cross-connector, for cross-connection link, Number of poles: 2
35208 | 345500000 | VH 30.5/11/5.5 SAK70 | SAK Series, Connecting sleeve, for cross-connection link, Number of poles:
35209 | 346200000 | KISC M3X6 SAKS1 | Accessories, Mounting screw, for busbars
35210 | 348700000 | VH 23/6/4.2 SAKA10 | SAK Series, Connecting sleeve, for cross-connection link, Number of poles: 1
35211 | 353500000 | SLS 5.08/05/180DF SN OR BX | PCB plug-in connector, male plug, 5.08 mm, Number of poles: 5, 180°, Clamping yoke connection, Clamping range, max. : 3.31 mm², Box
35212 | 368200000 | Q 2 AKZ1.5 | SAK Series, Cross-connector, for cross-connection link, Number of poles: 2
35213 | 368300000 | Q 3 AKZ1.5 | SAK Series, Cross-connector, for cross-connection link, Number of poles: 3
35214 | 368400000 | Q 4 AKZ1.5 | SAK Series, Cross-connector, for cross-connection link, Number of poles: 4
35215 | 368500000 | Q 10 AKZ1.5 | SAK Series, Cross-connector, for cross-connection link, Number of poles: 10
35216 | 368600000 | Q 10 AKZ4 | SAK Series, Cross-connector, for cross-connection link, Number of poles: 10
35217 | 368700000 | Q 10 SAK2.5 | SAK Series, Cross-connector, for cross-connection link, Number of poles: 10
35218 | 368800000 | Q 10 SAK4 | SAK Series, Cross-connector, for cross-connection link, Number of poles: 10
35219 | 377100000 | KISC M3X20 SAK10 CU5 | SAK Series, Mounting screw, for busbars
35220 | 379400000 | STB 6/D3.7/2.3/M3 SAKR | SAK Series, Socket
35221 | 388500000 | STB 35 IH/SW | SAK Series, Socket
35222 | 388600000 | STB 35 IH/GR | SAK Series, Socket
35223 | 388700000 | STB 35 IH/BL | SAK Series, Socket
35224 | 388800000 | STB 35 IH/RT | SAK Series, Socket
35225 | 388900000 | STB 35 IH/GN | SAK Series, Socket
35226 | 389000000 | STB 35 IH/GE | SAK Series, Socket
35227 | 389100000 | STB 35 IH/VI | SAK Series, Socket
35228 | 444400000 | RSV1,6 LS18 GR 3,2 AU | PCB plug-in connector, male header, closed side, THT solder connection, 5.00 mm, Number of poles: 18, 180°, Solder pin length (l): 3.2 mm, Gold-plated, Pebble grey, Box
35229 | 444500000 | RSV1,6 LS18 GR 3,2 SN | PCB plug-in connector, male header, closed side, THT solder connection, 5.00 mm, Number of poles: 18, 180°, Solder pin length (l): 3.2 mm, tinned, Pebble grey, Box
35230 | 446700000 | RSV1,6 LBF36 GR 3,2 SN | PCB plug-in connector, female header, Flange, THT solder connection, 5.00 mm, Number of poles: 36, 180°, Solder pin length (l): 3.2 mm, tinned, Pebble grey, Box
35231 | 456700000 | Q 2 SAK6N | SAK Series, Cross-connector, for cross-connection link, Number of poles: 2
35232 | 456800000 | Q 3 SAK6N | SAK Series, Cross-connector, for cross-connection link, Number of poles: 3
35233 | 456900000 | Q 4 SAK6N | SAK Series, Cross-connector, for cross-connection link, Number of poles: 4
35234 | 461100000 | QB 2 WI RA8 IS | SAK Series, Cross-connector, for cross-connection link, Number of poles: 2
35235 | 461200000 | QB 3 WI RA8 IS | SAK Series, Cross-connector, for cross-connection link, Number of poles: 3
35236 | 461300000 | QB 4 WI RA8 IS | SAK Series, Cross-connector, for cross-connection link, Number of poles: 4
35237 | 462700000 | TST 10 SAKC10 | Accessories, Mounting rail support
35238 | 470300000 | QL 2 SAK10 | SAK Series, Cross-connector, for cross-connection link, Number of poles: 2
35239 | 470400000 | QL 3 SAK10 | SAK Series, Cross-connector, for cross-connection link, Number of poles: 3
35240 | 470500000 | QL 4 SAK10 | SAK Series, Cross-connector, for cross-connection link, Number of poles: 4
35241 | 470600000 | QL 10 SAK10 | SAK Series, Cross-connector, for cross-connection link, Number of poles: 10
35242 | 470700000 | QL 2 SAK16 | SAK Series, Cross-connector, for cross-connection link, Number of poles: 2
35243 | 470800000 | QL 3 SAK16 | SAK Series, Cross-connector, for cross-connection link, Number of poles: 3
35244 | 470900000 | QL 4 SAK16 | SAK Series, Cross-connector, for cross-connection link, Number of poles: 4
35245 | 471000000 | QL 10 SAK16 | SAK Series, Cross-connector, for cross-connection link, Number of poles: 10
35246 | 482700000 | QB 2 WI RA6 IS | SAK Series, Cross-connector, for cross-connection link, Number of poles: 2
35247 | 482800000 | QB 3 WI RA6 IS | SAK Series, Cross-connector, for cross-connection link, Number of poles: 3
35248 | 482900000 | QB 4 WI RA6 IS | SAK Series, Cross-connector, for cross-connection link, Number of poles: 4
35249 | 531760000 | SSP 3 SAKT1 | SAK Series, Lockout device
35250 | 551100000 | VH 35/11/5.5 SAK95 | SAK Series, Connecting sleeve, for cross-connection link, Number of poles:
35251 | 551200000 | QL 2 SAKG28 | SAK Series, Cross-connector, for cross-connection link, Number of poles: 2
35252 | 553300000 | KOHUE ASK1 | SAK Series, Contact sleeve
35253 | 564900000 | QL 2 SAK35N | SAK Series, Cross-connector, for cross-connection link, Number of poles: 2
35254 | 565000000 | QL 3 SAK35N | SAK Series, Cross-connector, for cross-connection link, Number of poles: 3
35255 | 565100000 | QL 4 SAK35N | SAK Series, Cross-connector, for cross-connection link, Number of poles: 4
35256 | 1004260000 | SIHA 3/G20 BL | Accessories, Fuse holder, Rated cross-section: Operating instructions/catalogue
35257 | 1005280000 | BCZ 3.81 AH03 BK BX | PCB plug-in connector, Accessories, Hood, black, Number of poles: 3
35258 | 1005310000 | BCZ 3.81 AH06 BK BX | PCB plug-in connector, Accessories, Hood, black, Number of poles: 6
35259 | 1005320000 | BCZ 3.81 AH07 BK BX | PCB plug-in connector, Accessories, Hood, black, Number of poles: 7
35260 | 1005330000 | BCZ 3.81 AH08 BK BX | PCB plug-in connector, Accessories, Hood, black, Number of poles: 8
35261 | 1005360000 | BCZ 3.81 AH11 BK BX | PCB plug-in connector, Accessories, Hood, black, Number of poles: 11
35262 | 1005380000 | BCZ 3.81 AH13 BK BX | PCB plug-in connector, Accessories, Hood, black, Number of poles: 13
35263 | 1005390000 | BCZ 3.81 AH14 BK BX | PCB plug-in connector, Accessories, Hood, black, Number of poles: 14
35264 | 1005400000 | BCZ 3.81 AH15 BK BX | PCB plug-in connector, Accessories, Hood, black, Number of poles: 15
35265 | 1005410000 | BCZ 3.81 AH16 BK BX | PCB plug-in connector, Accessories, Hood, black, Number of poles: 16
35266 | 1008270000 | LMZF 5/02/135 3.5SW EX | Printed circuit board terminals, 5.00 mm, Number of poles: 2, 135°, Solder pin length (l): 3.5 mm, tinned, black, Tension-clamp connection, Clamping range, max. : 2.5 mm², Box
35267 | 1027870000 | STB 30.5 IH/BR | SAK Series, Socket
35268 | 1051260000 | WTA 5/1 | W-Series, Test adapter
35269 | 1052100000 | KISC M3X5 | Accessories, Mounting screw, for busbars
35270 | 1056400000 | LS 2.8 WDU2.5-10 | W-Series, Shield bus
35271 | 1060200000 | WQB-PEN 16 | W-Series, Cross-connector, For the terminals, Number of poles: 2
35272 | 1060300000 | WQB-PEN 10 | W-Series, Cross-connector, For the terminals, Number of poles: 2
35273 | 1061940000 | SL-SMT 5.08HC/08/90G 1.5SN BK RL | PCB plug-in connector, male header, closed side, THT/THR solder connection, 5.08 mm, Number of poles: 8, 90°, Solder pin length (l): 1.5 mm, tinned, black, Tape
35274 | 1062060000 | WTA 5/10 | W-Series, Test adapter
35275 | 1064100000 | WQV 35-2.5 | W-Series, Cross-connector, For the terminals, Number of poles: 3
35276 | 1066000000 | WZAD 70/95 | W-Series, Additional connection
35277 | 1066300000 | WZAF 120 | W-Series, Additional connection
35278 | 1071000000 | STB 21.6/IH/DB WTL6/3 | Accessories, Socket
35279 | 1071010000 | STB 21.6/IH/GE WTL6/3 | Accessories, Socket
35280 | 1071020000 | STB 21.6/IH/GN WTL6/3 | Accessories, Socket
35281 | 1072500000 | WQV 16N-4/6 | W-Series, Cross-connector, For the terminals, Number of poles: 2
35282 | 1073400000 | WQV 16N-10 | W-Series, Cross-connector, For the terminals, Number of poles: 2
35283 | 1079500000 | WQB PEN 35N | W-Series, Cross-connector, For the terminals, Number of poles: 2
35284 | 1079600000 | WQB PEN 16N | W-Series, Cross-connector, For the terminals, Number of poles: 2
35285 | 1079700000 | WQB PEN 70N | W-Series, Cross-connector, For the terminals, Number of poles: 2
35286 | 1319260000 | QVS 2/4 SAKT4 | SAK Series, Cross-connector, Cross-connector, Number of poles: 2
35287 | 1345800000 | VH 4.2/4/2.8 DLI2.5 | SAK Series, Connecting sleeve, for cross-connection link, Number of poles: 1
35288 | 1579010000 | WQB B/2 | W-Series, Cross-connector, For the terminals, Number of poles: 2
35289 | 1604200000 | SSP WTL6/2 | SAK Series, Lockout device
35290 | 1632340000 | WTA 2/10 WDU2.5/10 | W-Series, Test adapter
35291 | 1635120000 | VQB 1.5/50 SW | SAK Series, Cross-connector bridge, for cross-connection link, Number of poles: 50
35292 | 1754210000 | ZQV 1.5N/R3.5/2 GE | Accessories, Cross-connector, 17.5 A
35293 | 1754220000 | ZQV 1.5N/R3.5/3 GE | Accessories, Cross-connector, 17.5 A
35294 | 1754230000 | ZQV 1.5N/R3.5/4 GE | Accessories, Cross-connector, 17.5 A
35295 | 1754240000 | ZQV 1.5N/R3.5/5 GE | Accessories, Cross-connector, 17.5 A
35296 | 1754290000 | ZQV 1.5N/R3.5/10 GE | Accessories, Cross-connector, 17.5 A
35297 | 1758260000 | ZQV 4N/10 GE | Accessories, Cross-connector, 32 A
35298 | 1774784001 | SL-SMT 5.08HC/04/90 1.5SN BK RL | PCB plug-in connector, male header, open side, THT/THR solder connection, 5.08 mm, Number of poles: 4, 90°, Solder pin length (l): 1.5 mm, tinned, black, Tape
35299 | 1774794001 | SL-SMT 5.08HC/05/90 1.5SN BK RL | PCB plug-in connector, male header, open side, THT/THR solder connection, 5.08 mm, Number of poles: 5, 90°, Solder pin length (l): 1.5 mm, tinned, black, Tape
35300 | 1774804001 | SL-SMT 5.08HC/06/90 1.5SN BK RL | PCB plug-in connector, male header, open side, THT/THR solder connection, 5.08 mm, Number of poles: 6, 90°, Solder pin length (l): 1.5 mm, tinned, black, Tape
35301 | 1774814001 | SL-SMT 5.08HC/07/90 1.5SN BK RL | PCB plug-in connector, male header, open side, THT/THR solder connection, 5.08 mm, Number of poles: 7, 90°, Solder pin length (l): 1.5 mm, tinned, black, Tape
35302 | 1774824001 | SL-SMT 5.08HC/08/90 1.5SN BK RL | PCB plug-in connector, male header, open side, THT/THR solder connection, 5.08 mm, Number of poles: 8, 90°, Solder pin length (l): 1.5 mm, tinned, black, Tape
35303 | 1775014001 | SL-SMT 5.08HC/03/90G 1.5SN BK RL | PCB plug-in connector, male header, closed side, THT/THR solder connection, 5.08 mm, Number of poles: 3, 90°, Solder pin length (l): 1.5 mm, tinned, black, Tape
35304 | 1775024001 | SL-SMT 5.08HC/04/90G 1.5SN BK RL | PCB plug-in connector, male header, closed side, THT/THR solder connection, 5.08 mm, Number of poles: 4, 90°, Solder pin length (l): 1.5 mm, tinned, black, Tape
35305 | 1775034001 | SL-SMT 5.08HC/05/90G 1.5SN BK RL | PCB plug-in connector, male header, closed side, THT/THR solder connection, 5.08 mm, Number of poles: 5, 90°, Solder pin length (l): 1.5 mm, tinned, black, Tape
35306 | 1775044001 | SL-SMT 5.08HC/06/90G 1.5SN BK RL | PCB plug-in connector, male header, closed side, THT/THR solder connection, 5.08 mm, Number of poles: 6, 90°, Solder pin length (l): 1.5 mm, tinned, black, Tape
35307 | 1775054001 | SL-SMT 5.08HC/07/90G 1.5SN BK RL | PCB plug-in connector, male header, closed side, THT/THR solder connection, 5.08 mm, Number of poles: 7, 90°, Solder pin length (l): 1.5 mm, tinned, black, Tape
35308 | 1775234001 | SL-SMT 5.08HC/02/90LF 1.5SN BK RL | PCB plug-in connector, male header, Solder flange, THT/THR solder connection, 5.08 mm, Number of poles: 2, 90°, Solder pin length (l): 1.5 mm, tinned, black, Tape
35309 | 1775244001 | SL-SMT 5.08HC/03/90LF 1.5SN BK RL | PCB plug-in connector, male header, Solder flange, THT/THR solder connection, 5.08 mm, Number of poles: 3, 90°, Solder pin length (l): 1.5 mm, tinned, black, Tape
35310 | 1775254001 | SL-SMT 5.08HC/04/90LF 1.5SN BK RL | PCB plug-in connector, male header, Solder flange, THT/THR solder connection, 5.08 mm, Number of poles: 4, 90°, Solder pin length (l): 1.5 mm, tinned, black, Tape
35311 | 1775264001 | SL-SMT 5.08HC/05/90LF 1.5SN BK RL | PCB plug-in connector, male header, Solder flange, THT/THR solder connection, 5.08 mm, Number of poles: 5, 90°, Solder pin length (l): 1.5 mm, tinned, black, Tape
35312 | 1775274001 | SL-SMT 5.08HC/06/90LF 1.5SN BK RL | PCB plug-in connector, male header, Solder flange, THT/THR solder connection, 5.08 mm, Number of poles: 6, 90°, Solder pin length (l): 1.5 mm, tinned, black, Tape
35313 | 1775594001 | SL-SMT 5.08HC/04/180 1.5SN BK RL | PCB plug-in connector, male header, open side, THT/THR solder connection, 5.08 mm, Number of poles: 4, 180°, Solder pin length (l): 1.5 mm, tinned, black, Tape
35314 | 1775634001 | SL-SMT 5.08HC/05/180 1.5SN BK RL | PCB plug-in connector, male header, open side, THT/THR solder connection, 5.08 mm, Number of poles: 5, 180°, Solder pin length (l): 1.5 mm, tinned, black, Tape
35315 | 1775644001 | SL-SMT 5.08HC/06/180 1.5SN BK RL | PCB plug-in connector, male header, open side, THT/THR solder connection, 5.08 mm, Number of poles: 6, 180°, Solder pin length (l): 1.5 mm, tinned, black, Tape
35316 | 1775654001 | SL-SMT 5.08HC/07/180 1.5SN BK RL | PCB plug-in connector, male header, open side, THT/THR solder connection, 5.08 mm, Number of poles: 7, 180°, Solder pin length (l): 1.5 mm, tinned, black, Tape
35317 | 1775664001 | SL-SMT 5.08HC/08/180 1.5SN BK RL | PCB plug-in connector, male header, open side, THT/THR solder connection, 5.08 mm, Number of poles: 8, 180°, Solder pin length (l): 1.5 mm, tinned, black, Tape
35318 | 1775924001 | SL-SMT 5.08HC/02/180G 1.5SN BK RL | PCB plug-in connector, male header, closed side, THT/THR solder connection, 5.08 mm, Number of poles: 2, 180°, Solder pin length (l): 1.5 mm, tinned, black, Tape
35319 | 1775934001 | SL-SMT 5.08HC/03/180G 1.5SN BK RL | PCB plug-in connector, male header, closed side, THT/THR solder connection, 5.08 mm, Number of poles: 3, 180°, Solder pin length (l): 1.5 mm, tinned, black, Tape
35320 | 1775944001 | SL-SMT 5.08HC/04/180G 1.5SN BK RL | PCB plug-in connector, male header, closed side, THT/THR solder connection, 5.08 mm, Number of poles: 4, 180°, Solder pin length (l): 1.5 mm, tinned, black, Tape
35321 | 1775954001 | SL-SMT 5.08HC/05/180G 1.5SN BK RL | PCB plug-in connector, male header, closed side, THT/THR solder connection, 5.08 mm, Number of poles: 5, 180°, Solder pin length (l): 1.5 mm, tinned, black, Tape
35322 | 1775964001 | SL-SMT 5.08HC/06/180G 1.5SN BK RL | PCB plug-in connector, male header, closed side, THT/THR solder connection, 5.08 mm, Number of poles: 6, 180°, Solder pin length (l): 1.5 mm, tinned, black, Tape
35323 | 1775974001 | SL-SMT 5.08HC/07/180G 1.5SN BK RL | PCB plug-in connector, male header, closed side, THT/THR solder connection, 5.08 mm, Number of poles: 7, 180°, Solder pin length (l): 1.5 mm, tinned, black, Tape
35324 | 1775984001 | SL-SMT 5.08HC/08/180G 1.5SN BK RL | PCB plug-in connector, male header, closed side, THT/THR solder connection, 5.08 mm, Number of poles: 8, 180°, Solder pin length (l): 1.5 mm, tinned, black, Tape
35325 | 1776364001 | SL-SMT 5.08HC/02/180LF 1.5SN BK RL | PCB plug-in connector, male header, Solder flange, THT/THR solder connection, 5.08 mm, Number of poles: 2, 180°, Solder pin length (l): 1.5 mm, tinned, black, Tape
35326 | 1776374001 | SL-SMT 5.08HC/03/180LF 1.5SN BK RL | PCB plug-in connector, male header, Solder flange, THT/THR solder connection, 5.08 mm, Number of poles: 3, 180°, Solder pin length (l): 1.5 mm, tinned, black, Tape
35327 | 1776384001 | SL-SMT 5.08HC/04/180LF 1.5SN BK RL | PCB plug-in connector, male header, Solder flange, THT/THR solder connection, 5.08 mm, Number of poles: 4, 180°, Solder pin length (l): 1.5 mm, tinned, black, Tape
35328 | 1776394001 | SL-SMT 5.08HC/05/180LF 1.5SN BK RL | PCB plug-in connector, male header, Solder flange, THT/THR solder connection, 5.08 mm, Number of poles: 5, 180°, Solder pin length (l): 1.5 mm, tinned, black, Tape
35329 | 1776404001 | SL-SMT 5.08HC/06/180LF 1.5SN BK RL | PCB plug-in connector, male header, Solder flange, THT/THR solder connection, 5.08 mm, Number of poles: 6, 180°, Solder pin length (l): 1.5 mm, tinned, black, Tape
35330 | 1778990000 | STB 21.6/IH/RT WTL6/3 | Accessories, Socket
35331 | 1804270000 | SL-SMT 5.08HC/03/90B 1.5SN BK RL | PCB plug-in connector, male header, closed side, THT/THR solder connection, 5.08 mm, Number of poles: 3, 90°, Solder pin length (l): 1.5 mm, tinned, black, Tape
35332 | 1806620000 | WQL 2 WF6-10 | Bolt-type screw terminals, Cross-connector, Number of poles: 2
35333 | 1812430000 | SL-SMART 5.0XHC/02/90 1.5SN BK RL | PCB plug-in connector, male header, open side, THT/THR solder connection, 5.08 mm, Number of poles: 2, 90°, Solder pin length (l): 1.5 mm, tinned, black, Tape
35334 | 1812440000 | SL-SMART 5.0XHC/03/90 1.5SN BK RL | PCB plug-in connector, male header, open side, THT/THR solder connection, 5.08 mm, Number of poles: 3, 90°, Solder pin length (l): 1.5 mm, tinned, black, Tape
35335 | 1812450000 | SL-SMART 5.0XHC/02/180 1.5SN BK RL | PCB plug-in connector, male header, open side, THT/THR solder connection, 5.08 mm, Number of poles: 2, 180°, Solder pin length (l): 1.5 mm, tinned, black, Tape
35336 | 1812460000 | SL-SMART 5.0XHC/03/180 1.5SN BK RL | PCB plug-in connector, male header, open side, THT/THR solder connection, 5.08 mm, Number of poles: 3, 180°, Solder pin length (l): 1.5 mm, tinned, black, Tape
35337 | 1820170000 | SL-SMT 5.08HC/02/180G 1.5SN BK RL | PCB plug-in connector, male header, closed side, THT/THR solder connection, 5.08 mm, Number of poles: 2, 180°, Solder pin length (l): 1.5 mm, tinned, black, Tape
35338 | 1821100000 | SL-SMT 5.08HC/02/180 1.5SN BK RL | PCB plug-in connector, male header, open side, THT/THR solder connection, 5.08 mm, Number of poles: 2, 180°, Solder pin length (l): 1.5 mm, tinned, black, Tape
35339 | 1821110000 | SL-SMT 5.08HC/03/180 1.5SN BK RL | PCB plug-in connector, male header, open side, THT/THR solder connection, 5.08 mm, Number of poles: 3, 180°, Solder pin length (l): 1.5 mm, tinned, black, Tape
35340 | 1821140000 | SL-SMT 5.08HC/02/90G 1.5SN BK RL | PCB plug-in connector, male header, closed side, THT/THR solder connection, 5.08 mm, Number of poles: 2, 90°, Solder pin length (l): 1.5 mm, tinned, black, Tape
35341 | 1821160000 | SL-SMT 5.08HC/02/90 1.5SN BK RL | PCB plug-in connector, male header, open side, THT/THR solder connection, 5.08 mm, Number of poles: 2, 90°, Solder pin length (l): 1.5 mm, tinned, black, Tape
35342 | 1821170000 | SL-SMT 5.08HC/03/90 1.5SN BK RL | PCB plug-in connector, male header, open side, THT/THR solder connection, 5.08 mm, Number of poles: 3, 90°, Solder pin length (l): 1.5 mm, tinned, black, Tape
35343 | 1876700000 | SL-SMT 5.08HC/05/270FL 3.2SN BK RL | PCB plug-in connector, male header, Solder flange, THT/THR solder connection, 5.08 mm, Number of poles: 5, 270°, Solder pin length (l): 3.2 mm, tinned, black, Tape
35344 | 1876720000 | SL-SMT 5.08HC/03/270FL 3.2SN BK RL | PCB plug-in connector, male header, Solder flange, THT/THR solder connection, 5.08 mm, Number of poles: 3, 270°, Solder pin length (l): 3.2 mm, tinned, black, Tape
35345 | 1876730000 | SL-SMT 5.08HC/02/270FL 3.2SN BK RL | PCB plug-in connector, male header, Solder flange, THT/THR solder connection, 5.08 mm, Number of poles: 2, 270°, Solder pin length (l): 3.2 mm, tinned, black, Tape
35346 | 1876920000 | SL-SMT 5.08HC/02/270FH 1.5SN BK RL | PCB plug-in connector, male header, Solder flange, THT/THR solder connection, 5.08 mm, Number of poles: 2, 270°, Solder pin length (l): 1.5 mm, tinned, black, Tape
35347 | 1876930000 | SL-SMT 5.08HC/03/270FH 1.5SN BK RL | PCB plug-in connector, male header, Solder flange, THT/THR solder connection, 5.08 mm, Number of poles: 3, 270°, Solder pin length (l): 1.5 mm, tinned, black, Tape
35348 | 1876950000 | SL-SMT 5.08HC/05/270FH 1.5SN BK RL | PCB plug-in connector, male header, Solder flange, THT/THR solder connection, 5.08 mm, Number of poles: 5, 270°, Solder pin length (l): 1.5 mm, tinned, black, Tape
35349 | 1876980000 | SL-SMT 5.08HC/08/270FH 1.5SN BK RL | PCB plug-in connector, male header, Solder flange, THT/THR solder connection, 5.08 mm, Number of poles: 8, 270°, Solder pin length (l): 1.5 mm, tinned, black, Tape
35350 | 1876990000 | SL-SMT 5.08HC/02/270FL 1.5SN BK RL | PCB plug-in connector, male header, Solder flange, THT/THR solder connection, 5.08 mm, Number of poles: 2, 270°, Solder pin length (l): 1.5 mm, tinned, black, Tape
35351 | 1877000000 | SL-SMT 5.08HC/03/270FL 1.5SN BK RL | PCB plug-in connector, male header, Solder flange, THT/THR solder connection, 5.08 mm, Number of poles: 3, 270°, Solder pin length (l): 1.5 mm, tinned, black, Tape
35352 | 1877020000 | SL-SMT 5.08HC/04/270FL 1.5SN BK RL | PCB plug-in connector, male header, Solder flange, THT/THR solder connection, 5.08 mm, Number of poles: 4, 270°, Solder pin length (l): 1.5 mm, tinned, black, Tape
35353 | 1877090000 | SL-SMT 5.08HC/06/270FL 1.5SN BK RL | PCB plug-in connector, male header, Solder flange, THT/THR solder connection, 5.08 mm, Number of poles: 6, 270°, Solder pin length (l): 1.5 mm, tinned, black, Tape
35354 | 1877110000 | SL-SMT 5.08HC/07/270FL 1.5SN BK RL | PCB plug-in connector, male header, Solder flange, THT/THR solder connection, 5.08 mm, Number of poles: 7, 270°, Solder pin length (l): 1.5 mm, tinned, black, Tape
35355 | 1877120000 | SL-SMT 5.08HC/08/270FL 1.5SN BK RL | PCB plug-in connector, male header, Solder flange, THT/THR solder connection, 5.08 mm, Number of poles: 8, 270°, Solder pin length (l): 1.5 mm, tinned, black, Tape
35356 | 9502580000 | VH 13.5 SAKK 4 | SAK Series, Connecting sleeve, for cross-connection link, Number of poles: 1
35357 | 9502650000 | QL 2 SAKK10 | SAK Series, Cross-connector, for cross-connection link, Number of poles: 2
35358 | 9502680000 | QL 10 SAKK10 | SAK Series, Cross-connector, for cross-connection link, Number of poles: 10
35359 | 9503280000 | KISC M3X20.5/10 NI EK4 | Accessories, Mounting screw, Screws
35360 | 9509510000 | VH 12.5 SAKK10 | SAK Series, Connecting sleeve, for cross-connection link, Number of poles:
35361 | 1950880000 | SVZ 7.62HP/02/180FC SN BK BX | PCB plug-in connector, male plug, 7.62 mm, Number of poles: 2, 180°, Clamping yoke connection, Clamping range, max. : 6 mm², Box
35362 | 1932530000 | SVZ 7.62HP/06/180RSH180I SN BK BX | PCB plug-in connector, male plug, 7.62 mm, Number of poles: 6, 180°, Clamping yoke connection, Clamping range, max. : 6 mm², Box
35363 | 1932520000 | SVZ 7.62HP/05/180RSH180I SN BK BX | PCB plug-in connector, male plug, 7.62 mm, Number of poles: 5, 180°, Clamping yoke connection, Clamping range, max. : 6 mm², Box
35364 | 1932500000 | SVZ 7.62HP/03/180RSH180I SN BK BX | PCB plug-in connector, male plug, 7.62 mm, Number of poles: 3, 180°, Clamping yoke connection, Clamping range, max. : 6 mm², Box
35365 | 1932220000 | SVZ 7.62HP/06/180SFI SN BK BX | PCB plug-in connector, male plug, 7.62 mm, Number of poles: 6, 180°, Clamping yoke connection, Clamping range, max. : 6 mm², Box
35366 | 1932180000 | SVZ 7.62HP/02/180SFI SN BK BX | PCB plug-in connector, male plug, 7.62 mm, Number of poles: 2, 180°, Clamping yoke connection, Clamping range, max. : 6 mm², Box
35367 | 1932000000 | SVZ 7.62HP/06/180SF SN BK BX | PCB plug-in connector, male plug, 7.62 mm, Number of poles: 6, 180°, Clamping yoke connection, Clamping range, max. : 6 mm², Box
35368 | 1931970000 | SVZ 7.62HP/03/180SF SN BK BX | PCB plug-in connector, male plug, 7.62 mm, Number of poles: 3, 180°, Clamping yoke connection, Clamping range, max. : 6 mm², Box
35369 | 1931740000 | SVZ 7.62HP/02/180F SN BK BX | PCB plug-in connector, male plug, 7.62 mm, Number of poles: 2, 180°, Clamping yoke connection, Clamping range, max. : 6 mm², Box
35370 | 1931670000 | SVZ 7.62HP/06/180G SN BK BX | PCB plug-in connector, male plug, 7.62 mm, Number of poles: 6, 180°, Clamping yoke connection, Clamping range, max. : 6 mm², Box
35371 | 1931660000 | SVZ 7.62HP/05/180G SN BK BX | PCB plug-in connector, male plug, 7.62 mm, Number of poles: 5, 180°, Clamping yoke connection, Clamping range, max. : 6 mm², Box
35372 | 1931630000 | SVZ 7.62HP/03/180G SN BK BX | PCB plug-in connector, male plug, 7.62 mm, Number of poles: 3, 180°, Clamping yoke connection, Clamping range, max. : 6 mm², Box
35373 | 1931620000 | SVZ 7.62HP/02/180G SN BK BX | PCB plug-in connector, male plug, 7.62 mm, Number of poles: 2, 180°, Clamping yoke connection, Clamping range, max. : 6 mm², Box
35374 | 1966930000 | SUZ 10.16HP/07/180G AG BK BX | PCB plug-in connector, male plug, 10.16 mm, Number of poles: 7, 180°, Clamping yoke connection, Clamping range, max. : 16 mm², Box
35375 | 1931580000 | SV 7.62HP/11/270SF 3.5SN BK BX | PCB plug-in connector, male header, Screw/clip-on flange, THT solder connection, 7.62 mm, Number of poles: 11, 270°, Solder pin length (l): 3.5 mm, tinned, black, Box
35376 | 1931550000 | SV 7.62HP/09/270SF 3.5SN BK BX | PCB plug-in connector, male header, Screw/clip-on flange, THT solder connection, 7.62 mm, Number of poles: 9, 270°, Solder pin length (l): 3.5 mm, tinned, black, Box
35377 | 1931500000 | SV 7.62HP/04/270SF 3.5SN BK BX | PCB plug-in connector, male header, Screw/clip-on flange, THT solder connection, 7.62 mm, Number of poles: 4, 270°, Solder pin length (l): 3.5 mm, tinned, black, Box
35378 | 1931430000 | SV 7.62HP/08/270F 3.5SN BK BX | PCB plug-in connector, male header, Clip-on flange, THT solder connection, 7.62 mm, Number of poles: 8, 270°, Solder pin length (l): 3.5 mm, tinned, black, Box
35379 | 1931390000 | SV 7.62HP/04/270F 3.5SN BK BX | PCB plug-in connector, male header, Clip-on flange, THT solder connection, 7.62 mm, Number of poles: 4, 270°, Solder pin length (l): 3.5 mm, tinned, black, Box
35380 | 1931350000 | SV 7.62HP/11/270G 3.5SN BK BX | PCB plug-in connector, male header, closed side, THT solder connection, 7.62 mm, Number of poles: 11, 270°, Solder pin length (l): 3.5 mm, tinned, black, Box
35381 | 1931330000 | SV 7.62HP/09/270G 3.5SN BK BX | PCB plug-in connector, male header, closed side, THT solder connection, 7.62 mm, Number of poles: 9, 270°, Solder pin length (l): 3.5 mm, tinned, black, Box
35382 | 1931270000 | SV 7.62HP/03/270G 3.5SN BK BX | PCB plug-in connector, male header, closed side, THT solder connection, 7.62 mm, Number of poles: 3, 270°, Solder pin length (l): 3.5 mm, tinned, black, Box
35383 | 1930880000 | SV 7.62HP/08/180SF 3.5SN BK BX | PCB plug-in connector, male header, Screw/clip-on flange, THT solder connection, 7.62 mm, Number of poles: 8, 180°, Solder pin length (l): 3.5 mm, tinned, black, Box
35384 | 1930860000 | SV 7.62HP/06/180SF 3.5SN BK BX | PCB plug-in connector, male header, Screw/clip-on flange, THT solder connection, 7.62 mm, Number of poles: 6, 180°, Solder pin length (l): 3.5 mm, tinned, black, Box
35385 | 1930820000 | SV 7.62HP/02/180SF 3.5SN BK BX | PCB plug-in connector, male header, Screw/clip-on flange, THT solder connection, 7.62 mm, Number of poles: 2, 180°, Solder pin length (l): 3.5 mm, tinned, black, Box
35386 | 1930770000 | SV 7.62HP/08/180F 3.5SN BK BX | PCB plug-in connector, male header, Clip-on flange, THT solder connection, 7.62 mm, Number of poles: 8, 180°, Solder pin length (l): 3.5 mm, tinned, black, Box
35387 | 1930740000 | SV 7.62HP/05/180F 3.5SN BK BX | PCB plug-in connector, male header, Clip-on flange, THT solder connection, 7.62 mm, Number of poles: 5, 180°, Solder pin length (l): 3.5 mm, tinned, black, Box
35388 | 1930640000 | SV 7.62HP/06/180G 3.5SN BK BX | PCB plug-in connector, male header, closed side, THT solder connection, 7.62 mm, Number of poles: 6, 180°, Solder pin length (l): 3.5 mm, tinned, black, Box
35389 | 1930450000 | SV 7.62HP/09/90F 3.5SN BK BX | PCB plug-in connector, male header, Clip-on flange, THT solder connection, 7.62 mm, Number of poles: 9, 90°, Solder pin length (l): 3.5 mm, tinned, black, Box
35390 | 1930420000 | SV 7.62HP/06/90F 3.5SN BK BX | PCB plug-in connector, male header, Clip-on flange, THT solder connection, 7.62 mm, Number of poles: 6, 90°, Solder pin length (l): 3.5 mm, tinned, black, Box
35391 | 1930360000 | SV 7.62HP/11/90G 3.5SN BK BX | PCB plug-in connector, male header, closed side, THT solder connection, 7.62 mm, Number of poles: 11, 90°, Solder pin length (l): 3.5 mm, tinned, black, Box
35392 | 1930300000 | SV 7.62HP/05/90G 3.5SN BK BX | PCB plug-in connector, male header, closed side, THT solder connection, 7.62 mm, Number of poles: 5, 90°, Solder pin length (l): 3.5 mm, tinned, black, Box
35393 | 1061180000 | SVF 7.62HP/06/180MSF4 SN BK BX | PCB plug-in connector, male plug, 7.62 mm, Number of poles: 6, 180°, PUSH IN without actuator, Tension-clamp connection, Clamping range, max. : 10 mm², Box
35394 | 1061170000 | SVF 7.62HP/05/180MSF4 SN BK BX | PCB plug-in connector, male plug, 7.62 mm, Number of poles: 5, 180°, PUSH IN without actuator, Tension-clamp connection, Clamping range, max. : 10 mm², Box
35395 | 1061140000 | SVF 7.62HP/04/180MSF3 SN BK BX | PCB plug-in connector, male plug, 7.62 mm, Number of poles: 4, 180°, PUSH IN without actuator, Tension-clamp connection, Clamping range, max. : 10 mm², Box
35396 | 1061130000 | SVF 7.62HP/03/180MSF3 SN BK BX | PCB plug-in connector, male plug, 7.62 mm, Number of poles: 3, 180°, PUSH IN without actuator, Tension-clamp connection, Clamping range, max. : 10 mm², Box
35397 | 1061120000 | SVF 7.62HP/03/180MSF2 SN BK BX | PCB plug-in connector, male plug, 7.62 mm, Number of poles: 3, 180°, PUSH IN without actuator, Tension-clamp connection, Clamping range, max. : 10 mm², Box
35398 | 1061110000 | SVF 7.62HP/02/180MSF2 SN BK BX | PCB plug-in connector, male plug, 7.62 mm, Number of poles: 2, 180°, PUSH IN without actuator, Tension-clamp connection, Clamping range, max. : 10 mm², Box
35399 | 1061100000 | SVF 7.62HP/06/180MF4 SN BK BX | PCB plug-in connector, male plug, 7.62 mm, Number of poles: 6, 180°, PUSH IN without actuator, Tension-clamp connection, Clamping range, max. : 10 mm², Box
35400 | 1061050000 | SVF 7.62HP/04/180MF3 SN BK BX | PCB plug-in connector, male plug, 7.62 mm, Number of poles: 4, 180°, PUSH IN without actuator, Tension-clamp connection, Clamping range, max. : 10 mm², Box
35401 | 1061040000 | SVF 7.62HP/03/180MF3 SN BK BX | PCB plug-in connector, male plug, 7.62 mm, Number of poles: 3, 180°, PUSH IN without actuator, Tension-clamp connection, Clamping range, max. : 10 mm², Box
35402 | 1061030000 | SVF 7.62HP/03/180MF2 SN BK BX | PCB plug-in connector, male plug, 7.62 mm, Number of poles: 3, 180°, PUSH IN without actuator, Tension-clamp connection, Clamping range, max. : 10 mm², Box
35403 | 1061000000 | SVF 7.62HP/05/180SF SN BK BX | PCB plug-in connector, male plug, 7.62 mm, Number of poles: 5, 180°, PUSH IN without actuator, Tension-clamp connection, Clamping range, max. : 10 mm², Box
35404 | 1060980000 | SVF 7.62HP/04/180SF SN BK BX | PCB plug-in connector, male plug, 7.62 mm, Number of poles: 4, 180°, PUSH IN without actuator, Tension-clamp connection, Clamping range, max. : 10 mm², Box
35405 | 1060950000 | SVF 7.62HP/02/180SF SN BK BX | PCB plug-in connector, male plug, 7.62 mm, Number of poles: 2, 180°, PUSH IN without actuator, Tension-clamp connection, Clamping range, max. : 10 mm², Box
35406 | 1060930000 | SVF 7.62HP/05/180F SN BK BX | PCB plug-in connector, male plug, 7.62 mm, Number of poles: 5, 180°, PUSH IN without actuator, Tension-clamp connection, Clamping range, max. : 10 mm², Box
35407 | 1060920000 | SVF 7.62HP/04/180F SN BK BX | PCB plug-in connector, male plug, 7.62 mm, Number of poles: 4, 180°, PUSH IN without actuator, Tension-clamp connection, Clamping range, max. : 10 mm², Box
35408 | 1060910000 | SVF 7.62HP/03/180F SN BK BX | PCB plug-in connector, male plug, 7.62 mm, Number of poles: 3, 180°, PUSH IN without actuator, Tension-clamp connection, Clamping range, max. : 10 mm², Box
35409 | 1060900000 | SVF 7.62HP/02/180F SN BK BX | PCB plug-in connector, male plug, 7.62 mm, Number of poles: 2, 180°, PUSH IN without actuator, Tension-clamp connection, Clamping range, max. : 10 mm², Box
35410 | 1060870000 | SVF 7.62HP/05/180G SN BK BX | PCB plug-in connector, male plug, 7.62 mm, Number of poles: 5, 180°, PUSH IN without actuator, Tension-clamp connection, Clamping range, max. : 10 mm², Box
35411 | 1060830000 | SVF 7.62HP/02/180G SN BK BX | PCB plug-in connector, male plug, 7.62 mm, Number of poles: 2, 180°, PUSH IN without actuator, Tension-clamp connection, Clamping range, max. : 10 mm², Box
35412 | 1048770000 | SV 7.62HP/06/90MSF4 3.5SN BK BX | PCB plug-in connector, male header, closed side, Middle screw flange, THT solder connection, 7.62 mm, Number of poles: 6, 90°, Solder pin length (l): 3.5 mm, tinned, black, Box
35413 | 1048740000 | SV 7.62HP/06/270MF4 3.5SN BK BX | PCB plug-in connector, male header, closed side, Middle flange, THT solder connection, 7.62 mm, Number of poles: 6, 270°, Solder pin length (l): 3.5 mm, tinned, black, Box
35414 | 1048730000 | SV 7.62HP/06/180MSF4 3.5SN BK BX | PCB plug-in connector, male header, closed side, Middle screw flange, THT solder connection, 7.62 mm, Number of poles: 6, 180°, Solder pin length (l): 3.5 mm, tinned, black, Box
35415 | 1048720000 | SV 7.62HP/06/180MF4 3.5SN BK BX | PCB plug-in connector, male header, closed side, Middle flange, THT solder connection, 7.62 mm, Number of poles: 6, 180°, Solder pin length (l): 3.5 mm, tinned, black, Box
35416 | 1048700000 | SV 7.62HP/05/90MSF3 3.5SN BK BX | PCB plug-in connector, male header, closed side, Middle screw flange, THT solder connection, 7.62 mm, Number of poles: 5, 90°, Solder pin length (l): 3.5 mm, tinned, black, Box
35417 | 1048650000 | SV 7.62HP/05/270MF4 3.5SN BK BX | PCB plug-in connector, male header, closed side, Middle flange, THT solder connection, 7.62 mm, Number of poles: 5, 270°, Solder pin length (l): 3.5 mm, tinned, black, Box
35418 | 1048640000 | SV 7.62HP/05/270MF3 3.5SN BK BX | PCB plug-in connector, male header, closed side, Middle flange, THT solder connection, 7.62 mm, Number of poles: 5, 270°, Solder pin length (l): 3.5 mm, tinned, black, Box
35419 | 1048600000 | SV 7.62HP/05/180MF4 3.5SN BK BX | PCB plug-in connector, male header, closed side, Middle flange, THT solder connection, 7.62 mm, Number of poles: 5, 180°, Solder pin length (l): 3.5 mm, tinned, black, Box
35420 | 1048590000 | SV 7.62HP/05/180MF3 3.5SN BK BX | PCB plug-in connector, male header, closed side, Middle flange, THT solder connection, 7.62 mm, Number of poles: 5, 180°, Solder pin length (l): 3.5 mm, tinned, black, Box
35421 | 1048550000 | SV 7.62HP/04/270MF3 3.5SN BK BX | PCB plug-in connector, male header, closed side, Middle flange, THT solder connection, 7.62 mm, Number of poles: 4, 270°, Solder pin length (l): 3.5 mm, tinned, black, Box
35422 | 1048540000 | SV 7.62HP/04/180MSF 3.5SN BK BX | PCB plug-in connector, male header, closed side, Middle screw flange, THT solder connection, 7.62 mm, Number of poles: 4, 180°, Solder pin length (l): 3.5 mm, tinned, black, Box
35423 | 1048530000 | SV 7.62HP/04/180MF3 3.5SN BK BX | PCB plug-in connector, male header, closed side, Middle flange, THT solder connection, 7.62 mm, Number of poles: 4, 180°, Solder pin length (l): 3.5 mm, tinned, black, Box
35424 | 1048520000 | SV 7.62HP/03/90MSF3 3.5SN BK BX | PCB plug-in connector, male header, closed side, Middle screw flange, THT solder connection, 7.62 mm, Number of poles: 3, 90°, Solder pin length (l): 3.5 mm, tinned, black, Box
35425 | 1048510000 | SV 7.62HP/03/90MSF2 3.5SN BK BX | PCB plug-in connector, male header, closed side, Middle screw flange, THT solder connection, 7.62 mm, Number of poles: 3, 90°, Solder pin length (l): 3.5 mm, tinned, black, Box
35426 | 1048450000 | SV 7.62HP/03/270MF2 3.5SN BK BX | PCB plug-in connector, male header, closed side, Middle flange, THT solder connection, 7.62 mm, Number of poles: 3, 270°, Solder pin length (l): 3.5 mm, tinned, black, Box
35427 | 1048420000 | SV 7.62HP/03/180MF3 3.5SN BK BX | PCB plug-in connector, male header, closed side, Middle flange, THT solder connection, 7.62 mm, Number of poles: 3, 180°, Solder pin length (l): 3.5 mm, tinned, black, Box
35428 | 1048410000 | SV 7.62HP/03/180MF2 3.5SN BK BX | PCB plug-in connector, male header, closed side, Middle flange, THT solder connection, 7.62 mm, Number of poles: 3, 180°, Solder pin length (l): 3.5 mm, tinned, black, Box
35429 | 1048400000 | SV 7.62HP/02/90MSF 3.5SN BK BX | PCB plug-in connector, male header, closed side, Middle screw flange, THT solder connection, 7.62 mm, Number of poles: 2, 90°, Solder pin length (l): 3.5 mm, tinned, black, Box
35430 | 1048370000 | SV 7.62HP/02/270MF2 3.5SN BK BX | PCB plug-in connector, male header, closed side, Middle flange, THT solder connection, 7.62 mm, Number of poles: 2, 270°, Solder pin length (l): 3.5 mm, tinned, black, Box
35431 | 1048350000 | SV 7.62HP/02/180MF2 3.5SN BK BX | PCB plug-in connector, male header, closed side, Middle flange, THT solder connection, 7.62 mm, Number of poles: 2, 180°, Solder pin length (l): 3.5 mm, tinned, black, Box
35432 | 1977180000 | SC 3.81/16/135F 3.2SN BK BX | PCB plug-in connector, male header, Flange, THT solder connection, 3.81 mm, Number of poles: 16, 135°, Solder pin length (l): 3.2 mm, tinned, black, Box
35433 | 1977120000 | SC 3.81/10/135F 3.2SN BK BX | PCB plug-in connector, male header, Flange, THT solder connection, 3.81 mm, Number of poles: 10, 135°, Solder pin length (l): 3.2 mm, tinned, black, Box
35434 | 1976710000 | SC 3.81/14/135G 3.2SN BK BX | PCB plug-in connector, male header, closed side, THT solder connection, 3.81 mm, Number of poles: 14, 135°, Solder pin length (l): 3.2 mm, tinned, black, Box
35435 | 1976600000 | SC 3.81/10/135G 3.2SN BK BX | PCB plug-in connector, male header, closed side, THT solder connection, 3.81 mm, Number of poles: 10, 135°, Solder pin length (l): 3.2 mm, tinned, black, Box
35436 | 1976460000 | SC 3.81/06/135G 3.2SN BK BX | PCB plug-in connector, male header, closed side, THT solder connection, 3.81 mm, Number of poles: 6, 135°, Solder pin length (l): 3.2 mm, tinned, black, Box
35437 | 1973660000 | SCD 3.81/20/90F 3.2SN BK BX | PCB plug-in connector, male header, Flange, THT solder connection, 3.81 mm, Number of poles: 20, 90°, Solder pin length (l): 3.2 mm, tinned, black, Box
35438 | 1973650000 | SCD 3.81/18/90F 3.2SN BK BX | PCB plug-in connector, male header, Flange, THT solder connection, 3.81 mm, Number of poles: 18, 90°, Solder pin length (l): 3.2 mm, tinned, black, Box
35439 | 1973640000 | SCD 3.81/16/90F 3.2SN BK BX | PCB plug-in connector, male header, Flange, THT solder connection, 3.81 mm, Number of poles: 16, 90°, Solder pin length (l): 3.2 mm, tinned, black, Box
35440 | 1973620000 | SCD 3.81/12/90F 3.2SN BK BX | PCB plug-in connector, male header, Flange, THT solder connection, 3.81 mm, Number of poles: 12, 90°, Solder pin length (l): 3.2 mm, tinned, black, Box
35441 | 1973610000 | SCD 3.81/10/90F 3.2SN BK BX | PCB plug-in connector, male header, Flange, THT solder connection, 3.81 mm, Number of poles: 10, 90°, Solder pin length (l): 3.2 mm, tinned, black, Box
35442 | 1973600000 | SCD 3.81/08/90F 3.2SN BK BX | PCB plug-in connector, male header, Flange, THT solder connection, 3.81 mm, Number of poles: 8, 90°, Solder pin length (l): 3.2 mm, tinned, black, Box
35443 | 1973590000 | SCD 3.81/06/90F 3.2SN BK BX | PCB plug-in connector, male header, Flange, THT solder connection, 3.81 mm, Number of poles: 6, 90°, Solder pin length (l): 3.2 mm, tinned, black, Box
35444 | 1973580000 | SCD 3.81/04/90F 3.2SN BK BX | PCB plug-in connector, male header, Flange, THT solder connection, 3.81 mm, Number of poles: 4, 90°, Solder pin length (l): 3.2 mm, tinned, black, Box
35445 | 1973250000 | SCD 3.81/32/90G 3.2SN BK BX | PCB plug-in connector, male header, closed side, THT solder connection, 3.81 mm, Number of poles: 32, 90°, Solder pin length (l): 3.2 mm, tinned, black, Box
35446 | 1973210000 | SCD 3.81/24/90G 3.2SN BK BX | PCB plug-in connector, male header, closed side, THT solder connection, 3.81 mm, Number of poles: 24, 90°, Solder pin length (l): 3.2 mm, tinned, black, Box
35447 | 1973200000 | SCD 3.81/22/90G 3.2SN BK BX | PCB plug-in connector, male header, closed side, THT solder connection, 3.81 mm, Number of poles: 22, 90°, Solder pin length (l): 3.2 mm, tinned, black, Box
35448 | 1973180000 | SCD 3.81/20/90G 3.2SN BK BX | PCB plug-in connector, male header, closed side, THT solder connection, 3.81 mm, Number of poles: 20, 90°, Solder pin length (l): 3.2 mm, tinned, black, Box
35449 | 1973170000 | SCD 3.81/18/90G 3.2SN BK BX | PCB plug-in connector, male header, closed side, THT solder connection, 3.81 mm, Number of poles: 18, 90°, Solder pin length (l): 3.2 mm, tinned, black, Box
35450 | 1973120000 | SCD 3.81/08/90G 3.2SN BK BX | PCB plug-in connector, male header, closed side, THT solder connection, 3.81 mm, Number of poles: 8, 90°, Solder pin length (l): 3.2 mm, tinned, black, Box
35451 | 1973110000 | SCD 3.81/06/90G 3.2SN BK BX | PCB plug-in connector, male header, closed side, THT solder connection, 3.81 mm, Number of poles: 6, 90°, Solder pin length (l): 3.2 mm, tinned, black, Box
35452 | 1973100000 | SCD 3.81/04/90G 3.2SN BK BX | PCB plug-in connector, male header, closed side, THT solder connection, 3.81 mm, Number of poles: 4, 90°, Solder pin length (l): 3.2 mm, tinned, black, Box
35453 | 1971520000 | SCZ 3.81/12/180F SN BK BX | PCB plug-in connector, male plug, 3.81 mm, Number of poles: 12, 180°, Clamping yoke connection, Clamping range, max. : 1.5 mm², Box
35454 | 1970760000 | SCZ 3.81/06/180FI SN BK BX | PCB plug-in connector, male plug, 3.81 mm, Number of poles: 6, 180°, Clamping yoke connection, Clamping range, max. : 1.5 mm², Box
35455 | 1943540000 | SC 3.81/19/180F 3.2SN BK BX | PCB plug-in connector, male header, Flange, THT solder connection, 3.81 mm, Number of poles: 19, 180°, Solder pin length (l): 3.2 mm, tinned, black, Box
35456 | 1943530000 | SC 3.81/18/180F 3.2SN BK BX | PCB plug-in connector, male header, Flange, THT solder connection, 3.81 mm, Number of poles: 18, 180°, Solder pin length (l): 3.2 mm, tinned, black, Box
35457 | 1943520000 | SC 3.81/17/180F 3.2SN BK BX | PCB plug-in connector, male header, Flange, THT solder connection, 3.81 mm, Number of poles: 17, 180°, Solder pin length (l): 3.2 mm, tinned, black, Box
35458 | 1943510000 | SC 3.81/15/180F 3.2SN BK BX | PCB plug-in connector, male header, Flange, THT solder connection, 3.81 mm, Number of poles: 15, 180°, Solder pin length (l): 3.2 mm, tinned, black, Box
35459 | 1943500000 | SC 3.81/14/180F 3.2SN BK BX | PCB plug-in connector, male header, Flange, THT solder connection, 3.81 mm, Number of poles: 14, 180°, Solder pin length (l): 3.2 mm, tinned, black, Box
35460 | 1943490000 | SC 3.81/13/180F 3.2SN BK BX | PCB plug-in connector, male header, Flange, THT solder connection, 3.81 mm, Number of poles: 13, 180°, Solder pin length (l): 3.2 mm, tinned, black, Box
35461 | 1943170000 | SC 3.81/20/180G 3.2SN BK BX | PCB plug-in connector, male header, closed side, THT solder connection, 3.81 mm, Number of poles: 20, 180°, Solder pin length (l): 3.2 mm, tinned, black, Box
35462 | 1943160000 | SC 3.81/19/180G 3.2SN BK BX | PCB plug-in connector, male header, closed side, THT solder connection, 3.81 mm, Number of poles: 19, 180°, Solder pin length (l): 3.2 mm, tinned, black, Box
35463 | 1943150000 | SC 3.81/18/180G 3.2SN BK BX | PCB plug-in connector, male header, closed side, THT solder connection, 3.81 mm, Number of poles: 18, 180°, Solder pin length (l): 3.2 mm, tinned, black, Box
35464 | 1943140000 | SC 3.81/17/180G 3.2SN BK BX | PCB plug-in connector, male header, closed side, THT solder connection, 3.81 mm, Number of poles: 17, 180°, Solder pin length (l): 3.2 mm, tinned, black, Box
35465 | 1943130000 | SC 3.81/15/180G 3.2SN BK BX | PCB plug-in connector, male header, closed side, THT solder connection, 3.81 mm, Number of poles: 15, 180°, Solder pin length (l): 3.2 mm, tinned, black, Box
35466 | 1943120000 | SC 3.81/14/180G 3.2SN BK BX | PCB plug-in connector, male header, closed side, THT solder connection, 3.81 mm, Number of poles: 14, 180°, Solder pin length (l): 3.2 mm, tinned, black, Box
35467 | 1942830000 | SC 3.81/20/90F 3.2SN BK BX | PCB plug-in connector, male header, Flange, THT solder connection, 3.81 mm, Number of poles: 20, 90°, Solder pin length (l): 3.2 mm, tinned, black, Box
35468 | 1942810000 | SC 3.81/18/90F 3.2SN BK BX | PCB plug-in connector, male header, Flange, THT solder connection, 3.81 mm, Number of poles: 18, 90°, Solder pin length (l): 3.2 mm, tinned, black, Box
35469 | 1942800000 | SC 3.81/17/90F 3.2SN BK BX | PCB plug-in connector, male header, Flange, THT solder connection, 3.81 mm, Number of poles: 17, 90°, Solder pin length (l): 3.2 mm, tinned, black, Box
35470 | 1942790000 | SC 3.81/15/90F 3.2SN BK BX | PCB plug-in connector, male header, Flange, THT solder connection, 3.81 mm, Number of poles: 15, 90°, Solder pin length (l): 3.2 mm, tinned, black, Box
35471 | 1942440000 | SC 3.81/20/90G 3.2SN BK BX | PCB plug-in connector, male header, closed side, THT solder connection, 3.81 mm, Number of poles: 20, 90°, Solder pin length (l): 3.2 mm, tinned, black, Box
35472 | 1942430000 | SC 3.81/19/90G 3.2SN BK BX | PCB plug-in connector, male header, closed side, THT solder connection, 3.81 mm, Number of poles: 19, 90°, Solder pin length (l): 3.2 mm, tinned, black, Box
35473 | 1942420000 | SC 3.81/18/90G 3.2SN BK BX | PCB plug-in connector, male header, closed side, THT solder connection, 3.81 mm, Number of poles: 18, 90°, Solder pin length (l): 3.2 mm, tinned, black, Box
35474 | 1942410000 | SC 3.81/17/90G 3.2SN BK BX | PCB plug-in connector, male header, closed side, THT solder connection, 3.81 mm, Number of poles: 17, 90°, Solder pin length (l): 3.2 mm, tinned, black, Box
35475 | 1942400000 | SC 3.81/15/90G 3.2SN BK BX | PCB plug-in connector, male header, closed side, THT solder connection, 3.81 mm, Number of poles: 15, 90°, Solder pin length (l): 3.2 mm, tinned, black, Box
35476 | 1041480000 | SCDN 3.81/32/90F 3.2SN BK BX | PCB plug-in connector, male header, Flange, THT solder connection, 3.81 mm, Number of poles: 32, 90°, Solder pin length (l): 3.2 mm, tinned, black, Box
35477 | 1041430000 | SCDN 3.81/24/90F 3.2SN BK BX | PCB plug-in connector, male header, Flange, THT solder connection, 3.81 mm, Number of poles: 24, 90°, Solder pin length (l): 3.2 mm, tinned, black, Box
35478 | 1041370000 | SCDN 3.81/18/90F 3.2SN BK BX | PCB plug-in connector, male header, Flange, THT solder connection, 3.81 mm, Number of poles: 18, 90°, Solder pin length (l): 3.2 mm, tinned, black, Box
35479 | 1041340000 | SCDN 3.81/12/90F 3.2SN BK BX | PCB plug-in connector, male header, Flange, THT solder connection, 3.81 mm, Number of poles: 12, 90°, Solder pin length (l): 3.2 mm, tinned, black, Box
35480 | 1041330000 | SCDN 3.81/10/90F 3.2SN BK BX | PCB plug-in connector, male header, Flange, THT solder connection, 3.81 mm, Number of poles: 10, 90°, Solder pin length (l): 3.2 mm, tinned, black, Box
35481 | 1041320000 | SCDN 3.81/08/90F 3.2SN BK BX | PCB plug-in connector, male header, Flange, THT solder connection, 3.81 mm, Number of poles: 8, 90°, Solder pin length (l): 3.2 mm, tinned, black, Box
35482 | 1041310000 | SCDN 3.81/06/90F 3.2SN BK BX | PCB plug-in connector, male header, Flange, THT solder connection, 3.81 mm, Number of poles: 6, 90°, Solder pin length (l): 3.2 mm, tinned, black, Box
35483 | 1041290000 | SCDN 3.81/04/90F 3.2SN BK BX | PCB plug-in connector, male header, Flange, THT solder connection, 3.81 mm, Number of poles: 4, 90°, Solder pin length (l): 3.2 mm, tinned, black, Box
35484 | 1040950000 | SCDN 3.81/32/90G 3.2SN BK BX | PCB plug-in connector, male header, closed side, THT solder connection, 3.81 mm, Number of poles: 32, 90°, Solder pin length (l): 3.2 mm, tinned, black, Box
35485 | 1040930000 | SCDN 3.81/28/90G 3.2SN BK BX | PCB plug-in connector, male header, closed side, THT solder connection, 3.81 mm, Number of poles: 28, 90°, Solder pin length (l): 3.2 mm, tinned, black, Box
35486 | 1040910000 | SCDN 3.81/24/90G 3.2SN BK BX | PCB plug-in connector, male header, closed side, THT solder connection, 3.81 mm, Number of poles: 24, 90°, Solder pin length (l): 3.2 mm, tinned, black, Box
35487 | 1040870000 | SCDN 3.81/18/90G 3.2SN BK BX | PCB plug-in connector, male header, closed side, THT solder connection, 3.81 mm, Number of poles: 18, 90°, Solder pin length (l): 3.2 mm, tinned, black, Box
35488 | 1040860000 | SCDN 3.81/16/90G 3.2SN BK BX | PCB plug-in connector, male header, closed side, THT solder connection, 3.81 mm, Number of poles: 16, 90°, Solder pin length (l): 3.2 mm, tinned, black, Box
35489 | 1040850000 | SCDN 3.81/14/90G 3.2SN BK BX | PCB plug-in connector, male header, closed side, THT solder connection, 3.81 mm, Number of poles: 14, 90°, Solder pin length (l): 3.2 mm, tinned, black, Box
35490 | 1040840000 | SCDN 3.81/12/90G 3.2SN BK BX | PCB plug-in connector, male header, closed side, THT solder connection, 3.81 mm, Number of poles: 12, 90°, Solder pin length (l): 3.2 mm, tinned, black, Box
35491 | 1040830000 | SCDN 3.81/10/90G 3.2SN BK BX | PCB plug-in connector, male header, closed side, THT solder connection, 3.81 mm, Number of poles: 10, 90°, Solder pin length (l): 3.2 mm, tinned, black, Box
35492 | 1040820000 | SCDN 3.81/08/90G 3.2SN BK BX | PCB plug-in connector, male header, closed side, THT solder connection, 3.81 mm, Number of poles: 8, 90°, Solder pin length (l): 3.2 mm, tinned, black, Box
35493 | 1040810000 | SCDN 3.81/06/90G 3.2SN BK BX | PCB plug-in connector, male header, closed side, THT solder connection, 3.81 mm, Number of poles: 6, 90°, Solder pin length (l): 3.2 mm, tinned, black, Box
35494 | 1040790000 | SCDN 3.81/04/90G 3.2SN BK BX | PCB plug-in connector, male header, closed side, THT solder connection, 3.81 mm, Number of poles: 4, 90°, Solder pin length (l): 3.2 mm, tinned, black, Box
35495 | 1038560000 | SC 3.81/16/270F 3.2SN BK BX | PCB plug-in connector, male header, Flange, THT solder connection, 3.81 mm, Number of poles: 16, 270°, Solder pin length (l): 3.2 mm, tinned, black, Box
35496 | 1038550000 | SC 3.81/15/270F 3.2SN BK BX | PCB plug-in connector, male header, Flange, THT solder connection, 3.81 mm, Number of poles: 15, 270°, Solder pin length (l): 3.2 mm, tinned, black, Box
35497 | 1035460000 | SCDV 3.81/32/180F 3.2SN BK BX | PCB plug-in connector, male header, Flange, THT solder connection, 3.81 mm, Number of poles: 32, 180°, Solder pin length (l): 3.2 mm, tinned, black, Box
35498 | 1035390000 | SCDV 3.81/20/180F 3.2SN BK BX | PCB plug-in connector, male header, Flange, THT solder connection, 3.81 mm, Number of poles: 20, 180°, Solder pin length (l): 3.2 mm, tinned, black, Box
35499 | 1035380000 | SCDV 3.81/18/180F 3.2SN BK BX | PCB plug-in connector, male header, Flange, THT solder connection, 3.81 mm, Number of poles: 18, 180°, Solder pin length (l): 3.2 mm, tinned, black, Box
35500 | 1035360000 | SCDV 3.81/14/180F 3.2SN BK BX | PCB plug-in connector, male header, Flange, THT solder connection, 3.81 mm, Number of poles: 14, 180°, Solder pin length (l): 3.2 mm, tinned, black, Box
35501 | 1033010000 | SCDV 3.81/18/90F 3.2SN BK BX | PCB plug-in connector, male header, Flange, THT solder connection, 3.81 mm, Number of poles: 18, 90°, Solder pin length (l): 3.2 mm, tinned, black, Box
35502 | 1032990000 | SCDV 3.81/16/90F 3.2SN BK BX | PCB plug-in connector, male header, Flange, THT solder connection, 3.81 mm, Number of poles: 16, 90°, Solder pin length (l): 3.2 mm, tinned, black, Box
35503 | 1032960000 | SCDV 3.81/12/90F 3.2SN BK BX | PCB plug-in connector, male header, Flange, THT solder connection, 3.81 mm, Number of poles: 12, 90°, Solder pin length (l): 3.2 mm, tinned, black, Box
35504 | 1032950000 | SCDV 3.81/10/90F 3.2SN BK BX | PCB plug-in connector, male header, Flange, THT solder connection, 3.81 mm, Number of poles: 10, 90°, Solder pin length (l): 3.2 mm, tinned, black, Box
35505 | 1032940000 | SCDV 3.81/08/90F 3.2SN BK BX | PCB plug-in connector, male header, Flange, THT solder connection, 3.81 mm, Number of poles: 8, 90°, Solder pin length (l): 3.2 mm, tinned, black, Box
35506 | 1032470000 | SCDV 3.81/12/90G 3.2SN BK BX | PCB plug-in connector, male header, closed side, THT solder connection, 3.81 mm, Number of poles: 12, 90°, Solder pin length (l): 3.2 mm, tinned, black, Box
35507 | 1032460000 | SCDV 3.81/10/90G 3.2SN BK BX | PCB plug-in connector, male header, closed side, THT solder connection, 3.81 mm, Number of poles: 10, 90°, Solder pin length (l): 3.2 mm, tinned, black, Box
35508 | 1032450000 | SCDV 3.81/08/90G 3.2SN BK BX | PCB plug-in connector, male header, closed side, THT solder connection, 3.81 mm, Number of poles: 8, 90°, Solder pin length (l): 3.2 mm, tinned, black, Box
35509 | 1032440000 | SCDV 3.81/06/90G 3.2SN BK BX | PCB plug-in connector, male header, closed side, THT solder connection, 3.81 mm, Number of poles: 6, 90°, Solder pin length (l): 3.2 mm, tinned, black, Box
35510 | 1030860000 | SCD 3.81/18/180F 3.2SN BK BX | PCB plug-in connector, male header, Flange, THT solder connection, 3.81 mm, Number of poles: 18, 180°, Solder pin length (l): 3.2 mm, tinned, black, Box
35511 | 1030850000 | SCD 3.81/16/180F 3.2SN BK BX | PCB plug-in connector, male header, Flange, THT solder connection, 3.81 mm, Number of poles: 16, 180°, Solder pin length (l): 3.2 mm, tinned, black, Box
35512 | 1030830000 | SCD 3.81/12/180F 3.2SN BK BX | PCB plug-in connector, male header, Flange, THT solder connection, 3.81 mm, Number of poles: 12, 180°, Solder pin length (l): 3.2 mm, tinned, black, Box
35513 | 1030820000 | SCD 3.81/10/180F 3.2SN BK BX | PCB plug-in connector, male header, Flange, THT solder connection, 3.81 mm, Number of poles: 10, 180°, Solder pin length (l): 3.2 mm, tinned, black, Box
35514 | 1030810000 | SCD 3.81/08/180F 3.2SN BK BX | PCB plug-in connector, male header, Flange, THT solder connection, 3.81 mm, Number of poles: 8, 180°, Solder pin length (l): 3.2 mm, tinned, black, Box
35515 | 1030790000 | SCD 3.81/06/180F 3.2SN BK BX | PCB plug-in connector, male header, Flange, THT solder connection, 3.81 mm, Number of poles: 6, 180°, Solder pin length (l): 3.2 mm, tinned, black, Box
35516 | 1030780000 | SCD 3.81/04/180F 3.2SN BK BX | PCB plug-in connector, male header, Flange, THT solder connection, 3.81 mm, Number of poles: 4, 180°, Solder pin length (l): 3.2 mm, tinned, black, Box
35517 | 1030350000 | SCD 3.81/18/180G 3.2SN BK BX | PCB plug-in connector, male header, closed side, THT solder connection, 3.81 mm, Number of poles: 18, 180°, Solder pin length (l): 3.2 mm, tinned, black, Box
35518 | 1030340000 | SCD 3.81/16/180G 3.2SN BK BX | PCB plug-in connector, male header, closed side, THT solder connection, 3.81 mm, Number of poles: 16, 180°, Solder pin length (l): 3.2 mm, tinned, black, Box
35519 | 1030310000 | SCD 3.81/12/180G 3.2SN BK BX | PCB plug-in connector, male header, closed side, THT solder connection, 3.81 mm, Number of poles: 12, 180°, Solder pin length (l): 3.2 mm, tinned, black, Box
35520 | 1030290000 | SCD 3.81/10/180G 3.2SN BK BX | PCB plug-in connector, male header, closed side, THT solder connection, 3.81 mm, Number of poles: 10, 180°, Solder pin length (l): 3.2 mm, tinned, black, Box
35521 | 1030280000 | SCD 3.81/08/180G 3.2SN BK BX | PCB plug-in connector, male header, closed side, THT solder connection, 3.81 mm, Number of poles: 8, 180°, Solder pin length (l): 3.2 mm, tinned, black, Box
35522 | 1030270000 | SCD 3.81/06/180G 3.2SN BK BX | PCB plug-in connector, male header, closed side, THT solder connection, 3.81 mm, Number of poles: 6, 180°, Solder pin length (l): 3.2 mm, tinned, black, Box
35523 | 1030260000 | SCD 3.81/04/180G 3.2SN BK BX | PCB plug-in connector, male header, closed side, THT solder connection, 3.81 mm, Number of poles: 4, 180°, Solder pin length (l): 3.2 mm, tinned, black, Box
35524 | 1933380000 | BVZ 7.62HP/03/180SH180C SN BK BX | PCB plug-in connector, female plug, 7.62 mm, Number of poles: 3, 180°, Clamping yoke connection, Clamping range, max. : 10 mm², Box
35525 | 1930220000 | BVZ 7.62HP/08/180SF SN BK BX | PCB plug-in connector, female plug, 7.62 mm, Number of poles: 8, 180°, Clamping yoke connection, Clamping range, max. : 10 mm², Box
35526 | 1930210000 | BVZ 7.62HP/07/180SF SN BK BX | PCB plug-in connector, female plug, 7.62 mm, Number of poles: 7, 180°, Clamping yoke connection, Clamping range, max. : 10 mm², Box
35527 | 1930200000 | BVZ 7.62HP/06/180SF SN BK BX | PCB plug-in connector, female plug, 7.62 mm, Number of poles: 6, 180°, Clamping yoke connection, Clamping range, max. : 10 mm², Box
35528 | 1930180000 | BVZ 7.62HP/04/180SF SN BK BX | PCB plug-in connector, female plug, 7.62 mm, Number of poles: 4, 180°, Clamping yoke connection, Clamping range, max. : 10 mm², Box
35529 | 1930170000 | BVZ 7.62HP/03/180SF SN BK BX | PCB plug-in connector, female plug, 7.62 mm, Number of poles: 3, 180°, Clamping yoke connection, Clamping range, max. : 10 mm², Box
35530 | 1930160000 | BVZ 7.62HP/02/180SF SN BK BX | PCB plug-in connector, female plug, 7.62 mm, Number of poles: 2, 180°, Clamping yoke connection, Clamping range, max. : 10 mm², Box
35531 | 1930110000 | BVZ 7.62HP/08/180F SN BK BX | PCB plug-in connector, female plug, 7.62 mm, Number of poles: 8, 180°, Clamping yoke connection, Clamping range, max. : 10 mm², Box
35532 | 1930090000 | BVZ 7.62HP/06/180F SN BK BX | PCB plug-in connector, female plug, 7.62 mm, Number of poles: 6, 180°, Clamping yoke connection, Clamping range, max. : 10 mm², Box
35533 | 1930070000 | BVZ 7.62HP/04/180F SN BK BX | PCB plug-in connector, female plug, 7.62 mm, Number of poles: 4, 180°, Clamping yoke connection, Clamping range, max. : 10 mm², Box
35534 | 1930050000 | BVZ 7.62HP/02/180F SN BK BX | PCB plug-in connector, female plug, 7.62 mm, Number of poles: 2, 180°, Clamping yoke connection, Clamping range, max. : 10 mm², Box
35535 | 1930030000 | BVZ 7.62HP/11/180 SN BK BX | PCB plug-in connector, female plug, 7.62 mm, Number of poles: 11, 180°, Clamping yoke connection, Clamping range, max. : 10 mm², Box
35536 | 1929980000 | BVZ 7.62HP/07/180 SN BK BX | PCB plug-in connector, female plug, 7.62 mm, Number of poles: 7, 180°, Clamping yoke connection, Clamping range, max. : 10 mm², Box
35537 | 1929970000 | BVZ 7.62HP/06/180 SN BK BX | PCB plug-in connector, female plug, 7.62 mm, Number of poles: 6, 180°, Clamping yoke connection, Clamping range, max. : 10 mm², Box
35538 | 1929960000 | BVZ 7.62HP/05/180 SN BK BX | PCB plug-in connector, female plug, 7.62 mm, Number of poles: 5, 180°, Clamping yoke connection, Clamping range, max. : 10 mm², Box
35539 | 1929950000 | BVZ 7.62HP/04/180 SN BK BX | PCB plug-in connector, female plug, 7.62 mm, Number of poles: 4, 180°, Clamping yoke connection, Clamping range, max. : 10 mm², Box
35540 | 1929860000 | BVZ 7.62HP/04/180RSH150SN BK BX | PCB plug-in connector, female plug, 7.62 mm, Number of poles: 4, 180°, Clamping yoke connection, Clamping range, max. : 10 mm², Box
35541 | 1929740000 | BVZ 7.62HP/02/180SFC SN BK BX | PCB plug-in connector, female plug, 7.62 mm, Number of poles: 2, 180°, Clamping yoke connection, Clamping range, max. : 10 mm², Box
35542 | 1929640000 | BVZ 7.62HP/03/180FC SN BK BX | PCB plug-in connector, female plug, 7.62 mm, Number of poles: 3, 180°, Clamping yoke connection, Clamping range, max. : 10 mm², Box
35543 | 1929310000 | BVL 7.62HP/03/270 3.5SN BK BX | PCB plug-in connector, female header, closed side, THT solder connection, 7.62 mm, Number of poles: 3, 270°, Solder pin length (l): 3.5 mm, tinned, black, Box
35544 | 1928660000 | BVL 7.62HP/06/180 3.5SN BK BX | PCB plug-in connector, female header, closed side, THT solder connection, 7.62 mm, Number of poles: 6, 180°, Solder pin length (l): 3.5 mm, tinned, black, Box
35545 | 1928500000 | BVL 7.62HP/02/90SFI 3.5SN BK BX | PCB plug-in connector, female header, Screw/clip-on flange, reversed, THT solder connection, 7.62 mm, Number of poles: 2, 90°, Solder pin length (l): 3.5 mm, tinned, black, Box
35546 | 1928410000 | BVL 7.62HP/04/90FI 3.5SN BK BX | PCB plug-in connector, female header, Clip-on flange, inverted, THT solder connection, 7.62 mm, Number of poles: 4, 90°, Solder pin length (l): 3.5 mm, tinned, black, Box
35547 | 1060700000 | BVF 7.62HP/06/180MSF4 SN BK BX | PCB plug-in connector, female plug, 7.62 mm, Number of poles: 6, 180°, PUSH IN without actuator, Tension-clamp connection, Clamping range, max. : 10 mm², Box
35548 | 1060640000 | BVF 7.62HP/03/180MSF2 SN BK BX | PCB plug-in connector, female plug, 7.62 mm, Number of poles: 3, 180°, PUSH IN without actuator, Tension-clamp connection, Clamping range, max. : 10 mm², Box
35549 | 1060630000 | BVF 7.62HP/02/180MSF2 SN BK BX | PCB plug-in connector, female plug, 7.62 mm, Number of poles: 2, 180°, PUSH IN without actuator, Tension-clamp connection, Clamping range, max. : 10 mm², Box
35550 | 1060620000 | BVF 7.62HP/06/180MF4 SN BK BX | PCB plug-in connector, female plug, 7.62 mm, Number of poles: 6, 180°, PUSH IN without actuator, Tension-clamp connection, Clamping range, max. : 10 mm², Box
35551 | 1060590000 | BVF 7.62HP/04/180MF3 SN BK BX | PCB plug-in connector, female plug, 7.62 mm, Number of poles: 4, 180°, PUSH IN without actuator, Tension-clamp connection, Clamping range, max. : 10 mm², Box
35552 | 1060510000 | BVF 7.62HP/03/180SF SN BK BX | PCB plug-in connector, female plug, 7.62 mm, Number of poles: 3, 180°, PUSH IN without actuator, Tension-clamp connection, Clamping range, max. : 10 mm², Box
35553 | 1060450000 | BVF 7.62HP/03/180F SN BK BX | PCB plug-in connector, female plug, 7.62 mm, Number of poles: 3, 180°, PUSH IN without actuator, Tension-clamp connection, Clamping range, max. : 10 mm², Box
35554 | 1060420000 | BVF 7.62HP/05/180 SN BK BX | PCB plug-in connector, female plug, 7.62 mm, Number of poles: 5, 180°, PUSH IN without actuator, Tension-clamp connection, Clamping range, max. : 10 mm², Box
35555 | 1060410000 | BVF 7.62HP/04/180 SN BK BX | PCB plug-in connector, female plug, 7.62 mm, Number of poles: 4, 180°, PUSH IN without actuator, Tension-clamp connection, Clamping range, max. : 10 mm², Box
35556 | 1060390000 | BVF 7.62HP/02/180 SN BK BX | PCB plug-in connector, female plug, 7.62 mm, Number of poles: 2, 180°, PUSH IN without actuator, Tension-clamp connection, Clamping range, max. : 10 mm², Box
35557 | 1972170000 | BCF 3.81/18/180F SN BK BX | PCB plug-in connector, female plug, 3.81 mm, Number of poles: 18, 180°, PUSH IN with actuator, Tension-clamp connection, Clamping range, max. : 1.5 mm², Box
35558 | 1972070000 | BCF 3.81/16/180F SN BK BX | PCB plug-in connector, female plug, 3.81 mm, Number of poles: 16, 180°, PUSH IN with actuator, Tension-clamp connection, Clamping range, max. : 1.5 mm², Box
35559 | 1972030000 | BCF 3.81/15/180F SN BK BX | PCB plug-in connector, female plug, 3.81 mm, Number of poles: 15, 180°, PUSH IN with actuator, Tension-clamp connection, Clamping range, max. : 1.5 mm², Box
35560 | 1970230000 | BCF 3.81/16/180 SN BK BX | PCB plug-in connector, female plug, 3.81 mm, Number of poles: 16, 180°, PUSH IN with actuator, Tension-clamp connection, Clamping range, max. : 1.5 mm², Box
35561 | 1941980000 | BCZ 3.81/08/180FZE SN BK BX | PCB plug-in connector, female plug, 3.81 mm, Number of poles: 8, 180°, Clamping yoke connection, Clamping range, max. : 1.5 mm², Box
35562 | 1941970000 | BCZ 3.81/08/180ZE SN BK BX | PCB plug-in connector, female plug, 3.81 mm, Number of poles: 8, 180°, Clamping yoke connection, Clamping range, max. : 1.5 mm², Box
35563 | 1941390000 | BCZ 3.81/20/180F SN BK BX | PCB plug-in connector, female plug, 3.81 mm, Number of poles: 20, 180°, Clamping yoke connection, Clamping range, max. : 1.5 mm², Box
35564 | 1941370000 | BCZ 3.81/18/180F SN BK BX | PCB plug-in connector, female plug, 3.81 mm, Number of poles: 18, 180°, Clamping yoke connection, Clamping range, max. : 1.5 mm², Box
35565 | 1941360000 | BCZ 3.81/17/180F SN BK BX | PCB plug-in connector, female plug, 3.81 mm, Number of poles: 17, 180°, Clamping yoke connection, Clamping range, max. : 1.5 mm², Box
35566 | 1941000000 | BCZ 3.81/20/180 SN BK BX | PCB plug-in connector, female plug, 3.81 mm, Number of poles: 20, 180°, Clamping yoke connection, Clamping range, max. : 1.5 mm², Box
35567 | 1940990000 | BCZ 3.81/19/180 SN BK BX | PCB plug-in connector, female plug, 3.81 mm, Number of poles: 19, 180°, Clamping yoke connection, Clamping range, max. : 1.5 mm², Box
35568 | 1940980000 | BCZ 3.81/18/180 SN BK BX | PCB plug-in connector, female plug, 3.81 mm, Number of poles: 18, 180°, Clamping yoke connection, Clamping range, max. : 1.5 mm², Box
35569 | 1940970000 | BCZ 3.81/17/180 SN BK BX | PCB plug-in connector, female plug, 3.81 mm, Number of poles: 17, 180°, Clamping yoke connection, Clamping range, max. : 1.5 mm², Box
35570 | 1940710000 | BCZ 3.81/14/270F SN BK BX | PCB plug-in connector, female plug, 3.81 mm, Number of poles: 14, 270°, Clamping yoke connection, Clamping range, max. : 1.5 mm², Box
35571 | 1940440000 | BCZ 3.81/14/270 SN BK BX | PCB plug-in connector, female plug, 3.81 mm, Number of poles: 14, 270°, Clamping yoke connection, Clamping range, max. : 1.5 mm², Box
35572 | 1940410000 | BCZ 3.81/09/270 SN BK BX | PCB plug-in connector, female plug, 3.81 mm, Number of poles: 9, 270°, Clamping yoke connection, Clamping range, max. : 1.5 mm², Box
35573 | 1072250000 | BCZ 3.81/16/180FZE SN BK BX | PCB plug-in connector, female plug, 3.81 mm, Number of poles: 16, 180°, Clamping yoke connection, Clamping range, max. : 1.5 mm², Box
35574 | 1072230000 | BCZ 3.81/14/180FZE SN BK BX | PCB plug-in connector, female plug, 3.81 mm, Number of poles: 14, 180°, Clamping yoke connection, Clamping range, max. : 1.5 mm², Box
35575 | 1072160000 | BCZ 3.81/09/180FZE SN BK BX | PCB plug-in connector, female plug, 3.81 mm, Number of poles: 9, 180°, Clamping yoke connection, Clamping range, max. : 1.5 mm², Box
35576 | 1072040000 | BCZ 3.81/13/180ZE SN BK BX | PCB plug-in connector, female plug, 3.81 mm, Number of poles: 13, 180°, Clamping yoke connection, Clamping range, max. : 1.5 mm², Box
35577 | 1970210000 | BCF 3.81/14/180 SN BK BX | PCB plug-in connector, female plug, 3.81 mm, Number of poles: 14, 180°, PUSH IN with actuator, Tension-clamp connection, Clamping range, max. : 1.5 mm², Box
35578 | 1970220000 | BCF 3.81/15/180 SN BK BX | PCB plug-in connector, female plug, 3.81 mm, Number of poles: 15, 180°, PUSH IN with actuator, Tension-clamp connection, Clamping range, max. : 1.5 mm², Box
35579 | 1971400000 | SCZ 3.81/09/180F SN BK BX | PCB plug-in connector, male plug, 3.81 mm, Number of poles: 9, 180°, Clamping yoke connection, Clamping range, max. : 1.5 mm², Box
35580 | 1973680000 | SCD 3.81/24/90F 3.2SN BK BX | PCB plug-in connector, male header, Flange, THT solder connection, 3.81 mm, Number of poles: 24, 90°, Solder pin length (l): 3.2 mm, tinned, black, Box
35581 | 1976450000 | SC 3.81/05/135G 3.2SN BK BX | PCB plug-in connector, male header, closed side, THT solder connection, 3.81 mm, Number of poles: 5, 135°, Solder pin length (l): 3.2 mm, tinned, black, Box
35582 | 1976540000 | SC 3.81/08/135G 3.2SN BK BX | PCB plug-in connector, male header, closed side, THT solder connection, 3.81 mm, Number of poles: 8, 135°, Solder pin length (l): 3.2 mm, tinned, black, Box
35583 | 1976560000 | SC 3.81/09/135G 3.2SN BK BX | PCB plug-in connector, male header, closed side, THT solder connection, 3.81 mm, Number of poles: 9, 135°, Solder pin length (l): 3.2 mm, tinned, black, Box
35584 | 1976660000 | SC 3.81/12/135G 3.2SN BK BX | PCB plug-in connector, male header, closed side, THT solder connection, 3.81 mm, Number of poles: 12, 135°, Solder pin length (l): 3.2 mm, tinned, black, Box
35585 | 1973130000 | SCD 3.81/10/90G 3.2SN BK BX | PCB plug-in connector, male header, closed side, THT solder connection, 3.81 mm, Number of poles: 10, 90°, Solder pin length (l): 3.2 mm, tinned, black, Box
35586 | 1973160000 | SCD 3.81/16/90G 3.2SN BK BX | PCB plug-in connector, male header, closed side, THT solder connection, 3.81 mm, Number of poles: 16, 90°, Solder pin length (l): 3.2 mm, tinned, black, Box
35587 | 1943550000 | SC 3.81/20/180F 3.2SN BK BX | PCB plug-in connector, male header, Flange, THT solder connection, 3.81 mm, Number of poles: 20, 180°, Solder pin length (l): 3.2 mm, tinned, black, Box
35588 | 1973140000 | SCD 3.81/12/90G 3.2SN BK BX | PCB plug-in connector, male header, closed side, THT solder connection, 3.81 mm, Number of poles: 12, 90°, Solder pin length (l): 3.2 mm, tinned, black, Box
35589 | 1060550000 | BVF 7.62HP/02/180MF2 SN BK BX | PCB plug-in connector, female plug, 7.62 mm, Number of poles: 2, 180°, PUSH IN without actuator, Tension-clamp connection, Clamping range, max. : 10 mm², Box
35590 | 1061070000 | SVF 7.62HP/05/180MF3 SN BK BX | PCB plug-in connector, male plug, 7.62 mm, Number of poles: 5, 180°, PUSH IN without actuator, Tension-clamp connection, Clamping range, max. : 10 mm², Box
35591 | 1060400000 | BVF 7.62HP/03/180 SN BK BX | PCB plug-in connector, female plug, 7.62 mm, Number of poles: 3, 180°, PUSH IN without actuator, Tension-clamp connection, Clamping range, max. : 10 mm², Box
35592 | 1060430000 | BVF 7.62HP/06/180 SN BK BX | PCB plug-in connector, female plug, 7.62 mm, Number of poles: 6, 180°, PUSH IN without actuator, Tension-clamp connection, Clamping range, max. : 10 mm², Box
35593 | 1060850000 | SVF 7.62HP/04/180G SN BK BX | PCB plug-in connector, male plug, 7.62 mm, Number of poles: 4, 180°, PUSH IN without actuator, Tension-clamp connection, Clamping range, max. : 10 mm², Box
35594 | 1060880000 | SVF 7.62HP/06/180G SN BK BX | PCB plug-in connector, male plug, 7.62 mm, Number of poles: 6, 180°, PUSH IN without actuator, Tension-clamp connection, Clamping range, max. : 10 mm², Box
35595 | 1060840000 | SVF 7.62HP/03/180G SN BK BX | PCB plug-in connector, male plug, 7.62 mm, Number of poles: 3, 180°, PUSH IN without actuator, Tension-clamp connection, Clamping range, max. : 10 mm², Box
35596 | 1061020000 | SVF 7.62HP/02/180MF2 SN BK BX | PCB plug-in connector, male plug, 7.62 mm, Number of poles: 2, 180°, PUSH IN without actuator, Tension-clamp connection, Clamping range, max. : 10 mm², Box
35597 | 1060970000 | SVF 7.62HP/03/180SF SN BK BX | PCB plug-in connector, male plug, 7.62 mm, Number of poles: 3, 180°, PUSH IN without actuator, Tension-clamp connection, Clamping range, max. : 10 mm², Box
35598 | 1061080000 | SVF 7.62HP/05/180MF4 SN BK BX | PCB plug-in connector, male plug, 7.62 mm, Number of poles: 5, 180°, PUSH IN without actuator, Tension-clamp connection, Clamping range, max. : 10 mm², Box
35599 | 1928300000 | BVL 7.62HP/04/90 3.5SN BK BX | PCB plug-in connector, female header, closed side, THT solder connection, 7.62 mm, Number of poles: 4, 90°, Solder pin length (l): 3.5 mm, tinned, black, Box
35600 | 1932510000 | SVZ 7.62HP/04/180RSH180I SN BK BX | PCB plug-in connector, male plug, 7.62 mm, Number of poles: 4, 180°, Clamping yoke connection, Clamping range, max. : 6 mm², Box
35601 | 1931640000 | SVZ 7.62HP/04/180G SN BK BX | PCB plug-in connector, male plug, 7.62 mm, Number of poles: 4, 180°, Clamping yoke connection, Clamping range, max. : 6 mm², Box
35602 | 1931960000 | SVZ 7.62HP/02/180SF SN BK BX | PCB plug-in connector, male plug, 7.62 mm, Number of poles: 2, 180°, Clamping yoke connection, Clamping range, max. : 6 mm², Box
35603 | 1931990000 | SVZ 7.62HP/05/180SF SN BK BX | PCB plug-in connector, male plug, 7.62 mm, Number of poles: 5, 180°, Clamping yoke connection, Clamping range, max. : 6 mm², Box
35604 | 1060650000 | BVF 7.62HP/03/180MSF3 SN BK BX | PCB plug-in connector, female plug, 7.62 mm, Number of poles: 3, 180°, PUSH IN without actuator, Tension-clamp connection, Clamping range, max. : 10 mm², Box
35605 | 1060490000 | BVF 7.62HP/06/180F SN BK BX | PCB plug-in connector, female plug, 7.62 mm, Number of poles: 6, 180°, PUSH IN without actuator, Tension-clamp connection, Clamping range, max. : 10 mm², Box
35606 | 1060440000 | BVF 7.62HP/02/180F SN BK BX | PCB plug-in connector, female plug, 7.62 mm, Number of poles: 2, 180°, PUSH IN without actuator, Tension-clamp connection, Clamping range, max. : 10 mm², Box
35607 | 1060480000 | BVF 7.62HP/05/180F SN BK BX | PCB plug-in connector, female plug, 7.62 mm, Number of poles: 5, 180°, PUSH IN without actuator, Tension-clamp connection, Clamping range, max. : 10 mm², Box
35608 | 1060470000 | BVF 7.62HP/04/180F SN BK BX | PCB plug-in connector, female plug, 7.62 mm, Number of poles: 4, 180°, PUSH IN without actuator, Tension-clamp connection, Clamping range, max. : 10 mm², Box
35609 | 1060570000 | BVF 7.62HP/03/180MF2 SN BK BX | PCB plug-in connector, female plug, 7.62 mm, Number of poles: 3, 180°, PUSH IN without actuator, Tension-clamp connection, Clamping range, max. : 10 mm², Box
35610 | 1060610000 | BVF 7.62HP/05/180MF4 SN BK BX | PCB plug-in connector, female plug, 7.62 mm, Number of poles: 5, 180°, PUSH IN without actuator, Tension-clamp connection, Clamping range, max. : 10 mm², Box
35611 | 1060600000 | BVF 7.62HP/05/180MF3 SN BK BX | PCB plug-in connector, female plug, 7.62 mm, Number of poles: 5, 180°, PUSH IN without actuator, Tension-clamp connection, Clamping range, max. : 10 mm², Box
35612 | 1060580000 | BVF 7.62HP/03/180MF3 SN BK BX | PCB plug-in connector, female plug, 7.62 mm, Number of poles: 3, 180°, PUSH IN without actuator, Tension-clamp connection, Clamping range, max. : 10 mm², Box
35613 | 1060500000 | BVF 7.62HP/02/180SF SN BK BX | PCB plug-in connector, female plug, 7.62 mm, Number of poles: 2, 180°, PUSH IN without actuator, Tension-clamp connection, Clamping range, max. : 10 mm², Box
35614 | 1060540000 | BVF 7.62HP/06/180SF SN BK BX | PCB plug-in connector, female plug, 7.62 mm, Number of poles: 6, 180°, PUSH IN without actuator, Tension-clamp connection, Clamping range, max. : 10 mm², Box
35615 | 1060520000 | BVF 7.62HP/04/180SF SN BK BX | PCB plug-in connector, female plug, 7.62 mm, Number of poles: 4, 180°, PUSH IN without actuator, Tension-clamp connection, Clamping range, max. : 10 mm², Box
35616 | 1060530000 | BVF 7.62HP/05/180SF SN BK BX | PCB plug-in connector, female plug, 7.62 mm, Number of poles: 5, 180°, PUSH IN without actuator, Tension-clamp connection, Clamping range, max. : 10 mm², Box
35617 | 1005290000 | BCZ 3.81 AH04 BK BX | PCB plug-in connector, Accessories, Hood, black, Number of poles: 4
35618 | 1005300000 | BCZ 3.81 AH05 BK BX | PCB plug-in connector, Accessories, Hood, black, Number of poles: 5
35619 | 1943110000 | SC 3.81/13/180G 3.2SN BK BX | PCB plug-in connector, male header, closed side, THT solder connection, 3.81 mm, Number of poles: 13, 180°, Solder pin length (l): 3.2 mm, tinned, black, Box
35620 | 1930490000 | SV 7.62HP/02/90SF 3.5SN BK BX | PCB plug-in connector, male header, Screw/clip-on flange, THT solder connection, 7.62 mm, Number of poles: 2, 90°, Solder pin length (l): 3.5 mm, tinned, black, Box
35621 | 1930600000 | SV 7.62HP/02/180G 3.5SN BK BX | PCB plug-in connector, male header, closed side, THT solder connection, 7.62 mm, Number of poles: 2, 180°, Solder pin length (l): 3.5 mm, tinned, black, Box
35622 | 1930610000 | SV 7.62HP/03/180G 3.5SN BK BX | PCB plug-in connector, male header, closed side, THT solder connection, 7.62 mm, Number of poles: 3, 180°, Solder pin length (l): 3.5 mm, tinned, black, Box
35623 | 1930530000 | SV 7.62HP/06/90SF 3.5SN BK BX | PCB plug-in connector, male header, Screw/clip-on flange, THT solder connection, 7.62 mm, Number of poles: 6, 90°, Solder pin length (l): 3.5 mm, tinned, black, Box
35624 | 1930710000 | SV 7.62HP/02/180F 3.5SN BK BX | PCB plug-in connector, male header, Clip-on flange, THT solder connection, 7.62 mm, Number of poles: 2, 180°, Solder pin length (l): 3.5 mm, tinned, black, Box
35625 | 1930730000 | SV 7.62HP/04/180F 3.5SN BK BX | PCB plug-in connector, male header, Clip-on flange, THT solder connection, 7.62 mm, Number of poles: 4, 180°, Solder pin length (l): 3.5 mm, tinned, black, Box
35626 | 1930390000 | SV 7.62HP/03/90F 3.5SN BK BX | PCB plug-in connector, male header, Clip-on flange, THT solder connection, 7.62 mm, Number of poles: 3, 90°, Solder pin length (l): 3.5 mm, tinned, black, Box
35627 | 1930400000 | SV 7.62HP/04/90F 3.5SN BK BX | PCB plug-in connector, male header, Clip-on flange, THT solder connection, 7.62 mm, Number of poles: 4, 90°, Solder pin length (l): 3.5 mm, tinned, black, Box
35628 | 1930380000 | SV 7.62HP/02/90F 3.5SN BK BX | PCB plug-in connector, male header, Clip-on flange, THT solder connection, 7.62 mm, Number of poles: 2, 90°, Solder pin length (l): 3.5 mm, tinned, black, Box
35629 | 1048580000 | SV 7.62HP/04/90MSF3 3.5SN BK BX | PCB plug-in connector, male header, closed side, Middle screw flange, THT solder connection, 7.62 mm, Number of poles: 4, 90°, Solder pin length (l): 3.5 mm, tinned, black, Box
35630 | 1048680000 | SV 7.62HP/05/90MF3 3.5SN BK BX | PCB plug-in connector, male header, closed side, Middle flange, THT solder connection, 7.62 mm, Number of poles: 5, 90°, Solder pin length (l): 3.5 mm, tinned, black, Box
35631 | 1048760000 | SV 7.62HP/06/90MF4 3.5SN BK BX | PCB plug-in connector, male header, closed side, Middle flange, THT solder connection, 7.62 mm, Number of poles: 6, 90°, Solder pin length (l): 3.5 mm, tinned, black, Box
35632 | 1048390000 | SV 7.62HP/02/90MF2 3.5SN BK BX | PCB plug-in connector, male header, closed side, Middle flange, THT solder connection, 7.62 mm, Number of poles: 2, 90°, Solder pin length (l): 3.5 mm, tinned, black, Box
35633 | 1048460000 | SV 7.62HP/03/270MF3 3.5SN BK BX | PCB plug-in connector, male header, closed side, Middle flange, THT solder connection, 7.62 mm, Number of poles: 3, 270°, Solder pin length (l): 3.5 mm, tinned, black, Box
35634 | 1048480000 | SV 7.62HP/03/270MSF3 3.5SN BK BX | PCB plug-in connector, male header, closed side, Middle screw flange, THT solder connection, 7.62 mm, Number of poles: 3, 270°, Solder pin length (l): 3.5 mm, tinned, black, Box
35635 | 1048490000 | SV 7.62HP/03/90MF2 3.5SN BK BX | PCB plug-in connector, male header, closed side, Middle flange, THT solder connection, 7.62 mm, Number of poles: 3, 90°, Solder pin length (l): 3.5 mm, tinned, black, Box
35636 | 1048500000 | SV 7.62HP/03/90MF3 3.5SN BK BX | PCB plug-in connector, male header, closed side, Middle flange, THT solder connection, 7.62 mm, Number of poles: 3, 90°, Solder pin length (l): 3.5 mm, tinned, black, Box
35637 | 1048570000 | SV 7.62HP/04/90MF3 3.5SN BK BX | PCB plug-in connector, male header, closed side, Middle flange, THT solder connection, 7.62 mm, Number of poles: 4, 90°, Solder pin length (l): 3.5 mm, tinned, black, Box
35638 | 1930750000 | SV 7.62HP/06/180F 3.5SN BK BX | PCB plug-in connector, male header, Clip-on flange, THT solder connection, 7.62 mm, Number of poles: 6, 180°, Solder pin length (l): 3.5 mm, tinned, black, Box
35639 | 1048690000 | SV 7.62HP/05/90MF4 3.5SN BK BX | PCB plug-in connector, male header, closed side, Middle flange, THT solder connection, 7.62 mm, Number of poles: 5, 90°, Solder pin length (l): 3.5 mm, tinned, black, Box
35640 | 1930310000 | SV 7.62HP/06/90G 3.5SN BK BX | PCB plug-in connector, male header, closed side, THT solder connection, 7.62 mm, Number of poles: 6, 90°, Solder pin length (l): 3.5 mm, tinned, black, Box
35641 | 1947490000 | SUZ 10.16HP/03/180G AG BK BX | PCB plug-in connector, male plug, 10.16 mm, Number of poles: 3, 180°, Clamping yoke connection, Clamping range, max. : 16 mm², Box
35642 | 1947510000 | SUZ 10.16HP/05/180G AG BK BX | PCB plug-in connector, male plug, 10.16 mm, Number of poles: 5, 180°, Clamping yoke connection, Clamping range, max. : 16 mm², Box
35643 | 1035330000 | SCDV 3.81/08/180F 3.2SN BK BX | PCB plug-in connector, male header, Flange, THT solder connection, 3.81 mm, Number of poles: 8, 180°, Solder pin length (l): 3.2 mm, tinned, black, Box
35644 | 105100000 | AP SAK4-10 DB | SAK Series, End plate, 1.5 mm, dark beige, Direct mounting
35645 | 117900000 | AP SAK4-10 RT | SAK Series, End plate, 1.5 mm, red, Direct mounting
35646 | 117910000 | AP SAK4-10 I | SAK Series, End plate, 1.5 mm, Light Grey, Direct mounting
35647 | 117960000 | AP SAK4-10 | SAK Series, End plate, 1.5 mm, beige, Direct mounting
35648 | 117980000 | AP SAK4-10 BL | SAK Series, End plate, 1.5 mm, blue, Direct mounting
35649 | 128900000 | BUL 10.16HP/02/180 4.5AG BK BX SO | PCB plug-in connector, female header, closed side, THT solder connection, 10.16 mm, Number of poles: 2, 180°, Solder pin length (l): 4.5 mm, silver-plated, black, Box
35650 | 130180000 | TW 4 SAK4-10 BL | SAK Series, Partition plate, 1.5 mm, blue
35651 | 134220000 | AP SAKA KRG | SAK Series, End plate, 3 mm, dark beige, yellow, Direct mounting
35652 | 150960000 | AP SAKD2.5N | SAK Series, End plate, 1.5 mm, beige, Direct mounting
35653 | 150980000 | AP SAKD2.5N BL | SAK Series, End plate, 1.5 mm, blue, Direct mounting
35654 | 164600000 | TW SAKG28 HP/TF/GE/2 | SAK Series, Partition plate, yellow, 2 mm
35655 | 178500000 | AD 3 SAK10 | SAK Series, cover plate, yellow, 28 mm
35656 | 190260000 | TSCH 6 DKI S4 | SAK Series, Small partition, beige, 5 mm
35657 | 191860000 | TW SAKD2.5N | SAK Series, Partition plate, 1.5 mm, beige
35658 | 200100000 | LIR 1,5M5 V | cable lug, terminal end,Insulated cable connector,1.5 mm²,0.5 mm² - 1.5 mm²
35659 | 242960000 | TW SAKB/C/T1 | SAK Series, Partition plate, 1.5 mm, beige, Direct mounting
35660 | 244920000 | AP SAKT4 KRG | SAK Series, End plate, 1.5 mm, medium yellow, Direct mounting
35661 | 266400000 | AP AST1+5 DB | SAK Series, End plate, 1.5 mm, dark beige, Direct mounting
35662 | 266460000 | AP AST1+5 | SAK Series, End plate, 1.5 mm, beige, Direct mounting
35663 | 271160000 | AP SAK16 | SAK Series, End plate, 1.5 mm, beige, Direct mounting
35664 | 271180000 | AP SAK16 BL | SAK Series, End plate, 1.5 mm, blue, Direct mounting
35665 | 279560000 | AP SAK2.5 | SAK Series, End plate, 1.5 mm, beige, Direct mounting
35666 | 279580000 | AP SAK2.5 BL | SAK Series, End plate, 1.5 mm, blue, Direct mounting
35667 | 294480000 | AP AKZ4 BL | SAK Series, End plate, 1.5 mm, blue, Direct mounting
35668 | 297600000 | AD 3 SAK4 | SAK Series, cover plate, yellow, 19.5 mm
35669 | 297700000 | AD 3 SAK6N | SAK Series, cover plate, yellow, 24 mm
35670 | 297800000 | AD 3 SAK16 | SAK Series, cover plate, yellow, 36 mm
35671 | 297900000 | AD 3 SAK2.5 | SAK Series, cover plate, yellow, 18 mm
35672 | 302860000 | TW SAK2.5 | SAK Series, Partition plate, 1.5 mm, beige, Direct mounting
35673 | 302880000 | TW SAK2.5 BL | SAK Series, Partition plate, 1.5 mm, blue, Direct mounting
35674 | 303660000 | AP SAK35/TW SAK16 | SAK Series, End plate, 1.5 mm, beige
35675 | 303680000 | AP SAK35/TW SAK16 BL | SAK Series, End plate, 1.5 mm, blue
35676 | 304360000 | TW SAK35 | SAK Series, Partition plate, 1.5 mm, beige, Direct mounting
35677 | 307500000 | TW SAKD2.5N HP/TF/0.5 | SAK Series, Partition plate, 0.5 mm, beige
35678 | 317000000 | H25,0/30 BR | Wire-end ferrule, Standard, 18 mm, 16 mm, brown
35679 | 317100000 | H25,0/36 BR | Wire-end ferrule, Standard, 24 mm, 22 mm, brown
35680 | 317200000 | H35,0/30 BE | Wire-end ferrule, Standard, 19 mm, 16 mm, beige
35681 | 317300000 | H35,0/39 BE | Wire-end ferrule, Standard, 28 mm, 25 mm, beige
35682 | 319160000 | TSCH 1 | SAK Series, Small partition, beige, 2 mm
35683 | 329120000 | AP SAKT2 KRG | SAK Series, End plate, 2.5 mm, medium yellow, Direct mounting
35684 | 340560000 | AP AKZ1.5 | SAK Series, End plate, 1.5 mm, beige, Direct mounting
35685 | 340580000 | AP AKZ1.5 BL | SAK Series, End plate, 1.5 mm, blue, Direct mounting
35686 | 340960000 | AP SAK70/35 | SAK Series, End plate, 2 mm, beige, Direct mounting
35687 | 351820000 | VPU I 1 400V/25KA | Surge voltage arrester, Low voltage, without telecomm. contact, Single-phase
35688 | 352080000 | VPU I 1 R LCF 280V/12,5KA | Surge voltage arrester, Low voltage, with remote contact, Leakage-current-free, Single-phase
35689 | 353660000 | TSCH 2 | SAK Series, Small partition, beige, 0.6 mm
35690 | 359260000 | AP DK4 | SAK Series, End plate, 1.5 mm, beige, Direct mounting
35691 | 359280000 | AP DK4 BL | SAK Series, End plate, 1.5 mm, blue, Direct mounting
35692 | 363360000 | TSCH 4 AKZ4 | SAK Series, Small partition, beige, 6 mm
35693 | 366860000 | TSCH 3 SAKD2.5 N | SAK Series, Small partition, beige, 5 mm
35694 | 375600000 | AD 4 EN | SAK Series, cover plate, yellow, 24.1 mm
35695 | 380360000 | AP ASK1 | SAK Series, End plate, 1.5 mm, beige, Direct mounting
35696 | 380380000 | AP ASK1 BL | SAK Series, End plate, 1.5 mm, blue, Direct mounting
35697 | 386060000 | IH 2.8 DB | W-Series, Insulating sleeve
35698 | 386160000 | IH 4.8 DB | W-Series, Insulating sleeve
35699 | 386260000 | IH 6.3 WEM GE | W-Series, Insulating sleeve
35700 | 409500000 | H0,5/12 OR | Wire-end ferrule, Standard, 8 mm, 6 mm, orange
35701 | 409600000 | H0,75/12 W | Wire-end ferrule, Standard, 8 mm, 6 mm, white
35702 | 409700000 | H1,0/12 GE | Wire-end ferrule, Standard, 8 mm, 6 mm, yellow
35703 | 438560000 | AP DK4/380 Q | SAK Series, End plate, 1.5 mm, beige, Direct mounting
35704 | 444200000 | H50,0/36 OLIV | Wire-end ferrule, Standard, 26 mm, 20 mm, Olive green
35705 | 460560000 | AP SAK2.5+AST3+4/35 | SAK Series, End plate, 1.5 mm, beige, Direct mounting
35706 | 460580000 | AP SAK2.5+AST3+4/35 BL | SAK Series, End plate, 1.5 mm, blue, Direct mounting
35707 | 462900000 | H0,75/14 W | Wire-end ferrule, Standard, 10 mm, 8 mm, white
35708 | 463000000 | H1,0/14 GE | Wire-end ferrule, Standard, 10 mm, 8 mm, yellow
35709 | 463100000 | H1,5/14 R | Wire-end ferrule, Standard, 10 mm, 8 mm, red
35710 | 474700000 | TW AST1/PA HP/DBR/0.5 | SAK Series, Partition plate, 0.5 mm, dark brown
35711 | 475460000 | IK 4 GG ZB4 | Accessories, Special terminal, Rated cross-section: PA, Green/yellow, Busbar
35712 | 475480000 | IK 4 BL ZB4 | Accessories, Special terminal, Rated cross-section: PA, blue, Busbar
35713 | 485560000 | HP 1 ADP1 | SAK Series, Fixing plate, beige, 2 mm
35714 | 485660000 | HP 2 ADP2 | SAK Series, Fixing plate, beige, 3 mm
35715 | 485760000 | HP 3 ADP3 | SAK Series, Fixing plate, beige, 3 mm
35716 | 485860000 | HP 4 ADP3 | SAK Series, Fixing plate, beige, 3 mm
35717 | 502780000 | IK 35/ZB35 BL | Accessories, Special terminal, Rated cross-section: PA, blue, Busbar
35718 | 502960000 | IK 16/ZB16 GG | Accessories, Special terminal, Rated cross-section: PA, Green/yellow
35719 | 502980000 | IK 16/ZB16 BL | Accessories, Special terminal, Rated cross-section: PA, blue, Busbar
35720 | 518200000 | AD 4 SAK16 | SAK Series, cover plate, yellow, 47.6 mm
35721 | 526060000 | IK 6 GG ZBE6K | Accessories, Special terminal, Rated cross-section: PA, Green/yellow, Busbar
35722 | 533500000 | H6,0/20 SW | Wire-end ferrule, Standard, 14 mm, 12 mm, black
35723 | 534200000 | H10,0/22 EB | Wire-end ferrule, Standard, 15 mm, 12 mm, Ivory
35724 | 565600000 | H1,5/24 R | Wire-end ferrule, Standard, 20 mm, 18 mm, red
35725 | 565700000 | H6,0/26 SW | Wire-end ferrule, Standard, 20 mm, 18 mm, black
35726 | 565800000 | H10,0/28 EB | Wire-end ferrule, Standard, 21 mm, 18 mm, Ivory
35727 | 565900000 | H16,0/22 GN | Wire-end ferrule, Standard, 15 mm, 12 mm, green
35728 | 566000000 | H16,0/28 GN | Wire-end ferrule, Standard, 21 mm, 18 mm, green
35729 | 576700000 | AD 4 SAK35N | SAK Series, cover plate, yellow, 63.6 mm
35730 | 607000000 | TW SAKS2 HP/DBR/2 | SAK Series, Partition plate, 2 mm, dark brown, Used between terminals
35731 | 631300000 | AP DK4Q DB | SAK Series, End plate, 1.5 mm, dark beige, Direct mounting
35732 | 631360000 | AP DK4S | SAK Series, End plate, 1.5 mm, beige, Direct mounting
35733 | 634300000 | HP EK132/2 AD250 | SAK Series, Fixing plate, beige, 7 mm
35734 | 635100000 | H1,5/16 R | Wire-end ferrule, Standard, 12 mm, 10 mm, red
35735 | 690700000 | H0,5/14 OR | Wire-end ferrule, Standard, 10 mm, 8 mm, orange
35736 | 697380000 | AP AKZ2.5 BL | SAK Series, End plate, 2.5 mm, blue, Direct mounting
35737 | 1005370000 | BCZ 3.81 AH12 BK BX | PCB plug-in connector, Accessories, Hood, black, Number of poles: 12
35738 | 1007590000 | SFX 10/23 MC NE GN V2 | SlimFix X, Conductor and cable markers, 7 - 40 mm, 23 x 11 mm, green
35739 | 1009110000 | SFC 1/30 MC NE GN | SlimFix Clip, Conductor and cable markers, 2 - 3.5 mm, 30 x 5.8 mm, green
35740 | 1009320000 | CC 30/60 MC NE GE | ClipCard, Device markers, 30 x 60 mm, Holder CC-H 30/60, yellow
35741 | 1011410000 | MF-W 9/5.2F MC NE WS | MultiFit, Terminal marker, 9 x 5.2 mm, Pitch in mm (P): 5.20 WAGO, Legrand, white
35742 | 1011420000 | MF-W 9/6.2F MC NE WS | MultiFit, Terminal marker, 9 x 6.2 mm, Pitch in mm (P): 6.20 WAGO, Legrand, white
35743 | 1011430000 | MF-W 9/4.2F MC NE WS | MultiFit, Terminal marker, 9 x 4.2 mm, Pitch in mm (P): 4.20 WAGO, Legrand, white
35744 | 1014630000 | SFC 2/30 MC NE GN | SlimFix Clip, Conductor and cable markers, 3 - 5 mm, 30 x 5.8 mm, green
35745 | 1014640000 | SM 27/18 MC NE GR | SwitchMark, Device markers, 18 x 27 mm, SwitchMark holder, grey
35746 | 1014650000 | SM 22/22 K MC NE GR | SwitchMark, Device markers, 22 x 22 mm, grey
35747 | 1014660000 | SFC 1/30 MC NE GR | SlimFix Clip, Conductor and cable markers, 2 - 3.5 mm, 30 x 5.8 mm, grey
35748 | 1014670000 | SFC 2/30 MC NE GR | SlimFix Clip, Conductor and cable markers, 3 - 5 mm, 30 x 5.8 mm, grey
35749 | 1022150000 | TW AKZ4 WS | SAK Series, Partition plate, 0.6 mm, white, Direct mounting
35750 | 1022870000 | SAI-6-S 3P M8 L OL SO | SAI Passive, Sensor-actuator passive distributor, M8, with M12 outlet, 8-pole, A-coded, No
35751 | 1025220000 | SFC 3/12 MC NE WS | SlimFix Clip, Conductor and cable markers, 3.5 - 7 mm, 12 x 12.5 mm, white
35752 | 1025230000 | SFC 3/12 MC NE GE | SlimFix Clip, Conductor and cable markers, 3.5 - 7 mm, 12 x 12.5 mm, yellow
35753 | 1025240000 | SFC 3/12 MC NE RT | SlimFix Clip, Conductor and cable markers, 3.5 - 7 mm, 12 x 12.5 mm, red
35754 | 1025250000 | SFC 3/12 MC NE BL | SlimFix Clip, Conductor and cable markers, 3.5 - 7 mm, 12 x 12.5 mm, blue
35755 | 1025260000 | SFC 3/21 MC NE WS | SlimFix Clip, Conductor and cable markers, 3.5 - 7 mm, 21 x 12.5 mm, white
35756 | 1025270000 | SFC 3/21 MC NE GE | SlimFix Clip, Conductor and cable markers, 3.5 - 7 mm, 21 x 12.5 mm, yellow
35757 | 1025290000 | SFC 3/21 MC NE RT | SlimFix Clip, Conductor and cable markers, 3.5 - 7 mm, 21 x 12.5 mm, red
35758 | 1025300000 | SFC 3/21 MC NE BL | SlimFix Clip, Conductor and cable markers, 3.5 - 7 mm, 21 x 12.5 mm, blue
35759 | 1025310000 | SFC 3/30 MC NE WS | SlimFix Clip, Conductor and cable markers, 3.5 - 7 mm, 30 x 12.5 mm, white
35760 | 1025320000 | SFC 3/30 MC NE GE | SlimFix Clip, Conductor and cable markers, 3.5 - 7 mm, 30 x 12.5 mm, yellow
35761 | 1025330000 | SFC 3/30 MC NE RT | SlimFix Clip, Conductor and cable markers, 3.5 - 7 mm, 30 x 12.5 mm, red
35762 | 1025340000 | SFC 3/30 MC NE BL | SlimFix Clip, Conductor and cable markers, 3.5 - 7 mm, 30 x 12.5 mm, blue
35763 | 1025550000 | SFC 3/12 MC SDR | SlimFix Clip, Conductor and cable markers, 3.5 - 7 mm, 12 x 12.5 mm, To customer specification
35764 | 1025560000 | SFC 3/21 MC SDR | SlimFix Clip, Conductor and cable markers, 3.5 - 7 mm, 21 x 12.5 mm, To customer specification
35765 | 1025570000 | SFC 3/30 MC SDR | SlimFix Clip, Conductor and cable markers, 3.5 - 7 mm, 30 x 12.5 mm, To customer specification
35766 | 1045490000 | ET S7-200-TU-A4-2 | LaserMark, Device markers, 203 x 12 mm, Siemens, Turquoise
35767 | 1045500000 | ET S7-200-TU-A4-1 | LaserMark, Device markers, 203 x 15.5 mm, Siemens, Turquoise
35768 | 1050000000 | WAP 2.5-10 | W-Series, End plate
35769 | 1050010000 | WAP 2.5-10 SW | W-Series, End plate
35770 | 1050020000 | WAP 2.5-10 GE | W-Series, End plate
35771 | 1050040000 | WAP 2.5-10 RT | W-Series, End plate
35772 | 1050050000 | WAP 2.5-10 GR | W-Series, End plate
35773 | 1050060000 | WAP 2.5-10 OR | W-Series, End plate
35774 | 1050070000 | WAP 2.5-10 BR | W-Series, End plate
35775 | 1050080000 | WAP 2.5-10 BL | W-Series, End plate
35776 | 1050090000 | WAP 2.5-10 WS | W-Series, End plate
35777 | 1050100000 | WAP 16+35 WTW 2.5-10 | W-Series, End plate, Partition plate
35778 | 1050160000 | WAP 16+35 WTW 2.5-10 OR | W-Series, End plate, Partition plate
35779 | 1050180000 | WAP 16+35 WTW 2.5-10 BL | W-Series, End plate, Partition plate
35780 | 1050200000 | WHP 2.5-35N/10X3 | W-Series, Fixing plate
35781 | 1050280000 | WHP 2.5-35N/10X3 BL | W-Series, Fixing plate
35782 | 1051870000 | SFX 11/60 MC NE BL | SlimFix X, Conductor and cable markers, 7 - 40 mm, 60 x 11 mm, blue
35783 | 1051880000 | SFX 11/60 MC NE VI | SlimFix X, Conductor and cable markers, 7 - 40 mm, 60 x 11 mm, violet
35784 | 1051890000 | SFX 11/60 MC NE OR | SlimFix X, Conductor and cable markers, 7 - 40 mm, 60 x 11 mm, orange
35785 | 1051900000 | SFX 11/60 MC NE BR | SlimFix X, Conductor and cable markers, 7 - 40 mm, 60 x 11 mm, brown
35786 | 1058800000 | WTW EN | W-Series, Partition plate
35787 | 1059100000 | WAP WDK2.5 | W-Series, End plate
35788 | 1059140000 | WAP WDK2.5 GN | W-Series, End plate
35789 | 1059180000 | WAP WDK2.5 BL | W-Series, End plate
35790 | 1060000000 | WAP WDU2.5N/4N | W-Series, End plate
35791 | 1060060000 | WAP WDU2.5N/4N OR | W-Series, End plate, orange, 1.5 mm
35792 | 1060080000 | WAP WDU2.5N/4N BL | W-Series, End plate
35793 | 1060090000 | WAP WDU2.5N/4N GE | W-Series, End plate
35794 | 1062000000 | SFC 2.5/12 MC NE WS | SlimFix Clip, Conductor and cable markers, 4 - 6 mm, 12 x 9.3 mm, white
35795 | 1062010000 | SFC 2.5/12 MC NE GE | SlimFix Clip, Conductor and cable markers, 4 - 6 mm, 12 x 9.3 mm, yellow
35796 | 1062020000 | SFC 2.5/12 MC NE RT | SlimFix Clip, Conductor and cable markers, 4 - 6 mm, 12 x 9.3 mm, red
35797 | 1062030000 | SFC 2.5/12 MC NE BL | SlimFix Clip, Conductor and cable markers, 4 - 6 mm, 12 x 9.3 mm, blue
35798 | 1062050000 | SFC 2.5/21 MC NE WS | SlimFix Clip, Conductor and cable markers, 4 - 6 mm, 21 x 9.3 mm, white
35799 | 1062070000 | SFC 2.5/21 MC NE GE | SlimFix Clip, Conductor and cable markers, 4 - 6 mm, 21 x 9.3 mm, yellow
35800 | 1062080000 | SFC 2.5/21 MC NE RT | SlimFix Clip, Conductor and cable markers, 4 - 6 mm, 21 x 9.3 mm, red
35801 | 1062090000 | SFC 2.5/21 MC NE BL | SlimFix Clip, Conductor and cable markers, 4 - 6 mm, 21 x 9.3 mm, blue
35802 | 1062110000 | SFC 2.5/21 MC SDR | SlimFix Clip, Conductor and cable markers, 4 - 6 mm, 21 x 9.3 mm, To customer specification
35803 | 1067700000 | WAP WDL2.5/S | W-Series, End plate
35804 | 1067800000 | WAP WDL2.5 | W-Series, End plate
35805 | 1067980000 | WHP WDL2.5/S BL | W-Series, Fixing plate
35806 | 1068300000 | WAP WTL6/1 | W-Series, End plate
35807 | 1068400000 | WTW WTL6/1 DB | W-Series, Partition plate
35808 | 1069700000 | WAP WFF35 | Bolt-type screw terminals, cover plate, dark beige, 2 mm
35809 | 1069800000 | WAP WFF70 | Bolt-type screw terminals, cover plate, dark beige, 2 mm
35810 | 1070000000 | WAP WDK2.5/BLZ/O.ZA | W-Series, End plate
35811 | 1070100000 | WAP WDK2.5/BLZ/M.ZA | W-Series, End plate
35812 | 1071100000 | ZR WPO4 DB | W-Series, Intermediate frame
35813 | 1072200000 | WAP 2.5-10 GN | W-Series, End plate
35814 | 1072210000 | WAP 2.5-10 VI | W-Series, End plate
35815 | 1074680000 | WAP WTR2.5/ZZ BL | W-Series, End plate
35816 | 1084000000 | WAP WDK2.5/4 N | W-Series, End plate
35817 | 1263160000 | TW SAK4-10 | SAK Series, Partition plate, 1.5 mm, beige, Direct mounting
35818 | 1287860000 | TBS 2 | SAK Series, End plate, Intermediate plate, beige, 4.4 mm
35819 | 1317680000 | AP DLD2.5 BL | SAK Series, End plate, 1.5 mm, blue, Direct mounting
35820 | 1333100000 | H2,5/14DS BL | Wire-end ferrule, Standard, 10 mm, 8 mm, blue
35821 | 1397160000 | AP DK4Q | SAK Series, End plate, 1.5 mm, beige, Direct mounting
35822 | 1397180000 | AP DK4Q BL | SAK Series, End plate, 1.5 mm, blue, Direct mounting
35823 | 1577320000 | WAP WDU1.5/BLZ/ZA | W-Series, End plate
35824 | 1577330000 | WAP WDU1.5/BLZ | W-Series, End plate
35825 | 1577400000 | WAD WDU1.5/BLZ/BLA | W-Series, Cover, x 9.48
35826 | 1609990000 | TM-I 15 MC SDR | TM-I, Insert markers, 15 x 4 mm, To customer specification
35827 | 1610700000 | WKM 18/43 | WKM, Conductor and cable markers, 7 - 115 mm, 43 x 18 mm, Wire and cable markers, Transparent
35828 | 1631910000 | WKM 8/30 | WKM, Conductor and cable markers, 7 - 115 mm, 30 x 8 mm, Wire and cable markers, Transparent
35829 | 1680420000 | TM-I 20 MC SDR | TM-I, Insert markers, 20 x 4 mm, To customer specification
35830 | 1718420000 | TM-I 12 MC SDR | TM-I, Insert markers, 12 x 4 mm, To customer specification
35831 | 1718440000 | TM-I 18 MC SDR | TM-I, Insert markers, 18 x 4 mm, To customer specification
35832 | 1719760000 | TM 0/12 HF/HB | TM, Socket x 5.4 mm, Polyethylene LD, Colour: Transparent, Conductor O.D.: 1.3 - 2 mm
35833 | 1719770000 | TM 0/18 HF/HB | TM, Socket x 5.4 mm, Polyethylene LD, Colour: Transparent, Conductor O.D.: 1.3 - 2 mm
35834 | 1719780000 | TM 1/12 HF/HB | TM, Socket x 5.4 mm, Polyethylene LD, Colour: Transparent, Conductor O.D.: 1.8 - 2.5 mm
35835 | 1719790000 | TM 1/18 HF/HB | TM, Socket x 5.4 mm, Polyethylene LD, Colour: Transparent, Conductor O.D.: 1.8 - 2.5 mm
35836 | 1719800000 | TM 2/12 HF/HB | TM, Socket x 6.4 mm, Polyethylene LD, Colour: Transparent, Conductor O.D.: 2.5 - 4 mm
35837 | 1719810000 | TM 2/18 HF/HB | TM, Socket x 6.4 mm, Polyethylene LD, Colour: Transparent, Conductor O.D.: 2.5 - 4 mm
35838 | 1719820000 | TM 3/12 HF/HB | TM, Socket x 8.1 mm, Polyethylene LD, Colour: Transparent, Conductor O.D.: 4 - 6.5 mm
35839 | 1719830000 | TM 3/18 HF/HB | TM, Socket x 8.1 mm, Polyethylene LD, Colour: Transparent, Conductor O.D.: 4 - 6.5 mm
35840 | 1719840000 | TM 4/12 HF/HB | TM, Socket x 11.4 mm, Polyethylene LD, Colour: Transparent, Conductor O.D.: 6 - 10 mm
35841 | 1719850000 | TM 4/18 HF/HB | TM, Socket x 11.4 mm, Polyethylene LD, Colour: Transparent, Conductor O.D.: 6 - 10 mm
35842 | 1719860000 | TM 5/12 HF/HB | TM, Socket x 16.1 mm, Polyethylene LD, Colour: Transparent, Conductor O.D.: 9 - 15 mm
35843 | 1719870000 | TM 5/18 HF/HB | TM, Socket x 16.1 mm, Polyethylene LD, Colour: Transparent, Conductor O.D.: 9 - 15 mm
35844 | 1719880000 | TM 6/12 HF/HB | TM, Socket x 22.2 mm, Polyethylene LD, Colour: Transparent, Conductor O.D.: 15 - 24 mm
35845 | 1719890000 | TM 6/18 HF/HB | TM, Socket x 22.2 mm, Polyethylene LD, Colour: Transparent, Conductor O.D.: 15 - 24 mm
35846 | 1724790000 | TMC 9/20 | TM-I, Socket, PVC, Colour: Transparent, Conductor O.D.: 10 - 317 mm
35847 | 1730590005 | VT SF 0/21 MC NE GN V0 | SlimFix, Conductor and cable markers, 1.2 - 1.6 mm, 21 x 3.2 mm, green
35848 | 1748820000 | TMX 18 HF/HB | TM, Socket x 20 mm, Polyethylene LD, Colour: Transparent, Conductor O.D.: 10 - 317 mm
35849 | 1752720000 | SFC 1/12 MC SDR | SlimFix Clip, Conductor and cable markers, 2 - 3.5 mm, 12 x 5.8 mm, To customer specification
35850 | 1753490000 | WKM 8/20 | WKM, Conductor and cable markers, 7 - 115 mm, 20 x 8 mm, Wire and cable markers, Transparent
35851 | 1754190000 | WAP WDU1.5/R3.5 | W-Series, End plate
35852 | 1754200000 | WAP WDK1.5/R3.5 | W-Series, End plate
35853 | 1760530000 | PM 5.08/02/90 3.5SN GN BX | Printed circuit board terminals, 5.08 mm, Number of poles: 2, 90°, Solder pin length (l): 3.5 mm, tinned, Pale green, Pressure clamp connection, Clamping range, max. : 2.5 mm², Box
35854 | 1763480000 | SFC 2/12 MC SDR | SlimFix Clip, Conductor and cable markers, 3 - 5 mm, 12 x 5.8 mm, To customer specification
35855 | 1766900000 | WTW WTL 6/1 4MM | W-Series, Partition plate
35856 | 1768380000 | LM WO 25.4/57 WS | LaserMark, Conductor and cable markers, 5.9 - 12.3 mm, 25.4 x 57 mm, white
35857 | 1768400000 | LM WO 25.4/95 WS | LaserMark, Conductor and cable markers, 8 - 22 mm, 25.4 x 95 mm, white
35858 | 1768430000 | LM WO 37/25 GE | LaserMark, Conductor and cable markers, 3.4 - 4.8 mm, 37 x 25 mm, yellow
35859 | 1773880000 | LM WO 15/140 WS | LaserMark, Conductor and cable markers, 16.2 - 36.4 mm, 15 x 140 mm, white
35860 | 1782960000 | SF-TOOL 2-3 | Conductor markers, Mounting aid - SlimFix
35861 | 1782970000 | SF-TOOL 1 | Conductor markers, Mounting aid - SlimFix
35862 | 1782980000 | SF-TOOL 4-5 | Conductor markers, Mounting aid - SlimFix
35863 | 1783550000 | AP DLI2.5 DB | W-Series, End plate, 1.5 mm, dark beige, Direct mounting
35864 | 1783800000 | AP DLD2.5/PE DB | SAK Series, End plate, 1.5 mm, dark beige
35865 | 1784150000 | AP VLI1.5 DB | SAK Series, End plate, 1.5 mm, dark beige, Direct mounting
35866 | 1784160000 | AP VLI1.5/PE DB | SAK Series, End plate, 1.5 mm, dark beige, Direct mounting
35867 | 1784210000 | AP DLD2.5 DB | W-Series, End plate, 1.5 mm, dark beige, Direct mounting
35868 | 1791610000 | PM 5.00/02/90 3.5SN OR BX | Printed circuit board terminals, 5.00 mm, Number of poles: 2, 90°, Solder pin length (l): 3.5 mm, tinned, orange, Pressure clamp connection, Clamping range, max. : 2.5 mm², Box
35869 | 1791620000 | PM 5.00/03/90 3.5SN OR BX | Printed circuit board terminals, 5.00 mm, Number of poles: 3, 90°, Solder pin length (l): 3.5 mm, tinned, orange, Pressure clamp connection, Clamping range, max. : 2.5 mm², Box
35870 | 1791640000 | PM 5.00/03/90 3.5SN BK BX | Printed circuit board terminals, 5.00 mm, Number of poles: 3, 90°, Solder pin length (l): 3.5 mm, tinned, black, Pressure clamp connection, Clamping range, max. : 2.5 mm², Box
35871 | 1798060000 | VT-TM-I 18 MC NE GR | TM-I, Insert markers, 18 x 4 mm, grey
35872 | 1798470000 | TM 203/20 V0 | TM, Socket x 6 mm, PVC, Colour: Transparent, Conductor O.D.: 4 - 6 mm
35873 | 1798480000 | TM 203/18 V0 | TM, Socket x 6 mm, PVC, Colour: Transparent, Conductor O.D.: 4 - 6 mm
35874 | 1798490000 | TM 203/15 V0 | TM, Socket x 9 mm, PVC, Colour: Transparent, Conductor O.D.: 4 - 6 mm
35875 | 1798510000 | TM 203/12 V0 | TM, Socket x 5 mm, PVC, Colour: Transparent, Conductor O.D.: 4 - 6 mm
35876 | 1798520000 | TM 202/20 V0 | TM, Socket x 5 mm, PVC, Colour: Transparent, Conductor O.D.: 2 - 4 mm
35877 | 1798530000 | TM 202/18 V0 | TM, Socket x 5 mm, PVC, Colour: Transparent, Conductor O.D.: 2 - 4 mm
35878 | 1798540000 | TM 202/15 V0 | TM, Socket x 5 mm, PVC, Colour: Transparent, Conductor O.D.: 2 - 4 mm
35879 | 1798560000 | TM 202/12 V0 | TM, Socket x 5 mm, PVC, Colour: Transparent, Conductor O.D.: 2 - 4 mm
35880 | 1798580000 | TM 201/20 V0 | TM, Socket x 5 mm, PVC, Colour: Transparent, Conductor O.D.: 1.5 - 2.5 mm
35881 | 1798600000 | TM 201/18 V0 | TM, Socket x 5 mm, PVC, Colour: Transparent, Conductor O.D.: 1.5 - 2.5 mm
35882 | 1798620000 | TM 201/15 V0 | TM, Socket x 5 mm, PVC, Colour: Transparent, Conductor O.D.: 1.5 - 2.5 mm
35883 | 1798640000 | TM 201/12 V0 | TM, Socket x 5 mm, PVC, Colour: Transparent, Conductor O.D.: 1.5 - 2.5 mm
35884 | 1798650000 | TM 200/15 V0 | TM, Socket x 5 mm, PVC, Colour: Transparent, Conductor O.D.: 1 - 1.5 mm
35885 | 1805720000 | SFC 1/30 MC NE BL | SlimFix Clip, Conductor and cable markers, 2 - 3.5 mm, 30 x 5.8 mm, blue
35886 | 1805730000 | SFC 1/30 MC NE GE | SlimFix Clip, Conductor and cable markers, 2 - 3.5 mm, 30 x 5.8 mm, yellow
35887 | 1805740000 | SFC 1/30 MC NE RT | SlimFix Clip, Conductor and cable markers, 2 - 3.5 mm, 30 x 5.8 mm, red
35888 | 1805760000 | SFC 1/30 MC NE WS | SlimFix Clip, Conductor and cable markers, 2 - 3.5 mm, 30 x 5.8 mm, white
35889 | 1805770000 | SFC 2/21 MC NE BL | SlimFix Clip, Conductor and cable markers, 3 - 5 mm, 21 x 5.8 mm, blue
35890 | 1805780000 | SFC 2/21 MC NE GE | SlimFix Clip, Conductor and cable markers, 3 - 5 mm, 21 x 5.8 mm, yellow
35891 | 1805790000 | SFC 2/21 MC NE RT | SlimFix Clip, Conductor and cable markers, 3 - 5 mm, 21 x 5.8 mm, red
35892 | 1805810000 | SFC 2/21 MC NE WS | SlimFix Clip, Conductor and cable markers, 3 - 5 mm, 21 x 5.8 mm, white
35893 | 1805820000 | SFC 2/30 MC NE BL | SlimFix Clip, Conductor and cable markers, 3 - 5 mm, 30 x 5.8 mm, blue
35894 | 1805830000 | SFC 2/30 MC NE GE | SlimFix Clip, Conductor and cable markers, 3 - 5 mm, 30 x 5.8 mm, yellow
35895 | 1805850000 | SFC 2/30 MC NE RT | SlimFix Clip, Conductor and cable markers, 3 - 5 mm, 30 x 5.8 mm, red
35896 | 1805870000 | SFC 2/30 MC NE WS | SlimFix Clip, Conductor and cable markers, 3 - 5 mm, 30 x 5.8 mm, white
35897 | 1806180000 | TM 204/12 V0 | TM, Socket x 9 mm, PVC, Colour: Transparent, Conductor O.D.: 6 - 10 mm
35898 | 1806190000 | TM 205/12 V0 | TM, Socket x 14 mm, PVC, Colour: Transparent, Conductor O.D.: 10 - 14 mm
35899 | 1806200000 | TM 206/12 V0 | TM, Socket x 18 mm, PVC, Colour: Transparent, Conductor O.D.: 14 - 22 mm
35900 | 1806240000 | TM 204/15 V0 | TM, Socket x 14 mm, PVC, Colour: Transparent, Conductor O.D.: 6 - 10 mm
35901 | 1806250000 | TM 205/15 V0 | TM, Socket x 18 mm, PVC, Colour: Transparent, Conductor O.D.: 10 - 14 mm
35902 | 1806260000 | TM 206/15 V0 | TM, Socket x 27 mm, PVC, Colour: Transparent, Conductor O.D.: 14 - 22 mm
35903 | 1806270000 | TM 207/15 V0 | TM, Socket x 30 mm, PVC, Colour: Transparent, Conductor O.D.: 22 - 30 mm
35904 | 1806300000 | TM 204/18 V0 | TM, Socket x 9 mm, PVC, Colour: Transparent, Conductor O.D.: 6 - 10 mm
35905 | 1806310000 | TM 205/18 V0 | TM, Socket x 14 mm, PVC, Colour: Transparent, Conductor O.D.: 10 - 14 mm
35906 | 1806320000 | TM 206/18 V0 | TM, Socket x 18 mm, PVC, Colour: Transparent, Conductor O.D.: 14 - 22 mm
35907 | 1806360000 | TM 204/20 V0 | TM, Socket x 9 mm, PVC, Colour: Transparent, Conductor O.D.: 6 - 10 mm
35908 | 1806370000 | TM 205/20 V0 | TM, Socket x 14 mm, PVC, Colour: Transparent, Conductor O.D.: 10 - 14 mm
35909 | 1806380000 | TM 206/20 V0 | TM, Socket x 18 mm, PVC, Colour: Transparent, Conductor O.D.: 14 - 22 mm
35910 | 1813130000 | SFC 0/12 MC NE WS | SlimFix Clip, Conductor and cable markers, 1.5 - 2.5 mm, 12 x 5.8 mm, white
35911 | 1813150000 | SFC 0/12 MC NE RT | SlimFix Clip, Conductor and cable markers, 1.5 - 2.5 mm, 12 x 5.8 mm, red
35912 | 1813160000 | SFC 0/12 MC NE GE | SlimFix Clip, Conductor and cable markers, 1.5 - 2.5 mm, 12 x 5.8 mm, yellow
35913 | 1813170000 | SFC 0/12 MC NE BL | SlimFix Clip, Conductor and cable markers, 1.5 - 2.5 mm, 12 x 5.8 mm, blue
35914 | 1813190000 | SFC 0/21 MC NE WS | SlimFix Clip, Conductor and cable markers, 1.5 - 2.5 mm, 21 x 5.8 mm, white
35915 | 1813200000 | SFC 0/21 MC NE RT | SlimFix Clip, Conductor and cable markers, 1.5 - 2.5 mm, 21 x 5.8 mm, red
35916 | 1813210000 | SFC 0/21 MC NE GE | SlimFix Clip, Conductor and cable markers, 1.5 - 2.5 mm, 21 x 5.8 mm, yellow
35917 | 1813220000 | SFC 0/21 MC NE BL | SlimFix Clip, Conductor and cable markers, 1.5 - 2.5 mm, 21 x 5.8 mm, blue
35918 | 1813240000 | SFC 0/30 MC NE WS | SlimFix Clip, Conductor and cable markers, 1.5 - 2.5 mm, 30 x 5.8 mm, white
35919 | 1813250000 | SFC 0/30 MC NE RT | SlimFix Clip, Conductor and cable markers, 1.5 - 2.5 mm, 30 x 5.8 mm, red
35920 | 1813260000 | SFC 0/30 MC NE GE | SlimFix Clip, Conductor and cable markers, 1.5 - 2.5 mm, 30 x 5.8 mm, yellow
35921 | 1813270000 | SFC 0/30 MC NE BL | SlimFix Clip, Conductor and cable markers, 1.5 - 2.5 mm, 30 x 5.8 mm, blue
35922 | 1852360000 | SFX 10/23 MC NE GE V2 | SlimFix X, Conductor and cable markers, 7 - 40 mm, 23 x 11 mm, yellow
35923 | 1852370000 | SFX 10/23 MC NE RT V2 | SlimFix X, Conductor and cable markers, 7 - 40 mm, 23 x 11 mm, red
35924 | 1852390000 | SFX 10/23 MC NE WS V2 | SlimFix X, Conductor and cable markers, 7 - 40 mm, 23 x 11 mm, white
35925 | 1852400000 | SFX 10/23 MC NE BL V2 | SlimFix X, Conductor and cable markers, 7 - 40 mm, 23 x 11 mm, blue
35926 | 1852410000 | SFX 14/23 MC NE GE V2 | SlimFix X, Conductor and cable markers, 7 - 40 mm, 23 x 14 mm, yellow
35927 | 1852420000 | SFX 14/23 MC NE RT V2 | SlimFix X, Conductor and cable markers, 7 - 40 mm, 23 x 14 mm, red
35928 | 1852440000 | SFX 14/23 MC NE WS V2 | SlimFix X, Conductor and cable markers, 7 - 40 mm, 23 x 14 mm, white
35929 | 1852450000 | SFX 14/23 MC NE BL V2 | SlimFix X, Conductor and cable markers, 7 - 40 mm, 23 x 14 mm, blue
35930 | 1852460000 | SFX 9/24 MC NE GE V2 | SlimFix X, Conductor and cable markers, 7 - 40 mm, 24 x 15 mm, yellow
35931 | 1852470000 | SFX 9/24 MC NE RT V2 | SlimFix X, Conductor and cable markers, 7 - 40 mm, 24 x 15 mm, red
35932 | 1852490000 | SFX 9/24 MC NE WS V2 | SlimFix X, Conductor and cable markers, 7 - 40 mm, 24 x 15 mm, white
35933 | 1852500000 | SFX 9/24 MC NE BL V2 | SlimFix X, Conductor and cable markers, 7 - 40 mm, 24 x 15 mm, blue
35934 | 1874760000 | TM 202/30 V0 | TM, Socket x 5 mm, PVC, Colour: Transparent, Conductor O.D.: 2 - 4 mm
35935 | 1874770000 | TM 203/30 V0 | TM, Socket x 6 mm, PVC, Colour: Transparent, Conductor O.D.: 4 - 6 mm
35936 | 1874780000 | TM 204/30 V0 | TM, Socket x 9 mm, PVC, Colour: Transparent, Conductor O.D.: 6 - 10 mm
35937 | 1874790000 | TM 205/30 V0 | TM, Socket x 14 mm, PVC, Colour: Transparent, Conductor O.D.: 10 - 14 mm
35938 | 1874800000 | TM 206/30 V0 | TM, Socket x 18 mm, PVC, Colour: Transparent, Conductor O.D.: 14 - 22 mm
35939 | 1874850000 | TM 201/30 V0 | TM, Socket x 4 mm, PVC, Colour: Transparent, Conductor O.D.: 1.5 - 2.5 mm
35940 | 1876370000 | TM-I 30 MC NE GE | TM-I, Insert markers, 30 x 4 mm, yellow
35941 | 1876380000 | TM-I 30 MC NE RT | TM-I, Insert markers, 30 x 4 mm, red
35942 | 1876390000 | TM-I 30 MC NE WS | TM-I, Insert markers, 30 x 4 mm, white
35943 | 1876400000 | TM-I 30 MC NE BL | TM-I, Insert markers, 30 x 4 mm, blue
35944 | 1876640000 | CC 15/27 K MC NE WS | ClipCard, Device markers, 15 x 27 mm, white
35945 | 1876760000 | CC 15/27 MC NE SI | ClipCard, Device markers, 15 x 27 mm, Holder CC-H 15/27, silver
35946 | 1876770000 | CC 15/27 MC NE WS | ClipCard, Device markers, 15 x 27 mm, Holder CC-H 15/27, white
35947 | 1876780000 | CC 15/27 K MC NE SI | ClipCard, Device markers, 15 x 27 mm, silver
35948 | 1877220000 | CC 15/49 K MC NE WS | ClipCard, Device markers, 15 x 49 mm, white
35949 | 1877240000 | CC 15/49 MC NE SI | ClipCard, Device markers, 15 x 49 mm, Holder CC-H 15/49, silver
35950 | 1877260000 | CC 15/49 MC NE WS | ClipCard, Device markers, 15 x 49 mm, Holder CC-H 15/49, white
35951 | 1877270000 | CC 15/49 K MC NE SI | ClipCard, Device markers, 15 x 49 mm, silver
35952 | 1877310000 | CC 15/60 K MC NE WS | ClipCard, Device markers, 15 x 60 mm, white
35953 | 1877340000 | CC 15/60 MC NE SI | ClipCard, Device markers, 15 x 60 mm, Holder CC-H 15/60, silver
35954 | 1877350000 | CC 15/60 MC NE WS | ClipCard, Device markers, 15 x 60 mm, Holder CC-H 15/60, white
35955 | 1877360000 | CC 15/60 K MC NE SI | ClipCard, Device markers, 15 x 60 mm, silver
35956 | 1877570000 | SM 22/22 K MC NE WS | SwitchMark, Device markers, 22 x 22 mm, white
35957 | 1877590000 | SM 22/22 K MC NE SI | SwitchMark, Device markers, 22 x 22 mm, silver
35958 | 1877680000 | MF 5/7.5 MC NE WS | MultiFit, Terminal marker, 5 x 7.5 mm, Pitch in mm (P): 7.50 Adels RKW, Phoenix, white
35959 | 1877690000 | MF 5/4 MC NE WS | MultiFit, Terminal marker, 5 x 4 mm, Pitch in mm (P): 4.00 Phoenix, white
35960 | 1877720000 | MFF 9/4 MC NE WS | MultiFit, Terminal marker, 9 x 4 mm, Pitch in mm (P): 4.00 Festo, white
35961 | 1877730000 | MF-W 9/4 MC NE WS | MultiFit, Terminal marker, 9 x 4 mm, Pitch in mm (P): 4.00 WAGO, Legrand, white
35962 | 1891780000 | TM 1/18 TWIN HF/HB | TM, Socket x 5 mm, Polyethylene LD, Colour: Transparent, Conductor O.D.: 2.4 - 4 mm
35963 | 1891790000 | VT-TM 1/18 TWIN HF | TM, Socket x 5 mm, Polyethylene LD, Colour: Transparent, Conductor O.D.: 2.4 - 4 mm
35964 | 1891800000 | VT-TM 0/18 TWIN HF | TM, Socket x 5 mm, Polyethylene LD, Colour: Transparent, Conductor O.D.: 1.3 - 2.6 mm
35965 | 1891810000 | TM 0/18 TWIN HF/HB | TM, Socket x 5 mm, Polyethylene LD, Colour: Transparent, Conductor O.D.: 1.3 - 2.6 mm
35966 | 1892081000 | SAI-8-M 5P M12 ECO UT | Sensor-actuator passive distributor, M12, Hood version, Yes
35967 | 1895980000 | SAI-4-M 3P IDC EX IA | SAI Passive, Sensor-actuator passive distributor, IDC, M12, Hood version, Yes
35968 | 1896020000 | SAI-6-M 4P IDC EX IA | SAI Passive, Sensor-actuator passive distributor, IDC, M12, Hood version, Yes
35969 | 1896030000 | SAI-8-M 4P IDC EX IA | SAI Passive, Sensor-actuator passive distributor, IDC, M12, Hood version, Yes
35970 | 1896990150 | SAIL-VSA-DS-1.5U | Valve plug, One end without connector - valve plug
35971 | 1912450000 | PM 5.00/02/90 3.5SN GN BX | Printed circuit board terminals, 5.00 mm, Number of poles: 2, 90°, Solder pin length (l): 3.5 mm, tinned, Pale green, Pressure clamp connection, Clamping range, max. : 2.5 mm², Box
35972 | 1918480000 | SF 0/21 MC NE GE V2 | SlimFix, Conductor and cable markers, 1.2 - 1.6 mm, 21 x 3.2 mm, yellow
35973 | 1918490000 | SF 0/21 MC NE RT V2 | SlimFix, Conductor and cable markers, 1.2 - 1.6 mm, 21 x 3.2 mm, red
35974 | 1918500000 | SF 0/21 MC NE WS V2 | SlimFix, Conductor and cable markers, 1.2 - 1.6 mm, 21 x 3.2 mm, white
35975 | 1918510000 | SF 0/21 MC NE BL V2 | SlimFix, Conductor and cable markers, 1.2 - 1.6 mm, 21 x 3.2 mm, blue
35976 | 1918560000 | SF 00/21 MC NE GE V2 | SlimFix, Conductor and cable markers, 1 - 1.3 mm, 21 x 3.2 mm, yellow
35977 | 1918570000 | SF 00/21 MC NE RT V2 | SlimFix, Conductor and cable markers, 1 - 1.3 mm, 21 x 3.2 mm, red
35978 | 1918580000 | SF 00/21 MC NE WS V2 | SlimFix, Conductor and cable markers, 1 - 1.3 mm, 21 x 3.2 mm, white
35979 | 1918590000 | SF 00/21 MC NE BL V2 | SlimFix, Conductor and cable markers, 1 - 1.3 mm, 21 x 3.2 mm, blue
35980 | 1918600000 | SF 1/21 MC NE RT V2 | SlimFix, Conductor and cable markers, 1.7 - 2.1 mm, 21 x 3.2 mm, red
35981 | 1918610000 | SF 1/21 MC NE GE V2 | SlimFix, Conductor and cable markers, 1.7 - 2.1 mm, 21 x 3.2 mm, yellow
35982 | 1918620000 | SF 1/21 MC NE BL V2 | SlimFix, Conductor and cable markers, 1.7 - 2.1 mm, 21 x 3.2 mm, blue
35983 | 1918630000 | SF 1/21 MC NE WS V2 | SlimFix, Conductor and cable markers, 1.7 - 2.1 mm, 21 x 3.2 mm, white
35984 | 1918660000 | SF 2/21 MC NE GE V2 | SlimFix, Conductor and cable markers, 2.2 - 2.9 mm, 21 x 3.6 mm, yellow
35985 | 1918670000 | SF 2/21 MC NE RT V2 | SlimFix, Conductor and cable markers, 2.2 - 2.9 mm, 21 x 3.6 mm, red
35986 | 1918690000 | SF 2/21 MC NE WS V2 | SlimFix, Conductor and cable markers, 2.2 - 2.9 mm, 21 x 3.6 mm, white
35987 | 1918700000 | SF 2/21 MC NE BL V2 | SlimFix, Conductor and cable markers, 2.2 - 2.9 mm, 21 x 3.6 mm, blue
35988 | 1918890000 | SF 3/21 MC NE GE V2 | SlimFix, Conductor and cable markers, 3 - 3.7 mm, 21 x 4.6 mm, yellow
35989 | 1918900000 | SF 3/21 MC NE RT V2 | SlimFix, Conductor and cable markers, 3 - 3.7 mm, 21 x 4.6 mm, red
35990 | 1918910000 | SF 3/21 MC NE WS V2 | SlimFix, Conductor and cable markers, 3 - 3.7 mm, 21 x 4.6 mm, white
35991 | 1918920000 | SF 3/21 MC NE BL V2 | SlimFix, Conductor and cable markers, 3 - 3.7 mm, 21 x 4.6 mm, blue
35992 | 1919000000 | SF 4.5/21 MC NE GE V2 | SlimFix, Conductor and cable markers, 4.1 - 4.9 mm, 21 x 7.4 mm, yellow
35993 | 1919010000 | SF 4.5/21 MC NE RT V2 | SlimFix, Conductor and cable markers, 4.1 - 4.9 mm, 21 x 7.4 mm, red
35994 | 1919020000 | SF 4.5/21 MC NE WS V2 | SlimFix, Conductor and cable markers, 4.1 - 4.9 mm, 21 x 7.4 mm, white
35995 | 1919030000 | SF 4.5/21 MC NE BL V2 | SlimFix, Conductor and cable markers, 4.1 - 4.9 mm, 21 x 7.4 mm, blue
35996 | 1919060000 | SF 4/21 MC NE GE V2 | SlimFix, Conductor and cable markers, 3.6 - 6 mm, 21 x 5.7 mm, yellow
35997 | 1919070000 | SF 4/21 MC NE RT V2 | SlimFix, Conductor and cable markers, 3.6 - 6 mm, 21 x 5.7 mm, red
35998 | 1919080000 | SF 4/21 MC NE WS V2 | SlimFix, Conductor and cable markers, 3.6 - 6 mm, 21 x 5.7 mm, white
35999 | 1919090000 | SF 4/21 MC NE BL V2 | SlimFix, Conductor and cable markers, 3.6 - 6 mm, 21 x 5.7 mm, blue
36000 | 1919120000 | SF 5/21 MC NE GE V2 | SlimFix, Conductor and cable markers, 4.8 - 7.4 mm, 21 x 7.4 mm, yellow
36001 | 1919130000 | SF 5/21 MC NE RT V2 | SlimFix, Conductor and cable markers, 4.8 - 7.4 mm, 21 x 7.4 mm, red
36002 | 1919140000 | SF 5/21 MC NE WS V2 | SlimFix, Conductor and cable markers, 4.8 - 7.4 mm, 21 x 7.4 mm, white
36003 | 1919150000 | SF 5/21 MC NE BL V2 | SlimFix, Conductor and cable markers, 4.8 - 7.4 mm, 21 x 7.4 mm, blue
36004 | 1919170000 | SF 6/21 MC NE GE V2 | SlimFix, Conductor and cable markers, 5.8 - 7.8 mm, 21 x 8.4 mm, yellow
36005 | 1919180000 | SF 6/21 MC NE RT V2 | SlimFix, Conductor and cable markers, 5.8 - 7.8 mm, 21 x 8.4 mm, red
36006 | 1919190000 | SF 6/21 MC NE WS V2 | SlimFix, Conductor and cable markers, 5.8 - 7.8 mm, 21 x 8.4 mm, white
36007 | 1919200000 | SF 6/21 MC NE BL V2 | SlimFix, Conductor and cable markers, 5.8 - 7.8 mm, 21 x 8.4 mm, blue
36008 | 1919210000 | SF 0/12 MC NE GE V2 | SlimFix, Conductor and cable markers, 1.2 - 1.6 mm, 12 x 3.2 mm, yellow
36009 | 1919220000 | SF 0/12 MC NE BL V2 | SlimFix, Conductor and cable markers, 1.2 - 1.6 mm, 12 x 3.2 mm, blue
36010 | 1919230000 | SF 0/12 MC NE RT V2 | SlimFix, Conductor and cable markers, 1.2 - 1.6 mm, 12 x 3.2 mm, red
36011 | 1919240000 | SF 0/12 MC NE WS V2 | SlimFix, Conductor and cable markers, 1.2 - 1.6 mm, 12 x 3.2 mm, white
36012 | 1919260000 | SF 00/12 MC NE GE V2 | SlimFix, Conductor and cable markers, 1 - 1.3 mm, 12 x 3.2 mm, yellow
36013 | 1919270000 | SF 00/12 MC NE BL V2 | SlimFix, Conductor and cable markers, 1 - 1.3 mm, 12 x 3.2 mm, blue
36014 | 1919280000 | SF 00/12 MC NE RT V2 | SlimFix, Conductor and cable markers, 1 - 1.3 mm, 12 x 3.2 mm, red
36015 | 1919290000 | SF 00/12 MC NE WS V2 | SlimFix, Conductor and cable markers, 1 - 1.3 mm, 12 x 3.2 mm, white
36016 | 1919320000 | SF 1/12 MC NE RT V2 | SlimFix, Conductor and cable markers, 1.7 - 2.1 mm, 12 x 3.2 mm, red
36017 | 1919340000 | SF 1/12 MC NE GE V2 | SlimFix, Conductor and cable markers, 1.7 - 2.1 mm, 12 x 3.2 mm, yellow
36018 | 1919360000 | SF 1/12 MC NE BL V2 | SlimFix, Conductor and cable markers, 1.7 - 2.1 mm, 12 x 3.2 mm, blue
36019 | 1919390000 | SF 1/12 MC NE WS V2 | SlimFix, Conductor and cable markers, 1.7 - 2.1 mm, 12 x 3.2 mm, white
36020 | 1919460000 | SF 2/12 MC NE RT V2 | SlimFix, Conductor and cable markers, 2.2 - 2.9 mm, 12 x 3.6 mm, red
36021 | 1919470000 | SF 2/12 MC NE GE V2 | SlimFix, Conductor and cable markers, 2.2 - 2.9 mm, 12 x 3.6 mm, yellow
36022 | 1919480000 | SF 2/12 MC NE BL V2 | SlimFix, Conductor and cable markers, 2.2 - 2.9 mm, 12 x 3.6 mm, blue
36023 | 1919490000 | SF 2/12 MC NE WS V2 | SlimFix, Conductor and cable markers, 2.2 - 2.9 mm, 12 x 3.6 mm, white
36024 | 1919520000 | SF 3/12 MC NE GE V2 | SlimFix, Conductor and cable markers, 3 - 3.7 mm, 12 x 4.6 mm, yellow
36025 | 1919530000 | SF 3/12 MC NE RT V2 | SlimFix, Conductor and cable markers, 3 - 3.7 mm, 12 x 4.6 mm, red
36026 | 1919540000 | SF 3/12 MC NE WS V2 | SlimFix, Conductor and cable markers, 3 - 3.7 mm, 12 x 4.6 mm, white
36027 | 1919550000 | SF 3/12 MC NE BL V2 | SlimFix, Conductor and cable markers, 3 - 3.7 mm, 12 x 4.6 mm, blue
36028 | 1919570000 | SF 4/12 MC NE RT V2 | SlimFix, Conductor and cable markers, 3.6 - 6 mm, 12 x 5.7 mm, red
36029 | 1919580000 | SF 4/12 MC NE GE V2 | SlimFix, Conductor and cable markers, 3.6 - 6 mm, 12 x 5.7 mm, yellow
36030 | 1919590000 | SF 4/12 MC NE BL V2 | SlimFix, Conductor and cable markers, 3.6 - 6 mm, 12 x 5.7 mm, blue
36031 | 1919600000 | SF 4/12 MC NE WS V2 | SlimFix, Conductor and cable markers, 3.6 - 6 mm, 12 x 5.7 mm, white
36032 | 1919620000 | SF 5/12 MC NE GE V2 | SlimFix, Conductor and cable markers, 4.7 - 7.4 mm, 12 x 7.4 mm, yellow
36033 | 1919630000 | SF 5/12 MC NE BL V2 | SlimFix, Conductor and cable markers, 4.7 - 7.4 mm, 12 x 7.4 mm, blue
36034 | 1919640000 | SF 5/12 MC NE RT V2 | SlimFix, Conductor and cable markers, 4.7 - 7.4 mm, 12 x 7.4 mm, red
36035 | 1919650000 | SF 5/12 MC NE WS V2 | SlimFix, Conductor and cable markers, 4.7 - 7.4 mm, 12 x 7.4 mm, white
36036 | 1934330000 | CC 30/60 K MC NE SI | ClipCard, Device markers, 30 x 60 mm, silver
36037 | 1934370000 | CC 30/60 K MC SDR | ClipCard, Device markers, 30 x 60 mm, To customer specification
36038 | 1934390000 | CC 30/60 K MC NE WS | ClipCard, Device markers, 30 x 60 mm, white
36039 | 1934400000 | CC 30/60 MC NE SI | ClipCard, Device markers, 30 x 60 mm, Holder CC-H 30/60, silver
36040 | 1934420000 | CC 30/60 MC NE WS | ClipCard, Device markers, 30 x 60 mm, Holder CC-H 30/60, white
36041 | 1934430000 | CC-H 30/60 | ClipCard, Accessories, 30 x 60 mm, black
36042 | 1934440000 | ETO CC 30/60 TRANSPAR. | ClipCard, Accessories, 30 x 60 mm, Transparent
36043 | 1950270000 | SAIE-EW-M20/PG9-SW24-VA | Built-in plugs, PG 9, M 20
36044 | 1961900000 | HSS-HF 1/8 1.8-2.8/50Y | Conductor and cable markers, 1.8 - 2.8 mm, 50.8 x 5.7 mm, yellow
36045 | 1961910000 | HSS-HF 3/16 2.8-4.2/50Y | Conductor and cable markers, 2.8 - 4.2 mm, 50.8 x 8.4 mm, yellow
36046 | 1961920000 | HSS-HF 1/4 4.2-5.8/50Y | Conductor and cable markers, 4.2 - 5.8 mm, 50.8 x 11.3 mm, yellow
36047 | 1961930000 | HSS-HF 3/8 5.8-8.0/50Y | Conductor and cable markers, 5.8 - 8 mm, 50.8 x 16 mm, yellow
36048 | 1961940000 | HSS-HF 1/2 8.0-11.0/50Y | Conductor and cable markers, 8 - 11 mm, 50.8 x 21.1 mm, yellow
36049 | 1961950000 | HSS-HF 3/4 11.0-17.0/50Y | Conductor and cable markers, 11 - 17 mm, 50.8 x 31.8 mm, yellow
36050 | 1961960000 | HSS-HF 1 17.0-23.0/50Y | Conductor and cable markers, 17 - 23 mm, 50.8 x 42.2 mm, yellow
36051 | 1961970000 | HSS-HF 1/8 1.8-2.8/25Y | Conductor and cable markers, 1.8 - 2.8 mm, 25.4 x 5.7 mm, yellow
36052 | 1961980000 | HSS-HF 3/16 2.8-4.2/25Y | Conductor and cable markers, 2.8 - 4.2 mm, 25.4 x 8.4 mm, yellow
36053 | 1961990000 | HSS-HF 1/4 4.2-5.8/25Y | Conductor and cable markers, 4.2 - 5.8 mm, 25.4 x 11.3 mm, yellow
36054 | 1962000000 | HSS-HF 3/8 5.8-8.0/25Y | Conductor and cable markers, 5.8 - 8 mm, 25.4 x 16 mm, yellow
36055 | 1962010000 | HSS-HF 1/2 8.0-11.0/25Y | Conductor and cable markers, 8 - 11 mm, 25.4 x 21.1 mm, yellow
36056 | 1962020000 | HSS-HF 3/4 11.0-17.0/25Y | Conductor and cable markers, 11 - 17 mm, 25.4 x 31.8 mm, yellow
36057 | 1962030000 | HSS-HF 1 17.0-23.0/25Y | Conductor and cable markers, 17 - 23 mm, 25.4 x 42.2 mm, yellow
36058 | 1976060000 | SC 3.81/06/135G 3.2SN GN BX | PCB plug-in connector, male header, closed side, THT solder connection, 3.81 mm, Number of poles: 6, 135°, Solder pin length (l): 3.2 mm, tinned, Pale green, Box
36059 | 1995830000 | SAI-M23-KBC-0.25/1.00 | Sensor/Actuator plug-in connector, Crimp contact
36060 | 1995860000 | SAI-M23-KBC-0.08/0.56 | Sensor/Actuator plug-in connector, Crimp contact
36061 | 3877960000 | TW RSF3 PA | SAK Series, Partition plate, 1.5 mm, beige, Direct mounting
36062 | 9004560000 | H0,5/14S OR | Wire-end ferrule, Standard, 10 mm, 8 mm, orange
36063 | 9004590000 | H0,5/14S W | Wire-end ferrule, Standard, 10 mm, 8 mm, white
36064 | 9005180000 | H0,14/10 GR SV | Wire-end ferrule, Standard, 8 mm, 6 mm, grey
36065 | 9006590000 | H1,5/17,5X SW SV | Wire-end ferrule, Standard, 13 mm, 8 mm, black
36066 | 9006630000 | H1,5/19,5X SW SV | Wire-end ferrule, Standard, 15 mm, 10 mm, black
36067 | 9006670000 | H2,5/17,5X BL SV | Wire-end ferrule, Standard, 14 mm, 8 mm, blue
36068 | 9006710000 | H2,5/21,5X BL SV | Wire-end ferrule, Standard, 17 mm, 12 mm, blue
36069 | 9006750000 | H4,0/19,5X GR SV | Wire-end ferrule, Standard, 14 mm, 10 mm, grey
36070 | 9006790000 | H6,0/23X GE SV | Wire-end ferrule, Standard, 17 mm, 12 mm, yellow
36071 | 9006830000 | H10,0/24,0X R SV | Wire-end ferrule, Standard, 17 mm, 12 mm, red
36072 | 9006870000 | H16,0/25,5X BL SV | Wire-end ferrule, Standard, 26 mm, 12 mm, blue
36073 | 9018550000 | H0,75/14TS HBL | Wire-end ferrule, Standard, 10 mm, 8 mm, Light Blue
36074 | 9018560000 | H1,0/14S R | Wire-end ferrule, Standard, 10 mm, 8 mm, red
36075 | 9019000000 | H0,5/12D W | Wire-end ferrule, Standard, 8 mm, 6 mm, white
36076 | 9019010000 | H0,5/14D W | Wire-end ferrule, Standard, 10 mm, 8 mm, white
36077 | 9019020000 | H0,5/16D W | Wire-end ferrule, Standard, 12 mm, 10 mm, white
36078 | 9019030000 | H0,75/12D GR | Wire-end ferrule, Standard, 8 mm, 6 mm, grey
36079 | 9019040000 | H0,75/14D GR | Wire-end ferrule, Standard, 10 mm, 8 mm, grey
36080 | 9019050000 | H0,75/16D GR | Wire-end ferrule, Standard, 12 mm, 10 mm, grey
36081 | 9019060000 | H0,75/18D GR | Wire-end ferrule, Standard, 14 mm, 12 mm, grey
36082 | 9019070000 | H1,0/12D R | Wire-end ferrule, Standard, 8 mm, 6 mm, red
36083 | 9019080000 | H1,0/14D R | Wire-end ferrule, Standard, 10 mm, 8 mm, red
36084 | 9019100000 | H1,0/16D R | Wire-end ferrule, Standard, 12 mm, 10 mm, red
36085 | 9019110000 | H1,0/18D R | Wire-end ferrule, Standard, 15 mm, 12 mm, red
36086 | 9019120000 | H1,5/14D SW | Wire-end ferrule, Standard, 10 mm, 8 mm, black
36087 | 9019130000 | H1,5/16D SW | Wire-end ferrule, Standard, 12 mm, 10 mm, black
36088 | 9019140000 | H1,5/18D SW | Wire-end ferrule, Standard, 15 mm, 12 mm, black
36089 | 9019150000 | H1,5/24D SW | Wire-end ferrule, Standard, 20 mm, 18 mm, black
36090 | 9019160000 | H2,5/15D BL | Wire-end ferrule, Standard, 10 mm, 8 mm, blue
36091 | 9019170000 | H2,5/19D BL | Wire-end ferrule, Standard, 14 mm, 12 mm, blue
36092 | 9019180000 | H2,5/25D BL | Wire-end ferrule, Standard, 20 mm, 18 mm, blue
36093 | 9019190000 | H4,0/18D GR | Wire-end ferrule, Standard, 12 mm, 10 mm, grey
36094 | 9019200000 | H4,0/20D GR | Wire-end ferrule, Standard, 14 mm, 12 mm, grey
36095 | 9019210000 | H4,0/26D GR | Wire-end ferrule, Standard, 20 mm, 18 mm, grey
36096 | 9019220000 | H6,0/20D GE | Wire-end ferrule, Standard, 14 mm, 12 mm, yellow
36097 | 9019230000 | H6,0/26D GE | Wire-end ferrule, Standard, 20 mm, 18 mm, yellow
36098 | 9019240000 | H10,0/22D R | Wire-end ferrule, Standard, 15 mm, 12 mm, red
36099 | 9019250000 | H10,0/28D R | Wire-end ferrule, Standard, 21 mm, 18 mm, red
36100 | 9019260000 | H16,0/22D BL | Wire-end ferrule, Standard, 15 mm, 12 mm, blue
36101 | 9019270000 | H16,0/28D BL | Wire-end ferrule, Standard, 21 mm, 18 mm, blue
36102 | 9019280000 | H25,0/30D 16 GE | Wire-end ferrule, Standard, 18 mm, 16 mm, yellow
36103 | 9019300000 | H25,0/36D GE | Wire-end ferrule, Standard, 24 mm, 22 mm, yellow
36104 | 9019310000 | H35,0/30D 16 R | Wire-end ferrule, Standard, 19 mm, 16 mm, red
36105 | 9019320000 | H35,0/32D R | Wire-end ferrule, Standard, 19 mm, 18 mm, red
36106 | 9019330000 | H35,0/39D R | Wire-end ferrule, Standard, 28 mm, 25 mm, red
36107 | 9019340000 | H50,0/36D BL | Wire-end ferrule, Standard, 26 mm, 20 mm, blue
36108 | 9019350000 | H50,0/41D BL | Wire-end ferrule, Standard, 31 mm, 25 mm, blue
36109 | 9019400000 | H0,5/14D W SV | Wire-end ferrule, Standard, 10 mm, 8 mm, white
36110 | 9019410000 | H0,75/14D GR SV | Wire-end ferrule, Standard, 10 mm, 8 mm, grey
36111 | 9019420000 | H1,0/14D R SV | Wire-end ferrule, Standard, 10 mm, 8 mm, red
36112 | 9019430000 | H1,5/14D SW SV | Wire-end ferrule, Standard, 10 mm, 8 mm, black
36113 | 9021010000 | H0,25/10T GE | Wire-end ferrule, Standard, 8 mm, 6 mm, yellow
36114 | 9021020000 | H0,25/12T GE | Wire-end ferrule, Standard, 10 mm, 8 mm, yellow
36115 | 9021030000 | H0,75/12T HBL | Wire-end ferrule, Standard, 8 mm, 6 mm, Light Blue
36116 | 9021040000 | H0,75/14T HBL | Wire-end ferrule, Standard, 10 mm, 8 mm, Light Blue
36117 | 9021050000 | H0,75/16T HBL | Wire-end ferrule, Standard, 12 mm, 10 mm, Light Blue
36118 | 9021060000 | H0,75/18T HBL | Wire-end ferrule, Standard, 14 mm, 12 mm, Light Blue
36119 | 9021070000 | H2,5/15T GR | Wire-end ferrule, Standard, 10 mm, 8 mm, grey
36120 | 9021080000 | H2,5/19T GR | Wire-end ferrule, Standard, 14 mm, 12 mm, grey
36121 | 9021090000 | H2,5/25T GR | Wire-end ferrule, Standard, 20 mm, 18 mm, grey
36122 | 9021100000 | H4,0/18T OR | Wire-end ferrule, Standard, 12 mm, 10 mm, orange
36123 | 9021110000 | H4,0/20T OR | Wire-end ferrule, Standard, 14 mm, 12 mm, orange
36124 | 9021120000 | H4,0/26T OR | Wire-end ferrule, Standard, 20 mm, 18 mm, orange
36125 | 9021130000 | H6,0/20T GN | Wire-end ferrule, Standard, 14 mm, 12 mm, green
36126 | 9021140000 | H6,0/26T GN | Wire-end ferrule, Standard, 20 mm, 18 mm, green
36127 | 9021150000 | H10,0/22T BR | Wire-end ferrule, Standard, 15 mm, 12 mm, brown
36128 | 9021160000 | H10,0/28T BR | Wire-end ferrule, Standard, 21 mm, 18 mm, brown
36129 | 9021170000 | H16,0/22T W | Wire-end ferrule, Standard, 15 mm, 12 mm, white
36130 | 9021180000 | H16,0/28T W | Wire-end ferrule, Standard, 21 mm, 18 mm, white
36131 | 9021190000 | H25,0/30T SW | Wire-end ferrule, Standard, 18 mm, 16 mm, black
36132 | 9021200000 | H25,0/36T SW | Wire-end ferrule, Standard, 24 mm, 22 mm, black
36133 | 9021210000 | H0,25/10T GE SV | Wire-end ferrule, Standard, 8 mm, 6 mm, yellow
36134 | 9021220000 | H0,25/12T GE SV | Wire-end ferrule, Standard, 10 mm, 8 mm, yellow
36135 | 9021230000 | H0,75/14T HBL SV | Wire-end ferrule, Standard, 10 mm, 8 mm, Light Blue
36136 | 9021240000 | H2,5/15T GR SV | Wire-end ferrule, Standard, 10 mm, 8 mm, grey
36137 | 9021250000 | H4,0/18T OR SV | Wire-end ferrule, Standard, 12 mm, 10 mm, orange
36138 | 9025240000 | H1,5/14DS SW | Wire-end ferrule, Standard, 10 mm, 8 mm, black
36139 | 9025690000 | H1,5/12S R | Wire-end ferrule, Standard, 8 mm, 6 mm, red
36140 | 9025700000 | H0,75/14S W SV | Wire-end ferrule, Standard, 10 mm, 8 mm, white
36141 | 9025710000 | H1,0/14S GE SV | Wire-end ferrule, Standard, 10 mm, 8 mm, yellow
36142 | 9025720000 | H1,5/14S R SV | Wire-end ferrule, Standard, 10 mm, 8 mm, red
36143 | 9025740000 | H0,25/10 HBL | Wire-end ferrule, Standard, 8 mm, 6 mm, Light Blue
36144 | 9025750000 | H0,34/10 TK | Wire-end ferrule, Standard, 8 mm, 6 mm, Turquoise
36145 | 9025760000 | H0,25/12 HBL | Wire-end ferrule, Standard, 10 mm, 8 mm, Light Blue
36146 | 9025770000 | H0,34/12 TK | Wire-end ferrule, Standard, 10 mm, 8 mm, Turquoise
36147 | 9025780000 | H0,25/12 HBL SV | Wire-end ferrule, Standard, 10 mm, 8 mm, Light Blue
36148 | 9025790000 | H0,34/12 TK SV | Wire-end ferrule, Standard, 10 mm, 8 mm, Turquoise
36149 | 9025860000 | H0,75/16 W | Wire-end ferrule, Standard, 12 mm, 10 mm, white
36150 | 9025870000 | H0,5/16 OR | Wire-end ferrule, Standard, 12 mm, 10 mm, orange
36151 | 9025910000 | H0,75/18 W | Wire-end ferrule, Standard, 14 mm, 12 mm, white
36152 | 9025930000 | H1,0/18 GE | Wire-end ferrule, Standard, 15 mm, 12 mm, yellow
36153 | 9025950000 | H1,0/16 GE | Wire-end ferrule, Standard, 12 mm, 10 mm, yellow
36154 | 9025960000 | H0,75/14S W | Wire-end ferrule, Standard, 10 mm, 8 mm, white
36155 | 9025970000 | H1,0/14S GE | Wire-end ferrule, Standard, 10 mm, 8 mm, yellow
36156 | 9025980000 | H1,5/14S R | Wire-end ferrule, Standard, 10 mm, 8 mm, red
36157 | 9026010000 | H4,0/18 GR SV | Wire-end ferrule, Standard, 12 mm, 10 mm, grey
36158 | 9026030000 | H0,34/10 TK SV | Wire-end ferrule, Standard, 8 mm, 6 mm, Turquoise
36159 | 9026050000 | H0,25/10 HBL SV | Wire-end ferrule, Standard, 8 mm, 6 mm, Light Blue
36160 | 9026060000 | H0,5/14 OR SV | Wire-end ferrule, Standard, 10 mm, 8 mm, orange
36161 | 9026070000 | H0,75/14 W SV | Wire-end ferrule, Standard, 10 mm, 8 mm, white
36162 | 9026080000 | H1,0/14 GE SV | Wire-end ferrule, Standard, 10 mm, 8 mm, yellow
36163 | 9026090000 | H1,5/14 R SV | Wire-end ferrule, Standard, 10 mm, 8 mm, red
36164 | 9026100000 | H2,5/15 BL SV | Wire-end ferrule, Standard, 10 mm, 8 mm, blue
36165 | 9028200000 | H70,0/37 GE | Wire-end ferrule, Standard, 26 mm, 21 mm, yellow
36166 | 9028210000 | H95,0/44 R | Wire-end ferrule, Standard, 31 mm, 25 mm, red
36167 | 9028220000 | H120,0/50 BL | Wire-end ferrule, Standard, 36 mm, 30 mm, blue
36168 | 9028230000 | H150,0/54 GE | Wire-end ferrule, Standard, 38 mm, 32 mm, yellow
36169 | 9028240000 | H0,14/12 GR SV | Wire-end ferrule, Standard, 10 mm, 8 mm, grey
36170 | 9028250000 | H0,14/10T BR SV | Wire-end ferrule, Standard, 8 mm, 6 mm, brown
36171 | 9028260000 | H0,5/12 OR SV | Wire-end ferrule, Standard, 8 mm, 6 mm, orange
36172 | 9028270000 | H0,5/16 OR SV | Wire-end ferrule, Standard, 12 mm, 10 mm, orange
36173 | 9028280000 | H0,75/12 W SV | Wire-end ferrule, Standard, 8 mm, 6 mm, white
36174 | 9028290000 | H0,75/16 W SV | Wire-end ferrule, Standard, 12 mm, 10 mm, white
36175 | 9028300000 | H0,75/18 W SV | Wire-end ferrule, Standard, 14 mm, 12 mm, white
36176 | 9028310000 | H1,0/12 GE SV | Wire-end ferrule, Standard, 8 mm, 6 mm, yellow
36177 | 9028320000 | H1,0/16 GE SV | Wire-end ferrule, Standard, 12 mm, 10 mm, yellow
36178 | 9028340000 | H1,0/18 GE SV | Wire-end ferrule, Standard, 15 mm, 12 mm, yellow
36179 | 9028350000 | H1,5/16 R SV | Wire-end ferrule, Standard, 12 mm, 10 mm, red
36180 | 9028360000 | H1,5/14DS SW SV | Wire-end ferrule, Standard, 10 mm, 8 mm, black
36181 | 9028580000 | H0,75/14DS GR | Wire-end ferrule, Standard, 10 mm, 8 mm, grey
36182 | 9046230000 | H2,5/14S BL SV | Wire-end ferrule, Standard, 10 mm, 8 mm, blue
36183 | 9200070000 | LIR 1,5M3 V | cable lug, terminal end,Insulated cable connector,1.5 mm²,0.5 mm² - 1.5 mm²
36184 | 9200080000 | LIR 1,5M3,5 V | cable lug, terminal end,Insulated cable connector,1.5 mm²,0.5 mm² - 1.5 mm²
36185 | 9200090000 | LIR 1,5M4 V | cable lug, terminal end,Insulated cable connector,1.5 mm²,0.5 mm² - 1.5 mm²
36186 | 9200100000 | LIR 1,5M5 V | cable lug, terminal end,Insulated cable connector,1.5 mm²,0.5 mm² - 1.5 mm²
36187 | 9200110000 | LIR 1,5M6 V | cable lug, terminal end,Insulated cable connector,1.5 mm²,0.5 mm² - 1.5 mm²
36188 | 9200120000 | LIR 1,5M8 V | cable lug, terminal end,Insulated cable connector,1.5 mm²,0.5 mm² - 1.5 mm²
36189 | 9200150000 | LIR 2,5M3 V | cable lug, terminal end,Insulated cable connector,2.5 mm²,1.5 mm² - 2.5 mm²
36190 | 9200160000 | LIR 2,5M3,5 V | cable lug, terminal end,Insulated cable connector,2.5 mm²,1.5 mm² - 2.5 mm²
36191 | 9200170000 | LIR 2,5M4 V | cable lug, terminal end,Insulated cable connector,2.5 mm²,1.5 mm² - 2.5 mm²
36192 | 9200180000 | LIR 2,5M5 V | cable lug, terminal end,Insulated cable connector,2.5 mm²,1.5 mm² - 2.5 mm²
36193 | 9200190000 | LIR 2,5M6 V | cable lug, terminal end,Insulated cable connector,2.5 mm²,1.5 mm² - 2.5 mm²
36194 | 9200200000 | LIR 2,5M8 V | cable lug, terminal end,Insulated cable connector,2.5 mm²,1.5 mm² - 2.5 mm²
36195 | 9200210000 | LIR 2,5M10 V | cable lug, terminal end,Insulated cable connector,2.5 mm²,1.5 mm² - 2.5 mm²
36196 | 9200230000 | LIR 6M4 V | cable lug, terminal end,Insulated cable connector,6 mm²,4 mm² - 6 mm²
36197 | 9200240000 | LIR 6M5 V | cable lug, terminal end,Insulated cable connector,6 mm²,4 mm² - 6 mm²
36198 | 9200250000 | LIR 6M6 V | cable lug, terminal end,Insulated cable connector,6 mm²,4 mm² - 6 mm²
36199 | 9200260000 | LIR 6M8 V | cable lug, terminal end,Insulated cable connector,6 mm²,4 mm² - 6 mm²
36200 | 9200270000 | LIR 6M10 V | cable lug, terminal end,Insulated cable connector,6 mm²,4 mm² - 6 mm²
36201 | 9200290000 | LIS 1,5M3 V | cable lug, terminal end,Insulated cable connector,0.5 mm² - 1.5 mm²,red
36202 | 9200300000 | LIS 1,5M3,5 V | cable lug, terminal end,Insulated cable connector,0.5 mm² - 1.5 mm²,red
36203 | 9200310000 | LIS 1,5M4 V | cable lug, terminal end,Insulated cable connector,0.5 mm² - 1.5 mm²,red
36204 | 9200320000 | LIS 1,5M5 V | cable lug, terminal end,Insulated cable connector,0.5 mm² - 1.5 mm²,red
36205 | 9200330000 | LIS 1,5M6 V | cable lug, terminal end,Insulated cable connector,0.5 mm² - 1.5 mm²,red
36206 | 9200350000 | LIS 2,5M3 V | cable lug, terminal end,Insulated cable connector,1.5 mm² - 2.5 mm²,blue
36207 | 9200360000 | LIS 2,5M3,5 V | cable lug, terminal end,Insulated cable connector,1.5 mm² - 2.5 mm²,blue
36208 | 9200370000 | LIS 2,5M4 V | cable lug, terminal end,Insulated cable connector,1.5 mm² - 2.5 mm²,blue
36209 | 9200380000 | LIS 2,5M5 V | cable lug, terminal end,Insulated cable connector,1.5 mm² - 2.5 mm²,blue
36210 | 9200390000 | LIS 2,5M6 V | cable lug, terminal end,Insulated cable connector,1.5 mm² - 2.5 mm²,blue
36211 | 9200410000 | LIS 6M4 V | cable lug, terminal end,Insulated cable connector,4 mm² - 6 mm²,yellow
36212 | 9200420000 | LIS 6M5 V | cable lug, terminal end,Insulated cable connector,4 mm² - 6 mm²,yellow
36213 | 9200430000 | LIS 6M6 V | cable lug, terminal end,Insulated cable connector,4 mm² - 6 mm²,yellow
36214 | 9200440000 | LIS 6M8 V | cable lug, terminal end,Insulated cable connector,4 mm² - 6 mm²,yellow
36215 | 9200450000 | LIS 6M10 V | cable lug, terminal end,Insulated cable connector,4 mm² - 6 mm²,yellow
36216 | 9200460000 | LIP 1,5R12 V | cable lug, terminal end,Insulated cable connector,0.5 mm² - 1.5 mm²,red
36217 | 9200470000 | LIP 2,5R12 V | cable lug, terminal end,Insulated cable connector,1.5 mm² - 2.5 mm²,blue
36218 | 9200480000 | LIP 6R14 V | cable lug, terminal end,Insulated cable connector,4 mm² - 6 mm²,yellow
36219 | 9200490000 | LIB 1,5B25 VF | cable lug, terminal end,Insulated cable connector,0.5 mm² - 1.5 mm²,red
36220 | 9200500000 | LIB 2,5B25 VF | cable lug, terminal end,Insulated cable connector,1.5 mm² - 2.5 mm²,blue
36221 | 9200510000 | LIB 6B26 VF | cable lug, terminal end,Insulated cable connector,4 mm² - 6 mm²,yellow
36222 | 9200520000 | LIF 1,5F288 R | cable lug, terminal end,Insulated cable connector,1.5 mm²,0.5 mm² - 1.5 mm²
36223 | 9200530000 | LIF 1,5F488 R | cable lug, terminal end,Insulated cable connector,1.5 mm²,0.5 mm² - 1.5 mm²
36224 | 9200540000 | LIF 1,5F638 R | cable lug, terminal end,Insulated cable connector,1.5 mm²,0.5 mm² - 1.5 mm²
36225 | 9200550000 | LIF 2,5F488 R | cable lug, terminal end,Insulated cable connector,1.5 mm²,1.5 mm² - 2.5 mm²
36226 | 9200560000 | LIF 2,5F638 R | cable lug, terminal end,Insulated cable connector,2.5 mm²,1.5 mm² - 2.5 mm²
36227 | 9200570000 | LIF 6F638 R | cable lug, terminal end,Insulated cable connector,6 mm²,4 mm² - 6 mm²
36228 | 9200580000 | LIF 1,5M638 R | cable lug, terminal end,Insulated cable connector,0.5 mm² - 1.5 mm²,red
36229 | 9200590000 | LIF 2,5M638 R | cable lug, terminal end,Insulated cable connector,1.5 mm² - 2.5 mm²,blue
36230 | 9200600000 | LIF 6M638 R | cable lug, terminal end,Insulated cable connector,4 mm² - 6 mm²,yellow
36231 | 9200610000 | LIF 1,5T638 R | cable lug, terminal end,Insulated cable connector,0.5 mm² - 1.5 mm²,red
36232 | 9200620000 | LIF 2,5T638 R | cable lug, terminal end,Insulated cable connector,1.5 mm² - 2.5 mm²,blue
36233 | 9200630000 | LIF 6T638 R | cable lug, terminal end,Insulated cable connector,4 mm² - 6 mm²,yellow
36234 | 9200640000 | LIF 1,5F638 RF | cable lug, terminal end,Insulated cable connector,0.5 mm² - 1.5 mm²,red
36235 | 9200650000 | LIF 2,5F638 RF | cable lug, terminal end,Insulated cable connector,1.5 mm² - 2.5 mm²,blue
36236 | 9200660000 | LIF 6F638 RF | cable lug, terminal end,Insulated cable connector,4 mm² - 6 mm²,yellow
36237 | 9200670000 | LID 1,5M4 R | cable lug, terminal end,Insulated cable connector,0.5 mm² - 1.5 mm²,red
36238 | 9200680000 | LID 2,5M5 R | cable lug, terminal end,Insulated cable connector,1.5 mm² - 2.5 mm²,blue
36239 | 9200690000 | LID 6M5 R | cable lug, terminal end,Insulated cable connector,4 mm² - 6 mm²,yellow
36240 | 9200700000 | LID 1,5F4 RF | cable lug, terminal end,Insulated cable connector,0.5 mm² - 1.5 mm²,red
36241 | 9200710000 | LID 2,5F5 RF | cable lug, terminal end,Insulated cable connector,1.5 mm² - 2.5 mm²,blue
36242 | 9200720000 | LID 6,0F5 RF | cable lug, terminal end,Insulated cable connector,4 mm² - 6 mm²,yellow
36243 | 9204240000 | H0,75/15S W | Wire-end ferrule, Standard, 10 mm, 9 mm, Light Blue
36244 | 9426770000 | H2,5/14TS GR | Wire-end ferrule, Standard, 10 mm, 8 mm, grey
36245 | 1977060000 | SC 3.81/04/135F 3.2SN BK BX | PCB plug-in connector, male header, Flange, THT solder connection, 3.81 mm, Number of poles: 4, 135°, Solder pin length (l): 3.2 mm, tinned, black, Box
36246 | 1977040000 | SC 3.81/02/135F 3.2SN BK BX | PCB plug-in connector, male header, Flange, THT solder connection, 3.81 mm, Number of poles: 2, 135°, Solder pin length (l): 3.2 mm, tinned, black, Box
36247 | 1971410000 | SCZ 3.81/10/180F SN BK BX | PCB plug-in connector, male plug, 3.81 mm, Number of poles: 10, 180°, Clamping yoke connection, Clamping range, max. : 1.5 mm², Box
36248 | 1971370000 | SCZ 3.81/08/180F SN BK BX | PCB plug-in connector, male plug, 3.81 mm, Number of poles: 8, 180°, Clamping yoke connection, Clamping range, max. : 1.5 mm², Box
36249 | 1971360000 | SCZ 3.81/07/180F SN BK BX | PCB plug-in connector, male plug, 3.81 mm, Number of poles: 7, 180°, Clamping yoke connection, Clamping range, max. : 1.5 mm², Box
36250 | 1971350000 | SCZ 3.81/06/180F SN BK BX | PCB plug-in connector, male plug, 3.81 mm, Number of poles: 6, 180°, Clamping yoke connection, Clamping range, max. : 1.5 mm², Box
36251 | 1971340000 | SCZ 3.81/05/180F SN BK BX | PCB plug-in connector, male plug, 3.81 mm, Number of poles: 5, 180°, Clamping yoke connection, Clamping range, max. : 1.5 mm², Box
36252 | 1970800000 | SCZ 3.81/10/180FI SN BK BX | PCB plug-in connector, male plug, 3.81 mm, Number of poles: 10, 180°, Clamping yoke connection, Clamping range, max. : 1.5 mm², Box
36253 | 1970740000 | SCZ 3.81/05/180FI SN BK BX | PCB plug-in connector, male plug, 3.81 mm, Number of poles: 5, 180°, Clamping yoke connection, Clamping range, max. : 1.5 mm², Box
36254 | 1970720000 | SCZ 3.81/04/180FI SN BK BX | PCB plug-in connector, male plug, 3.81 mm, Number of poles: 4, 180°, Clamping yoke connection, Clamping range, max. : 1.5 mm², Box
36255 | 1970710000 | SCZ 3.81/03/180FI SN BK BX | PCB plug-in connector, male plug, 3.81 mm, Number of poles: 3, 180°, Clamping yoke connection, Clamping range, max. : 1.5 mm², Box
36256 | 1970090000 | SCZ 3.81/09/180G SN BK BX | PCB plug-in connector, male plug, 3.81 mm, Number of poles: 9, 180°, Clamping yoke connection, Clamping range, max. : 1.5 mm², Box
36257 | 1970070000 | SCZ 3.81/07/180G SN BK BX | PCB plug-in connector, male plug, 3.81 mm, Number of poles: 7, 180°, Clamping yoke connection, Clamping range, max. : 1.5 mm², Box
36258 | 1970060000 | SCZ 3.81/06/180G SN BK BX | PCB plug-in connector, male plug, 3.81 mm, Number of poles: 6, 180°, Clamping yoke connection, Clamping range, max. : 1.5 mm², Box
36259 | 1970030000 | SCZ 3.81/04/180G SN BK BX | PCB plug-in connector, male plug, 3.81 mm, Number of poles: 4, 180°, Clamping yoke connection, Clamping range, max. : 1.5 mm², Box
36260 | 1970020000 | SCZ 3.81/03/180G SN BK BX | PCB plug-in connector, male plug, 3.81 mm, Number of poles: 3, 180°, Clamping yoke connection, Clamping range, max. : 1.5 mm², Box
36261 | 1943480000 | SC 3.81/11/180F 3.2SN BK BX | PCB plug-in connector, male header, Flange, THT solder connection, 3.81 mm, Number of poles: 11, 180°, Solder pin length (l): 3.2 mm, tinned, black, Box
36262 | 1943100000 | SC 3.81/11/180G 3.2SN BK BX | PCB plug-in connector, male header, closed side, THT solder connection, 3.81 mm, Number of poles: 11, 180°, Solder pin length (l): 3.2 mm, tinned, black, Box
36263 | 1942780000 | SC 3.81/14/90F 3.2SN BK BX | PCB plug-in connector, male header, Flange, THT solder connection, 3.81 mm, Number of poles: 14, 90°, Solder pin length (l): 3.2 mm, tinned, black, Box
36264 | 1942760000 | SC 3.81/11/90F 3.2SN BK BX | PCB plug-in connector, male header, Flange, THT solder connection, 3.81 mm, Number of poles: 11, 90°, Solder pin length (l): 3.2 mm, tinned, black, Box
36265 | 1942740000 | SC 3.81/07/90F 3.2SN BK BX | PCB plug-in connector, male header, Flange, THT solder connection, 3.81 mm, Number of poles: 7, 90°, Solder pin length (l): 3.2 mm, tinned, black, Box
36266 | 1942390000 | SC 3.81/14/90G 3.2SN BK BX | PCB plug-in connector, male header, closed side, THT solder connection, 3.81 mm, Number of poles: 14, 90°, Solder pin length (l): 3.2 mm, tinned, black, Box
36267 | 1942380000 | SC 3.81/13/90G 3.2SN BK BX | PCB plug-in connector, male header, closed side, THT solder connection, 3.81 mm, Number of poles: 13, 90°, Solder pin length (l): 3.2 mm, tinned, black, Box
36268 | 1942370000 | SC 3.81/11/90G 3.2SN BK BX | PCB plug-in connector, male header, closed side, THT solder connection, 3.81 mm, Number of poles: 11, 90°, Solder pin length (l): 3.2 mm, tinned, black, Box
36269 | 1942350000 | SC 3.81/07/90G 3.2SN BK BX | PCB plug-in connector, male header, closed side, THT solder connection, 3.81 mm, Number of poles: 7, 90°, Solder pin length (l): 3.2 mm, tinned, black, Box
36270 | 1071870000 | SCZ 3.81/12/180FZE SN BK BX | PCB plug-in connector, male plug, 3.81 mm, Number of poles: 12, 180°, Clamping yoke connection, Clamping range, max. : 1.5 mm², Box
36271 | 1071830000 | SCZ 3.81/08/180FZE SN BK BX | PCB plug-in connector, male plug, 3.81 mm, Number of poles: 8, 180°, Clamping yoke connection, Clamping range, max. : 1.5 mm², Box
36272 | 1071810000 | SCZ 3.81/06/180FZE SN BK BX | PCB plug-in connector, male plug, 3.81 mm, Number of poles: 6, 180°, Clamping yoke connection, Clamping range, max. : 1.5 mm², Box
36273 | 1071790000 | SCZ 3.81/05/180FZE SN BK BX | PCB plug-in connector, male plug, 3.81 mm, Number of poles: 5, 180°, Clamping yoke connection, Clamping range, max. : 1.5 mm², Box
36274 | 1071780000 | SCZ 3.81/12/180GZE SN BK BX | PCB plug-in connector, male plug, 3.81 mm, Number of poles: 12, 180°, Clamping yoke connection, Clamping range, max. : 1.5 mm², Box
36275 | 1071760000 | SCZ 3.81/10/180GZE SN BK BX | PCB plug-in connector, male plug, 3.81 mm, Number of poles: 10, 180°, Clamping yoke connection, Clamping range, max. : 1.5 mm², Box
36276 | 1071750000 | SCZ 3.81/09/180GZE SN BK BX | PCB plug-in connector, male plug, 3.81 mm, Number of poles: 9, 180°, Clamping yoke connection, Clamping range, max. : 1.5 mm², Box
36277 | 1071740000 | SCZ 3.81/08/180GZE SN BK BX | PCB plug-in connector, male plug, 3.81 mm, Number of poles: 8, 180°, Clamping yoke connection, Clamping range, max. : 1.5 mm², Box
36278 | 1071720000 | SCZ 3.81/06/180GZE SN BK BX | PCB plug-in connector, male plug, 3.81 mm, Number of poles: 6, 180°, Clamping yoke connection, Clamping range, max. : 1.5 mm², Box
36279 | 1041380000 | SCDN 3.81/20/90F 3.2SN BK BX | PCB plug-in connector, male header, Flange, THT solder connection, 3.81 mm, Number of poles: 20, 90°, Solder pin length (l): 3.2 mm, tinned, black, Box
36280 | 1041360000 | SCDN 3.81/16/90F 3.2SN BK BX | PCB plug-in connector, male header, Flange, THT solder connection, 3.81 mm, Number of poles: 16, 90°, Solder pin length (l): 3.2 mm, tinned, black, Box
36281 | 1040920000 | SCDN 3.81/26/90G 3.2SN BK BX | PCB plug-in connector, male header, closed side, THT solder connection, 3.81 mm, Number of poles: 26, 90°, Solder pin length (l): 3.2 mm, tinned, black, Box
36282 | 1040890000 | SCDN 3.81/20/90G 3.2SN BK BX | PCB plug-in connector, male header, closed side, THT solder connection, 3.81 mm, Number of poles: 20, 90°, Solder pin length (l): 3.2 mm, tinned, black, Box
36283 | 1038450000 | SC 3.81/06/270F 3.2SN BK BX | PCB plug-in connector, male header, Flange, THT solder connection, 3.81 mm, Number of poles: 6, 270°, Solder pin length (l): 3.2 mm, tinned, black, Box
36284 | 1038420000 | SC 3.81/03/270F 3.2SN BK BX | PCB plug-in connector, male header, Flange, THT solder connection, 3.81 mm, Number of poles: 3, 270°, Solder pin length (l): 3.2 mm, tinned, black, Box
36285 | 1037980000 | SC 3.81/12/270G 3.2SN BK BX | PCB plug-in connector, male header, closed side, THT solder connection, 3.81 mm, Number of poles: 12, 270°, Solder pin length (l): 3.2 mm, tinned, black, Box
36286 | 1037930000 | SC 3.81/07/270G 3.2SN BK BX | PCB plug-in connector, male header, closed side, THT solder connection, 3.81 mm, Number of poles: 7, 270°, Solder pin length (l): 3.2 mm, tinned, black, Box
36287 | 1037920000 | SC 3.81/06/270G 3.2SN BK BX | PCB plug-in connector, male header, closed side, THT solder connection, 3.81 mm, Number of poles: 6, 270°, Solder pin length (l): 3.2 mm, tinned, black, Box
36288 | 1037910000 | SC 3.81/05/270G 3.2SN BK BX | PCB plug-in connector, male header, closed side, THT solder connection, 3.81 mm, Number of poles: 5, 270°, Solder pin length (l): 3.2 mm, tinned, black, Box
36289 | 1037890000 | SC 3.81/04/270G 3.2SN BK BX | PCB plug-in connector, male header, closed side, THT solder connection, 3.81 mm, Number of poles: 4, 270°, Solder pin length (l): 3.2 mm, tinned, black, Box
36290 | 1037880000 | SC 3.81/03/270G 3.2SN BK BX | PCB plug-in connector, male header, closed side, THT solder connection, 3.81 mm, Number of poles: 3, 270°, Solder pin length (l): 3.2 mm, tinned, black, Box
36291 | 1030360000 | SCD 3.81/20/180G 3.2SN BK BX | PCB plug-in connector, male header, closed side, THT solder connection, 3.81 mm, Number of poles: 20, 180°, Solder pin length (l): 3.2 mm, tinned, black, Box
36292 | 1940680000 | BCZ 3.81/09/270F SN BK BX | PCB plug-in connector, female plug, 3.81 mm, Number of poles: 9, 270°, Clamping yoke connection, Clamping range, max. : 1.5 mm², Box
36293 | 1940670000 | BCZ 3.81/07/270F SN BK BX | PCB plug-in connector, female plug, 3.81 mm, Number of poles: 7, 270°, Clamping yoke connection, Clamping range, max. : 1.5 mm², Box
36294 | 1940400000 | BCZ 3.81/07/270 SN BK BX | PCB plug-in connector, female plug, 3.81 mm, Number of poles: 7, 270°, Clamping yoke connection, Clamping range, max. : 1.5 mm², Box
36295 | 1072140000 | BCZ 3.81/06/180FZE SN BK BX | PCB plug-in connector, female plug, 3.81 mm, Number of poles: 6, 180°, Clamping yoke connection, Clamping range, max. : 1.5 mm², Box
36296 | 1072010000 | BCZ 3.81/10/180ZE SN BK BX | PCB plug-in connector, female plug, 3.81 mm, Number of poles: 10, 180°, Clamping yoke connection, Clamping range, max. : 1.5 mm², Box
36297 | 1071960000 | BCZ 3.81/06/180ZE SN BK BX | PCB plug-in connector, female plug, 3.81 mm, Number of poles: 6, 180°, Clamping yoke connection, Clamping range, max. : 1.5 mm², Box
36298 | 1071950000 | BCZ 3.81/05/180ZE SN BK BX | PCB plug-in connector, female plug, 3.81 mm, Number of poles: 5, 180°, Clamping yoke connection, Clamping range, max. : 1.5 mm², Box
36299 | 1972000000 | BCF 3.81/14/180F SN BK BX | PCB plug-in connector, female plug, 3.81 mm, Number of poles: 14, 180°, PUSH IN with actuator, Tension-clamp connection, Clamping range, max. : 1.5 mm², Box
36300 | 1971940000 | BCF 3.81/12/180F SN BK BX | PCB plug-in connector, female plug, 3.81 mm, Number of poles: 12, 180°, PUSH IN with actuator, Tension-clamp connection, Clamping range, max. : 1.5 mm², Box
36301 | 1971900000 | BCF 3.81/11/180F SN BK BX | PCB plug-in connector, female plug, 3.81 mm, Number of poles: 11, 180°, PUSH IN with actuator, Tension-clamp connection, Clamping range, max. : 1.5 mm², Box
36302 | 1971870000 | BCF 3.81/10/180F SN BK BX | PCB plug-in connector, female plug, 3.81 mm, Number of poles: 10, 180°, PUSH IN with actuator, Tension-clamp connection, Clamping range, max. : 1.5 mm², Box
36303 | 1970200000 | BCF 3.81/13/180 SN BK BX | PCB plug-in connector, female plug, 3.81 mm, Number of poles: 13, 180°, PUSH IN with actuator, Tension-clamp connection, Clamping range, max. : 1.5 mm², Box
36304 | 1970170000 | BCF 3.81/11/180 SN BK BX | PCB plug-in connector, female plug, 3.81 mm, Number of poles: 11, 180°, PUSH IN with actuator, Tension-clamp connection, Clamping range, max. : 1.5 mm², Box
36305 | 1969980000 | BCF 3.81/06/180 SN BK BX | PCB plug-in connector, female plug, 3.81 mm, Number of poles: 6, 180°, PUSH IN with actuator, Tension-clamp connection, Clamping range, max. : 1.5 mm², Box
36306 | 1969890000 | BCF 3.81/02/180 SN BK BX | PCB plug-in connector, female plug, 3.81 mm, Number of poles: 2, 180°, PUSH IN with actuator, Tension-clamp connection, Clamping range, max. : 1.5 mm², Box
36307 | 1969920000 | BCF 3.81/03/180 SN BK BX | PCB plug-in connector, female plug, 3.81 mm, Number of poles: 3, 180°, PUSH IN with actuator, Tension-clamp connection, Clamping range, max. : 1.5 mm², Box
36308 | 1969970000 | BCF 3.81/05/180 SN BK BX | PCB plug-in connector, female plug, 3.81 mm, Number of poles: 5, 180°, PUSH IN with actuator, Tension-clamp connection, Clamping range, max. : 1.5 mm², Box
36309 | 1969990000 | BCF 3.81/07/180 SN BK BX | PCB plug-in connector, female plug, 3.81 mm, Number of poles: 7, 180°, PUSH IN with actuator, Tension-clamp connection, Clamping range, max. : 1.5 mm², Box
36310 | 1970000000 | BCF 3.81/08/180 SN BK BX | PCB plug-in connector, female plug, 3.81 mm, Number of poles: 8, 180°, PUSH IN with actuator, Tension-clamp connection, Clamping range, max. : 1.5 mm², Box
36311 | 1970010000 | SCZ 3.81/02/180G SN BK BX | PCB plug-in connector, male plug, 3.81 mm, Number of poles: 2, 180°, Clamping yoke connection, Clamping range, max. : 1.5 mm², Box
36312 | 1970040000 | BCF 3.81/09/180 SN BK BX | PCB plug-in connector, female plug, 3.81 mm, Number of poles: 9, 180°, PUSH IN with actuator, Tension-clamp connection, Clamping range, max. : 1.5 mm², Box
36313 | 1970050000 | SCZ 3.81/05/180G SN BK BX | PCB plug-in connector, male plug, 3.81 mm, Number of poles: 5, 180°, Clamping yoke connection, Clamping range, max. : 1.5 mm², Box
36314 | 1970080000 | SCZ 3.81/08/180G SN BK BX | PCB plug-in connector, male plug, 3.81 mm, Number of poles: 8, 180°, Clamping yoke connection, Clamping range, max. : 1.5 mm², Box
36315 | 1970100000 | SCZ 3.81/10/180G SN BK BX | PCB plug-in connector, male plug, 3.81 mm, Number of poles: 10, 180°, Clamping yoke connection, Clamping range, max. : 1.5 mm², Box
36316 | 1970120000 | SCZ 3.81/12/180G SN BK BX | PCB plug-in connector, male plug, 3.81 mm, Number of poles: 12, 180°, Clamping yoke connection, Clamping range, max. : 1.5 mm², Box
36317 | 1970130000 | BCF 3.81/10/180 SN BK BX | PCB plug-in connector, female plug, 3.81 mm, Number of poles: 10, 180°, PUSH IN with actuator, Tension-clamp connection, Clamping range, max. : 1.5 mm², Box
36318 | 1970190000 | BCF 3.81/12/180 SN BK BX | PCB plug-in connector, female plug, 3.81 mm, Number of poles: 12, 180°, PUSH IN with actuator, Tension-clamp connection, Clamping range, max. : 1.5 mm², Box
36319 | 1971310000 | SCZ 3.81/03/180F SN BK BX | PCB plug-in connector, male plug, 3.81 mm, Number of poles: 3, 180°, Clamping yoke connection, Clamping range, max. : 1.5 mm², Box
36320 | 1971500000 | BCF 3.81/02/180F SN BK BX | PCB plug-in connector, female plug, 3.81 mm, Number of poles: 2, 180°, PUSH IN with actuator, Tension-clamp connection, Clamping range, max. : 1.5 mm², Box
36321 | 1971570000 | BCF 3.81/03/180F SN BK BX | PCB plug-in connector, female plug, 3.81 mm, Number of poles: 3, 180°, PUSH IN with actuator, Tension-clamp connection, Clamping range, max. : 1.5 mm², Box
36322 | 1971620000 | BCF 3.81/05/180F SN BK BX | PCB plug-in connector, female plug, 3.81 mm, Number of poles: 5, 180°, PUSH IN with actuator, Tension-clamp connection, Clamping range, max. : 1.5 mm², Box
36323 | 1971650000 | BCF 3.81/06/180F SN BK BX | PCB plug-in connector, female plug, 3.81 mm, Number of poles: 6, 180°, PUSH IN with actuator, Tension-clamp connection, Clamping range, max. : 1.5 mm², Box
36324 | 1971780000 | BCF 3.81/07/180F SN BK BX | PCB plug-in connector, female plug, 3.81 mm, Number of poles: 7, 180°, PUSH IN with actuator, Tension-clamp connection, Clamping range, max. : 1.5 mm², Box
36325 | 1971830000 | BCF 3.81/08/180F SN BK BX | PCB plug-in connector, female plug, 3.81 mm, Number of poles: 8, 180°, PUSH IN with actuator, Tension-clamp connection, Clamping range, max. : 1.5 mm², Box
36326 | 1971850000 | BCF 3.81/09/180F SN BK BX | PCB plug-in connector, female plug, 3.81 mm, Number of poles: 9, 180°, PUSH IN with actuator, Tension-clamp connection, Clamping range, max. : 1.5 mm², Box
36327 | 1976380000 | SC 3.81/02/135G 3.2SN BK BX | PCB plug-in connector, male header, closed side, THT solder connection, 3.81 mm, Number of poles: 2, 135°, Solder pin length (l): 3.2 mm, tinned, black, Box
36328 | 1976400000 | SC 3.81/03/135G 3.2SN BK BX | PCB plug-in connector, male header, closed side, THT solder connection, 3.81 mm, Number of poles: 3, 135°, Solder pin length (l): 3.2 mm, tinned, black, Box
36329 | 1942360000 | SC 3.81/09/90G 3.2SN BK BX | PCB plug-in connector, male header, closed side, THT solder connection, 3.81 mm, Number of poles: 9, 90°, Solder pin length (l): 3.2 mm, tinned, black, Box
36330 | 1005340000 | BCZ 3.81 AH09 BK BX | PCB plug-in connector, Accessories, Hood, black, Number of poles: 9
36331 | 1005350000 | BCZ 3.81 AH10 BK BX | PCB plug-in connector, Accessories, Hood, black, Number of poles: 10
36332 | 1943470000 | SC 3.81/09/180F 3.2SN BK BX | PCB plug-in connector, male header, Flange, THT solder connection, 3.81 mm, Number of poles: 9, 180°, Solder pin length (l): 3.2 mm, tinned, black, Box
36333 | 1971290000 | SCZ 3.81/02/180F SN BK BX | PCB plug-in connector, male plug, 3.81 mm, Number of poles: 2, 180°, Clamping yoke connection, Clamping range, max. : 1.5 mm², Box
36334 | 1969950000 | BCF 3.81/04/180 SN BK BX | PCB plug-in connector, female plug, 3.81 mm, Number of poles: 4, 180°, PUSH IN with actuator, Tension-clamp connection, Clamping range, max. : 1.5 mm², Box
36335 | 1971320000 | SCZ 3.81/04/180F SN BK BX | PCB plug-in connector, male plug, 3.81 mm, Number of poles: 4, 180°, Clamping yoke connection, Clamping range, max. : 1.5 mm², Box
36336 | 1971590000 | BCF 3.81/04/180F SN BK BX | PCB plug-in connector, female plug, 3.81 mm, Number of poles: 4, 180°, PUSH IN with actuator, Tension-clamp connection, Clamping range, max. : 1.5 mm², Box
36337 | 1976420000 | SC 3.81/04/135G 3.2SN BK BX | PCB plug-in connector, male header, closed side, THT solder connection, 3.81 mm, Number of poles: 4, 135°, Solder pin length (l): 3.2 mm, tinned, black, Box
36338 | 1038430000 | SC 3.81/04/270F 3.2SN BK BX | PCB plug-in connector, male header, Flange, THT solder connection, 3.81 mm, Number of poles: 4, 270°, Solder pin length (l): 3.2 mm, tinned, black, Box
36339 | 1072030000 | BCZ 3.81/12/180ZE SN BK BX | PCB plug-in connector, female plug, 3.81 mm, Number of poles: 12, 180°, Clamping yoke connection, Clamping range, max. : 1.5 mm², Box
36340 | 124300000 | H16,0/15 | Wire-end ferrule, Standard, 15 mm, 15 mm, No
36341 | 124700000 | H6,0/15 | Wire-end ferrule, Standard, 15 mm, 15 mm, No
36342 | 124800000 | H10,0/15 | Wire-end ferrule, Standard, 15 mm, 15 mm, No
36343 | 191900000 | H6,0/12 | Wire-end ferrule, Standard, 12 mm, 12 mm, No
36344 | 235860000 | DEK 5 FWZ 1,3,5-19 | Dekafix, Terminal marker, 5 x 5 mm, Pitch in mm (P): 5.00 Weidmueller, white
36345 | 235960000 | DEK 5 FWZ 21,23,25-39 | Dekafix, Terminal marker, 5 x 5 mm, Pitch in mm (P): 5.00 Weidmueller, white
36346 | 236060000 | DEK 5 FWZ 41,43,45-59 | Dekafix, Terminal marker, 5 x 5 mm, Pitch in mm (P): 5.00 Weidmueller, white
36347 | 236160000 | DEK 5 FWZ 2,4,6-20 | Dekafix, Terminal marker, 5 x 5 mm, Pitch in mm (P): 5.00 Weidmueller, white
36348 | 236260000 | DEK 5 FWZ 22,24,26-40 | Dekafix, Terminal marker, 5 x 5 mm, Pitch in mm (P): 5.00 Weidmueller, white
36349 | 236360000 | DEK 5 FWZ 42,44,46-60 | Dekafix, Terminal marker, 5 x 5 mm, Pitch in mm (P): 5.00 Weidmueller, white
36350 | 282900000 | H10,0/12 | Wire-end ferrule, Standard, 12 mm, 12 mm, No
36351 | 373100000 | H4,0/9 | Wire-end ferrule, Standard, 9 mm, 9 mm, No
36352 | 379300000 | H10,0/18 | Wire-end ferrule, Standard, 18 mm, 18 mm, No
36353 | 492500000 | H16,0/12 | Wire-end ferrule, Standard, 12 mm, 12 mm, No
36354 | 558360000 | DEK 5 FWZ U,V,W,N,PE | Dekafix, Terminal marker, 5 x 5 mm, Pitch in mm (P): 5.00 Weidmueller, white
36355 | 632560000 | DEK 6 FW L,N,PE | Dekafix, Terminal marker, 5 x 6 mm, Pitch in mm (P): 6.00 Weidmueller, white
36356 | 1001140001 | ESG X20 MC NE WS | ESG, Device markers x 10 mm, PA 66, Colour: white, pluggable
36357 | 1001150001 | ESG X20 MC NE BL | ESG, Device markers x 10 mm, PA 66, Colour: blue, pluggable
36358 | 1001170001 | ESG X20 MC NE RT | ESG, Device markers x 10 mm, PA 66, Colour: red, pluggable
36359 | 1010860000 | ESG 9/20 L MC NE GE | ESG, Device markers x 20 mm, PA 66, Colour: yellow, pluggable
36360 | 1011320000 | DEK 5/6 PLUS MC NE WS | Dekafix, Terminal marker, 5 x 6 mm, Pitch in mm (P): 6.00 Weidmueller, white
36361 | 1016030000 | DMC 12/27 MC NE WS | DMC, Device markers, 1.5 - 7.5 mm, 12 x 27 mm, white
36362 | 1018190000 | DMC 12/27 MC NE GE | DMC, Device markers, 1.5 - 7.5 mm, 12 x 27 mm, yellow
36363 | 1026550000 | ESG X20 10/7 MC NE WS | ESG, Device markers x 7 mm, PA 66, Colour: white, pluggable
36364 | 1026560000 | ESG X20 10/7 MC NE BL | ESG, Device markers x 7 mm, PA 66, Colour: blue, pluggable
36365 | 1026570000 | ESG X20 10/7 MC NE RT | ESG, Device markers x 7 mm, PA 66, Colour: red, pluggable
36366 | 1026580000 | ESG X20 10/7 MC NE OR | ESG, Device markers x 7 mm, PA 66, Colour: orange, pluggable
36367 | 1027280000 | ESG-M 9/17 MC NE WS | ESG, Device markers x 17 mm, PA 66, Colour: white, pluggable
36368 | 1027290000 | ESG-M 8/20 MC NE WS | ESG, Device markers x 20 mm, PA 66, Colour: white, pluggable
36369 | 1027310000 | MF-W 9/5 MC NE GE | MultiFit, Terminal marker, 9 x 5 mm, Pitch in mm (P): 5.00 WAGO, Legrand, yellow
36370 | 1027830000 | SM 27/12.5 K MC NE GR | SwitchMark, Device markers, 12.5 x 27 mm, grey
36371 | 1038650000 | DEK 5/6 PLUS MC SDR | Dekafix, Terminal marker, 5 x 6 mm, Pitch in mm (P): 6.00 Weidmueller, To customer specification
36372 | 1038660000 | MF 10/5 MC CABUR SDR | MultiFit, Terminal marker, 10 x 5 mm, Pitch in mm (P): 5.00 Cabur, To customer specification
36373 | 1038670000 | MF 12/5 MC CABUR SDR | MultiFit, Terminal marker, 12 x 5 mm, Pitch in mm (P): 5.00 Cabur, To customer specification
36374 | 1038690000 | MF 4/5.2 MC SDR | MultiFit, Terminal marker, 4 x 5.2 mm, Pitch in mm (P): 5.20 Phoenix, To customer specification
36375 | 1038730000 | MF 5/10 MC SDR | MultiFit, Terminal marker, 5 x 10 mm, Pitch in mm (P): 5.00 Phoenix, To customer specification
36376 | 1038750000 | MF-W 9/4.2F MC SDR | MultiFit, Terminal marker, 9 x 4.2 mm, Pitch in mm (P): 4.20 WAGO, Legrand, To customer specification
36377 | 1038760000 | MF-W 9/5.2F MC SDR | MultiFit, Terminal marker, 9 x 5.2 mm, Pitch in mm (P): 5.20 WAGO, Legrand, To customer specification
36378 | 1038770000 | MF-W 9/6.2F MC SDR | MultiFit, Terminal marker, 9 x 6.2 mm, Pitch in mm (P): 6.20 WAGO, Legrand, To customer specification
36379 | 1038790000 | WS 8/5 PLUS MC SDR | WS, Terminal marker, 8 x 5 mm, Pitch in mm (P): 5.00 Weidmueller, Allen-Bradley, To customer specification
36380 | 1038820000 | WS 8/6 PLUS MC SDR | WS, Terminal marker, 8 x 6 mm, Pitch in mm (P): 6.00 Weidmueller, To customer specification
36381 | 1038830000 | DMC 12/27 MC SDR | DMC, Device markers, 1.5 - 7.5 mm, 12 x 27 mm, To customer specification
36382 | 1038840000 | ESG 5/10 MC SDR | ESG, Device markers x 10 mm, PA 66, Colour: To customer specification, pluggable
36383 | 1038850000 | ESG 8/11 MC SDR | ESG, Device markers x 11 mm, PA 66, Colour: To customer specification, pluggable
36384 | 1038870000 | ESG 8/17 L MC SDR | ESG, Device markers x 17 mm, PA 66, Colour: To customer specification, pluggable
36385 | 1038880000 | ESG 9/10 MC SDR | ESG, Device markers x 10 mm, PA 66, Colour: To customer specification, pluggable
36386 | 1038890000 | ESG X20 MC SDR | ESG, Device markers x 10 mm, PA 66, Colour: To customer specification, pluggable
36387 | 1038910000 | ESG-M 8/20 MC SDR | ESG, Device markers x 20 mm, PA 66, Colour: To customer specification, pluggable
36388 | 1038920000 | ESG-M 9/17 MC SDR | ESG, Device markers x 17 mm, PA 66, Colour: To customer specification, pluggable
36389 | 1038930000 | ESG X20 10/7 MC SDR | ESG, Device markers x 7 mm, PA 66, Colour: To customer specification, pluggable
36390 | 1038940000 | ESG 9/6 MC SDR | ESG, Device markers x 6 mm, PA 66, Colour: To customer specification, pluggable
36391 | 1045570000 | ELS 6/30 MC NE WS | ELS, Insert markers, 30 x 6 mm, white
36392 | 1045580000 | ELS 6/30 MC NE GE | ELS, Insert markers, 30 x 6 mm, yellow
36393 | 1045620000 | ELS 16/40 MC NE WS | ELS, Insert markers, 40 x 16 mm, white
36394 | 1045630000 | ELS 16/40 MC NE GE | ELS, Insert markers, 40 x 16 mm, yellow
36395 | 1045640000 | ELS 7/40 MC NE WS | ELS, Insert markers, 40 x 7 mm, white
36396 | 1045650000 | ELS 7/40 MC NE GE | ELS, Insert markers, 40 x 7 mm, yellow
36397 | 1045980000 | MF-W 9/5F MC NE GR | MultiFit, Terminal marker, 9 x 5 mm, Pitch in mm (P): 5.00 WAGO, Legrand, grey
36398 | 1046340000 | DEK 5/6.5 PLUS MC NE WS | Dekafix, Terminal marker, 5 x 6.5 mm, Pitch in mm (P): 6.50 Weidmueller, white
36399 | 1046350000 | DEK 5/8 PLUS MC NE WS | Dekafix, Terminal marker, 5 x 8 mm, Pitch in mm (P): 8.00 Weidmueller, white
36400 | 1046360000 | DEK 5/6.5 PLUS MC SDR | Dekafix, Terminal marker, 5 x 6.5 mm, Pitch in mm (P): 6.50 Weidmueller, To customer specification
36401 | 1046370000 | DEK 5/8 PLUS MC SDR | Dekafix, Terminal marker, 5 x 8 mm, Pitch in mm (P): 8.00 Weidmueller, To customer specification
36402 | 1046380000 | WS 10/5 PLUS MC NE WS | WS, Terminal marker, 10 x 5 mm, Pitch in mm (P): 5.00 Weidmueller, Allen-Bradley, white
36403 | 1046390000 | WS 10/6 PLUS MC NE WS | WS, Terminal marker, 10 x 6 mm, Pitch in mm (P): 6.00 Weidmueller, Allen-Bradley, white
36404 | 1057580000 | CC 15/60 O4MM MC NE WS | ClipCard, Device markers, 15 x 60 mm, With hole, white
36405 | 1059990000 | CC 15/60 O4MM MC NE SI | ClipCard, Device markers, 15 x 60 mm, With hole, silver
36406 | 1060010000 | CC 15/60 O4MM MC SDR | ClipCard, Device markers, 15 x 60 mm, With hole, To customer specification
36407 | 1358460000 | DEK 5 FW 1,3,5,...99 | Dekafix, Terminal marker, 5 x 5 mm, Pitch in mm (P): 5.00 Weidmueller, white
36408 | 1358560000 | DEK 5 FW 2,4,...100 | Dekafix, Terminal marker, 5 x 5 mm, Pitch in mm (P): 5.00 Weidmueller, white
36409 | 1358660000 | DEK 6 FW 1,3,5...99 | Dekafix, Terminal marker, 5 x 6 mm, Pitch in mm (P): 6.00 Weidmueller, white
36410 | 1358760000 | DEK 6 FW 2,4,...100 | Dekafix, Terminal marker, 5 x 6 mm, Pitch in mm (P): 6.00 Weidmueller, white
36411 | 1609940000 | ESG 9/20 MC NE WS | ESG, Device markers x 20 mm, PA 66, Colour: white, pluggable
36412 | 1609950000 | ESG 9/20 MC SDR | ESG, Device markers x 20 mm, PA 66, Colour: To customer specification, pluggable
36413 | 1652220000 | ESG 8/19 MC NE WS | ESG, Device markers x 19 mm, PA 66, Colour: white, pluggable
36414 | 1652230000 | ESG 8/19 MC SDR | ESG, Device markers x 19 mm, PA 66, Colour: To customer specification, pluggable
36415 | 1674740000 | ESG 8/17 MC NE WS | ESG, Device markers x 17 mm, PA 66, Colour: white, pluggable
36416 | 1674750000 | ESG 8/17 MC SDR | ESG, Device markers x 17 mm, PA 66, Colour: To customer specification, pluggable
36417 | 1674760000 | ESG 9/17 K MC NE WS | ESG, Device markers x 17 mm, PA 66, Colour: white, Self-adhesive
36418 | 1682420000 | HDC-C-M20-SCG0.08-0.2AU | Heavy-duty connectors, Crimp contact, CM 20, Pin, Conductor cross-section, max.: 0.2, punched, Copper alloy
36419 | 1682430000 | HDC-C-M20-BCG0.08-0.2AU | Heavy-duty connectors, Crimp contact, CM 20, Female, Conductor cross-section, max.: 0.2, punched, Copper alloy
36420 | 1682440000 | HDC-C-M20-SCG0.2-0.52AU | Heavy-duty connectors, Crimp contact, CM 20, Pin, Conductor cross-section, max.: 0.52, punched, Copper alloy
36421 | 1682450000 | HDC-C-M20-BCG0.2-0.52AU | Heavy-duty connectors, Crimp contact, CM 20, Female, Conductor cross-section, max.: 0.52, punched, Copper alloy
36422 | 1699820000 | SM 27/8 MC NE WS | SwitchMark, Device markers, 8 x 27 mm, white
36423 | 1699830000 | SM 27/8 MC SDR | SwitchMark, Device markers, 8 x 27 mm, To customer specification
36424 | 1699840000 | SM 27/12.5 MC NE WS | SwitchMark, Device markers, 12.5 x 27 mm, SwitchMark holder, white
36425 | 1699850000 | SM 27/12.5 SDR | SwitchMark, Device markers, 12.5 x 27 mm, SwitchMark holder, To customer specification
36426 | 1699860000 | SM 27/18 MC NE WS | SwitchMark, Device markers, 18 x 27 mm, SwitchMark holder, white
36427 | 1699870000 | SM 27/18 MC SDR | SwitchMark, Device markers, 18 x 27 mm, SwitchMark holder, To customer specification
36428 | 1699880000 | SM 27/12.5 K MC NE WS | SwitchMark, Device markers, 12.5 x 27 mm, white
36429 | 1699890000 | SM 27/12.5 K MC SDR | SwitchMark, Device markers, 12.5 x 27 mm, To customer specification
36430 | 1707270000 | SM 27/18 K MC NE WS | SwitchMark, Device markers, 18 x 27 mm, white
36431 | 1707280000 | SM 27/18 K MC SDR | SwitchMark, Device markers, 18 x 27 mm, To customer specification
36432 | 1713680000 | SM 27/8 MC NE SI | SwitchMark, Device markers, 8 x 27 mm, silver
36433 | 1713690000 | SM 27/8 K SONDERDRUCK | SwitchMark, Device markers, 8 x 27 mm, To customer specification
36434 | 1713700000 | SM 27/12.5 MC NE SI | SwitchMark, Device markers, 12.5 x 27 mm, SwitchMark holder, silver
36435 | 1713720000 | SM 27/12.5 K MC NE SI | SwitchMark, Device markers, 12.5 x 27 mm, silver
36436 | 1713740000 | SM 27/18 MC NE SI | SwitchMark, Device markers, 18 x 27 mm, SwitchMark holder, silver
36437 | 1713760000 | SM 27/18 K MC NE SI | SwitchMark, Device markers, 18 x 27 mm, silver
36438 | 1715370000 | LM 5.00/02/90 3.5SN GN BX | Printed circuit board terminals, 5.00 mm, Number of poles: 2, 90°, Solder pin length (l): 3.5 mm, tinned, Pale green, Clamping yoke connection, Clamping range, max. : 2.5 mm², Box
36439 | 1715380000 | LM 5.00/03/90 3.5SN GN BX | Printed circuit board terminals, 5.00 mm, Number of poles: 3, 90°, Solder pin length (l): 3.5 mm, tinned, Pale green, Clamping yoke connection, Clamping range, max. : 2.5 mm², Box
36440 | 1716630000 | SM-H 27/18 SW | SwitchMark, Accessories, 48 x 27 mm, black
36441 | 1716640000 | SM-H 27/12.5 SW | SwitchMark, Accessories, 42 x 27 mm, black
36442 | 1720610000 | ESG 8/17 SCHS MC NE WS | ESG, Device markers x 17 mm, PA 66, Colour: white, pluggable
36443 | 1724760000 | ESG 9/17 MC NE WS | ESG, Device markers x 17 mm, PA 66, Colour: white, pluggable
36444 | 1736190000 | ESG 8/10 ASI MC NE WS | ESG, Device markers x 10 mm, PA 66, Colour: white, pluggable
36445 | 1753500000 | ESG 9/17 K MC NE GE | ESG, Device markers x 17 mm, PA 66, Colour: yellow, Self-adhesive
36446 | 1755270000 | DEK 5/3.5 MC NE WS | Dekafix, Terminal marker, 5 x 3.5 mm, Pitch in mm (P): 3.50 Weidmueller, white
36447 | 1755340000 | ESG 8/17 SYS PRO M WS | ESG, Device markers x 17 mm, PA 66, Colour: white, pluggable
36448 | 1755350000 | ESG 8/17 SYS PRO M SDR | ESG, Device markers x 17 mm, PA 66, Colour: To customer specification, pluggable
36449 | 1766160000 | ESG 9/20 MC NE GE | ESG, Device markers x 20 mm, PA 66, Colour: yellow, pluggable
36450 | 1770500000 | ESG 9/20 O.F MC NE WS | ESG, Device markers x 20 mm, PA 66, Colour: white
36451 | 1771920000 | DEK 5/3,5 MC FS 1-100 | Dekafix, Terminal marker, 5 x 3.5 mm, Pitch in mm (P): 3.50 Weidmueller, white
36452 | 1771930000 | SM 27/8 K MC NE SI | SwitchMark, Device markers, 8 x 27 mm, silver
36453 | 1773220000 | SM 27/27 MC NE WS | SwitchMark, Device markers, 27 x 27 mm, SwitchMark holder, white
36454 | 1773230000 | SM 27/27 MC NE SI | SwitchMark, Device markers, 27 x 27 mm, SwitchMark holder, silver
36455 | 1775910000 | ESG 9/10 MC NE WS | ESG, Device markers x 10 mm, PA 66, Colour: white, pluggable
36456 | 1781340000 | DEK 5 FW 1,3-49,2,4-50 | Dekafix, Terminal marker, 5 x 5 mm, Pitch in mm (P): 5.00 Weidmueller, white
36457 | 1782710000 | SM-H 27/27 SW | SwitchMark, Accessories, 59 x 27 mm, black
36458 | 1782990000 | SM 27/27 K MC NE SI | SwitchMark, Device markers, 27 x 27 mm, silver
36459 | 1783000000 | SM 27/27 K MC NE WS | SwitchMark, Device markers, 27 x 27 mm, white
36460 | 1790410000 | CC-H 15/27 | ClipCard, Accessories, 15 x 27 mm, black
36461 | 1790420000 | CC-H 15/49 | ClipCard, Accessories, 15 x 49 mm, black
36462 | 1790430000 | CC-H 15/17 | ClipCard, Accessories, 15 x 17 mm, black
36463 | 1793930000 | DEK 5/3,5 MC FW 1-50 | Dekafix, Terminal marker, 5 x 3.5 mm, Pitch in mm (P): 3.50 Weidmueller, white
36464 | 1793940000 | DEK 5/3,5 MC FW 51-100 | Dekafix, Terminal marker, 5 x 3.5 mm, Pitch in mm (P): 3.50 Weidmueller, white
36465 | 1812630000 | SM 27/8 K MC NE WS | SwitchMark, Device markers, 8 x 27 mm, white
36466 | 1816240000 | MF-W 5/5 MINI MC NE WS | MultiFit, Terminal marker, 5 x 5 mm, Pitch in mm (P): 5.00 WAGO, Legrand, Entrelec, white
36467 | 1816250000 | MF 5/5 MC NE WS | MultiFit, Terminal marker, 5 x 5 mm, Pitch in mm (P): 5.00 Phoenix, white
36468 | 1816260000 | MF 5/6 MC NE WS | MultiFit, Terminal marker, 5 x 6 mm, Pitch in mm (P): 6.00 Phoenix, white
36469 | 1816270000 | MF-W 9/5 MC NE WS | MultiFit, Terminal marker, 9 x 5 mm, Pitch in mm (P): 5.00 WAGO, Legrand, white
36470 | 1816280000 | MF-W 9/5F MC NE WS | MultiFit, Terminal marker, 9 x 5 mm, Pitch in mm (P): 5.00 WAGO, Legrand, white
36471 | 1816290000 | MF-W 9/6 MC NE WS | MultiFit, Terminal marker, 9 x 6 mm, Pitch in mm (P): 6.00 WAGO, Legrand, white
36472 | 1816310000 | MF-W 5/5 MINI MC SDR | MultiFit, Terminal marker, 5 x 5 mm, Pitch in mm (P): 5.00 WAGO, Legrand, To customer specification
36473 | 1816320000 | MF 5/5 MC SDR | MultiFit, Terminal marker, 5 x 5 mm, Pitch in mm (P): 5.00 Phoenix, To customer specification
36474 | 1816330000 | MF 5/6 MC SDR | MultiFit, Terminal marker, 5 x 6 mm, Pitch in mm (P): 6.00 Phoenix, To customer specification
36475 | 1816340000 | MF-W 9/5 MC SDR | MultiFit, Terminal marker, 9 x 5 mm, Pitch in mm (P): 5.00 WAGO, Legrand, To customer specification
36476 | 1850120000 | TOP1.5GS 02/90 5.08 OR EEXE | Printed circuit board terminals, 5.08 mm, Number of poles: 2, 90°, Solder pin length (l): 3.5 mm, tinned, orange, TOP connection, Clamping range, max. : 2.5 mm², Box
36477 | 1850130000 | TOP1.5GS 03/90 5.08 OR EEXE | Printed circuit board terminals, 5.08 mm, Number of poles: 3, 90°, Solder pin length (l): 3.5 mm, tinned, orange, TOP connection, Clamping range, max. : 2.5 mm², Box
36478 | 1850230000 | TOP1.5GS 02/180 5.08 OR EEXE | Printed circuit board terminals, 5.08 mm, Number of poles: 2, 180°, Solder pin length (l): 4.5 mm, tinned, orange, TOP connection, Clamping range, max. : 2.5 mm², Box
36479 | 1850250000 | TOP1.5GS 04/180 5.08 OR EEXE | Printed circuit board terminals, 5.08 mm, Number of poles: 4, 180°, Solder pin length (l): 4.5 mm, tinned, orange, TOP connection, Clamping range, max. : 2.5 mm², Box
36480 | 1850260000 | TOP1.5GS 05/180 5.08 OR EEXE | Printed circuit board terminals, 5.08 mm, Number of poles: 5, 180°, Solder pin length (l): 4.5 mm, tinned, orange, TOP connection, Clamping range, max. : 2.5 mm², Box
36481 | 1850270000 | TOP1.5GS 06/180 5.08 OR EEXE | Printed circuit board terminals, 5.08 mm, Number of poles: 6, 180°, Solder pin length (l): 4.5 mm, tinned, orange, TOP connection, Clamping range, max. : 2.5 mm², Box
36482 | 1850280000 | TOP1.5GS 07/180 5.08 OR EEXE | Printed circuit board terminals, 5.08 mm, Number of poles: 7, 180°, Solder pin length (l): 4.5 mm, tinned, orange, TOP connection, Clamping range, max. : 2.5 mm², Box
36483 | 1850450000 | TOP1.5GS 02/180 7.62 OR EEXE | Printed circuit board terminals, 7.62 mm, Number of poles: 2, 180°, Solder pin length (l): 4.5 mm, tinned, orange, TOP connection, Clamping range, max. : 2.5 mm², Box
36484 | 1850460000 | TOP1.5GS 03/180 7.62 OR EEXE | Printed circuit board terminals, 7.62 mm, Number of poles: 3, 180°, Solder pin length (l): 4.5 mm, tinned, orange, TOP connection, Clamping range, max. : 2.5 mm², Box
36485 | 1850480000 | TOP1.5GS 05/180 7.62 OR EEXE | Printed circuit board terminals, 7.62 mm, Number of poles: 5, 180°, Solder pin length (l): 4.5 mm, tinned, orange, TOP connection, Clamping range, max. : 2.5 mm², Box
36486 | 1856700000 | ESG 10/17 MC NE WS | ESG, Device markers x 17 mm, PA 66, Colour: white, pluggable
36487 | 1856720000 | ESG 9/20 UNI MC NE WS | ESG, Device markers x 20 mm, PA 66, Colour: white, pluggable
36488 | 1857440000 | ESG 9/11 K MC NE WS | ESG, Device markers x 11 mm, PA 66, Colour: white, Self-adhesive
36489 | 1858470000 | DEK 5/3.5 MC FWZ 1-10 | Dekafix, Terminal marker, 5 x 3.5 mm, Pitch in mm (P): 3.50 Weidmueller, white
36490 | 1858480000 | DEK 5/3.5 MC FWZ 11-20 | Dekafix, Terminal marker, 5 x 3.5 mm, Pitch in mm (P): 3.50 Weidmueller, white
36491 | 1858490000 | DEK 5/3,5 MC FWZ 21-30 | Dekafix, Terminal marker, 5 x 3.5 mm, Pitch in mm (P): 3.50 Weidmueller, white
36492 | 1858500000 | DEK 5/3,5 MC FWZ 31-40 | Dekafix, Terminal marker, 5 x 3.5 mm, Pitch in mm (P): 3.50 Weidmueller, white
36493 | 1858510000 | DEK 5/3,5 MC FWZ 41-50 | Dekafix, Terminal marker, 5 x 3.5 mm, Pitch in mm (P): 3.50 Weidmueller, white
36494 | 1859100000 | TOP1.5GS 01/180 7.62 OR EEXE | Printed circuit board terminals, 7.62 mm, Number of poles: 1, 180°, Solder pin length (l): 4.5 mm, tinned, orange, TOP connection, Clamping range, max. : 2.5 mm², Box
36495 | 1871420000 | BCZ 3.81/09/90 SN GN BX | PCB plug-in connector, female plug, 3.81 mm, Number of poles: 9, 90°, Clamping yoke connection, Clamping range, max. : 1.5 mm², Box
36496 | 1876570000 | CC 15/17 MC NE WS | ClipCard, Device markers, 15 x 17 mm, Holder CC-H 15/17, white
36497 | 1876580000 | CC 15/17 K MC NE SI | ClipCard, Device markers, 15 x 17 mm, silver
36498 | 1876590000 | CC 15/17 K MC NE WS | ClipCard, Device markers, 15 x 17 mm, white
36499 | 1876610000 | CC 15/17 MC NE SI | ClipCard, Device markers, 15 x 17 mm, Holder CC-H 15/17, silver
36500 | 1878910000 | CC-H 15/60 | ClipCard, Accessories, 15 x 60 mm, black
36501 | 1880100000 | ESG 6/15 K MC NE WS | ESG, Device markers x 15 mm, PA 66, Colour: white, Self-adhesive
36502 | 1880110000 | ESG 6/17 K MC NE GE | ESG, Device markers x 17 mm, PA 66, Colour: yellow, Self-adhesive
36503 | 1880120000 | ESG 6/17 K MC NE WS | ESG, Device markers x 17 mm, PA 66, Colour: white, Self-adhesive
36504 | 1880130000 | ESG 6/15 K MC NE GE | ESG, Device markers x 15 mm, PA 66, Colour: yellow, Self-adhesive
36505 | 1881280000 | ESG 6/15 RIDER MC NE WS | ESG, Device markers x 15 mm, PA 66, Colour: white, pluggable
36506 | 1888280000 | STR CC 15/60 TRANSPARENT | ClipCard, Accessories, 15 x 60 mm, Transparent
36507 | 1888290000 | STR CC 15/27 TRANSPARENT | ClipCard, Accessories, 15 x 27 mm, Transparent
36508 | 1888300000 | STR CC 15/49 TRANSPARENT | ClipCard, Accessories, 15 x 49 mm, Transparent
36509 | 1888310000 | STR CC 15/17 TRANSPARENT | ClipCard, Accessories, 15 x 17 mm, Transparent
36510 | 1888360000 | ESG 9/6 MC NE WS | ESG, Device markers x 6 mm, PA 66, Colour: white, pluggable
36511 | 1890460000 | ESG 9/20 L MC NE WS | ESG, Device markers x 20 mm, PA 66, Colour: white, pluggable
36512 | 1890470000 | ESG 8/17 L MC NE WS | ESG, Device markers x 17 mm, PA 66, Colour: white, pluggable
36513 | 1897570000 | ESG 8/11 MC NE WS | ESG, Device markers x 11 mm, PA 66, Colour: white, pluggable
36514 | 1906110000 | SM 27/18 MC NE RT | SwitchMark, Device markers, 18 x 27 mm, SwitchMark holder, red
36515 | 1906120000 | SM 27/18 K MC NE RT | SwitchMark, Device markers, 18 x 27 mm, red
36516 | 1907530000 | MF 4/5.2 MC NE WS | MultiFit, Terminal marker, 4 x 5.2 mm, Pitch in mm (P): 5.20 Phoenix, white
36517 | 1912130000 | ESG 8/13.5/43.3 SAI AU | ESG, Device markers x 13.5 mm, PA 66, Colour: Transparent
36518 | 1913120000 | LM 5.00/03/90 3.5SN GY BX | Printed circuit board terminals, 5.00 mm, Number of poles: 3, 90°, Solder pin length (l): 3.5 mm, tinned, Pebble grey, Clamping yoke connection, Clamping range, max. : 2.5 mm², Box
36519 | 1913440000 | LM 5.00/02/135 3.5SN GY BX | Printed circuit board terminals, 5.00 mm, Number of poles: 2, 135°, Solder pin length (l): 3.5 mm, tinned, Pebble grey, Clamping yoke connection, Clamping range, max. : 2.5 mm², Box
36520 | 1919940000 | ESG 5/10 MC NE WS | ESG, Device markers x 10 mm, PA 66, Colour: white, pluggable
36521 | 1924260000 | MF-W 5/5 MINI MC NE RT | MultiFit, Terminal marker, 5 x 5 mm, Pitch in mm (P): 5.00 WAGO, Legrand, Entrelec, red
36522 | 1924270000 | MF-W 5/5 MINI MC NE BL | MultiFit, Terminal marker, 5 x 5 mm, Pitch in mm (P): 5.00 WAGO, Legrand, Entrelec, blue
36523 | 1924280000 | MF-W 5/5 MINI MC NE GE | MultiFit, Terminal marker, 5 x 5 mm, Pitch in mm (P): 5.00 WAGO, Legrand, Entrelec, yellow
36524 | 1924290000 | MF-W 5/5 MINI MC NE GN | MultiFit, Terminal marker, 5 x 5 mm, Pitch in mm (P): 5.00 WAGO, Legrand, Entrelec, green
36525 | 1926880000 | ESG 8/17 MC NE GE | ESG, Device markers x 17 mm, PA 66, Colour: yellow, pluggable
36526 | 1934450000 | STR CC 30/60 TRANSPARENT | ClipCard, Accessories, 30 x 60 mm, Transparent
36527 | 9004100000 | H4,0/15 | Wire-end ferrule, Standard, 15 mm, 15 mm, No
36528 | 9004110000 | H4,0/18 | Wire-end ferrule, Standard, 18 mm, 18 mm, No
36529 | 9004120000 | H6,0/10 | Wire-end ferrule, Standard, 10 mm, 10 mm, No
36530 | 9004130000 | H6,0/18 | Wire-end ferrule, Standard, 18 mm, 18 mm, No
36531 | 9004270000 | H0,5/14 OR BD | Wire-end ferrule, Standard, 10 mm, 8 mm, orange
36532 | 9004280000 | H0,5/14D W BD | Wire-end ferrule, Standard, 10 mm, 8 mm, white
36533 | 9004290000 | H0,75/14 W BD | Wire-end ferrule, Standard, 10 mm, 8 mm, white
36534 | 9004300000 | H0,75/14D GR BD | Wire-end ferrule, Standard, 10 mm, 8 mm, grey
36535 | 9004310000 | H0,75/14T HBL BD | Wire-end ferrule, Standard, 10 mm, 8 mm, Light Blue
36536 | 9004320000 | H1,0/14 GE BD | Wire-end ferrule, Standard, 10 mm, 8 mm, yellow
36537 | 9004330000 | H1,0/14D R BD | Wire-end ferrule, Standard, 10 mm, 8 mm, red
36538 | 9004340000 | H1,5/14 R BD | Wire-end ferrule, Standard, 10 mm, 8 mm, red
36539 | 9004350000 | H1,5/14D SW BD | Wire-end ferrule, Standard, 10 mm, 8 mm, black
36540 | 9004360000 | H2,5/14D BL BD | Wire-end ferrule, Standard, 10 mm, 8 mm, blue
36541 | 9004370000 | H2,5/14T GR BD | Wire-end ferrule, Standard, 11 mm, 8 mm, grey
36542 | 9004410000 | H1,5/16 ZH R SV | Wire-end ferrule, Twin wire-end ferrule, 11 mm, 8 mm, red
36543 | 9004420000 | H1,5/16D ZH SW SV | Wire-end ferrule, Twin wire-end ferrule, 11 mm, 8 mm, black
36544 | 9004440000 | H0,5/14 ZH OR SV | Wire-end ferrule, Twin wire-end ferrule, 11 mm, 8 mm, orange
36545 | 9004750000 | H1,5/20D SW ZH SV | Wire-end ferrule, Twin wire-end ferrule, 15 mm, 12 mm, black
36546 | 9004760000 | H1,0/19D ZH R SV | Wire-end ferrule, Twin wire-end ferrule, 16 mm, 12 mm, red
36547 | 9004770000 | H0,75/16D ZH GR SV | Wire-end ferrule, Twin wire-end ferrule, 13 mm, 10 mm, grey
36548 | 9004780000 | H0,5/14D ZH W SV | Wire-end ferrule, Twin wire-end ferrule, 11 mm, 8 mm, white
36549 | 9004900000 | H0,75/16 ZH W SV | Wire-end ferrule, Twin wire-end ferrule, 13 mm, 10 mm, white
36550 | 9004910000 | H1,0/19 ZH GE SV | Wire-end ferrule, Twin wire-end ferrule, 16 mm, 12 mm, yellow
36551 | 9004920000 | H1,5/20 ZH R SV | Wire-end ferrule, Twin wire-end ferrule, 15 mm, 12 mm, red
36552 | 9005140000 | H0,75/16T ZH HBL SV | Wire-end ferrule, Twin wire-end ferrule, 13 mm, 10 mm, Light Blue
36553 | 9018510000 | H0,75/14 ZH W SV | Wire-end ferrule, Twin wire-end ferrule, 11 mm, 8 mm, white
36554 | 9018520000 | H0,75/14D ZH GR SV | Wire-end ferrule, Twin wire-end ferrule, 11 mm, 8 mm, grey
36555 | 9018530000 | H1,0/15 ZH GE SV | Wire-end ferrule, Twin wire-end ferrule, 12 mm, 8 mm, yellow
36556 | 9018540000 | H1,0/15D ZH R SV | Wire-end ferrule, Twin wire-end ferrule, 12 mm, 8 mm, red
36557 | 9018570000 | H0,75/15T ZH BL SV | Wire-end ferrule, Twin wire-end ferrule, 11 mm, 8 mm, Light Blue
36558 | 9018650000 | H1,0/15S ZH GE SV | Wire-end ferrule, Twin wire-end ferrule, 12 mm, 8 mm, yellow
36559 | 9018690000 | H1,0/15S ZH GE | Wire-end ferrule, Twin wire-end ferrule, 12 mm, 8 mm, yellow
36560 | 9021930000 | H0,5/14T W BD | Wire-end ferrule, Standard, 10 mm, 8 mm, white
36561 | 9021950000 | H1,0/14T R BD | Wire-end ferrule, Standard, 10 mm, 8 mm, red
36562 | 9021960000 | H1,5/14T SW BD | Wire-end ferrule, Standard, 10 mm, 8 mm, black
36563 | 9028490000 | H2,5/12DS BL | Wire-end ferrule, Standard, 8 mm, 6 mm, blue
36564 | 9028520000 | H4,0/14DS GR | Wire-end ferrule, Standard, 10 mm, 8 mm, grey
36565 | 9036200000 | H2,5/12TS GR | Wire-end ferrule, Standard, 8 mm, 6 mm, grey
36566 | 9036210000 | H2,5/16 TS GR | Wire-end ferrule, Standard, 12 mm, 10 mm, grey
36567 | 9036220000 | H2,5/16DS BL | Wire-end ferrule, Standard, 13 mm, 10 mm, blue
36568 | 9036230000 | H4,0/15TS OR | Wire-end ferrule, Standard, 10 mm, 8 mm, orange
36569 | 9036330000 | H1,0/22DS R ZH | Wire-end ferrule, Twin wire-end ferrule, 21 mm, 14 mm, red, Dark Blue
36570 | 9037200000 | H0,5/14 ZH OR | Wire-end ferrule, Twin wire-end ferrule, 11 mm, 8 mm, orange
36571 | 9037210000 | H0,5/16 ZH OR | Wire-end ferrule, Twin wire-end ferrule, 13 mm, 10 mm, orange
36572 | 9037220000 | H0,5/18 ZH OR | Wire-end ferrule, Twin wire-end ferrule, 15 mm, 12 mm, orange
36573 | 9037230000 | H0,75/14 ZH W | Wire-end ferrule, Twin wire-end ferrule, 11 mm, 8 mm, white
36574 | 9037240000 | H0,75/16 ZH W | Wire-end ferrule, Twin wire-end ferrule, 13 mm, 10 mm, white
36575 | 9037250000 | H0,75/24 ZH W | Wire-end ferrule, Twin wire-end ferrule, 21 mm, 18 mm, white
36576 | 9037260000 | H1,0/15 ZH GE | Wire-end ferrule, Twin wire-end ferrule, 11 mm, 8 mm, yellow
36577 | 9037270000 | H1,0/19 ZH GE | Wire-end ferrule, Twin wire-end ferrule, 16 mm, 12 mm, yellow
36578 | 9037280000 | H1,0/25 ZH GE | Wire-end ferrule, Twin wire-end ferrule, 22 mm, 18 mm, yellow
36579 | 9037290000 | H1,5/16 ZH R | Wire-end ferrule, Twin wire-end ferrule, 11 mm, 8 mm, red, Dark Blue
36580 | 9037300000 | H1,5/20 ZH R | Wire-end ferrule, Twin wire-end ferrule, 15 mm, 12 mm, red
36581 | 9037380000 | H0,5/14D ZH W | Wire-end ferrule, Twin wire-end ferrule, 11 mm, 8 mm, white
36582 | 9037390000 | H0,5/16D ZH W | Wire-end ferrule, Twin wire-end ferrule, 13 mm, 10 mm, white
36583 | 9037400000 | H0,5/18D ZH W | Wire-end ferrule, Twin wire-end ferrule, 15 mm, 12 mm, white
36584 | 9037410000 | H0,75/14D ZH GR | Wire-end ferrule, Twin wire-end ferrule, 11 mm, 8 mm, grey
36585 | 9037420000 | H0,75/16D ZH GR | Wire-end ferrule, Twin wire-end ferrule, 13 mm, 10 mm, grey
36586 | 9037430000 | H0,75/24D ZH GR | Wire-end ferrule, Twin wire-end ferrule, 21 mm, 18 mm, grey
36587 | 9037440000 | H1,0/15D ZH R | Wire-end ferrule, Twin wire-end ferrule, 11 mm, 8 mm, red, Dark Blue
36588 | 9037450000 | H1,0/19D ZH R | Wire-end ferrule, Twin wire-end ferrule, 16 mm, 12 mm, red, Dark Blue
36589 | 9037460000 | H1,0/25D ZH R | Wire-end ferrule, Twin wire-end ferrule, 22 mm, 18 mm, red, Dark Blue
36590 | 9037470000 | H1,5/16D ZH SW | Wire-end ferrule, Twin wire-end ferrule, 11 mm, 8 mm, black
36591 | 9037480000 | H1,5/20D ZH SW | Wire-end ferrule, Twin wire-end ferrule, 15 mm, 12 mm, black
36592 | 9037500000 | H2,5/19D ZH BL | Wire-end ferrule, Twin wire-end ferrule, 13 mm, 10 mm, blue
36593 | 9037610000 | H0,75/14T ZH HBL | Wire-end ferrule, Twin wire-end ferrule, 11 mm, 8 mm, Light Blue
36594 | 9037620000 | H0,75/16T ZH HBL | Wire-end ferrule, Twin wire-end ferrule, 13 mm, 10 mm, Light Blue
36595 | 9037630000 | H0,75/24T ZH HBL | Wire-end ferrule, Twin wire-end ferrule, 21 mm, 18 mm, Light Blue
36596 | 9037640000 | H2,5/19T ZH GR | Wire-end ferrule, Twin wire-end ferrule, 13 mm, 10 mm, grey
36597 | 1837010000 | SC 3.81/07/180F 3.2SN BK BX | PCB plug-in connector, male header, Flange, THT solder connection, 3.81 mm, Number of poles: 7, 180°, Solder pin length (l): 3.2 mm, tinned, black, Box
36598 | 1793780000 | SC 3.81/16/180F 3.2SN BK BX | PCB plug-in connector, male header, Flange, THT solder connection, 3.81 mm, Number of poles: 16, 180°, Solder pin length (l): 3.2 mm, tinned, black, Box
36599 | 1793770000 | SC 3.81/12/180F 3.2SN BK BX | PCB plug-in connector, male header, Flange, THT solder connection, 3.81 mm, Number of poles: 12, 180°, Solder pin length (l): 3.2 mm, tinned, black, Box
36600 | 1793760000 | SC 3.81/10/180F 3.2SN BK BX | PCB plug-in connector, male header, Flange, THT solder connection, 3.81 mm, Number of poles: 10, 180°, Solder pin length (l): 3.2 mm, tinned, black, Box
36601 | 1793730000 | SC 3.81/05/180F 3.2SN BK BX | PCB plug-in connector, male header, Flange, THT solder connection, 3.81 mm, Number of poles: 5, 180°, Solder pin length (l): 3.2 mm, tinned, black, Box
36602 | 1793600000 | SC 3.81/16/180G 3.2SN BK BX | PCB plug-in connector, male header, closed side, THT solder connection, 3.81 mm, Number of poles: 16, 180°, Solder pin length (l): 3.2 mm, tinned, black, Box
36603 | 1793590000 | SC 3.81/12/180G 3.2SN BK BX | PCB plug-in connector, male header, closed side, THT solder connection, 3.81 mm, Number of poles: 12, 180°, Solder pin length (l): 3.2 mm, tinned, black, Box
36604 | 1793410000 | SC 3.81/16/90F 3.2SN BK BX | PCB plug-in connector, male header, Flange, THT solder connection, 3.81 mm, Number of poles: 16, 90°, Solder pin length (l): 3.2 mm, tinned, black, Box
36605 | 1793390000 | SC 3.81/10/90F 3.2SN BK BX | PCB plug-in connector, male header, Flange, THT solder connection, 3.81 mm, Number of poles: 10, 90°, Solder pin length (l): 3.2 mm, tinned, black, Box
36606 | 1793370000 | SC 3.81/06/90F 3.2SN BK BX | PCB plug-in connector, male header, Flange, THT solder connection, 3.81 mm, Number of poles: 6, 90°, Solder pin length (l): 3.2 mm, tinned, black, Box
36607 | 1793360000 | SC 3.81/05/90F 3.2SN BK BX | PCB plug-in connector, male header, Flange, THT solder connection, 3.81 mm, Number of poles: 5, 90°, Solder pin length (l): 3.2 mm, tinned, black, Box
36608 | 1793210000 | SC 3.81/16/90G 3.2SN BK BX | PCB plug-in connector, male header, closed side, THT solder connection, 3.81 mm, Number of poles: 16, 90°, Solder pin length (l): 3.2 mm, tinned, black, Box
36609 | 1793200000 | SC 3.81/12/90G 3.2SN BK BX | PCB plug-in connector, male header, closed side, THT solder connection, 3.81 mm, Number of poles: 12, 90°, Solder pin length (l): 3.2 mm, tinned, black, Box
36610 | 1899590000 | BCZ 3.81/14/180F SN BK BX | PCB plug-in connector, female plug, 3.81 mm, Number of poles: 14, 180°, Clamping yoke connection, Clamping range, max. : 1.5 mm², Box
36611 | 1899550000 | BCZ 3.81/11/180F SN BK BX | PCB plug-in connector, female plug, 3.81 mm, Number of poles: 11, 180°, Clamping yoke connection, Clamping range, max. : 1.5 mm², Box
36612 | 1899540000 | BCZ 3.81/09/90F SN BK BX | PCB plug-in connector, female plug, 3.81 mm, Number of poles: 9, 90°, Clamping yoke connection, Clamping range, max. : 1.5 mm², Box
36613 | 1899500000 | BCZ 3.81/15/90 SN BK BX | PCB plug-in connector, female plug, 3.81 mm, Number of poles: 15, 90°, Clamping yoke connection, Clamping range, max. : 1.5 mm², Box
36614 | 1899480000 | BCZ 3.81/14/180 SN BK BX | PCB plug-in connector, female plug, 3.81 mm, Number of poles: 14, 180°, Clamping yoke connection, Clamping range, max. : 1.5 mm², Box
36615 | 1899460000 | BCZ 3.81/14/90 SN BK BX | PCB plug-in connector, female plug, 3.81 mm, Number of poles: 14, 90°, Clamping yoke connection, Clamping range, max. : 1.5 mm², Box
36616 | 1899420000 | BCZ 3.81/13/90 SN BK BX | PCB plug-in connector, female plug, 3.81 mm, Number of poles: 13, 90°, Clamping yoke connection, Clamping range, max. : 1.5 mm², Box
36617 | 1899400000 | BCZ 3.81/11/180 SN BK BX | PCB plug-in connector, female plug, 3.81 mm, Number of poles: 11, 180°, Clamping yoke connection, Clamping range, max. : 1.5 mm², Box
36618 | 1899380000 | BCZ 3.81/11/90 SN BK BX | PCB plug-in connector, female plug, 3.81 mm, Number of poles: 11, 90°, Clamping yoke connection, Clamping range, max. : 1.5 mm², Box
36619 | 1871430000 | BCZ 3.81/09/90 SN BK BX | PCB plug-in connector, female plug, 3.81 mm, Number of poles: 9, 90°, Clamping yoke connection, Clamping range, max. : 1.5 mm², Box
36620 | 1858960000 | BCZ 3.81/07/90 SN BK BX | PCB plug-in connector, female plug, 3.81 mm, Number of poles: 7, 90°, Clamping yoke connection, Clamping range, max. : 1.5 mm², Box
36621 | 1845690000 | BCZ 3.81/07/90F SN BK BX | PCB plug-in connector, female plug, 3.81 mm, Number of poles: 7, 90°, Clamping yoke connection, Clamping range, max. : 1.5 mm², Box
36622 | 1837020000 | BCZ 3.81/07/180F SN BK BX | PCB plug-in connector, female plug, 3.81 mm, Number of poles: 7, 180°, Clamping yoke connection, Clamping range, max. : 1.5 mm², Box
36623 | 1799160000 | BCZ 3.81/16/270F SN BK BX | PCB plug-in connector, female plug, 3.81 mm, Number of poles: 16, 270°, Clamping yoke connection, Clamping range, max. : 1.5 mm², Box
36624 | 1799130000 | BCZ 3.81/06/270F SN BK BX | PCB plug-in connector, female plug, 3.81 mm, Number of poles: 6, 270°, Clamping yoke connection, Clamping range, max. : 1.5 mm², Box
36625 | 1799120000 | BCZ 3.81/05/270F SN BK BX | PCB plug-in connector, female plug, 3.81 mm, Number of poles: 5, 270°, Clamping yoke connection, Clamping range, max. : 1.5 mm², Box
36626 | 1799100000 | BCZ 3.81/02/270F SN BK BX | PCB plug-in connector, female plug, 3.81 mm, Number of poles: 2, 270°, Clamping yoke connection, Clamping range, max. : 1.5 mm², Box
36627 | 1799000000 | BCZ 3.81/16/270 SN BK BX | PCB plug-in connector, female plug, 3.81 mm, Number of poles: 16, 270°, Clamping yoke connection, Clamping range, max. : 1.5 mm², Box
36628 | 1798990000 | BCZ 3.81/12/270 SN BK BX | PCB plug-in connector, female plug, 3.81 mm, Number of poles: 12, 270°, Clamping yoke connection, Clamping range, max. : 1.5 mm², Box
36629 | 1798970000 | BCZ 3.81/06/270 SN BK BX | PCB plug-in connector, female plug, 3.81 mm, Number of poles: 6, 270°, Clamping yoke connection, Clamping range, max. : 1.5 mm², Box
36630 | 1798960000 | BCZ 3.81/05/270 SN BK BX | PCB plug-in connector, female plug, 3.81 mm, Number of poles: 5, 270°, Clamping yoke connection, Clamping range, max. : 1.5 mm², Box
36631 | 1798950000 | BCZ 3.81/04/270 SN BK BX | PCB plug-in connector, female plug, 3.81 mm, Number of poles: 4, 270°, Clamping yoke connection, Clamping range, max. : 1.5 mm², Box
36632 | 1798840000 | BCZ 3.81/16/90F SN BK BX | PCB plug-in connector, female plug, 3.81 mm, Number of poles: 16, 90°, Clamping yoke connection, Clamping range, max. : 1.5 mm², Box
36633 | 1798820000 | BCZ 3.81/10/90F SN BK BX | PCB plug-in connector, female plug, 3.81 mm, Number of poles: 10, 90°, Clamping yoke connection, Clamping range, max. : 1.5 mm², Box
36634 | 1798810000 | BCZ 3.81/06/90F SN BK BX | PCB plug-in connector, female plug, 3.81 mm, Number of poles: 6, 90°, Clamping yoke connection, Clamping range, max. : 1.5 mm², Box
36635 | 1798800000 | BCZ 3.81/05/90F SN BK BX | PCB plug-in connector, female plug, 3.81 mm, Number of poles: 5, 90°, Clamping yoke connection, Clamping range, max. : 1.5 mm², Box
36636 | 1798660000 | BCZ 3.81/16/90 SN BK BX | PCB plug-in connector, female plug, 3.81 mm, Number of poles: 16, 90°, Clamping yoke connection, Clamping range, max. : 1.5 mm², Box
36637 | 1798630000 | BCZ 3.81/12/90 SN BK BX | PCB plug-in connector, female plug, 3.81 mm, Number of poles: 12, 90°, Clamping yoke connection, Clamping range, max. : 1.5 mm², Box
36638 | 1798610000 | BCZ 3.81/10/90 SN BK BX | PCB plug-in connector, female plug, 3.81 mm, Number of poles: 10, 90°, Clamping yoke connection, Clamping range, max. : 1.5 mm², Box
36639 | 1798590000 | BCZ 3.81/06/90 SN BK BX | PCB plug-in connector, female plug, 3.81 mm, Number of poles: 6, 90°, Clamping yoke connection, Clamping range, max. : 1.5 mm², Box
36640 | 1798570000 | BCZ 3.81/05/90 SN BK BX | PCB plug-in connector, female plug, 3.81 mm, Number of poles: 5, 90°, Clamping yoke connection, Clamping range, max. : 1.5 mm², Box
36641 | 1798190000 | BCZ 3.81/08/270F SN BK BX | PCB plug-in connector, female plug, 3.81 mm, Number of poles: 8, 270°, Clamping yoke connection, Clamping range, max. : 1.5 mm², Box
36642 | 1798180000 | BCZ 3.81/03/270F SN BK BX | PCB plug-in connector, female plug, 3.81 mm, Number of poles: 3, 270°, Clamping yoke connection, Clamping range, max. : 1.5 mm², Box
36643 | 1798170000 | BCZ 3.81/08/270 SN BK BX | PCB plug-in connector, female plug, 3.81 mm, Number of poles: 8, 270°, Clamping yoke connection, Clamping range, max. : 1.5 mm², Box
36644 | 1798160000 | BCZ 3.81/03/270 SN BK BX | PCB plug-in connector, female plug, 3.81 mm, Number of poles: 3, 270°, Clamping yoke connection, Clamping range, max. : 1.5 mm², Box
36645 | 1798140000 | BCZ 3.81/03/90F SN BK BX | PCB plug-in connector, female plug, 3.81 mm, Number of poles: 3, 90°, Clamping yoke connection, Clamping range, max. : 1.5 mm², Box
36646 | 1793030000 | BCZ 3.81/16/180F SN BK BX | PCB plug-in connector, female plug, 3.81 mm, Number of poles: 16, 180°, Clamping yoke connection, Clamping range, max. : 1.5 mm², Box
36647 | 1793010000 | BCZ 3.81/10/180F SN BK BX | PCB plug-in connector, female plug, 3.81 mm, Number of poles: 10, 180°, Clamping yoke connection, Clamping range, max. : 1.5 mm², Box
36648 | 1793000000 | BCZ 3.81/08/180F SN BK BX | PCB plug-in connector, female plug, 3.81 mm, Number of poles: 8, 180°, Clamping yoke connection, Clamping range, max. : 1.5 mm², Box
36649 | 1792990000 | BCZ 3.81/06/180F SN BK BX | PCB plug-in connector, female plug, 3.81 mm, Number of poles: 6, 180°, Clamping yoke connection, Clamping range, max. : 1.5 mm², Box
36650 | 1792980000 | BCZ 3.81/05/180F SN BK BX | PCB plug-in connector, female plug, 3.81 mm, Number of poles: 5, 180°, Clamping yoke connection, Clamping range, max. : 1.5 mm², Box
36651 | 1792770000 | BCZ 3.81/02/180 SN BK BX | PCB plug-in connector, female plug, 3.81 mm, Number of poles: 2, 180°, Clamping yoke connection, Clamping range, max. : 1.5 mm², Box
36652 | 1792780000 | BCZ 3.81/03/180 SN BK BX | PCB plug-in connector, female plug, 3.81 mm, Number of poles: 3, 180°, Clamping yoke connection, Clamping range, max. : 1.5 mm², Box
36653 | 1792800000 | BCZ 3.81/05/180 SN BK BX | PCB plug-in connector, female plug, 3.81 mm, Number of poles: 5, 180°, Clamping yoke connection, Clamping range, max. : 1.5 mm², Box
36654 | 1792810000 | BCZ 3.81/06/180 SN BK BX | PCB plug-in connector, female plug, 3.81 mm, Number of poles: 6, 180°, Clamping yoke connection, Clamping range, max. : 1.5 mm², Box
36655 | 1792820000 | BCZ 3.81/08/180 SN BK BX | PCB plug-in connector, female plug, 3.81 mm, Number of poles: 8, 180°, Clamping yoke connection, Clamping range, max. : 1.5 mm², Box
36656 | 1792830000 | BCZ 3.81/10/180 SN BK BX | PCB plug-in connector, female plug, 3.81 mm, Number of poles: 10, 180°, Clamping yoke connection, Clamping range, max. : 1.5 mm², Box
36657 | 1792840000 | BCZ 3.81/12/180 SN BK BX | PCB plug-in connector, female plug, 3.81 mm, Number of poles: 12, 180°, Clamping yoke connection, Clamping range, max. : 1.5 mm², Box
36658 | 1792850000 | BCZ 3.81/16/180 SN BK BX | PCB plug-in connector, female plug, 3.81 mm, Number of poles: 16, 180°, Clamping yoke connection, Clamping range, max. : 1.5 mm², Box
36659 | 1792950000 | BCZ 3.81/02/180F SN BK BX | PCB plug-in connector, female plug, 3.81 mm, Number of poles: 2, 180°, Clamping yoke connection, Clamping range, max. : 1.5 mm², Box
36660 | 1792960000 | BCZ 3.81/03/180F SN BK BX | PCB plug-in connector, female plug, 3.81 mm, Number of poles: 3, 180°, Clamping yoke connection, Clamping range, max. : 1.5 mm², Box
36661 | 1793020000 | BCZ 3.81/12/180F SN BK BX | PCB plug-in connector, female plug, 3.81 mm, Number of poles: 12, 180°, Clamping yoke connection, Clamping range, max. : 1.5 mm², Box
36662 | 1793140000 | SC 3.81/03/90G 3.2SN BK BX | PCB plug-in connector, male header, closed side, THT solder connection, 3.81 mm, Number of poles: 3, 90°, Solder pin length (l): 3.2 mm, tinned, black, Box
36663 | 1793160000 | SC 3.81/05/90G 3.2SN BK BX | PCB plug-in connector, male header, closed side, THT solder connection, 3.81 mm, Number of poles: 5, 90°, Solder pin length (l): 3.2 mm, tinned, black, Box
36664 | 1793170000 | SC 3.81/06/90G 3.2SN BK BX | PCB plug-in connector, male header, closed side, THT solder connection, 3.81 mm, Number of poles: 6, 90°, Solder pin length (l): 3.2 mm, tinned, black, Box
36665 | 1793180000 | SC 3.81/08/90G 3.2SN BK BX | PCB plug-in connector, male header, closed side, THT solder connection, 3.81 mm, Number of poles: 8, 90°, Solder pin length (l): 3.2 mm, tinned, black, Box
36666 | 1793190000 | SC 3.81/10/90G 3.2SN BK BX | PCB plug-in connector, male header, closed side, THT solder connection, 3.81 mm, Number of poles: 10, 90°, Solder pin length (l): 3.2 mm, tinned, black, Box
36667 | 1793330000 | SC 3.81/02/90F 3.2SN BK BX | PCB plug-in connector, male header, Flange, THT solder connection, 3.81 mm, Number of poles: 2, 90°, Solder pin length (l): 3.2 mm, tinned, black, Box
36668 | 1793340000 | SC 3.81/03/90F 3.2SN BK BX | PCB plug-in connector, male header, Flange, THT solder connection, 3.81 mm, Number of poles: 3, 90°, Solder pin length (l): 3.2 mm, tinned, black, Box
36669 | 1793380000 | SC 3.81/08/90F 3.2SN BK BX | PCB plug-in connector, male header, Flange, THT solder connection, 3.81 mm, Number of poles: 8, 90°, Solder pin length (l): 3.2 mm, tinned, black, Box
36670 | 1793400000 | SC 3.81/12/90F 3.2SN BK BX | PCB plug-in connector, male header, Flange, THT solder connection, 3.81 mm, Number of poles: 12, 90°, Solder pin length (l): 3.2 mm, tinned, black, Box
36671 | 1793530000 | SC 3.81/03/180G 3.2SN BK BX | PCB plug-in connector, male header, closed side, THT solder connection, 3.81 mm, Number of poles: 3, 180°, Solder pin length (l): 3.2 mm, tinned, black, Box
36672 | 1793560000 | SC 3.81/06/180G 3.2SN BK BX | PCB plug-in connector, male header, closed side, THT solder connection, 3.81 mm, Number of poles: 6, 180°, Solder pin length (l): 3.2 mm, tinned, black, Box
36673 | 1793580000 | SC 3.81/10/180G 3.2SN BK BX | PCB plug-in connector, male header, closed side, THT solder connection, 3.81 mm, Number of poles: 10, 180°, Solder pin length (l): 3.2 mm, tinned, black, Box
36674 | 1793700000 | SC 3.81/02/180F 3.2SN BK BX | PCB plug-in connector, male header, Flange, THT solder connection, 3.81 mm, Number of poles: 2, 180°, Solder pin length (l): 3.2 mm, tinned, black, Box
36675 | 1793710000 | SC 3.81/03/180F 3.2SN BK BX | PCB plug-in connector, male header, Flange, THT solder connection, 3.81 mm, Number of poles: 3, 180°, Solder pin length (l): 3.2 mm, tinned, black, Box
36676 | 1793740000 | SC 3.81/06/180F 3.2SN BK BX | PCB plug-in connector, male header, Flange, THT solder connection, 3.81 mm, Number of poles: 6, 180°, Solder pin length (l): 3.2 mm, tinned, black, Box
36677 | 1793750000 | SC 3.81/08/180F 3.2SN BK BX | PCB plug-in connector, male header, Flange, THT solder connection, 3.81 mm, Number of poles: 8, 180°, Solder pin length (l): 3.2 mm, tinned, black, Box
36678 | 1798780000 | BCZ 3.81/02/90F SN BK BX | PCB plug-in connector, female plug, 3.81 mm, Number of poles: 2, 90°, Clamping yoke connection, Clamping range, max. : 1.5 mm², Box
36679 | 1798830000 | BCZ 3.81/12/90F SN BK BX | PCB plug-in connector, female plug, 3.81 mm, Number of poles: 12, 90°, Clamping yoke connection, Clamping range, max. : 1.5 mm², Box
36680 | 1798940000 | BCZ 3.81/02/270 SN BK BX | PCB plug-in connector, female plug, 3.81 mm, Number of poles: 2, 270°, Clamping yoke connection, Clamping range, max. : 1.5 mm², Box
36681 | 1798980000 | BCZ 3.81/10/270 SN BK BX | PCB plug-in connector, female plug, 3.81 mm, Number of poles: 10, 270°, Clamping yoke connection, Clamping range, max. : 1.5 mm², Box
36682 | 1799110000 | BCZ 3.81/04/270F SN BK BX | PCB plug-in connector, female plug, 3.81 mm, Number of poles: 4, 270°, Clamping yoke connection, Clamping range, max. : 1.5 mm², Box
36683 | 1799140000 | BCZ 3.81/10/270F SN BK BX | PCB plug-in connector, female plug, 3.81 mm, Number of poles: 10, 270°, Clamping yoke connection, Clamping range, max. : 1.5 mm², Box
36684 | 1871390000 | BCZ 3.81/09/180 SN BK BX | PCB plug-in connector, female plug, 3.81 mm, Number of poles: 9, 180°, Clamping yoke connection, Clamping range, max. : 1.5 mm², Box
36685 | 1871410000 | BCZ 3.81/07/180 SN BK BX | PCB plug-in connector, female plug, 3.81 mm, Number of poles: 7, 180°, Clamping yoke connection, Clamping range, max. : 1.5 mm², Box
36686 | 1871490000 | SC 3.81/07/180G 3.2SN BK BX | PCB plug-in connector, male header, closed side, THT solder connection, 3.81 mm, Number of poles: 7, 180°, Solder pin length (l): 3.2 mm, tinned, black, Box
36687 | 1899440000 | BCZ 3.81/13/180 SN BK BX | PCB plug-in connector, female plug, 3.81 mm, Number of poles: 13, 180°, Clamping yoke connection, Clamping range, max. : 1.5 mm², Box
36688 | 1899520000 | BCZ 3.81/15/180 SN BK BX | PCB plug-in connector, female plug, 3.81 mm, Number of poles: 15, 180°, Clamping yoke connection, Clamping range, max. : 1.5 mm², Box
36689 | 1899530000 | BCZ 3.81/09/180F SN BK BX | PCB plug-in connector, female plug, 3.81 mm, Number of poles: 9, 180°, Clamping yoke connection, Clamping range, max. : 1.5 mm², Box
36690 | 1793550000 | SC 3.81/05/180G 3.2SN BK BX | PCB plug-in connector, male header, closed side, THT solder connection, 3.81 mm, Number of poles: 5, 180°, Solder pin length (l): 3.2 mm, tinned, black, Box
36691 | 1793570000 | SC 3.81/08/180G 3.2SN BK BX | PCB plug-in connector, male header, closed side, THT solder connection, 3.81 mm, Number of poles: 8, 180°, Solder pin length (l): 3.2 mm, tinned, black, Box
36692 | 1871470000 | SC 3.81/09/180G 3.2SN BK BX | PCB plug-in connector, male header, closed side, THT solder connection, 3.81 mm, Number of poles: 9, 180°, Solder pin length (l): 3.2 mm, tinned, black, Box
36693 | 1793520000 | SC 3.81/02/180G 3.2SN BK BX | PCB plug-in connector, male header, closed side, THT solder connection, 3.81 mm, Number of poles: 2, 180°, Solder pin length (l): 3.2 mm, tinned, black, Box
36694 | 1792790000 | BCZ 3.81/04/180 SN BK BX | PCB plug-in connector, female plug, 3.81 mm, Number of poles: 4, 180°, Clamping yoke connection, Clamping range, max. : 1.5 mm², Box
36695 | 1792970000 | BCZ 3.81/04/180F SN BK BX | PCB plug-in connector, female plug, 3.81 mm, Number of poles: 4, 180°, Clamping yoke connection, Clamping range, max. : 1.5 mm², Box
36696 | 1793150000 | SC 3.81/04/90G 3.2SN BK BX | PCB plug-in connector, male header, closed side, THT solder connection, 3.81 mm, Number of poles: 4, 90°, Solder pin length (l): 3.2 mm, tinned, black, Box
36697 | 1793350000 | SC 3.81/04/90F 3.2SN BK BX | PCB plug-in connector, male header, Flange, THT solder connection, 3.81 mm, Number of poles: 4, 90°, Solder pin length (l): 3.2 mm, tinned, black, Box
36698 | 1793540000 | SC 3.81/04/180G 3.2SN BK BX | PCB plug-in connector, male header, closed side, THT solder connection, 3.81 mm, Number of poles: 4, 180°, Solder pin length (l): 3.2 mm, tinned, black, Box
36699 | 1793720000 | SC 3.81/04/180F 3.2SN BK BX | PCB plug-in connector, male header, Flange, THT solder connection, 3.81 mm, Number of poles: 4, 180°, Solder pin length (l): 3.2 mm, tinned, black, Box
36700 | 1798550000 | BCZ 3.81/04/90 SN BK BX | PCB plug-in connector, female plug, 3.81 mm, Number of poles: 4, 90°, Clamping yoke connection, Clamping range, max. : 1.5 mm², Box
36701 | 1798790000 | BCZ 3.81/04/90F SN BK BX | PCB plug-in connector, female plug, 3.81 mm, Number of poles: 4, 90°, Clamping yoke connection, Clamping range, max. : 1.5 mm², Box
36702 | 1798120000 | BCZ 3.81/03/90 SN BK BX | PCB plug-in connector, female plug, 3.81 mm, Number of poles: 3, 90°, Clamping yoke connection, Clamping range, max. : 1.5 mm², Box
36703 | 1798130000 | BCZ 3.81/08/90 SN BK BX | PCB plug-in connector, female plug, 3.81 mm, Number of poles: 8, 90°, Clamping yoke connection, Clamping range, max. : 1.5 mm², Box
36704 | 1798150000 | BCZ 3.81/08/90F SN BK BX | PCB plug-in connector, female plug, 3.81 mm, Number of poles: 8, 90°, Clamping yoke connection, Clamping range, max. : 1.5 mm², Box
36705 | 1798500000 | BCZ 3.81/02/90 SN BK BX | PCB plug-in connector, female plug, 3.81 mm, Number of poles: 2, 90°, Clamping yoke connection, Clamping range, max. : 1.5 mm², Box
36706 | 1793130000 | SC 3.81/02/90G 3.2SN BK BX | PCB plug-in connector, male header, closed side, THT solder connection, 3.81 mm, Number of poles: 2, 90°, Solder pin length (l): 3.2 mm, tinned, black, Box
36707 | 138000000 | P 14/2 D01 RS SAKS4 | Accessories, Gauge ring (automatic circuit breaker), 2 A
36708 | 138100000 | P 14/4 D01 BR SAKS4 | Accessories, Gauge ring (automatic circuit breaker), 4 A
36709 | 139000000 | ESO/SCHS1 500X12,5X0,3 | Terminal markers, Insert markers, 500 x 12.5 mm, white
36710 | 189400000 | CLI MH 110 HSTR | CableLine, Accessories, 10 - 317 mm, 110 x 11.3 mm, black
36711 | 206160000 | EWK 1 | Accessories, End bracket
36712 | 241260000 | MK 2/12 | Multipin terminal strip, Single- and multi-pole terminal strip, Rated cross-section: 2.5 mm², Screw connection, Direct mounting
36713 | 243820000 | MK 5/2 O.DE | Multipin terminal strip, Single- and multi-pole terminal strip, Rated cross-section: 2.5 mm², Screw connection, Direct mounting
36714 | 252509999 | CLI C 02-15 SDR SG | CableLine, Conductor and cable markers, 1.3 - 3 mm, 15 x 3.4 mm, To customer specification
36715 | 273820000 | MK 3/2 | Multipin terminal strip, Single- and multi-pole terminal strip, Rated cross-section: 2.5 mm², Screw connection, Direct mounting
36716 | 273920000 | MK 3/3 | Multipin terminal strip, Single- and multi-pole terminal strip, Rated cross-section: 2.5 mm², Screw connection, Direct mounting
36717 | 274020000 | MK 3/4 | Multipin terminal strip, Single- and multi-pole terminal strip, Rated cross-section: 2.5 mm², Screw connection, Direct mounting
36718 | 274040000 | MK 3/4 B 1-4 | Multipin terminal strip, Single- and multi-pole terminal strip, Rated cross-section: 2.5 mm², Screw connection, Direct mounting
36719 | 274120000 | MK 3/5 | Multipin terminal strip, Single- and multi-pole terminal strip, Rated cross-section: 2.5 mm², Screw connection, Direct mounting
36720 | 274220000 | MK 3/6 | Multipin terminal strip, Single- and multi-pole terminal strip, Rated cross-section: 2.5 mm², Screw connection, Direct mounting
36721 | 274320000 | MK 3/7 | Multipin terminal strip, Single- and multi-pole terminal strip, Rated cross-section: 2.5 mm², Screw connection, Direct mounting
36722 | 316500000 | ZB 4 | Accessories, Clamping yoke for busbar, Rated cross-section: Clamping yoke, Feed-through (bushing)
36723 | 316600000 | ZB 16 ZKSC | Accessories, Clamping yoke for busbar, Rated cross-section: Clamping yoke, Feed-through (bushing)
36724 | 322110000 | ZB 4G SW | Accessories, Clamping yoke for busbar, Rated cross-section: Clamping yoke, PA, black, Feed-through (bushing)
36725 | 322160000 | ZB 4G GN/GE | Accessories, Clamping yoke for busbar, Rated cross-section: Clamping yoke, PA, Green/yellow, Feed-through (bushing)
36726 | 322180000 | ZB 4G BL | Accessories, Clamping yoke for busbar, Rated cross-section: Clamping yoke, PA, blue, Feed-through (bushing)
36727 | 328600000 | P 14/6 D01 GN SAKS4 | Accessories, Gauge ring (automatic circuit breaker), 6 A
36728 | 328700000 | P 14/10 D01 RT SAKS4 | Accessories, Gauge ring (automatic circuit breaker), 10 A
36729 | 361800000 | P 18/20 D02 BL SAKS5 | Accessories, Gauge ring (automatic circuit breaker), 20 A
36730 | 361900000 | P 18/25 D02 GE SAKS5 | Accessories, Gauge ring (automatic circuit breaker), 25 A
36731 | 362000000 | P 18/35 D02 SW SAKS5 | Accessories, Gauge ring (automatic circuit breaker), 35 A
36732 | 362100000 | P 18/50 D02 WS SAKS5 | Accessories, Gauge ring (automatic circuit breaker), 50 A
36733 | 368900000 | H35,0/18 | Wire-end ferrule, Standard, 18 mm, 18 mm, No
36734 | 375200000 | H16,0/18 | Wire-end ferrule, Standard, 18 mm, 18 mm, No
36735 | 375300000 | H25,0/18 | Wire-end ferrule, Standard, 18 mm, 18 mm, No
36736 | 382860000 | EW 15 | Accessories, End bracket
36737 | 383530000 | EW 35 GR 7032 | Accessories, End bracket
36738 | 383560000 | EW 35 | Accessories, End bracket
36739 | 459500000 | ZBE 6 | Accessories, Clamping yoke for busbar, Rated cross-section: Clamping yoke, Busbar, Direct mounting
36740 | 475310000 | ZB 4K SW | Accessories, Clamping yoke for busbar, Rated cross-section: Clamping yoke, PA, Feed-through (bushing)
36741 | 475360000 | ZB 4K GE/GN | Accessories, Clamping yoke for busbar, Rated cross-section: Clamping yoke, PA, Green/yellow, Feed-through (bushing)
36742 | 475380000 | ZB 4K BL | Accessories, Clamping yoke for busbar, Rated cross-section: Clamping yoke, PA, blue, Feed-through (bushing)
36743 | 494920000 | SH 2 | Accessories, Rail support, KrG
36744 | 502810000 | ZB 16K SW | Accessories, Clamping yoke for busbar, Rated cross-section: Clamping yoke, PA, black, Feed-through (bushing)
36745 | 502860000 | ZB 16K GE/GN | Accessories, Clamping yoke for busbar, Rated cross-section: Clamping yoke, PA, Green/yellow, Feed-through (bushing)
36746 | 502880000 | ZB 16K BL | Accessories, Clamping yoke for busbar, Rated cross-section: Clamping yoke, PA, blue, Feed-through (bushing)
36747 | 524400000 | CLI MH 70 HSTR | CableLine, Accessories, 10 - 317 mm, 70 x 11.3 mm, black
36748 | 525910000 | ZBE 6K SW | Accessories, Clamping yoke for busbar, Rated cross-section: Clamping yoke, PA, black, Busbar, Direct mounting
36749 | 525960000 | ZBE 6K GE/GN | Accessories, Clamping yoke for busbar, Rated cross-section: Clamping yoke, PA, Green/yellow, Busbar, Direct mounting
36750 | 525980000 | ZBE 6K BL | Accessories, Clamping yoke for busbar, Rated cross-section: Clamping yoke, PA, blue, Busbar, Direct mounting
36751 | 556660000 | FF-FIMT 2X 54 | Filter mat, IP54, white
36752 | 556700000 | ZB 4/6 | Accessories, Clamping yoke for busbar, Rated cross-section: Clamping yoke, Feed-through (bushing)
36753 | 556800000 | ZB 16/6 | Accessories, Clamping yoke for busbar, Rated cross-section: Clamping yoke, Feed-through (bushing)
36754 | 565460000 | ZB 4/6K GE/GN | Accessories, Clamping yoke for busbar, Rated cross-section: Clamping yoke, PA, Green/yellow, Feed-through (bushing)
36755 | 565480000 | ZB 4/6K BL | Accessories, Clamping yoke for busbar, Rated cross-section: Clamping yoke, PA, blue, Feed-through (bushing)
36756 | 620320000 | MK 6/3 | Multipin terminal strip, Single- and multi-pole terminal strip, Rated cross-section: 6 mm², Screw connection, Direct mounting
36757 | 620420000 | MK 6/2 | Multipin terminal strip, Single- and multi-pole terminal strip, Rated cross-section: 6 mm², Screw connection, Direct mounting
36758 | 641720000 | SH 2 S | Accessories, Rail support, KrG
36759 | 693060000 | EWK 1 PPS/SW | Accessories, End bracket
36760 | 1002680000 | WSMH 176MM | Stainless steel markers, Conductor and cable markers, 176 x 11 mm, silver
36761 | 1003220000 | HDC HQ 7 CPF | Heavy-duty connectors, Accessories, Coding System
36762 | 1003230000 | HDC HQ 7 CPM | Heavy-duty connectors, Accessories, Coding System
36763 | 1003240000 | HDC HE CP | Heavy-duty connectors, Accessories, Coding System
36764 | 1003400000 | LM MT300 89/34 WS | LaserMark, Device markers, 34 x 89 mm, white
36765 | 1010680000 | WNT 2.5 10X3 | Neutral conductor disconnect terminal, Busbar connection, 2.5 mm², 400 V, 24 A, sliding, blue
36766 | 1015220000 | SCT-C 4.6/100 | Cable ties, 4.6 x 100 mm, Stainless steel, polyester coated, 445 N
36767 | 1015230000 | SCT-C 4.6/125 | Cable ties, 4.6 x 125 mm, Stainless steel, polyester coated, 445 N
36768 | 1015240000 | SCT-C 4.6/150 | Cable ties, 4.6 x 150 mm, Stainless steel, polyester coated, 445 N
36769 | 1015250000 | SCT-C 4.6/200 | Cable ties, 4.6 x 200 mm, Stainless steel, polyester coated, 445 N
36770 | 1015270000 | SCT-C 4.6/360 | Cable ties, 4.6 x 360 mm, Stainless steel, polyester coated, 445 N
36771 | 1015280000 | SCT-C 4.6/520 | Cable ties, 4.6 x 520 mm, Stainless steel, polyester coated, 445 N
36772 | 1015290000 | SCT-C 4.6/680 | Cable ties, 4.6 x 680 mm, Stainless steel, polyester coated, 445 N
36773 | 1015300000 | SCT-C 4.6/840 | Cable ties, 4.6 x 840 mm, Stainless steel, polyester coated, 445 N
36774 | 1015310000 | SCT-C 7.9/200 | Cable ties, 7.9 x 200 mm, Stainless steel, polyester coated, 1112 N
36775 | 1015320000 | SCT-C 7.9/360 | Cable ties, 7.9 x 360 mm, Stainless steel, polyester coated, 1112 N
36776 | 1015330000 | SCT-C 7.9/520 | Cable ties, 7.9 x 520 mm, Stainless steel, polyester coated, 1112 N
36777 | 1015340000 | SCT-C 7.9/680 | Cable ties, 7.9 x 680 mm, Stainless steel, polyester coated, 1112 N
36778 | 1015350000 | SCT-C 7.9/840 | Cable ties, 7.9 x 840 mm, Stainless steel, polyester coated, 1112 N
36779 | 1018110000 | SHIELD CLAMP 10.0 WO S | Heavy-duty connectors, Accessories, Shield clip
36780 | 1018120000 | SHIELD CLAMP 4.5 WO S | Heavy-duty connectors, Accessories, Shield clip
36781 | 1018130000 | SHIELD CLAMP 5 WO S | Heavy-duty connectors, Accessories, Shield clip
36782 | 1018150000 | SHIELD CLAMP 6 WO S | Heavy-duty connectors, Accessories, Shield clip
36783 | 1018160000 | SHIELD CLAMP 7 WO S | Heavy-duty connectors, Accessories, Shield clip
36784 | 1018170000 | SHIELD CLAMP 8 WO S | Heavy-duty connectors, Accessories, Shield clip
36785 | 1018180000 | SHIELD CLAMP 9 WO S | Heavy-duty connectors, Accessories, Shield clip
36786 | 1022960000 | SAIH-5X0,34(PUR) | Sensor/actuator line, Number of poles : 5, Shielded: No, Sheath material: PUR, Halogen: No
36787 | 1025660000 | HDC PE HA SCREW M4X5.5 | Heavy-duty connectors, Accessories, PE screw
36788 | 1025670000 | HDC PE HE SCREW M4X7.8 | Heavy-duty connectors, Accessories, PE screw
36789 | 1031400000 | WDU 1.5/ZZ | Feed-through terminal, Screw connection, 1.5 mm², 800 V, 17.5 A, dark beige
36790 | 1058630000 | SAIH-CD-2X0.34/2X0.22-PUR | Bus line, Number of poles: 5, Shielded: Yes, LED: No, Sheath material: PUR, Halogen: No
36791 | 1059000000 | WEW 35/1 | W-Series, End bracket
36792 | 1059200000 | CB-R 200/7.5 NATUR | Cable ties, 7.5 x 200 mm, Polyamide 66, 220 N
36793 | 1059210000 | CB-R 200/7.5 BLACK | Cable ties, 7.5 x 200 mm, Polyamide 66, 220 N
36794 | 1059220000 | CB-R 250/7.5 NATUR | Cable ties, 7.5 x 250 mm, Polyamide 66, 220 N
36795 | 1059230000 | CB-R 250/7.5 BLACK | Cable ties, 7.5 x 250 mm, Polyamide 66, 220 N
36796 | 1059240000 | CB-R 350/7.5 NATUR | Cable ties, 7.5 x 350 mm, Polyamide 66, 220 N
36797 | 1059250000 | CB-R 350/7.5 BLACK | Cable ties, 7.5 x 350 mm, Polyamide 66, 220 N
36798 | 1061210000 | WEW 35/2 SW | W-Series, End bracket
36799 | 1068260000 | WBB ZA WDU1.5/BL 10/10 | W-Series, Fixing bracket, orange, 5 mm
36800 | 1072760000 | WBB ZA WDK2.5/BL5.08 | W-Series, Fixing bracket, orange, 5 mm
36801 | 1200500000 | HDC-C-HE-SM0.5AG | Heavy-duty connectors, Crimp contact, HE, HEE, HQ, MixMate, Pin, Conductor cross-section, max.: 0.5, turned, Copper alloy
36802 | 1200600000 | HDC-C-HE-SM0.75-1.00AG | Heavy-duty connectors, Crimp contact, HE, HEE, HQ, MixMate, Pin, Conductor cross-section, max.: 1, turned, Copper alloy
36803 | 1200700000 | HDC-C-HE-SM1.5AG | Heavy-duty connectors, Crimp contact, HE, HEE, HQ, MixMate, Pin, Conductor cross-section, max.: 1.5, turned, Copper alloy
36804 | 1200800000 | HDC-C-HE-SM2.5AG | Heavy-duty connectors, Crimp contact, HE, HEE, HQ, MixMate, Pin, Conductor cross-section, max.: 2.5, turned, Copper alloy
36805 | 1200900000 | HDC-C-HE-SM4.0AG | Heavy-duty connectors, Crimp contact, HE, HEE, HQ, MixMate, Pin, Conductor cross-section, max.: 4, turned, Copper alloy
36806 | 1201100000 | HDC-C-HE-BM0.5AG | Heavy-duty connectors, Crimp contact, HE, HEE, HQ, MixMate, Female, Conductor cross-section, max.: 0.5, turned, Copper alloy
36807 | 1201200000 | HDC-C-HE-BM0.75-1.00AG | Heavy-duty connectors, Crimp contact, HE, HEE, HQ, MixMate, Female, Conductor cross-section, max.: 1, turned, Copper alloy
36808 | 1201300000 | HDC-C-HE-BM1.5AG | Heavy-duty connectors, Crimp contact, HE, HEE, HQ, MixMate, Female, Conductor cross-section, max.: 1.5, turned, Copper alloy
36809 | 1201400000 | HDC-C-HE-BM2.5AG | Heavy-duty connectors, Crimp contact, HE, HEE, HQ, MixMate, Female, Conductor cross-section, max.: 2.5, turned, Copper alloy
36810 | 1201500000 | HDC-C-HE-BM4.0AG | Heavy-duty connectors, Crimp contact, HE, HEE, HQ, MixMate, Female, Conductor cross-section, max.: 4, turned, Copper alloy
36811 | 1261300000 | ZB 10 F.10X3/10X5/10X10 | Accessories, Clamping yoke for busbar, Rated cross-section: Clamping yoke, Feed-through (bushing)
36812 | 1278600000 | CB 98/2.5 NATUR | Cable ties, 2.5 x 98 mm, Polyamide 66, 80 N
36813 | 1278700000 | CB 140/3.5 NATUR | Cable ties, 3.5 x 140 mm, Polyamide 66, 180 N
36814 | 1278800000 | CB 200/4.5 NATUR | Cable ties, 4.5 x 200 mm, Polyamide 66, 220 N
36815 | 1278900000 | CB 290/4.5 NATUR | Cable ties, 4.5 x 290 mm, Polyamide 66, 220 N
36816 | 1279000000 | CB 360/4.5 NATUR | Cable ties, 4.5 x 360 mm, Polyamide 66, 220 N
36817 | 1279100000 | CB 365/7.5 NATUR | Cable ties, 7.5 x 365 mm, Polyamide 66, 540 N
36818 | 1279200000 | CBH 8.1/6.2 NATUR | Cable ties, 6.2 x 8.1 mm, Plastic, 80 N
36819 | 1279300000 | CBDM 200/4.5 NA | Cable ties, 4.8 x 203 mm, Plastic, 220 N
36820 | 1289200000 | CBH 19/19 NATUR | Cable ties, 19 x 19 mm, Plastic, 80 N
36821 | 1289400000 | CBH 27/27 NATUR | Cable ties, 27 x 27 mm, Plastic, 80 N
36822 | 1471300000 | DSTV COST4 | Heavy-duty connectors, Accessories, Coding System
36823 | 1471500000 | DSTV COBU5 | Heavy-duty connectors, Accessories, Coding element
36824 | 1579500000 | CLI M 2-25Q SDR SG | CableLine, Conductor and cable markers, 10 - 317 mm, 25 x 11.4 mm, yellow
36825 | 1599120000 | SLDF VR BK | PCB plug-in connector, Accessories, Latches, black, Number of poles: 1
36826 | 1600740000 | CLI F 1-20 WS/GE | CableLine, Conductor and cable markers, 20 x 4 mm, white
36827 | 1601750000 | HDC-C-HD-SM0.75-1.00AG | Heavy-duty connectors, Crimp contact, HD, HDD, HQ, MixMate, Pin, Conductor cross-section, max.: 1, turned, Copper alloy
36828 | 1601760000 | HDC-C-HD-BM0.75-1.00AG | Heavy-duty connectors, Crimp contact, HD, HDD, HQ, MixMate, Female, Conductor cross-section, max.: 1, turned, Copper alloy
36829 | 1608740000 | ZAP/TW 1 | Z-series, Accessories, End plate, Partition plate
36830 | 1608750000 | ZAP/TW 1 BL | Z-series, Accessories, End plate, Partition plate
36831 | 1608760000 | ZAP/TW 1 OR | Z-series, End plate, Partition plate
36832 | 1608770000 | ZAP/TW 2 DB | Z-series, Accessories, End plate, Partition plate
36833 | 1608780000 | ZAP/TW 2 BL | Z-series, End plate, Partition plate
36834 | 1608790000 | ZAP/TW 2 OR | Z-series, End plate, Partition plate
36835 | 1608800000 | ZAP/TW 3 | Z-series, Accessories, End plate, Partition plate
36836 | 1608810000 | ZAP/TW 3 BL | Z-series, End plate, Partition plate
36837 | 1608820000 | ZAP/TW 3 OR | Z-series, End plate, Partition plate
36838 | 1608830000 | ZAP/TW 5 | Z-series, End plate, Partition plate
36839 | 1608840000 | ZAP/TW 5 BL | Z-series, End plate, Partition plate
36840 | 1608850000 | ZAP/TW 5 OR | Z-series, End plate, Partition plate
36841 | 1610110000 | TSTW D 4.3 | Accessories, Mounting rail support, Steel
36842 | 1613820000 | STV 2/10 RH SET SW | PCB plug-in connector, Accessories, black, Number of poles: 10
36843 | 1632090000 | ZAP/TW 4 | Z-series, Accessories, End plate, Partition plate
36844 | 1632100000 | ZAP/TW 4 BL | Z-series, End plate, Partition plate
36845 | 1632110000 | ZAP/TW 4 OR | Z-series, End plate, Partition plate
36846 | 1634790000 | CLI M 2-40Q SDR SG | CableLine, Conductor and cable markers, 10 - 317 mm, 4 x 11.4 mm, yellow
36847 | 1649540000 | ZAP/TW ZIA1.5/3L | Z-series, End plate, Partition plate
36848 | 1649550000 | ZAP/TW ZIA1.5/4L | Z-series, End plate, Partition plate
36849 | 1651420000 | HDC-C-HE-SM0.5AU | Heavy-duty connectors, Crimp contact, HE, HEE, HQ, MixMate, Pin, Conductor cross-section, max.: 0.5, turned, Copper alloy
36850 | 1651430000 | HDC-C-HE-SM0.75-1.00AU | Heavy-duty connectors, Crimp contact, HE, HEE, HQ, MixMate, Pin, Conductor cross-section, max.: 1, turned, Copper alloy
36851 | 1651440000 | HDC-C-HE-SM1.5AU | Heavy-duty connectors, Crimp contact, HE, HEE, HQ, MixMate, Pin, Conductor cross-section, max.: 1.5, turned, Copper alloy
36852 | 1651450000 | HDC-C-HE-SM2.5AU | Heavy-duty connectors, Crimp contact, HE, HEE, HQ, MixMate, Pin, Conductor cross-section, max.: 2.5, turned, Copper alloy
36853 | 1651460000 | HDC-C-HE-SM4.0AU | Heavy-duty connectors, Crimp contact, HE, HEE, HQ, MixMate, Pin, Conductor cross-section, max.: 4, turned, Copper alloy
36854 | 1651470000 | HDC-C-HE-BM0.5AU | Heavy-duty connectors, Crimp contact, HE, HEE, HQ, MixMate, Female, Conductor cross-section, max.: 0.5, turned, Copper alloy
36855 | 1651480000 | HDC-C-HE-BM0.75-1.00AU | Heavy-duty connectors, Crimp contact, HE, HEE, HQ, MixMate, Female, Conductor cross-section, max.: 1, turned, Copper alloy
36856 | 1651490000 | HDC-C-HE-BM1.5AU | Heavy-duty connectors, Crimp contact, HE, HEE, HQ, MixMate, Female, Conductor cross-section, max.: 1.5, turned, Copper alloy
36857 | 1651500000 | HDC-C-HE-BM2.5AU | Heavy-duty connectors, Crimp contact, HE, HEE, HQ, MixMate, Female, Conductor cross-section, max.: 2.5, turned, Copper alloy
36858 | 1651510000 | HDC-C-HE-BM4.0AU | Heavy-duty connectors, Crimp contact, HE, HEE, HQ, MixMate, Female, Conductor cross-section, max.: 4, turned, Copper alloy
36859 | 1651520000 | HDC-C-HD-SM0.14-0.37AG | Heavy-duty connectors, Crimp contact, HD, HDD, HQ, MixMate, Pin, Conductor cross-section, max.: 0.37, turned, Copper alloy
36860 | 1651530000 | HDC-C-HD-SM0.5AG | Heavy-duty connectors, Crimp contact, HD, HDD, HQ, MixMate, Pin, Conductor cross-section, max.: 0.5, turned, Copper alloy
36861 | 1651550000 | HDC-C-HD-SM1.5AG | Heavy-duty connectors, Crimp contact, HD, HDD, HQ, MixMate, Pin, Conductor cross-section, max.: 1.5, turned, Copper alloy
36862 | 1651560000 | HDC-C-HD-SM2.5AG | Heavy-duty connectors, Crimp contact, HD, HDD, HQ, MixMate, Pin, Conductor cross-section, max.: 2.5, turned, Copper alloy
36863 | 1651570000 | HDC-C-HD-BM0.14-0.37AG | Heavy-duty connectors, Crimp contact, HD, HDD, HQ, MixMate, Female, Conductor cross-section, max.: 0.37, turned, Copper alloy
36864 | 1651580000 | HDC-C-HD-BM0.5AG | Heavy-duty connectors, Crimp contact, HD, HDD, HQ, MixMate, Female, Conductor cross-section, max.: 0.5, turned, Copper alloy
36865 | 1651600000 | HDC-C-HD-BM1.5AG | Heavy-duty connectors, Crimp contact, HD, HDD, HQ, MixMate, Female, Conductor cross-section, max.: 1.5, turned, Copper alloy
36866 | 1651610000 | HDC-C-HD-BM2.5AG | Heavy-duty connectors, Crimp contact, HD, HDD, HQ, MixMate, Female, Conductor cross-section, max.: 2.5, turned, Copper alloy
36867 | 1651620000 | HDC-C-HD-SM0.14-0.37AU | Heavy-duty connectors, Crimp contact, HD, HDD, HQ, MixMate, Pin, Conductor cross-section, max.: 0.37, turned, Copper alloy
36868 | 1651630000 | HDC-C-HD-SM0.5AU | Heavy-duty connectors, Crimp contact, HD, HDD, HQ, MixMate, Pin, Conductor cross-section, max.: 0.5, turned, Copper alloy
36869 | 1651640000 | HDC-C-HD-SM0.75-1.00AU | Heavy-duty connectors, Crimp contact, HD, HDD, HQ, MixMate, Pin, Conductor cross-section, max.: 1, turned, Copper alloy
36870 | 1651650000 | HDC-C-HD-SM1.5AU | Heavy-duty connectors, Crimp contact, HD, HDD, HQ, MixMate, Pin, Conductor cross-section, max.: 1.5, turned, Copper alloy
36871 | 1651660000 | HDC-C-HD-SM2.5AU | Heavy-duty connectors, Crimp contact, HD, HDD, HQ, MixMate, Pin, Conductor cross-section, max.: 2.5, turned, Copper alloy
36872 | 1651670000 | HDC-C-HD-BM0.14-0.37AU | Heavy-duty connectors, Crimp contact, HD, HDD, HQ, MixMate, Female, Conductor cross-section, max.: 0.37, turned, Copper alloy
36873 | 1651680000 | HDC-C-HD-BM0.5AU | Heavy-duty connectors, Crimp contact, HD, HDD, HQ, MixMate, Female, Conductor cross-section, max.: 0.5, turned, Copper alloy
36874 | 1651690000 | HDC-C-HD-BM0.75-1.00AU | Heavy-duty connectors, Crimp contact, HD, HDD, HQ, MixMate, Female, Conductor cross-section, max.: 1, turned, Copper alloy
36875 | 1651700000 | HDC-C-HD-BM1.5AU | Heavy-duty connectors, Crimp contact, HD, HDD, HQ, MixMate, Female, Conductor cross-section, max.: 1.5, turned, Copper alloy
36876 | 1651710000 | HDC-C-HD-BM2.5AU | Heavy-duty connectors, Crimp contact, HD, HDD, HQ, MixMate, Female, Conductor cross-section, max.: 2.5, turned, Copper alloy
36877 | 1651990000 | ZIA 1.5/3L-1S/LD-RT | Initiator/actuator terminal, Tension-clamp connection, 1.5 mm², Flange-mounted housing, Tension-clamp connection, with LED, pluggable, Red LED
36878 | 1652020000 | ZIA 1.5/4L-1S/LD | Initiator/actuator terminal, Tension-clamp connection, 1.5 mm², Flange-mounted housing, Tension-clamp connection, with LED, pluggable, LED
36879 | 1656390000 | KV 11-M | VG H (HDC halved cable gland), Cable glands, PG 11, IP65, Brass, nickel-plated
36880 | 1656400000 | KV 13-M | VG H (HDC halved cable gland), Cable glands, PG 13, IP65, Brass, nickel-plated
36881 | 1656410000 | KV 16-M | VG H (HDC halved cable gland), Cable glands, PG 16, IP65, Brass, nickel-plated
36882 | 1656420000 | KV 21-M | VG H (HDC halved cable gland), Cable glands, PG 21, IP65, Brass, nickel-plated
36883 | 1656430000 | KV 29-M | VG H (HDC halved cable gland), Cable glands, PG 29, IP65, Brass, nickel-plated
36884 | 1664980000 | ADP-8/3-OR | Heavy-duty connectors, Accessories, Adapter plate, Size: 8, Plastic, orange, 3
36885 | 1665000000 | ADP-8/4-OR | Heavy-duty connectors, Accessories, Adapter plate, Size: 8, Plastic, orange, 4
36886 | 1665020000 | ADP-8/6-OR | Heavy-duty connectors, Accessories, Adapter plate, Size: 8, Plastic, orange, 6
36887 | 1674650000 | ZAP/TW ZPV1.5 | Z-series, End plate, Partition plate
36888 | 1677120000 | ZQB 2.5-2 | Accessories, Cross-connector bridge, 24 A
36889 | 1682260000 | HDC-C-M3-SM4.0AG | Heavy-duty connectors, Crimp contact, CM 3, Pin, Conductor cross-section, max.: 4, turned, Copper alloy
36890 | 1682270000 | HDC-C-M3-BM4.0AG | Heavy-duty connectors, Crimp contact, CM 3, Female, Conductor cross-section, max.: 4, turned, Copper alloy
36891 | 1682280000 | HDC-C-M3-SM6.0AG | Heavy-duty connectors, Crimp contact, CM 3, Pin, Conductor cross-section, max.: 6, turned, Copper alloy
36892 | 1682290000 | HDC-C-M3-BM6.0AG | Heavy-duty connectors, Crimp contact, CM 3, Female, Conductor cross-section, max.: 6, turned, Copper alloy
36893 | 1682300000 | HDC-C-M3-SM10.0AG | Heavy-duty connectors, Crimp contact, CM 3, Pin, Conductor cross-section, max.: 10, turned, Copper alloy
36894 | 1682310000 | HDC-C-M3-BM10.0AG | Heavy-duty connectors, Crimp contact, CM 3, Female, Conductor cross-section, max.: 10, turned, Copper alloy
36895 | 1682320000 | HDC-C-M5-SM0.5AG | Heavy-duty connectors, Crimp contact, CM 5, Pin, Conductor cross-section, max.: 0.5, turned, Copper alloy
36896 | 1682330000 | HDC-C-M5-BM0.5AG | Heavy-duty connectors, Crimp contact, CM 5, Female, Conductor cross-section, max.: 0.5, turned, Copper alloy
36897 | 1682340000 | HDC-C-M5-SM0.75-1.0AG | Heavy-duty connectors, Crimp contact, CM 5, Pin, Conductor cross-section, max.: 1, turned, Copper alloy
36898 | 1682350000 | HDC-C-M5-BM0.75-1.0AG | Heavy-duty connectors, Crimp contact, CM 5, Female, Conductor cross-section, max.: 1, turned, Copper alloy
36899 | 1682360000 | HDC-C-M5-SM1.5AG | Heavy-duty connectors, Crimp contact, CM 5, Pin, Conductor cross-section, max.: 1.5, turned, Copper alloy
36900 | 1682370000 | HDC-C-M5-BM1.5AG | Heavy-duty connectors, Crimp contact, CM 5, Female, Conductor cross-section, max.: 1.5, turned, Copper alloy
36901 | 1682380000 | HDC-C-M5-SM2.5AG | Heavy-duty connectors, Crimp contact, CM 5, Pin, Conductor cross-section, max.: 2.5, turned, Copper alloy
36902 | 1682390000 | HDC-C-M5-BM2.5AG | Heavy-duty connectors, Crimp contact, CM 5, Female, Conductor cross-section, max.: 2.5, turned, Copper alloy
36903 | 1682400000 | HDC-C-M5-SM4.0AG | Heavy-duty connectors, Crimp contact, CM 5, Pin, Conductor cross-section, max.: 4, turned, Copper alloy
36904 | 1682410000 | HDC-C-M5-BM4.0AG | Heavy-duty connectors, Crimp contact, CM 5, Female, Conductor cross-section, max.: 4, turned, Copper alloy
36905 | 1683660000 | ZAP/TW 1 RT | Z-series, End plate, Partition plate
36906 | 1683680000 | ZAP/TW 1 GN | Z-series, End plate, Partition plate
36907 | 1683710000 | ZAP/TW 1 GR | Z-series, End plate, Partition plate
36908 | 1683730000 | ZAP/TW 1 SW | Z-series, End plate, Partition plate
36909 | 1683740000 | ZAP/TW 2 RT | Z-series, End plate, Partition plate
36910 | 1683760000 | ZAP/TW 2 GN | Z-series, End plate, Partition plate
36911 | 1683820000 | ZAP/TW 3 RT | Z-series, End plate, Partition plate
36912 | 1683840000 | ZAP/TW 3 GN | Z-series, End plate, Partition plate
36913 | 1683870000 | ZAP/TW 3 GR | Z-series, End plate, Partition plate
36914 | 1683880000 | ZAP/TW 3 WS | Z-series, End plate, Partition plate
36915 | 1683890000 | ZAP/TW 3 SW | Z-series, End plate, Partition plate
36916 | 1683920000 | ZAP/TW 4 GN | Z-series, End plate, Partition plate
36917 | 1697890000 | CB 98/2.5 BLACK | Cable ties, 2.5 x 98 mm, Polyamide 66, 80 N
36918 | 1697900000 | CB 140/3.6 BLACK | Cable ties, 3.5 x 140 mm, Polyamide 66, 180 N
36919 | 1697910000 | CB 200/4.5 BLACK | Cable ties, 4.5 x 200 mm, Polyamide 66, 220 N
36920 | 1697920000 | CB 290/4.5 BLACK | Cable ties, 4.5 x 290 mm, Polyamide 66, 220 N
36921 | 1697930000 | CB 360/4.5 BLACK | Cable ties, 4.5 x 360 mm, Polyamide 66, 220 N
36922 | 1697940000 | CB 365/7.5 BLACK | Cable ties, 7.5 x 365 mm, Polyamide 66, 540 N
36923 | 1697950000 | CBH 19/19 BLACK | Cable ties, 19 x 19 mm, Plastic, 80 N
36924 | 1697960000 | CBH 27/27 SW | Cable ties, 27 x 27 mm, Plastic, 80 N
36925 | 1698150000 | HDC-C-M3-BM2.5AG | Heavy-duty connectors, Crimp contact, CM 3, Female, Conductor cross-section, max.: 2.5, turned, Copper alloy
36926 | 1698180000 | AP ZRV1.5 DB | Z-series, End plate
36927 | 1698190000 | STGH 4 ZRV1.5 | Z-series, Plug-in connector, Rated cross-section: 1.5 mm², Plug-in connection, dark beige, Plug
36928 | 1698200000 | STGH 4 ZRV1.5/PE GN | Z-series, Plug-in connector, Rated cross-section: 1.5 mm², Plug-in connection, green, Plug, Direct mounting
36929 | 1699800000 | SCT 4.6/127 C | Cable ties, 4.6 x 127 mm, Stainless steel 1.4301, 445 N
36930 | 1699810000 | SCT 4.6/201 C | Cable ties, 4.6 x 201 mm, Stainless steel 1.4301, 445 N
36931 | 1699900000 | SCT 4.6/266 C | Cable ties, 4.6 x 266 mm, Stainless steel 1.4301, 445 N
36932 | 1699910000 | SCT 4.6/360 C | Cable ties, 4.6 x 360 mm, Stainless steel 1.4301, 445 N
36933 | 1699920000 | SCT 4.6/520 | Cable ties, 4.6 x 520 mm, Stainless steel 1.4301, 445 N
36934 | 1699930000 | SCT 4.6/679 | Cable ties, 4.6 x 679 mm, Stainless steel 1.4301, 445 N
36935 | 1699940000 | SCT 4.6/838 | Cable ties, 4.6 x 838 mm, Stainless steel 1.4301, 445 N
36936 | 1700530001 | MARKO-C. 25X25X25 B/DR. | Device markers, Device markers, 25 x 25 mm, yellow
36937 | 1700540001 | MARKO-C. 50X50X50 B/DR. | Device markers, Device markers, 50 x 50 mm, yellow
36938 | 1700560001 | MARKO-C.200X200X200 B/DR | Device markers, Device markers, 200 x 200 mm, yellow
36939 | 1704340000 | ZTW ZDUB | Z-series, Partition plate
36940 | 1704740000 | ZBB ZDUB | Accessories, Fixing bracket
36941 | 1704750000 | ZAP ZDUB | Z-series, End plate
36942 | 1704760000 | ZAP ZDUB BL | Z-series, End plate
36943 | 1704770000 | ZAP ZDUB OR | Z-series, End plate
36944 | 1705310000 | DFFC 0.2-0.35 ZRV1.5 | Accessories, Crimp contact, Rated cross-section: 0.35 mm², Crimp contact, Direct mounting
36945 | 1706110000 | ZAP/TW7 | Z-series, End plate, Partition plate
36946 | 1706120000 | ZAP/TW7 BL | Z-series, End plate, Partition plate
36947 | 1706130000 | ZAP/TW7 OR | Z-series, End plate, Partition plate
36948 | 1716140000 | LM 5.08/02/90 3.5SN GN BX | Printed circuit board terminals, 5.08 mm, Number of poles: 2, 90°, Solder pin length (l): 3.5 mm, tinned, Pale green, Clamping yoke connection, Clamping range, max. : 2.5 mm², Box
36949 | 1716150000 | LM 5.08/03/90 3.5SN GN BX | Printed circuit board terminals, 5.08 mm, Number of poles: 3, 90°, Solder pin length (l): 3.5 mm, tinned, Pale green, Clamping yoke connection, Clamping range, max. : 2.5 mm², Box
36950 | 1718810000 | VG 9-MS54-ZE | VG MS ZE (standard brass cable gland strain relief), Cable glands, PG 9, 6 mm, OD min. 4 - OD max. 10 mm, IP65, Brass, nickel-plated
36951 | 1719250000 | VP 7-K54 | VPK (blanking plug in plastic), Blanking plug, PG 7, 6 mm, IP65, Polyamid 6 (PA6 - GF30)
36952 | 1719560000 | GWDR PG11-NP | GWDR NP (flat gasket - neoprene), Sealing ring, PG 11, Neoprene
36953 | 1720570000 | ETO SM 27/8 | SwitchMark, Protective cap, 8 x 27 mm, Transparent
36954 | 1720580000 | ETO SM 27/12,5 | SwitchMark, Protective cap, 12.5 x 27 mm, Transparent
36955 | 1720630000 | CB 200/3.5 NATUR | Cable ties, 3.5 x 200 mm, Polyamide 66, 180 N
36956 | 1720640000 | CB 290/3.5 NATUR | Cable ties, 3.5 x 290 mm, Polyamide 66, 180 N
36957 | 1720650000 | CB 290/3.5 BLACK | Cable ties, 3.5 x 290 mm, Polyamide 66, 180 N
36958 | 1720660000 | CB 200/3.5 BLACK | Cable ties, 3.5 x 200 mm, Polyamide 66, 180 N
36959 | 1720670000 | CB 750/7.5 BLACK | Cable ties, 7.5 x 750 mm, Polyamide 66, 540 N
36960 | 1720680000 | CB 750/7.5 NATUR | Cable ties, 7.5 x 750 mm, Polyamide 66, 540 N
36961 | 1720960000 | ZAP/TW ZDUA | Z-series, End plate, Partition plate
36962 | 1720970000 | ZAP/TW ZDUA BL | Z-series, End plate, Partition plate
36963 | 1720980000 | ZAP/TW ZDUA OR | Z-series, End plate, Partition plate
36964 | 1723540000 | CB 160/4.5 NATUR | Cable ties, 4.5 x 160 mm, Polyamide 66, 220 N
36965 | 1723550000 | CB 178/4.8 NATUR | Cable ties, 4.8 x 178 mm, Polyamide 66, 220 N
36966 | 1723560000 | CB 160/4.5 BLACK | Cable ties, 4.5 x 160 mm, Polyamide 66, 220 N
36967 | 1723570000 | CB 178/4.8 BLACK | Cable ties, 4.8 x 178 mm, Polyamide 66, 220 N
36968 | 1723660000 | MOFU 15/35 ZDUB | Accessories, Mounting foot
36969 | 1724750050 | SAI-4/6/8-MH BL3.5 SV | SAI Passive, Sensor-actuator passive distributor, IDC, Hood version, No
36970 | 1736250000 | GWDR M25-NP | GWDR NP (flat gasket - neoprene), Sealing ring, M 25, Neoprene
36971 | 1736300000 | SZS M16 | SZS (serrated washer), Retaining toothed washers, M 16, Stainless steel 1.4404 (316L)
36972 | 1736310000 | SZS M20 | SZS (serrated washer), Retaining toothed washers, M 20, Stainless steel 1.4404 (316L)
36973 | 1736320000 | SZS M25 | SZS (serrated washer), Retaining toothed washers, M 25, Stainless steel 1.4404 (316L)
36974 | 1736330000 | SZS M32 | SZS (serrated washer), Retaining toothed washers, M 32, Stainless steel 1.4404 (316L)
36975 | 1736520000 | EA-RING MS/M 40 | EA (earthing rings), Earthing ring, M 40, Brass, nickel-plated
36976 | 1736530000 | EA-RING MS/M 50 | EA (earthing rings), Earthing ring, M 50, Brass, nickel-plated
36977 | 1736540000 | EA-RING MS/M 63 | EA (earthing rings), Earthing ring, M 63, Brass, nickel-plated
36978 | 1736550000 | EA-RING MS/M 75 | EA (earthing rings), Earthing ring, M 75, Brass, nickel-plated
36979 | 1736570000 | KSP L24 | KSP (Klippon shroud), Protective cap, PVC
36980 | 1736580000 | KSP L30 | KSP (Klippon shroud), Protective cap, PVC
36981 | 1736590000 | KSP L38 | KSP (Klippon shroud), Protective cap, PVC
36982 | 1736600000 | KSP L46 | KSP (Klippon shroud), Protective cap, PVC
36983 | 1736610000 | KSP L55 | KSP (Klippon shroud), Protective cap, PVC
36984 | 1736620000 | KSP L65 | KSP (Klippon shroud), Protective cap, PVC
36985 | 1736630000 | KSP L80 | KSP (Klippon shroud), Protective cap, PVC
36986 | 1736640000 | KSP L90 | KSP (Klippon shroud), Protective cap, PVC
36987 | 1736670000 | KSP EL30 | KSP (Klippon shroud), Protective cap, PVC
36988 | 1736680000 | KSP EL38 | KSP (Klippon shroud), Protective cap, PVC
36989 | 1736990000 | SKMU M16 MS | SKMU MS (brass locknut), Locknut, M 16, 2.8 mm, Brass, nickel-plated
36990 | 1737000000 | SKMU M20 MS | SKMU MS (brass locknut), Locknut, M 20, 3 mm, Brass, nickel-plated
36991 | 1737010000 | SKMU M25 MS | SKMU MS (brass locknut), Locknut, M 25, 3.5 mm, Brass, nickel-plated
36992 | 1737020000 | SKMU M32 MS | SKMU MS (brass locknut), Locknut, M 32, 4 mm, Brass, nickel-plated
36993 | 1737030000 | SKMU M40 MS | SKMU MS (brass locknut), Locknut, M 40, 5 mm, Brass, nickel-plated
36994 | 1752080050 | SAI-4/6/8-MH BLZF3.5 SV | Sensor-actuator passive distributor, Hood version, No
36995 | 1763270000 | CLI TM 10-33 | CableLine, Conductor and cable markers, 10 - 317 mm, 33 x 6 mm, Transparent
36996 | 1763280000 | CLI TM 20-33 | CableLine, Conductor and cable markers, 10 - 317 mm, 33 x 11.3 mm, Transparent
36997 | 1763390000 | CLI TM 20-66 | CableLine, Conductor and cable markers, 10 - 317 mm, 66 x 11.3 mm, Transparent
36998 | 1764050000 | CLI F 2-17.5 WS/GE | CableLine, Conductor and cable markers, 17.5 x 9 mm, white
36999 | 1764230000 | CLI T 2-12 | CableLine, Socket x 5 mm, PVC, Colour: Transparent, Conductor O.D.: 4 - 10 mm
37000 | 1764240000 | CLI T 2-15 | CableLine, Socket x 5 mm, PVC, Colour: Transparent, Conductor O.D.: 4 - 10 mm
37001 | 1764250000 | CLI T 2-18 | CableLine, Socket x 5 mm, PVC, Colour: Transparent, Conductor O.D.: 4 - 10 mm
37002 | 1764260000 | CLI T 2-20 | CableLine, Socket x 5 mm, PVC, Colour: Transparent, Conductor O.D.: 4 - 10 mm
37003 | 1764270000 | CLI T 3-12 | CableLine, Socket x 5 mm, PVC, Colour: Transparent, Conductor O.D.: 8 - 16 mm
37004 | 1764280000 | CLI T 3-15 | CableLine, Socket x 5 mm, PVC, Colour: Transparent, Conductor O.D.: 8 - 16 mm
37005 | 1764290000 | CLI T 3-18 | CableLine, Socket x 5 mm, PVC, Colour: Transparent, Conductor O.D.: 8 - 16 mm
37006 | 1764300000 | CLI T 3-20 | CableLine, Socket x 5 mm, PVC, Colour: Transparent, Conductor O.D.: 8 - 16 mm
37007 | 1767730000 | DEK 5/3.5 MC SDR | Dekafix, Terminal marker, 5 x 3.5 mm, Pitch in mm (P): 3.50 Weidmueller, To customer specification
37008 | 1768010000 | ZAP ZMAK2.5 | Z-series, End plate
37009 | 1770400000 | ZAP ZDU4-2 | Z-series, End plate
37010 | 1770880000 | ZAP ZDU4-2 BL | Z-series, End plate
37011 | 1770890000 | ZAP ZDU4-2 OR | Z-series, End plate
37012 | 1771440000 | ZAP ZDU6-2 | Z-series, End plate
37013 | 1771450000 | ZAP ZDU6-2 BL | Z-series, End plate
37014 | 1771460000 | ZAP ZDU6-2 OR | Z-series, End plate
37015 | 1771860000 | SSP ZTL6 | Z-series, Lockout device
37016 | 1774490000 | WSMH 288MM | Stainless steel markers, Conductor and cable markers, 288 x 11 mm, silver
37017 | 1774500000 | WSMH 48MM | Stainless steel markers, Conductor and cable markers, 48 x 11 mm, silver
37018 | 1774510000 | WSMH 60MM | Stainless steel markers, Conductor and cable markers, 60 x 11 mm, silver
37019 | 1774520000 | WSMH 84MM | Stainless steel markers, Conductor and cable markers, 84 x 11 mm, silver
37020 | 1774530000 | WSMH 108MM | Stainless steel markers, Conductor and cable markers, 108 x 11 mm, silver
37021 | 1777610000 | SKMU EMV M12 | SKMU MS EMV (brass locknut - EMC), Locknut, M 12, 3.6 mm, Brass, nickel-plated
37022 | 1781520000 | SAI-SK STECKER M12 | Plug-in connector, IP20
37023 | 1791470000 | ZDK 2.5-2 DB+BR | Feed-through terminal, Double-tier terminal, Tension-clamp connection, 2.5 mm², 800 V, 24 A, brown, dark beige
37024 | 1791710000 | LP 5.00/04/135 3.2SN OR BX | Printed circuit board terminals, 5.00 mm, Number of poles: 4, 135°, Solder pin length (l): 3.2 mm, tinned, orange, Clamping yoke connection, Clamping range, max. : 6 mm², Box
37025 | 1804480000 | ET S7-12/50 GE-A4 | LaserMark, Device markers, 50 x 12 mm, Siemens, yellow
37026 | 1805840000 | ETO SM 27/27 | SwitchMark, Protective cap, 27 x 27 mm, Transparent
37027 | 1805880000 | SNAPMARK I | Group markers, Terminal marker, 23 x 5 mm, Pitch in mm (P): 5.00 Weidmueller, white
37028 | 1806120000 | EM 8/30 | EM, Terminal marker, 32.4 x 7.2 mm, Pitch in mm (P): 7.20 Weidmueller, Transparent
37029 | 1812660000 | KSW 2.5 EL WS 50M | KSW, Terminal marker, 2.5 x , Pitch in mm (P): 2.50 Weidmueller, white
37030 | 1812670000 | KSW 4.0 EL WS 50M | KSW, Terminal marker, 4 x , Pitch in mm (P): 4.00 Weidmueller, white
37031 | 1816150000 | KOSF ZT2.5 | Z-series, Coding element, yellow, 2.9 mm
37032 | 1821020000 | ET S7-300-GE-A4-1 | LaserMark, Device markers, 100 x 22.6 mm, Siemens, yellow
37033 | 1821030000 | ET S7-400-GE-A4-2 | LaserMark, Device markers, 251 x 11.5 mm, Siemens, yellow
37034 | 1821040000 | ET S7-400-GE-A4-1 | LaserMark, Device markers, 251 x 11.5 mm, Siemens, yellow
37035 | 1821490000 | LM 5.00/04/90 3.5SN OR BX | Printed circuit board terminals, 5.00 mm, Number of poles: 4, 90°, Solder pin length (l): 3.5 mm, tinned, orange, Clamping yoke connection, Clamping range, max. : 2.5 mm², Box
37036 | 1835820000 | LM MT300 17/6 GE | LaserMark, Device markers, 6 x 17 mm, yellow
37037 | 1835830000 | LM MT300 19/6.3 GE | LaserMark, Device markers, 6.3 x 19.05 mm, yellow
37038 | 1837580000 | LUP ZP 2.54 GY | Printed circuit board terminals, Accessories, Intermediate plate, Pebble grey, Number of poles: 1
37039 | 1845310000 | LM 5.00/05/90 3.5SN OR BX | Printed circuit board terminals, 5.00 mm, Number of poles: 5, 90°, Solder pin length (l): 3.5 mm, tinned, orange, Clamping yoke connection, Clamping range, max. : 2.5 mm², Box
37040 | 1845320000 | LM 5.00/06/90 3.5SN OR BX | Printed circuit board terminals, 5.00 mm, Number of poles: 6, 90°, Solder pin length (l): 3.5 mm, tinned, orange, Clamping yoke connection, Clamping range, max. : 2.5 mm², Box
37041 | 1845330000 | LM 5.00/07/90 3.5SN OR BX | Printed circuit board terminals, 5.00 mm, Number of poles: 7, 90°, Solder pin length (l): 3.5 mm, tinned, orange, Clamping yoke connection, Clamping range, max. : 2.5 mm², Box
37042 | 1845340000 | LM 5.00/08/90 3.5SN OR BX | Printed circuit board terminals, 5.00 mm, Number of poles: 8, 90°, Solder pin length (l): 3.5 mm, tinned, orange, Clamping yoke connection, Clamping range, max. : 2.5 mm², Box
37043 | 1845350000 | LM 5.00/09/90 3.5SN OR BX | Printed circuit board terminals, 5.00 mm, Number of poles: 9, 90°, Solder pin length (l): 3.5 mm, tinned, orange, Clamping yoke connection, Clamping range, max. : 2.5 mm², Box
37044 | 1845360000 | LM 5.00/10/90 3.5SN OR BX | Printed circuit board terminals, 5.00 mm, Number of poles: 10, 90°, Solder pin length (l): 3.5 mm, tinned, orange, Clamping yoke connection, Clamping range, max. : 2.5 mm², Box
37045 | 1845370000 | LM 5.00/11/90 3.5SN OR BX | Printed circuit board terminals, 5.00 mm, Number of poles: 11, 90°, Solder pin length (l): 3.5 mm, tinned, orange, Clamping yoke connection, Clamping range, max. : 2.5 mm², Box
37046 | 1845380000 | LM 5.00/12/90 3.5SN OR BX | Printed circuit board terminals, 5.00 mm, Number of poles: 12, 90°, Solder pin length (l): 3.5 mm, tinned, orange, Clamping yoke connection, Clamping range, max. : 2.5 mm², Box
37047 | 1845390000 | LM 5.00/04/135 3.5SN OR BX | Printed circuit board terminals, 5.00 mm, Number of poles: 4, 135°, Solder pin length (l): 3.5 mm, tinned, orange, Clamping yoke connection, Clamping range, max. : 2.5 mm², Box
37048 | 1845400000 | LM 5.00/05/135 3.5SN OR BX | Printed circuit board terminals, 5.00 mm, Number of poles: 5, 135°, Solder pin length (l): 3.5 mm, tinned, orange, Clamping yoke connection, Clamping range, max. : 2.5 mm², Box
37049 | 1845410000 | LM 5.00/06/135 3.5SN OR BX | Printed circuit board terminals, 5.00 mm, Number of poles: 6, 135°, Solder pin length (l): 3.5 mm, tinned, orange, Clamping yoke connection, Clamping range, max. : 2.5 mm², Box
37050 | 1845420000 | LM 5.00/07/135 3.5SN OR BX | Printed circuit board terminals, 5.00 mm, Number of poles: 7, 135°, Solder pin length (l): 3.5 mm, tinned, orange, Clamping yoke connection, Clamping range, max. : 2.5 mm², Box
37051 | 1845430000 | LM 5.00/08/135 3.5SN OR BX | Printed circuit board terminals, 5.00 mm, Number of poles: 8, 135°, Solder pin length (l): 3.5 mm, tinned, orange, Clamping yoke connection, Clamping range, max. : 2.5 mm², Box
37052 | 1845440000 | LM 5.00/09/135 3.5SN OR BX | Printed circuit board terminals, 5.00 mm, Number of poles: 9, 135°, Solder pin length (l): 3.5 mm, tinned, orange, Clamping yoke connection, Clamping range, max. : 2.5 mm², Box
37053 | 1845450000 | LM 5.00/10/135 3.5SN OR BX | Printed circuit board terminals, 5.00 mm, Number of poles: 10, 135°, Solder pin length (l): 3.5 mm, tinned, orange, Clamping yoke connection, Clamping range, max. : 2.5 mm², Box
37054 | 1845460000 | LM 5.00/11/135 3.5SN OR BX | Printed circuit board terminals, 5.00 mm, Number of poles: 11, 135°, Solder pin length (l): 3.5 mm, tinned, orange, Clamping yoke connection, Clamping range, max. : 2.5 mm², Box
37055 | 1845470000 | LM 5.00/12/135 3.5SN OR BX | Printed circuit board terminals, 5.00 mm, Number of poles: 12, 135°, Solder pin length (l): 3.5 mm, tinned, orange, Clamping yoke connection, Clamping range, max. : 2.5 mm², Box
37056 | 1847640000 | ET S7-400-GE-A4-3 | LaserMark, Device markers, 251 x 13.5 mm, Siemens, yellow
37057 | 1847650000 | ET S7-300-GE-A4-2 | LaserMark, Device markers, 208 x 17.3 mm, Siemens, yellow
37058 | 1854410000 | EW 35 GR 7042 | Accessories, End bracket
37059 | 1859410000 | CBFP 43.5/10 BLACK | Cable ties, 43.5 x 10 mm, Plastic, 80 N
37060 | 1861040000 | ZPS 2.5/1AN/QV/1 | Z-series, Coupling, Rated cross-section: 2.5 mm², Plug-in connection, Direct mounting
37061 | 1861050000 | ZPS 2.5/1AN/QV/1 GN | Z-series, Coupling, Rated cross-section: 2.5 mm², Plug-in connection, Direct mounting
37062 | 1865440000 | ET S7-12/50-TU-A4 | LaserMark, Device markers, 50 x 12 mm, Siemens, Turquoise
37063 | 1865450000 | ET S7-300-TU-A4-1 | LaserMark, Device markers, 100 x 22.6 mm, Siemens, Turquoise
37064 | 1865460000 | ET S7-300-TU-A4-2 | LaserMark, Device markers, 208 x 17.3 mm, Siemens, Turquoise
37065 | 1865490000 | ET S7-400-TU-A4-3 | LaserMark, Device markers, 251 x 13.5 mm, Siemens, Turquoise
37066 | 1866070000 | GHDE ZPS2.5/1AN | Z-series, Coupling, Rated cross-section: 2.5 mm², Plug-in connection, Direct mounting
37067 | 1868819999 | CLI C 1-9 SDR SG | CableLine, Conductor and cable markers, 2.5 - 5 mm, 9 x 4.2 mm, To customer specification
37068 | 1871809999 | CLI C 1-18 SDR SG | CableLine, Conductor and cable markers, 2.5 - 5 mm, 18 x 4.2 mm, To customer specification
37069 | 1871839999 | CLI C 2-18 SDR SG | CableLine, Conductor and cable markers, 4 - 10 mm, 18 x 6.9 mm, To customer specification
37070 | 1872309999 | CLI C 3-6 SDR SG | CableLine, Conductor and cable markers, 8 - 16 mm, 6 x 11 mm, To customer specification
37071 | 1872659999 | CLI C 3-9 SDR SG | CableLine, Conductor and cable markers, 8 - 16 mm, 9 x 11 mm, To customer specification
37072 | 1872679999 | CLI C 3-18 SDR SG | CableLine, Conductor and cable markers, 8 - 16 mm, 18 x 11 mm, To customer specification
37073 | 1873330000 | CLI C 02-12 SDR SG | CableLine, Conductor and cable markers, 1.3 - 3 mm, 12 x 3.4 mm, To customer specification
37074 | 1873340000 | CLI C 02-21 SDR SG | CableLine, Conductor and cable markers, 1.3 - 3 mm, 21 x 3.4 mm, To customer specification
37075 | 1873350000 | CLI C 1-12 SDR SG | CableLine, Conductor and cable markers, 2.5 - 5 mm, 12 x 4.2 mm, To customer specification
37076 | 1873360000 | CLI C 1-15 SDR SG | CableLine, Conductor and cable markers, 2.5 - 5 mm, 15 x 4.2 mm, To customer specification
37077 | 1873370000 | CLI C 1-21 SDR SG | CableLine, Conductor and cable markers, 2.5 - 5 mm, 21 x 4.2 mm, To customer specification
37078 | 1873380000 | CLI C 2-12 SDR SG | CableLine, Conductor and cable markers, 4 - 10 mm, 12 x 6.9 mm, To customer specification
37079 | 1873390000 | CLI C 2-15 SDR SG | CableLine, Conductor and cable markers, 4 - 10 mm, 15 x 6.9 mm, To customer specification
37080 | 1873400000 | CLI C 2-21 SDR SG | CableLine, Conductor and cable markers, 4 - 10 mm, 21 x 6.9 mm, To customer specification
37081 | 1873410000 | CLI C 3-21 SDR SG | CableLine, Conductor and cable markers, 8 - 16 mm, 21 x 11 mm, To customer specification
37082 | 1873420000 | CLI C 3-12 SDR SG | CableLine, Conductor and cable markers, 8 - 16 mm, 12 x 11 mm, To customer specification
37083 | 1873430000 | CLI C 3-15 SDR SG | CableLine, Conductor and cable markers, 8 - 16 mm, 15 x 11 mm, To customer specification
37084 | 1873440000 | CLI M 2-9 SDR SG | CableLine, Conductor and cable markers, 10 - 317 mm, 9 x 11.4 mm, yellow
37085 | 1873450000 | CLI M 2-12 SDR SG | CableLine, Conductor and cable markers, 10 - 317 mm, 12 x 11.4 mm, yellow
37086 | 1873460000 | CLI M 2-21 SDR SG | CableLine, Conductor and cable markers, 10 - 317 mm, 21 x 11.4 mm, yellow
37087 | 1873749999 | CLI C 02-18 SDR SG | CableLine, Conductor and cable markers, 1.3 - 3 mm, 18 x 3.4 mm, To customer specification
37088 | 1873810000 | LM MT300 27/18 SI | LaserMark, Device markers, 18 x 27 mm, silver
37089 | 1875150000 | ZP 2.5/1AN | Z-series, Plug-in connector, dark beige, Direct mounting
37090 | 1875180000 | ZP 2.5/1AN GN | Z-series, Plug-in connector, Direct mounting
37091 | 1875190000 | ZP 2.5/1AN ZA | Z-series, Plug-in connector, dark beige, Direct mounting
37092 | 1875200000 | ZP 2.5/1AN ZA GN | Z-series, Plug-in connector, Direct mounting
37093 | 1875210000 | ZP 2.5/1AN ZA O.RA | Z-series, Plug-in connector, dark beige, Direct mounting
37094 | 1875220000 | ZP 2.5/1AN ZA O.RA GN | Z-series, Plug-in connector, Direct mounting
37095 | 1880720000 | ETO SM 22/22 TRANSPAR. | SwitchMark, Protective cap, 22 x 22 mm, Transparent
37096 | 1880810000 | ETO CC 15/27 TRANSPAR. | ClipCard, Accessories, 15 x 27 mm, Transparent
37097 | 1880830000 | ETO CC 15/49 TRANSPAR. | ClipCard, Accessories, 15 x 49 mm, Transparent
37098 | 1880840000 | ETO CC 15/60 TRANSPAR. | ClipCard, Accessories, 15 x 60 mm, Transparent
37099 | 1880850000 | ETO CC 15/17 TRANSPAR. | ClipCard, Accessories, 15 x 17 mm, Transparent
37100 | 1882890000 | LM MT300 15/9 GE | LaserMark, Device markers, 9 x 15 mm, yellow
37101 | 1882910000 | LM MT300 12/6 GE | LaserMark, Device markers, 6 x 12 mm, yellow
37102 | 1889550000 | CLI T 3-30 | CableLine, Socket x 5 mm, PVC, Colour: Transparent, Conductor O.D.: 8 - 16 mm
37103 | 1889570000 | CLI T 2-30 | CableLine, Socket x 5 mm, PVC, Colour: Transparent, Conductor O.D.: 4 - 10 mm
37104 | 1896300000 | PAP 2.5/4 | P-series, End plate, dark beige, 2.5 mm
37105 | 1896320000 | PAP 2.5/4/4AN | P-series, End plate, dark beige, 2.5 mm
37106 | 1896480000 | PAP 2.5/4/3AN | P-series, End plate, dark beige, 2.5 mm
37107 | 1899230000 | CLI M 2-18 SDR SG | CableLine, Conductor and cable markers, 10 - 317 mm, 18 x 11.4 mm, yellow
37108 | 1899260000 | CLI M 2-15 SDR SG | CableLine, Conductor and cable markers, 10 - 317 mm, 15 x 11.4 mm, yellow
37109 | 1902110000 | SAIH-3X0,34(PUR) | Sensor/actuator line, One end without connector, Number of poles : 3, Shielded: No, LED: No, Sheath material: PUR, Halogen: No
37110 | 1902120000 | SAIH-4X0,25(PUR) | Sensor/actuator line, Number of poles : 4, Shielded: No, LED: No, Sheath material: PUR, Halogen: No
37111 | 1902130000 | SAIH-4X0,34(PUR) | Sensor/actuator line, Number of poles : 4, Shielded: No, Sheath material: PUR, Halogen: No
37112 | 1902140000 | SAIH-3X0,25(PUR) | Sensor/actuator line, Number of poles : 3, Shielded: No, Sheath material: PUR, Halogen: No
37113 | 1902160000 | SAIH-3X0,34(PVC) | Sensor/actuator line, Number of poles : 3, Shielded: No, Sheath material: PVC, Halogen: Yes
37114 | 1902170000 | SAIH-4X0,25(PVC) | Sensor/actuator line, Number of poles : 4, Shielded: No, Sheath material: PVC, Halogen: Yes
37115 | 1902180000 | SAIH-4X0,34(PVC) | Sensor/actuator line, Number of poles : 4, Shielded: No, Sheath material: PVC, Halogen: Yes
37116 | 1902190000 | SAIH-3X0,25(PVC) | Sensor/actuator line, Number of poles : 3, Shielded: No, Sheath material: PVC, Halogen: Yes
37117 | 1905170000 | ZDK 4-2/N/L | Feed-through terminal, Double-tier terminal, Tension-clamp connection, 4 mm², 800 V, 32 A, dark beige
37118 | 1905470000 | ZTTR 2.5 O.TNHE | Z-series, Test-disconnect terminal, Rated cross-section: 2.5 mm², Tension-clamp connection
37119 | 1909320000 | KDSU M32 BN O SC 2 G32 | KDSU (Klippon double seal universal Ex cable gland), Cable glands, M 32, 16 mm, Single-wire armouring, Metal foil armouring, Braided armouring, 0.1 - 2 mm, OD min. 26.7 - OD max. 34 mm, ID min. 19.50 - ID max. 26.30 mm, IP66, IP68 - 2.5 bar, Brass
37120 | 1909330000 | KDSU M40 BN O SC 2 G40 | KDSU (Klippon double seal universal Ex cable gland), Cable glands, M 40, 16 mm, Single-wire armouring, Metal foil armouring, Braided armouring, 0.1 - 2 mm, OD min. 33 - OD max. 40.6 mm, ID min. 23.00 - ID max. 32.20 mm, IP66, IP68 - 2.5 bar, Brass
37121 | 1909430000 | KSG M32 BN O SC 2 G32 | KSG (Klippon standard Ex cable gland), Cable glands, M 32, 16 mm, OD min. 19.5 - OD max. 26.3 mm, IP66, IP68 - 2.5 bar, Brass
37122 | 1909440000 | KSG M40 BN O SC 2 G40 | KSG (Klippon standard Ex cable gland), Cable glands, M 40, 16 mm, OD min. 23 - OD max. 32.2 mm, IP66, IP68 - 2.5 bar, Brass
37123 | 1911430000 | KDSU M32 BN O NI 2 G32 | KDSU (Klippon double seal universal Ex cable gland), Cable glands, M 32, 16 mm, Single-wire armouring, Metal foil armouring, Braided armouring, 0.1 - 2 mm, OD min. 26.7 - OD max. 34 mm, ID min. 19.50 - ID max. 26.30 mm, IP66, IP68 - 2.5 bar, Brass, nickel-plated
37124 | 1911440000 | KDSU M40 BN O NI 2 G40 | KDSU (Klippon double seal universal Ex cable gland), Cable glands, M 40, 16 mm, Single-wire armouring, Metal foil armouring, Braided armouring, 0.1 - 2 mm, OD min. 33 - OD max. 40.6 mm, ID min. 23.00 - ID max. 32.20 mm, IP66, IP68 - 2.5 bar, Brass, nickel-plated
37125 | 1911580000 | KSG M32 BN O NI 2 G32 | KSG (Klippon standard Ex cable gland), Cable glands, M 32, 16 mm, OD min. 19.5 - OD max. 26.3 mm, IP66, IP68 - 2.5 bar, Brass, nickel-plated
37126 | 1911590000 | KSG M40 BN O NI 2 G40 | KSG (Klippon standard Ex cable gland), Cable glands, M 40, 16 mm, OD min. 23 - OD max. 32.2 mm, IP66, IP68 - 2.5 bar, Brass, nickel-plated
37127 | 1912190000 | HDC SHIELD CLAMP 4.5 | Heavy-duty connectors, Accessories, Shield clip
37128 | 1912200000 | HDC SHIELD CLAMP 5.0 | Heavy-duty connectors, Accessories, Shield clip
37129 | 1912210000 | HDC SHIELD CLAMP 6.0 | Heavy-duty connectors, Accessories, Shield clip
37130 | 1912220000 | HDC SHIELD CLAMP 7.0 | Heavy-duty connectors, Accessories, Shield clip
37131 | 1912230000 | HDC SHIELD CLAMP 8.0 | Heavy-duty connectors, Accessories, Shield clip
37132 | 1912240000 | HDC SHIELD CLAMP 9.0 | Heavy-duty connectors, Accessories, Shield clip
37133 | 1912250000 | HDC SHIELD CLAMP 10.0 | Heavy-duty connectors, Accessories, Shield clip
37134 | 1912500000 | CLI C 02-24 SDR SG | CableLine, Conductor and cable markers, 1.3 - 3 mm, 24 x 3.4 mm, To customer specification
37135 | 1912510000 | CLI C 02-27 SDR SG | CableLine, Conductor and cable markers, 1.3 - 3 mm, 27 x 3.4 mm, To customer specification
37136 | 1912550000 | CLI C 02-3 SDR SG | CableLine, Conductor and cable markers, 1.3 - 3 mm, 3 x 3.4 mm, To customer specification
37137 | 1912580000 | CLI C 02-30 SDR SG | CableLine, Conductor and cable markers, 1.3 - 3 mm, 30 x 3.4 mm, To customer specification
37138 | 1912590000 | CLI C 02-33 SDR SG | CableLine, Conductor and cable markers, 1.3 - 3 mm, 33 x 3.4 mm, To customer specification
37139 | 1912600000 | CLI C 02-36 SDR SG | CableLine, Conductor and cable markers, 1.3 - 3 mm, 36 x 3.4 mm, To customer specification
37140 | 1912610000 | CLI C 02-39 SDR SG | CableLine, Conductor and cable markers, 1.3 - 3 mm, 39 x 3.4 mm, To customer specification
37141 | 1912640000 | CLI C 1-27 SDR SG | CableLine, Conductor and cable markers, 2.5 - 5 mm, 27 x 4.2 mm, To customer specification
37142 | 1912650000 | CLI C 1-3 SDR SG | CableLine, Conductor and cable markers, 2.5 - 5 mm, 3 x 4.2 mm, To customer specification
37143 | 1912660000 | CLI C 1-30 SDR SG | CableLine, Conductor and cable markers, 2.5 - 5 mm, 30 x 4.2 mm, To customer specification
37144 | 1912670000 | CLI C 1-33 SDR SG | CableLine, Conductor and cable markers, 2.5 - 5 mm, 33 x 4.2 mm, To customer specification
37145 | 1912680000 | CLI C 1-39 SDR SG | CableLine, Conductor and cable markers, 2.5 - 5 mm, 36 x 4.2 mm, To customer specification
37146 | 1912690000 | CLI C 1-39 SDR SG | CableLine, Conductor and cable markers, 2.5 - 5 mm, 39 x 4.2 mm, To customer specification
37147 | 1912700000 | CLI C 1-6 SDR SG | CableLine, Conductor and cable markers, 2.5 - 5 mm, 6 x 4.2 mm, To customer specification
37148 | 1912710000 | CLI C 2-24 SDR SG | CableLine, Conductor and cable markers, 4 - 10 mm, 24 x 6.9 mm, To customer specification
37149 | 1912720000 | CLI C 2-27 SDR SG | CableLine, Conductor and cable markers, 4 - 10 mm, 27 x 6.9 mm, To customer specification
37150 | 1912730000 | CLI C 2-30 SDR SG | CableLine, Conductor and cable markers, 4 - 10 mm, 30 x 6.9 mm, To customer specification
37151 | 1912740000 | CLI C 2-33 SDR SG | CableLine, Conductor and cable markers, 4 - 10 mm, 33 x 6.9 mm, To customer specification
37152 | 1912750000 | CLI C 2-36 SDR SG | CableLine, Conductor and cable markers, 4 - 10 mm, 36 x 6.9 mm, To customer specification
37153 | 1912760000 | CLI C 2-39 SDR SG | CableLine, Conductor and cable markers, 4 - 10 mm, 39 x 6.9 mm, To customer specification
37154 | 1912770000 | CLI C 3-24 SDR SG | CableLine, Conductor and cable markers, 8 - 16 mm, 24 x 11 mm, To customer specification
37155 | 1912780000 | CLI C 3-27 SDR SG | CableLine, Conductor and cable markers, 8 - 16 mm, 27 x 11 mm, To customer specification
37156 | 1912790000 | CLI C 3-30 SDR SG | CableLine, Conductor and cable markers, 8 - 16 mm, 30 x 11 mm, To customer specification
37157 | 1912800000 | CLI C 3-33 SDR SG | CableLine, Conductor and cable markers, 8 - 16 mm, 33 x 11 mm, To customer specification
37158 | 1912810000 | CLI C 3-36 SDR SG | CableLine, Conductor and cable markers, 8 - 16 mm, 36 x 11 mm, To customer specification
37159 | 1912820000 | CLI C 3-39 SDR SG | CableLine, Conductor and cable markers, 8 - 16 mm, 39 x 11 mm, To customer specification
37160 | 1912830000 | CLI M 2-4 SDR SG | CableLine, Conductor and cable markers, 10 - 317 mm, 4 x 11.4 mm, yellow
37161 | 1912840000 | CLI M 2-6 SDR SG | CableLine, Conductor and cable markers, 10 - 317 mm, 6 x 11.4 mm, yellow
37162 | 1912860000 | CLI M 2-24 SDR SG | CableLine, Conductor and cable markers, 10 - 317 mm, 24 x 11.4 mm, yellow
37163 | 1912870000 | CLI M 2-27 SDR SG | CableLine, Conductor and cable markers, 10 - 317 mm, 27 x 11.4 mm, yellow
37164 | 1912880000 | CLI M 2-30 SDR SG | CableLine, Conductor and cable markers, 10 - 317 mm, 30 x 11.4 mm, yellow
37165 | 1912920000 | CLI M 2-33 SDR SG | CableLine, Conductor and cable markers, 10 - 317 mm, 33 x 11.4 mm, yellow
37166 | 1912950000 | CLI M 2-36 SDR SG | CableLine, Conductor and cable markers, 10 - 317 mm, 36 x 11.4 mm, yellow
37167 | 1912960000 | CLI M 2-39 SDR SG | CableLine, Conductor and cable markers, 10 - 317 mm, 39 x 11.4 mm, yellow
37168 | 1913000000 | LM 5.00/04/90 3.5SN GN BX | Printed circuit board terminals, 5.00 mm, Number of poles: 4, 90°, Solder pin length (l): 3.5 mm, tinned, Pale green, Clamping yoke connection, Clamping range, max. : 2.5 mm², Box
37169 | 1913150000 | LM 5.00/04/90 3.5SN GY BX | Printed circuit board terminals, 5.00 mm, Number of poles: 4, 90°, Solder pin length (l): 3.5 mm, tinned, Pebble grey, Clamping yoke connection, Clamping range, max. : 2.5 mm², Box
37170 | 1913160000 | LM 5.00/05/90 3.5SN GY BX | Printed circuit board terminals, 5.00 mm, Number of poles: 5, 90°, Solder pin length (l): 3.5 mm, tinned, Pebble grey, Clamping yoke connection, Clamping range, max. : 2.5 mm², Box
37171 | 1913190000 | LM 5.00/08/90 3.5SN GY BX | Printed circuit board terminals, 5.00 mm, Number of poles: 8, 90°, Solder pin length (l): 3.5 mm, tinned, Pebble grey, Clamping yoke connection, Clamping range, max. : 2.5 mm², Box
37172 | 1913200000 | LM 5.00/09/90 3.5SN GY BX | Printed circuit board terminals, 5.00 mm, Number of poles: 9, 90°, Solder pin length (l): 3.5 mm, tinned, Pebble grey, Clamping yoke connection, Clamping range, max. : 2.5 mm², Box
37173 | 1913500000 | LM 5.00/08/135 3.5SN GY BX | Printed circuit board terminals, 5.00 mm, Number of poles: 8, 135°, Solder pin length (l): 3.5 mm, tinned, Pebble grey, Clamping yoke connection, Clamping range, max. : 2.5 mm², Box
37174 | 1913510000 | LM 5.00/09/135 3.5SN GY BX | Printed circuit board terminals, 5.00 mm, Number of poles: 9, 135°, Solder pin length (l): 3.5 mm, tinned, Pebble grey, Clamping yoke connection, Clamping range, max. : 2.5 mm², Box
37175 | 1915320000 | LM MT300 202/12 GE | LaserMark, Device markers, 12 x 202 mm, yellow
37176 | 1921720000 | VG H M20 MS | VG H (HDC halved cable gland), Cable glands, M 20, IP65, Brass, nickel-plated
37177 | 1934050000 | WGKV 4 GY BX | OMNIMATE Power - series WGK, Feed-through terminal, Rated cross-section: 4 mm², Screw connection, Wemid (PA), grey, Feed-through (bushing)
37178 | 1936440000 | DP WGK 10 GY BX | OMNIMATE Power - series WGK, Feed-through terminal
37179 | 1936540000 | WGK 4 GN/YE BX | OMNIMATE Power - series WGK, Feed-through terminal, Rated cross-section: 4 mm², Screw connection, Wemid (PA), Green/yellow, Direct mounting, Feed-through (bushing)
37180 | 1936560000 | WGK 4/Z GN/YE BX | OMNIMATE Power - series WGK, Feed-through terminal, Rated cross-section: 4 mm², Screw connection, Wemid (PA), Green/yellow, Direct mounting, Feed-through (bushing)
37181 | 1936570000 | WGK 4/Z GY BX | OMNIMATE Power - series WGK, Feed-through terminal, Rated cross-section: 4 mm², Screw connection, Wemid (PA), grey, Direct mounting, Feed-through (bushing)
37182 | 1936610000 | WGKV 4 GN/YE BX | OMNIMATE Power - series WGK, Feed-through terminal, Rated cross-section: 4 mm², Screw connection, Wemid (PA), Green/yellow, Feed-through (bushing)
37183 | 1936620000 | WGKV 4/Z GN/YE BX | OMNIMATE Power - series WGK, Feed-through terminal, Rated cross-section: 4 mm², Screw connection, Wemid (PA), Green/yellow, Direct mounting, Feed-through (bushing)
37184 | 1936630000 | WGKV 4/Z GY BX | OMNIMATE Power - series WGK, Feed-through terminal, Rated cross-section: 4 mm², Screw connection, Wemid (PA), grey, Direct mounting, Feed-through (bushing)
37185 | 1936670000 | LM 3.50/04/90 3.2SN BK BX | Printed circuit board terminals, 3.50 mm, Number of poles: 4, 90°, Solder pin length (l): 3.2 mm, tinned, black, Clamping yoke connection, Clamping range, max. : 2.08 mm², Box
37186 | 1936700000 | DP WGK 16 GY BX | OMNIMATE Power - series WGK, Feed-through terminal
37187 | 1936710000 | DP WGK 25 GY BX | OMNIMATE Power - series WGK, Feed-through terminal
37188 | 1937020000 | DP WGK 95 GY BX | OMNIMATE Power - series WGK, Feed-through terminal
37189 | 1937030000 | DP WGK 50 | OMNIMATE Power - series WGK, Feed-through terminal
37190 | 1937120000 | WGK 95F VP GN/YE BX | OMNIMATE Power - series WGK, Feed-through terminal, Rated cross-section: 95 mm², Screw connection, Wemid (PA), Green/yellow, Direct mounting, Feed-through (bushing)
37191 | 1937130000 | WGK 95F VP GY BX | OMNIMATE Power - series WGK, Feed-through terminal, Rated cross-section: 95 mm², Screw connection, Wemid (PA), grey, Direct mounting, Feed-through (bushing)
37192 | 1937360000 | WGK 95F VP/Z GN/YE BX | OMNIMATE Power - series WGK, Feed-through terminal, Rated cross-section: 95 mm², Screw connection, Wemid (PA), Green/yellow, Direct mounting, Feed-through (bushing)
37193 | 1937370000 | WGK 95 GN/YE BX | OMNIMATE Power - series WGK, Feed-through terminal, Rated cross-section: 95 mm², Screw connection, Wemid (PA), Green/yellow, Direct mounting, Feed-through (bushing)
37194 | 1937390000 | WGK 95/Z GN/YE BX | OMNIMATE Power - series WGK, Feed-through terminal, Rated cross-section: 95 mm², Screw connection, Wemid (PA), Green/yellow, Direct mounting, Feed-through (bushing)
37195 | 1937400000 | WGK 95/Z GY BX | OMNIMATE Power - series WGK, Feed-through terminal, Rated cross-section: 95 mm², Screw connection, Wemid (PA), grey, Direct mounting, Feed-through (bushing)
37196 | 1938030000 | ZDK 2.5-2V BED OR | Feed-through terminal, Double-tier terminal, Tension-clamp connection, 2.5 mm², 800 V, 24 A, dark beige
37197 | 1950590000 | PDU 2.5/4 SW | Feed-through terminal, PUSH IN, 4 mm², 800 V, 32 A, black
37198 | 1950680000 | WTR 2.5 RT | Test-disconnect terminal, Screw connection, 2.5 mm², 500 V, 24 A, Pivoting, red
37199 | 1951920000 | DEK 5/30 MC NE WS | Dekafix, Terminal marker, 5 x 30 mm, Weidmueller, white
37200 | 1962430000 | IE-PH-RJ45-TH-WH | Bending protection sleeve, white
37201 | 1962440000 | IE-PH-RJ45-TH-GY | Bending protection sleeve, grey
37202 | 1962450000 | IE-PH-RJ45-TH-OG | Bending protection sleeve, orange
37203 | 1962470000 | IE-PH-RJ45-TH-BU | Bending protection sleeve, blue
37204 | 1962480000 | IE-PH-RJ45-TH-YE | Bending protection sleeve, yellow
37205 | 1962490000 | IE-PH-RJ45-TH-GN | Bending protection sleeve, green
37206 | 1962500000 | IE-PH-RJ45-TH-BK | Bending protection sleeve, black
37207 | 1963050000 | IE-CR-IP20-RJ45-FH-WH | Industrial Ethernet, Colour coding ring, white, Strain relief, white
37208 | 1963060000 | IE-CR-IP20-RJ45-FH-GY | Industrial Ethernet, Colour coding ring, grey, Strain relief, grey
37209 | 1963070000 | IE-CR-IP20-RJ45-FH-OG | Industrial Ethernet, Colour coding ring, orange, Strain relief, orange
37210 | 1963080000 | IE-CR-IP20-RJ45-FH-BU | Industrial Ethernet, Colour coding ring, blue, Strain relief, blue
37211 | 1963090000 | IE-CR-IP20-RJ45-FH-YE | Industrial Ethernet, Colour coding ring, yellow, Strain relief, yellow
37212 | 1963100000 | IE-CR-IP20-RJ45-FH-GN | Industrial Ethernet, Colour coding ring, green, Strain relief, green
37213 | 1963580000 | IE-PM-RJ45-TH | RJ45 crimp plug, Plug without bending protection sleeve, Cat.6A / Class EA (ISO/IEC 11801 2010)
37214 | 1963590000 | IE-PS-RJ45-TH-BK | RJ45 crimp plug, Plug with bending protection sleeve in black, Cat.6A / Class EA (ISO/IEC 11801 2010)
37215 | 1975160000 | LM MT300 105/105 SI | LaserMark, Device markers, 105 x 105 mm, silver
37216 | 2418620000 | CH20M6 C BK 1819 | Modular housing, OMNIMATE Housing - series CH20M black, Transparent, Tilt cover, Width: 6.1 mm
37217 | 2418660000 | CH20M22 S PPSC BL 2013 | Modular housing, OMNIMATE Housing - series CH20M blue, Width: 22.5 mm
37218 | 2418670000 | CH20M22 C BK 1819 | Modular housing, OMNIMATE Housing - series CH20M black, Transparent, Width: 22.5 mm
37219 | 7906110000 | MK 3/2/E | Multipin terminal strip, Single- and multi-pole terminal strip, Rated cross-section: 2.5 mm², Screw connection, Direct mounting
37220 | 7906120000 | MK 3/3/E | Multipin terminal strip, Single- and multi-pole terminal strip, Rated cross-section: 2.5 mm², Screw connection, Direct mounting
37221 | 7906130000 | MK 3/4/E | Multipin terminal strip, Single- and multi-pole terminal strip, Rated cross-section: 2.5 mm², Screw connection, Direct mounting
37222 | 7906150000 | MK 3/6/E | Multipin terminal strip, Single- and multi-pole terminal strip, Rated cross-section: 2.5 mm², Screw connection, Direct mounting
37223 | 7906220000 | MK 6/2/E | Multipin terminal strip, Single- and multi-pole terminal strip, Rated cross-section: 6 mm², Screw connection, Direct mounting
37224 | 7906230000 | MK 6/3/E | Multipin terminal strip, Single- and multi-pole terminal strip, Rated cross-section: 6 mm², Screw connection, Direct mounting
37225 | 7940006040 | CB 135/2.5 NATUR | Cable ties, 2.5 x 135 mm, Polyamide 66, 80 N
37226 | 7940006047 | CB 135/2.5 BLACK | Cable ties, 2.5 x 135 mm, Polyamide 66, 80 N
37227 | 7940006048 | CB 160/2.6 NATUR | Cable ties, 2.6 x 160 mm, Polyamide 66, 80 N
37228 | 7940006049 | CB 160/2.6 BLACK | Cable ties, 2.6 x 160 mm, Polyamide 66, 80 N
37229 | 7940006050 | CB 200/2.6 NATUR | Cable ties, 2.6 x 200 mm, Polyamide 66, 80 N
37230 | 7940006051 | CB 200/2.6 BLACK | Cable ties, 2.6 x 200 mm, Polyamide 66, 80 N
37231 | 7940006054 | CB 250/4.8 NATUR | Cable ties, 4.8 x 250 mm, Polyamide 66, 220 N
37232 | 7940006055 | CB 250/4.8 BLACK | Cable ties, 4.8 x 250 mm, Polyamide 66, 220 N
37233 | 7940006056 | CB 370/3.5 NATUR | Cable ties, 3.5 x 370 mm, Polyamide 66, 180 N
37234 | 7940006057 | CB 370/3.5 BLACK | Cable ties, 3.5 x 370 mm, Polyamide 66, 180 N
37235 | 7940006058 | CB 390/4.5 NATUR | Cable ties, 4.5 x 390 mm, Polyamide 66, 220 N
37236 | 7940006059 | CB 390/4.5 BLACK | Cable ties, 4.5 x 390 mm, Polyamide 66, 220 N
37237 | 7940006060 | CB 430/4.5 NATUR | Cable ties, 4.5 x 430 mm, Polyamide 66, 220 N
37238 | 7940006061 | CB 430/4.5 BLACK | Cable ties, 4.5 x 430 mm, Polyamide 66, 220 N
37239 | 7940006064 | CB 180/7.8 NATUR | Cable ties, 7.8 x 180 mm, Polyamide 66, 540 N
37240 | 7940006065 | CB 180/7.8 BLACK | Cable ties, 7.8 x 180 mm, Polyamide 66, 540 N
37241 | 7940006066 | CB 240/7.8 NATUR | Cable ties, 7.8 x 240 mm, Polyamide 66, 540 N
37242 | 7940006067 | CB 240/7.8 BLACK | Cable ties, 7.8 x 240 mm, Polyamide 66, 540 N
37243 | 7940006068 | CB 300/7.8 NATUR | Cable ties, 7.5 x 300 mm, Polyamide 66, 540 N
37244 | 7940006069 | CB 300/7.8 BLACK | Cable ties, 7.5 x 300 mm, Polyamide 66, 540 N
37245 | 7940006070 | CB 450/7.5 NATUR | Cable ties, 7.5 x 450 mm, Polyamide 66, 540 N
37246 | 7940006071 | CB 450/7.5 BLACK | Cable ties, 7.5 x 450 mm, Polyamide 66, 540 N
37247 | 7940006072 | CB 540/7.5 NATUR | Cable ties, 7.5 x 540 mm, Polyamide 66, 540 N
37248 | 7940006073 | CB 540/7.5 BLACK | Cable ties, 7.5 x 540 mm, Polyamide 66, 540 N
37249 | 7940006074 | CB 780/9.0 NATUR | Cable ties, 9 x 780 mm, Polyamide 66, 700 N
37250 | 7940006075 | CB 780/9.0 BLACK | Cable ties, 9 x 780 mm, Polyamide 66, 700 N
37251 | 7940006076 | CB 225/12.5 NATUR | Cable ties, 12.5 x 225 mm, Polyamide 66, 1080 N
37252 | 7940006077 | CB 225/12.5 BLACK | Cable ties, 12.5 x 225 mm, Polyamide 66, 1080 N
37253 | 7940006078 | CB 500/12.5 NATUR | Cable ties, 12.5 x 500 mm, Polyamide 66, 1080 N
37254 | 7940006079 | CB 500/12.5 BLACK | Cable ties, 12.5 x 500 mm, Polyamide 66, 1080 N
37255 | 7940006082 | CB 850/12.5 NATUR | Cable ties, 12.5 x 850 mm, Polyamide 66, 1080 N
37256 | 7940006085 | CB 1000/12.5 BLACK | Cable ties, 12.5 x 1000 mm, Polyamide 66, 1080 N
37257 | 8536700000 | PRC HALTEBUEGEL | PLUGSERIES, Retaining clip
37258 | 8693810000 | SRC CLIP LM | RIDERSERIES RCL, Retaining clip
37259 | 8694500000 | SCM 4CO N | RIDERSERIES RCM, Relay socket, Number of contacts: 4, CO contact, Continuous current: 10 A, Screw connection
37260 | 8813100000 | IE-P | RJ45 plug-in connector, without kink protection; 5.5 - 7.1 mm, Cat.6A / Class EA (ISO/IEC 11801 2010), IP20
37261 | 8813110000 | IE-P63 | RJ45 plug-in connector, with kink protection; 5.5 - 6.2 mm, Cat.6A / Class EA (ISO/IEC 11801 2010), IP20
37262 | 8813120000 | IE-P70 | RJ45 plug-in connector, with kink protection; 6.2 - 7.1 mm, Cat.6A / Class EA (ISO/IEC 11801 2010), IP20
37263 | 8813490000 | IE-DPC | Flange-mounted housing, protective cap
37264 | 8902820000 | IE-M12-PCBCE-PANEL | PCB connection element M12, M12, Cat.5 (ISO/IEC 11801), IP65 in acc. with DIN EN 60529
37265 | 9004150000 | H16,0/25 | Wire-end ferrule, Standard, 25 mm, 25 mm, No
37266 | 9004160000 | H16,0/32 | Wire-end ferrule, Standard, 32 mm, 32 mm, No
37267 | 9004180000 | H25,0/32 | Wire-end ferrule, Standard, 32 mm, 32 mm, No
37268 | 9004190000 | H35,0/25 | Wire-end ferrule, Standard, 25 mm, 25 mm, No
37269 | 9004200000 | H35,0/32 | Wire-end ferrule, Standard, 32 mm, 32 mm, No
37270 | 9004210000 | H50,0/18 | Wire-end ferrule, Standard, 18 mm, 18 mm, No
37271 | 9004220000 | H50,0/32 | Wire-end ferrule, Standard, 32 mm, 32 mm, No
37272 | 9004230000 | H70,0/25 | Wire-end ferrule, Standard, 25 mm, 25 mm, No
37273 | 9004240000 | H70,0/32 | Wire-end ferrule, Standard, 32 mm, 32 mm, No
37274 | 9004250000 | H95,0/25 | Wire-end ferrule, Standard, 25 mm, 25 mm, No
37275 | 9004260000 | H95,0/32 | Wire-end ferrule, Standard, 32 mm, 32 mm, No
37276 | 9004710000 | H10,0/26D R ZH SV | Wire-end ferrule, Twin wire-end ferrule, 17 mm, 12 mm, red
37277 | 9004720000 | H6,0/23D ZH GE SV | Wire-end ferrule, Twin wire-end ferrule, 20 mm, 12 mm, yellow
37278 | 9004730000 | H4,0/22D ZH GR SV | Wire-end ferrule, Twin wire-end ferrule, 15 mm, 12 mm, grey
37279 | 9004930000 | H6,0/23 ZH SW SV | Wire-end ferrule, Twin wire-end ferrule, 20 mm, 12 mm, black
37280 | 9004940000 | H10,0/24 ZH EB SV | Wire-end ferrule, Twin wire-end ferrule, 17 mm, 12 mm, Ivory
37281 | 9005160000 | H6,0/23T ZH GN SV | Wire-end ferrule, Twin wire-end ferrule, 20 mm, 12 mm, green
37282 | 9005170000 | H10,0/26T ZH BR SV | Wire-end ferrule, Twin wire-end ferrule, 17 mm, 12 mm, brown
37283 | 9018590000 | H4,0/22T ZH OR SV | Wire-end ferrule, Twin wire-end ferrule, 15 mm, 12 mm, orange
37284 | 9018860000 | H10,0/24S ZH EB | Wire-end ferrule, Twin wire-end ferrule, 17 mm, 12 mm, Ivory
37285 | 9018870000 | H10,0/30S ZH EB | Wire-end ferrule, Twin wire-end ferrule, 23 mm, 18 mm, Ivory
37286 | 9018880000 | H10,0/24DS ZH R | Wire-end ferrule, Twin wire-end ferrule, 17 mm, 12 mm, red
37287 | 9018890000 | H10,0/30DS ZH R | Wire-end ferrule, Twin wire-end ferrule, 23 mm, 18 mm, red
37288 | 9025880000 | H50,0/22S | Wire-end ferrule, Standard, 22 mm, 22 mm, No
37289 | 9036290000 | HOOKBLA 0,25-1,5 SW | cable lug, terminal end,Insulated cable connector,1.5 mm²,0.25 mm² - 1.5 mm²,16.75 mm
37290 | 9036300000 | HOOKBLA 1,0-2,5 SW | cable lug, terminal end,Insulated cable connector,2.5 mm²,1 mm² - 2.5 mm²,16.75 mm
37291 | 9037310000 | H1,5/26 ZH R | Wire-end ferrule, Twin wire-end ferrule, 21 mm, 18 mm, red
37292 | 9037320000 | H6,0/23 ZH SW | Wire-end ferrule, Twin wire-end ferrule, 20 mm, 12 mm, black
37293 | 9037330000 | H6,0/29 ZH SW | Wire-end ferrule, Twin wire-end ferrule, 24 mm, 18 mm, black
37294 | 9037340000 | H10,0/24 ZH EB | Wire-end ferrule, Twin wire-end ferrule, 17 mm, 12 mm, Ivory
37295 | 9037350000 | H10,0/30 ZH EB | Wire-end ferrule, Twin wire-end ferrule, 23 mm, 18 mm, Ivory
37296 | 9037360000 | H16,0/29 ZH GN | Wire-end ferrule, Twin wire-end ferrule, 20 mm, 16 mm, green
37297 | 9037370000 | H16,0/38 ZH GN | Wire-end ferrule, Twin wire-end ferrule, 29 mm, 25 mm, green
37298 | 9037490000 | H1,5/26D ZH SW | Wire-end ferrule, Twin wire-end ferrule, 21 mm, 18 mm, black
37299 | 9037510000 | H2,5/21D ZH BL | Wire-end ferrule, Twin wire-end ferrule, 15 mm, 12 mm, blue
37300 | 9037520000 | H2,5/27D ZH BL | Wire-end ferrule, Twin wire-end ferrule, 21 mm, 18 mm, blue
37301 | 9037530000 | H4,0/22D ZH GR | Wire-end ferrule, Twin wire-end ferrule, 15 mm, 12 mm, grey
37302 | 9037540000 | H4,0/28D ZH GR | Wire-end ferrule, Twin wire-end ferrule, 21 mm, 18 mm, grey
37303 | 9037550000 | H6,0/23D ZH GE | Wire-end ferrule, Twin wire-end ferrule, 20 mm, 12 mm, yellow
37304 | 9037560000 | H6,0/29D ZH GE | Wire-end ferrule, Twin wire-end ferrule, 24 mm, 18 mm, yellow
37305 | 9037570000 | H10,0/24D ZH R | Wire-end ferrule, Twin wire-end ferrule, 17 mm, 12 mm, red
37306 | 9037580000 | H10,0/30D ZH R | Wire-end ferrule, Twin wire-end ferrule, 23 mm, 18 mm, red
37307 | 9037590000 | H16,0/29D ZH BL | Wire-end ferrule, Twin wire-end ferrule, 20 mm, 16 mm, blue
37308 | 9037600000 | H16,0/38D ZH BL | Wire-end ferrule, Twin wire-end ferrule, 29 mm, 25 mm, blue
37309 | 9037650000 | H2,5/21T ZH GR | Wire-end ferrule, Twin wire-end ferrule, 15 mm, 12 mm, grey
37310 | 9037660000 | H2,5/27T ZH GR | Wire-end ferrule, Twin wire-end ferrule, 21 mm, 18 mm, grey
37311 | 9037670000 | H4,0/22T ZH OR | Wire-end ferrule, Twin wire-end ferrule, 15 mm, 12 mm, orange
37312 | 9037680000 | H4,0/28T ZH OR | Wire-end ferrule, Twin wire-end ferrule, 21 mm, 18 mm, orange
37313 | 9037690000 | H6,0/23T ZH GN | Wire-end ferrule, Twin wire-end ferrule, 20 mm, 12 mm, green
37314 | 9037700000 | H6,0/29T ZH GN | Wire-end ferrule, Twin wire-end ferrule, 24 mm, 18 mm, green
37315 | 9037710000 | H10,0/24T ZH BR | Wire-end ferrule, Twin wire-end ferrule, 17 mm, 12 mm, brown
37316 | 9037720000 | H10,0/30T ZH BR | Wire-end ferrule, Twin wire-end ferrule, 23 mm, 18 mm, brown
37317 | 9037730000 | H16,0/29T ZH W | Wire-end ferrule, Twin wire-end ferrule, 20 mm, 16 mm, white
37318 | 9037740000 | H16,0/38T ZH W | Wire-end ferrule, Twin wire-end ferrule, 29 mm, 25 mm, white
37319 | 9202820000 | H0,75/19S ZH W | Wire-end ferrule, Twin wire-end ferrule, 21 mm, 12 mm, white
37320 | 9202830000 | H0,75/19DS ZH GR | Wire-end ferrule, Twin wire-end ferrule, 21 mm, 12 mm, grey
37321 | 9202840000 | H0,75/19TS ZH HBL | Wire-end ferrule, Twin wire-end ferrule, 16 mm, 12 mm, Light Blue
37322 | 9202870000 | H1,5/24 XS SW | Wire-end ferrule, Standard, 18 mm, 14.5 mm, black
37323 | 9202880000 | H2,5/24 XS BL | Wire-end ferrule, Standard, 18 mm, 14.5 mm, blue
37324 | 9202900000 | H0,5/16S OR | Wire-end ferrule, Standard, 12 mm, 10 mm, orange
37325 | 9202910000 | H0,5/16 DS W | Wire-end ferrule, Standard, 12 mm, 10 mm, white
37326 | 9203620000 | H10,0/22S EB | Wire-end ferrule, Standard, 15 mm, 12 mm, Ivory
37327 | 9203630000 | H4,0/20DS GR | Wire-end ferrule, Standard, 15 mm, 12 mm, grey
37328 | 9204090000 | H0,34/11 S TK | Wire-end ferrule, Standard, 6 mm, 6 mm, Turquoise
37329 | 9451000000 | H35,0/30S | Wire-end ferrule, Standard, 30 mm, 30 mm, No
37330 | 9457300000 | ABD-1-STAHLBLECH | Heavy-duty connectors, Accessories, cover plate, Size: 1, metal, Natural
37331 | 9993300000 | LM 5.00/04/90 3.5SN BK BX | Printed circuit board terminals, 5.00 mm, Number of poles: 4, 90°, Solder pin length (l): 3.5 mm, tinned, black, Clamping yoke connection, Clamping range, max. : 2.5 mm², Box
37332 | 9993320000 | LM 5.00/06/90 3.5SN BK BX | Printed circuit board terminals, 5.00 mm, Number of poles: 6, 90°, Solder pin length (l): 3.5 mm, tinned, black, Clamping yoke connection, Clamping range, max. : 2.5 mm², Box
37333 | 9993340000 | LM 5.00/08/90 3.5SN BK BX | Printed circuit board terminals, 5.00 mm, Number of poles: 8, 90°, Solder pin length (l): 3.5 mm, tinned, black, Clamping yoke connection, Clamping range, max. : 2.5 mm², Box
37334 | 9993510000 | LM 5.00/04/135 3.5SN BK BX | Printed circuit board terminals, 5.00 mm, Number of poles: 4, 135°, Solder pin length (l): 3.5 mm, tinned, black, Clamping yoke connection, Clamping range, max. : 2.5 mm², Box
37335 | 9993570000 | LM 5.00/10/135 3.5SN BK BX | Printed circuit board terminals, 5.00 mm, Number of poles: 10, 135°, Solder pin length (l): 3.5 mm, tinned, black, Clamping yoke connection, Clamping range, max. : 2.5 mm², Box
37336 | 9993720000 | LM 5.00/04/180 3.5SN BK BX | Printed circuit board terminals, 5.00 mm, Number of poles: 4, 180°, Solder pin length (l): 3.5 mm, tinned, black, Clamping yoke connection, Clamping range, max. : 2.5 mm², Box
37337 | 9993780000 | LM 5.00/10/180 3.5SN BK BX | Printed circuit board terminals, 5.00 mm, Number of poles: 10, 180°, Solder pin length (l): 3.5 mm, tinned, black, Clamping yoke connection, Clamping range, max. : 2.5 mm², Box
37338 | 1011010000 | WSI 6 SW | W-Series, Fuse terminal, Rated cross-section: 6 mm², Screw connection
37339 | 2418630000 | CH20M22 B BK/BK | Modular housing, OMNIMATE Housing - series CH20M black, Width: 22.5 mm
37340 | 2418650000 | CH20M22 S PPSC BK 2010 | Modular housing, OMNIMATE Housing - series CH20M black, Width: 22.5 mm
37341 | 117500000 | TS 15X5/LL 2M/ST/ZN | Rail, TS 15, with slot, Steel, galvanic zinc plated and passivated
37342 | 122800000 | TS 32X15 2M/ST/ZN | Rail, TS 32, without slot, Steel, galvanic zinc plated and passivated
37343 | 124400000 | H25,0/15 | Wire-end ferrule, Standard, 15 mm, 15 mm, No
37344 | 134700000 | TS 15X5 2M/AL/BK | Rail, TS 15, without slot, Aluminium, untreated
37345 | 137400000 | E 14/2A RS | Active components, Cartridge fuse
37346 | 137500000 | E 14/4A BR | Active components, Cartridge fuse
37347 | 169300000 | TS 32X15 2M/AL/BK | Rail, TS 32, without slot, Aluminium, untreated
37348 | 186100000 | H2,5/12 | Wire-end ferrule, Standard, 12 mm, 12 mm, No
37349 | 186500000 | H1,5/10 | Wire-end ferrule, Standard, 10 mm, 10 mm, No
37350 | 192700000 | G 25/2.00A/F BL | Active components, Fuse
37351 | 192800000 | G 25/4.00A/F BR | Active components, Fuse
37352 | 192900000 | G 25/6.30A/F GN | Active components, Fuse
37353 | 193100000 | G 25/10.0A/M RT | Active components, Fuse
37354 | 208500000 | E 16/10A RT TNDZ | Active components, Cartridge fuse
37355 | 208600000 | E 16/16A GR TNDZ | Active components, Cartridge fuse
37356 | 208700000 | E 16/20A BL TNDZ | Active components, Cartridge fuse
37357 | 208800000 | E 16/25A GE TNDZ | Active components, Cartridge fuse
37358 | 236400000 | TS 35X15 2M/ST/ZN | Rail, TS 35, TS 35 x 15, without slot, Steel, galvanic zinc plated and passivated
37359 | 236500000 | TS 35X15/LL 2M/ST/ZN | Rail, TS 35, TS 35 x 15, with slot, Steel, galvanic zinc plated and passivated
37360 | 243520000 | MK 3/12 | Multipin terminal strip, Single- and multi-pole terminal strip, Rated cross-section: 2.5 mm², Screw connection, Direct mounting
37361 | 244100000 | H4,0/12 | Wire-end ferrule, Standard, 12 mm, 12 mm, No
37362 | 244220000 | MK 4/16 | Multipin terminal strip, Single- and multi-pole terminal strip, Rated cross-section: 2.5 mm², Screw connection, Direct mounting
37363 | 265800000 | G 25/1.00A/M RT | Active components, Fuse
37364 | 266500000 | ZB 35/M6X16 | Accessories, Clamping yoke for busbar, Rated cross-section: Clamping yoke, Feed-through (bushing)
37365 | 270100000 | TS 35X15/2.3 2M/CU/BK | Rail, TS 35, TS 35 x 15, without slot, Copper, untreated
37366 | 274420000 | MK 3/8 | Multipin terminal strip, Single- and multi-pole terminal strip, Rated cross-section: 2.5 mm², Screw connection, Direct mounting
37367 | 274620000 | MK 3/10 | Multipin terminal strip, Single- and multi-pole terminal strip, Rated cross-section: 2.5 mm², Screw connection, Direct mounting
37368 | 282600000 | H0,5/6 | Wire-end ferrule, Standard, 6 mm, 6 mm, No
37369 | 282700000 | H0,75/6 | Wire-end ferrule, Standard, 6 mm, 6 mm, No
37370 | 282800000 | H1,0/10 | Wire-end ferrule, Standard, 10 mm, 10 mm, No
37371 | 292460000 | SCHT 5 | SCHT, Terminal marker, 44.5 x 19.5 mm, Pitch in mm (P): 5.00 Weidmueller, beige
37372 | 293220000 | TS 32X15 2M/CRN | Rail, TS 32, without slot, Stainless steel, rust-proof, untreated
37373 | 294000000 | STR 5 F.SCHT 5 | Terminal markers, Protective cap, 40 x 16.5 mm, Transparent
37374 | 299860000 | SH 1 | Accessories, Rail support, Polyamide 66
37375 | 323100000 | EK 2 | SAK Series, PE terminal, Rated cross-section: 10 mm², Screw connection
37376 | 328300000 | E 14/6A GN | Active components, Cartridge fuse
37377 | 328400000 | E 14/10A RT | Active components, Cartridge fuse
37378 | 328500000 | E 14/16A GR | Active components, Cartridge fuse
37379 | 330800000 | TS 35X7.5 2M/AL/BK | Rail, TS 35, TS 35 x 7.5, without slot, Aluminium, untreated
37380 | 334900000 | UR20-FBC-DN | Remote I/O fieldbus coupler, IP20, DeviceNet
37381 | 361300000 | E 18/20A BL | Active components, Cartridge fuse
37382 | 361400000 | E 18/25A GE | Active components, Cartridge fuse
37383 | 361600000 | E 18/50A WS | Active components, Cartridge fuse
37384 | 361700000 | E 18/63A KU | Active components, Cartridge fuse
37385 | 372600000 | H1,0/6 | Wire-end ferrule, Standard, 6 mm, 6 mm, No
37386 | 372700000 | H1,5/7 | Wire-end ferrule, Standard, 7 mm, 7 mm, No
37387 | 373000000 | H2,5/7 | Wire-end ferrule, Standard, 7 mm, 7 mm, No
37388 | 383400000 | TS 35X7.5 2M/ST/ZN | Rail, TS 35, TS 35 x 7.5, without slot, Steel, galvanic zinc plated and passivated
37389 | 401460000 | SO SH1 | Accessories, Rail support, Polyamide 66
37390 | 430300000 | G 20/0.10A/F | Active components, Fuse
37391 | 430400000 | G 20/0.20A/F | Active components, Fuse
37392 | 430500000 | G 20/0.25A/F | Active components, Fuse
37393 | 430700000 | G 20/1.00A/F | Active components, Fuse
37394 | 430800000 | G 20/1.60A/F | Active components, Fuse
37395 | 430900000 | G 20/2.00A/F | Active components, Fuse
37396 | 431000000 | G 20/2.50A/F | Active components, Fuse
37397 | 431100000 | G 20/3.15A/F | Active components, Fuse
37398 | 431300000 | G 20/5.00A/F | Active components, Fuse
37399 | 431400000 | G 20/6.30A/F | Active components, Fuse
37400 | 433500000 | SFNS5 VKMU M5 SW15 | Klippon STB (Small Terminal Box), Fixing nut, Material: Steel, galvanised, silver
37401 | 439000000 | G 20/0.63A/F | Active components, Fuse
37402 | 498000000 | TS 35X15/2.3 2M/ST/ZN | Rail, TS 35, TS 35 x 15, without slot, Steel, galvanic zinc plated and passivated
37403 | 502610000 | ZB 35K SW M6X16 | Accessories, Clamping yoke for busbar, Rated cross-section: Clamping yoke, PA, black, Feed-through (bushing)
37404 | 502660000 | ZB 35K GE/GN M6X16 | Accessories, Clamping yoke for busbar, Rated cross-section: Clamping yoke, PA, Green/yellow, Feed-through (bushing)
37405 | 502680000 | ZB 35K BL M6X16 | Accessories, Clamping yoke for busbar, Rated cross-section: Clamping yoke, PA, blue, Feed-through (bushing)
37406 | 510300000 | G 25/0.50A/M WS | Active components, Fuse
37407 | 514200000 | TS 15X5 2M/ST/ZN | Rail, TS 15, without slot, Steel, galvanic zinc plated and passivated
37408 | 514300000 | TSK 35X15 2M PVC/GR | Rail, TS 35, TS 35 x 15, without slot, PVC, untreated
37409 | 514400000 | TS 32X15/LL 2M/ST/ZN | Rail, TS 32, with slot, Steel, galvanic zinc plated and passivated
37410 | 514500000 | TS 35X7.5/LL 2M/ST/ZN | Rail, TS 35, TS 35 x 7.5, with slot, Steel, galvanic zinc plated and passivated
37411 | 515300000 | STR 7 F.SCHT 7 | Terminal markers, Protective cap, 27 x 6.3 mm, Transparent
37412 | 517960000 | SCHT 7 | SCHT, Terminal marker, 39.3 x 8 mm, Pitch in mm (P): 7.00 Weidmueller, white
37413 | 526700000 | ISPF QB75 SW | Accessories, Insulation profile
37414 | 526760000 | ISPF QB75 RT | Accessories, Insulation profile
37415 | 526780000 | ISPF QB75 BL | Accessories, Insulation profile
37416 | 532100000 | CLI R 1 F. CLI C 1-3 | CableLine, Mounting mandrel
37417 | 542500000 | H0,75/10 | Wire-end ferrule, Standard, 10 mm, 10 mm, No
37418 | 546000000 | ISPF QB58 SW | Accessories, Insulation profile
37419 | 546040000 | ISPF QB58 RT | Accessories, Insulation profile
37420 | 546080000 | ISPF QB58 BL | Accessories, Insulation profile
37421 | 546900000 | G 25/0.25A/M GE | Active components, Fuse
37422 | 559900000 | CLI R 02 F. CLI C 02-3 | CableLine, Mounting mandrel
37423 | 620120000 | MK 6/6 | Multipin terminal strip, Single- and multi-pole terminal strip, Rated cross-section: 6 mm², Screw connection, Direct mounting
37424 | 620220000 | MK 6/4 | Multipin terminal strip, Single- and multi-pole terminal strip, Rated cross-section: 6 mm², Screw connection, Direct mounting
37425 | 646210000 | MOFU 35/LO/1 SW | Accessories, Mounting foot, Polyamide 66
37426 | 646260000 | MOFU 35/LO/1 | Accessories, Mounting foot, Polyamide 66
37427 | 646400000 | G 25/0.80A/M GR | Active components, Fuse
37428 | 1000850001 | SLS 5.08/12/180F SN SW BX | PCB plug-in connector, male plug, 5.08 mm, Number of poles: 12, 180°, Clamping yoke connection, Clamping range, max. : 3.31 mm², Box
37429 | 1005250000 | SIHA 3/G20/LD 10-36V BL | Accessories, Fuse holder, Rated cross-section: Operating instructions/catalogue
37430 | 1010950000 | LU 10.16/02/90 4.5SN GN BX | Printed circuit board terminals, 10.16 mm, Number of poles: 2, 90°, Solder pin length (l): 4.5 mm, tinned, Pale green, Clamping yoke connection, Clamping range, max. : 16 mm², Box
37431 | 1029400000 | WFF 70/AH | Bolt-type screw terminals, Feed-through terminal, Rated cross-section: 70 mm², Threaded stud connection, Direct mounting
37432 | 1047130000 | LXXX 15.00/02/90 4.5SN BK BX | Printed circuit board terminals, 15.00 mm, Number of poles: 2, 90°, Solder pin length (l): 4.5 mm, tinned, black, Clamping yoke connection, Clamping range, max. : 50 mm², Box
37433 | 1047140000 | LXXX 15.00/03/90 4.5SN BK BX | Printed circuit board terminals, 15.00 mm, Number of poles: 3, 90°, Solder pin length (l): 4.5 mm, tinned, black, Clamping yoke connection, Clamping range, max. : 50 mm², Box
37434 | 1047150000 | LXXX 15.00/04/90 4.5SN BK BX | Printed circuit board terminals, 15.00 mm, Number of poles: 4, 90°, Solder pin length (l): 4.5 mm, tinned, black, Clamping yoke connection, Clamping range, max. : 50 mm², Box
37435 | 1047200000 | LXXX 15.00/01/90 4.5SN GY BX | Printed circuit board terminals, 15.00 mm, Number of poles: 1, 90°, Solder pin length (l): 4.5 mm, tinned, Pebble grey, Clamping yoke connection, Clamping range, max. : 50 mm², Box
37436 | 1047210000 | LXXX 15.00/02/90 4.5SN GY BX | Printed circuit board terminals, 15.00 mm, Number of poles: 2, 90°, Solder pin length (l): 4.5 mm, tinned, Pebble grey, Clamping yoke connection, Clamping range, max. : 50 mm², Box
37437 | 1047220000 | LXXX 15.00/03/90 4.5SN GY BX | Printed circuit board terminals, 15.00 mm, Number of poles: 3, 90°, Solder pin length (l): 4.5 mm, tinned, Pebble grey, Clamping yoke connection, Clamping range, max. : 50 mm², Box
37438 | 1047230000 | LXXX 15.00/04/90 4.5SN GY BX | Printed circuit board terminals, 15.00 mm, Number of poles: 4, 90°, Solder pin length (l): 4.5 mm, tinned, Pebble grey, Clamping yoke connection, Clamping range, max. : 50 mm², Box
37439 | 1047280000 | LXXX 15.00/01/90F 4.5SN BK BX | Printed circuit board terminals, 15.00 mm, Number of poles: 1, 90°, Solder pin length (l): 4.5 mm, tinned, black, Clamping yoke connection, Clamping range, max. : 50 mm², Box
37440 | 1047290000 | LXXX 15.00/02/90F 4.5SN BK BX | Printed circuit board terminals, 15.00 mm, Number of poles: 2, 90°, Solder pin length (l): 4.5 mm, tinned, black, Clamping yoke connection, Clamping range, max. : 50 mm², Box
37441 | 1047300000 | LXXX 15.00/03/90F 4.5SN BK BX | Printed circuit board terminals, 15.00 mm, Number of poles: 3, 90°, Solder pin length (l): 4.5 mm, tinned, black, Clamping yoke connection, Clamping range, max. : 50 mm², Box
37442 | 1047310000 | LXXX 15.00/04/90F 4.5SN BK BX | Printed circuit board terminals, 15.00 mm, Number of poles: 4, 90°, Solder pin length (l): 4.5 mm, tinned, black, Clamping yoke connection, Clamping range, max. : 50 mm², Box
37443 | 1047360000 | LXXX 15.00/01/90F 4.5SN GY BX | Printed circuit board terminals, 15.00 mm, Number of poles: 1, 90°, Solder pin length (l): 4.5 mm, tinned, Pebble grey, Clamping yoke connection, Clamping range, max. : 50 mm², Box
37444 | 1047370000 | LXXX 15.00/02/90F 4.5SN GY BX | Printed circuit board terminals, 15.00 mm, Number of poles: 2, 90°, Solder pin length (l): 4.5 mm, tinned, Pebble grey, Clamping yoke connection, Clamping range, max. : 50 mm², Box
37445 | 1047380000 | LXXX 15.00/03/90F 4.5SN GY BX | Printed circuit board terminals, 15.00 mm, Number of poles: 3, 90°, Solder pin length (l): 4.5 mm, tinned, Pebble grey, Clamping yoke connection, Clamping range, max. : 50 mm², Box
37446 | 1047390000 | LXXX 15.00/04/90F 4.5SN GY BX | Printed circuit board terminals, 15.00 mm, Number of poles: 4, 90°, Solder pin length (l): 4.5 mm, tinned, Pebble grey, Clamping yoke connection, Clamping range, max. : 50 mm², Box
37447 | 1047440000 | LXXX 15.00/01/90FL 4.5SN BK BX | Printed circuit board terminals, 15.00 mm, Number of poles: 1, 90°, Solder pin length (l): 4.5 mm, tinned, black, Clamping yoke connection, Clamping range, max. : 50 mm², Box
37448 | 1047450000 | LXXX 15.00/02/90FL 4.5SN BK BX | Printed circuit board terminals, 15.00 mm, Number of poles: 2, 90°, Solder pin length (l): 4.5 mm, tinned, black, Clamping yoke connection, Clamping range, max. : 50 mm², Box
37449 | 1047460000 | LXXX 15.00/03/90FL 4.5SN BK BX | Printed circuit board terminals, 15.00 mm, Number of poles: 3, 90°, Solder pin length (l): 4.5 mm, tinned, black, Clamping yoke connection, Clamping range, max. : 50 mm², Box
37450 | 1047470000 | LXXX 15.00/04/90FL 4.5SN BK BX | Printed circuit board terminals, 15.00 mm, Number of poles: 4, 90°, Solder pin length (l): 4.5 mm, tinned, black, Clamping yoke connection, Clamping range, max. : 50 mm², Box
37451 | 1047520000 | LXXX 15.00/01/90FL 4.5SN GY BX | Printed circuit board terminals, 15.00 mm, Number of poles: 1, 90°, Solder pin length (l): 4.5 mm, tinned, Pebble grey, Clamping yoke connection, Clamping range, max. : 50 mm², Box
37452 | 1047530000 | LXXX 15.00/02/90FL 4.5SN GY BX | Printed circuit board terminals, 15.00 mm, Number of poles: 2, 90°, Solder pin length (l): 4.5 mm, tinned, Pebble grey, Clamping yoke connection, Clamping range, max. : 50 mm², Box
37453 | 1047540000 | LXXX 15.00/03/90FL 4.5SN GY BX | Printed circuit board terminals, 15.00 mm, Number of poles: 3, 90°, Solder pin length (l): 4.5 mm, tinned, Pebble grey, Clamping yoke connection, Clamping range, max. : 50 mm², Box
37454 | 1047550000 | LXXX 15.00/04/90FL 4.5SN GY BX | Printed circuit board terminals, 15.00 mm, Number of poles: 4, 90°, Solder pin length (l): 4.5 mm, tinned, Pale green, Clamping yoke connection, Clamping range, max. : 50 mm², Box
37455 | 1047600000 | LXXX 15.00/01/90FR 4.5SN BK BX | Printed circuit board terminals, 15.00 mm, Number of poles: 1, 90°, Solder pin length (l): 4.5 mm, tinned, black, Clamping yoke connection, Clamping range, max. : 50 mm², Box
37456 | 1047610000 | LXXX 15.00/02/90FR 4.5SN BK BX | Printed circuit board terminals, 15.00 mm, Number of poles: 2, 90°, Solder pin length (l): 4.5 mm, tinned, black, Clamping yoke connection, Clamping range, max. : 50 mm², Box
37457 | 1047620000 | LXXX 15.00/03/90FR 4.5SN BK BX | Printed circuit board terminals, 15.00 mm, Number of poles: 3, 90°, Solder pin length (l): 4.5 mm, tinned, black, Clamping yoke connection, Clamping range, max. : 50 mm², Box
37458 | 1047630000 | LXXX 15.00/04/90FR 4.5SN BK BX | Printed circuit board terminals, 15.00 mm, Number of poles: 4, 90°, Solder pin length (l): 4.5 mm, tinned, black, Clamping yoke connection, Clamping range, max. : 50 mm², Box
37459 | 1047690000 | LXXX 15.00/02/90FR 4.5SN GY BX | Printed circuit board terminals, 15.00 mm, Number of poles: 2, 90°, Solder pin length (l): 4.5 mm, tinned, Pebble grey, Clamping yoke connection, Clamping range, max. : 50 mm², Box
37460 | 1047700000 | LXXX 15.00/03/90FR 4.5SN GY BX | Printed circuit board terminals, 15.00 mm, Number of poles: 3, 90°, Solder pin length (l): 4.5 mm, tinned, Pebble grey, Clamping yoke connection, Clamping range, max. : 50 mm², Box
37461 | 1047710000 | LXXX 15.00/04/90FR 4.5SN GY BX | Printed circuit board terminals, 15.00 mm, Number of poles: 4, 90°, Solder pin length (l): 4.5 mm, tinned, Pebble grey, Clamping yoke connection, Clamping range, max. : 50 mm², Box
37462 | 1062860000 | WAD 27 M. BL. | Group markers, Cover, 64 x 27 mm, Pitch in mm (P): 27.00 Weidmueller, yellow
37463 | 1062960000 | WAD 27 NEUTRAL | Group markers, Cover, 64 x 27 mm, Pitch in mm (P): 27.00 Weidmueller, white
37464 | 1397000000 | SSCH 10X3X2000 CU VERZ. | Accessories, Busbar, Copper
37465 | 1420600000 | CS1,6E26-24 AU,75 I1,4 | PCB plug-in connector, Crimp contact, Individual contact, Pin – standard, Gold-plated, Max. clamping range : 0.25 mm²
37466 | 1420700000 | CSL1,6E26-24 AU,75 I1,4 | PCB plug-in connector, Crimp contact, Individual contact, Pin – long, Gold-plated, Max. clamping range : 0.25 mm²
37467 | 1420800000 | CB1,6R26-24 AU,75 I1,4 | PCB plug-in connector, Crimp contact, Reel packaged, Socket connector, Gold-plated, Max. clamping range : 0.25 mm²
37468 | 1420900000 | CB1,6E26-24 AU,75 I1,4 | PCB plug-in connector, Crimp contact, Individual contact, Socket connector, Gold-plated, Max. clamping range : 0.25 mm²
37469 | 1421600000 | CS1,6E26-24 SN I1,4 | PCB plug-in connector, Crimp contact, Individual contact, Pin – standard, tinned, Max. clamping range : 0.25 mm²
37470 | 1421700000 | CSL1,6E26-24 SN I1,4 | PCB plug-in connector, Crimp contact, Individual contact, Pin – long, tinned, Max. clamping range : 0.25 mm²
37471 | 1421800000 | CB1,6R26-24 SN I1,4 | PCB plug-in connector, Crimp contact, Reel packaged, Socket connector, tinned, Max. clamping range : 0.25 mm²
37472 | 1421900000 | CB1,6E26-24 SN I1,4 | PCB plug-in connector, Crimp contact, Individual contact, Socket connector, tinned, Max. clamping range : 0.25 mm²
37473 | 1422500000 | CS1,6R22-20 AU,75 I1,8 | PCB plug-in connector, Crimp contact, Reel packaged, Pin – standard, Gold-plated, Max. clamping range : 0.5 mm²
37474 | 1422600000 | CS1,6E22-20 AU,75 I1,8 | PCB plug-in connector, Crimp contact, Individual contact, Pin – standard, Gold-plated, Max. clamping range : 0.5 mm²
37475 | 1422700000 | CSL1,6E22-20 AU,75 I1,8 | PCB plug-in connector, Crimp contact, Individual contact, Pin – long, Gold-plated, Max. clamping range : 0.5 mm²
37476 | 1422800000 | CB1,6R22-20 AU,75 I1,8 | PCB plug-in connector, Crimp contact, Reel packaged, Socket connector, Gold-plated, Max. clamping range : 0.5 mm²
37477 | 1422900000 | CB1,6E22-20 AU,75 I1,8 | PCB plug-in connector, Crimp contact, Individual contact, Socket connector, Gold-plated, Max. clamping range : 0.5 mm²
37478 | 1423500000 | CS1,6R22-20 SN I1,8 | PCB plug-in connector, Crimp contact, Reel packaged, Pin – standard, tinned, Max. clamping range : 0.5 mm²
37479 | 1423600000 | CS1,6E22-20 SN I1,8 | PCB plug-in connector, Crimp contact, Individual contact, Pin – standard, tinned, Max. clamping range : 0.5 mm²
37480 | 1423700000 | CSL1,6E22-20 SN I1,8 | PCB plug-in connector, Crimp contact, Individual contact, Pin – long, tinned, Max. clamping range : 0.5 mm²
37481 | 1423800000 | CB1,6R22-20 SN I1,8 | PCB plug-in connector, Crimp contact, Reel packaged, Socket connector, tinned, Max. clamping range : 0.5 mm²
37482 | 1423900000 | CB1,6E22-20 SN I1,8 | PCB plug-in connector, Crimp contact, Individual contact, Socket connector, tinned, Max. clamping range : 0.5 mm²
37483 | 1424500000 | CS1,6R22-20 AU,75 I2,5 | PCB plug-in connector, Crimp contact, Reel packaged, Pin – standard, Gold-plated, Max. clamping range : 0.5 mm²
37484 | 1424600000 | CS1,6E22-20 AU,75 I2,5 | PCB plug-in connector, Crimp contact, Individual contact, Pin – standard, Gold-plated, Max. clamping range : 0.5 mm²
37485 | 1424700000 | CSL1,6E22-20 AU,75 I2,5 | PCB plug-in connector, Crimp contact, Individual contact, Pin – long, Gold-plated, Max. clamping range : 0.5 mm²
37486 | 1424800000 | CB1,6R22-20 AU,75 I2,5 | PCB plug-in connector, Crimp contact, Reel packaged, Socket connector, Gold-plated, Max. clamping range : 0.5 mm²
37487 | 1424900000 | CB1,6E22-20 AU,75 I2,5 | PCB plug-in connector, Crimp contact, Individual contact, Socket connector, Gold-plated, Max. clamping range : 0.5 mm²
37488 | 1425500000 | CS1,6R22-20 SN I2,5 | PCB plug-in connector, Crimp contact, Reel packaged, Pin – standard, tinned, Max. clamping range : 0.5 mm²
37489 | 1425600000 | CS1,6E22-20 SN I2,5 | PCB plug-in connector, Crimp contact, Individual contact, Pin – standard, tinned, Max. clamping range : 0.5 mm²
37490 | 1425700000 | CSL1,6E22-20 SN I2,5 | PCB plug-in connector, Crimp contact, Individual contact, Pin – long, tinned, Max. clamping range : 0.5 mm²
37491 | 1425800000 | CB1,6R22-20 SN I2,5 | PCB plug-in connector, Crimp contact, Reel packaged, Socket connector, tinned, Max. clamping range : 0.5 mm²
37492 | 1425900000 | CB1,6E22-20 SN I2,5 | PCB plug-in connector, Crimp contact, Individual contact, Socket connector, tinned, Max. clamping range : 0.5 mm²
37493 | 1426500000 | CS1,6R18-16 AU,75 I2,5 | PCB plug-in connector, Crimp contact, Reel packaged, Pin – standard, Gold-plated, Max. clamping range : 1.5 mm²
37494 | 1426600000 | CS1,6E18-16 AU,75 I2,5 | PCB plug-in connector, Crimp contact, Individual contact, Pin – standard, Gold-plated, Max. clamping range : 1.5 mm²
37495 | 1426700000 | CSL1,6E18-16 AU,75 I2,5 | PCB plug-in connector, Crimp contact, Individual contact, Pin – long, Gold-plated, Max. clamping range : 1.5 mm²
37496 | 1426800000 | CB1,6R18-16 AU,75 I2,5 | PCB plug-in connector, Crimp contact, Reel packaged, Socket connector, Gold-plated, Max. clamping range : 1.5 mm²
37497 | 1426900000 | CB1,6E18-16 AU,75 I2,5 | PCB plug-in connector, Crimp contact, Individual contact, Socket connector, Gold-plated, Max. clamping range : 1.5 mm²
37498 | 1427500000 | CS1,6R18-16 SN I2,5 | PCB plug-in connector, Crimp contact, Reel packaged, Pin – standard, tinned, Max. clamping range : 1.5 mm²
37499 | 1427600000 | CS1,6E18-16 SN I2,5 | PCB plug-in connector, Crimp contact, Individual contact, Pin – standard, tinned, Max. clamping range : 1.5 mm²
37500 | 1427700000 | CSL1,6E18-16 SN I2,5 | PCB plug-in connector, Crimp contact, Individual contact, Pin – long, tinned, Max. clamping range : 1.5 mm²
37501 | 1427800000 | CB1,6R18-16 SN I2,5 | PCB plug-in connector, Crimp contact, Reel packaged, Socket connector, tinned, Max. clamping range : 1.5 mm²
37502 | 1427900000 | CB1,6E18-16 SN I2,5 | PCB plug-in connector, Crimp contact, Individual contact, Socket connector, tinned, Max. clamping range : 1.5 mm²
37503 | 1428600000 | CS1,6E14-12 AU,75 I3,5 | PCB plug-in connector, Crimp contact, Individual contact, Pin – standard, Gold-plated, Max. clamping range : 2.5 mm²
37504 | 1428700000 | CSL1,6E14-12 AU,75 I3,5 | PCB plug-in connector, Crimp contact, Individual contact, Pin – long, Gold-plated, Max. clamping range : 2.5 mm²
37505 | 1428900000 | CB1,6E14-12 AU,75 I3,5 | PCB plug-in connector, Crimp contact, Individual contact, Socket connector, Gold-plated, Max. clamping range : 2.5 mm²
37506 | 1429600000 | CS1,6E14-12 SN I3,5 | PCB plug-in connector, Crimp contact, Individual contact, Pin – standard, tinned, Max. clamping range : 2.5 mm²
37507 | 1429700000 | CSL1,6E14-12 SN I3,5 | PCB plug-in connector, Crimp contact, Individual contact, Pin – long, tinned, Max. clamping range : 2.5 mm²
37508 | 1429900000 | CB1,6E14-12 SN I3,5 | PCB plug-in connector, Crimp contact, Individual contact, Socket connector, tinned, Max. clamping range : 2.5 mm²
37509 | 1480100000 | DFFC 1.5-2.5 SN 2500 | PCB plug-in connector, Crimp contact, Contact, tinned, Max. clamping range : 2.5 mm²
37510 | 1539860000 | TOP1.5GS BB OR | Printed circuit board terminals, Accessories, Mounting block, orange, Number of poles: 1
37511 | 1563400000 | RSV1,6 ZE09 BK BX | PCB plug-in connector, Accessories, Strain relief, black, Number of poles: 9
37512 | 1565790000 | CSL1,6R18-16 AU,75 I2,5 | PCB plug-in connector, Crimp contact, Reel packaged, Pin – long, Gold-plated, Max. clamping range : 1.5 mm²
37513 | 1565810000 | CSL1,6R18-16 SN I2,5 | PCB plug-in connector, Crimp contact, Reel packaged, Pin – long, tinned, Max. clamping range : 1.5 mm²
37514 | 1565820000 | CSL1,6R22-20 AU,75 I2,5 | PCB plug-in connector, Crimp contact, Reel packaged, Pin – long, Gold-plated, Max. clamping range : 0.5 mm²
37515 | 1565870000 | CSL1,6R22-20 SN I1,8 | PCB plug-in connector, Crimp contact, Reel packaged, Pin – long, tinned, Max. clamping range : 0.5 mm²
37516 | 1565900000 | CSL1,6R26-24 SN I1,4 | PCB plug-in connector, Crimp contact, Reel packaged, Pin – long, tinned, Max. clamping range : 0.25 mm²
37517 | 1567060000 | DFFC 0.5-1.0 SN E | PCB plug-in connector, Crimp contact, Contact, tinned, Max. clamping range : 1 mm²
37518 | 1582250000 | CS1,6E18-16 AU,75 I3,5 | PCB plug-in connector, Crimp contact, Individual contact, Pin – standard, Gold-plated, Max. clamping range : 1.5 mm²
37519 | 1582270000 | CS1,6E18-16 SN I3,5 | PCB plug-in connector, Crimp contact, Individual contact, Pin – standard, tinned, Max. clamping range : 1.5 mm²
37520 | 1582290000 | CS1,6E14-12 AU,75 I4,2 | PCB plug-in connector, Crimp contact, Individual contact, Pin – standard, Gold-plated, Max. clamping range : 2.5 mm²
37521 | 1582310000 | CS1,6E14-12 SN I4,2 | PCB plug-in connector, Crimp contact, Individual contact, Pin – standard, tinned, Max. clamping range : 2.5 mm²
37522 | 1582330000 | CSL1,6E18-16 AU,75 I3,5 | PCB plug-in connector, Crimp contact, Individual contact, Pin – long, Gold-plated, Max. clamping range : 1.5 mm²
37523 | 1582350000 | CSL1,6E18-16 SN I3,5 | PCB plug-in connector, Crimp contact, Individual contact, Pin – long, tinned, Max. clamping range : 1.5 mm²
37524 | 1582370000 | CSL1,6E14-12 AU,75 I4,2 | PCB plug-in connector, Crimp contact, Individual contact, Pin – long, Gold-plated, Max. clamping range : 2.5 mm²
37525 | 1582390000 | CSL1,6E14-12 SN I4,2 | PCB plug-in connector, Crimp contact, Individual contact, Pin – long, tinned, Max. clamping range : 2.5 mm²
37526 | 1582410000 | CB1,6E18-16 AU,75 I3,5 | PCB plug-in connector, Crimp contact, Individual contact, Socket connector, Gold-plated, Max. clamping range : 1.5 mm²
37527 | 1582430000 | CB1,6E18-16 SN I3,5 | PCB plug-in connector, Crimp contact, Individual contact, Socket connector, tinned, Max. clamping range : 1.5 mm²
37528 | 1582450000 | CB1,6E14-12 AU,75 I4,2 | PCB plug-in connector, Crimp contact, Individual contact, Socket connector, Gold-plated, Max. clamping range : 2.5 mm²
37529 | 1582470000 | CB1,6E14-12 SN I4,2 | PCB plug-in connector, Crimp contact, Individual contact, Socket connector, tinned, Max. clamping range : 2.5 mm²
37530 | 1594200000 | SLA BB14 OR | PCB plug-in connector, Accessories, Mounting block, orange, Number of poles: 1
37531 | 1595230000 | DSTV TS 6 VH | Heavy-duty connectors, Accessories, Terminal rail mounting system
37532 | 1595240000 | DSTV TS 10-24 VH | Heavy-duty connectors, Accessories, Terminal rail mounting system
37533 | 1598080000 | SAKK 4 KER/WS | SAK Series, Feed-through terminal, Rated cross-section: 4 mm², Screw connection, Direct mounting
37534 | 1598090000 | SAKK 10 KER/WS | SAK Series, Feed-through terminal, Rated cross-section: 10 mm², Screw connection, Direct mounting
37535 | 1604120000 | SLA BB11R OR | PCB plug-in connector, Accessories, Mounting block, orange, Number of poles: 1
37536 | 1604250000 | DFFC 0.22-0.35 SN E | PCB plug-in connector, Crimp contact, Contact, tinned, Max. clamping range : 0.35 mm²
37537 | 1607710000 | ESO 5 DIN A4 WS | Terminal markers, Insert markers, 40 x 16.5 mm, white
37538 | 1607720000 | ESO 7 DIN A4 WS | Terminal markers, Insert markers, 27 x 6.3 mm, white
37539 | 1608890000 | ZQV 2.5/5 | Accessories, Cross-connector, 24 A
37540 | 1608910000 | ZQV 2.5/7 | Accessories, Cross-connector, 24 A
37541 | 1608920000 | ZQV 2.5/8 | Accessories, Cross-connector, 24 A
37542 | 1608930000 | ZQV 2.5/9 | Accessories, Cross-connector, 24 A
37543 | 1608980000 | ZQV 4/5 GE | Accessories, Cross-connector, 32 A
37544 | 1608990000 | ZQV 4/6 GE | Accessories, Cross-connector, 32 A
37545 | 1609000000 | ZQV 4/7 GE | Accessories, Cross-connector, 32 A
37546 | 1609010000 | ZQV 4/8 GE | Accessories, Cross-connector, 32 A
37547 | 1609020000 | ZQV 4/9 GE | Accessories, Cross-connector, 32 A
37548 | 1609030000 | ZQV 4/10 GE | Accessories, Cross-connector, 32 A
37549 | 1609080000 | ZAD 2/4 | Z-series, Cover
37550 | 1609110000 | ZAD 1/4 | Z-series, Cover
37551 | 1609120000 | ZAD 3/4 | Z-series, Cover
37552 | 1609820000 | DEK 5/6 MC NE WS | Dekafix, Terminal marker, 5 x 6 mm, Pitch in mm (P): 6.00 Weidmueller, white
37553 | 1609900000 | WS 12/6 MC NE WS | WS, Terminal marker, 12 x 6 mm, Pitch in mm (P): 6.00 Weidmueller, Allen-Bradley, white
37554 | 1609920000 | WS 12/6.5 MC NE WS | WS, Terminal marker, 12 x 6.5 mm, Pitch in mm (P): 6.50 Weidmueller, Allen-Bradley, white
37555 | 1610840000 | ZAP TNHE/ZSI2.5 | Z-series, End plate
37556 | 1611930000 | ZGB 30 | Terminal markers, Terminal marker, 32 x 7 mm, Pitch in mm (P): 5.00 Weidmueller, white
37557 | 1613940000 | STVS 10 ZE SW | PCB plug-in connector, Accessories, Strain relief, black, Number of poles: 10
37558 | 1614280000 | ZRH 2.5/3 | Z-series, Reducing sleeve
37559 | 1614290000 | ZRH 2.5/2 GR/V0 | Z-series, Reducing sleeve
37560 | 1614300000 | ZRH 2.5/1 WS | Z-series, Reducing sleeve
37561 | 1631350000 | ESO 5 DIN A4 GE | Terminal markers, Insert markers, 40 x 16.5 mm, yellow
37562 | 1631920000 | ESO 5 S DIN A4 WS | Terminal markers, Insert markers, 40 x 7 mm, white
37563 | 1631930000 | SCHT 5 S | SCHT, Terminal marker, 44.5 x 9.5 mm, Pitch in mm (P): 5.00 Weidmueller, beige
37564 | 1631940000 | STR 5 S F.SCHT 5 S | Terminal markers, Protective cap, 40 x 7 mm, Transparent
37565 | 1632130000 | ZRH 1.5N/2 | Z-series, Reducing sleeve
37566 | 1632140000 | ZRH 1.5N/1 | Z-series, Reducing sleeve
37567 | 1634780000 | ESO 7 DIN A4 GE | Terminal markers, Insert markers, 27 x 6.3 mm, yellow
37568 | 1636510000 | ESO 15 DIN A4 WS | Terminal markers, Insert markers, 15 x 6 mm, white
37569 | 1636520000 | STR 15 F. ZGB 15 | Terminal markers, Protective cap, 15 x 6.3 mm, Transparent
37570 | 1636530000 | ZGB 15 | Terminal markers, Terminal marker, 15 x 7 mm, Pitch in mm (P): 5.00 Weidmueller, white
37571 | 1636640000 | ZRH 4/1 WS | Z-series, Reducing sleeve
37572 | 1651840000 | BLDT 5.08/12/-B SN OR BX | PCB plug-in connector, female plug, 5.08 mm, Number of poles: 12, 90°/270°, Clamping yoke connection, Clamping range, max. : 3.31 mm², Box
37573 | 1665940000 | ADS/6-1/9 | Heavy-duty connectors, Accessories, Adapter plate, Size: 3, Plastic, grey, 3
37574 | 1665950000 | ADS/6-2/9 | Heavy-duty connectors, Accessories, Adapter plate, Size: 3, Plastic, grey, 3
37575 | 1666200000 | ADS/6-1/15 | Heavy-duty connectors, Accessories, Adapter plate, Size: 3, Plastic, grey, 3
37576 | 1666210000 | ADS/6-2/15 | Heavy-duty connectors, Accessories, Adapter plate, Size: 3, Plastic, grey, 3
37577 | 1666220000 | ADS/10-1/25 | Heavy-duty connectors, Accessories, Adapter plate, Size: 4, Plastic, grey, 4
37578 | 1666230000 | ADS/10-2/25 | Heavy-duty connectors, Accessories, Adapter plate, Size: 4, Plastic, grey, 4
37579 | 1666320000 | ADS/16-1/25 | Heavy-duty connectors, Accessories, Adapter plate, Size: 6, Plastic, grey, 6
37580 | 1666330000 | ADS/16-2/25 | Heavy-duty connectors, Accessories, Adapter plate, Size: 6, Plastic, grey, 6
37581 | 1666340000 | ADS/16-1/37 | Heavy-duty connectors, Accessories, Adapter plate, Size: 6, Plastic, grey, 6
37582 | 1666350000 | ADS/16-2/37 | Heavy-duty connectors, Accessories, Adapter plate, Size: 6, Plastic, grey, 6
37583 | 1666460000 | ADS/16-1/50 | Heavy-duty connectors, Accessories, Adapter plate, Size: 6, Plastic, grey, 6
37584 | 1666470000 | ADS/16-2/50 | Heavy-duty connectors, Accessories, Adapter plate, Size: 6, Plastic, grey, 6
37585 | 1670370000 | ESO 5 P DIN A4 WS | Terminal markers, Insert markers, 40 x 16.5 mm, white
37586 | 1670380000 | ESO 5 P DIN A4 GE | Terminal markers, Insert markers, 40 x 16.5 mm, yellow
37587 | 1670400000 | ESO 7 P DIN A4 GE | Terminal markers, Insert markers, 27 x 6.3 mm, yellow
37588 | 1674730000 | ZAP/TW ZDK2.5 | Z-series, End plate, Partition plate
37589 | 1677140000 | MF 8/5 MC NE WS | MultiFit, Terminal marker, 8 x 5 mm, Pitch in mm (P): 5.00 Phoenix, Wieland, Legrand, Telemecanique, Entrelec, WAGO, white
37590 | 1677160000 | MF 10/5 MC NE WS | MultiFit, Terminal marker, 10 x 5 mm, Pitch in mm (P): 5.00 Phoenix, Wieland, Legrand, Telemecanique, Entrelec, white
37591 | 1677180000 | MF 12/5 MC NE WS | MultiFit, Terminal marker, 12 x 5 mm, Pitch in mm (P): 5.00 Phoenix, Wieland, Legrand, Telemecanique, Entrelec, WAGO, white
37592 | 1677220000 | MF 10/6 MC NE WS | MultiFit, Terminal marker, 10 x 6 mm, Pitch in mm (P): 6.00 Phoenix, Wieland, Legrand, Telemecanique, Entrelec, white
37593 | 1678800000 | ZRH 1.5H/2 | Z-series, Reducing sleeve
37594 | 1678810000 | ZRH 1.5H/1 | Z-series, Reducing sleeve
37595 | 1686160000 | PAGETAB 15/9 | Device markers, Device markers, 9 x 15 mm, yellow
37596 | 1686170000 | PAGETAB 19/11 | Device markers, Device markers, 11 x 19 mm, yellow
37597 | 1686180000 | PAGETAB 20/8 | Device markers, Device markers, 8 x 20 mm, yellow
37598 | 1686190000 | PAGETAB 28/11 | Device markers, Device markers, 11 x 28 mm, yellow
37599 | 1686200000 | PAGETAB 38/11 | Device markers, Device markers, 11 x 38 mm, yellow
37600 | 1686210000 | PAGETAB 56/22 | Device markers, Device markers, 22 x 56 mm, yellow
37601 | 1686220000 | PAGETAB 60/35 | Device markers, Device markers, 35 x 60 mm, yellow
37602 | 1690080000 | ZAP/TW ZDK2.5 OR | Z-series, End plate, Partition plate
37603 | 1693830000 | ZQV 2.5N/5 GE | Z-series, Cross-connector, 24 A
37604 | 1693890000 | ZQV 2.5N/50 GE | Z-series, Cross-connector, 24 A
37605 | 1700550001 | MARKO-C.100X100X100 B/DR | Device markers, Device markers, 100 x 100 mm, yellow
37606 | 1718110000 | ZQV 2.5N/5 SW | Z-series, Cross-connector, For the terminals, Number of poles: 5
37607 | 1718170000 | ZQV 2.5N/50 RT | Z-series, Cross-connector, For the terminals, Number of poles: 50
37608 | 1718180000 | ZQV 2.5N/50 BL | Accessories, Cross-connector, 24 A
37609 | 1718190000 | ZQV 2.5N/50 SW | Z-series, Cross-connector, For the terminals, Number of poles: 50
37610 | 1718370000 | ZAP ZDLD2.5-2 | Z-series, End plate
37611 | 1719740000 | EWS M 25X1,5 | EWS (drainage device), Compensating element, M 25, 5 mm, Polyamide
37612 | 1720520000 | VG 21-K68 SKS | VG K SZS (standard plastic cable gland with anti-kink coils), Cable glands, PG 21, 11 mm, OD min. 13 - OD max. 18 mm, Polyamide 6
37613 | 1720890000 | ZHP ZDL2.5S BL | Z-series, Fixing plate
37614 | 1720900000 | ZAP ZDL2.5S | Z-series, End plate
37615 | 1720910000 | ZAP ZDL2.5 | Z-series, End plate
37616 | 1723430000 | SLA BB1R OR | PCB plug-in connector, Accessories, Mounting block, orange, Number of poles: 1
37617 | 1736340000 | SZS M40 | SZS (serrated washer), Retaining toothed washers, M 40, Stainless steel 1.4404 (316L)
37618 | 1736350000 | SZS M50 | SZS (serrated washer), Retaining toothed washers, M 50, Stainless steel 1.4404 (316L)
37619 | 1736360000 | SZS M63 | SZS (serrated washer), Retaining toothed washers, M 63, Stainless steel 1.4404 (316L)
37620 | 1736480000 | EA-RING MS/M 16 | EA (earthing rings), Earthing ring, M 16, Brass, nickel-plated
37621 | 1736490000 | EA-RING MS/M 20 | EA (earthing rings), Earthing ring, M 20, Brass, nickel-plated
37622 | 1736500000 | EA-RING MS/M 25 | EA (earthing rings), Earthing ring, M 25, Brass, nickel-plated
37623 | 1736510000 | EA-RING MS/M 32 | EA (earthing rings), Earthing ring, M 32, Brass, nickel-plated
37624 | 1737040000 | SKMU M50 MS | SKMU MS (brass locknut), Locknut, M 50, 5 mm, Brass, nickel-plated
37625 | 1737050000 | SKMU M63 MS | SKMU MS (brass locknut), Locknut, M 63, 6 mm, Brass, nickel-plated
37626 | 1737060000 | SKMU M75 MS | SKMU MS (brass locknut), Locknut, M 75, 7 mm, Brass, nickel-plated
37627 | 1739660000 | ZAP ZDU10/16S | Z-series, End plate
37628 | 1745150000 | ZAP/TW ZDU16 | Z-series, End plate, Partition plate
37629 | 1745160000 | ZAP/TW ZDU16 OR | Z-series, End plate, Partition plate
37630 | 1745180000 | ZHP Z/W BL | Z-series, Intermediate plate
37631 | 1745210000 | ZAD 5/5 | Z-series, Cover
37632 | 1745420000 | AP ZDTR2.5 | Z-series, End plate
37633 | 1745710000 | BL 3.50 AH16 BK BX | PCB plug-in connector, Accessories, Hood, black, Number of poles: 16
37634 | 1746070000 | MODUFLEX C-MW | Heavy-duty connectors, MODUFLEX C, Modulflex C frame
37635 | 1746730000 | ZAD 4/5 | Z-series, Cover
37636 | 1747350000 | TS 35X7.5 2M/CRN | Rail, TS 35, TS 35 x 7.5, without slot, Stainless steel, rust-proof, untreated
37637 | 1748660000 | ZAP/TW ZDU10 | Z-series, End plate, Partition plate
37638 | 1748670000 | ZAP/TW ZDU10 OR | Z-series, End plate, Partition plate
37639 | 1748800000 | ZAP/TW ZDK2.5 BL | Z-series, End plate, Partition plate
37640 | 1749580000 | ZAP/TW 10/16 | Z-series, End plate, Partition plate
37641 | 1749590000 | ZAP/TW 10/16 OR | Z-series, End plate, Partition plate
37642 | 1752620000 | ZAD 6/5 | Z-series, Cover
37643 | 1757960000 | ZHP ZDU4/NT | Z-series, Fixing plate, blue, 3 mm
37644 | 1762360000 | SCHT 5 VO | SCHT, Terminal marker, 44.5 x 19.5 mm, Pitch in mm (P): 5.00 beige
37645 | 1762370000 | SCHT 5 S V0 | SCHT, Terminal marker, 44.5 x 9.5 mm, Pitch in mm (P): 5.00 beige
37646 | 1764100000 | ZAP/TW ZDU16 BL | Z-series, End plate, Partition plate
37647 | 1764110000 | ZAP/TW ZDU10 BL | Z-series, End plate, Partition plate
37648 | 1764560000 | ZAD 1/4-2 GE | Z-series, Cover
37649 | 1768390000 | LM WO 25.4/57 GE | LaserMark, Conductor and cable markers, 6.8 - 12 mm, 25.4 x 57 mm, yellow
37650 | 1768520000 | ZAP/TW 10/16 BL | Z-series, End plate, Partition plate
37651 | 1771870000 | ZTW ZTL6 | Z-series, Partition plate
37652 | 1771880000 | ZTW ZTL6 OR | Z-series, Partition plate
37653 | 1773551686 | WS 12/6 MC NE RT | WS, Terminal marker, 12 x 6 mm, Pitch in mm (P): 6.00 Weidmueller, Allen-Bradley, red
37654 | 1773551687 | WS 12/6 MC NE GE | WS, Terminal marker, 12 x 6 mm, Pitch in mm (P): 6.00 Weidmueller, Allen-Bradley, yellow
37655 | 1773551689 | WS 12/6 MC NE VI | WS, Terminal marker, 12 x 6 mm, Pitch in mm (P): 6.00 Weidmueller, Allen-Bradley, violet
37656 | 1773551690 | WS 12/6 MC NE OR | WS, Terminal marker, 12 x 6 mm, Pitch in mm (P): 6.00 Weidmueller, Allen-Bradley, orange
37657 | 1773551692 | WS 12/6 MC NE BR | WS, Terminal marker, 12 x 6 mm, Pitch in mm (P): 6.00 Weidmueller, Allen-Bradley, brown
37658 | 1773551693 | WS 12/6 MC NE BL | WS, Terminal marker, 12 x 6 mm, Pitch in mm (P): 6.00 Weidmueller, Allen-Bradley, blue
37659 | 1773561686 | WS 12/6.5 MC NE RT | WS, Terminal marker, 12 x 6.5 mm, Pitch in mm (P): 6.50 Weidmueller, Allen-Bradley, red
37660 | 1773561687 | WS 12/6.5 MC NE GE | WS, Terminal marker, 12 x 6.5 mm, Pitch in mm (P): 6.50 Weidmueller, Allen-Bradley, yellow
37661 | 1773561693 | WS 12/6.5 MC NE BL | WS, Terminal marker, 12 x 6.5 mm, Pitch in mm (P): 6.50 Weidmueller, Allen-Bradley, blue
37662 | 1776030000 | ZAP/TW ZDU1.5/2AN | Z-series, End plate, Partition plate
37663 | 1776060000 | ZAP/TW ZDU1.5/3AN | Z-series, End plate, Partition plate
37664 | 1776090000 | ZAP/TW ZDU1.5/4AN | Z-series, End plate, Partition plate
37665 | 1778270000 | WS 12/3.5 MC NE WS | WS, Terminal marker, 12 x 3.5 mm, Pitch in mm (P): 3.50 Weidmueller, Allen-Bradley, white
37666 | 1778290000 | ZGB 30/3.5 | Terminal markers, Terminal marker, 32 x 7 mm, Pitch in mm (P): 3.50 white
37667 | 1781940000 | ZAD 7/4 | Z-series, Cover
37668 | 1782490000 | TOP1.5GS15/180 5 2ST OR | Printed circuit board terminals, 5.08 mm, Number of poles: 15, 180°, Solder pin length (l): 4.5 mm, tinned, orange, TOP connection, Clamping range, max. : 2.5 mm², Box
37669 | 1791080000 | LU 10.16/02/90 3.2SN GY BX | Printed circuit board terminals, 10.16 mm, Number of poles: 2, 90°, Solder pin length (l): 3.2 mm, tinned, Pebble grey, Clamping yoke connection, Clamping range, max. : 16 mm², Box
37670 | 1791090000 | LU 10.16/04/90 3.2SN GY BX | Printed circuit board terminals, 10.16 mm, Number of poles: 4, 90°, Solder pin length (l): 3.2 mm, tinned, Pebble grey, Clamping yoke connection, Clamping range, max. : 16 mm², Box
37671 | 1797580000 | HDC RAILMATE BASIS | Heavy-duty connectors, Accessories, Terminal rail mounting system
37672 | 1797620000 | SL-SMT 5.00HC/02/90 1.5SN BK RL | PCB plug-in connector, male header, open side, THT/THR solder connection, 5.00 mm, Number of poles: 2, 90°, Solder pin length (l): 1.5 mm, tinned, black, Tape
37673 | 1797630000 | SL-SMT 5.00HC/03/90 1.5SN BK RL | PCB plug-in connector, male header, open side, THT/THR solder connection, 5.00 mm, Number of poles: 3, 90°, Solder pin length (l): 1.5 mm, tinned, black, Tape
37674 | 1797640000 | SL-SMT 5.00HC/04/90 1.5SN BK RL | PCB plug-in connector, male header, open side, THT/THR solder connection, 5.00 mm, Number of poles: 4, 90°, Solder pin length (l): 1.5 mm, tinned, black, Tape
37675 | 1797650000 | SL-SMT 5.00HC/05/90 1.5SN BK RL | PCB plug-in connector, male header, open side, THT/THR solder connection, 5.00 mm, Number of poles: 5, 90°, Solder pin length (l): 1.5 mm, tinned, black, Tape
37676 | 1797660000 | SL-SMT 5.00HC/06/90 1.5SN BK RL | PCB plug-in connector, male header, open side, THT/THR solder connection, 5.00 mm, Number of poles: 6, 90°, Solder pin length (l): 1.5 mm, tinned, black, Tape
37677 | 1797670000 | SL-SMT 5.00HC/07/90 1.5SN BK RL | PCB plug-in connector, male header, open side, THT/THR solder connection, 5.00 mm, Number of poles: 7, 90°, Solder pin length (l): 1.5 mm, tinned, black, Tape
37678 | 1797680000 | SL-SMT 5.00HC/08/90 1.5SN BK RL | PCB plug-in connector, male header, open side, THT/THR solder connection, 5.00 mm, Number of poles: 8, 90°, Solder pin length (l): 1.5 mm, tinned, black, Tape
37679 | 1797690000 | SL-SMT 5.00HC/02/90G 1.5SN BK RL | PCB plug-in connector, male header, closed side, THT/THR solder connection, 5.00 mm, Number of poles: 2, 90°, Solder pin length (l): 1.5 mm, tinned, black, Tape
37680 | 1797700000 | SL-SMT 5.00HC/03/90G 1.5SN BK RL | PCB plug-in connector, male header, closed side, THT/THR solder connection, 5.00 mm, Number of poles: 3, 90°, Solder pin length (l): 1.5 mm, tinned, black, Tape
37681 | 1797710000 | SL-SMT 5.00HC/04/90G 1.5SN BK RL | PCB plug-in connector, male header, closed side, THT/THR solder connection, 5.00 mm, Number of poles: 4, 90°, Solder pin length (l): 1.5 mm, tinned, black, Tape
37682 | 1797720000 | SL-SMT 5.00HC/05/90G 1.5SN BK RL | PCB plug-in connector, male header, closed side, THT/THR solder connection, 5.00 mm, Number of poles: 5, 90°, Solder pin length (l): 1.5 mm, tinned, black, Tape
37683 | 1797730000 | SL-SMT 5.00HC/06/90G 1.5SN BK RL | PCB plug-in connector, male header, closed side, THT/THR solder connection, 5.00 mm, Number of poles: 6, 90°, Solder pin length (l): 1.5 mm, tinned, black, Tape
37684 | 1797740000 | SL-SMT 5.00HC/07/90G 1.5SN BK RL | PCB plug-in connector, male header, closed side, THT/THR solder connection, 5.00 mm, Number of poles: 7, 90°, Solder pin length (l): 1.5 mm, tinned, black, Tape
37685 | 1797750000 | SL-SMT 5.00HC/02/90LF 1.5SN BK RL | PCB plug-in connector, male header, Solder flange, THT/THR solder connection, 5.00 mm, Number of poles: 2, 90°, Solder pin length (l): 1.5 mm, tinned, black, Tape
37686 | 1797760000 | SL-SMT 5.00HC/03/90LF 1.5SN BK RL | PCB plug-in connector, male header, Solder flange, THT/THR solder connection, 5.00 mm, Number of poles: 3, 90°, Solder pin length (l): 1.5 mm, tinned, black, Tape
37687 | 1797770000 | SL-SMT 5.00HC/04/90LF 1.5SN BK RL | PCB plug-in connector, male header, Solder flange, THT/THR solder connection, 5.00 mm, Number of poles: 4, 90°, Solder pin length (l): 1.5 mm, tinned, black, Tape
37688 | 1797780000 | SL-SMT 5.00HC/05/90LF 1.5SN BK RL | PCB plug-in connector, male header, Solder flange, THT/THR solder connection, 5.00 mm, Number of poles: 5, 90°, Solder pin length (l): 1.5 mm, tinned, black, Tape
37689 | 1797790000 | SL-SMT 5.00HC/06/90LF 1.5SN BK RL | PCB plug-in connector, male header, Solder flange, THT/THR solder connection, 5.00 mm, Number of poles: 6, 90°, Solder pin length (l): 1.5 mm, tinned, black, Tape
37690 | 1797800000 | SL-SMT 5.00HC/02/180 1.5SN BK RL | PCB plug-in connector, male header, open side, THT/THR solder connection, 5.00 mm, Number of poles: 2, 180°, Solder pin length (l): 1.5 mm, tinned, black, Tape
37691 | 1797810000 | SL-SMT 5.00HC/03/180 1.5SN BK RL | PCB plug-in connector, male header, open side, THT/THR solder connection, 5.00 mm, Number of poles: 3, 180°, Solder pin length (l): 1.5 mm, tinned, black, Tape
37692 | 1797820000 | SL-SMT 5.00HC/04/180 1.5SN BK RL | PCB plug-in connector, male header, open side, THT/THR solder connection, 5.00 mm, Number of poles: 4, 180°, Solder pin length (l): 1.5 mm, tinned, black, Tape
37693 | 1797830000 | SL-SMT 5.00HC/05/180 1.5SN BK RL | PCB plug-in connector, male header, open side, THT/THR solder connection, 5.00 mm, Number of poles: 5, 180°, Solder pin length (l): 1.5 mm, tinned, black, Tape
37694 | 1797840000 | SL-SMT 5.00HC/06/180 1.5SN BK RL | PCB plug-in connector, male header, open side, THT/THR solder connection, 5.00 mm, Number of poles: 6, 180°, Solder pin length (l): 1.5 mm, tinned, black, Tape
37695 | 1797850000 | SL-SMT 5.00HC/07/180 1.5SN BK RL | PCB plug-in connector, male header, open side, THT/THR solder connection, 5.00 mm, Number of poles: 7, 180°, Solder pin length (l): 1.5 mm, tinned, black, Tape
37696 | 1797860000 | SL-SMT 5.00HC/08/180 1.5SN BK RL | PCB plug-in connector, male header, open side, THT/THR solder connection, 5.00 mm, Number of poles: 8, 180°, Solder pin length (l): 1.5 mm, tinned, black, Tape
37697 | 1797870000 | SL-SMT 5.00HC/02/180G 1.5SN BK RL | PCB plug-in connector, male header, closed side, THT/THR solder connection, 5.00 mm, Number of poles: 2, 180°, Solder pin length (l): 1.5 mm, tinned, black, Tape
37698 | 1797880000 | SL-SMT 5.00HC/03/180G 1.5SN BK RL | PCB plug-in connector, male header, closed side, THT/THR solder connection, 5.00 mm, Number of poles: 3, 180°, Solder pin length (l): 1.5 mm, tinned, black, Tape
37699 | 1797890000 | SL-SMT 5.00HC/04/180G 1.5SN BK RL | PCB plug-in connector, male header, closed side, THT/THR solder connection, 5.00 mm, Number of poles: 4, 180°, Solder pin length (l): 1.5 mm, tinned, black, Tape
37700 | 1797900000 | SL-SMT 5.00HC/05/180G 1.5SN BK RL | PCB plug-in connector, male header, closed side, THT/THR solder connection, 5.00 mm, Number of poles: 5, 180°, Solder pin length (l): 1.5 mm, tinned, black, Tape
37701 | 1797910000 | SL-SMT 5.00HC/06/180G 1.5SN BK RL | PCB plug-in connector, male header, closed side, THT/THR solder connection, 5.00 mm, Number of poles: 6, 180°, Solder pin length (l): 1.5 mm, tinned, black, Tape
37702 | 1797920000 | SL-SMT 5.00HC/07/180G 1.5SN BK RL | PCB plug-in connector, male header, closed side, THT/THR solder connection, 5.00 mm, Number of poles: 7, 180°, Solder pin length (l): 1.5 mm, tinned, black, Tape
37703 | 1797930000 | SL-SMT 5.00HC/02/180LF 1.5SN BK RL | PCB plug-in connector, male header, Solder flange, THT/THR solder connection, 5.00 mm, Number of poles: 2, 180°, Solder pin length (l): 1.5 mm, tinned, black, Tape
37704 | 1797940000 | SL-SMT 5.00HC/03/180LF 1.5SN BK RL | PCB plug-in connector, male header, Solder flange, THT/THR solder connection, 5.00 mm, Number of poles: 3, 180°, Solder pin length (l): 1.5 mm, tinned, black, Tape
37705 | 1797950000 | SL-SMT 5.00HC/04/180LF 1.5SN BK RL | PCB plug-in connector, male header, Solder flange, THT/THR solder connection, 5.00 mm, Number of poles: 4, 180°, Solder pin length (l): 1.5 mm, tinned, black, Tape
37706 | 1797960000 | SL-SMT 5.00HC/05/180LF 1.5SN BK RL | PCB plug-in connector, male header, Solder flange, THT/THR solder connection, 5.00 mm, Number of poles: 5, 180°, Solder pin length (l): 1.5 mm, tinned, black, Tape
37707 | 1797970000 | SL-SMT 5.00HC/06/180LF 1.5SN BK RL | PCB plug-in connector, male header, Solder flange, THT/THR solder connection, 5.00 mm, Number of poles: 6, 180°, Solder pin length (l): 1.5 mm, tinned, black, Tape
37708 | 1805980000 | TS 35X15/6X18 2M/ST/ZN | Rail, TS 35, TS 35 x 15, with slot, Steel, galvanic zinc plated and passivated
37709 | 1814690000 | ZSI 6-2/FC | Z-series, Fuse terminal, Rated cross-section: 6 mm², Tension-clamp connection, black, Direct mounting
37710 | 1814700000 | ZSI 6-2/FC LD | Z-series, Fuse terminal, Rated cross-section: 6 mm², Tension-clamp connection, black, Direct mounting
37711 | 1815580000 | ZP 2.5/1AN/12 | Z-series, Plug-in connector, dark beige, Direct mounting
37712 | 1818400000 | WS 10/6 M MC NE WS | WS, Terminal marker, 10 x 6 mm, Pitch in mm (P): 6.00 Weidmueller, Allen-Bradley, white
37713 | 1828450000 | WS 10/6 MC NE WS | WS, Terminal marker, 10 x 6 mm, Pitch in mm (P): 6.00 Weidmueller, Allen-Bradley, white
37714 | 1833350000 | WDU 10 GE | Feed-through terminal, Screw connection, 10 mm², 1000 V, 57 A, yellow
37715 | 1837380000 | TS 35X15/5X18 2M/ST/ZN | Rail, TS 35, TS 35 x 15, with slot, Steel, galvanic zinc plated and passivated
37716 | 1854490000 | DEK 5/5 PLUS MC NE WS | Dekafix, Terminal marker, 5 x 5 mm, Pitch in mm (P): 5.00 Weidmueller, white
37717 | 1854510000 | MF 10/5 CABUR MC NE WS | MultiFit, Terminal marker, 10 x 5 mm, Pitch in mm (P): 5.00 Cabur, white
37718 | 1854520000 | MF 12/5 CABUR MC NE WS | MultiFit, Terminal marker, 12 x 5 mm, Pitch in mm (P): 5.00 Cabur, white
37719 | 1856780000 | MFF 10/6 MC NE WS | MultiFit, Terminal marker, 10 x 6 mm, Pitch in mm (P): 6.00 Festo, white
37720 | 1859580000 | WZAD 95N/120N | W-Series, Additional connection
37721 | 1861510000 | LM MT300 27/8 GE | LaserMark, Device markers, 8 x 27 mm, yellow
37722 | 1865470000 | ET S7-400-TU-A4-1 | LaserMark, Device markers, 251 x 11.5 mm, Siemens, Turquoise
37723 | 1865480000 | ET S7-400-TU-A4-2 | LaserMark, Device markers, 251 x 11.5 mm, Siemens, Turquoise
37724 | 1866240000 | ZVLA SC ZPS2.5 | Z-series, Plug-in modular terminals, yellow, 15 mm
37725 | 1866250000 | ZVLA1 ZPS2.5 | Z-series, Plug-in modular terminals, yellow, 8.8 mm
37726 | 1866260000 | ZVLA RC ZPS2.5 | Z-series, Plug-in modular terminals, yellow, 8.8 mm
37727 | 1868440000 | MF 10/8 MC NE WS | MultiFit, Terminal marker, 10 x 8 mm, Pitch in mm (P): 8.00 Phoenix, Entrelec, white
37728 | 1872720000 | WZAD 50N | W-Series, Additional connection
37729 | 1878600000 | ZVLA DF ZPS2.5 | Z-series, Plug-in modular terminals, yellow
37730 | 1878610000 | ZVLA DF CL ZPS2.5 | Z-series, Plug-in modular terminals, yellow
37731 | 1878620000 | ZVR ZPS2.5 | Z-series, Locking clips, yellow, 15 mm
37732 | 1883450000 | LU 10.16/08/90 3.2SN GY BX | Printed circuit board terminals, 10.16 mm, Number of poles: 8, 90°, Solder pin length (l): 3.2 mm, tinned, Pebble grey, Clamping yoke connection, Clamping range, max. : 16 mm², Box
37733 | 1884210000 | SL-SMT 5.08HC/02/90G 3.2SN BK RL | PCB plug-in connector, male header, closed side, THT/THR solder connection, 5.08 mm, Number of poles: 2, 90°, Solder pin length (l): 3.2 mm, tinned, black, Tape
37734 | 1907520000 | DEK 5/5 PLUS MC NE GE | Dekafix, Terminal marker, 5 x 5 mm, Pitch in mm (P): 5.00 Weidmueller, yellow
37735 | 1909260000 | KDSU M20 BN O SC 2 G16 | KDSU (Klippon double seal universal Ex cable gland), Cable glands, M 20, 16 mm, Single-wire armouring, Metal foil armouring, Braided armouring, 0.1 - 1.25 mm, OD min. 9 - OD max. 13.5 mm, ID min. 3.40 - ID max. 8.40 mm, IP66, IP68 - 2.5 bar, Brass
37736 | 1909290000 | KDSU M20 BN O SC 2 G20S | KDSU (Klippon double seal universal Ex cable gland), Cable glands, M 20, 16 mm, Single-wire armouring, Metal foil armouring, Braided armouring, 0.1 - 1.25 mm, OD min. 11.5 - OD max. 16 mm, ID min. 7.20 - ID max. 11.70 mm, IP66, IP68 - 2.5 bar, Brass
37737 | 1909300000 | KDSU M20 BN O SC 2 G20 | KDSU (Klippon double seal universal Ex cable gland), Cable glands, M 20, 16 mm, Single-wire armouring, Metal foil armouring, Braided armouring, 0.1 - 1.25 mm, OD min. 15.5 - OD max. 21.1 mm, ID min. 9.40 - ID max. 14.00 mm, IP66, IP68 - 2.5 bar, Brass
37738 | 1909310000 | KDSU M25 BN O SC 2 G25 | KDSU (Klippon double seal universal Ex cable gland), Cable glands, M 25, 16 mm, Single-wire armouring, Metal foil armouring, Braided armouring, 0.1 - 1.6 mm, OD min. 20.3 - OD max. 27.4 mm, ID min. 13.50 - ID max. 20.00 mm, IP66, IP68 - 2.5 bar, Brass
37739 | 1909380000 | KSG M20 BN O SC 2 G16 | KSG (Klippon standard Ex cable gland), Cable glands, M 20, 16 mm, OD min. 4 - OD max. 8.4 mm, IP66, IP68 - 2.5 bar, Brass
37740 | 1909400000 | KSG M20 BN O SC 2 G20S | KSG (Klippon standard Ex cable gland), Cable glands, M 20, 16 mm, OD min. 7.2 - OD max. 11.7 mm, IP66, IP68 - 2.5 bar, Brass
37741 | 1909410000 | KSG M20 BN O SC 2 G20 | KSG (Klippon standard Ex cable gland), Cable glands, M 20, 16 mm, OD min. 9.6 - OD max. 14 mm, IP66, IP68 - 2.5 bar, Brass
37742 | 1909420000 | KSG M25 BN O SC 2 G25 | KSG (Klippon standard Ex cable gland), Cable glands, M 25, 16 mm, OD min. 13.5 - OD max. 20 mm, IP66, IP68 - 2.5 bar, Brass
37743 | 1911380000 | KDSU M20 BN O NI 2 G16 | KDSU (Klippon double seal universal Ex cable gland), Cable glands, M 20, 16 mm, Single-wire armouring, Metal foil armouring, Braided armouring, 0.1 - 1.25 mm, OD min. 9 - OD max. 13.5 mm, ID min. 3.40 - ID max. 8.40 mm, IP66, IP68 - 2.5 bar, Brass, nickel-plated
37744 | 1911390000 | KDSU M20 BN O NI 2 G20S | KDSU (Klippon double seal universal Ex cable gland), Cable glands, M 20, 16 mm, Single-wire armouring, Metal foil armouring, Braided armouring, 0.1 - 1.25 mm, OD min. 11.5 - OD max. 16 mm, ID min. 7.20 - ID max. 11.70 mm, IP66, IP68 - 2.5 bar, Brass, nickel-plated
37745 | 1911400000 | KDSU M20 BN O NI 2 G20 | KDSU (Klippon double seal universal Ex cable gland), Cable glands, M 20, 16 mm, Single-wire armouring, Metal foil armouring, Braided armouring, 0.1 - 1.25 mm, OD min. 15.5 - OD max. 21.1 mm, ID min. 9.40 - ID max. 14.00 mm, IP66, IP68 - 2.5 bar, Brass, nickel-plated
37746 | 1911420000 | KDSU M25 BN O NI 2 G25 | KDSU (Klippon double seal universal Ex cable gland), Cable glands, M 25, 16 mm, Single-wire armouring, Metal foil armouring, Braided armouring, 0.1 - 1.6 mm, OD min. 20.3 - OD max. 27.4 mm, ID min. 13.50 - ID max. 20.00 mm, IP66, IP68 - 2.5 bar, Brass, nickel-plated
37747 | 1911510000 | KSG M20 BN O NI 2 G16 | KSG (Klippon standard Ex cable gland), Cable glands, M 20, 16 mm, OD min. 4 - OD max. 8.4 mm, IP66, IP68 - 2.5 bar, Brass, nickel-plated
37748 | 1911540000 | KSG M20 BN O NI 2 G20S | KSG (Klippon standard Ex cable gland), Cable glands, M 20, 16 mm, OD min. 7.2 - OD max. 11.7 mm, IP66, IP68 - 2.5 bar, Brass, nickel-plated
37749 | 1911560000 | KSG M20 BN O NI 2 G20 | KSG (Klippon standard Ex cable gland), Cable glands, M 20, 16 mm, OD min. 9.6 - OD max. 14 mm, IP66, IP68 - 2.5 bar, Brass, nickel-plated
37750 | 1911570000 | KSG M25 BN O NI 2 G25 | KSG (Klippon standard Ex cable gland), Cable glands, M 25, 16 mm, OD min. 13.5 - OD max. 20 mm, IP66, IP68 - 2.5 bar, Brass, nickel-plated
37751 | 1912090000 | DEK 5/6 MC NE OR | Dekafix, Terminal marker, 5 x 6 mm, Pitch in mm (P): 6.00 Weidmueller, orange
37752 | 1917420000 | WS 10/6 MC M NE GN | WS, Terminal marker, 10 x 6 mm, Pitch in mm (P): 6.00 Weidmueller, Allen-Bradley, green
37753 | 1917430000 | WS 10/6 MC M NE GE | WS, Terminal marker, 10 x 6 mm, Pitch in mm (P): 6.00 Weidmueller, Allen-Bradley, yellow
37754 | 1917440000 | WS 10/6 MC M NE RT | WS, Terminal marker, 10 x 6 mm, Pitch in mm (P): 6.00 Weidmueller, Allen-Bradley, red
37755 | 1919870000 | ESO 8/20 P DIN A4 WS | Terminal markers, Insert markers, 20 x 7 mm, white
37756 | 1919880000 | ESO 8/20 P DIN A4 GE | Terminal markers, Insert markers, 20 x 7 mm, yellow
37757 | 1919890000 | ESO 8/20 DIN A4 WS | Terminal markers, Insert markers, 20 x 7 mm, white
37758 | 1919900000 | ESO 8/20 DIN A4 GE | Terminal markers, Insert markers, 20 x 7 mm, yellow
37759 | 1921740000 | VG H M25 MS | VG H (HDC halved cable gland), Cable glands, M 25, IP65, Brass, nickel-plated
37760 | 1924320000 | MCP KLEBESTREIFEN | Adhesive strip
37761 | 1924910000 | ZAP/TW ZDK 2.5/3AN | Z-series, End plate, Partition plate
37762 | 1927510000 | WS 12/5 PLUS MC NE WS | WS, Terminal marker, 12 x 5 mm, Pitch in mm (P): 5.00 Weidmueller, Allen-Bradley, white
37763 | 1927530000 | WS 12/6 PLUS MC NE WS | WS, Terminal marker, 12 x 6 mm, Pitch in mm (P): 6.00 Weidmueller, Allen-Bradley, white
37764 | 1934240000 | SLEH 5.08/2 LI12.5 2.4 SN BL BX | PCB plug-in connector, male header, THT solder connection, 5.08 mm, Number of poles: 2, 180°, Solder pin length (l): 2.4 mm, tinned, blue, Box
37765 | 1951870000 | WS 8/5 PLUS MC NE WS | WS, Terminal marker, 8 x 5 mm, Pitch in mm (P): 5.00 Weidmueller, Allen-Bradley, white
37766 | 1951880000 | WS 8/6 PLUS MC NE WS | WS, Terminal marker, 8 x 6 mm, Pitch in mm (P): 6.00 Weidmueller, white
37767 | 1954050000 | MF 5/10 MC NE WS | MultiFit, Terminal marker, 5 x 10 mm, Pitch in mm (P): 10.00 Phoenix, white
37768 | 1957340000 | MFF 10/6 MC NE GE | MultiFit, Terminal marker, 10 x 6 mm, Pitch in mm (P): 6.00 Festo, yellow
37769 | 1961880000 | AP 90 OR | Electronics housings, RS 90 orange, End plate, Width: 5 mm
37770 | 1964820000 | BFEL + BEMU WEW WTL 35 | W-Series, Fastening element
37771 | 1964830000 | WZAD 70N | W-Series, Additional connection
37772 | 1967600000 | DGSB IP30 D0 PT6 | FieldPower®, Field Power® sealing insert, TPE-U
37773 | 1968940000 | WF 12 NFF | Bolt-type screw terminals, Feed-through terminal, Rated cross-section: 120 mm², Threaded stud connection, Direct mounting
37774 | 1968950000 | WF 10 NFF | Bolt-type screw terminals, Feed-through terminal, Rated cross-section: 120 mm², Threaded stud connection
37775 | 1968960000 | WF 8 NFF | Bolt-type screw terminals, Feed-through terminal, Rated cross-section: 50 mm², Threaded stud connection
37776 | 1968990000 | WF 5 NFF | Bolt-type screw terminals, Feed-through terminal, Rated cross-section: 16 mm², Threaded stud connection
37777 | 1969000000 | WF 6 NFF | Bolt-type screw terminals, Feed-through terminal, Rated cross-section: 35 mm², Threaded stud connection
37778 | 3835020000 | PPT/35 | SAK Series, Test-disconnect terminal, Rated cross-section: 6 mm², Screw connection
37779 | 3896100000 | SP M6 15 MSZN | Klippon EBi (Essential Box industrial), Spacer, Height: 15 mm, Material: Steel, silver
37780 | 3896200000 | SP M6 20 MSZN | Klippon EBi (Essential Box industrial), Spacer, Height: 20 mm, Material: Steel, silver
37781 | 3896300000 | SP M6 30 MSZN | Klippon EBi (Essential Box industrial), Spacer, Height: 30 mm, Material: Steel, silver
37782 | 4323210000 | RKDG D11 PT6 | FieldPower®, Field Power® sealing insert, round, IP65, 9 mm - 11 mm
37783 | 4323220000 | RKDG D15 PT6 | FieldPower®, Field Power® sealing insert, round, IP65, 13 mm - 15 mm
37784 | 4323230000 | RKDG D13 PT6 | FieldPower®, Field Power® sealing insert, round, IP65, 11 mm - 13 mm
37785 | 4323240000 | DG D0 PT6 | FieldPower®, Field Power® sealing insert, IP65
37786 | 4324010000 | RKDG D17 PT6 | FieldPower®, Field Power® sealing insert, round, IP65, 15 mm - 17 mm
37787 | 4329610000 | RKDG D9 PT6 | FieldPower®, Field Power® sealing insert, round, IP65, 7 mm - 9 mm
37788 | 7906170000 | MK 3/8/E | Multipin terminal strip, Single- and multi-pole terminal strip, Rated cross-section: 2.5 mm², Screw connection, Direct mounting
37789 | 7906210000 | MK 3/12/E | Multipin terminal strip, Single- and multi-pole terminal strip, Rated cross-section: 2.5 mm², Screw connection, Direct mounting
37790 | 7906240000 | MK 6/4/E | Multipin terminal strip, Single- and multi-pole terminal strip, Rated cross-section: 6 mm², Screw connection, Direct mounting
37791 | 7906250000 | MK 6/5/E | Multipin terminal strip, Single- and multi-pole terminal strip, Rated cross-section: 6 mm², Screw connection, Direct mounting
37792 | 7906260000 | MK 6/6/E | Multipin terminal strip, Single- and multi-pole terminal strip, Rated cross-section: 6 mm², Screw connection, Direct mounting
37793 | 7907370000 | ZAP/TW6/3AN | Z-series, End plate, Partition plate
37794 | 7915060000 | TS 35X7.5/LL 2M/ST/SZ | Rail, TS 35, TS 35 x 7.5, with slot, Steel, galvanic zinc plated and passivated
37795 | 8799030000 | RRD321012 | RIDERSERIES RRD, Relay, Number of contacts: 3, CO contact with test button AgNi, Rated control voltage: 12 V DC, Continuous current: 10 A, Plug-in connection, Test button available: Yes
37796 | 8869370000 | SRD-I CLIP M | RIDERSERIES RRD, Retaining clip
37797 | 9001530000 | ERSATZMESSER AM 25/35 | Accessories, Spare cutting blade
37798 | 9004050000 | H0,5/10 | Wire-end ferrule, Standard, 10 mm, 10 mm, No
37799 | 9004060000 | H1,5/12 | Wire-end ferrule, Standard, 12 mm, 12 mm, No
37800 | 9004070000 | H1,5/18 | Wire-end ferrule, Standard, 18 mm, 18 mm, No
37801 | 9004080000 | H2,5/10 | Wire-end ferrule, Standard, 10 mm, 10 mm, No
37802 | 9004090000 | H2,5/18 | Wire-end ferrule, Standard, 18 mm, 18 mm, No
37803 | 9004170000 | H25,0/25 | Wire-end ferrule, Standard, 25 mm, 25 mm, No
37804 | 9004390000 | H0,34/12 TK BD GSP | Wire-end ferrule, Standard, 10 mm, 8 mm, Turquoise
37805 | 9004430000 | H2,5/19D ZH BL SV | Wire-end ferrule, Twin wire-end ferrule, 13 mm, 10 mm, blue
37806 | 9004740000 | H2,5/21D ZH BL SV | Wire-end ferrule, Twin wire-end ferrule, 15 mm, 12 mm, blue
37807 | 9005150000 | H2,5/21 ZH GR SV | Wire-end ferrule, Twin wire-end ferrule, 15 mm, 12 mm, grey
37808 | 9005450000 | BUE SPX | Accessories, Brush
37809 | 9005810000 | H0,5/14 OR BD GSP | Wire-end ferrule, Standard, 10 mm, 8 mm, orange
37810 | 9005820000 | H0,75/14 W BD GSP | Wire-end ferrule, Standard, 10 mm, 8 mm, white
37811 | 9005830000 | H1,0/14 GE BD GSP | Wire-end ferrule, Standard, 10 mm, 8 mm, yellow
37812 | 9005840000 | H1,5/14 R BD GSP | Wire-end ferrule, Standard, 10 mm, 8 mm, red
37813 | 9005860000 | H0,5/14D W BD GSP | Wire-end ferrule, Standard, 10 mm, 8 mm, white
37814 | 9005870000 | H0,75/14D GR BD GSP | Wire-end ferrule, Standard, 10 mm, 8 mm, grey
37815 | 9005880000 | H1,0/14D R BD GSP | Wire-end ferrule, Standard, 10 mm, 8 mm, red
37816 | 9005890000 | H1,5/14D SW BD GSP | Wire-end ferrule, Standard, 10 mm, 8 mm, black
37817 | 9005900000 | H0,75/14T BL BD GSP | Wire-end ferrule, Standard, 10 mm, 8 mm, Light Blue
37818 | 9018580000 | H2,5/19T ZH GR SV | Wire-end ferrule, Twin wire-end ferrule, 13 mm, 10 mm, grey
37819 | 9018910000 | H0,25/5 | Wire-end ferrule, Standard, 5 mm, 5 mm, No
37820 | 9028370000 | H1,5/14S GN BD GSP | Wire-end ferrule, Standard, 10 mm, 8 mm, green
37821 | 9036240000 | H120,0/32 | Wire-end ferrule, Standard, 32 mm, 32 mm, No
37822 | 9036250000 | H150,0/32 | Wire-end ferrule, Standard, 32 mm, 32 mm, No
37823 | 9036260000 | H185,0/32 | Wire-end ferrule, Standard, 32 mm, 32 mm, No
37824 | 9050340000 | ERSATZMESSER STRIPAX PL | Spare cutting blade
37825 | 9204370000 | IE-FISP-V4 | Mounting tool
37826 | 9502600000 | SAKK 4 | SAK Series, Feed-through terminal, Rated cross-section: 4 mm², Screw connection, Direct mounting
37827 | 9502610000 | SAKK 10 | SAK Series, Feed-through terminal, Rated cross-section: 10 mm², Screw connection, Direct mounting
37828 | 9540000000 | ZEW 35 | Z-series, End bracket
37829 | 9543070000 | SIHA 2/G20 10-36V | Accessories, Fuse holder, Rated cross-section: Direct mounting
37830 | 4053240000 | PF RS 90 OR 2000MM | Electronics housings, RS 90 orange, Extruded profile, Width: 84.4 mm
37831 | 4157440000 | PF RS 80 OR 2000MM | Electronics housings, RS 80 orange, Extruded profile, Width: 84 mm
37832 | 1924720000 | BUZ 10.16HP/04/180SF AG BK BX | PCB plug-in connector, female plug, 10.16 mm, Number of poles: 4, 180°, Clamping yoke connection, Clamping range, max. : 16 mm², Box
37833 | 1924580000 | BUZ 10.16HP/06/180 AG BK BX | PCB plug-in connector, female plug, 10.16 mm, Number of poles: 6, 180°, Clamping yoke connection, Clamping range, max. : 16 mm², Box
37834 | 1924640000 | BUZ 10.16HP/04/180F AG BK BX | PCB plug-in connector, female plug, 10.16 mm, Number of poles: 4, 180°, Clamping yoke connection, Clamping range, max. : 16 mm², Box
37835 | 636800000 | FM 5/TS35 | Accessories, Mounting foot, Steel, bright finish
37836 | 636900000 | FM 6/TS35 | Accessories, Mounting foot, Steel, bright finish
37837 | 687900000 | FM 4/TS35 | Accessories, Mounting foot, Steel, bright finish
37838 | 689600000 | CLI O 10-3 GE NE MP | CableLine, Conductor and cable markers, 2 - 3 mm, 3 x 4 mm, yellow
37839 | 689700000 | CLI O 20-3 GE NE MP | CableLine, Conductor and cable markers, 3 - 4 mm, 3 x 5.5 mm, yellow
37840 | 689800000 | CLI O 30-3 GE NE MP | CableLine, Conductor and cable markers, 4 - 5 mm, 3 x 6 mm, yellow
37841 | 935110000 | SP M6 10 S2 | Klippon TB (Terminal Box), Spacer, Material: Stainless steel 1.4305 (303)
37842 | 935120000 | SP M6 15 S2 | Klippon TB (Terminal Box), Spacer, Material: Stainless steel 1.4305 (303)
37843 | 935130000 | SP M6 20 S2 | Klippon TB (Terminal Box), Spacer, Material: Stainless steel 1.4305 (303)
37844 | 935140000 | SP M6 30 S2 | Klippon TB (Terminal Box), Spacer, Material: Stainless steel 1.4305 (303)
37845 | 1011460000 | BLT 5.08HC/16/180F SN GN BX | PCB plug-in connector, female plug, 5.08 mm, Number of poles: 16, 180°, TOP connection, Clamping range, max. : 2.5 mm², Box
37846 | 1014710000 | PDU 2.5/4 BR | Feed-through terminal, PUSH IN, 4 mm², 800 V, 32 A, brown
37847 | 1019570000 | IE-BI-USB-A | USB insert, Flange insert, type A
37848 | 1019890000 | PDU 2.5/4 VI | Feed-through terminal, PUSH IN, 4 mm², 800 V, 32 A, violet
37849 | 1023470000 | CB1,6RD18-16 AU,75 I3,5 | PCB plug-in connector, Crimp contact, Reel packaged, Socket connector, Gold-plated, Max. clamping range : 1.5 mm²
37850 | 1039470000 | SLS 5.08/02/180B SN GN BX | PCB plug-in connector, male plug, 5.08 mm, Number of poles: 2, 180°, Clamping yoke connection, Clamping range, max. : 3.31 mm², Box
37851 | 1043140000 | SL-SMT 3.50/11/180G 3.2SN BK TR | PCB plug-in connector, male header, closed side, THT/THR solder connection, 3.50 mm, Number of poles: 11, 180°, Solder pin length (l): 3.2 mm, tinned, black, Tray
37852 | 1043160000 | SL-SMT 3.50/13/180G 3.2SN BK TR | PCB plug-in connector, male header, closed side, THT/THR solder connection, 3.50 mm, Number of poles: 13, 180°, Solder pin length (l): 3.2 mm, tinned, black, Tray
37853 | 1043180000 | SL-SMT 3.50/18/180G 3.2SN BK TR | PCB plug-in connector, male header, closed side, THT/THR solder connection, 3.50 mm, Number of poles: 18, 180°, Solder pin length (l): 3.2 mm, tinned, black, Tray
37854 | 1043190000 | SL-SMT 3.50/19/180G 3.2SN BK TR | PCB plug-in connector, male header, closed side, THT/THR solder connection, 3.50 mm, Number of poles: 19, 180°, Solder pin length (l): 3.2 mm, tinned, black, Tray
37855 | 1045660000 | ELS 6/30 MC SDR | ELS, Insert markers, 30 x 6 mm, To customer specification
37856 | 1045690000 | ELS 16/40 MC SDR | ELS, Insert markers, 40 x 16 mm, To customer specification
37857 | 1045700000 | ELS 7/40 MC SDR | ELS, Insert markers, 40 x 7 mm, To customer specification
37858 | 1046320000 | WS 10/5 PLUS MC SDR | WS, Terminal marker, 10 x 5 mm, Pitch in mm (P): 5.00 Weidmueller, Allen-Bradley, To customer specification
37859 | 1046330000 | WS 10/6 PLUS MC SDR | WS, Terminal marker, 10 x 6 mm, Pitch in mm (P): 6.00 Weidmueller, Allen-Bradley, To customer specification
37860 | 1063170000 | SHL-SMT 5.00/03GR 1.5RL | PCB plug-in connector, Connection element, right, male header, open side, THT/THR solder connection, 5.00 mm, Number of poles: 3, 90°, Solder pin length (l): 1.5 mm, tinned, black, Tape
37861 | 1063180000 | SHL-SMT 5.00/04GR 1.5RL | PCB plug-in connector, Connection element, right, male header, open side, THT/THR solder connection, 5.00 mm, Number of poles: 4, 90°, Solder pin length (l): 1.5 mm, tinned, black, Tape
37862 | 1063240000 | SHL-SMT 5.00/03GL 1.5RL | PCB plug-in connector, Connection element, left, male header, open side, THT/THR solder connection, 5.00 mm, Number of poles: 3, 90°, Solder pin length (l): 1.5 mm, tinned, black, Tape
37863 | 1063250000 | SHL-SMT 5.00/04GL 1.5RL | PCB plug-in connector, Connection element, left, male header, open side, THT/THR solder connection, 5.00 mm, Number of poles: 4, 90°, Solder pin length (l): 1.5 mm, tinned, black, Tape
37864 | 1428500000 | CS1,6R14-12 AU,75 I3,5 | PCB plug-in connector, Crimp contact, Reel packaged, Pin – standard, Gold-plated, Max. clamping range : 2.5 mm²
37865 | 1428800000 | CB1,6R14-12 AU,75 I3,5 | PCB plug-in connector, Crimp contact, Reel packaged, Socket connector, Gold-plated, Max. clamping range : 2.5 mm²
37866 | 1429500000 | CS1,6R14-12 SN I3,5 | PCB plug-in connector, Crimp contact, Reel packaged, Pin – standard, tinned, Max. clamping range : 2.5 mm²
37867 | 1429800000 | CB1,6R14-12 SN I3,5 | PCB plug-in connector, Crimp contact, Reel packaged, Socket connector, tinned, Max. clamping range : 2.5 mm²
37868 | 1480000000 | DFFC 0.5-1.0 SN 3000 | PCB plug-in connector, Crimp contact, Contact, tinned, Max. clamping range : 1 mm²
37869 | 1565780000 | CSL1,6R14-12 SN I3,5 | PCB plug-in connector, Crimp contact, Reel packaged, Pin – long, tinned, Max. clamping range : 2.5 mm²
37870 | 1582260000 | CS1,6R18-16 AU,75 I3,5 | PCB plug-in connector, Crimp contact, Reel packaged, Pin – standard, Gold-plated, Max. clamping range : 1.5 mm²
37871 | 1582280000 | CS1,6R18-16 SN I3,5 | PCB plug-in connector, Crimp contact, Reel packaged, Pin – standard, tinned, Max. clamping range : 1.5 mm²
37872 | 1582320000 | CS1,6R14-12 SN I4,2 | PCB plug-in connector, Crimp contact, Reel packaged, Pin – standard, tinned, Max. clamping range : 2.5 mm²
37873 | 1582360000 | CSL1,6R18-16 SN I3,5 | PCB plug-in connector, Crimp contact, Reel packaged, Pin – long, tinned, Max. clamping range : 1.5 mm²
37874 | 1582420000 | CB1,6R18-16 AU,75 I3,5 | PCB plug-in connector, Crimp contact, Reel packaged, Socket connector, Gold-plated, Max. clamping range : 1.5 mm²
37875 | 1582440000 | CB1,6R18-16 SN I3,5 | PCB plug-in connector, Crimp contact, Reel packaged, Socket connector, tinned, Max. clamping range : 1.5 mm²
37876 | 1582460000 | CB1,6R14-12 AU,75 I4,2 | PCB plug-in connector, Crimp contact, Reel packaged, Socket connector, Gold-plated, Max. clamping range : 2.5 mm²
37877 | 1582480000 | CB1,6R14-12 SN I4,2 | PCB plug-in connector, Crimp contact, Reel packaged, Socket connector, tinned, Max. clamping range : 2.5 mm²
37878 | 1604230000 | DFFC 0.22-0.35 SN 3000 | PCB plug-in connector, Crimp contact, Contact, tinned, Max. clamping range : 0.35 mm²
37879 | 1608870000 | ZQV 2.5/3 | Accessories, Cross-connector, 24 A
37880 | 1608880000 | ZQV 2.5/4 | Accessories, Cross-connector, 24 A
37881 | 1608950000 | ZQV 4/2 GE | Accessories, Cross-connector, 32 A
37882 | 1608960000 | ZQV 4/3 GE | Accessories, Cross-connector, 32 A
37883 | 1608970000 | ZQV 4/4 GE | Accessories, Cross-connector, 32 A
37884 | 1609810000 | DEK 5/5 MC SDR | Dekafix, Terminal marker, 5 x 5 mm, Pitch in mm (P): 5.00 Weidmueller, To customer specification
37885 | 1609830000 | DEK 5/6 MC SDR | Dekafix, Terminal marker, 5 x 6 mm, Pitch in mm (P): 6.00 Weidmueller, To customer specification
37886 | 1609840000 | DEK 5/6.5 MC NE WS | Dekafix, Terminal marker, 5 x 6.5 mm, Pitch in mm (P): 6.50 Weidmueller, white
37887 | 1609850000 | DEK 5/6.5 MC SDR | Dekafix, Terminal marker, 5 x 6.5 mm, Pitch in mm (P): 6.50 Weidmueller, To customer specification
37888 | 1609860000 | WS 12/5 MC NE WS | WS, Terminal marker, 12 x 5 mm, Pitch in mm (P): 5.00 Weidmueller, Allen-Bradley, white
37889 | 1609870000 | WS 12/5 MC SDR | WS, Terminal marker, 12 x 5 mm, Pitch in mm (P): 5.00 Weidmueller, Allen-Bradley, To customer specification
37890 | 1609880000 | WS 15/5 MC NE WS | WS, Terminal marker, 15 x 5 mm, Pitch in mm (P): 5.00 Weidmueller, Allen-Bradley, white
37891 | 1609890000 | WS 15/5 MC SDR | WS, Terminal marker, 15 x 5 mm, Pitch in mm (P): 5.00 Weidmueller, Allen-Bradley, To customer specification
37892 | 1609910000 | WS 12/6 MC SDR | WS, Terminal marker, 12 x 6 mm, Pitch in mm (P): 6.00 Weidmueller, Allen-Bradley, To customer specification
37893 | 1609930000 | WS 12/6.5 MC SDR | WS, Terminal marker, 12 x 6.5 mm, Pitch in mm (P): 6.50 Weidmueller, Allen-Bradley, To customer specification
37894 | 1610000000 | ZS 10/5 MC NE WS | ZS, Terminal marker, 10 x 5 mm, Pitch in mm (P): 5.00 Weidmueller, Allen-Bradley, white
37895 | 1610010000 | ZS 10/5 MC SDR | ZS, Terminal marker, 10 x 5 mm, Pitch in mm (P): 5.00 Weidmueller, Allen-Bradley, To customer specification
37896 | 1610020000 | ZS 12/6 MC NE WS | ZS, Terminal marker, 12 x 6 mm, Pitch in mm (P): 6.00 Weidmueller, Allen-Bradley, white
37897 | 1610030000 | ZS 12/6 MC SDR | ZS, Terminal marker, 12 x 6 mm, Pitch in mm (P): 6.00 Weidmueller, Allen-Bradley, To customer specification
37898 | 1635000000 | WS 10/5 MC NE WS | WS, Terminal marker, 10 x 5 mm, Pitch in mm (P): 5.00 Weidmueller, Allen-Bradley, white
37899 | 1635010000 | WS 10/5 MC SDR | WS, Terminal marker, 10 x 5 mm, Pitch in mm (P): 5.00 Weidmueller, Allen-Bradley, To customer specification
37900 | 1640740000 | WS 8/5 MC NE WS | WS, Terminal marker, 8 x 5 mm, Pitch in mm (P): 5.00 Weidmueller, Allen-Bradley, white
37901 | 1640750000 | WS 8/5 MC SDR | WS, Terminal marker, 8 x 5 mm, Pitch in mm (P): 5.00 Weidmueller, Allen-Bradley, To customer specification
37902 | 1646630000 | ZS 15/5 MC NE WS | ZS, Terminal marker, 15 x 5 mm, Pitch in mm (P): 5.00 Weidmueller, Allen-Bradley, white
37903 | 1646640000 | ZS 15/5 MC SDR | ZS, Terminal marker, 15 x 5 mm, Pitch in mm (P): 5.00 Weidmueller, Allen-Bradley, To customer specification
37904 | 1677150000 | MF 8/5 MC SDR | MultiFit, Terminal marker, 8 x 5 mm, Pitch in mm (P): 5.00 Phoenix, Wieland, Legrand, Telemecanique, Entrelec, WAGO, To customer specification
37905 | 1677170000 | MF 10/5 MC SDR | MultiFit, Terminal marker, 10 x 5 mm, Pitch in mm (P): 5.00 Phoenix, Wieland, Legrand, Telemecanique, Entrelec, To customer specification
37906 | 1677190000 | MF 12/5 MC SDR | MultiFit, Terminal marker, 12 x 5 mm, Pitch in mm (P): 5.00 Phoenix, Wieland, Legrand, Telemecanique, Entrelec, WAGO, To customer specification
37907 | 1677230000 | MF 10/6 MC SDR | MultiFit, Terminal marker, 10 x 6 mm, Pitch in mm (P): 6.00 Phoenix, Wieland, Legrand, Telemecanique, Entrelec, To customer specification
37908 | 1692270000 | MF-WO 12/5 MC NE WS | MultiFit, Terminal marker, 12 x 5 mm, Pitch in mm (P): 5.00 Woertz, white
37909 | 1692280000 | MF-WO 12/5 MC SDR | MultiFit, Terminal marker, 12 x 5 mm, Pitch in mm (P): 5.00 Woertz, To customer specification
37910 | 1692290000 | MF-WO 12/6 MC NE WS | MultiFit, Terminal marker, 12 x 6 mm, Pitch in mm (P): 6.00 Woertz, white
37911 | 1692300000 | MF-WO 12/6 MC SDR | MultiFit, Terminal marker, 12 x 6 mm, Pitch in mm (P): 6.00 Woertz, To customer specification
37912 | 1693800000 | ZQV 2.5N/2 GE | Z-series, Cross-connector, 24 A
37913 | 1693810000 | ZQV 2.5N/3 GE | Z-series, Cross-connector, 24 A
37914 | 1693820000 | ZQV 2.5N/4 GE | Z-series, Cross-connector, 24 A
37915 | 1716800000 | MF-WO 5/5 MC NE WS | MultiFit, Terminal marker, 5 x 5 mm, Pitch in mm (P): 5.00 Woertz, white
37916 | 1716810000 | MF-WO 5/5 MC SDR | MultiFit, Terminal marker, 5 x 5 mm, Pitch in mm (P): 5.00 Woertz, To customer specification
37917 | 1716820000 | MF-WO 9/6 MC NE WS | MultiFit, Terminal marker, 9 x 6 mm, Pitch in mm (P): 6.00 Woertz, white
37918 | 1716830000 | MF-WO 9/6 MC SDR | MultiFit, Terminal marker, 9 x 6 mm, Pitch in mm (P): 6.00 Woertz, To customer specification
37919 | 1716840000 | MF-WO 9/5 MC NE WS | MultiFit, Terminal marker, 9 x 5 mm, Pitch in mm (P): 5.00 Woertz, white
37920 | 1716850000 | MF-WO 9/5 MC SDR | MultiFit, Terminal marker, 9 x 5 mm, Pitch in mm (P): 5.00 Woertz, To customer specification
37921 | 1718080000 | ZQV 2.5N/2 SW | Accessories, Cross-connector, 24 A
37922 | 1718090000 | ZQV 2.5N/3 SW | Z-series, Cross-connector, For the terminals, Number of poles: 3
37923 | 1718100000 | ZQV 2.5N/4 SW | Z-series, Cross-connector, For the terminals, Number of poles: 4
37924 | 1720620000 | DEK 5/7.5 MC NE WS | Dekafix, Terminal marker, 5 x 7.5 mm, Pitch in mm (P): 7.50 Weidmueller, white
37925 | 1724580000 | FM 4.2/TS35 | Accessories, Mounting foot, Steel, bright finish
37926 | 1741090000 | SYMBOL-P. 25X25X25 B/DR | Device markers, Device markers, 25 x 25 mm, yellow
37927 | 1753014099 | SL-SMT 3.50/05/180G 1.5SN BK RL | PCB plug-in connector, male header, closed side, THT/THR solder connection, 3.50 mm, Number of poles: 5, 180°, Solder pin length (l): 1.5 mm, tinned, black, Tape
37928 | 1764060000 | CLI T 02-12 | CableLine, Socket x 5 mm, PVC, Colour: Transparent, Conductor O.D.: 1.3 - 3 mm
37929 | 1764070000 | CLI T 02-15 | CableLine, Socket x 5 mm, PVC, Colour: Transparent, Conductor O.D.: 1.3 - 3 mm
37930 | 1764140000 | CLI T 02-18 | CableLine, Socket x 5 mm, PVC, Colour: Transparent, Conductor O.D.: 1.3 - 3 mm
37931 | 1764150000 | CLI T 02-20 | CableLine, Socket x 5 mm, PVC, Colour: Transparent, Conductor O.D.: 1.3 - 3 mm
37932 | 1764190000 | CLI T 1-12 | CableLine, Socket x 5 mm, PVC, Colour: Transparent, Conductor O.D.: 2.5 - 5 mm
37933 | 1764200000 | CLI T 1-15 | CableLine, Socket x 5 mm, PVC, Colour: Transparent, Conductor O.D.: 2.5 - 5 mm
37934 | 1764210000 | CLI T 1-18 | CableLine, Socket x 5 mm, PVC, Colour: Transparent, Conductor O.D.: 2.5 - 5 mm
37935 | 1764220000 | CLI T 1-20 | CableLine, Socket x 5 mm, PVC, Colour: Transparent, Conductor O.D.: 2.5 - 5 mm
37936 | 1768090000 | WS 14/5 MC NE WS | WS, Terminal marker, 14 x 5 mm, Pitch in mm (P): 5.00 Weidmueller, white
37937 | 1770490000 | DEK 5/7.5 MC SDR | Dekafix, Terminal marker, 5 x 7.5 mm, Pitch in mm (P): 7.50 Weidmueller, To customer specification
37938 | 1773521686 | WS 8/5 MC NE RT | WS, Terminal marker, 8 x 5 mm, Pitch in mm (P): 5.00 Weidmueller, Allen-Bradley, red
37939 | 1773521687 | WS 8/5 MC NE GE | WS, Terminal marker, 8 x 5 mm, Pitch in mm (P): 5.00 Weidmueller, Allen-Bradley, yellow
37940 | 1773521690 | WS 8/5 MC NE OR | WS, Terminal marker, 8 x 5 mm, Pitch in mm (P): 5.00 Weidmueller, Allen-Bradley, orange
37941 | 1773521693 | WS 8/5 MC NE BL | WS, Terminal marker, 8 x 5 mm, Pitch in mm (P): 5.00 Weidmueller, Allen-Bradley, blue
37942 | 1773531686 | WS 10/5 MC NE RT | WS, Terminal marker, 10 x 5 mm, Pitch in mm (P): 5.00 Weidmueller, Allen-Bradley, red
37943 | 1773531687 | WS 10/5 MC NE GE | WS, Terminal marker, 10 x 5 mm, Pitch in mm (P): 5.00 Weidmueller, Allen-Bradley, yellow
37944 | 1773531693 | WS 10/5 MC NE BL | WS, Terminal marker, 10 x 5 mm, Pitch in mm (P): 5.00 Weidmueller, Allen-Bradley, blue
37945 | 1773541686 | WS 12/5 MC NE RT | WS, Terminal marker, 12 x 5 mm, Pitch in mm (P): 5.00 Weidmueller, Allen-Bradley, red
37946 | 1773541687 | WS 12/5 MC NE GE | WS, Terminal marker, 12 x 5 mm, Pitch in mm (P): 5.00 Weidmueller, Allen-Bradley, yellow
37947 | 1773541690 | WS 12/5 MC NE OR | WS, Terminal marker, 12 x 5 mm, Pitch in mm (P): 5.00 Weidmueller, Allen-Bradley, orange
37948 | 1773541693 | WS 12/5 MC NE BL | WS, Terminal marker, 12 x 5 mm, Pitch in mm (P): 5.00 Weidmueller, Allen-Bradley, blue
37949 | 1773571687 | WS 15/5 MC NE GE | WS, Terminal marker, 15 x 5 mm, Pitch in mm (P): 5.00 Weidmueller, Allen-Bradley, yellow
37950 | 1792000000 | WS 10/5 M MC NE WS | WS, Terminal marker, 10 x 5 mm, Pitch in mm (P): 5.00 Weidmueller, Allen-Bradley, white
37951 | 1802190000 | S2L-SMT 3.50/24/90G 3.2SN BK RL | PCB plug-in connector, male header, closed side, THT/THR solder connection, 3.50 mm, Number of poles: 24, 90°, Solder pin length (l): 3.2 mm, tinned, black, Tape
37952 | 1807390000 | S2L-SMT 3.50/10/90 3.2SN BK RL | PCB plug-in connector, male header, open side, THT/THR solder connection, 3.50 mm, Number of poles: 10, 90°, Solder pin length (l): 3.2 mm, tinned, black, Tape
37953 | 1807470000 | S2L-SMT 3.50/06/90G 3.2SN BK RL | PCB plug-in connector, male header, closed side, THT/THR solder connection, 3.50 mm, Number of poles: 6, 90°, Solder pin length (l): 3.2 mm, tinned, black, Tape
37954 | 1807480000 | S2L-SMT 3.50/08/90G 3.2SN BK RL | PCB plug-in connector, male header, closed side, THT/THR solder connection, 3.50 mm, Number of poles: 8, 90°, Solder pin length (l): 3.2 mm, tinned, black, Tape
37955 | 1807490000 | S2L-SMT 3.50/10/90G 3.2SN BK RL | PCB plug-in connector, male header, closed side, THT/THR solder connection, 3.50 mm, Number of poles: 10, 90°, Solder pin length (l): 3.2 mm, tinned, black, Tape
37956 | 1807500000 | S2L-SMT 3.50/12/90G 3.2SN BK RL | PCB plug-in connector, male header, closed side, THT/THR solder connection, 3.50 mm, Number of poles: 12, 90°, Solder pin length (l): 3.2 mm, tinned, black, Tape
37957 | 1807510000 | S2L-SMT 3.50/14/90G 3.2SN BK RL | PCB plug-in connector, male header, closed side, THT/THR solder connection, 3.50 mm, Number of poles: 14, 90°, Solder pin length (l): 3.2 mm, tinned, black, Tape
37958 | 1807520000 | S2L-SMT 3.50/16/90G 3.2SN BK RL | PCB plug-in connector, male header, closed side, THT/THR solder connection, 3.50 mm, Number of poles: 16, 90°, Solder pin length (l): 3.2 mm, tinned, black, Tape
37959 | 1807530000 | S2L-SMT 3.50/18/90G 3.2SN BK RL | PCB plug-in connector, male header, closed side, THT/THR solder connection, 3.50 mm, Number of poles: 18, 90°, Solder pin length (l): 3.2 mm, tinned, black, Tape
37960 | 1807540000 | S2L-SMT 3.50/20/90G 3.2SN BK RL | PCB plug-in connector, male header, closed side, THT/THR solder connection, 3.50 mm, Number of poles: 20, 90°, Solder pin length (l): 3.2 mm, tinned, black, Tape
37961 | 1807550000 | S2L-SMT 3.50/22/90G 3.2SN BK RL | PCB plug-in connector, male header, closed side, THT/THR solder connection, 3.50 mm, Number of poles: 22, 90°, Solder pin length (l): 3.2 mm, tinned, black, Tape
37962 | 1807560000 | S2L-SMT 3.50/06/90LF 3.2SN BK RL | PCB plug-in connector, male header, Solder flange, THT/THR solder connection, 3.50 mm, Number of poles: 6, 90°, Solder pin length (l): 3.2 mm, tinned, black, Tape
37963 | 1807570000 | S2L-SMT 3.50/08/90LF 3.2SN BK RL | PCB plug-in connector, male header, Solder flange, THT/THR solder connection, 3.50 mm, Number of poles: 8, 90°, Solder pin length (l): 3.2 mm, tinned, black, Tape
37964 | 1807580000 | S2L-SMT 3.50/10/90LF 3.2SN BK RL | PCB plug-in connector, male header, Solder flange, THT/THR solder connection, 3.50 mm, Number of poles: 10, 90°, Solder pin length (l): 3.2 mm, tinned, black, Tape
37965 | 1807590000 | S2L-SMT 3.50/12/90LF 3.2SN BK RL | PCB plug-in connector, male header, Solder flange, THT/THR solder connection, 3.50 mm, Number of poles: 12, 90°, Solder pin length (l): 3.2 mm, tinned, black, Tape
37966 | 1807600000 | S2L-SMT 3.50/14/90LF 3.2SN BK RL | PCB plug-in connector, male header, Solder flange, THT/THR solder connection, 3.50 mm, Number of poles: 14, 90°, Solder pin length (l): 3.2 mm, tinned, black, Tape
37967 | 1807610000 | S2L-SMT 3.50/16/90LF 3.2SN BK RL | PCB plug-in connector, male header, Solder flange, THT/THR solder connection, 3.50 mm, Number of poles: 16, 90°, Solder pin length (l): 3.2 mm, tinned, black, Tape
37968 | 1807620000 | S2L-SMT 3.50/18/90LF 3.2SN BK RL | PCB plug-in connector, male header, Solder flange, THT/THR solder connection, 3.50 mm, Number of poles: 18, 90°, Solder pin length (l): 3.2 mm, tinned, black, Tape
37969 | 1807630000 | S2L-SMT 3.50/20/90LF 3.2SN BK RL | PCB plug-in connector, male header, Solder flange, THT/THR solder connection, 3.50 mm, Number of poles: 20, 90°, Solder pin length (l): 3.2 mm, tinned, black, Tape
37970 | 1807780000 | S2L-SMT 3.50/06/180G 3.5SN BK RL | PCB plug-in connector, male header, closed side, THT/THR solder connection, 3.50 mm, Number of poles: 6, 180°, Solder pin length (l): 3.5 mm, tinned, black, Tape
37971 | 1807790000 | S2L-SMT 3.50/08/180G 3.5SN BK RL | PCB plug-in connector, male header, closed side, THT/THR solder connection, 3.50 mm, Number of poles: 8, 180°, Solder pin length (l): 3.5 mm, tinned, black, Tape
37972 | 1807800000 | S2L-SMT 3.50/10/180G 3.5SN BK RL | PCB plug-in connector, male header, closed side, THT/THR solder connection, 3.50 mm, Number of poles: 10, 180°, Solder pin length (l): 3.5 mm, tinned, black, Tape
37973 | 1807810000 | S2L-SMT 3.50/12/180G 3.5SN BK RL | PCB plug-in connector, male header, closed side, THT/THR solder connection, 3.50 mm, Number of poles: 12, 180°, Solder pin length (l): 3.5 mm, tinned, black, Tape
37974 | 1807820000 | S2L-SMT 3.50/14/180G 3.5SN BK RL | PCB plug-in connector, male header, closed side, THT/THR solder connection, 3.50 mm, Number of poles: 14, 180°, Solder pin length (l): 3.5 mm, tinned, black, Tape
37975 | 1807830000 | S2L-SMT 3.50/16/180G 3.5SN BK RL | PCB plug-in connector, male header, closed side, THT/THR solder connection, 3.50 mm, Number of poles: 16, 180°, Solder pin length (l): 3.5 mm, tinned, black, Tape
37976 | 1807840000 | S2L-SMT 3.50/18/180G 3.5SN BK RL | PCB plug-in connector, male header, closed side, THT/THR solder connection, 3.50 mm, Number of poles: 18, 180°, Solder pin length (l): 3.5 mm, tinned, black, Tape
37977 | 1807850000 | S2L-SMT 3.50/20/180G 3.5SN BK RL | PCB plug-in connector, male header, closed side, THT/THR solder connection, 3.50 mm, Number of poles: 20, 180°, Solder pin length (l): 3.5 mm, tinned, black, Tape
37978 | 1807870000 | S2L-SMT 3.50/06/180LF 3.5SN BK RL | PCB plug-in connector, male header, Solder flange, THT/THR solder connection, 3.50 mm, Number of poles: 6, 180°, Solder pin length (l): 3.5 mm, tinned, black, Tape
37979 | 1807890000 | S2L-SMT 3.50/10/180LF 3.5SN BK RL | PCB plug-in connector, male header, Solder flange, THT/THR solder connection, 3.50 mm, Number of poles: 10, 180°, Solder pin length (l): 3.5 mm, tinned, black, Tape
37980 | 1807910000 | S2L-SMT 3.50/14/180LF 3.5SN BK RL | PCB plug-in connector, male header, Solder flange, THT/THR solder connection, 3.50 mm, Number of poles: 14, 180°, Solder pin length (l): 3.5 mm, tinned, black, Tape
37981 | 1842610000 | SL-SMT 3.50/09/180LF 3.2SN BK BX | PCB plug-in connector, male header, Solder flange, THT/THR solder connection, 3.50 mm, Number of poles: 9, 180°, Solder pin length (l): 3.2 mm, tinned, black, Box
37982 | 1847900000 | SLDF 5.08 L/F 8 SN GN BX | PCB plug-in connector, male header, 5.08 mm, Number of poles: 8, 180°, Flat-blade connection, Solder connection, Box
37983 | 1854090000 | WS 10/15 MC NE WS | WS, Terminal marker, 10 x 15 mm, Pitch in mm (P): 15.00 Weidmueller, Allen-Bradley, white
37984 | 1854500000 | DEK 5/5 PLUS MC SDR | Dekafix, Terminal marker, 5 x 5 mm, Pitch in mm (P): 5.00 Weidmueller, To customer specification
37985 | 1856740000 | DEK 5/8 MC NE WS | Dekafix, Terminal marker, 5 x 8 mm, Pitch in mm (P): 8.00 Weidmueller, white
37986 | 1856750000 | DEK 5/8 MC SDR | Dekafix, Terminal marker, 5 x 8 mm, Pitch in mm (P): 8.00 Weidmueller, To customer specification
37987 | 1856760000 | MF 10/10 MC NE WS | MultiFit, Terminal marker, 10 x 10 mm, Pitch in mm (P): 10.00 Phoenix, Entrelec, white
37988 | 1856770000 | MF 10/10 MC SDR | MultiFit, Terminal marker, 10 x 10 mm, Pitch in mm (P): 10.00 Phoenix, Entrelec, To customer specification
37989 | 1860120000 | SFX 11/60 MC NE WS | SlimFix X, Conductor and cable markers, 7 - 40 mm, 60 x 11 mm, white
37990 | 1860130000 | SFX 11/60 MC NE GR | SlimFix X, Conductor and cable markers, 7 - 40 mm, 60 x 11 mm, grey
37991 | 1860140000 | SFX 11/60 MC SDR | SlimFix X, Conductor and cable markers, 7 - 40 mm, 60 x 11 mm, To customer specification
37992 | 1860150000 | SFX 11/60 MC NE GE | SlimFix X, Conductor and cable markers, 7 - 40 mm, 60 x 11 mm, yellow
37993 | 1866680000 | TMX 30 V0 | TM, Socket x 20 mm, PVC, Colour: Transparent, Conductor O.D.: 10 - 317 mm
37994 | 1866690000 | ESG 9/20 MC NE TK | ESG, Device markers x 20 mm, PA 66, Colour: Turquoise, pluggable
37995 | 1889180000 | MF-SI 8/5 MC NE WS | MultiFit, Terminal marker, 8 x 5 mm, Pitch in mm (P): 5.00 Siemens, white
37996 | 1889190000 | MF-SI 10/5 MC NE WS | MultiFit, Terminal marker, 10 x 5 mm, Pitch in mm (P): 5.00 Siemens, white
37997 | 1889240000 | MF-SI 8/6 MC NE WS | MultiFit, Terminal marker, 8 x 6 mm, Pitch in mm (P): 6.00 Siemens, white
37998 | 1889260000 | MF-SI 10/6 MC NE WS | MultiFit, Terminal marker, 10 x 6 mm, Pitch in mm (P): 6.00 Siemens, white
37999 | 1889560000 | CLI T 1-30 | CableLine, Socket x 5 mm, PVC, Colour: Transparent, Conductor O.D.: 2.5 - 5 mm
38000 | 1889580000 | CLI T 02-30 | CableLine, Socket x 5 mm, PVC, Colour: Transparent, Conductor O.D.: 1.3 - 3 mm
38001 | 1889780000 | MF-SI 7/5-6.5 MC NE WS | MultiFit, Terminal marker, 7 x 5 mm, Pitch in mm (P): 6.50 Siemens, white
38002 | 1889800000 | MF-SI 10/5-6.5 MC NE WS | MultiFit, Terminal marker, 10 x 5 mm, Pitch in mm (P): 6.50 Siemens, white
38003 | 1905950000 | WS 10/8 PLUS MC NE WS | WS, Terminal marker, 10 x 8 mm, Pitch in mm (P): 8.00 Weidmueller, white
38004 | 1905970000 | WS 10/12 MC NE WS | WS, Terminal marker, 10 x 12 mm, Pitch in mm (P): 12.00 Weidmueller, white
38005 | 1906000000 | WS 12/8 PLUS MC NE WS | WS, Terminal marker, 12 x 8 mm, Pitch in mm (P): 8.00 Weidmueller, white
38006 | 1906010000 | WS 12/8 PLUS MC SDR | WS, Terminal marker, 12 x 8 mm, Pitch in mm (P): 8.00 Weidmueller, To customer specification
38007 | 1927520000 | WS 12/5 PLUS MC SDR | WS, Terminal marker, 12 x 5 mm, Pitch in mm (P): 5.00 Weidmueller, Allen-Bradley, To customer specification
38008 | 1927540000 | WS 12/6 PLUS MC SDR | WS, Terminal marker, 12 x 6 mm, Pitch in mm (P): 6.00 Weidmueller, Allen-Bradley, To customer specification
38009 | 1935450000 | ZT 2.5/4AN/2 GN | Z-series, Feed-through terminal, Rated cross-section: 2.5 mm², Tension-clamp connection, Direct mounting
38010 | 1946210000 | ZDU 2.5-2/3AN SW | Feed-through terminal, Tension-clamp connection, 2.5 mm², 800 V, 24 A, black
38011 | 1946230000 | ZDU 2.5-2/3AN WS | Feed-through terminal, Tension-clamp connection, 2.5 mm², 800 V, 24 A, white
38012 | 1946240000 | ZDU 2.5-2/3AN GE | Feed-through terminal, Tension-clamp connection, 2.5 mm², 800 V, 24 A, yellow
38013 | 1949040000 | BLZP 5.08HC/04/270 SN BK BX | PCB plug-in connector, female plug, 5.08 mm, Number of poles: 4, 270°, Clamping yoke connection, Clamping range, max. : 4 mm², Box
38014 | 1962250000 | MTA 45 BK | Electronics housings, Mounting flange, Accessories
38015 | 1963650000 | SFX 11/60 MC NE RT | SlimFix X, Conductor and cable markers, 7 - 40 mm, 60 x 11 mm, red
38016 | 1963660000 | SFX 11/60 MC NE GN | SlimFix X, Conductor and cable markers, 7 - 40 mm, 60 x 11 mm, green
38017 | 1968140000 | ESG 9/20 L MC SDR | ESG, Device markers x 20 mm, PA 66, Colour: To customer specification, pluggable
38018 | 1981330000 | SL 5.08HC/04/180F 4.5SN LTGY BX | PCB plug-in connector, male header, Flange, THT/THR solder connection, 5.08 mm, Number of poles: 4, 180°, Solder pin length (l): 4.5 mm, tinned, grey, Box
38019 | 1981340000 | SL 5.08HC/05/180F 4.5SN LTGY BX | PCB plug-in connector, male header, Flange, THT/THR solder connection, 5.08 mm, Number of poles: 5, 180°, Solder pin length (l): 4.5 mm, tinned, grey, Box
38020 | 1981350000 | SL 5.08HC/06/180F 4.5SN LTGY BX | PCB plug-in connector, male header, Flange, THT/THR solder connection, 5.08 mm, Number of poles: 6, 180°, Solder pin length (l): 4.5 mm, tinned, grey, Box
38021 | 1981360000 | SL 5.08HC/20/180F 4.5SN LTGY BX | PCB plug-in connector, male header, Flange, THT/THR solder connection, 5.08 mm, Number of poles: 20, 180°, Solder pin length (l): 4.5 mm, tinned, grey, Box
38022 | 2418580000 | LHZ-SMT L 1.5SN BK RL | Printed circuit board terminals, Connection element, left, block assembly, closed side, THT/THR solder connection, Number of poles: 1, Solder pin length (l): 1.5 mm, tinned, black, Tape
38023 | 2418590000 | LHZ-SMT R 1.5SN BK RL | Printed circuit board terminals, Connection element, right, block assembly, closed side, THT/THR solder connection, Number of poles: 1, Solder pin length (l): 1.5 mm, tinned, black, Tape
38024 | 8161820000 | WDUL 4 | W-Series, Component terminal, Rated cross-section: 4 mm², Screw connection
38025 | 8576350000 | SSR 24V ACDC/24 VDC 5A | Solid-state relay, 1 NO contact (Bipolar transistor), Rated control voltage: 15 V UC...30 V UC , Rated switching voltage: 0...30 V DC, Continuous current: 5 A, Plug-in connection
38026 | 8576360000 | SSR 24V ACDC/230VAC 4A | Solid-state relay, 1 NO contact (Triac (zero-cross switch)), Rated control voltage: 15 V UC...30 V UC , Rated switching voltage: 12...275 V AC, Continuous current: 4 A, Plug-in connection
38027 | 8691100000 | SCM CLIP M | RIDERSERIES RCM, Retaining clip
38028 | 8902810000 | IE-M12-PCBCE | PCB connection element M12, M12, Cat.5 (ISO/IEC 11801), IP65 in acc. with DIN EN 60529
38029 | 8952950000 | IE-XR-RJ45/RJ45-2 | Mounting flange, Cat.6A / Class EA (ISO/IEC 11801 2010), IP20
38030 | 9005850000 | H2,5/14D BL BD GSP | Wire-end ferrule, Standard, 10 mm, 8 mm, blue
38031 | 9005910000 | H2,5/14T GR BD GSP | Wire-end ferrule, Standard, 10 mm, 8 mm, grey
38032 | 9300090000 | TS 35X7.5 2M/ST/SZ | Rail, TS 35, TS 35 x 7.5, without slot, Steel, galvanic zinc plated and passivated
38033 | 9456050000 | SAI-SK-M12 | Protected component assemblies, Protective cap
38034 | 9456600000 | SAI-6-F 5P PUR 3M | Sensor-actuator passive distributor, M12, Fixed cable version, 3 m, Yes
38035 | 9918110000 | SD 0,6X3,5X60 PICO | Screwdriver
38036 | 1807930000 | S2L-SMT 3.50/18/180LF 3.5SN BK RL | PCB plug-in connector, male header, Solder flange, THT/THR solder connection, 3.50 mm, Number of poles: 18, 180°, Solder pin length (l): 3.5 mm, tinned, black, Tape
38037 | 8951860000 | V-TEST | Lightning and surge protection, Testing device
38038 | 1965690000 | IE-PP-V01P | Plug housing protective cap
38039 | 1963410000 | IE-PS-V04P-2SC-SM-BP | FO connector, Variant 4, SC-Duplex single-mode, with kink prevention, IP67
38040 | 1963400000 | IE-PS-V04P-2SC-SM | FO connector, Variant 4, SC-Duplex single-mode, IP67
38041 | 1963390000 | IE-PS-V04P-2SC-POF-BP | FO connector, Version 4, SC-RJ POF, kink prevention, IP67
38042 | 1963380000 | IE-PS-V04P-2SC-POF | FO connector, Version 4, SC-RJ POF, IP67
38043 | 1963370000 | IE-PS-V04P-2SC-MM-BP | FO connector, Variant 4, SC-Duplex multi-mode, with kink prevention, IP67
38044 | 1963360000 | IE-PS-V04P-2SC-MM | FO connector, Variant 4, SC-Duplex multi-mode, IP67
38045 | 1963350000 | IE-PS-V04P-2LC-SM-BP | FO connector, Variant 4, LC-Duplex single-mode, with kink prevention, IP67
38046 | 1963340000 | IE-PS-V04P-2LC-SM | FO connector, Variant 4, LC-Duplex single-mode, IP67
38047 | 1963330000 | IE-PS-V04P-2LC-MM-BP | FO connector, Variant 4, LC-Duplex multi-mode, with kink prevention, IP67
38048 | 1963320000 | IE-PS-V04P-2LC-MM | FO connector, Variant 4, LC-Duplex multi-mode, IP67
38049 | 1962530000 | IE-PH-V04P-BP | Empty enclosure, Plug housing, bending protection, Variant 4 to IEC 61076-3-106, IP67
38050 | 1047950000 | IE-BHC-V14M-RJA | Empty enclosure
38051 | 1016960000 | IE-BH-V01P | Empty enclosure, Flange-mounted housing, IP67
38052 | 1012570000 | IE-PS-V01P-RJ45-FH-BP | RJ45 plug, no tools required, Variant 1 metal, with kink prevention, Cat.6A / Class EA (ISO/IEC 11801 2010)
38053 | 1012490000 | IE-PS-V01P-RJ45-FH | RJ45 plug, no tools required, Variant 1 plastic, Cat.6A / Class EA (ISO/IEC 11801 2010)
38054 | 1012460000 | IE-PH-V01P-BP | Empty enclosure, Plug housing, bending protection, IP67
38055 | 1012320000 | IE-BSS-V14M-RJ45-FJ-A | Flange RJ45, IP67, V14 metal flange, RJ45 IDC module, Standardized flange with RJ45 adapter, Cat.6A / Class EA (ISO/IEC 11801 2010)
38056 | 1011540000 | IE-BHS-V14M-RJA | Empty enclosure
38057 | 1924780000 | BUZ 10.16HP/09/180SF AG BK BX | PCB plug-in connector, female plug, 10.16 mm, Number of poles: 9, 180°, Clamping yoke connection, Clamping range, max. : 16 mm², Box
38058 | 1924770000 | BUZ 10.16HP/08/180SF AG BK BX | PCB plug-in connector, female plug, 10.16 mm, Number of poles: 8, 180°, Clamping yoke connection, Clamping range, max. : 16 mm², Box
38059 | 1924760000 | BUZ 10.16HP/07/180SF AG BK BX | PCB plug-in connector, female plug, 10.16 mm, Number of poles: 7, 180°, Clamping yoke connection, Clamping range, max. : 16 mm², Box
38060 | 1924710000 | BUZ 10.16HP/03/180SF AG BK BX | PCB plug-in connector, female plug, 10.16 mm, Number of poles: 3, 180°, Clamping yoke connection, Clamping range, max. : 16 mm², Box
38061 | 1924700000 | BUZ 10.16HP/02/180SF AG BK BX | PCB plug-in connector, female plug, 10.16 mm, Number of poles: 2, 180°, Clamping yoke connection, Clamping range, max. : 16 mm², Box
38062 | 1924690000 | BUZ 10.16HP/09/180F AG BK BX | PCB plug-in connector, female plug, 10.16 mm, Number of poles: 9, 180°, Clamping yoke connection, Clamping range, max. : 16 mm², Box
38063 | 1924650000 | BUZ 10.16HP/05/180F AG BK BX | PCB plug-in connector, female plug, 10.16 mm, Number of poles: 5, 180°, Clamping yoke connection, Clamping range, max. : 16 mm², Box
38064 | 1924610000 | BUZ 10.16HP/09/180 AG BK BX | PCB plug-in connector, female plug, 10.16 mm, Number of poles: 9, 180°, Clamping yoke connection, Clamping range, max. : 16 mm², Box
38065 | 1924600000 | BUZ 10.16HP/08/180 AG BK BX | PCB plug-in connector, female plug, 10.16 mm, Number of poles: 8, 180°, Clamping yoke connection, Clamping range, max. : 16 mm², Box
38066 | 1924590000 | BUZ 10.16HP/07/180 AG BK BX | PCB plug-in connector, female plug, 10.16 mm, Number of poles: 7, 180°, Clamping yoke connection, Clamping range, max. : 16 mm², Box
38067 | 1924540000 | BUZ 10.16HP/02/180 AG BK BX | PCB plug-in connector, female plug, 10.16 mm, Number of poles: 2, 180°, Clamping yoke connection, Clamping range, max. : 16 mm², Box
38068 | 1043300000 | BLL 7.62HP/05/90F 3.2SN BK BX | PCB plug-in connector, female header, Flange, THT solder connection, 7.62 mm, Number of poles: 5, 90°, Solder pin length (l): 3.2 mm, tinned, black, Box
38069 | 1043290000 | BLL 7.62HP/04/90F 3.2SN BK BX | PCB plug-in connector, female header, Flange, THT solder connection, 7.62 mm, Number of poles: 4, 90°, Solder pin length (l): 3.2 mm, tinned, black, Box
38070 | 1043280000 | BLL 7.62HP/03/90F 3.2SN BK BX | PCB plug-in connector, female header, Flange, THT solder connection, 7.62 mm, Number of poles: 3, 90°, Solder pin length (l): 3.2 mm, tinned, black, Box
38071 | 1043270000 | BLL 7.62HP/02/90F 3.2SN BK BX | PCB plug-in connector, female header, Flange, THT solder connection, 7.62 mm, Number of poles: 2, 90°, Solder pin length (l): 3.2 mm, tinned, black, Box
38072 | 1043260000 | BLL 7.62HP/05/90 3.2SN BK BX | PCB plug-in connector, female header, closed side, THT solder connection, 7.62 mm, Number of poles: 5, 90°, Solder pin length (l): 3.2 mm, tinned, black, Box
38073 | 1043250000 | BLL 7.62HP/04/90 3.2SN BK BX | PCB plug-in connector, female header, closed side, THT solder connection, 7.62 mm, Number of poles: 4, 90°, Solder pin length (l): 3.2 mm, tinned, black, Box
38074 | 1043230000 | BLL 7.62HP/02/90 3.2SN BK BX | PCB plug-in connector, female header, closed side, THT solder connection, 7.62 mm, Number of poles: 2, 90°, Solder pin length (l): 3.2 mm, tinned, black, Box
38075 | 1063270000 | BHZ 5.00/03/90LH BK/OR | PCB plug-in connector Orange release lever BHZ 5.00/03/90LH SN BK/OR BX
38076 | 1012170000 | IE-PS-V14M-RJ45-FH-P | Plug insert RJ45 tool-free, Variant 14 metal, Cat.5 (ISO/IEC 11801)
38077 | 1018790000 | IE-FCM-RJ45-C | FrontCom Micro RJ45 coupling
38078 | 2742310000 | IE-FCM-RJ45-C-X-100 | FrontCom Micro RJ45 coupling
38079 | 1058280000 | IE-PP-V14P | Plug housing protective cap
38080 | 1965700000 | IE-BP-V01P | Flange-mounted housing, protective cap
38081 | 1963900000 | IE-BP-V04P | Flange-mounted housing, protective cap
38082 | 1058310000 | IE-BP-V14P | Flange-mounted housing, protective cap
38083 | 1963180000 | IE-PS-V04P-RJ45-TH | RJ45 crimp plug, Version 4, Cat.6A / Class EA (ISO/IEC 11801 2010)
38084 | 1012160000 | IE-PS-V14M-RJ45-TH | RJ45 crimp plug, Variant 14 metal, Cat.6A / Class EA (ISO/IEC 11801 2010)
38085 | 1012470000 | IE-PS-V01P-RJ45-TH | RJ45 crimp plug, Variant 1 plastic, Cat.6A / Class EA (ISO/IEC 11801 2010)
38086 | 1058250000 | IE-BSC-V14M-RJ45-C | Flange RJ45, IP67, Variant 14 metal, RJ45-RJ45 coupler, Central locking flange with RJ45 adapter, Cat.6A / Class EA (ISO/IEC 11801 2010)
38087 | 1058270000 | IE-BSC-V14M-RJ45-FJ-A | Flange RJ45, IP67, Variant 14 metal, RJ45 IDC module, Central locking flange with RJ45 adapter, Cat.6A / Class EA (ISO/IEC 11801 2010)
38088 | 1018820000 | IE-FCM-RJ45-FJ-B | FrontCom Micro RJ45 module, TIA-568B
38089 | 1011560000 | IE-PH-V14M-RJ | Empty enclosure
38090 | 1012370000 | IE-BS-V01P-RJ45-C | Flange RJ45, IP67, Variant 1 plastic, RJ45 / RJ45 coupling, Cat.6A / Class EA (ISO/IEC 11801 2010)
38091 | 1012380000 | IE-BS-V01P-RJ45-FJ-A | Flange RJ45, IP67, Variant 1 metal, IDC, EIA/TIA 586 A, Cat.6A / Class EA (ISO/IEC 11801 2010)
38092 | 1012440000 | IE-PH-V01P | Empty enclosure, Plug housing, IP67
38093 | 1012560000 | IE-PS-V01P-RJ45-TH-BP | RJ45 crimp plug, Variant 1 plastic, with kink prevention, Cat.6A / Class EA (ISO/IEC 11801 2010)
38094 | 1962520000 | IE-PH-V04P | Empty enclosure, Plug housing, Variant 4 to IEC 61076-3-106, IP67
38095 | 1963170000 | IE-PS-V04P-RJ45-FH-BP | RJ45 plug, no tools required, Version 4, anti-kink device, Cat.6A / Class EA (ISO/IEC 11801 2010)
38096 | 1963190000 | IE-PS-V04P-RJ45-TH-BP | RJ45 crimp plug, Version 4, anti-kink device, Cat.6A / Class EA (ISO/IEC 11801 2010)
38097 | 1963160000 | IE-PS-V04P-RJ45-FH | RJ45 plug, no tools required, Version 4, Cat.6A / Class EA (ISO/IEC 11801 2010)
38098 | 1012310000 | IE-BSS-V14M-RJ45-C | Flange RJ45, IP67, V14 metal flange, RJ45-RJ45 coupler, Standardized flange with RJ45 adapter, Cat.6A / Class EA (ISO/IEC 11801 2010)
38099 | 1018810000 | IE-FCM-RJ45-FJ-A | FrontCom Micro RJ45 module, TIA-568A
38100 | 1018830000 | IE-FCM-RJ45-FJ-P | FrontCom Micro RJ45 module, PROFINET
38101 | 1018840000 | IE-FCM-USB-A | FrontCom Micro USB coupling, USB 2.0, Type A
38102 | 1063260000 | BHZ 5.00/02/90LH BK/OR | PCB plug-in connector Orange release lever BHZ 5.00/02/90LH SN BK/OR BX
38103 | 1043240000 | BLL 7.62HP/03/90 3.2SN BK BX | PCB plug-in connector, female header, closed side, THT solder connection, 7.62 mm, Number of poles: 3, 90°, Solder pin length (l): 3.2 mm, tinned, black, Box
38104 | 1924670000 | BUZ 10.16HP/07/180F AG BK BX | PCB plug-in connector, female plug, 10.16 mm, Number of poles: 7, 180°, Clamping yoke connection, Clamping range, max. : 16 mm², Box
38105 | 1924660000 | BUZ 10.16HP/06/180F AG BK BX | PCB plug-in connector, female plug, 10.16 mm, Number of poles: 6, 180°, Clamping yoke connection, Clamping range, max. : 16 mm², Box
38106 | 1924750000 | BUZ 10.16HP/06/180SF AG BK BX | PCB plug-in connector, female plug, 10.16 mm, Number of poles: 6, 180°, Clamping yoke connection, Clamping range, max. : 16 mm², Box
38107 | 1924620000 | BUZ 10.16HP/02/180F AG BK BX | PCB plug-in connector, female plug, 10.16 mm, Number of poles: 2, 180°, Clamping yoke connection, Clamping range, max. : 16 mm², Box
38108 | 1924630000 | BUZ 10.16HP/03/180F AG BK BX | PCB plug-in connector, female plug, 10.16 mm, Number of poles: 3, 180°, Clamping yoke connection, Clamping range, max. : 16 mm², Box
38109 | 1924570000 | BUZ 10.16HP/05/180 AG BK BX | PCB plug-in connector, female plug, 10.16 mm, Number of poles: 5, 180°, Clamping yoke connection, Clamping range, max. : 16 mm², Box
38110 | 1924740000 | BUZ 10.16HP/05/180SF AG BK BX | PCB plug-in connector, female plug, 10.16 mm, Number of poles: 5, 180°, Clamping yoke connection, Clamping range, max. : 16 mm², Box
38111 | 1924680000 | BUZ 10.16HP/08/180F AG BK BX | PCB plug-in connector, female plug, 10.16 mm, Number of poles: 8, 180°, Clamping yoke connection, Clamping range, max. : 16 mm², Box
38112 | 1924550000 | BUZ 10.16HP/03/180 AG BK BX | PCB plug-in connector, female plug, 10.16 mm, Number of poles: 3, 180°, Clamping yoke connection, Clamping range, max. : 16 mm², Box
38113 | 1924560000 | BUZ 10.16HP/04/180 AG BK BX | PCB plug-in connector, female plug, 10.16 mm, Number of poles: 4, 180°, Clamping yoke connection, Clamping range, max. : 16 mm², Box
38114 | 2436450000 | RJ45C5 T1V 4.0N4N TY | PCB plug-in connector, RJ45 jacks, Cat. 5 , THT solder connection, 180°, Shield tabs: none, 30...80 µ" Ni / ? 30 µ" Au , LED: No, Number of poles: 8, Tray (manual assembly)
38115 | 2599020000 | BCZ 3.81/03/180F SN BK BX PRT | PCB plug-in connector, female plug, 3.81 mm, Number of poles: 3, 180°, Clamping yoke connection, Clamping range, max. : 1.5 mm², Box
38116 | 8000013843 | FPL 7G2.5C/Q8MW/3 LIR | FieldPower®, Cable, Metal housing, Number of wires: 7, Ölflex Classic 110 CY 7G2.5 or similar, Cross-section: 2.5 mm² , 3 m
38117 | 8953160000 | IE-C5CS8VG-MW | Installation cable, Cat.5 (ISO/IEC 11801) / Cat.5e (TIA T568-B), PVC, Products sold by meter, from 110 m
38118 | 1187100000 | A2L/16/NPT3/4-WM | A2L (Klippon unarmored Ex e/d cable gland), Cable glands, 3/4" NPT, 13.9 mm, OD min. 4.5 - OD max. 8.7 mm, Brass, nickel-plated
38119 | 1205670000 | A2LC/20/NPT1/2-NPT1/2F | A2LC (Klippon unarmored with conduit connection thread, Ex e/d cable gland), Cable glands, 1/2" NPT, 13.6 mm, OD min. 10 - OD max. 14 mm, Brass, nickel-plated
38120 | 1186970000 | A2L/63S/M63-WM | A2L (Klippon unarmored Ex e/d cable gland), Cable glands, M 63 x 1.5, 19 mm, OD min. 43.5 - OD max. 50.1 mm, Brass, nickel-plated
38121 | 1206540000 | A2LC/20/NPT3/4-NPT3/4F | A2LC (Klippon unarmored with conduit connection thread, Ex e/d cable gland), Cable glands, 3/4" NPT, 13.9 mm, OD min. 10 - OD max. 14 mm, Brass, nickel-plated
38122 | 1263230000 | ADAP NPT1-1/4-M40-W | ADAP (Klippon Ex adaptor), Adapter, 1 1/4" NPT ,M 40, Brass, nickel-plated
38123 | 1263250000 | ADAP NPT1-1/2-M50-W | ADAP (Klippon Ex adaptor), Adapter, 1 1/2" NPT ,M 50, Brass, nickel-plated
38124 | 1262770000 | ADAP M25-M32-W | ADAP (Klippon Ex adaptor), Adapter, M 25 x 1.5 ,M 32, Brass, nickel-plated
38125 | 1262810000 | ADAP M40-M50-W | ADAP (Klippon Ex adaptor), Adapter, M 40 x 1.5 ,M 50, Brass, nickel-plated
38126 | 1262880000 | ADAP M25-NPT1/2-W | ADAP (Klippon Ex adaptor), Adapter, M 25 x 1.5 ,1/2" NPT, Brass, nickel-plated
38127 | 1262980000 | ADAP M40-NPT1-1/2-W | ADAP (Klippon Ex adaptor), Adapter, M 40 x 1.5 ,1 1/2" NPT, Brass, nickel-plated
38128 | 1262510000 | ADAP NPT1-NPT3/4-W | ADAP (Klippon Ex adaptor), Adapter, 1" NPT ,3/4" NPT, Brass, nickel-plated
38129 | 1262870000 | ADAP M20-NPT3/4-W | ADAP (Klippon Ex adaptor), Adapter, M 20 x 1.5 ,3/4" NPT, Brass, nickel-plated
38130 | 1185210000 | E1XZ/20/NPT3/4-WM | E1XZ (Klippon double seal SWB/STA armored Ex e/d cable gland), Cable glands, 3/4" NPT, 13.9 mm, Braided armouring, Metal foil armouring, 0.9 - 1.25 mm, OD min. 15 - OD max. 21 mm, ID min. 10.00 - ID max. 14.00 mm, Brass, nickel-plated
38131 | 1184790000 | E1W/20/NPT1/2-WM | E1W (Klippon double seal SWA armored Ex e/d cable gland), Cable glands, 1/2" NPT, 13.6 mm, Single-wire armouring, 0.9 - 1.25 mm, OD min. 15 - OD max. 21 mm, ID min. 10.00 - ID max. 14.00 mm, Brass, nickel-plated
38132 | 1185040000 | E1XZ/50/M50-WM | E1XZ (Klippon double seal SWB/STA armored Ex e/d cable gland), Cable glands, M 50 x 1.5, 16 mm, Braided armouring, Metal foil armouring, 2 - 2.5 mm, OD min. 45.5 - OD max. 53 mm, ID min. 37.50 - ID max. 44.10 mm, Brass, nickel-plated
38133 | 1262970000 | ADAP M40-NPT1-1/4-W | ADAP (Klippon Ex adaptor), Adapter, M 40 x 1.5 ,1 1/4" NPT, Brass, nickel-plated
38134 | 1263210000 | ADAP NPT1-M32-W | ADAP (Klippon Ex adaptor), Adapter, 1" NPT ,M 32, Brass, nickel-plated
38135 | 1188500000 | VP M32-EX W | VP (Klippon Ex blanking plug with mushroom head), Blanking plug, M 32 x 1.5, 16 mm, Brass, nickel-plated
38136 | 1262830000 | ADAP M50-M40-W | ADAP (Klippon Ex adaptor), Adapter, M 50 x 1.5 ,M 40, Brass, nickel-plated
38137 | 1188510000 | VP M40-EX W | VP (Klippon Ex blanking plug with mushroom head), Blanking plug, M 40 x 1.5, 16 mm, Brass, nickel-plated
38138 | 1188470000 | VP M16-EX W | VP (Klippon Ex blanking plug with mushroom head), Blanking plug, M 16 x 1.5, 16 mm, Brass, nickel-plated
38139 | 1550070000 | UR20-4DI-2W-230V-AC | Remote I/O module, IP20, Digital signals, Input, 4-channel
38140 | 1262780000 | ADAP M32-M25-W | ADAP (Klippon Ex adaptor), Adapter, M 32 x 1.5 ,M 25, Brass, nickel-plated
38141 | 1263030000 | ADAP M50-NPT2-W | ADAP (Klippon Ex adaptor), Adapter, M 50 x 1.5 ,2" NPT, Brass, nickel-plated
38142 | 1218970000 | VP-HEX M32-EX W | VP-HEX (Klippon Ex blanking plug with hexagon head), Blanking plug, M 32 x 1.5, 16 mm, Brass, nickel-plated
38143 | 1466240050 | PAC-S1500-UNIS-V0-5M | Pre-assembled cable, PAC, Cable LiYCY, 0.25 mm²
38144 | 1462090040 | PAC-S1500-HE20-V1-4M | Pre-assembled cable, PAC, Cable LiYY, 0.25 mm²
38145 | 1262900000 | ADAP M25-NPT1-W | ADAP (Klippon Ex adaptor), Adapter, M 25 x 1.5 ,1" NPT, Brass, nickel-plated
38146 | 1184820000 | E1W/40/NPT1-1/4-WM | E1W (Klippon double seal SWA armored Ex e/d cable gland), Cable glands, 1 1/4" NPT, 18 mm, Single-wire armouring, 1.6 - 2 mm, OD min. 30.5 - OD max. 40.5 mm, ID min. 25.50 - ID max. 32.20 mm, Brass, nickel-plated
38147 | 1262910000 | ADAP M32-NPT3/4-W | ADAP (Klippon Ex adaptor), Adapter, M 32 x 1.5 ,3/4" NPT, Brass, nickel-plated
38148 | 2475760000 | LL 5.08/10/90 3.2SN BK BX | Printed circuit board terminals, 5.08 mm, 90°, Solder pin length (l): 3.2 mm, tinned, black, Clamping yoke connection, Clamping range, max. : 6 mm², Box
38149 | 1262530000 | ADAP NPT1-1/4-NPT1-W | ADAP (Klippon Ex adaptor), Adapter, 1 1/4" NPT ,1" NPT, Brass, nickel-plated
38150 | 1263150000 | ADAP NPT1/2-M16-W | ADAP (Klippon Ex adaptor), Adapter, 1/2" NPT ,M 16, Brass, nickel-plated
38151 | 1262840000 | ADAP M16-NPT1/2-W | ADAP (Klippon Ex adaptor), Adapter, M 16 x 1.5 ,1/2" NPT, Brass, nickel-plated
38152 | 1185010000 | E1XZ/32/M32-WM | E1XZ (Klippon double seal SWB/STA armored Ex e/d cable gland), Cable glands, M 32 x 1.5, 16 mm, Braided armouring, Metal foil armouring, 1.6 - 2 mm, OD min. 26 - OD max. 34 mm, ID min. 19.50 - ID max. 26.30 mm, Brass, nickel-plated
38153 | 1262730000 | ADAP M16-M20-W | ADAP (Klippon Ex adaptor), Adapter, M 16 x 1.5 ,M 20, Brass, nickel-plated
38154 | 1262950000 | ADAP M32-NPT1-1/2-W | ADAP (Klippon Ex adaptor), Adapter, M 32 x 1.5 ,1 1/2" NPT, Brass, nickel-plated
38155 | 1262740000 | ADAP M20-M16-W | ADAP (Klippon Ex adaptor), Adapter, M 20 x 1.5 ,M 16, Brass, nickel-plated
38156 | 1184720000 | E1W/50S/M50-WM | E1W (Klippon double seal SWA armored Ex e/d cable gland), Cable glands, M 50 x 1.5, 16 mm, Single-wire armouring, 2 - 2.5 mm, OD min. 38.5 - OD max. 46.5 mm, ID min. 31.50 - ID max. 38.20 mm, Brass, nickel-plated
38157 | 1263170000 | ADAP NPT1/2-M20-W | ADAP (Klippon Ex adaptor), Adapter, 1/2" NPT ,M 20, Brass, nickel-plated
38158 | 1218990000 | VP-HEX M50-EX W | VP-HEX (Klippon Ex blanking plug with hexagon head), Blanking plug, M 50 x 1.5, 16 mm, Brass, nickel-plated
38159 | 1184900000 | E1W/20/NPT3/4-WM | E1W (Klippon double seal SWA armored Ex e/d cable gland), Cable glands, 3/4" NPT, 13.9 mm, Single-wire armouring, 0.9 - 1.25 mm, OD min. 15 - OD max. 21 mm, ID min. 10.00 - ID max. 14.00 mm, Brass, nickel-plated
38160 | 1263240000 | ADAP NPT1-1/2-M40-W | ADAP (Klippon Ex adaptor), Adapter, 1 1/2" NPT ,M 40, Brass, nickel-plated
38161 | 1185030000 | E1XZ/50S/M50-WM | E1XZ (Klippon double seal SWB/STA armored Ex e/d cable gland), Cable glands, M 50 x 1.5, 16 mm, Braided armouring, Metal foil armouring, 2 - 2.5 mm, OD min. 38.5 - OD max. 46.5 mm, ID min. 31.50 - ID max. 38.20 mm, Brass, nickel-plated
38162 | 1262890000 | ADAP M25-NPT3/4-W | ADAP (Klippon Ex adaptor), Adapter, M 25 x 1.5 ,3/4" NPT, Brass, nickel-plated
38163 | 1187030000 | A2L/32/NPT1-WM | A2L (Klippon unarmored Ex e/d cable gland), Cable glands, 1" NPT, 17.3 mm, OD min. 19.5 - OD max. 26.3 mm, Brass, nickel-plated
38164 | 1262960000 | ADAP M40-NPT1-W | ADAP (Klippon Ex adaptor), Adapter, M 40 x 1.5 ,1" NPT, Brass, nickel-plated
38165 | 1188540000 | VP NPT1/2-EX W | VP (Klippon Ex blanking plug with mushroom head), Blanking plug, 1/2" NPT, 15.5 mm, Brass, nickel-plated
38166 | 1184800000 | E1W/25/NPT3/4-WM | E1W (Klippon double seal SWA armored Ex e/d cable gland), Cable glands, 3/4" NPT, 13.9 mm, Single-wire armouring, 1.25 - 1.6 mm, OD min. 20 - OD max. 27.5 mm, ID min. 13.50 - ID max. 20.00 mm, Brass, nickel-plated
38167 | 1188490000 | VP M25-EX W | VP (Klippon Ex blanking plug with mushroom head), Blanking plug, M 25 x 1.5, 16 mm, Brass, nickel-plated
38168 | 1218940000 | VP-HEX M16-EX W | VP-HEX (Klippon Ex blanking plug with hexagon head), Blanking plug, M 16 x 1.5, 16 mm, Brass, nickel-plated
38169 | 1185020000 | E1XZ/40/M40-WM | E1XZ (Klippon double seal SWB/STA armored Ex e/d cable gland), Cable glands, M 40 x 1.5, 16 mm, Braided armouring, Metal foil armouring, 1.6 - 2 mm, OD min. 30.5 - OD max. 40.5 mm, ID min. 25.50 - ID max. 32.20 mm, Brass, nickel-plated
38170 | 1365030000 | HDC 24B TOBU 2M25G CS | HDC enclosures, Size: 8, Protection degree: IP65 (in plugged condition), Cable entry from top, Plug housing, Side-locking clamp on lower side, Standard, Size of cable entries: M 25
38171 | 1263200000 | ADAP NPT1-M25-W | ADAP (Klippon Ex adaptor), Adapter, 1" NPT ,M 25, Brass, nickel-plated
38172 | 2821630000 | WDU 10 BR | Feed-through terminal, 10 mm², 1000 V, 57 A, brown
38173 | 1185100000 | E1XZ/20/NPT1/2-WM | E1XZ (Klippon double seal SWB/STA armored Ex e/d cable gland), Cable glands, 1/2" NPT, 13.6 mm, Braided armouring, Metal foil armouring, 0.9 - 1.25 mm, OD min. 15 - OD max. 21 mm, ID min. 10.00 - ID max. 14.00 mm, Brass, nickel-plated
38174 | 1184780000 | E1W/20S/NPT1/2-WM | E1W (Klippon double seal SWA armored Ex e/d cable gland), Cable glands, 1/2" NPT, 13.6 mm, Single-wire armouring, 0.9 - 1.25 mm, OD min. 12.5 - OD max. 16 mm, ID min. 8.00 - ID max. 11.70 mm, Brass, nickel-plated
38175 | 1394390000 | UR20-4AI-UI-12 | Remote I/O module, IP20, 4-channel, Analog signals, Input, Current/Voltage, 12 Bit
38176 | 1184930000 | E1W/40/NPT1-1/2-WM | E1W (Klippon double seal SWA armored Ex e/d cable gland), Cable glands, 1 1/2" NPT, 18.4 mm, Single-wire armouring, 1.6 - 2 mm, OD min. 30.5 - OD max. 40.5 mm, ID min. 25.50 - ID max. 32.20 mm, Brass, nickel-plated
38177 | 1185000000 | E1XZ/25/M25-WM | E1XZ (Klippon double seal SWB/STA armored Ex e/d cable gland), Cable glands, M 25 x 1.5, 16 mm, Braided armouring, Metal foil armouring, 1.25 - 1.6 mm, OD min. 20 - OD max. 27.5 mm, ID min. 13.50 - ID max. 20.00 mm, Brass, nickel-plated
38178 | 1184970000 | E1XZ/16/M16-WM | E1XZ (Klippon double seal SWB/STA armored Ex e/d cable gland), Cable glands, M 16 x 1.5, 16 mm, Braided armouring, Metal foil armouring, 0.9 - 0.9 mm, OD min. 8 - OD max. 13.5 mm, ID min. 4.50 - ID max. 8.70 mm, Brass, nickel-plated
38179 | 1218980000 | VP-HEX M40-EX W | VP-HEX (Klippon Ex blanking plug with hexagon head), Blanking plug, M 40 x 1.5, 16 mm, Brass, nickel-plated
38180 | 468660951 | DEK 6 FW 951-999 | Dekafix, Terminal marker, 5 x 6 mm, Pitch in mm (P): 6.00 Weidmueller, white
38181 | 133360001 | DEK 6 FSZ 1-10 | Dekafix, Terminal marker, 5 x 6 mm, Pitch in mm (P): 6.00 Weidmueller, white
38182 | 133360021 | DEK 6 FSZ 21-30 | Dekafix, Terminal marker, 5 x 6 mm, Pitch in mm (P): 6.00 Weidmueller, white
38183 | 133360031 | DEK 6 FSZ 31-40 | Dekafix, Terminal marker, 5 x 6 mm, Pitch in mm (P): 6.00 Weidmueller, white
38184 | 133360041 | DEK 6 FSZ 41-50 | Dekafix, Terminal marker, 5 x 6 mm, Pitch in mm (P): 6.00 Weidmueller, white
38185 | 171111687 | CLI C 1-3 GE NE MP | CableLine, Conductor and cable markers, 2.5 - 5 mm, 3 x 4.2 mm, yellow
38186 | 251310001 | CLI C 2-4 WS/SW 1 MP | CableLine, Conductor and cable markers, 4 - 10 mm, 4 x 7 mm, white
38187 | 251310002 | CLI C 2-4 WS/SW 2 MP | CableLine, Conductor and cable markers, 4 - 10 mm, 4 x 7 mm, white
38188 | 251311503 | CLI C 2-4 SW/WS 0 MP | CableLine, Conductor and cable markers, 4 - 10 mm, 4 x 7 mm, black
38189 | 251311505 | CLI C 2-4 GE/SW 1 MP | CableLine, Conductor and cable markers, 4 - 10 mm, 4 x 7 mm, yellow
38190 | 251311506 | CLI C 2-4 BR/WS 1 MP | CableLine, Conductor and cable markers, 4 - 10 mm, 4 x 7 mm, brown
38191 | 251311508 | CLI C 2-4 GE/SW 2 MP | CableLine, Conductor and cable markers, 4 - 10 mm, 4 x 7 mm, yellow
38192 | 251311509 | CLI C 2-4 RT/WS 2 MP | CableLine, Conductor and cable markers, 4 - 10 mm, 4 x 7 mm, red
38193 | 251311511 | CLI C 2-4 GE/SW 3 MP | CableLine, Conductor and cable markers, 4 - 10 mm, 4 x 7 mm, yellow
38194 | 251311512 | CLI C 2-4 OR/SW 3 MP | CableLine, Conductor and cable markers, 4 - 10 mm, 4 x 7 mm, orange
38195 | 251311514 | CLI C 2-4 GE/SW 4 MP | CableLine, Conductor and cable markers, 4 - 10 mm, 4 x 7 mm, yellow
38196 | 251311517 | CLI C 2-4 GE/SW 5 MP | CableLine, Conductor and cable markers, 4 - 10 mm, 4 x 7 mm, yellow
38197 | 251311518 | CLI C 2-4 GN/WS 5 MP | CableLine, Conductor and cable markers, 4 - 10 mm, 4 x 7 mm, green
38198 | 251311520 | CLI C 2-4 GE/SW 6 MP | CableLine, Conductor and cable markers, 4 - 10 mm, 4 x 7 mm, yellow
38199 | 251311521 | CLI C 2-4 BL/WS 6 MP | CableLine, Conductor and cable markers, 4 - 10 mm, 4 x 7 mm, blue
38200 | 251311523 | CLI C 2-4 GE/SW 7 MP | CableLine, Conductor and cable markers, 4 - 10 mm, 4 x 7 mm, yellow
38201 | 251311524 | CLI C 2-4 VI/WS 7 MP | CableLine, Conductor and cable markers, 4 - 10 mm, 4 x 7 mm, violet
38202 | 251311526 | CLI C 2-4 GE/SW 8 MP | CableLine, Conductor and cable markers, 4 - 10 mm, 4 x 7 mm, yellow
38203 | 251311527 | CLI C 2-4 GR/SW 8 MP | CableLine, Conductor and cable markers, 4 - 10 mm, 4 x 7 mm, grey
38204 | 251311529 | CLI C 2-4 GE/SW 9 MP | CableLine, Conductor and cable markers, 4 - 10 mm, 4 x 7 mm, yellow
38205 | 251311637 | CLI C 2-4 GE/SW A MP | CableLine, Conductor and cable markers, 4 - 10 mm, 4 x 7 mm, yellow
38206 | 251311639 | CLI C 2-4 GE/SW B MP | CableLine, Conductor and cable markers, 4 - 10 mm, 4 x 7 mm, yellow
38207 | 251311641 | CLI C 2-4 GE/SW C MP | CableLine, Conductor and cable markers, 4 - 10 mm, 4 x 7 mm, yellow
38208 | 251311643 | CLI C 2-4 GE/SW D MP | CableLine, Conductor and cable markers, 4 - 10 mm, 4 x 7 mm, yellow
38209 | 251311645 | CLI C 2-4 GE/SW E MP | CableLine, Conductor and cable markers, 4 - 10 mm, 4 x 7 mm, yellow
38210 | 251311647 | CLI C 2-4 GE/SW F MP | CableLine, Conductor and cable markers, 4 - 10 mm, 4 x 7 mm, yellow
38211 | 251311649 | CLI C 2-4 GE/SW G MP | CableLine, Conductor and cable markers, 4 - 10 mm, 4 x 7 mm, yellow
38212 | 251311651 | CLI C 2-4 GE/SW H MP | CableLine, Conductor and cable markers, 4 - 10 mm, 4 x 7 mm, yellow
38213 | 251311653 | CLI C 2-4 GE/SW I MP | CableLine, Conductor and cable markers, 4 - 10 mm, 4 x 7 mm, yellow
38214 | 251311655 | CLI C 2-4 GE/SW J MP | CableLine, Conductor and cable markers, 4 - 10 mm, 4 x 7 mm, yellow
38215 | 251311738 | CLI C 2-4 GE/SW + MP | CableLine, Conductor and cable markers, 4 - 10 mm, 4 x 7 mm, yellow
38216 | 251311740 | CLI C 2-4 GE/SW - MP | CableLine, Conductor and cable markers, 4 - 10 mm, 4 x 7 mm, yellow
38217 | 251311742 | CLI C 2-4 GE/SW / MP | CableLine, Conductor and cable markers, 4 - 10 mm, 4 x 7 mm, yellow
38218 | 251311746 | CLI C 2-4 GE/SW ET MP | CableLine, Conductor and cable markers, 4 - 10 mm, 4 x 7 mm, yellow
38219 | 251311747 | CLI C 2-4 GE/SW PET. MP | CableLine, Conductor and cable markers, 4 - 10 mm, 4 x 7 mm, yellow
38220 | 251311748 | CLI C 2-4 GE/SW . MP | CableLine, Conductor and cable markers, 4 - 10 mm, 4 x 7 mm, yellow
38221 | 251311750 | CLI C 2-4 GE/SW : MP | CableLine, Conductor and cable markers, 4 - 10 mm, 4 x 7 mm, yellow
38222 | 251311752 | CLI C 2-4 GE/SW AC MP | CableLine, Conductor and cable markers, 4 - 10 mm, 4 x 7 mm, yellow
38223 | 252111502 | CLI C 02-3 GE/SW 0 MP | CableLine, Conductor and cable markers, 1.3 - 3 mm, 3 x 3.4 mm, yellow
38224 | 252111503 | CLI C 02-3 SW/WS 0 MP | CableLine, Conductor and cable markers, 1.3 - 3 mm, 3 x 3.4 mm, black
38225 | 252111505 | CLI C 02-3 GE/SW 1 MP | CableLine, Conductor and cable markers, 1.3 - 3 mm, 3 x 3.4 mm, yellow
38226 | 252111506 | CLI C 02-3 BR/WS 1 MP | CableLine, Conductor and cable markers, 1.3 - 3 mm, 3 x 3.4 mm, brown
38227 | 252111508 | CLI C 02-3 GE/SW 2 MP | CableLine, Conductor and cable markers, 1.3 - 3 mm, 3 x 3.4 mm, yellow
38228 | 252111509 | CLI C 02-3 RT/WS 2 MP | CableLine, Conductor and cable markers, 1.3 - 3 mm, 3 x 3.4 mm, red
38229 | 252111512 | CLI C 02-3 OR/SW 3 MP | CableLine, Conductor and cable markers, 1.3 - 3 mm, 3 x 3.4 mm, orange
38230 | 252111514 | CLI C 02-3 GE/SW 4 MP | CableLine, Conductor and cable markers, 1.3 - 3 mm, 3 x 3.4 mm, yellow
38231 | 252111517 | CLI C 02-3 GE/SW 5 MP | CableLine, Conductor and cable markers, 1.3 - 3 mm, 3 x 3.4 mm, yellow
38232 | 252111518 | CLI C 02-3 GN/WS 5 MP | CableLine, Conductor and cable markers, 1.3 - 3 mm, 3 x 3.4 mm, green
38233 | 252111520 | CLI C 02-3 GE/SW 6 MP | CableLine, Conductor and cable markers, 1.3 - 3 mm, 3 x 3.4 mm, yellow
38234 | 252111521 | CLI C 02-3 BL/WS 6 MP | CableLine, Conductor and cable markers, 1.3 - 3 mm, 3 x 3.4 mm, blue
38235 | 252111523 | CLI C 02-3 GE/SW 7 MP | CableLine, Conductor and cable markers, 1.3 - 3 mm, 3 x 3.4 mm, yellow
38236 | 252111681 | CLI C 02-3 GE/SW V MP | CableLine, Conductor and cable markers, 1.3 - 3 mm, 3 x 3.4 mm, yellow
38237 | 252111683 | CLI C 02-3 GE/SW W MP | CableLine, Conductor and cable markers, 1.3 - 3 mm, 3 x 3.4 mm, yellow
38238 | 252111687 | CLI C 02-3 GE/SW X MP | CableLine, Conductor and cable markers, 1.3 - 3 mm, 3 x 3.4 mm, yellow
38239 | 252111696 | CLI C 02-3 GE/SW Y MP | CableLine, Conductor and cable markers, 1.3 - 3 mm, 3 x 3.4 mm, yellow
38240 | 252111698 | CLI C 02-3 GE/SW Z MP | CableLine, Conductor and cable markers, 1.3 - 3 mm, 3 x 3.4 mm, yellow
38241 | 252111715 | CLI C 02-3 GE/SW P MP | CableLine, Conductor and cable markers, 1.3 - 3 mm, 3 x 3.4 mm, yellow
38242 | 252111737 | CLI C 02-3 RT/WS + MP | CableLine, Conductor and cable markers, 1.3 - 3 mm, 3 x 3.4 mm, red
38243 | 252111738 | CLI C 02-3 GE/SW + MP | CableLine, Conductor and cable markers, 1.3 - 3 mm, 3 x 3.4 mm, yellow
38244 | 252111740 | CLI C 02-3 GE/SW - MP | CableLine, Conductor and cable markers, 1.3 - 3 mm, 3 x 3.4 mm, yellow
38245 | 252111741 | CLI C 02-3 BL/WS - MP | CableLine, Conductor and cable markers, 1.3 - 3 mm, 3 x 3.4 mm, blue
38246 | 252111742 | CLI C 02-3 GE/SW / MP | CableLine, Conductor and cable markers, 1.3 - 3 mm, 3 x 3.4 mm, yellow
38247 | 252111746 | CLI C 02-3 GE/SW ET MP | CableLine, Conductor and cable markers, 1.3 - 3 mm, 3 x 3.4 mm, yellow
38248 | 252111748 | CLI C 02-3 GE/SW . MP | CableLine, Conductor and cable markers, 1.3 - 3 mm, 3 x 3.4 mm, yellow
38249 | 252111751 | CLI C 02-3 GE/SW = MP | CableLine, Conductor and cable markers, 1.3 - 3 mm, 3 x 3.4 mm, yellow
38250 | 252111752 | CLI C 02-3 GE/SW AC MP | CableLine, Conductor and cable markers, 1.3 - 3 mm, 3 x 3.4 mm, yellow
38251 | 252611502 | CLI C 1-3 GE/SW 0 MP | CableLine, Conductor and cable markers, 2.5 - 5 mm, 3 x 4.2 mm, yellow
38252 | 252611503 | CLI C 1-3 SW/WS 0 MP | CableLine, Conductor and cable markers, 2.5 - 5 mm, 3 x 4.2 mm, black
38253 | 252611505 | CLI C 1-3 GE/SW 1 MP | CableLine, Conductor and cable markers, 2.5 - 5 mm, 3 x 4.2 mm, yellow
38254 | 252611506 | CLI C 1-3 BR/WS 1 MP | CableLine, Conductor and cable markers, 2.5 - 5 mm, 3 x 4.2 mm, brown
38255 | 252611508 | CLI C 1-3 GE/SW 2 MP | CableLine, Conductor and cable markers, 2.5 - 5 mm, 3 x 4.2 mm, yellow
38256 | 252611509 | CLI C 1-3 RT/WS 2 MP | CableLine, Conductor and cable markers, 2.5 - 5 mm, 3 x 4.2 mm, red
38257 | 252611511 | CLI C 1-3 GE/SW 3 MP | CableLine, Conductor and cable markers, 2.5 - 5 mm, 3 x 4.2 mm, yellow
38258 | 252611512 | CLI C 1-3 OR/SW 3 MP | CableLine, Conductor and cable markers, 2.5 - 5 mm, 3 x 4.2 mm, orange
38259 | 252611514 | CLI C 1-3 GE/SW 4 MP | CableLine, Conductor and cable markers, 2.5 - 5 mm, 3 x 4.2 mm, yellow
38260 | 252611517 | CLI C 1-3 GE/SW 5 MP | CableLine, Conductor and cable markers, 2.5 - 5 mm, 3 x 4.2 mm, yellow
38261 | 252611518 | CLI C 1-3 GN/WS 5 MP | CableLine, Conductor and cable markers, 2.5 - 5 mm, 3 x 4.2 mm, green
38262 | 252611520 | CLI C 1-3 GE/SW 6 MP | CableLine, Conductor and cable markers, 2.5 - 5 mm, 3 x 4.2 mm, yellow
38263 | 252611521 | CLI C 1-3 BL/WS 6 MP | CableLine, Conductor and cable markers, 2.5 - 5 mm, 3 x 4.2 mm, blue
38264 | 252611523 | CLI C 1-3 GE/SW 7 MP | CableLine, Conductor and cable markers, 2.5 - 5 mm, 3 x 4.2 mm, yellow
38265 | 252611524 | CLI C 1-3 VI/WS 7 MP | CableLine, Conductor and cable markers, 2.5 - 5 mm, 3 x 4.2 mm, violet
38266 | 252611526 | CLI C 1-3 GE/SW 8 MP | CableLine, Conductor and cable markers, 2.5 - 5 mm, 3 x 4.2 mm, yellow
38267 | 252611527 | CLI C 1-3 GR/SW 8 MP | CableLine, Conductor and cable markers, 2.5 - 5 mm, 3 x 4.2 mm, grey
38268 | 252611529 | CLI C 1-3 GE/SW 9 MP | CableLine, Conductor and cable markers, 2.5 - 5 mm, 3 x 4.2 mm, yellow
38269 | 252611530 | CLI C 1-3 WS/SW 9 MP | CableLine, Conductor and cable markers, 2.5 - 5 mm, 3 x 4.2 mm, white
38270 | 252611637 | CLI C 1-3 GE/SW A MP | CableLine, Conductor and cable markers, 2.5 - 5 mm, 3 x 4.2 mm, yellow
38271 | 252611639 | CLI C 1-3 GE/SW B MP | CableLine, Conductor and cable markers, 2.5 - 5 mm, 3 x 4.2 mm, yellow
38272 | 252611641 | CLI C 1-3 GE/SW C MP | CableLine, Conductor and cable markers, 2.5 - 5 mm, 3 x 4.2 mm, yellow
38273 | 252611643 | CLI C 1-3 GE/SW D MP | CableLine, Conductor and cable markers, 2.5 - 5 mm, 3 x 4.2 mm, yellow
38274 | 252611645 | CLI C 1-3 GE/SW E MP | CableLine, Conductor and cable markers, 2.5 - 5 mm, 3 x 4.2 mm, yellow
38275 | 252611647 | CLI C 1-3 GE/SW F MP | CableLine, Conductor and cable markers, 2.5 - 5 mm, 3 x 4.2 mm, yellow
38276 | 252611649 | CLI C 1-3 GE/SW G MP | CableLine, Conductor and cable markers, 2.5 - 5 mm, 3 x 4.2 mm, yellow
38277 | 252611651 | CLI C 1-3 GE/SW H MP | CableLine, Conductor and cable markers, 2.5 - 5 mm, 3 x 4.2 mm, yellow
38278 | 252611653 | CLI C 1-3 GE/SW I MP | CableLine, Conductor and cable markers, 2.5 - 5 mm, 3 x 4.2 mm, yellow
38279 | 252611655 | CLI C 1-3 GE/SW J MP | CableLine, Conductor and cable markers, 2.5 - 5 mm, 3 x 4.2 mm, yellow
38280 | 252611657 | CLI C 1-3 GE/SW K MP | CableLine, Conductor and cable markers, 2.5 - 5 mm, 3 x 4.2 mm, yellow
38281 | 252611659 | CLI C 1-3 GE/SW L MP | CableLine, Conductor and cable markers, 2.5 - 5 mm, 3 x 4.2 mm, yellow
38282 | 252611661 | CLI C 1-3 GE/SW M MP | CableLine, Conductor and cable markers, 2.5 - 5 mm, 3 x 4.2 mm, yellow
38283 | 252611663 | CLI C 1-3 GE/SW N MP | CableLine, Conductor and cable markers, 2.5 - 5 mm, 3 x 4.2 mm, yellow
38284 | 252611665 | CLI C 1-3 GE/SW O MP | CableLine, Conductor and cable markers, 2.5 - 5 mm, 3 x 4.2 mm, yellow
38285 | 252611667 | CLI C 1-3 GE/SW P MP | CableLine, Conductor and cable markers, 2.5 - 5 mm, 3 x 4.2 mm, yellow
38286 | 252611669 | CLI C 1-3 GE/SW Q MP | CableLine, Conductor and cable markers, 2.5 - 5 mm, 3 x 4.2 mm, yellow
38287 | 252611671 | CLI C 1-3 GE/SW R MP | CableLine, Conductor and cable markers, 2.5 - 5 mm, 3 x 4.2 mm, yellow
38288 | 252611673 | CLI C 1-3 GE/SW S MP | CableLine, Conductor and cable markers, 2.5 - 5 mm, 3 x 4.2 mm, yellow
38289 | 252611676 | CLI C 1-3 GE/SW T MP | CableLine, Conductor and cable markers, 2.5 - 5 mm, 3 x 4.2 mm, yellow
38290 | 252611679 | CLI C 1-3 GE/SW U MP | CableLine, Conductor and cable markers, 2.5 - 5 mm, 3 x 4.2 mm, yellow
38291 | 252611681 | CLI C 1-3 GE/SW V MP | CableLine, Conductor and cable markers, 2.5 - 5 mm, 3 x 4.2 mm, yellow
38292 | 252611683 | CLI C 1-3 GE/SW W MP | CableLine, Conductor and cable markers, 2.5 - 5 mm, 3 x 4.2 mm, yellow
38293 | 252611687 | CLI C 1-3 GE/SW X MP | CableLine, Conductor and cable markers, 2.5 - 5 mm, 3 x 4.2 mm, yellow
38294 | 252611696 | CLI C 1-3 GE/SW Y MP | CableLine, Conductor and cable markers, 2.5 - 5 mm, 3 x 4.2 mm, yellow
38295 | 252611698 | CLI C 1-3 GE/SW Z MP | CableLine, Conductor and cable markers, 2.5 - 5 mm, 3 x 4.2 mm, yellow
38296 | 252611737 | CLI C 1-3 RT/WS + MP | CableLine, Conductor and cable markers, 2.5 - 5 mm, 3 x 4.2 mm, red
38297 | 252611738 | CLI C 1-3 GE/SW + MP | CableLine, Conductor and cable markers, 2.5 - 5 mm, 3 x 4.2 mm, yellow
38298 | 252611740 | CLI C 1-3 GE/SW - MP | CableLine, Conductor and cable markers, 2.5 - 5 mm, 3 x 4.2 mm, yellow
38299 | 252611741 | CLI C 1-3 BL/WS - MP | CableLine, Conductor and cable markers, 2.5 - 5 mm, 3 x 4.2 mm, blue
38300 | 252611742 | CLI C 1-3 GE/SW / MP | CableLine, Conductor and cable markers, 2.5 - 5 mm, 3 x 4.2 mm, yellow
38301 | 252611746 | CLI C 1-3 GE/SW ET MP | CableLine, Conductor and cable markers, 2.5 - 5 mm, 3 x 4.2 mm, yellow
38302 | 252611747 | CLI C 1-3 GE/SW PET. MP | CableLine, Conductor and cable markers, 2.5 - 5 mm, 3 x 4.2 mm, yellow
38303 | 252611748 | CLI C 1-3 GE/SW . MP | CableLine, Conductor and cable markers, 2.5 - 5 mm, 3 x 4.2 mm, yellow
38304 | 252611750 | CLI C 1-3 GE/SW : MP | CableLine, Conductor and cable markers, 2.5 - 5 mm, 3 x 4.2 mm, yellow
38305 | 252711522 | CLI C 1-6 GE/SW 01 MP | CableLine, Conductor and cable markers, 2.5 - 5 mm, 6 x 4.2 mm, yellow
38306 | 252711523 | CLI C 1-6 GE/SW 02 MP | CableLine, Conductor and cable markers, 2.5 - 5 mm, 6 x 4.2 mm, yellow
38307 | 252711524 | CLI C 1-6 GE/SW 03 MP | CableLine, Conductor and cable markers, 2.5 - 5 mm, 6 x 4.2 mm, yellow
38308 | 252711525 | CLI C 1-6 GE/SW 04 MP | CableLine, Conductor and cable markers, 2.5 - 5 mm, 6 x 4.2 mm, yellow
38309 | 252711526 | CLI C 1-6 GE/SW 05 MP | CableLine, Conductor and cable markers, 2.5 - 5 mm, 6 x 4.2 mm, yellow
38310 | 252711527 | CLI C 1-6 GE/SW 06 MP | CableLine, Conductor and cable markers, 2.5 - 5 mm, 6 x 4.2 mm, yellow
38311 | 252711528 | CLI C 1-6 GE/SW 07 MP | CableLine, Conductor and cable markers, 2.5 - 5 mm, 6 x 4.2 mm, yellow
38312 | 252711529 | CLI C 1-6 GE/SW 08 MP | CableLine, Conductor and cable markers, 2.5 - 5 mm, 6 x 4.2 mm, yellow
38313 | 252711530 | CLI C 1-6 GE/SW 09 MP | CableLine, Conductor and cable markers, 2.5 - 5 mm, 6 x 4.2 mm, yellow
38314 | 252711531 | CLI C 1-6 GE/SW 10 MP | CableLine, Conductor and cable markers, 2.5 - 5 mm, 6 x 4.2 mm, yellow
38315 | 252711532 | CLI C 1-6 GE/SW 11 MP | CableLine, Conductor and cable markers, 2.5 - 5 mm, 6 x 4.2 mm, yellow
38316 | 252711533 | CLI C 1-6 GE/SW 12 MP | CableLine, Conductor and cable markers, 2.5 - 5 mm, 6 x 4.2 mm, yellow
38317 | 252711534 | CLI C 1-6 GE/SW 13 MP | CableLine, Conductor and cable markers, 2.5 - 5 mm, 6 x 4.2 mm, yellow
38318 | 252711535 | CLI C 1-6 GE/SW 14 MP | CableLine, Conductor and cable markers, 2.5 - 5 mm, 6 x 4.2 mm, yellow
38319 | 252711536 | CLI C 1-6 GE/SW 15 MP | CableLine, Conductor and cable markers, 2.5 - 5 mm, 6 x 4.2 mm, yellow
38320 | 252711537 | CLI C 1-6 GE/SW 16 MP | CableLine, Conductor and cable markers, 2.5 - 5 mm, 6 x 4.2 mm, yellow
38321 | 252711538 | CLI C 1-6 GE/SW 17 MP | CableLine, Conductor and cable markers, 2.5 - 5 mm, 6 x 4.2 mm, yellow
38322 | 252711539 | CLI C 1-6 GE/SW 18 MP | CableLine, Conductor and cable markers, 2.5 - 5 mm, 6 x 4.2 mm, yellow
38323 | 252711540 | CLI C 1-6 GE/SW 19 MP | CableLine, Conductor and cable markers, 2.5 - 5 mm, 6 x 4.2 mm, yellow
38324 | 252711541 | CLI C 1-6 GE/SW 20 MP | CableLine, Conductor and cable markers, 2.5 - 5 mm, 6 x 4.2 mm, yellow
38325 | 252711542 | CLI C 1-6 GE/SW 21 MP | CableLine, Conductor and cable markers, 2.5 - 5 mm, 6 x 4.2 mm, yellow
38326 | 252711543 | CLI C 1-6 GE/SW 22 MP | CableLine, Conductor and cable markers, 2.5 - 5 mm, 6 x 4.2 mm, yellow
38327 | 252711544 | CLI C 1-6 GE/SW 23 MP | CableLine, Conductor and cable markers, 2.5 - 5 mm, 6 x 4.2 mm, yellow
38328 | 252711545 | CLI C 1-6 GE/SW 24 MP | CableLine, Conductor and cable markers, 2.5 - 5 mm, 6 x 4.2 mm, yellow
38329 | 252711726 | CLI C 1-6 GE/SW A1 MP | CableLine, Conductor and cable markers, 2.5 - 5 mm, 6 x 4.2 mm, yellow
38330 | 252711727 | CLI C 1-6 GE/SW A2 MP | CableLine, Conductor and cable markers, 2.5 - 5 mm, 6 x 4.2 mm, yellow
38331 | 252711728 | CLI C 1-6 GE/SW L1 MP | CableLine, Conductor and cable markers, 2.5 - 5 mm, 6 x 4.2 mm, yellow
38332 | 252711729 | CLI C 1-6 GE/SW L2 MP | CableLine, Conductor and cable markers, 2.5 - 5 mm, 6 x 4.2 mm, yellow
38333 | 252711730 | CLI C 1-6 GE/SW L3 MP | CableLine, Conductor and cable markers, 2.5 - 5 mm, 6 x 4.2 mm, yellow
38334 | 253411502 | CLI C 3-6 GE/SW 0 MP | CableLine, Conductor and cable markers, 8 - 16 mm, 6 x 11 mm, yellow
38335 | 253411505 | CLI C 3-6 GE/SW 1 MP | CableLine, Conductor and cable markers, 8 - 16 mm, 6 x 11 mm, yellow
38336 | 253411508 | CLI C 3-6 GE/SW 2 MP | CableLine, Conductor and cable markers, 8 - 16 mm, 6 x 11 mm, yellow
38337 | 253411511 | CLI C 3-6 GE/SW 3 MP | CableLine, Conductor and cable markers, 8 - 16 mm, 6 x 11 mm, yellow
38338 | 253411514 | CLI C 3-6 GE/SW 4 MP | CableLine, Conductor and cable markers, 8 - 16 mm, 6 x 11 mm, yellow
38339 | 253411517 | CLI C 3-6 GE/SW 5 MP | CableLine, Conductor and cable markers, 8 - 16 mm, 6 x 11 mm, yellow
38340 | 253411520 | CLI C 3-6 GE/SW 6 MP | CableLine, Conductor and cable markers, 8 - 16 mm, 6 x 11 mm, yellow
38341 | 253411523 | CLI C 3-6 GE/SW 7 MP | CableLine, Conductor and cable markers, 8 - 16 mm, 6 x 11 mm, yellow
38342 | 253411526 | CLI C 3-6 GE/SW 8 MP | CableLine, Conductor and cable markers, 8 - 16 mm, 6 x 11 mm, yellow
38343 | 253411529 | CLI C 3-6 GE/SW 9 MP | CableLine, Conductor and cable markers, 8 - 16 mm, 6 x 11 mm, yellow
38344 | 253411637 | CLI C 3-6 GE/SW A MP | CableLine, Conductor and cable markers, 8 - 16 mm, 6 x 11 mm, yellow
38345 | 253411639 | CLI C 3-6 GE/SW B MP | CableLine, Conductor and cable markers, 8 - 16 mm, 6 x 11 mm, yellow
38346 | 253411641 | CLI C 3-6 GE/SW C MP | CableLine, Conductor and cable markers, 8 - 16 mm, 6 x 11 mm, yellow
38347 | 253411643 | CLI C 3-6 GE/SW D MP | CableLine, Conductor and cable markers, 8 - 16 mm, 6 x 11 mm, yellow
38348 | 253411645 | CLI C 3-6 GE/SW E MP | CableLine, Conductor and cable markers, 8 - 16 mm, 6 x 11 mm, yellow
38349 | 253411647 | CLI C 3-6 GE/SW F MP | CableLine, Conductor and cable markers, 8 - 16 mm, 6 x 11 mm, yellow
38350 | 253411649 | CLI C 3-6 GE/SW G MP | CableLine, Conductor and cable markers, 8 - 16 mm, 6 x 11 mm, yellow
38351 | 253411651 | CLI C 3-6 GE/SW H MP | CableLine, Conductor and cable markers, 8 - 16 mm, 6 x 11 mm, yellow
38352 | 253411653 | CLI C 3-6 GE/SW I MP | CableLine, Conductor and cable markers, 8 - 16 mm, 6 x 11 mm, yellow
38353 | 253411655 | CLI C 3-6 GE/SW J MP | CableLine, Conductor and cable markers, 8 - 16 mm, 6 x 11 mm, yellow
38354 | 253411657 | CLI C 3-6 GE/SW K MP | CableLine, Conductor and cable markers, 8 - 16 mm, 6 x 11 mm, yellow
38355 | 253411659 | CLI C 3-6 GE/SW L MP | CableLine, Conductor and cable markers, 8 - 16 mm, 6 x 11 mm, yellow
38356 | 253411661 | CLI C 3-6 GE/SW M MP | CableLine, Conductor and cable markers, 8 - 16 mm, 6 x 11 mm, yellow
38357 | 253411663 | CLI C 3-6 GE/SW N MP | CableLine, Conductor and cable markers, 8 - 16 mm, 6 x 11 mm, yellow
38358 | 253411665 | CLI C 3-6 GE/SW O MP | CableLine, Conductor and cable markers, 8 - 16 mm, 6 x 11 mm, yellow
38359 | 253411667 | CLI C 3-6 GE/SW P MP | CableLine, Conductor and cable markers, 8 - 16 mm, 6 x 11 mm, yellow
38360 | 253411669 | CLI C 3-6 GE/SW Q MP | CableLine, Conductor and cable markers, 8 - 16 mm, 6 x 11 mm, yellow
38361 | 253411671 | CLI C 3-6 GE/SW R MP | CableLine, Conductor and cable markers, 8 - 16 mm, 6 x 11 mm, yellow
38362 | 253411673 | CLI C 3-6 GE/SW S MP | CableLine, Conductor and cable markers, 8 - 16 mm, 6 x 11 mm, yellow
38363 | 253411676 | CLI C 3-6 GE/SW T MP | CableLine, Conductor and cable markers, 8 - 16 mm, 6 x 11 mm, yellow
38364 | 253411679 | CLI C 3-6 GE/SW U MP | CableLine, Conductor and cable markers, 8 - 16 mm, 6 x 11 mm, yellow
38365 | 253411681 | CLI C 3-6 GE/SW V MP | CableLine, Conductor and cable markers, 8 - 16 mm, 6 x 11 mm, yellow
38366 | 253411683 | CLI C 3-6 GE/SW W MP | CableLine, Conductor and cable markers, 8 - 16 mm, 6 x 11 mm, yellow
38367 | 253411687 | CLI C 3-6 GE/SW X MP | CableLine, Conductor and cable markers, 8 - 16 mm, 6 x 11 mm, yellow
38368 | 253411696 | CLI C 3-6 GE/SW Y MP | CableLine, Conductor and cable markers, 8 - 16 mm, 6 x 11 mm, yellow
38369 | 253411698 | CLI C 3-6 GE/SW Z MP | CableLine, Conductor and cable markers, 8 - 16 mm, 6 x 11 mm, yellow
38370 | 253411738 | CLI C 3-6 GE/SW + MP | CableLine, Conductor and cable markers, 8 - 16 mm, 6 x 11 mm, yellow
38371 | 253411740 | CLI C 3-6 GE/SW - MP | CableLine, Conductor and cable markers, 8 - 16 mm, 6 x 11 mm, yellow
38372 | 253411742 | CLI C 3-6 GE/SW / MP | CableLine, Conductor and cable markers, 8 - 16 mm, 6 x 11 mm, yellow
38373 | 253411746 | CLI C 3-6 GE/SW ET MP | CableLine, Conductor and cable markers, 8 - 16 mm, 6 x 11 mm, yellow
38374 | 253411748 | CLI C 3-6 GE/SW . MP | CableLine, Conductor and cable markers, 8 - 16 mm, 6 x 11 mm, yellow
38375 | 253411750 | CLI C 3-6 GE/SW : MP | CableLine, Conductor and cable markers, 8 - 16 mm, 6 x 11 mm, yellow
38376 | 253511728 | CLI C 3-9 GE/SW L1 MP | CableLine, Conductor and cable markers, 8 - 16 mm, 9 x 11 mm, yellow
38377 | 253511729 | CLI C 3-9 GE/SW L2 MP | CableLine, Conductor and cable markers, 8 - 16 mm, 9 x 11 mm, yellow
38378 | 253511730 | CLI C 3-9 GE/SW L3 MP | CableLine, Conductor and cable markers, 8 - 16 mm, 9 x 11 mm, yellow
38379 | 354361187 | DEK 5 FWZ L1-PE | Dekafix, Terminal marker, 5 x 5 mm, Pitch in mm (P): 5.00 Weidmueller, white
38380 | 354361203 | DEK 5 FWZ L1-EIK | Dekafix, Terminal marker, 5 x 5 mm, Pitch in mm (P): 5.00 Weidmueller, white
38381 | 407360001 | DEK 6,5 FSZ 1-10 | Dekafix, Terminal marker, 5 x 6.5 mm, Pitch in mm (P): 6.50 Weidmueller, white
38382 | 407360011 | DEK 6,5 FSZ 11-20 | Dekafix, Terminal marker, 5 x 6.5 mm, Pitch in mm (P): 6.50 Weidmueller, white
38383 | 460660061 | DEK 5 FSZ 61-70 | Dekafix, Terminal marker, 5 x 5 mm, Pitch in mm (P): 5.00 Weidmueller, white
38384 | 460660071 | DEK 5 FSZ 71-80 | Dekafix, Terminal marker, 5 x 5 mm, Pitch in mm (P): 5.00 Weidmueller, white
38385 | 460660081 | DEK 5 FSZ 81-90 | Dekafix, Terminal marker, 5 x 5 mm, Pitch in mm (P): 5.00 Weidmueller, white
38386 | 460660091 | DEK 5 FSZ 91-100 | Dekafix, Terminal marker, 5 x 5 mm, Pitch in mm (P): 5.00 Weidmueller, white
38387 | 468160001 | DEK 6,5 FW 1-50 | Dekafix, Terminal marker, 5 x 6.5 mm, Pitch in mm (P): 6.50 Weidmueller, white
38388 | 468160051 | DEK 6,5 FW 51-100 | Dekafix, Terminal marker, 5 x 6.5 mm, Pitch in mm (P): 6.50 Weidmueller, white
38389 | 468160101 | DEK 6,5 FW 101-150 | Dekafix, Terminal marker, 5 x 6.5 mm, Pitch in mm (P): 6.50 Weidmueller, white
38390 | 468260001 | DEK 6,5 FS 1-50 | Dekafix, Terminal marker, 5 x 6.5 mm, Pitch in mm (P): 6.50 Weidmueller, white
38391 | 468260051 | DEK 6,5 FS 51-100 | Dekafix, Terminal marker, 5 x 6.5 mm, Pitch in mm (P): 6.50 Weidmueller, white
38392 | 468260101 | DEK 6,5 FS 101-150 | Dekafix, Terminal marker, 5 x 6.5 mm, Pitch in mm (P): 6.50 Weidmueller, white
38393 | 468660151 | DEK 6 FW 151-200 | Dekafix, Terminal marker, 5 x 6 mm, Pitch in mm (P): 6.00 Weidmueller, white
38394 | 468660201 | DEK 6 FW 201-250 | Dekafix, Terminal marker, 5 x 6 mm, Pitch in mm (P): 6.00 Weidmueller, white
38395 | 468660251 | DEK 6 FW 251-300 | Dekafix, Terminal marker, 5 x 6 mm, Pitch in mm (P): 6.00 Weidmueller, white
38396 | 468660301 | DEK 6 FW 301-350 | Dekafix, Terminal marker, 5 x 6 mm, Pitch in mm (P): 6.00 Weidmueller, white
38397 | 468660351 | DEK 6 FW 351-400 | Dekafix, Terminal marker, 5 x 6 mm, Pitch in mm (P): 6.00 Weidmueller, white
38398 | 468660451 | DEK 6 FW 451-500 | Dekafix, Terminal marker, 5 x 6 mm, Pitch in mm (P): 6.00 Weidmueller, white
38399 | 468660501 | DEK 6 FW 501-550 | Dekafix, Terminal marker, 5 x 6 mm, Pitch in mm (P): 6.00 Weidmueller, white
38400 | 468660551 | DEK 6 FW 551-600 | Dekafix, Terminal marker, 5 x 6 mm, Pitch in mm (P): 6.00 Weidmueller, white
38401 | 468660601 | DEK 6 FW 601-650 | Dekafix, Terminal marker, 5 x 6 mm, Pitch in mm (P): 6.00 Weidmueller, white
38402 | 468660651 | DEK 6 FW 651-700 | Dekafix, Terminal marker, 5 x 6 mm, Pitch in mm (P): 6.00 Weidmueller, white
38403 | 468660701 | DEK 6 FW 701-750 | Dekafix, Terminal marker, 5 x 6 mm, Pitch in mm (P): 6.00 Weidmueller, white
38404 | 468660751 | DEK 6 FW 751-800 | Dekafix, Terminal marker, 5 x 6 mm, Pitch in mm (P): 6.00 Weidmueller, white
38405 | 468660801 | DEK 6 FW 801-850 | Dekafix, Terminal marker, 5 x 6 mm, Pitch in mm (P): 6.00 Weidmueller, white
38406 | 468660851 | DEK 6 FW 851-900 | Dekafix, Terminal marker, 5 x 6 mm, Pitch in mm (P): 6.00 Weidmueller, white
38407 | 468660901 | DEK 6 FW 901-950 | Dekafix, Terminal marker, 5 x 6 mm, Pitch in mm (P): 6.00 Weidmueller, white
38408 | 468760051 | DEK 6 FS 51-100 | Dekafix, Terminal marker, 5 x 6 mm, Pitch in mm (P): 6.00 Weidmueller, white
38409 | 468760101 | DEK 6 FS 101-150 | Dekafix, Terminal marker, 5 x 6 mm, Pitch in mm (P): 6.00 Weidmueller, white
38410 | 473460251 | DEK 5 FW 251-300 | Dekafix, Terminal marker, 5 x 5 mm, Pitch in mm (P): 5.00 Weidmueller, white
38411 | 473460301 | DEK 5 FW 301-350 | Dekafix, Terminal marker, 5 x 5 mm, Pitch in mm (P): 5.00 Weidmueller, white
38412 | 473460351 | DEK 5 FW 351-400 | Dekafix, Terminal marker, 5 x 5 mm, Pitch in mm (P): 5.00 Weidmueller, white
38413 | 473460401 | DEK 5 FW 401-450 | Dekafix, Terminal marker, 5 x 5 mm, Pitch in mm (P): 5.00 Weidmueller, white
38414 | 473460451 | DEK 5 FW 451-500 | Dekafix, Terminal marker, 5 x 5 mm, Pitch in mm (P): 5.00 Weidmueller, white
38415 | 473460501 | DEK 5 FW 501-550 | Dekafix, Terminal marker, 5 x 5 mm, Pitch in mm (P): 5.00 Weidmueller, white
38416 | 473460551 | DEK 5 FW 551-600 | Dekafix, Terminal marker, 5 x 5 mm, Pitch in mm (P): 5.00 Weidmueller, white
38417 | 473460601 | DEK 5 FW 601-650 | Dekafix, Terminal marker, 5 x 5 mm, Pitch in mm (P): 5.00 Weidmueller, white
38418 | 473460651 | DEK 5 FW 651-700 | Dekafix, Terminal marker, 5 x 5 mm, Pitch in mm (P): 5.00 Weidmueller, white
38419 | 473460701 | DEK 5 FW 701-750 | Dekafix, Terminal marker, 5 x 5 mm, Pitch in mm (P): 5.00 Weidmueller, white
38420 | 473460751 | DEK 5 FW 751-800 | Dekafix, Terminal marker, 5 x 5 mm, Pitch in mm (P): 5.00 Weidmueller, white
38421 | 473460801 | DEK 5 FW 801-850 | Dekafix, Terminal marker, 5 x 5 mm, Pitch in mm (P): 5.00 Weidmueller, white
38422 | 473460851 | DEK 5 FW 851-900 | Dekafix, Terminal marker, 5 x 5 mm, Pitch in mm (P): 5.00 Weidmueller, white
38423 | 473460901 | DEK 5 FW 901-950 | Dekafix, Terminal marker, 5 x 5 mm, Pitch in mm (P): 5.00 Weidmueller, white
38424 | 519060001 | DEK 6,5 FWZ 1-10 | Dekafix, Terminal marker, 5 x 6.5 mm, Pitch in mm (P): 6.50 Weidmueller, white
38425 | 519060011 | DEK 6,5 FWZ 11-20 | Dekafix, Terminal marker, 5 x 6.5 mm, Pitch in mm (P): 6.50 Weidmueller, white
38426 | 519060021 | DEK 6,5 FWZ 21-30 | Dekafix, Terminal marker, 5 x 6.5 mm, Pitch in mm (P): 6.50 Weidmueller, white
38427 | 522361075 | DEK 5 GW L1 | Dekafix, Terminal marker, 5 x 5 mm, Pitch in mm (P): 5.00 Weidmueller, white
38428 | 522361076 | DEK 5 GW L2 | Dekafix, Terminal marker, 5 x 5 mm, Pitch in mm (P): 5.00 Weidmueller, white
38429 | 522361077 | DEK 5 GW L3 | Dekafix, Terminal marker, 5 x 5 mm, Pitch in mm (P): 5.00 Weidmueller, white
38430 | 522660003 | DEK 5 GW 3 | Dekafix, Terminal marker, 5 x 5 mm, Pitch in mm (P): 5.00 Weidmueller, white
38431 | 522660004 | DEK 5 GW 4 | Dekafix, Terminal marker, 5 x 5 mm, Pitch in mm (P): 5.00 Weidmueller, white
38432 | 522660005 | DEK 5 GW 5 | Dekafix, Terminal marker, 5 x 5 mm, Pitch in mm (P): 5.00 Weidmueller, white
38433 | 522660007 | DEK 5 GW 7 | Dekafix, Terminal marker, 5 x 5 mm, Pitch in mm (P): 5.00 Weidmueller, white
38434 | 522660008 | DEK 5 GW 8 | Dekafix, Terminal marker, 5 x 5 mm, Pitch in mm (P): 5.00 Weidmueller, white
38435 | 522660009 | DEK 5 GW 9 | Dekafix, Terminal marker, 5 x 5 mm, Pitch in mm (P): 5.00 Weidmueller, white
38436 | 522660010 | DEK 5 GW 10 | Dekafix, Terminal marker, 5 x 5 mm, Pitch in mm (P): 5.00 Weidmueller, white
38437 | 522660011 | DEK 5 GW 11 | Dekafix, Terminal marker, 5 x 5 mm, Pitch in mm (P): 5.00 Weidmueller, white
38438 | 522660012 | DEK 5 GW 12 | Dekafix, Terminal marker, 5 x 5 mm, Pitch in mm (P): 5.00 Weidmueller, white
38439 | 522660013 | DEK 5 GW 13 | Dekafix, Terminal marker, 5 x 5 mm, Pitch in mm (P): 5.00 Weidmueller, white
38440 | 522660014 | DEK 5 GW 14 | Dekafix, Terminal marker, 5 x 5 mm, Pitch in mm (P): 5.00 Weidmueller, white
38441 | 522660015 | DEK 5 GW 15 | Dekafix, Terminal marker, 5 x 5 mm, Pitch in mm (P): 5.00 Weidmueller, white
38442 | 522660016 | DEK 5 GW 16 | Dekafix, Terminal marker, 5 x 5 mm, Pitch in mm (P): 5.00 Weidmueller, white
38443 | 522660017 | DEK 5 GW 17 | Dekafix, Terminal marker, 5 x 5 mm, Pitch in mm (P): 5.00 Weidmueller, white
38444 | 522660018 | DEK 5 GW 18 | Dekafix, Terminal marker, 5 x 5 mm, Pitch in mm (P): 5.00 Weidmueller, white
38445 | 522660019 | DEK 5 GW 19 | Dekafix, Terminal marker, 5 x 5 mm, Pitch in mm (P): 5.00 Weidmueller, white
38446 | 522660020 | DEK 5 GW 20 | Dekafix, Terminal marker, 5 x 5 mm, Pitch in mm (P): 5.00 Weidmueller, white
38447 | 522660021 | DEK 5 GW 21 | Dekafix, Terminal marker, 5 x 5 mm, Pitch in mm (P): 5.00 Weidmueller, white
38448 | 522761021 | DEK 5 GW A | Dekafix, Terminal marker, 5 x 5 mm, Pitch in mm (P): 5.00 Weidmueller, white
38449 | 522761022 | DEK 5 GW B | Dekafix, Terminal marker, 5 x 5 mm, Pitch in mm (P): 5.00 Weidmueller, white
38450 | 522761026 | DEK 5 GW F | Dekafix, Terminal marker, 5 x 5 mm, Pitch in mm (P): 5.00 Weidmueller, white
38451 | 522761035 | DEK 5 GW O | Dekafix, Terminal marker, 5 x 5 mm, Pitch in mm (P): 5.00 Weidmueller, white
38452 | 522761038 | DEK 5 GW R | Dekafix, Terminal marker, 5 x 5 mm, Pitch in mm (P): 5.00 Weidmueller, white
38453 | 522761039 | DEK 5 GW S | Dekafix, Terminal marker, 5 x 5 mm, Pitch in mm (P): 5.00 Weidmueller, white
38454 | 522761040 | DEK 5 GW T | Dekafix, Terminal marker, 5 x 5 mm, Pitch in mm (P): 5.00 Weidmueller, white
38455 | 522761041 | DEK 5 GW U | Dekafix, Terminal marker, 5 x 5 mm, Pitch in mm (P): 5.00 Weidmueller, white
38456 | 522761042 | DEK 5 GW V | Dekafix, Terminal marker, 5 x 5 mm, Pitch in mm (P): 5.00 Weidmueller, white
38457 | 522761043 | DEK 5 GW W | Dekafix, Terminal marker, 5 x 5 mm, Pitch in mm (P): 5.00 Weidmueller, white
38458 | 522761044 | DEK 5 GW X | Dekafix, Terminal marker, 5 x 5 mm, Pitch in mm (P): 5.00 Weidmueller, white
38459 | 523060071 | DEK 5 FWZ 71-80 | Dekafix, Terminal marker, 5 x 5 mm, Pitch in mm (P): 5.00 Weidmueller, white
38460 | 523060081 | DEK 5 FWZ 81-90 | Dekafix, Terminal marker, 5 x 5 mm, Pitch in mm (P): 5.00 Weidmueller, white
38461 | 523060091 | DEK 5 FWZ 91-100 | Dekafix, Terminal marker, 5 x 5 mm, Pitch in mm (P): 5.00 Weidmueller, white
38462 | 526960001 | DEK 6 GW 1 | Dekafix, Terminal marker, 5 x 6 mm, Pitch in mm (P): 6.00 Weidmueller, white
38463 | 526960004 | DEK 6 GW 4 | Dekafix, Terminal marker, 5 x 6 mm, Pitch in mm (P): 6.00 Weidmueller, white
38464 | 526960005 | DEK 6 GW 5 | Dekafix, Terminal marker, 5 x 6 mm, Pitch in mm (P): 6.00 Weidmueller, white
38465 | 526960006 | DEK 6 GW 6 | Dekafix, Terminal marker, 5 x 6 mm, Pitch in mm (P): 6.00 Weidmueller, white
38466 | 526960007 | DEK 6 GW 7 | Dekafix, Terminal marker, 5 x 6 mm, Pitch in mm (P): 6.00 Weidmueller, white
38467 | 526960008 | DEK 6 GW 8 | Dekafix, Terminal marker, 5 x 6 mm, Pitch in mm (P): 6.00 Weidmueller, white
38468 | 526960009 | DEK 6 GW 9 | Dekafix, Terminal marker, 5 x 6 mm, Pitch in mm (P): 6.00 Weidmueller, white
38469 | 526960010 | DEK 6 GW 10 | Dekafix, Terminal marker, 5 x 6 mm, Pitch in mm (P): 6.00 Weidmueller, white
38470 | 537261187 | DEK 5 GW PE | Dekafix, Terminal marker, 5 x 5 mm, Pitch in mm (P): 5.00 Weidmueller, white
38471 | 572900002 | CLI R 1-3 BL NE | CableLine, Mounting mandrel
38472 | 572901503 | CLI R 1-3 GE/SW 0 | CableLine, Mounting mandrel
38473 | 572901506 | CLI R 1-3 GE/SW 1 | CableLine, Mounting mandrel
38474 | 572901509 | CLI R 1-3 GE/SW 2 | CableLine, Mounting mandrel
38475 | 572901512 | CLI R 1-3 GE/SW 3 | CableLine, Mounting mandrel
38476 | 572901515 | CLI R 1-3 GE/SW 4 | CableLine, Mounting mandrel
38477 | 572901518 | CLI R 1-3 GE/SW 5 | CableLine, Mounting mandrel
38478 | 572901521 | CLI R 1-3 GE/SW 6 | CableLine, Mounting mandrel
38479 | 572901524 | CLI R 1-3 GE/SW 7 | CableLine, Mounting mandrel
38480 | 572901527 | CLI R 1-3 GE/SW 8 | CableLine, Mounting mandrel
38481 | 572901530 | CLI R 1-3 GE/SW 9 | CableLine, Mounting mandrel
38482 | 572901638 | CLI R 1-3 GE/SW A | CableLine, Mounting mandrel
38483 | 572901660 | CLI R 1-3 GE/SW L | CableLine, Mounting mandrel
38484 | 572901662 | CLI R 1-3 GE/SW M | CableLine, Mounting mandrel
38485 | 572901672 | CLI R 1-3 GE/SW R | CableLine, Mounting mandrel
38486 | 572901675 | CLI R 1-3 GE/SW S | CableLine, Mounting mandrel
38487 | 572901678 | CLI R 1-3 GE/SW T | CableLine, Mounting mandrel
38488 | 572901687 | CLI R 1-3 GE NE | CableLine, Mounting mandrel
38489 | 572901693 | CLI R 1-3 GE/SW X | CableLine, Mounting mandrel
38490 | 572901738 | CLI R 1-3 GE/SW + | CableLine, Mounting mandrel
38491 | 572901740 | CLI R 1-3 GE/SW - | CableLine, Mounting mandrel
38492 | 576261198 | DEK 5 GW + | Dekafix, Terminal marker, 5 x 5 mm, Pitch in mm (P): 5.00 Weidmueller, white
38493 | 576261199 | DEK 5 GW - | Dekafix, Terminal marker, 5 x 5 mm, Pitch in mm (P): 5.00 Weidmueller, white
38494 | 576261202 | DEK 5 GW ERDE | Dekafix, Terminal marker, 5 x 5 mm, Pitch in mm (P): 5.00 Weidmueller, white
38495 | 631961203 | DEK 6 FWZ L1-ERDE I.KRE | Dekafix, Terminal marker, 5 x 6 mm, Pitch in mm (P): 6.00 Weidmueller, white
38496 | 648001502 | CLI O 10-3 GE/SW 0 MP | CableLine, Conductor and cable markers, 2 - 3 mm, 3 x 4 mm, yellow
38497 | 648001517 | CLI O 10-3 GE/SW 5 MP | CableLine, Conductor and cable markers, 2 - 3 mm, 3 x 4 mm, yellow
38498 | 648001526 | CLI O 10-3 GE/SW 8 MP | CableLine, Conductor and cable markers, 2 - 3 mm, 3 x 4 mm, yellow
38499 | 648001529 | CLI O 10-3 GE/SW 9 MP | CableLine, Conductor and cable markers, 2 - 3 mm, 3 x 4 mm, yellow
38500 | 648001637 | CLI O 10-3 GE/SW A MP | CableLine, Conductor and cable markers, 2 - 3 mm, 3 x 4 mm, yellow
38501 | 648001639 | CLI O 10-3 GE/SW B MP | CableLine, Conductor and cable markers, 2 - 3 mm, 3 x 4 mm, yellow
38502 | 648001641 | CLI O 10-3 GE/SW C MP | CableLine, Conductor and cable markers, 2 - 3 mm, 3 x 4 mm, yellow
38503 | 648001643 | CLI O 10-3 GE/SW D MP | CableLine, Conductor and cable markers, 2 - 3 mm, 3 x 4 mm, yellow
38504 | 648001645 | CLI O 10-3 GE/SW E MP | CableLine, Conductor and cable markers, 2 - 3 mm, 3 x 4 mm, yellow
38505 | 648001647 | CLI O 10-3 GE/SW F MP | CableLine, Conductor and cable markers, 2 - 3 mm, 3 x 4 mm, yellow
38506 | 648001649 | CLI O 10-3 GE/SW G MP | CableLine, Conductor and cable markers, 2 - 3 mm, 3 x 4 mm, yellow
38507 | 648001651 | CLI O 10-3 GE/SW H MP | CableLine, Conductor and cable markers, 2 - 3 mm, 3 x 4 mm, yellow
38508 | 648001653 | CLI O 10-3 GE/SW I MP | CableLine, Conductor and cable markers, 2 - 3 mm, 3 x 4 mm, yellow
38509 | 648001655 | CLI O 10-3 GE/SW J MP | CableLine, Conductor and cable markers, 2 - 3 mm, 3 x 4 mm, yellow
38510 | 648001657 | CLI O 10-3 GE/SW K MP | CableLine, Conductor and cable markers, 2 - 3 mm, 3 x 4 mm, yellow
38511 | 648001659 | CLI O 10-3 GE/SW L MP | CableLine, Conductor and cable markers, 2 - 3 mm, 3 x 4 mm, yellow
38512 | 648001661 | CLI O 10-3 GE/SW M MP | CableLine, Conductor and cable markers, 2 - 3 mm, 3 x 4 mm, yellow
38513 | 648001663 | CLI O 10-3 GE/SW N MP | CableLine, Conductor and cable markers, 2 - 3 mm, 3 x 4 mm, yellow
38514 | 648001665 | CLI O 10-3 GE/SW O MP | CableLine, Conductor and cable markers, 2 - 3 mm, 3 x 4 mm, yellow
38515 | 648001667 | CLI O 10-3 GE/SW P MP | CableLine, Conductor and cable markers, 2 - 3 mm, 3 x 4 mm, yellow
38516 | 648001669 | CLI O 10-3 GE/SW Q MP | CableLine, Conductor and cable markers, 2 - 3 mm, 3 x 4 mm, yellow
38517 | 648001671 | CLI O 10-3 GE/SW R MP | CableLine, Conductor and cable markers, 2 - 3 mm, 3 x 4 mm, yellow
38518 | 648001673 | CLI O 10-3 GE/SW S MP | CableLine, Conductor and cable markers, 2 - 3 mm, 3 x 4 mm, yellow
38519 | 648001676 | CLI O 10-3 GE/SW T MP | CableLine, Conductor and cable markers, 2 - 3 mm, 3 x 4 mm, yellow
38520 | 648001679 | CLI O 10-3 GE/SW U MP | CableLine, Conductor and cable markers, 2 - 3 mm, 3 x 4 mm, yellow
38521 | 648001681 | CLI O 10-3 GE/SW V MP | CableLine, Conductor and cable markers, 2 - 3 mm, 3 x 4 mm, yellow
38522 | 648001683 | CLI O 10-3 GE/SW W MP | CableLine, Conductor and cable markers, 2 - 3 mm, 3 x 4 mm, yellow
38523 | 648001687 | CLI O 10-3 GE/SW X MP | CableLine, Conductor and cable markers, 2 - 3 mm, 3 x 4 mm, yellow
38524 | 648001696 | CLI O 10-3 GE/SW Y MP | CableLine, Conductor and cable markers, 2 - 3 mm, 3 x 4 mm, yellow
38525 | 648001698 | CLI O 10-3 GE/SW Z MP | CableLine, Conductor and cable markers, 2 - 3 mm, 3 x 4 mm, yellow
38526 | 648001738 | CLI O 10-3 GE/SW + MP | CableLine, Conductor and cable markers, 2 - 3 mm, 3 x 4 mm, yellow
38527 | 648001740 | CLI O 10-3 GE/SW - MP | CableLine, Conductor and cable markers, 2 - 3 mm, 3 x 4 mm, yellow
38528 | 648001746 | CLI O 10-3 GE/SW ET MP | CableLine, Conductor and cable markers, 2 - 3 mm, 3 x 4 mm, yellow
38529 | 648101502 | CLI O 20-3 GE/SW 0 MP | CableLine, Conductor and cable markers, 3 - 4 mm, 3 x 5.5 mm, yellow
38530 | 648101517 | CLI O 20-3 GE/SW 5 MP | CableLine, Conductor and cable markers, 3 - 4 mm, 3 x 5.5 mm, yellow
38531 | 648101520 | CLI O 20-3 GE/SW 6 MP | CableLine, Conductor and cable markers, 3 - 4 mm, 3 x 5.5 mm, yellow
38532 | 648101523 | CLI O 20-3 GE/SW 7 MP | CableLine, Conductor and cable markers, 3 - 4 mm, 3 x 5.5 mm, yellow
38533 | 648101526 | CLI O 20-3 GE/SW 8 MP | CableLine, Conductor and cable markers, 3 - 4 mm, 3 x 5.5 mm, yellow
38534 | 648101529 | CLI O 20-3 GE/SW 9 MP | CableLine, Conductor and cable markers, 3 - 4 mm, 3 x 5.5 mm, yellow
38535 | 648101639 | CLI O 20-3 GE/SW B MP | CableLine, Conductor and cable markers, 3 - 4 mm, 3 x 5.5 mm, yellow
38536 | 648101641 | CLI O 20-3 GE/SW C MP | CableLine, Conductor and cable markers, 3 - 4 mm, 3 x 5.5 mm, yellow
38537 | 648101643 | CLI O 20-3 GE/SW D MP | CableLine, Conductor and cable markers, 3 - 4 mm, 3 x 5.5 mm, yellow
38538 | 648101645 | CLI O 20-3 GE/SW E MP | CableLine, Conductor and cable markers, 3 - 4 mm, 3 x 5.5 mm, yellow
38539 | 648101647 | CLI O 20-3 GE/SW F MP | CableLine, Conductor and cable markers, 3 - 4 mm, 3 x 5.5 mm, yellow
38540 | 648101649 | CLI O 20-3 GE/SW G MP | CableLine, Conductor and cable markers, 3 - 4 mm, 3 x 5.5 mm, yellow
38541 | 648101651 | CLI O 20-3 GE/SW H MP | CableLine, Conductor and cable markers, 3 - 4 mm, 3 x 5.5 mm, yellow
38542 | 648101653 | CLI O 20-3 GE/SW I MP | CableLine, Conductor and cable markers, 3 - 4 mm, 3 x 5.5 mm, yellow
38543 | 648101655 | CLI O 20-3 GE/SW J MP | CableLine, Conductor and cable markers, 3 - 4 mm, 3 x 5.5 mm, yellow
38544 | 648101657 | CLI O 20-3 GE/SW K MP | CableLine, Conductor and cable markers, 3 - 4 mm, 3 x 5.5 mm, yellow
38545 | 648101659 | CLI O 20-3 GE/SW L MP | CableLine, Conductor and cable markers, 3 - 4 mm, 3 x 5.5 mm, yellow
38546 | 648101661 | CLI O 20-3 GE/SW M MP | CableLine, Conductor and cable markers, 3 - 4 mm, 3 x 5.5 mm, yellow
38547 | 648101663 | CLI O 20-3 GE/SW N MP | CableLine, Conductor and cable markers, 3 - 4 mm, 3 x 5.5 mm, yellow
38548 | 648101665 | CLI O 20-3 GE/SW O MP | CableLine, Conductor and cable markers, 3 - 4 mm, 3 x 5.5 mm, yellow
38549 | 648101667 | CLI O 20-3 GE/SW P MP | CableLine, Conductor and cable markers, 3 - 4 mm, 3 x 5.5 mm, yellow
38550 | 648101669 | CLI O 20-3 GE/SW Q MP | CableLine, Conductor and cable markers, 3 - 4 mm, 3 x 5.5 mm, yellow
38551 | 648101671 | CLI O 20-3 GE/SW R MP | CableLine, Conductor and cable markers, 3 - 4 mm, 3 x 5.5 mm, yellow
38552 | 648101673 | CLI O 20-3 GE/SW S MP | CableLine, Conductor and cable markers, 3 - 4 mm, 3 x 5.5 mm, yellow
38553 | 648101676 | CLI O 20-3 GE/SW T MP | CableLine, Conductor and cable markers, 3 - 4 mm, 3 x 5.5 mm, yellow
38554 | 648101679 | CLI O 20-3 GE/SW U MP | CableLine, Conductor and cable markers, 3 - 4 mm, 3 x 5.5 mm, yellow
38555 | 648101681 | CLI O 20-3 GE/SW V MP | CableLine, Conductor and cable markers, 3 - 4 mm, 3 x 5.5 mm, yellow
38556 | 648101683 | CLI O 20-3 GE/SW W MP | CableLine, Conductor and cable markers, 3 - 4 mm, 3 x 5.5 mm, yellow
38557 | 648101687 | CLI O 20-3 GE/SW X MP | CableLine, Conductor and cable markers, 3 - 4 mm, 3 x 5.5 mm, yellow
38558 | 648101696 | CLI O 20-3 GE/SW Y MP | CableLine, Conductor and cable markers, 3 - 4 mm, 3 x 5.5 mm, yellow
38559 | 648101698 | CLI O 20-3 GE/SW Z MP | CableLine, Conductor and cable markers, 3 - 4 mm, 3 x 5.5 mm, yellow
38560 | 648101738 | CLI O 20-3 GE/SW + MP | CableLine, Conductor and cable markers, 3 - 4 mm, 3 x 5.5 mm, yellow
38561 | 648101740 | CLI O 20-3 GE/SW - MP | CableLine, Conductor and cable markers, 3 - 4 mm, 3 x 5.5 mm, yellow
38562 | 648101746 | CLI O 20-3 GE/SW ET MP | CableLine, Conductor and cable markers, 3 - 4 mm, 3 x 5.5 mm, yellow
38563 | 648201502 | CLI O 30-3 GE/SW 0 MP | CableLine, Conductor and cable markers, 4 - 5 mm, 3 x 6 mm, yellow
38564 | 648201505 | CLI O 30-3 GE/SW 1 MP | CableLine, Conductor and cable markers, 4 - 5 mm, 3 x 6 mm, yellow
38565 | 648201508 | CLI O 30-3 GE/SW 2 MP | CableLine, Conductor and cable markers, 4 - 5 mm, 3 x 6 mm, yellow
38566 | 648201511 | CLI O 30-3 GE/SW 3 MP | CableLine, Conductor and cable markers, 4 - 5 mm, 3 x 6 mm, yellow
38567 | 648201514 | CLI O 30-3 GE/SW 4 MP | CableLine, Conductor and cable markers, 4 - 5 mm, 3 x 6 mm, yellow
38568 | 648201517 | CLI O 30-3 GE/SW 5 MP | CableLine, Conductor and cable markers, 4 - 5 mm, 3 x 6 mm, yellow
38569 | 648201520 | CLI O 30-3 GE/SW 6 MP | CableLine, Conductor and cable markers, 4 - 5 mm, 3 x 6 mm, yellow
38570 | 648201523 | CLI O 30-3 GE/SW 7 MP | CableLine, Conductor and cable markers, 4 - 5 mm, 3 x 6 mm, yellow
38571 | 648201526 | CLI O 30-3 GE/SW 8 MP | CableLine, Conductor and cable markers, 4 - 5 mm, 3 x 6 mm, yellow
38572 | 648201529 | CLI O 30-3 GE/SW 9 MP | CableLine, Conductor and cable markers, 4 - 5 mm, 3 x 6 mm, yellow
38573 | 648201637 | CLI O 30-3 GE/SW A MP | CableLine, Conductor and cable markers, 4 - 5 mm, 3 x 6 mm, yellow
38574 | 648201639 | CLI O 30-3 GE/SW B MP | CableLine, Conductor and cable markers, 4 - 5 mm, 3 x 6 mm, yellow
38575 | 648201641 | CLI O 30-3 GE/SW C MP | CableLine, Conductor and cable markers, 4 - 5 mm, 3 x 6 mm, yellow
38576 | 648201643 | CLI O 30-3 GE/SW D MP | CableLine, Conductor and cable markers, 4 - 5 mm, 3 x 6 mm, yellow
38577 | 648201645 | CLI O 30-3 GE/SW E MP | CableLine, Conductor and cable markers, 4 - 5 mm, 3 x 6 mm, yellow
38578 | 648201647 | CLI O 30-3 GE/SW F MP | CableLine, Conductor and cable markers, 4 - 5 mm, 3 x 6 mm, yellow
38579 | 648201649 | CLI O 30-3 GE/SW G MP | CableLine, Conductor and cable markers, 4 - 5 mm, 3 x 6 mm, yellow
38580 | 648201651 | CLI O 30-3 GE/SW H MP | CableLine, Conductor and cable markers, 4 - 5 mm, 3 x 6 mm, yellow
38581 | 648201653 | CLI O 30-3 GE/SW I MP | CableLine, Conductor and cable markers, 4 - 5 mm, 3 x 6 mm, yellow
38582 | 648201655 | CLI O 30-3 GE/SW J MP | CableLine, Conductor and cable markers, 4 - 5 mm, 3 x 6 mm, yellow
38583 | 648201657 | CLI O 30-3 GE/SW K MP | CableLine, Conductor and cable markers, 4 - 5 mm, 3 x 6 mm, yellow
38584 | 648201659 | CLI O 30-3 GE/SW L MP | CableLine, Conductor and cable markers, 4 - 5 mm, 3 x 6 mm, yellow
38585 | 648201661 | CLI O 30-3 GE/SW M MP | CableLine, Conductor and cable markers, 4 - 5 mm, 3 x 6 mm, yellow
38586 | 648201663 | CLI O 30-3 GE/SW N MP | CableLine, Conductor and cable markers, 4 - 5 mm, 3 x 6 mm, yellow
38587 | 648201665 | CLI O 30-3 GE/SW O MP | CableLine, Conductor and cable markers, 4 - 5 mm, 3 x 6 mm, yellow
38588 | 648201667 | CLI O 30-3 GE/SW P MP | CableLine, Conductor and cable markers, 4 - 5 mm, 3 x 6 mm, yellow
38589 | 648201669 | CLI O 30-3 GE/SW Q MP | CableLine, Conductor and cable markers, 4 - 5 mm, 3 x 6 mm, yellow
38590 | 648201671 | CLI O 30-3 GE/SW R MP | CableLine, Conductor and cable markers, 4 - 5 mm, 3 x 6 mm, yellow
38591 | 648201673 | CLI O 30-3 GE/SW S MP | CableLine, Conductor and cable markers, 4 - 5 mm, 3 x 6 mm, yellow
38592 | 648201676 | CLI O 30-3 GE/SW T MP | CableLine, Conductor and cable markers, 4 - 5 mm, 3 x 6 mm, yellow
38593 | 648201679 | CLI O 30-3 GE/SW U MP | CableLine, Conductor and cable markers, 4 - 5 mm, 3 x 6 mm, yellow
38594 | 648201681 | CLI O 30-3 GE/SW V MP | CableLine, Conductor and cable markers, 4 - 5 mm, 3 x 6 mm, yellow
38595 | 648201683 | CLI O 30-3 GE/SW W MP | CableLine, Conductor and cable markers, 4 - 5 mm, 3 x 6 mm, yellow
38596 | 648201687 | CLI O 30-3 GE/SW X MP | CableLine, Conductor and cable markers, 4 - 5 mm, 3 x 6 mm, yellow
38597 | 648201695 | CLI O 30-3 GE/SW Ö MP | CableLine, Conductor and cable markers, 4 - 5 mm, 3 x 6 mm, yellow
38598 | 648201696 | CLI O 30-3 GE/SW Y MP | CableLine, Conductor and cable markers, 4 - 5 mm, 3 x 6 mm, yellow
38599 | 648201697 | CLI O 30-3 GE/SW Ä MP | CableLine, Conductor and cable markers, 4 - 5 mm, 3 x 6 mm, yellow
38600 | 648201698 | CLI O 30-3 GE/SW Z MP | CableLine, Conductor and cable markers, 4 - 5 mm, 3 x 6 mm, yellow
38601 | 648201699 | CLI O 30-3 GE/SW Å MP | CableLine, Conductor and cable markers, 4 - 5 mm, 3 x 6 mm, yellow
38602 | 648201738 | CLI O 30-3 GE/SW + MP | CableLine, Conductor and cable markers, 4 - 5 mm, 3 x 6 mm, yellow
38603 | 648201740 | CLI O 30-3 GE/SW - MP | CableLine, Conductor and cable markers, 4 - 5 mm, 3 x 6 mm, yellow
38604 | 648201746 | CLI O 30-3 GE/SW ET MP | CableLine, Conductor and cable markers, 4 - 5 mm, 3 x 6 mm, yellow
38605 | 1318061187 | DEK 6 GW PE | Dekafix, Terminal marker, 5 x 6 mm, Pitch in mm (P): 6.00 Weidmueller, white
38606 | 1318061198 | DEK 6 GW + | Dekafix, Terminal marker, 5 x 6 mm, Pitch in mm (P): 6.00 Weidmueller, white
38607 | 1318061199 | DEK 6 GW - | Dekafix, Terminal marker, 5 x 6 mm, Pitch in mm (P): 6.00 Weidmueller, white
38608 | 1318061202 | DEK 6 GW ERDE | Dekafix, Terminal marker, 5 x 6 mm, Pitch in mm (P): 6.00 Weidmueller, white
38609 | 1568241058 | CLI C 02-3 GE NE CD | CableLine, Conductor and cable markers, 1.3 - 3 mm, 3 x 3.4 mm, yellow
38610 | 1568241502 | CLI C 02-3 GE/SW 0 CD | CableLine, Conductor and cable markers, 1.3 - 3 mm, 3 x 3.4 mm, yellow
38611 | 1568241503 | CLI C 02-3 SW/WS 0 CD | CableLine, Conductor and cable markers, 1.3 - 3 mm, 3 x 3.4 mm, black
38612 | 1568241505 | CLI C 02-3 GE/SW 1 CD | CableLine, Conductor and cable markers, 1.3 - 3 mm, 3 x 3.4 mm, yellow
38613 | 1568241506 | CLI C 02-3 BR/WS 1 CD | CableLine, Conductor and cable markers, 1.3 - 3 mm, 3 x 3.4 mm, brown
38614 | 1568241508 | CLI C 02-3 GE/SW 2 CD | CableLine, Conductor and cable markers, 1.3 - 3 mm, 3 x 3.4 mm, yellow
38615 | 1568241509 | CLI C 02-3 RT/WS 2 CD | CableLine, Conductor and cable markers, 1.3 - 3 mm, 3 x 3.4 mm, red
38616 | 1568241511 | CLI C 02-3 GE/SW 3 CD | CableLine, Conductor and cable markers, 1.3 - 3 mm, 3 x 3.4 mm, yellow
38617 | 1568241512 | CLI C 02-3 OR/SW 3 CD | CableLine, Conductor and cable markers, 1.3 - 3 mm, 3 x 3.4 mm, orange
38618 | 1568241514 | CLI C 02-3 GE/SW 4 CD | CableLine, Conductor and cable markers, 1.3 - 3 mm, 3 x 3.4 mm, yellow
38619 | 1568241517 | CLI C 02-3 GE/SW 5 CD | CableLine, Conductor and cable markers, 1.3 - 3 mm, 3 x 3.4 mm, yellow
38620 | 1568241518 | CLI C 02-3 GN/WS 5 CD | CableLine, Conductor and cable markers, 1.3 - 3 mm, 3 x 3.4 mm, green
38621 | 1568241520 | CLI C 02-3 GE/SW 6 CD | CableLine, Conductor and cable markers, 1.3 - 3 mm, 3 x 3.4 mm, yellow
38622 | 1568241521 | CLI C 02-3 BL/WS 6 CD | CableLine, Conductor and cable markers, 1.3 - 3 mm, 3 x 3.4 mm, blue
38623 | 1568241523 | CLI C 02-3 GE/SW 7 CD | CableLine, Conductor and cable markers, 1.3 - 3 mm, 3 x 3.4 mm, yellow
38624 | 1568241524 | CLI C 02-3 VI/WS 7 CD | CableLine, Conductor and cable markers, 1.3 - 3 mm, 3 x 3.4 mm, violet
38625 | 1568241526 | CLI C 02-3 GE/SW 8 CD | CableLine, Conductor and cable markers, 1.3 - 3 mm, 3 x 3.4 mm, yellow
38626 | 1568241527 | CLI C 02-3 GR/SW 8 CD | CableLine, Conductor and cable markers, 1.3 - 3 mm, 3 x 3.4 mm, grey
38627 | 1568241530 | CLI C 02-3 WS/SW 9 CD | CableLine, Conductor and cable markers, 1.3 - 3 mm, 3 x 3.4 mm, white
38628 | 1568241637 | CLI C 02-3 GE/SW A CD | CableLine, Conductor and cable markers, 1.3 - 3 mm, 3 x 3.4 mm, yellow
38629 | 1568241639 | CLI C 02-3 GE/SW B CD | CableLine, Conductor and cable markers, 1.3 - 3 mm, 3 x 3.4 mm, yellow
38630 | 1568241641 | CLI C 02-3 GE/SW C CD | CableLine, Conductor and cable markers, 1.3 - 3 mm, 3 x 3.4 mm, yellow
38631 | 1568241643 | CLI C 02-3 GE/SW D CD | CableLine, Conductor and cable markers, 1.3 - 3 mm, 3 x 3.4 mm, yellow
38632 | 1568241655 | CLI C 02-3 GE/SW J CD | CableLine, Conductor and cable markers, 1.3 - 3 mm, 3 x 3.4 mm, yellow
38633 | 1568241657 | CLI C 02-3 GE/SW K CD | CableLine, Conductor and cable markers, 1.3 - 3 mm, 3 x 3.4 mm, yellow
38634 | 1568241659 | CLI C 02-3 GE/SW L CD | CableLine, Conductor and cable markers, 1.3 - 3 mm, 3 x 3.4 mm, yellow
38635 | 1568241661 | CLI C 02-3 GE/SW M CD | CableLine, Conductor and cable markers, 1.3 - 3 mm, 3 x 3.4 mm, yellow
38636 | 1568241663 | CLI C 02-3 GE/SW N CD | CableLine, Conductor and cable markers, 1.3 - 3 mm, 3 x 3.4 mm, yellow
38637 | 1568241667 | CLI C 02-3 GE/SW P CD | CableLine, Conductor and cable markers, 1.3 - 3 mm, 3 x 3.4 mm, yellow
38638 | 1568241669 | CLI C 02-3 GE/SW Q CD | CableLine, Conductor and cable markers, 1.3 - 3 mm, 3 x 3.4 mm, yellow
38639 | 1568241671 | CLI C 02-3 GE/SW R CD | CableLine, Conductor and cable markers, 1.3 - 3 mm, 3 x 3.4 mm, yellow
38640 | 1568241673 | CLI C 02-3 GE/SW S CD | CableLine, Conductor and cable markers, 1.3 - 3 mm, 3 x 3.4 mm, yellow
38641 | 1568241676 | CLI C 02-3 GE/SW T CD | CableLine, Conductor and cable markers, 1.3 - 3 mm, 3 x 3.4 mm, yellow
38642 | 1568241679 | CLI C 02-3 GE/SW U CD | CableLine, Conductor and cable markers, 1.3 - 3 mm, 3 x 3.4 mm, yellow
38643 | 1568241681 | CLI C 02-3 GE/SW V CD | CableLine, Conductor and cable markers, 1.3 - 3 mm, 3 x 3.4 mm, yellow
38644 | 1568241683 | CLI C 02-3 GE/SW W CD | CableLine, Conductor and cable markers, 1.3 - 3 mm, 3 x 3.4 mm, yellow
38645 | 1568241687 | CLI C 02-3 GE/SW X CD | CableLine, Conductor and cable markers, 1.3 - 3 mm, 3 x 3.4 mm, yellow
38646 | 1568251040 | CLI C 1-3 WS/SW T CD | CableLine, Conductor and cable markers, 2.5 - 5 mm, 3 x 4.2 mm, white
38647 | 1568251041 | CLI C 1-3 WS/SW U CD | CableLine, Conductor and cable markers, 2.5 - 5 mm, 3 x 4.2 mm, white
38648 | 1568251042 | CLI C 1-3 WS/SW V CD | CableLine, Conductor and cable markers, 2.5 - 5 mm, 3 x 4.2 mm, white
38649 | 1568251043 | CLI C 1-3 WS/SW W CD | CableLine, Conductor and cable markers, 2.5 - 5 mm, 3 x 4.2 mm, white
38650 | 1568251044 | CLI C 1-3 WS NE CD | CableLine, Conductor and cable markers, 2.5 - 5 mm, 3 x 4.2 mm, white
38651 | 1568251045 | CLI C 1-3 WS/SW Y CD | CableLine, Conductor and cable markers, 2.5 - 5 mm, 3 x 4.2 mm, white
38652 | 1568251046 | CLI C 1-3 WS/SW Z CD | CableLine, Conductor and cable markers, 2.5 - 5 mm, 3 x 4.2 mm, white
38653 | 1568251047 | CLI C 1-3 WS/SW . CD | CableLine, Conductor and cable markers, 2.5 - 5 mm, 3 x 4.2 mm, white
38654 | 1568251048 | CLI C 1-3 WS/SW + CD | CableLine, Conductor and cable markers, 2.5 - 5 mm, 3 x 4.2 mm, white
38655 | 1568251049 | CLI C 1-3 WS/SW - CD | CableLine, Conductor and cable markers, 2.5 - 5 mm, 3 x 4.2 mm, white
38656 | 1568251050 | CLI C 1-3 WS/SW / CD | CableLine, Conductor and cable markers, 2.5 - 5 mm, 3 x 4.2 mm, white
38657 | 1568251053 | CLI C 1-3 WS/SW ET CD | CableLine, Conductor and cable markers, 2.5 - 5 mm, 3 x 4.2 mm, white
38658 | 1568251054 | CLI C 1-3 WS/SW X CD | CableLine, Conductor and cable markers, 2.5 - 5 mm, 3 x 4.2 mm, white
38659 | 1568251055 | CLI C 1-3 WS/SW ? CD | CableLine, Conductor and cable markers, 2.5 - 5 mm, 3 x 4.2 mm, white
38660 | 1568251502 | CLI C 1-3 GE/SW 0 CD | CableLine, Conductor and cable markers, 2.5 - 5 mm, 3 x 4.2 mm, yellow
38661 | 1568251503 | CLI C 1-3 SW/WS 0 CD | CableLine, Conductor and cable markers, 2.5 - 5 mm, 3 x 4.2 mm, black
38662 | 1568251506 | CLI C 1-3 BR/WS 1 CD | CableLine, Conductor and cable markers, 2.5 - 5 mm, 3 x 4.2 mm, brown
38663 | 1568251509 | CLI C 1-3 RT/WS 2 CD | CableLine, Conductor and cable markers, 2.5 - 5 mm, 3 x 4.2 mm, red
38664 | 1568251512 | CLI C 1-3 OR/SW 3 CD | CableLine, Conductor and cable markers, 2.5 - 5 mm, 3 x 4.2 mm, orange
38665 | 1568251514 | CLI C 1-3 GE/SW 4 CD | CableLine, Conductor and cable markers, 2.5 - 5 mm, 3 x 4.2 mm, yellow
38666 | 1568251518 | CLI C 1-3 GN/WS 5 CD | CableLine, Conductor and cable markers, 2.5 - 5 mm, 3 x 4.2 mm, green
38667 | 1568251520 | CLI C 1-3 GE/SW 6 CD | CableLine, Conductor and cable markers, 2.5 - 5 mm, 3 x 4.2 mm, yellow
38668 | 1568251524 | CLI C 1-3 VI/WS 7 CD | CableLine, Conductor and cable markers, 2.5 - 5 mm, 3 x 4.2 mm, violet
38669 | 1568251526 | CLI C 1-3 GE/SW 8 CD | CableLine, Conductor and cable markers, 2.5 - 5 mm, 3 x 4.2 mm, yellow
38670 | 1568251527 | CLI C 1-3 GR/SW 8 CD | CableLine, Conductor and cable markers, 2.5 - 5 mm, 3 x 4.2 mm, grey
38671 | 1568251530 | CLI C 1-3 WS/SW 9 CD | CableLine, Conductor and cable markers, 2.5 - 5 mm, 3 x 4.2 mm, white
38672 | 1568251641 | CLI C 1-3 GE/SW C CD | CableLine, Conductor and cable markers, 2.5 - 5 mm, 3 x 4.2 mm, yellow
38673 | 1568251643 | CLI C 1-3 GE/SW D CD | CableLine, Conductor and cable markers, 2.5 - 5 mm, 3 x 4.2 mm, yellow
38674 | 1568251645 | CLI C 1-3 GE/SW E CD | CableLine, Conductor and cable markers, 2.5 - 5 mm, 3 x 4.2 mm, yellow
38675 | 1568251647 | CLI C 1-3 GE/SW F CD | CableLine, Conductor and cable markers, 2.5 - 5 mm, 3 x 4.2 mm, yellow
38676 | 1568251649 | CLI C 1-3 GE/SW G CD | CableLine, Conductor and cable markers, 2.5 - 5 mm, 3 x 4.2 mm, yellow
38677 | 1568251651 | CLI C 1-3 GE/SW H CD | CableLine, Conductor and cable markers, 2.5 - 5 mm, 3 x 4.2 mm, yellow
38678 | 1568251653 | CLI C 1-3 GE/SW I CD | CableLine, Conductor and cable markers, 2.5 - 5 mm, 3 x 4.2 mm, yellow
38679 | 1568251655 | CLI C 1-3 GE/SW J CD | CableLine, Conductor and cable markers, 2.5 - 5 mm, 3 x 4.2 mm, yellow
38680 | 1568251657 | CLI C 1-3 GE/SW K CD | CableLine, Conductor and cable markers, 2.5 - 5 mm, 3 x 4.2 mm, yellow
38681 | 1568251659 | CLI C 1-3 GE/SW L CD | CableLine, Conductor and cable markers, 2.5 - 5 mm, 3 x 4.2 mm, yellow
38682 | 1568251661 | CLI C 1-3 GE/SW M CD | CableLine, Conductor and cable markers, 2.5 - 5 mm, 3 x 4.2 mm, yellow
38683 | 1568251663 | CLI C 1-3 GE/SW N CD | CableLine, Conductor and cable markers, 2.5 - 5 mm, 3 x 4.2 mm, yellow
38684 | 1568251664 | CLI C 1-3 BL/WS N CD | CableLine, Conductor and cable markers, 2.5 - 5 mm, 3 x 4.2 mm, blue
38685 | 1568251665 | CLI C 1-3 GE/SW O CD | CableLine, Conductor and cable markers, 2.5 - 5 mm, 3 x 4.2 mm, yellow
38686 | 1568251667 | CLI C 1-3 GE/SW P CD | CableLine, Conductor and cable markers, 2.5 - 5 mm, 3 x 4.2 mm, yellow
38687 | 1568251669 | CLI C 1-3 GE/SW Q CD | CableLine, Conductor and cable markers, 2.5 - 5 mm, 3 x 4.2 mm, yellow
38688 | 1568251671 | CLI C 1-3 GE/SW R CD | CableLine, Conductor and cable markers, 2.5 - 5 mm, 3 x 4.2 mm, yellow
38689 | 1568251673 | CLI C 1-3 GE/SW S CD | CableLine, Conductor and cable markers, 2.5 - 5 mm, 3 x 4.2 mm, yellow
38690 | 1568251676 | CLI C 1-3 GE/SW T CD | CableLine, Conductor and cable markers, 2.5 - 5 mm, 3 x 4.2 mm, yellow
38691 | 1568251679 | CLI C 1-3 GE/SW U CD | CableLine, Conductor and cable markers, 2.5 - 5 mm, 3 x 4.2 mm, yellow
38692 | 1568251681 | CLI C 1-3 GE/SW V CD | CableLine, Conductor and cable markers, 2.5 - 5 mm, 3 x 4.2 mm, yellow
38693 | 1568251683 | CLI C 1-3 GE/SW W CD | CableLine, Conductor and cable markers, 2.5 - 5 mm, 3 x 4.2 mm, yellow
38694 | 1568251686 | CLI C 1-3 RT NE CD | CableLine, Conductor and cable markers, 2.5 - 5 mm, 3 x 4.2 mm, red
38695 | 1568251687 | CLI C 1-3 GE/SW X CD | CableLine, Conductor and cable markers, 2.5 - 5 mm, 3 x 4.2 mm, yellow
38696 | 1568251688 | CLI C 1-3 GN NE CD | CableLine, Conductor and cable markers, 2.5 - 5 mm, 3 x 4.2 mm, green
38697 | 1568251691 | CLI C 1-3 GR NE CD | CableLine, Conductor and cable markers, 2.5 - 5 mm, 3 x 4.2 mm, grey
38698 | 1568251693 | CLI C 1-3 BL NE CD | CableLine, Conductor and cable markers, 2.5 - 5 mm, 3 x 4.2 mm, blue
38699 | 1568251694 | CLI C 1-3 SW NE CD | CableLine, Conductor and cable markers, 2.5 - 5 mm, 3 x 4.2 mm, black
38700 | 1568251696 | CLI C 1-3 GE/SW Y CD | CableLine, Conductor and cable markers, 2.5 - 5 mm, 3 x 4.2 mm, yellow
38701 | 1568251698 | CLI C 1-3 GE/SW Z CD | CableLine, Conductor and cable markers, 2.5 - 5 mm, 3 x 4.2 mm, yellow
38702 | 1568251699 | CLI C 1-3 GE NE CD | CableLine, Conductor and cable markers, 2.5 - 5 mm, 3 x 4.2 mm, yellow
38703 | 1568251737 | CLI C 1-3 RT/WS + CD | CableLine, Conductor and cable markers, 2.5 - 5 mm, 3 x 4.2 mm, red
38704 | 1568251738 | CLI C 1-3 GE/SW + CD | CableLine, Conductor and cable markers, 2.5 - 5 mm, 3 x 4.2 mm, yellow
38705 | 1568251740 | CLI C 1-3 GE/SW - CD | CableLine, Conductor and cable markers, 2.5 - 5 mm, 3 x 4.2 mm, yellow
38706 | 1568251741 | CLI C 1-3 BL/WS - CD | CableLine, Conductor and cable markers, 2.5 - 5 mm, 3 x 4.2 mm, blue
38707 | 1568251742 | CLI C 1-3 GE/SW / CD | CableLine, Conductor and cable markers, 2.5 - 5 mm, 3 x 4.2 mm, yellow
38708 | 1568251746 | CLI C 1-3 GE/SW ET CD | CableLine, Conductor and cable markers, 2.5 - 5 mm, 3 x 4.2 mm, yellow
38709 | 1568251747 | CLI C 1-3 GE/SW PET. CD | CableLine, Conductor and cable markers, 2.5 - 5 mm, 3 x 4.2 mm, yellow
38710 | 1568251748 | CLI C 1-3 GE/SW . CD | CableLine, Conductor and cable markers, 2.5 - 5 mm, 3 x 4.2 mm, yellow
38711 | 1568251750 | CLI C 1-3 GE/SW : CD | CableLine, Conductor and cable markers, 2.5 - 5 mm, 3 x 4.2 mm, yellow
38712 | 1568251751 | CLI C 1-3 GE/SW = CD | CableLine, Conductor and cable markers, 2.5 - 5 mm, 3 x 4.2 mm, yellow
38713 | 1568251752 | CLI C 1-3 GE/SW AC CD | CableLine, Conductor and cable markers, 2.5 - 5 mm, 3 x 4.2 mm, yellow
38714 | 1568251795 | CLI C 1-3 GE/SW Ö CD | CableLine, Conductor and cable markers, 2.5 - 5 mm, 3 x 4.2 mm, yellow
38715 | 1568251797 | CLI C 1-3 GE/SW Ä CD | CableLine, Conductor and cable markers, 2.5 - 5 mm, 3 x 4.2 mm, yellow
38716 | 1568251799 | CLI C 1-3 GE/SW Å CD | CableLine, Conductor and cable markers, 2.5 - 5 mm, 3 x 4.2 mm, yellow
38717 | 1568261502 | CLI C 2-4 GE/SW 0 CD | CableLine, Conductor and cable markers, 4 - 10 mm, 4 x 7 mm, yellow
38718 | 1568261503 | CLI C 2-4 SW/WS 0 CD | CableLine, Conductor and cable markers, 4 - 10 mm, 4 x 7 mm, black
38719 | 1568261505 | CLI C 2-4 GE/SW 1 CD | CableLine, Conductor and cable markers, 4 - 10 mm, 4 x 7 mm, yellow
38720 | 1568261506 | CLI C 2-4 BR/WS 1 CD | CableLine, Conductor and cable markers, 4 - 10 mm, 4 x 7 mm, brown
38721 | 1568261508 | CLI C 2-4 GE/SW 2 CD | CableLine, Conductor and cable markers, 4 - 10 mm, 4 x 7 mm, yellow
38722 | 1568261509 | CLI C 2-4 RT/WS 2 CD | CableLine, Conductor and cable markers, 4 - 10 mm, 4 x 7 mm, red
38723 | 1568261511 | CLI C 2-4 GE/SW 3 CD | CableLine, Conductor and cable markers, 4 - 10 mm, 4 x 7 mm, yellow
38724 | 1568261512 | CLI C 2-4 OR/SW 3 CD | CableLine, Conductor and cable markers, 4 - 10 mm, 4 x 7 mm, orange
38725 | 1568261514 | CLI C 2-4 GE/SW 4 CD | CableLine, Conductor and cable markers, 4 - 10 mm, 4 x 7 mm, yellow
38726 | 1568261517 | CLI C 2-4 GE/SW 5 CD | CableLine, Conductor and cable markers, 4 - 10 mm, 4 x 7 mm, yellow
38727 | 1568261518 | CLI C 2-4 GN/WS 5 CD | CableLine, Conductor and cable markers, 4 - 10 mm, 4 x 7 mm, green
38728 | 1568261520 | CLI C 2-4 GE/SW 6 CD | CableLine, Conductor and cable markers, 4 - 10 mm, 4 x 7 mm, yellow
38729 | 1568261521 | CLI C 2-4 BL/WS 6 CD | CableLine, Conductor and cable markers, 4 - 10 mm, 4 x 7 mm, blue
38730 | 1568261523 | CLI C 2-4 GE/SW 7 CD | CableLine, Conductor and cable markers, 4 - 10 mm, 4 x 7 mm, yellow
38731 | 1568261524 | CLI C 2-4 VI/WS 7 CD | CableLine, Conductor and cable markers, 4 - 10 mm, 4 x 7 mm, violet
38732 | 1568261526 | CLI C 2-4 GE/SW 8 CD | CableLine, Conductor and cable markers, 4 - 10 mm, 4 x 7 mm, yellow
38733 | 1568261527 | CLI C 2-4 GR/SW 8 CD | CableLine, Conductor and cable markers, 4 - 10 mm, 4 x 7 mm, grey
38734 | 1568261529 | CLI C 2-4 GE/SW 9 CD | CableLine, Conductor and cable markers, 4 - 10 mm, 4 x 7 mm, yellow
38735 | 1568261530 | CLI C 2-4 WS/SW 9 CD | CableLine, Conductor and cable markers, 4 - 10 mm, 4 x 7 mm, white
38736 | 1568261637 | CLI C 2-4 GE/SW A CD | CableLine, Conductor and cable markers, 4 - 10 mm, 4 x 7 mm, yellow
38737 | 1568261639 | CLI C 2-4 GE/SW B CD | CableLine, Conductor and cable markers, 4 - 10 mm, 4 x 7 mm, yellow
38738 | 1568261641 | CLI C 2-4 GE/SW C CD | CableLine, Conductor and cable markers, 4 - 10 mm, 4 x 7 mm, yellow
38739 | 1568261643 | CLI C 2-4 GE/SW D CD | CableLine, Conductor and cable markers, 4 - 10 mm, 4 x 7 mm, yellow
38740 | 1568261645 | CLI C 2-4 GE/SW E CD | CableLine, Conductor and cable markers, 4 - 10 mm, 4 x 7 mm, yellow
38741 | 1568261647 | CLI C 2-4 GE/SW F CD | CableLine, Conductor and cable markers, 4 - 10 mm, 4 x 7 mm, yellow
38742 | 1568261649 | CLI C 2-4 GE/SW G CD | CableLine, Conductor and cable markers, 4 - 10 mm, 4 x 7 mm, yellow
38743 | 1568261651 | CLI C 2-4 GE/SW H CD | CableLine, Conductor and cable markers, 4 - 10 mm, 4 x 7 mm, yellow
38744 | 1568261653 | CLI C 2-4 GE/SW I CD | CableLine, Conductor and cable markers, 4 - 10 mm, 4 x 7 mm, yellow
38745 | 1568261655 | CLI C 2-4 GE/SW J CD | CableLine, Conductor and cable markers, 4 - 10 mm, 4 x 7 mm, yellow
38746 | 1568261657 | CLI C 2-4 GE/SW K CD | CableLine, Conductor and cable markers, 4 - 10 mm, 4 x 7 mm, yellow
38747 | 1568261659 | CLI C 2-4 GE/SW L CD | CableLine, Conductor and cable markers, 4 - 10 mm, 4 x 7 mm, yellow
38748 | 1568261661 | CLI C 2-4 GE/SW M CD | CableLine, Conductor and cable markers, 4 - 10 mm, 4 x 7 mm, yellow
38749 | 1568261663 | CLI C 2-4 GE/SW N CD | CableLine, Conductor and cable markers, 4 - 10 mm, 4 x 7 mm, yellow
38750 | 1568261665 | CLI C 2-4 GE/SW O CD | CableLine, Conductor and cable markers, 4 - 10 mm, 4 x 7 mm, yellow
38751 | 1568261667 | CLI C 2-4 GE/SW P CD | CableLine, Conductor and cable markers, 4 - 10 mm, 4 x 7 mm, yellow
38752 | 1568261669 | CLI C 2-4 GE/SW Q CD | CableLine, Conductor and cable markers, 4 - 10 mm, 4 x 7 mm, yellow
38753 | 1568261671 | CLI C 2-4 GE/SW R CD | CableLine, Conductor and cable markers, 4 - 10 mm, 4 x 7 mm, yellow
38754 | 1568261673 | CLI C 2-4 GE/SW S CD | CableLine, Conductor and cable markers, 4 - 10 mm, 4 x 7 mm, yellow
38755 | 1568261676 | CLI C 2-4 GE/SW T CD | CableLine, Conductor and cable markers, 4 - 10 mm, 4 x 7 mm, yellow
38756 | 1568261679 | CLI C 2-4 GE/SW U CD | CableLine, Conductor and cable markers, 4 - 10 mm, 4 x 7 mm, yellow
38757 | 1568261681 | CLI C 2-4 GE/SW V CD | CableLine, Conductor and cable markers, 4 - 10 mm, 4 x 7 mm, yellow
38758 | 1568261683 | CLI C 2-4 GE/SW W CD | CableLine, Conductor and cable markers, 4 - 10 mm, 4 x 7 mm, yellow
38759 | 1568261687 | CLI C 2-4 GE/SW X CD | CableLine, Conductor and cable markers, 4 - 10 mm, 4 x 7 mm, yellow
38760 | 1568261696 | CLI C 2-4 GE/SW Y CD | CableLine, Conductor and cable markers, 4 - 10 mm, 4 x 7 mm, yellow
38761 | 1568261698 | CLI C 2-4 GE/SW Z CD | CableLine, Conductor and cable markers, 4 - 10 mm, 4 x 7 mm, yellow
38762 | 1568261737 | CLI C 2-4 RT/WS + CD | CableLine, Conductor and cable markers, 4 - 10 mm, 4 x 7 mm, red
38763 | 1568261738 | CLI C 2-4 GE/SW + CD | CableLine, Conductor and cable markers, 4 - 10 mm, 4 x 7 mm, yellow
38764 | 1568261740 | CLI C 2-4 GE/SW - CD | CableLine, Conductor and cable markers, 4 - 10 mm, 4 x 7 mm, yellow
38765 | 1568261741 | CLI C 2-4 BL/WS - CD | CableLine, Conductor and cable markers, 4 - 10 mm, 4 x 7 mm, blue
38766 | 1568261742 | CLI C 2-4 GE/SW / CD | CableLine, Conductor and cable markers, 4 - 10 mm, 4 x 7 mm, yellow
38767 | 1568261746 | CLI C 2-4 GE/SW ET CD | CableLine, Conductor and cable markers, 4 - 10 mm, 4 x 7 mm, yellow
38768 | 1568261747 | CLI C 2-4 GE/SW PET. CD | CableLine, Conductor and cable markers, 4 - 10 mm, 4 x 7 mm, yellow
38769 | 1568261748 | CLI C 2-4 GE/SW . CD | CableLine, Conductor and cable markers, 4 - 10 mm, 4 x 7 mm, yellow
38770 | 1568261750 | CLI C 2-4 GE/SW : CD | CableLine, Conductor and cable markers, 4 - 10 mm, 4 x 7 mm, yellow
38771 | 1568261752 | CLI C 2-4 GE/SW AC CD | CableLine, Conductor and cable markers, 4 - 10 mm, 4 x 7 mm, yellow
38772 | 1568300001 | CLI M 2-4 GE NE CD | CableLine, Conductor and cable markers, 10 - 317 mm, 4 x 11.4 mm, yellow
38773 | 1568300002 | CLI M 2-4 WS/SW 2 CD | CableLine, Conductor and cable markers, 10 - 317 mm, 4 x 11.3 mm, white
38774 | 1568300003 | CLI M 2-4 WS/SW 3 CD | CableLine, Conductor and cable markers, 10 - 317 mm, 4 x 11.3 mm, white
38775 | 1568300004 | CLI M 2-4 WS/SW 4 CD | CableLine, Conductor and cable markers, 10 - 317 mm, 4 x 11.3 mm, white
38776 | 1568300005 | CLI M 2-4 WS/SW 5 CD | CableLine, Conductor and cable markers, 10 - 317 mm, 4 x 11.3 mm, white
38777 | 1568300006 | CLI M 2-4 WS/SW 6 CD | CableLine, Conductor and cable markers, 10 - 317 mm, 4 x 11.3 mm, white
38778 | 1568300007 | CLI M 2-4 WS/SW 7 CD | CableLine, Conductor and cable markers, 10 - 317 mm, 4 x 11.3 mm, white
38779 | 1568300008 | CLI M 2-4 WS/SW 8 CD | CableLine, Conductor and cable markers, 10 - 317 mm, 4 x 11.3 mm, white
38780 | 1568301000 | CLI M 2-4 WS/SW 0 CD | CableLine, Conductor and cable markers, 10 - 317 mm, 4 x 11.3 mm, white
38781 | 1568301502 | CLI M 2-4 GE/SW 0 CD | CableLine, Conductor and cable markers, 10 - 317 mm, 4 x 11.3 mm, yellow
38782 | 1568301503 | CLI M 2-4 SW/WS 0 CD | CableLine, Conductor and cable markers, 10 - 317 mm, 4 x 11.3 mm, black
38783 | 1568301505 | CLI M 2-4 GE/SW 1 CD | CableLine, Conductor and cable markers, 10 - 317 mm, 4 x 11.3 mm, yellow
38784 | 1568301506 | CLI M 2-4 BR/WS 1 CD | CableLine, Conductor and cable markers, 10 - 317 mm, 4 x 11.3 mm, brown
38785 | 1568301508 | CLI M 2-4 GE/SW 2 CD | CableLine, Conductor and cable markers, 10 - 317 mm, 4 x 11.3 mm, yellow
38786 | 1568301509 | CLI M 2-4 RT/WS 2 CD | CableLine, Conductor and cable markers, 10 - 317 mm, 4 x 11.3 mm, red
38787 | 1568301511 | CLI M 2-4 GE/SW 3 CD | CableLine, Conductor and cable markers, 10 - 317 mm, 4 x 11.3 mm, yellow
38788 | 1568301512 | CLI M 2-4 OR/SW 3 CD | CableLine, Conductor and cable markers, 10 - 317 mm, 4 x 11.3 mm, orange
38789 | 1568301514 | CLI M 2-4 GE/SW 4 CD | CableLine, Conductor and cable markers, 10 - 317 mm, 4 x 11.3 mm, yellow
38790 | 1568301517 | CLI M 2-4 GE/SW 5 CD | CableLine, Conductor and cable markers, 10 - 317 mm, 4 x 11.3 mm, yellow
38791 | 1568301518 | CLI M 2-4 GN/WS 5 CD | CableLine, Conductor and cable markers, 10 - 317 mm, 4 x 11.3 mm, green
38792 | 1568301520 | CLI M 2-4 GE/SW 6 CD | CableLine, Conductor and cable markers, 10 - 317 mm, 4 x 11.3 mm, yellow
38793 | 1568301521 | CLI M 2-4 BL/WS 6 CD | CableLine, Conductor and cable markers, 10 - 317 mm, 4 x 11.3 mm, blue
38794 | 1568301523 | CLI M 2-4 GE/SW 7 CD | CableLine, Conductor and cable markers, 10 - 317 mm, 4 x 11.3 mm, yellow
38795 | 1568301524 | CLI M 2-4 VI/WS 7 CD | CableLine, Conductor and cable markers, 10 - 317 mm, 4 x 11.3 mm, violet
38796 | 1568301526 | CLI M 2-4 GE/SW 8 CD | CableLine, Conductor and cable markers, 10 - 317 mm, 4 x 11.3 mm, yellow
38797 | 1568301527 | CLI M 2-4 GR/SW 8 CD | CableLine, Conductor and cable markers, 10 - 317 mm, 4 x 11.3 mm, grey
38798 | 1568301529 | CLI M 2-4 GE/SW 9 CD | CableLine, Conductor and cable markers, 10 - 317 mm, 4 x 11.3 mm, yellow
38799 | 1568301530 | CLI M 2-4 WS/SW 9 CD | CableLine, Conductor and cable markers, 10 - 317 mm, 4 x 11.3 mm, white
38800 | 1568301637 | CLI M 2-4 GE/SW A CD | CableLine, Conductor and cable markers, 10 - 317 mm, 4 x 11.3 mm, yellow
38801 | 1568301639 | CLI M 2-4 GE/SW B CD | CableLine, Conductor and cable markers, 10 - 317 mm, 4 x 11.3 mm, yellow
38802 | 1568301641 | CLI M 2-4 GE/SW C CD | CableLine, Conductor and cable markers, 10 - 317 mm, 4 x 11.3 mm, yellow
38803 | 1568301643 | CLI M 2-4 GE/SW D CD | CableLine, Conductor and cable markers, 10 - 317 mm, 4 x 11.3 mm, yellow
38804 | 1568301645 | CLI M 2-4 GE/SW E CD | CableLine, Conductor and cable markers, 10 - 317 mm, 4 x 11.3 mm, yellow
38805 | 1568301647 | CLI M 2-4 GE/SW F CD | CableLine, Conductor and cable markers, 10 - 317 mm, 4 x 11.3 mm, yellow
38806 | 1568301649 | CLI M 2-4 GE/SW G CD | CableLine, Conductor and cable markers, 10 - 317 mm, 4 x 11.3 mm, yellow
38807 | 1568301651 | CLI M 2-4 GE/SW H CD | CableLine, Conductor and cable markers, 10 - 317 mm, 4 x 11.3 mm, yellow
38808 | 1568301653 | CLI M 2-4 GE/SW I CD | CableLine, Conductor and cable markers, 10 - 317 mm, 4 x 11.3 mm, yellow
38809 | 1568301655 | CLI M 2-4 GE/SW J CD | CableLine, Conductor and cable markers, 10 - 317 mm, 4 x 11.3 mm, yellow
38810 | 1568301657 | CLI M 2-4 GE/SW K CD | CableLine, Conductor and cable markers, 10 - 317 mm, 4 x 11.3 mm, yellow
38811 | 1568301659 | CLI M 2-4 GE/SW L CD | CableLine, Conductor and cable markers, 10 - 317 mm, 4 x 11.3 mm, yellow
38812 | 1568301661 | CLI M 2-4 GE/SW M CD | CableLine, Conductor and cable markers, 10 - 317 mm, 4 x 11.3 mm, yellow
38813 | 1568301663 | CLI M 2-4 GE/SW N CD | CableLine, Conductor and cable markers, 10 - 317 mm, 4 x 11.3 mm, yellow
38814 | 1568301665 | CLI M 2-4 GE/SW O CD | CableLine, Conductor and cable markers, 10 - 317 mm, 4 x 11.3 mm, yellow
38815 | 1568301667 | CLI M 2-4 GE/SW P CD | CableLine, Conductor and cable markers, 10 - 317 mm, 4 x 11.3 mm, yellow
38816 | 1568301669 | CLI M 2-4 GE/SW Q CD | CableLine, Conductor and cable markers, 10 - 317 mm, 4 x 11.3 mm, yellow
38817 | 1568301671 | CLI M 2-4 GE/SW R CD | CableLine, Conductor and cable markers, 10 - 317 mm, 4 x 11.3 mm, yellow
38818 | 1568301673 | CLI M 2-4 GE/SW S CD | CableLine, Conductor and cable markers, 10 - 317 mm, 4 x 11.3 mm, yellow
38819 | 1568301676 | CLI M 2-4 GE/SW T CD | CableLine, Conductor and cable markers, 10 - 317 mm, 4 x 11.3 mm, yellow
38820 | 1568301679 | CLI M 2-4 GE/SW U CD | CableLine, Conductor and cable markers, 10 - 317 mm, 4 x 11.3 mm, yellow
38821 | 1568301681 | CLI M 2-4 GE/SW V CD | CableLine, Conductor and cable markers, 10 - 317 mm, 4 x 11.3 mm, yellow
38822 | 1568301683 | CLI M 2-4 GE/SW W CD | CableLine, Conductor and cable markers, 10 - 317 mm, 4 x 11.3 mm, yellow
38823 | 1568301687 | CLI M 2-4 GE/SW X CD | CableLine, Conductor and cable markers, 10 - 317 mm, 4 x 11.3 mm, yellow
38824 | 1568301696 | CLI M 2-4 GE/SW Y CD | CableLine, Conductor and cable markers, 10 - 317 mm, 4 x 11.3 mm, yellow
38825 | 1568301697 | CLI M 2-4 WS/SW 1 CD | CableLine, Conductor and cable markers, 10 - 317 mm, 4 x 11.3 mm, white
38826 | 1568301698 | CLI M 2-4 GE/SW Z CD | CableLine, Conductor and cable markers, 10 - 317 mm, 4 x 11.3 mm, yellow
38827 | 1568301736 | CLI M 2-4 GE/SW Ø CD | CableLine, Conductor and cable markers, 10 - 317 mm, 4 x 11.3 mm, yellow
38828 | 1568301738 | CLI M 2-4 GE/SW + CD | CableLine, Conductor and cable markers, 10 - 317 mm, 4 x 11.3 mm, yellow
38829 | 1568301740 | CLI M 2-4 GE/SW - CD | CableLine, Conductor and cable markers, 10 - 317 mm, 4 x 11.3 mm, yellow
38830 | 1568301741 | CLI M 2-4 BL/WS - CD | CableLine, Conductor and cable markers, 10 - 317 mm, 4 x 11.3 mm, blue
38831 | 1568301742 | CLI M 2-4 GE/SW / CD | CableLine, Conductor and cable markers, 10 - 317 mm, 4 x 11.3 mm, yellow
38832 | 1568301746 | CLI M 2-4 GE/SW ET CD | CableLine, Conductor and cable markers, 10 - 317 mm, 4 x 11.3 mm, yellow
38833 | 1568301747 | CLI M 2-4 GE/SW PET. CD | CableLine, Conductor and cable markers, 10 - 317 mm, 4 x 11.3 mm, yellow
38834 | 1568301748 | CLI M 2-4 GE/SW . CD | CableLine, Conductor and cable markers, 10 - 317 mm, 4 x 11.3 mm, yellow
38835 | 1568301750 | CLI M 2-4 GE/SW : CD | CableLine, Conductor and cable markers, 10 - 317 mm, 4 x 11.3 mm, yellow
38836 | 1568301751 | CLI M 2-4 GE/SW = CD | CableLine, Conductor and cable markers, 10 - 317 mm, 4 x 11.3 mm, yellow
38837 | 1568301752 | CLI M 2-4 GE/SW AC CD | CableLine, Conductor and cable markers, 10 - 317 mm, 4 x 11.3 mm, yellow
38838 | 133360011 | DEK 6 FSZ 11-20 | Dekafix, Terminal marker, 5 x 6 mm, Pitch in mm (P): 6.00 Weidmueller, white
38839 | 171301687 | CLI C 2-4 GE NE CD | CableLine, Conductor and cable markers, 4 - 10 mm, 4 x 6.9 mm, yellow
38840 | 213811687 | CLI C 02-3 GE NE MP | CableLine, Conductor and cable markers, 1.3 - 3 mm, 3 x 3.5 mm, yellow
38841 | 251310009 | CLI C 2-4 WS/SW 9 MP | CableLine, Conductor and cable markers, 4 - 10 mm, 4 x 7 mm, white
38842 | 251311502 | CLI C 2-4 GE/SW 0 MP | CableLine, Conductor and cable markers, 4 - 10 mm, 4 x 7 mm, yellow
38843 | 251311657 | CLI C 2-4 GE/SW K MP | CableLine, Conductor and cable markers, 4 - 10 mm, 4 x 7 mm, yellow
38844 | 251311659 | CLI C 2-4 GE/SW L MP | CableLine, Conductor and cable markers, 4 - 10 mm, 4 x 7 mm, yellow
38845 | 251311661 | CLI C 2-4 GE/SW M MP | CableLine, Conductor and cable markers, 4 - 10 mm, 4 x 7 mm, yellow
38846 | 251311663 | CLI C 2-4 GE/SW N MP | CableLine, Conductor and cable markers, 4 - 10 mm, 4 x 7 mm, yellow
38847 | 251311665 | CLI C 2-4 GE/SW O MP | CableLine, Conductor and cable markers, 4 - 10 mm, 4 x 7 mm, yellow
38848 | 251311667 | CLI C 2-4 GE/SW P MP | CableLine, Conductor and cable markers, 4 - 10 mm, 4 x 7 mm, yellow
38849 | 251311669 | CLI C 2-4 GE/SW Q MP | CableLine, Conductor and cable markers, 4 - 10 mm, 4 x 7 mm, yellow
38850 | 251311671 | CLI C 2-4 GE/SW R MP | CableLine, Conductor and cable markers, 4 - 10 mm, 4 x 7 mm, yellow
38851 | 251311673 | CLI C 2-4 GE/SW S MP | CableLine, Conductor and cable markers, 4 - 10 mm, 4 x 7 mm, yellow
38852 | 251311676 | CLI C 2-4 GE/SW T MP | CableLine, Conductor and cable markers, 4 - 10 mm, 4 x 7 mm, yellow
38853 | 251311679 | CLI C 2-4 GE/SW U MP | CableLine, Conductor and cable markers, 4 - 10 mm, 4 x 7 mm, yellow
38854 | 251311681 | CLI C 2-4 GE/SW V MP | CableLine, Conductor and cable markers, 4 - 10 mm, 4 x 7 mm, yellow
38855 | 251311683 | CLI C 2-4 GE/SW W MP | CableLine, Conductor and cable markers, 4 - 10 mm, 4 x 7 mm, yellow
38856 | 251311687 | CLI C 2-4 GE/SW X MP | CableLine, Conductor and cable markers, 4 - 10 mm, 4 x 7 mm, yellow
38857 | 251311695 | CLI C 2-4 GE/SW Ö MP | CableLine, Conductor and cable markers, 4 - 10 mm, 4 x 7 mm, yellow
38858 | 251311696 | CLI C 2-4 GE/SW Y MP | CableLine, Conductor and cable markers, 4 - 10 mm, 4 x 7 mm, yellow
38859 | 251311697 | CLI C 2-4 GE/SW Ä MP | CableLine, Conductor and cable markers, 4 - 10 mm, 4 x 7 mm, yellow
38860 | 251311698 | CLI C 2-4 GE/SW Z MP | CableLine, Conductor and cable markers, 4 - 10 mm, 4 x 7 mm, yellow
38861 | 251311699 | CLI C 2-4 GE/SW Å MP | CableLine, Conductor and cable markers, 4 - 10 mm, 4 x 7 mm, yellow
38862 | 251311735 | CLI C 2-4 GE/SW Æ MP | CableLine, Conductor and cable markers, 4 - 10 mm, 4 x 7 mm, yellow
38863 | 251311736 | CLI C 2-4 GE/SW Ø MP | CableLine, Conductor and cable markers, 4 - 10 mm, 4 x 7 mm, yellow
38864 | 251311751 | CLI C 2-4 GE/SW = MP | CableLine, Conductor and cable markers, 4 - 10 mm, 4 x 7 mm, yellow
38865 | 252111511 | CLI C 02-3 GE/SW 3 MP | CableLine, Conductor and cable markers, 1.3 - 3 mm, 3 x 3.4 mm, yellow
38866 | 252111524 | CLI C 02-3 VI/WS 7 MP | CableLine, Conductor and cable markers, 1.3 - 3 mm, 3 x 3.4 mm, violet
38867 | 252111526 | CLI C 02-3 GE/SW 8 MP | CableLine, Conductor and cable markers, 1.3 - 3 mm, 3 x 3.4 mm, yellow
38868 | 252111527 | CLI C 02-3 GR/SW 8 MP | CableLine, Conductor and cable markers, 1.3 - 3 mm, 3 x 3.4 mm, grey
38869 | 252111529 | CLI C 02-3 GE/SW 9 MP | CableLine, Conductor and cable markers, 1.3 - 3 mm, 3 x 3.4 mm, yellow
38870 | 252111530 | CLI C 02-3 WS/SW 9 MP | CableLine, Conductor and cable markers, 1.3 - 3 mm, 3 x 3.4 mm, white
38871 | 252111637 | CLI C 02-3 GE/SW A MP | CableLine, Conductor and cable markers, 1.3 - 3 mm, 3 x 3.4 mm, yellow
38872 | 252111639 | CLI C 02-3 GE/SW B MP | CableLine, Conductor and cable markers, 1.3 - 3 mm, 3 x 3.4 mm, yellow
38873 | 252111641 | CLI C 02-3 GE/SW C MP | CableLine, Conductor and cable markers, 1.3 - 3 mm, 3 x 3.4 mm, yellow
38874 | 252111643 | CLI C 02-3 GE/SW D MP | CableLine, Conductor and cable markers, 1.3 - 3 mm, 3 x 3.4 mm, yellow
38875 | 252111645 | CLI C 02-3 GE/SW E MP | CableLine, Conductor and cable markers, 1.3 - 3 mm, 3 x 3.4 mm, yellow
38876 | 252111647 | CLI C 02-3 GE/SW F MP | CableLine, Conductor and cable markers, 1.3 - 3 mm, 3 x 3.4 mm, yellow
38877 | 252111649 | CLI C 02-3 GE/SW G MP | CableLine, Conductor and cable markers, 1.3 - 3 mm, 3 x 3.4 mm, yellow
38878 | 252111651 | CLI C 02-3 GE/SW H MP | CableLine, Conductor and cable markers, 1.3 - 3 mm, 3 x 3.4 mm, yellow
38879 | 252111653 | CLI C 02-3 GE/SW I MP | CableLine, Conductor and cable markers, 1.3 - 3 mm, 3 x 3.4 mm, yellow
38880 | 252111655 | CLI C 02-3 GE/SW J MP | CableLine, Conductor and cable markers, 1.3 - 3 mm, 3 x 3.4 mm, yellow
38881 | 252111657 | CLI C 02-3 GE/SW K MP | CableLine, Conductor and cable markers, 1.3 - 3 mm, 3 x 3.4 mm, yellow
38882 | 252111659 | CLI C 02-3 GE/SW L MP | CableLine, Conductor and cable markers, 1.3 - 3 mm, 3 x 3.4 mm, yellow
38883 | 252111661 | CLI C 02-3 GE/SW M MP | CableLine, Conductor and cable markers, 1.3 - 3 mm, 3 x 3.4 mm, yellow
38884 | 252111663 | CLI C 02-3 GE/SW N MP | CableLine, Conductor and cable markers, 1.3 - 3 mm, 3 x 3.4 mm, yellow
38885 | 252111665 | CLI C 02-3 GE/SW O MP | CableLine, Conductor and cable markers, 1.3 - 3 mm, 3 x 3.4 mm, yellow
38886 | 252111667 | CLI C 02-3 GE/SW P MP | CableLine, Conductor and cable markers, 1.3 - 3 mm, 3 x 3.4 mm, yellow
38887 | 252111669 | CLI C 02-3 GE/SW Q MP | CableLine, Conductor and cable markers, 1.3 - 3 mm, 3 x 3.4 mm, yellow
38888 | 252111671 | CLI C 02-3 GE/SW R MP | CableLine, Conductor and cable markers, 1.3 - 3 mm, 3 x 3.4 mm, yellow
38889 | 252111673 | CLI C 02-3 GE/SW S MP | CableLine, Conductor and cable markers, 1.3 - 3 mm, 3 x 3.4 mm, yellow
38890 | 252111676 | CLI C 02-3 GE/SW T MP | CableLine, Conductor and cable markers, 1.3 - 3 mm, 3 x 3.4 mm, yellow
38891 | 252111679 | CLI C 02-3 GE/SW U MP | CableLine, Conductor and cable markers, 1.3 - 3 mm, 3 x 3.4 mm, yellow
38892 | 252111695 | CLI C 02-3 GE/SW Ö MP | CableLine, Conductor and cable markers, 1.3 - 3 mm, 3 x 3.4 mm, yellow
38893 | 252111697 | CLI C 02-3 GE/SW Ä MP | CableLine, Conductor and cable markers, 1.3 - 3 mm, 3 x 3.4 mm, yellow
38894 | 252111699 | CLI C 02-3 GE/SW Å MP | CableLine, Conductor and cable markers, 1.3 - 3 mm, 3 x 3.4 mm, yellow
38895 | 252111714 | CLI C 02-3 GE/SW O MP | CableLine, Conductor and cable markers, 1.3 - 3 mm, 3 x 3.4 mm, yellow
38896 | 252111726 | CLI C 02-6 GE/SW A1 MP | CableLine, Conductor and cable markers, 1.3 - 3 mm, 6 x 3.4 mm, yellow
38897 | 252111727 | CLI C 02-6 GE/SW A2 MP | CableLine, Conductor and cable markers, 1.3 - 3 mm, 6 x 3.4 mm, yellow
38898 | 252111728 | CLI C 02-6 GE/SW L1 MP | CableLine, Conductor and cable markers, 1.3 - 3 mm, 6 x 3.4 mm, yellow
38899 | 252111729 | CLI C 02-6 GE/SW L2 MP | CableLine, Conductor and cable markers, 1.3 - 3 mm, 6 x 3.4 mm, yellow
38900 | 252111730 | CLI C 02-6 GE/SW L3 MP | CableLine, Conductor and cable markers, 1.3 - 3 mm, 6 x 3.4 mm, yellow
38901 | 252111734 | CLI C 02-9 GE/SW PEN MP | CableLine, Conductor and cable markers, 1.3 - 3 mm, 9 x 3.4 mm, yellow
38902 | 252111750 | CLI C 02-3 GE/SW : MP | CableLine, Conductor and cable markers, 1.3 - 3 mm, 3 x 3.4 mm, yellow
38903 | 252611664 | CLI C 1-3 BL/WS N MP | CableLine, Conductor and cable markers, 2.5 - 5 mm, 3 x 4.2 mm, blue
38904 | 252611695 | CLI C 1-3 GE/SW Ö MP | CableLine, Conductor and cable markers, 2.5 - 5 mm, 3 x 4.2 mm, yellow
38905 | 252611697 | CLI C 1-3 GE/SW Ä MP | CableLine, Conductor and cable markers, 2.5 - 5 mm, 3 x 4.2 mm, yellow
38906 | 252611699 | CLI C 1-3 GE/SW Å MP | CableLine, Conductor and cable markers, 2.5 - 5 mm, 3 x 4.2 mm, yellow
38907 | 252611711 | CLI C 1-3 GE/SW L MP | CableLine, Conductor and cable markers, 2.5 - 5 mm, 3 x 4.2 mm, yellow
38908 | 252611751 | CLI C 1-3 GE/SW = MP | CableLine, Conductor and cable markers, 2.5 - 5 mm, 3 x 4.2 mm, yellow
38909 | 252611752 | CLI C 1-3 GE/SW AC MP | CableLine, Conductor and cable markers, 2.5 - 5 mm, 3 x 4.2 mm, yellow
38910 | 252711546 | CLI C 1-6 GE/SW 25 MP | CableLine, Conductor and cable markers, 2.5 - 5 mm, 6 x 4.2 mm, yellow
38911 | 252711547 | CLI C 1-6 GE/SW 26 MP | CableLine, Conductor and cable markers, 2.5 - 5 mm, 6 x 4.2 mm, yellow
38912 | 252711548 | CLI C 1-6 GE/SW 27 MP | CableLine, Conductor and cable markers, 2.5 - 5 mm, 6 x 4.2 mm, yellow
38913 | 252711549 | CLI C 1-6 GE/SW 28 MP | CableLine, Conductor and cable markers, 2.5 - 5 mm, 6 x 4.2 mm, yellow
38914 | 252711550 | CLI C 1-6 GE/SW 29 MP | CableLine, Conductor and cable markers, 2.5 - 5 mm, 6 x 4.2 mm, yellow
38915 | 252711551 | CLI C 1-6 GE/SW 30 MP | CableLine, Conductor and cable markers, 2.5 - 5 mm, 6 x 4.2 mm, yellow
38916 | 252711552 | CLI C 1-6 GE/SW 31 MP | CableLine, Conductor and cable markers, 2.5 - 5 mm, 6 x 4.2 mm, yellow
38917 | 252711553 | CLI C 1-6 GE/SW 32 MP | CableLine, Conductor and cable markers, 2.5 - 5 mm, 6 x 4.2 mm, yellow
38918 | 252711554 | CLI C 1-6 GE/SW 33 MP | CableLine, Conductor and cable markers, 2.5 - 5 mm, 6 x 4.2 mm, yellow
38919 | 252711555 | CLI C 1-6 GE/SW 34 MP | CableLine, Conductor and cable markers, 2.5 - 5 mm, 6 x 4.2 mm, yellow
38920 | 252711556 | CLI C 1-6 GE/SW 35 MP | CableLine, Conductor and cable markers, 2.5 - 5 mm, 6 x 4.2 mm, yellow
38921 | 252711557 | CLI C 1-6 GE/SW 36 MP | CableLine, Conductor and cable markers, 2.5 - 5 mm, 6 x 4.2 mm, yellow
38922 | 252711558 | CLI C 1-6 GE/SW 37 MP | CableLine, Conductor and cable markers, 2.5 - 5 mm, 6 x 4.2 mm, yellow
38923 | 252711559 | CLI C 1-6 GE/SW 38 MP | CableLine, Conductor and cable markers, 2.5 - 5 mm, 6 x 4.2 mm, yellow
38924 | 252711560 | CLI C 1-6 GE/SW 39 MP | CableLine, Conductor and cable markers, 2.5 - 5 mm, 6 x 4.2 mm, yellow
38925 | 252711561 | CLI C 1-6 GE/SW 40 MP | CableLine, Conductor and cable markers, 2.5 - 5 mm, 6 x 4.2 mm, yellow
38926 | 252711562 | CLI C 1-6 GE/SW 41 MP | CableLine, Conductor and cable markers, 2.5 - 5 mm, 6 x 4.2 mm, yellow
38927 | 252711563 | CLI C 1-6 GE/SW 42 MP | CableLine, Conductor and cable markers, 2.5 - 5 mm, 6 x 4.2 mm, yellow
38928 | 252711564 | CLI C 1-6 GE/SW 43 MP | CableLine, Conductor and cable markers, 2.5 - 5 mm, 6 x 4.2 mm, yellow
38929 | 252711565 | CLI C 1-6 GE/SW 44 MP | CableLine, Conductor and cable markers, 2.5 - 5 mm, 6 x 4.2 mm, yellow
38930 | 252711566 | CLI C 1-6 GE/SW 45 MP | CableLine, Conductor and cable markers, 2.5 - 5 mm, 6 x 4.2 mm, yellow
38931 | 252711567 | CLI C 1-6 GE/SW 46 MP | CableLine, Conductor and cable markers, 2.5 - 5 mm, 6 x 4.2 mm, yellow
38932 | 252711568 | CLI C 1-6 GE/SW 47 MP | CableLine, Conductor and cable markers, 2.5 - 5 mm, 6 x 4.2 mm, yellow
38933 | 252711569 | CLI C 1-6 GE/SW 48 MP | CableLine, Conductor and cable markers, 2.5 - 5 mm, 6 x 4.2 mm, yellow
38934 | 252711570 | CLI C 1-6 GE/SW 49 MP | CableLine, Conductor and cable markers, 2.5 - 5 mm, 6 x 4.2 mm, yellow
38935 | 252711571 | CLI C 1-6 GE/SW 50 MP | CableLine, Conductor and cable markers, 2.5 - 5 mm, 6 x 4.2 mm, yellow
38936 | 252711572 | CLI C 1-6 GE/SW 51 MP | CableLine, Conductor and cable markers, 2.5 - 5 mm, 6 x 4.2 mm, yellow
38937 | 252711573 | CLI C 1-6 GE/SW 52 MP | CableLine, Conductor and cable markers, 2.5 - 5 mm, 6 x 4.2 mm, yellow
38938 | 252711574 | CLI C 1-6 GE/SW 53 MP | CableLine, Conductor and cable markers, 2.5 - 5 mm, 6 x 4.2 mm, yellow
38939 | 252711575 | CLI C 1-6 GE/SW 54 MP | CableLine, Conductor and cable markers, 2.5 - 5 mm, 6 x 4.2 mm, yellow
38940 | 252711576 | CLI C 1-6 GE/SW 55 MP | CableLine, Conductor and cable markers, 2.5 - 5 mm, 6 x 4.2 mm, yellow
38941 | 252711577 | CLI C 1-6 GE/SW 56 MP | CableLine, Conductor and cable markers, 2.5 - 5 mm, 6 x 4.2 mm, yellow
38942 | 252711578 | CLI C 1-6 GE/SW 57 MP | CableLine, Conductor and cable markers, 2.5 - 5 mm, 6 x 4.2 mm, yellow
38943 | 252711579 | CLI C 1-6 GE/SW 58 MP | CableLine, Conductor and cable markers, 2.5 - 5 mm, 6 x 4.2 mm, yellow
38944 | 252711580 | CLI C 1-6 GE/SW 59 MP | CableLine, Conductor and cable markers, 2.5 - 5 mm, 6 x 4.2 mm, yellow
38945 | 252711581 | CLI C 1-6 GE/SW 60 MP | CableLine, Conductor and cable markers, 2.5 - 5 mm, 6 x 4.2 mm, yellow
38946 | 252711582 | CLI C 1-6 GE/SW 61 MP | CableLine, Conductor and cable markers, 2.5 - 5 mm, 6 x 4.2 mm, yellow
38947 | 252711583 | CLI C 1-6 GE/SW 62 MP | CableLine, Conductor and cable markers, 2.5 - 5 mm, 6 x 4.2 mm, yellow
38948 | 252711584 | CLI C 1-6 GE/SW 63 MP | CableLine, Conductor and cable markers, 2.5 - 5 mm, 6 x 4.2 mm, yellow
38949 | 252711585 | CLI C 1-6 GE/SW 64 MP | CableLine, Conductor and cable markers, 2.5 - 5 mm, 6 x 4.2 mm, yellow
38950 | 252711586 | CLI C 1-6 GE/SW 65 MP | CableLine, Conductor and cable markers, 2.5 - 5 mm, 6 x 4.2 mm, yellow
38951 | 252711587 | CLI C 1-6 GE/SW 66 MP | CableLine, Conductor and cable markers, 2.5 - 5 mm, 6 x 4.2 mm, yellow
38952 | 252711588 | CLI C 1-6 GE/SW 67 MP | CableLine, Conductor and cable markers, 2.5 - 5 mm, 6 x 4.2 mm, yellow
38953 | 252711589 | CLI C 1-6 GE/SW 68 MP | CableLine, Conductor and cable markers, 2.5 - 5 mm, 6 x 4.2 mm, yellow
38954 | 252711590 | CLI C 1-6 GE/SW 69 MP | CableLine, Conductor and cable markers, 2.5 - 5 mm, 6 x 4.2 mm, yellow
38955 | 252711591 | CLI C 1-6 GE/SW 70 MP | CableLine, Conductor and cable markers, 2.5 - 5 mm, 6 x 4.2 mm, yellow
38956 | 252711592 | CLI C 1-6 GE/SW 71 MP | CableLine, Conductor and cable markers, 2.5 - 5 mm, 6 x 4.2 mm, yellow
38957 | 252711593 | CLI C 1-6 GE/SW 72 MP | CableLine, Conductor and cable markers, 2.5 - 5 mm, 6 x 4.2 mm, yellow
38958 | 252711594 | CLI C 1-6 GE/SW 73 MP | CableLine, Conductor and cable markers, 2.5 - 5 mm, 6 x 4.2 mm, yellow
38959 | 252711595 | CLI C 1-6 GE/SW 74 MP | CableLine, Conductor and cable markers, 2.5 - 5 mm, 6 x 4.2 mm, yellow
38960 | 252711596 | CLI C 1-6 GE/SW 75 MP | CableLine, Conductor and cable markers, 2.5 - 5 mm, 6 x 4.2 mm, yellow
38961 | 252711597 | CLI C 1-6 GE/SW 76 MP | CableLine, Conductor and cable markers, 2.5 - 5 mm, 6 x 4.2 mm, yellow
38962 | 252711598 | CLI C 1-6 GE/SW 77 MP | CableLine, Conductor and cable markers, 2.5 - 5 mm, 6 x 4.2 mm, yellow
38963 | 252711599 | CLI C 1-6 GE/SW 78 MP | CableLine, Conductor and cable markers, 2.5 - 5 mm, 6 x 4.2 mm, yellow
38964 | 252711600 | CLI C 1-6 GE/SW 79 MP | CableLine, Conductor and cable markers, 2.5 - 5 mm, 6 x 4.2 mm, yellow
38965 | 252711601 | CLI C 1-6 GE/SW 80 MP | CableLine, Conductor and cable markers, 2.5 - 5 mm, 6 x 4.2 mm, yellow
38966 | 252711602 | CLI C 1-6 GE/SW 81 MP | CableLine, Conductor and cable markers, 2.5 - 5 mm, 6 x 4.2 mm, yellow
38967 | 252711603 | CLI C 1-6 GE/SW 82 MP | CableLine, Conductor and cable markers, 2.5 - 5 mm, 6 x 4.2 mm, yellow
38968 | 252711604 | CLI C 1-6 GE/SW 83 MP | CableLine, Conductor and cable markers, 2.5 - 5 mm, 6 x 4.2 mm, yellow
38969 | 252711605 | CLI C 1-6 GE/SW 84 MP | CableLine, Conductor and cable markers, 2.5 - 5 mm, 6 x 4.2 mm, yellow
38970 | 252711606 | CLI C 1-6 GE/SW 85 MP | CableLine, Conductor and cable markers, 2.5 - 5 mm, 6 x 4.2 mm, yellow
38971 | 252711607 | CLI C 1-6 GE/SW 86 MP | CableLine, Conductor and cable markers, 2.5 - 5 mm, 6 x 4.2 mm, yellow
38972 | 252711608 | CLI C 1-6 GE/SW 87 MP | CableLine, Conductor and cable markers, 2.5 - 5 mm, 6 x 4.2 mm, yellow
38973 | 252711609 | CLI C 1-6 GE/SW 88 MP | CableLine, Conductor and cable markers, 2.5 - 5 mm, 6 x 4.2 mm, yellow
38974 | 252711610 | CLI C 1-6 GE/SW 89 MP | CableLine, Conductor and cable markers, 2.5 - 5 mm, 6 x 4.2 mm, yellow
38975 | 252711611 | CLI C 1-6 GE/SW 90 MP | CableLine, Conductor and cable markers, 2.5 - 5 mm, 6 x 4.2 mm, yellow
38976 | 252711612 | CLI C 1-6 GE/SW 91 MP | CableLine, Conductor and cable markers, 2.5 - 5 mm, 6 x 4.2 mm, yellow
38977 | 252711613 | CLI C 1-6 GE/SW 92 MP | CableLine, Conductor and cable markers, 2.5 - 5 mm, 6 x 4.2 mm, yellow
38978 | 252711614 | CLI C 1-6 GE/SW 93 MP | CableLine, Conductor and cable markers, 2.5 - 5 mm, 6 x 4.2 mm, yellow
38979 | 252711615 | CLI C 1-6 GE/SW 94 MP | CableLine, Conductor and cable markers, 2.5 - 5 mm, 6 x 4.2 mm, yellow
38980 | 252711616 | CLI C 1-6 GE/SW 95 MP | CableLine, Conductor and cable markers, 2.5 - 5 mm, 6 x 4.2 mm, yellow
38981 | 252711617 | CLI C 1-6 GE/SW 96 MP | CableLine, Conductor and cable markers, 2.5 - 5 mm, 6 x 4.2 mm, yellow
38982 | 252711618 | CLI C 1-6 GE/SW 97 MP | CableLine, Conductor and cable markers, 2.5 - 5 mm, 6 x 4.2 mm, yellow
38983 | 252711619 | CLI C 1-6 GE/SW 98 MP | CableLine, Conductor and cable markers, 2.5 - 5 mm, 6 x 4.2 mm, yellow
38984 | 252711620 | CLI C 1-6 GE/SW 99 MP | CableLine, Conductor and cable markers, 2.5 - 5 mm, 6 x 4.2 mm, yellow
38985 | 252711733 | CLI C 1-6 GE/SW PE MP | CableLine, Conductor and cable markers, 2.5 - 5 mm, 6 x 4.2 mm, yellow
38986 | 252711734 | CLI C 1-9 GE/SW PEN MP | CableLine, Conductor and cable markers, 2.5 - 5 mm, 9 x 4.2 mm, yellow
38987 | 252809999 | CLI C 1-9 SDR CD | CableLine, Conductor and cable markers, 2.5 - 5 mm, 9 x 4.2 mm, To customer specification
38988 | 253411695 | CLI C 3-6 GE/SW Ö MP | CableLine, Conductor and cable markers, 8 - 16 mm, 6 x 11 mm, yellow
38989 | 253411697 | CLI C 3-6 GE/SW Ä MP | CableLine, Conductor and cable markers, 8 - 16 mm, 6 x 11 mm, yellow
38990 | 253411699 | CLI C 3-6 GE/SW Å MP | CableLine, Conductor and cable markers, 8 - 16 mm, 6 x 11 mm, yellow
38991 | 253411741 | CLI C 3-6 BL/WS - MP | CableLine, Conductor and cable markers, 8 - 16 mm, 6 x 11 mm, blue
38992 | 253411751 | CLI C 3-6 GE/SW = MP | CableLine, Conductor and cable markers, 8 - 16 mm, 6 x 11 mm, yellow
38993 | 253411752 | CLI C 3-6 GE/SW AC MP | CableLine, Conductor and cable markers, 8 - 16 mm, 6 x 11 mm, yellow
38994 | 253511726 | CLI C 3-9 GE/SW A1 MP | CableLine, Conductor and cable markers, 8 - 16 mm, 9 x 11 mm, yellow
38995 | 253511727 | CLI C 3-9 GE/SW A2 MP | CableLine, Conductor and cable markers, 8 - 16 mm, 9 x 11 mm, yellow
38996 | 253511733 | CLI C 3-9 GE/SW PE MP | CableLine, Conductor and cable markers, 8 - 16 mm, 9 x 11 mm, yellow
38997 | 253511735 | CLI C 3-9 GE/SW SL MP | CableLine, Conductor and cable markers, 8 - 16 mm, 9 x 11 mm, yellow
38998 | 253511750 | CLI C 3-9 GE/SW X1 MP | CableLine, Conductor and cable markers, 8 - 16 mm, 9 x 11 mm, yellow
38999 | 253511751 | CLI C 3-9 GE/SW X2 MP | CableLine, Conductor and cable markers, 8 - 16 mm, 9 x 11 mm, yellow
39000 | 253511752 | CLI C 3-9 GE/SW X3 MP | CableLine, Conductor and cable markers, 8 - 16 mm, 9 x 11 mm, yellow
39001 | 460660001 | DEK 5 FSZ 1-10 | Dekafix, Terminal marker, 5 x 5 mm, Pitch in mm (P): 5.00 Weidmueller, white
39002 | 460660011 | DEK 5 FSZ 11-20 | Dekafix, Terminal marker, 5 x 5 mm, Pitch in mm (P): 5.00 Weidmueller, white
39003 | 460660021 | DEK 5 FSZ 21-30 | Dekafix, Terminal marker, 5 x 5 mm, Pitch in mm (P): 5.00 Weidmueller, white
39004 | 460660031 | DEK 5 FSZ 31-40 | Dekafix, Terminal marker, 5 x 5 mm, Pitch in mm (P): 5.00 Weidmueller, white
39005 | 460660041 | DEK 5 FSZ 41-50 | Dekafix, Terminal marker, 5 x 5 mm, Pitch in mm (P): 5.00 Weidmueller, white
39006 | 460660051 | DEK 5 FSZ 51-60 | Dekafix, Terminal marker, 5 x 5 mm, Pitch in mm (P): 5.00 Weidmueller, white
39007 | 468660001 | DEK 6 FW 1-50 | Dekafix, Terminal marker, 5 x 6 mm, Pitch in mm (P): 6.00 Weidmueller, white
39008 | 468660051 | DEK 6 FW 51-100 | Dekafix, Terminal marker, 5 x 6 mm, Pitch in mm (P): 6.00 Weidmueller, white
39009 | 468660101 | DEK 6 FW 101-150 | Dekafix, Terminal marker, 5 x 6 mm, Pitch in mm (P): 6.00 Weidmueller, white
39010 | 468760001 | DEK 6 FS 1-50 | Dekafix, Terminal marker, 5 x 6 mm, Pitch in mm (P): 6.00 Weidmueller, white
39011 | 473460001 | DEK 5 FW 1-50 | Dekafix, Terminal marker, 5 x 5 mm, Pitch in mm (P): 5.00 Weidmueller, white
39012 | 473460051 | DEK 5 FW 51-100 | Dekafix, Terminal marker, 5 x 5 mm, Pitch in mm (P): 5.00 Weidmueller, white
39013 | 473460101 | DEK 5 FW 101-150 | Dekafix, Terminal marker, 5 x 5 mm, Pitch in mm (P): 5.00 Weidmueller, white
39014 | 473460151 | DEK 5 FW 151-200 | Dekafix, Terminal marker, 5 x 5 mm, Pitch in mm (P): 5.00 Weidmueller, white
39015 | 473460201 | DEK 5 FW 201-250 | Dekafix, Terminal marker, 5 x 5 mm, Pitch in mm (P): 5.00 Weidmueller, white
39016 | 473560001 | DEK 5 FS 1-50 | Dekafix, Terminal marker, 5 x 5 mm, Pitch in mm (P): 5.00 Weidmueller, white
39017 | 473560051 | DEK 5 FS 51-100 | Dekafix, Terminal marker, 5 x 5 mm, Pitch in mm (P): 5.00 Weidmueller, white
39018 | 473560101 | DEK 5 FS 101-150 | Dekafix, Terminal marker, 5 x 5 mm, Pitch in mm (P): 5.00 Weidmueller, white
39019 | 473560151 | DEK 5 FS 151-200 | Dekafix, Terminal marker, 5 x 5 mm, Pitch in mm (P): 5.00 Weidmueller, white
39020 | 473560201 | DEK 5 FS 201-250 | Dekafix, Terminal marker, 5 x 5 mm, Pitch in mm (P): 5.00 Weidmueller, white
39021 | 518960001 | DEK 6 FWZ 1-10 | Dekafix, Terminal marker, 5 x 6 mm, Pitch in mm (P): 6.00 Weidmueller, white
39022 | 518960011 | DEK 6 FWZ 11-20 | Dekafix, Terminal marker, 5 x 6 mm, Pitch in mm (P): 6.00 Weidmueller, white
39023 | 518960021 | DEK 6 FWZ 21-30 | Dekafix, Terminal marker, 5 x 6 mm, Pitch in mm (P): 6.00 Weidmueller, white
39024 | 518960031 | DEK 6 FWZ 31-40 | Dekafix, Terminal marker, 5 x 6 mm, Pitch in mm (P): 6.00 Weidmueller, white
39025 | 518960041 | DEK 6 FWZ 41-50 | Dekafix, Terminal marker, 5 x 6 mm, Pitch in mm (P): 6.00 Weidmueller, white
39026 | 518960051 | DEK 6 FWZ 51-60 | Dekafix, Terminal marker, 5 x 6 mm, Pitch in mm (P): 6.00 Weidmueller, white
39027 | 518960061 | DEK 6 FWZ 61-70 | Dekafix, Terminal marker, 5 x 6 mm, Pitch in mm (P): 6.00 Weidmueller, white
39028 | 518960071 | DEK 6 FWZ 71-80 | Dekafix, Terminal marker, 5 x 6 mm, Pitch in mm (P): 6.00 Weidmueller, white
39029 | 518960081 | DEK 6 FWZ 81-90 | Dekafix, Terminal marker, 5 x 6 mm, Pitch in mm (P): 6.00 Weidmueller, white
39030 | 518960091 | DEK 6 FWZ 91-100 | Dekafix, Terminal marker, 5 x 6 mm, Pitch in mm (P): 6.00 Weidmueller, white
39031 | 522660001 | DEK 5 GW 1 | Dekafix, Terminal marker, 5 x 5 mm, Pitch in mm (P): 5.00 Weidmueller, white
39032 | 522660002 | DEK 5 GW 2 | Dekafix, Terminal marker, 5 x 5 mm, Pitch in mm (P): 5.00 Weidmueller, white
39033 | 522660006 | DEK 5 GW 6 | Dekafix, Terminal marker, 5 x 5 mm, Pitch in mm (P): 5.00 Weidmueller, white
39034 | 522761032 | DEK 5 GW L | Dekafix, Terminal marker, 5 x 5 mm, Pitch in mm (P): 5.00 Weidmueller, white
39035 | 522761034 | DEK 5 GW N | Dekafix, Terminal marker, 5 x 5 mm, Pitch in mm (P): 5.00 Weidmueller, white
39036 | 523060001 | DEK 5 FWZ 1-10 | Dekafix, Terminal marker, 5 x 5 mm, Pitch in mm (P): 5.00 Weidmueller, white
39037 | 523060011 | DEK 5 FWZ 11-20 | Dekafix, Terminal marker, 5 x 5 mm, Pitch in mm (P): 5.00 Weidmueller, white
39038 | 523060021 | DEK 5 FWZ 21-30 | Dekafix, Terminal marker, 5 x 5 mm, Pitch in mm (P): 5.00 Weidmueller, white
39039 | 523060031 | DEK 5 FWZ 31-40 | Dekafix, Terminal marker, 5 x 5 mm, Pitch in mm (P): 5.00 Weidmueller, white
39040 | 523060041 | DEK 5 FWZ 41-50 | Dekafix, Terminal marker, 5 x 5 mm, Pitch in mm (P): 5.00 Weidmueller, white
39041 | 523060051 | DEK 5 FWZ 51-60 | Dekafix, Terminal marker, 5 x 5 mm, Pitch in mm (P): 5.00 Weidmueller, white
39042 | 523060061 | DEK 5 FWZ 61-70 | Dekafix, Terminal marker, 5 x 5 mm, Pitch in mm (P): 5.00 Weidmueller, white
39043 | 526960002 | DEK 6 GW 2 | Dekafix, Terminal marker, 5 x 6 mm, Pitch in mm (P): 6.00 Weidmueller, white
39044 | 526960003 | DEK 6 GW 3 | Dekafix, Terminal marker, 5 x 6 mm, Pitch in mm (P): 6.00 Weidmueller, white
39045 | 560001501 | CLI R 02-3 GE/SW 0 | CableLine, Mounting mandrel
39046 | 560001503 | CLI R 02-3 SW/WS 0 | CableLine, Mounting mandrel
39047 | 560001504 | CLI R 02-3 GE/SW 1 | CableLine, Mounting mandrel
39048 | 560001506 | CLI R 02-3 BR/WS 1 | CableLine, Mounting mandrel
39049 | 560001507 | CLI R 02-3 GE/SW 2 | CableLine, Mounting mandrel
39050 | 560001509 | CLI R 02-3 RT/WS 2 | CableLine, Mounting mandrel
39051 | 560001510 | CLI R 02-3 GE/SW 3 | CableLine, Mounting mandrel
39052 | 560001512 | CLI R 02-3 OR/SW 3 | CableLine, Mounting mandrel
39053 | 560001513 | CLI R 02-3 GE/SW 4 | CableLine, Mounting mandrel
39054 | 560001516 | CLI R 02-3 GE/SW 5 | CableLine, Mounting mandrel
39055 | 560001518 | CLI R 02-3 GN/WS 5 | CableLine, Mounting mandrel
39056 | 560001519 | CLI R 02-3 GE/SW 6 | CableLine, Mounting mandrel
39057 | 560001521 | CLI R 02-3 BL/WS 6 | CableLine, Mounting mandrel
39058 | 560001522 | CLI R 02-3 GE/SW 7 | CableLine, Mounting mandrel
39059 | 560001524 | CLI R 02-3 VI/WS 7 | CableLine, Mounting mandrel
39060 | 560001525 | CLI R 02-3 GE/SW 8 | CableLine, Mounting mandrel
39061 | 560001527 | CLI R 02-3 GR/SW 8 | CableLine, Mounting mandrel
39062 | 560001528 | CLI R 02-3 GE/SW 9 | CableLine, Mounting mandrel
39063 | 560001530 | CLI R 02-3 WS/SW 9 | CableLine, Mounting mandrel
39064 | 560001531 | CLI R 02-3 SET 0-9,L,R,S, T TO GR NE | CableLine, Mounting mandrel
39065 | 560001638 | CLI R 02-3 GE/SW A | CableLine, Mounting mandrel
39066 | 560001640 | CLI R 02-3 GE/SW B | CableLine, Mounting mandrel
39067 | 560001642 | CLI R 02-3 GE/SW C | CableLine, Mounting mandrel
39068 | 560001644 | CLI R 02-3 GE/SW D | CableLine, Mounting mandrel
39069 | 560001646 | CLI R 02-3 GE/SW E | CableLine, Mounting mandrel
39070 | 560001648 | CLI R 02-3 GE/SW F | CableLine, Mounting mandrel
39071 | 560001650 | CLI R 02-3 GE/SW G | CableLine, Mounting mandrel
39072 | 560001652 | CLI R 02-3 GE/SW H | CableLine, Mounting mandrel
39073 | 560001654 | CLI R 02-3 GE/SW I | CableLine, Mounting mandrel
39074 | 560001656 | CLI R 02-3 GE/SW J | CableLine, Mounting mandrel
39075 | 560001658 | CLI R 02-3 GE/SW K | CableLine, Mounting mandrel
39076 | 560001660 | CLI R 02-3 GE/SW L | CableLine, Mounting mandrel
39077 | 560001662 | CLI R 02-3 GE/SW M | CableLine, Mounting mandrel
39078 | 560001664 | CLI R 02-3 GE/SW N | CableLine, Mounting mandrel
39079 | 560001666 | CLI R 02-3 GE/SW O | CableLine, Mounting mandrel
39080 | 560001668 | CLI R 02-3 GE/SW P | CableLine, Mounting mandrel
39081 | 560001670 | CLI R 02-3 GE/SW Q | CableLine, Mounting mandrel
39082 | 560001672 | CLI R 02-3 GE/SW R | CableLine, Mounting mandrel
39083 | 560001675 | CLI R 02-3 GE/SW S | CableLine, Mounting mandrel
39084 | 560001678 | CLI R 02-3 GE/SW T | CableLine, Mounting mandrel
39085 | 560001680 | CLI R 02-3 GE/SW U | CableLine, Mounting mandrel
39086 | 560001682 | CLI R 02-3 GE/SW V | CableLine, Mounting mandrel
39087 | 560001684 | CLI R 02-3 GE/SW W | CableLine, Mounting mandrel
39088 | 560001687 | CLI R 02-3 GE NE | CableLine, Mounting mandrel
39089 | 560001693 | CLI R 02-3 GE/SW X | CableLine, Mounting mandrel
39090 | 560001695 | CLI R 02-3 GE/SW Ö | CableLine, Mounting mandrel
39091 | 560001697 | CLI R 02-3 GE/SW Y | CableLine, Mounting mandrel
39092 | 560001698 | CLI R 02-3 GE/SW Å | CableLine, Mounting mandrel
39093 | 560001699 | CLI R 02-3 GE/SW Z | CableLine, Mounting mandrel
39094 | 560001738 | CLI R 02-3 GE/SW + | CableLine, Mounting mandrel
39095 | 560001739 | CLI R 02-3 RT/WS + | CableLine, Mounting mandrel
39096 | 560001740 | CLI R 02-3 GE/SW - | CableLine, Mounting mandrel
39097 | 560001741 | CLI R 02-3 BL/WS - | CableLine, Mounting mandrel
39098 | 560001743 | CLI R 02-3 GE/SW / | CableLine, Mounting mandrel
39099 | 560001745 | CLI R 02-3 GE/SW ET | CableLine, Mounting mandrel
39100 | 560001749 | CLI R 02-3 GE/SW . | CableLine, Mounting mandrel
39101 | 560009999 | CLI R 02-3 SDR | CableLine, Mounting mandrel
39102 | 572901502 | CLI R 1-3 SW/WS 0 | CableLine, Mounting mandrel
39103 | 572901505 | CLI R 1-3 BR/WS 1 | CableLine, Mounting mandrel
39104 | 572901508 | CLI R 1-3 RT/WS 2 | CableLine, Mounting mandrel
39105 | 572901511 | CLI R 1-3 OR/SW 3 | CableLine, Mounting mandrel
39106 | 572901517 | CLI R 1-3 GN/WS 5 | CableLine, Mounting mandrel
39107 | 572901520 | CLI R 1-3 BL/WS 6 | CableLine, Mounting mandrel
39108 | 572901523 | CLI R 1-3 VI/WS 7 | CableLine, Mounting mandrel
39109 | 572901526 | CLI R 1-3 GR/SW 8 | CableLine, Mounting mandrel
39110 | 572901529 | CLI R 1-3 WS/SW 9 | CableLine, Mounting mandrel
39111 | 572901531 | CLI R 1-3 SET 0-9,R,S, T TO GR NE | CableLine, Mounting mandrel
39112 | 572901640 | CLI R 1-3 GE/SW B | CableLine, Mounting mandrel
39113 | 572901642 | CLI R 1-3 GE/SW C | CableLine, Mounting mandrel
39114 | 572901644 | CLI R 1-3 GE/SW D | CableLine, Mounting mandrel
39115 | 572901646 | CLI R 1-3 GE/SW E | CableLine, Mounting mandrel
39116 | 572901648 | CLI R 1-3 GE/SW F | CableLine, Mounting mandrel
39117 | 572901650 | CLI R 1-3 GE/SW G | CableLine, Mounting mandrel
39118 | 572901652 | CLI R 1-3 GE/SW H | CableLine, Mounting mandrel
39119 | 572901654 | CLI R 1-3 GE/SW I | CableLine, Mounting mandrel
39120 | 572901656 | CLI R 1-3 GE/SW J | CableLine, Mounting mandrel
39121 | 572901658 | CLI R 1-3 GE/SW K | CableLine, Mounting mandrel
39122 | 572901664 | CLI R 1-3 GE/SW N | CableLine, Mounting mandrel
39123 | 572901666 | CLI R 1-3 GE/SW O | CableLine, Mounting mandrel
39124 | 572901668 | CLI R 1-3 GE/SW P | CableLine, Mounting mandrel
39125 | 572901670 | CLI R 1-3 GE/SW Q | CableLine, Mounting mandrel
39126 | 572901680 | CLI R 1-3 GE/SW U | CableLine, Mounting mandrel
39127 | 572901682 | CLI R 1-3 GE/SW V | CableLine, Mounting mandrel
39128 | 572901684 | CLI R 1-3 GE/SW W | CableLine, Mounting mandrel
39129 | 572901697 | CLI R 1-3 GE/SW Y | CableLine, Mounting mandrel
39130 | 572901698 | CLI R 1-3 GE/SW Å | CableLine, Mounting mandrel
39131 | 572901699 | CLI R 1-3 GE/SW Z | CableLine, Mounting mandrel
39132 | 572901739 | CLI R 1-3 RT/WS + | CableLine, Mounting mandrel
39133 | 572901741 | CLI R 1-3 BL/WS - | CableLine, Mounting mandrel
39134 | 572901743 | CLI R 1-3 GE/SW / | CableLine, Mounting mandrel
39135 | 572901745 | CLI R 1-3 GE/SW ET | CableLine, Mounting mandrel
39136 | 572901746 | CLI R 1-3 BL/WS N | CableLine, Mounting mandrel
39137 | 572901749 | CLI R 1-3 GE/SW . | CableLine, Mounting mandrel
39138 | 572909999 | CLI R 1-3 SDR | CableLine, Mounting mandrel
39139 | 576261203 | DEK 5 GW ERDE I.KR. | Dekafix, Terminal marker, 5 x 5 mm, Pitch in mm (P): 5.00 Weidmueller, white
39140 | 631961187 | DEK 6 FWZ L1-PE | Dekafix, Terminal marker, 5 x 6 mm, Pitch in mm (P): 6.00 Weidmueller, white
39141 | 632161203 | DEK 6,5 FW L1-ERDE I.KR | Dekafix, Terminal marker, 5 x 6.5 mm, Pitch in mm (P): 6.50 Weidmueller, white
39142 | 648001505 | CLI O 10-3 GE/SW 1 MP | CableLine, Conductor and cable markers, 2 - 3 mm, 3 x 4 mm, yellow
39143 | 648001508 | CLI O 10-3 GE/SW 2 MP | CableLine, Conductor and cable markers, 2 - 3 mm, 3 x 4 mm, yellow
39144 | 648001511 | CLI O 10-3 GE/SW 3 MP | CableLine, Conductor and cable markers, 2 - 3 mm, 3 x 4 mm, yellow
39145 | 648001514 | CLI O 10-3 GE/SW 4 MP | CableLine, Conductor and cable markers, 2 - 3 mm, 3 x 4 mm, yellow
39146 | 648001520 | CLI O 10-3 GE/SW 6 MP | CableLine, Conductor and cable markers, 2 - 3 mm, 3 x 4 mm, yellow
39147 | 648001523 | CLI O 10-3 GE/SW 7 MP | CableLine, Conductor and cable markers, 2 - 3 mm, 3 x 4 mm, yellow
39148 | 648001695 | CLI O 10-3 GE/SW Ö MP | CableLine, Conductor and cable markers, 2 - 3 mm, 3 x 4 mm, yellow
39149 | 648001697 | CLI O 10-3 GE/SW Ä MP | CableLine, Conductor and cable markers, 2 - 3 mm, 3 x 4 mm, yellow
39150 | 648001699 | CLI O 10-3 GE/SW Å MP | CableLine, Conductor and cable markers, 2 - 3 mm, 3 x 4 mm, yellow
39151 | 648009999 | CLI O 10-3 SDR MP | CableLine, Conductor and cable markers, 2 - 3 mm, 3 x 4 mm, To customer specification
39152 | 648101505 | CLI O 20-3 GE/SW 1 MP | CableLine, Conductor and cable markers, 3 - 4 mm, 3 x 5.5 mm, yellow
39153 | 648101508 | CLI O 20-3 GE/SW 2 MP | CableLine, Conductor and cable markers, 3 - 4 mm, 3 x 5.5 mm, yellow
39154 | 648101511 | CLI O 20-3 GE/SW 3 MP | CableLine, Conductor and cable markers, 3 - 4 mm, 3 x 5.5 mm, yellow
39155 | 648101514 | CLI O 20-3 GE/SW 4 MP | CableLine, Conductor and cable markers, 3 - 4 mm, 3 x 5.5 mm, yellow
39156 | 648101637 | CLI O 20-3 GE/SW A MP | CableLine, Conductor and cable markers, 3 - 4 mm, 3 x 5.5 mm, yellow
39157 | 648101695 | CLI O 20-3 GE/SW Ö MP | CableLine, Conductor and cable markers, 3 - 4 mm, 3 x 5.5 mm, yellow
39158 | 648101697 | CLI O 20-3 GE/SW Ä MP | CableLine, Conductor and cable markers, 3 - 4 mm, 3 x 5.5 mm, yellow
39159 | 648101699 | CLI O 20-3 GE/SW Å MP | CableLine, Conductor and cable markers, 3 - 4 mm, 3 x 5.5 mm, yellow
39160 | 648109999 | CLI O 20-3 SDR MP | CableLine, Conductor and cable markers, 3 - 4 mm, 3 x 5.5 mm, To customer specification
39161 | 648209999 | CLI O 30-3 SDR MP | CableLine, Conductor and cable markers, 4 - 5 mm, 3 x 6 mm, To customer specification
39162 | 1568241055 | CLI C 02-3 GE/SW Å CD | CableLine, Conductor and cable markers, 1.3 - 3 mm, 3 x 3.4 mm, yellow
39163 | 1568241056 | CLI C 02-3 GE/SW Ä CD | CableLine, Conductor and cable markers, 1.3 - 3 mm, 3 x 3.4 mm, yellow
39164 | 1568241057 | CLI C 02-3 GE/SW Ö CD | CableLine, Conductor and cable markers, 1.3 - 3 mm, 3 x 3.4 mm, yellow
39165 | 1568241529 | CLI C 02-3 GE/SW 9 CD | CableLine, Conductor and cable markers, 1.3 - 3 mm, 3 x 3.4 mm, yellow
39166 | 1568241645 | CLI C 02-3 GE/SW E CD | CableLine, Conductor and cable markers, 1.3 - 3 mm, 3 x 3.4 mm, yellow
39167 | 1568241647 | CLI C 02-3 GE/SW F CD | CableLine, Conductor and cable markers, 1.3 - 3 mm, 3 x 3.4 mm, yellow
39168 | 1568241649 | CLI C 02-3 GE/SW G CD | CableLine, Conductor and cable markers, 1.3 - 3 mm, 3 x 3.4 mm, yellow
39169 | 1568241651 | CLI C 02-3 GE/SW H CD | CableLine, Conductor and cable markers, 1.3 - 3 mm, 3 x 3.4 mm, yellow
39170 | 1568241653 | CLI C 02-3 GE/SW I CD | CableLine, Conductor and cable markers, 1.3 - 3 mm, 3 x 3.4 mm, yellow
39171 | 1568241665 | CLI C 02-3 GE/SW O CD | CableLine, Conductor and cable markers, 1.3 - 3 mm, 3 x 3.4 mm, yellow
39172 | 1568241696 | CLI C 02-3 GE/SW Y CD | CableLine, Conductor and cable markers, 1.3 - 3 mm, 3 x 3.4 mm, yellow
39173 | 1568241698 | CLI C 02-3 GE/SW Z CD | CableLine, Conductor and cable markers, 1.3 - 3 mm, 3 x 3.4 mm, yellow
39174 | 1568241726 | CLI C 02-6 GE/SW A1 CD | CableLine, Conductor and cable markers, 1.3 - 3 mm, 6 x 3.4 mm, yellow
39175 | 1568241727 | CLI C 02-6 GE/SW A2 CD | CableLine, Conductor and cable markers, 1.3 - 3 mm, 6 x 3.4 mm, yellow
39176 | 1568241728 | CLI C 02-6 GE/SW L1 CD | CableLine, Conductor and cable markers, 1.3 - 3 mm, 6 x 3.4 mm, yellow
39177 | 1568241729 | CLI C 02-6 GE/SW L2 CD | CableLine, Conductor and cable markers, 1.3 - 3 mm, 6 x 3.4 mm, yellow
39178 | 1568241730 | CLI C 02-6 GE/SW L3 CD | CableLine, Conductor and cable markers, 1.3 - 3 mm, 6 x 3.4 mm, yellow
39179 | 1568241734 | CLI C 02-9 GE/SW PEN CD | CableLine, Conductor and cable markers, 1.3 - 3 mm, 9 x 3.4 mm, yellow
39180 | 1568241735 | CLI C 02-3 GE/SW Æ CD | CableLine, Conductor and cable markers, 1.3 - 3 mm, 3 x 3.4 mm, yellow
39181 | 1568241736 | CLI C 02-3 GE/SW Ø CD | CableLine, Conductor and cable markers, 1.3 - 3 mm, 3 x 3.4 mm, yellow
39182 | 1568241737 | CLI C 02-3 RT/WS + CD | CableLine, Conductor and cable markers, 1.3 - 3 mm, 3 x 3.4 mm, red
39183 | 1568241738 | CLI C 02-3 GE/SW + CD | CableLine, Conductor and cable markers, 1.3 - 3 mm, 3 x 3.4 mm, yellow
39184 | 1568241740 | CLI C 02-3 GE/SW - CD | CableLine, Conductor and cable markers, 1.3 - 3 mm, 3 x 3.4 mm, yellow
39185 | 1568241741 | CLI C 02-3 BL/WS - CD | CableLine, Conductor and cable markers, 1.3 - 3 mm, 3 x 3.4 mm, blue
39186 | 1568241742 | CLI C 02-3 GE/SW / CD | CableLine, Conductor and cable markers, 1.3 - 3 mm, 3 x 3.4 mm, yellow
39187 | 1568241746 | CLI C 02-3 GE/SW ET CD | CableLine, Conductor and cable markers, 1.3 - 3 mm, 3 x 3.4 mm, yellow
39188 | 1568241747 | CLI C 02-3 GE/SW PET. CD | CableLine, Conductor and cable markers, 1.3 - 3 mm, 3 x 3.4 mm, yellow
39189 | 1568241748 | CLI C 02-3 GE/SW . CD | CableLine, Conductor and cable markers, 1.3 - 3 mm, 3 x 3.4 mm, yellow
39190 | 1568241750 | CLI C 02-3 GE/SW : CD | CableLine, Conductor and cable markers, 1.3 - 3 mm, 3 x 3.4 mm, yellow
39191 | 1568241751 | CLI C 02-3 GE/SW = CD | CableLine, Conductor and cable markers, 1.3 - 3 mm, 3 x 3.4 mm, yellow
39192 | 1568241752 | CLI C 02-3 GE/SW AC CD | CableLine, Conductor and cable markers, 1.3 - 3 mm, 3 x 3.4 mm, yellow
39193 | 1568250001 | CLI C 1-3 WS/SW 1 CD | CableLine, Conductor and cable markers, 2.5 - 5 mm, 3 x 4.2 mm, white
39194 | 1568250002 | CLI C 1-3 WS/SW 2 CD | CableLine, Conductor and cable markers, 2.5 - 5 mm, 3 x 4.2 mm, white
39195 | 1568250003 | CLI C 1-3 WS/SW 3 CD | CableLine, Conductor and cable markers, 2.5 - 5 mm, 3 x 4.2 mm, white
39196 | 1568250004 | CLI C 1-3 WS/SW 4 CD | CableLine, Conductor and cable markers, 2.5 - 5 mm, 3 x 4.2 mm, white
39197 | 1568250005 | CLI C 1-3 WS/SW 5 CD | CableLine, Conductor and cable markers, 2.5 - 5 mm, 3 x 4.2 mm, white
39198 | 1568250006 | CLI C 1-3 WS/SW 6 CD | CableLine, Conductor and cable markers, 2.5 - 5 mm, 3 x 4.2 mm, white
39199 | 1568250007 | CLI C 1-3 WS/SW 7 CD | CableLine, Conductor and cable markers, 2.5 - 5 mm, 3 x 4.2 mm, white
39200 | 1568250008 | CLI C 1-3 WS/SW 8 CD | CableLine, Conductor and cable markers, 2.5 - 5 mm, 3 x 4.2 mm, white
39201 | 1568251000 | CLI C 1-3 WS/SW 0 CD | CableLine, Conductor and cable markers, 2.5 - 5 mm, 3 x 4.2 mm, white
39202 | 1568251021 | CLI C 1-3 WS/SW A CD | CableLine, Conductor and cable markers, 2.5 - 5 mm, 3 x 4.2 mm, white
39203 | 1568251022 | CLI C 1-3 WS/SW B CD | CableLine, Conductor and cable markers, 2.5 - 5 mm, 3 x 4.2 mm, white
39204 | 1568251023 | CLI C 1-3 WS/SW C CD | CableLine, Conductor and cable markers, 2.5 - 5 mm, 3 x 4.2 mm, white
39205 | 1568251024 | CLI C 1-3 WS/SW D CD | CableLine, Conductor and cable markers, 2.5 - 5 mm, 3 x 4.2 mm, white
39206 | 1568251025 | CLI C 1-3 WS/SW E CD | CableLine, Conductor and cable markers, 2.5 - 5 mm, 3 x 4.2 mm, white
39207 | 1568251026 | CLI C 1-3 WS/SW F CD | CableLine, Conductor and cable markers, 2.5 - 5 mm, 3 x 4.2 mm, white
39208 | 1568251027 | CLI C 1-3 WS/SW G CD | CableLine, Conductor and cable markers, 2.5 - 5 mm, 3 x 4.2 mm, white
39209 | 1568251028 | CLI C 1-3 WS/SW H CD | CableLine, Conductor and cable markers, 2.5 - 5 mm, 3 x 4.2 mm, white
39210 | 1568251029 | CLI C 1-3 WS/SW I CD | CableLine, Conductor and cable markers, 2.5 - 5 mm, 3 x 4.2 mm, white
39211 | 1568251030 | CLI C 1-3 WS/SW J CD | CableLine, Conductor and cable markers, 2.5 - 5 mm, 3 x 4.2 mm, white
39212 | 1568251031 | CLI C 1-3 WS/SW K CD | CableLine, Conductor and cable markers, 2.5 - 5 mm, 3 x 4.2 mm, white
39213 | 1568251032 | CLI C 1-3 WS/SW L CD | CableLine, Conductor and cable markers, 2.5 - 5 mm, 3 x 4.2 mm, white
39214 | 1568251033 | CLI C 1-3 WS/SW M CD | CableLine, Conductor and cable markers, 2.5 - 5 mm, 3 x 4.2 mm, white
39215 | 1568251034 | CLI C 1-3 WS/SW N CD | CableLine, Conductor and cable markers, 2.5 - 5 mm, 3 x 4.2 mm, white
39216 | 1568251035 | CLI C 1-3 WS/SW O CD | CableLine, Conductor and cable markers, 2.5 - 5 mm, 3 x 4.2 mm, white
39217 | 1568251036 | CLI C 1-3 WS/SW P CD | CableLine, Conductor and cable markers, 2.5 - 5 mm, 3 x 4.2 mm, white
39218 | 1568251037 | CLI C 1-3 WS/SW Q CD | CableLine, Conductor and cable markers, 2.5 - 5 mm, 3 x 4.2 mm, white
39219 | 1568251038 | CLI C 1-3 WS/SW R CD | CableLine, Conductor and cable markers, 2.5 - 5 mm, 3 x 4.2 mm, white
39220 | 1568251039 | CLI C 1-3 WS/SW S CD | CableLine, Conductor and cable markers, 2.5 - 5 mm, 3 x 4.2 mm, white
39221 | 1568251051 | CLI C 1-3 WS/SW : CD | CableLine, Conductor and cable markers, 2.5 - 5 mm, 3 x 4.2 mm, white
39222 | 1568251052 | CLI C 1-3 WS/SW = CD | CableLine, Conductor and cable markers, 2.5 - 5 mm, 3 x 4.2 mm, white
39223 | 1568251057 | CLI C 1-3 WS/SW Ö CD | CableLine, Conductor and cable markers, 2.5 - 5 mm, 3 x 4.2 mm, white
39224 | 1568251058 | CLI C 1-3 WS/SW PET. CD | CableLine, Conductor and cable markers, 2.5 - 5 mm, 3 x 4.2 mm, white
39225 | 1568251505 | CLI C 1-3 GE/SW 1 CD | CableLine, Conductor and cable markers, 2.5 - 5 mm, 3 x 4.2 mm, yellow
39226 | 1568251508 | CLI C 1-3 GE/SW 2 CD | CableLine, Conductor and cable markers, 2.5 - 5 mm, 3 x 4.2 mm, yellow
39227 | 1568251511 | CLI C 1-3 GE/SW 3 CD | CableLine, Conductor and cable markers, 2.5 - 5 mm, 3 x 4.2 mm, yellow
39228 | 1568251517 | CLI C 1-3 GE/SW 5 CD | CableLine, Conductor and cable markers, 2.5 - 5 mm, 3 x 4.2 mm, yellow
39229 | 1568251521 | CLI C 1-3 BL/WS 6 CD | CableLine, Conductor and cable markers, 2.5 - 5 mm, 3 x 4.2 mm, blue
39230 | 1568251523 | CLI C 1-3 GE/SW 7 CD | CableLine, Conductor and cable markers, 2.5 - 5 mm, 3 x 4.2 mm, yellow
39231 | 1568251529 | CLI C 1-3 GE/SW 9 CD | CableLine, Conductor and cable markers, 2.5 - 5 mm, 3 x 4.2 mm, yellow
39232 | 1568251637 | CLI C 1-3 GE/SW A CD | CableLine, Conductor and cable markers, 2.5 - 5 mm, 3 x 4.2 mm, yellow
39233 | 1568251639 | CLI C 1-3 GE/SW B CD | CableLine, Conductor and cable markers, 2.5 - 5 mm, 3 x 4.2 mm, yellow
39234 | 1568251711 | CLI C 1-3 GE/SW L CD | CableLine, Conductor and cable markers, 2.5 - 5 mm, 3 x 4.2 mm, yellow
39235 | 1568251735 | CLI C 1-3 GE/SW Æ CD | CableLine, Conductor and cable markers, 2.5 - 5 mm, 3 x 4.2 mm, yellow
39236 | 1568251736 | CLI C 1-3 GE/SW Ø CD | CableLine, Conductor and cable markers, 2.5 - 5 mm, 3 x 4.2 mm, yellow
39237 | 1568251753 | CLI C 1-3 GE/SW * CD | CableLine, Conductor and cable markers, 2.5 - 5 mm, 3 x 4.2 mm, yellow
39238 | 1568261695 | CLI C 2-4 GE/SW Ö CD | CableLine, Conductor and cable markers, 4 - 10 mm, 4 x 7 mm, yellow
39239 | 1568261697 | CLI C 2-4 GE/SW Ä CD | CableLine, Conductor and cable markers, 4 - 10 mm, 4 x 7 mm, yellow
39240 | 1568261699 | CLI C 2-4 GE/SW Å CD | CableLine, Conductor and cable markers, 4 - 10 mm, 4 x 7 mm, yellow
39241 | 1568261735 | CLI C 2-4 GE/SW Æ CD | CableLine, Conductor and cable markers, 4 - 10 mm, 4 x 7 mm, yellow
39242 | 1568261736 | CLI C 2-4 GE/SW Ø CD | CableLine, Conductor and cable markers, 4 - 10 mm, 4 x 7 mm, yellow
39243 | 1568261751 | CLI C 2-4 GE/SW = CD | CableLine, Conductor and cable markers, 4 - 10 mm, 4 x 7 mm, yellow
39244 | 1568301694 | CLI M 2-4 GE/SW Ä CD | CableLine, Conductor and cable markers, 10 - 317 mm, 4 x 11.3 mm, yellow
39245 | 1568301695 | CLI M 2-4 GE/SW Ö CD | CableLine, Conductor and cable markers, 10 - 317 mm, 4 x 11.3 mm, yellow
39246 | 1568301699 | CLI M 2-4 GE/SW Å CD | CableLine, Conductor and cable markers, 10 - 317 mm, 4 x 11.3 mm, yellow
39247 | 1568301735 | CLI M 2-4 GE/SW Æ CD | CableLine, Conductor and cable markers, 10 - 317 mm, 4 x 11.3 mm, yellow
39248 | 1609801044 | DEK 5/5 MC NE WS | Dekafix, Terminal marker, 5 x 5 mm, Pitch in mm (P): 5.00 Weidmueller, white
39249 | 1609801686 | DEK 5/5 MC NE RT | Dekafix, Terminal marker, 5 x 5 mm, Pitch in mm (P): 5.00 Weidmueller, red
39250 | 1609801687 | DEK 5/5 MC NE GE | Dekafix, Terminal marker, 5 x 5 mm, Pitch in mm (P): 5.00 Weidmueller, yellow
39251 | 1609801688 | DEK 5/5 MC NE GN | Dekafix, Terminal marker, 5 x 5 mm, Pitch in mm (P): 5.00 Weidmueller, green
39252 | 1609801691 | DEK 5/5 MC NE GR | Dekafix, Terminal marker, 5 x 5 mm, Pitch in mm (P): 5.00 Weidmueller, grey
39253 | 1609801693 | DEK 5/5 MC NE BL | Dekafix, Terminal marker, 5 x 5 mm, Pitch in mm (P): 5.00 Weidmueller, blue
39254 | 1609981044 | TM-I 15 MC NE WS | TM-I, Insert markers, 15 x 4 mm, white
39255 | 1609981686 | TM-I 15 MC NE RT | TM-I, Insert markers, 15 x 4 mm, red
39256 | 1609981687 | TM-I 15 MC NE GE | TM-I, Insert markers, 15 x 4 mm, yellow
39257 | 1609981688 | TM-I 15 MC NE GN | TM-I, Insert markers, 15 x 4 mm, green
39258 | 1609981693 | TM-I 15 MC NE BL | TM-I, Insert markers, 15 x 4 mm, blue
39259 | 1609981697 | TM-I 15 MC NE SI | TM-I, Insert markers, 15 x 4 mm, silver
39260 | 1630150001 | KSW 4 16/3,5 1-16 | KSW, Terminal marker, 4 x 56 mm, Pitch in mm (P): 3.50 Weidmueller, white
39261 | 1630160001 | KSW 4 16/5,08 1-16 | KSW, Terminal marker, 4 x 81.3 mm, Pitch in mm (P): 5.08 Weidmueller, white
39262 | 1630160017 | KSW 4 16/5,08 17-32 | KSW, Terminal marker, 4 x 81.3 mm, Pitch in mm (P): 5.08 Weidmueller, white
39263 | 1630180001 | KSW 4 24/5,08 1-24 | KSW, Terminal marker, 4 x 121.9 mm, Pitch in mm (P): 5.08 Weidmueller, white
39264 | 1630200001 | KSW 4 8/5,08 1-8 | KSW, Terminal marker, 4 x 40.6 mm, Pitch in mm (P): 5.08 Weidmueller, white
39265 | 1631640001 | CC-H 85/54 SW | ClipCard, Accessories, 90 x 58 mm, black
39266 | 1631640002 | CC-H 85/54 GR | ClipCard, Accessories, 90 x 58 mm, grey
39267 | 1631640003 | CC-H 85/54 BG | ClipCard, Accessories, 90 x 58 mm, dark beige
39268 | 1652250001 | KSW 2,5 24/3,5 1-24 | KSW, Terminal marker, 2.5 x 84 mm, Pitch in mm (P): 3.50 Weidmueller, white
39269 | 1675130001 | CC-H 85/27 SW | Device markers, Accessories, 90 x 31 mm, black
39270 | 1675130002 | CC-H 85/27 GR | Device markers, Accessories, 90 x 31 mm, grey
39271 | 1680411044 | TM-I 20 MC NE WS | TM-I, Insert markers, 20 x 4 mm, white
39272 | 1680411686 | TM-I 20 MC NE RT | TM-I, Insert markers, 20 x 4 mm, red
39273 | 1680411687 | TM-I 20 MC NE GE | TM-I, Insert markers, 20 x 4 mm, yellow
39274 | 1680411688 | TM-I 20 MC NE GN | TM-I, Insert markers, 20 x 4 mm, green
39275 | 1680411693 | TM-I 20 MC NE BL | TM-I, Insert markers, 20 x 4 mm, blue
39276 | 1685690002 | SYMBOL-PACK 14X14 ERDE | Device markers, Device markers, 14 x 14 mm, yellow
39277 | 1686360001 | LM MT300 15/6 SI | LaserMark, Device markers, 6 x 15.2 mm, silver
39278 | 1686361044 | LM MT300 15/6 WS | LaserMark, Device markers, 6 x 15.2 mm, white
39279 | 1686361687 | LM MT300 15/6 GE | LaserMark, Device markers, 6 x 15.2 mm, yellow
39280 | 1686380001 | LM MT300 20/8 SI | LaserMark, Device markers, 8 x 20.3 mm, silver
39281 | 1686381044 | LM MT300 20/8 WS | LaserMark, Device markers, 8 x 20.3 mm, white
39282 | 1686381687 | LM MT300 20/8 GE | LaserMark, Device markers, 8 x 20.3 mm, yellow
39283 | 1686390001 | LM MT300 25.4/12.7 SI | LaserMark, Device markers, 12.7 x 25.4 mm, silver
39284 | 1686391044 | LM MT300 25.4/12.7 WS | LaserMark, Device markers, 12.7 x 25.4 mm, white
39285 | 1686391687 | LM MT300 25.4/12.7 GE | LaserMark, Device markers, 12.7 x 25.4 mm, yellow
39286 | 1686400001 | LM MT300 26/10 SI | LaserMark, Device markers, 10 x 26 mm, silver
39287 | 1686401044 | LM MT300 26/10 WS | LaserMark, Device markers, 10 x 26 mm, white
39288 | 1686401687 | LM MT300 26/10 GE | LaserMark, Device markers, 10 x 26 mm, yellow
39289 | 1686420001 | LM MT300 56/22 SI | LaserMark, Device markers, 22 x 56 mm, silver
39290 | 1686421044 | LM MT300 56/22 WS | LaserMark, Device markers, 22 x 56 mm, white
39291 | 1686421687 | LM MT300 56/22 GE | LaserMark, Device markers, 22 x 56 mm, yellow
39292 | 1686430001 | LM MT300 60/36 SI | LaserMark, Device markers, 36 x 60 mm, silver
39293 | 1686431044 | LM MT300 60/36 WS | LaserMark, Device markers, 36 x 60 mm, white
39294 | 1686431687 | LM MT300 60/36 GE | LaserMark, Device markers, 36 x 60 mm, yellow
39295 | 1686440001 | LM MT300 210/297 SI | LaserMark, Device markers, 297 x 210 mm, silver
39296 | 1686441044 | LM MT300 210/297 WS | LaserMark, Device markers, 297 x 210 mm, white
39297 | 1686441687 | LM MT300 210/297 GE | LaserMark, Device markers, 297 x 210 mm, yellow
39298 | 1689390001 | VT SF 1/21 MC NE WS V0 | SlimFix, Conductor and cable markers, 1.7 - 2.1 mm, 21 x 3.2 mm, white
39299 | 1689390002 | VT SF 1/21 MC NE BL V0 | SlimFix, Conductor and cable markers, 1.7 - 2.1 mm, 21 x 3.2 mm, blue
39300 | 1689390003 | VT SF 1/21 MC NE RT V0 | SlimFix, Conductor and cable markers, 1.7 - 2.1 mm, 21 x 3.2 mm, red
39301 | 1689390004 | VT SF 1/21 MC NE GE V0 | SlimFix, Conductor and cable markers, 1.7 - 2.1 mm, 21 x 3.2 mm, yellow
39302 | 1689410001 | VT SF 2/21 MC NE WS V0 | SlimFix, Conductor and cable markers, 2.2 - 2.9 mm, 21 x 3.6 mm, white
39303 | 1689410002 | VT SF 2/21 MC NE BL V0 | SlimFix, Conductor and cable markers, 2.2 - 2.9 mm, 21 x 3.6 mm, blue
39304 | 1689410003 | VT SF 2/21 MC NE RT V0 | SlimFix, Conductor and cable markers, 2.2 - 2.9 mm, 21 x 3.6 mm, red
39305 | 1689410004 | VT SF 2/21 MC NE GE V0 | SlimFix, Conductor and cable markers, 2.2 - 2.9 mm, 21 x 3.6 mm, yellow
39306 | 1689410005 | VT SF 2/21 MC NE GN V0 | SlimFix, Conductor and cable markers, 2.2 - 2.9 mm, 21 x 3.6 mm, green
39307 | 1689430001 | VT SF 3/21 MC NE WS V0 | SlimFix, Conductor and cable markers, 3 - 3.7 mm, 21 x 4.6 mm, white
39308 | 1689430002 | VT SF 3/21 MC NE BL V0 | SlimFix, Conductor and cable markers, 3 - 3.7 mm, 21 x 4.6 mm, blue
39309 | 1689430003 | VT SF 3/21 MC NE RT V0 | SlimFix, Conductor and cable markers, 3 - 3.7 mm, 21 x 4.6 mm, red
39310 | 1689430004 | VT SF 3/21 MC NE GE V0 | SlimFix, Conductor and cable markers, 3 - 3.7 mm, 21 x 4.6 mm, yellow
39311 | 1689430005 | VT SF 3/21 MC NE GN V0 | SlimFix, Conductor and cable markers, 3 - 3.7 mm, 21 x 4.6 mm, green
39312 | 1689450001 | VT SF 4/21 MC NE WS V0 | SlimFix, Conductor and cable markers, 3.6 - 6 mm, 21 x 5.7 mm, white
39313 | 1689450002 | VT SF 4/21 MC NE BL V0 | SlimFix, Conductor and cable markers, 3.6 - 6 mm, 21 x 5.7 mm, blue
39314 | 1689450003 | VT SF 4/21 MC NE RT V0 | SlimFix, Conductor and cable markers, 3.6 - 6 mm, 21 x 5.7 mm, red
39315 | 1689450004 | VT SF 4/21 MC NE GE V0 | SlimFix, Conductor and cable markers, 3.6 - 6 mm, 21 x 5.7 mm, yellow
39316 | 1689450005 | VT SF 4/21 MC NE GN V0 | SlimFix, Conductor and cable markers, 3.6 - 6 mm, 21 x 5.7 mm, green
39317 | 1689470001 | VT SF 5/21 MC NE WS V0 | SlimFix, Conductor and cable markers, 4.8 - 7.4 mm, 21 x 7.4 mm, white
39318 | 1689470002 | VT SF 5/21 MC NE BL V0 | SlimFix, Conductor and cable markers, 4.8 - 7.4 mm, 21 x 7.4 mm, blue
39319 | 1689470003 | VT SF 5/21 MC NE RT V0 | SlimFix, Conductor and cable markers, 4.8 - 7.4 mm, 21 x 7.4 mm, red
39320 | 1689470004 | VT SF 5/21 MC NE GE V0 | SlimFix, Conductor and cable markers, 4.8 - 7.4 mm, 21 x 7.4 mm, yellow
39321 | 1689470005 | VT SF 5/21 MC NE GN V0 | SlimFix, Conductor and cable markers, 4.8 - 7.4 mm, 21 x 7.4 mm, green
39322 | 1689490001 | VT SFX 14/23 MC NE WS V0 | SlimFix X, Conductor and cable markers, 7 - 40 mm, 23 x 14 mm, white
39323 | 1689490002 | VT SFX 14/23 MC NE BL V0 | SlimFix X, Conductor and cable markers, 7 - 40 mm, 23 x 14 mm, blue
39324 | 1689490003 | VT SFX 14/23 MC NE RT V0 | SlimFix X, Conductor and cable markers, 7 - 40 mm, 23 x 14 mm, red
39325 | 1689490004 | VT SFX 14/23 MC NE GE V0 | SlimFix X, Conductor and cable markers, 7 - 40 mm, 23 x 14 mm, yellow
39326 | 1695711044 | LM WO 18/34 WS | LaserMark, Conductor and cable markers, 5 - 7 mm, 18 x 34 mm, white
39327 | 1695711687 | LM WO 18/34 GE | LaserMark, Conductor and cable markers, 5 - 7 mm, 18 x 34 mm, yellow
39328 | 1695721044 | LM WO 23/55 WS | LaserMark, Conductor and cable markers, 6.8 - 12 mm, 23 x 55 mm, white
39329 | 1695721687 | LM WO 23/55 GE | LaserMark, Conductor and cable markers, 6.8 - 12 mm, 23 x 55 mm, yellow
39330 | 1695731044 | LM WO 25/68 WS | LaserMark, Conductor and cable markers, 8.2 - 14.3 mm, 25 x 68 mm, white
39331 | 1695731687 | LM WO 25/68 GE | LaserMark, Conductor and cable markers, 8.2 - 14.3 mm, 25 x 68 mm, yellow
39332 | 1695741044 | LM WO 36/93 WS | LaserMark, Conductor and cable markers, 9.5 - 22.3 mm, 36 x 93 mm, white
39333 | 1695741687 | LM WO 36/93 GE | LaserMark, Conductor and cable markers, 9.5 - 22.3 mm, 36 x 93 mm, yellow
39334 | 1705820001 | KSW 4 10/5,08 W 1-10 | KSW, Terminal marker, 4 x 50.8 mm, Pitch in mm (P): 5.08 Weidmueller, white
39335 | 1707350001 | SERV-P. DIAM16 L1 SW/WS | Device markers, Device markers, 16 x 16 mm, black
39336 | 1707350002 | SERV-P. DIAM16 L2 SW/WS | Device markers, Device markers, 16 x 16 mm, black
39337 | 1707350003 | SERV-P. DIAM16 L3 SW/WS | Device markers, Device markers, 16 x 16 mm, black
39338 | 1707350004 | SERV-P. DIAM16 N BL/WS | Device markers, Device markers, 16 x 16 mm, blue
39339 | 1707350005 | SERV-P.DIAM16ERDE GE/GN | Device markers, Device markers, 16 x 16 mm, yellow
39340 | 1707350006 | SERV-P. DIAM16 PE GE/GN | Device markers, Device markers, 16 x 16 mm, yellow
39341 | 1712491044 | LM WO 25/140 WS | LaserMark, Conductor and cable markers, 16.2 - 36.4 mm, 25 x 140 mm, white
39342 | 1712491687 | LM WO 25/140 GE | LaserMark, Conductor and cable markers, 16.2 - 36.4 mm, 25 x 140 mm, yellow
39343 | 1712500001 | WSM 10 1 | Stainless steel markers, Conductor and cable markers, 5.5 x 9.9 mm, silver
39344 | 1712500002 | WSM 10 2 | Stainless steel markers, Conductor and cable markers, 5.5 x 9.9 mm, silver
39345 | 1712500003 | WSM 10 3 | Stainless steel markers, Conductor and cable markers, 5.5 x 9.9 mm, silver
39346 | 1712500004 | WSM 10 4 | Stainless steel markers, Conductor and cable markers, 5.5 x 9.9 mm, silver
39347 | 1712500005 | WSM 10 5 | Stainless steel markers, Conductor and cable markers, 5.5 x 9.9 mm, silver
39348 | 1712500006 | WSM 10 6 | Stainless steel markers, Conductor and cable markers, 5.5 x 9.9 mm, silver
39349 | 1712500007 | WSM 10 7 | Stainless steel markers, Conductor and cable markers, 5.5 x 9.9 mm, silver
39350 | 1712500008 | WSM 10 8 | Stainless steel markers, Conductor and cable markers, 5.5 x 9.9 mm, silver
39351 | 1712500009 | WSM 10 9 | Stainless steel markers, Conductor and cable markers, 5.5 x 9.9 mm, silver
39352 | 1712501000 | WSM 10 0 | Stainless steel markers, Conductor and cable markers, 5.5 x 9.9 mm, silver
39353 | 1712501053 | WSM 10 ERDE | Stainless steel markers, Conductor and cable markers, 5.5 x 9.9 mm, silver
39354 | 1712501054 | WSM 10 Ä | Stainless steel markers, Conductor and cable markers, 5.5 x 9.9 mm, silver
39355 | 1712501055 | WSM 10 Ö | Stainless steel markers, Conductor and cable markers, 5.5 x 9.9 mm, silver
39356 | 1712501056 | WSM 10 ~ | Stainless steel markers, Conductor and cable markers, 5.5 x 9.9 mm, silver
39357 | 1712501637 | WSM 10 A | Stainless steel markers, Conductor and cable markers, 5.5 x 9.9 mm, silver
39358 | 1712501639 | WSM 10 B | Stainless steel markers, Conductor and cable markers, 5.5 x 9.9 mm, silver
39359 | 1712501641 | WSM 10 C | Stainless steel markers, Conductor and cable markers, 5.5 x 9.9 mm, silver
39360 | 1712501643 | WSM 10 D | Stainless steel markers, Conductor and cable markers, 5.5 x 9.9 mm, silver
39361 | 1712501645 | WSM 10 E | Stainless steel markers, Conductor and cable markers, 5.5 x 9.9 mm, silver
39362 | 1712501647 | WSM 10 F | Stainless steel markers, Conductor and cable markers, 5.5 x 9.9 mm, silver
39363 | 1712501649 | WSM 10 G | Stainless steel markers, Conductor and cable markers, 5.5 x 9.9 mm, silver
39364 | 1712501651 | WSM 10 H | Stainless steel markers, Conductor and cable markers, 5.5 x 9.9 mm, silver
39365 | 1712501653 | WSM 10 I | Stainless steel markers, Conductor and cable markers, 5.5 x 9.9 mm, silver
39366 | 1712501655 | WSM 10 J | Stainless steel markers, Conductor and cable markers, 5.5 x 9.9 mm, silver
39367 | 1712501657 | WSM 10 K | Stainless steel markers, Conductor and cable markers, 5.5 x 9.9 mm, silver
39368 | 1712501659 | WSM 10 L | Stainless steel markers, Conductor and cable markers, 5.5 x 9.9 mm, silver
39369 | 1712501661 | WSM 10 M | Stainless steel markers, Conductor and cable markers, 5.5 x 9.9 mm, silver
39370 | 1712501663 | WSM 10 N | Stainless steel markers, Conductor and cable markers, 5.5 x 9.9 mm, silver
39371 | 1712501665 | WSM 10 O | Stainless steel markers, Conductor and cable markers, 5.5 x 9.9 mm, silver
39372 | 1712501667 | WSM 10 P | Stainless steel markers, Conductor and cable markers, 5.5 x 9.9 mm, silver
39373 | 1712501669 | WSM 10 Q | Stainless steel markers, Conductor and cable markers, 5.5 x 9.9 mm, silver
39374 | 1712501670 | WSM 10 Ø | Stainless steel markers, Conductor and cable markers, 5.5 x 9.9 mm, silver
39375 | 1712501671 | WSM 10 R | Stainless steel markers, Conductor and cable markers, 5.5 x 9.9 mm, silver
39376 | 1712501672 | WSM 10 Æ | Stainless steel markers, Conductor and cable markers, 5.5 x 9.9 mm, silver
39377 | 1712501673 | WSM 10 S | Stainless steel markers, Conductor and cable markers, 5.5 x 9.9 mm, silver
39378 | 1712501676 | WSM 10 T | Stainless steel markers, Conductor and cable markers, 5.5 x 9.9 mm, silver
39379 | 1712501679 | WSM 10 U | Stainless steel markers, Conductor and cable markers, 5.5 x 9.9 mm, silver
39380 | 1712501681 | WSM 10 V | Stainless steel markers, Conductor and cable markers, 5.5 x 9.9 mm, silver
39381 | 1712501683 | WSM 10 W | Stainless steel markers, Conductor and cable markers, 5.5 x 9.9 mm, silver
39382 | 1712501687 | WSM 10 X | Stainless steel markers, Conductor and cable markers, 5.5 x 9.9 mm, silver
39383 | 1712501696 | WSM 10 Y | Stainless steel markers, Conductor and cable markers, 5.5 x 9.9 mm, silver
39384 | 1712501698 | WSM 10 Z | Stainless steel markers, Conductor and cable markers, 5.5 x 9.9 mm, silver
39385 | 1712501699 | WSM 10 Ü | Stainless steel markers, Conductor and cable markers, 5.5 x 9.9 mm, silver
39386 | 1712501700 | WSM 10 Å | Stainless steel markers, Conductor and cable markers, 5.5 x 9.9 mm, silver
39387 | 1712501738 | WSM 10 + | Stainless steel markers, Conductor and cable markers, 5.5 x 9.9 mm, silver
39388 | 1712501739 | WSM 10 / | Stainless steel markers, Conductor and cable markers, 5.5 x 9.9 mm, silver
39389 | 1712501740 | WSM 10 - | Stainless steel markers, Conductor and cable markers, 5.5 x 9.9 mm, silver
39390 | 1712501741 | WSM 10 : | Stainless steel markers, Conductor and cable markers, 5.5 x 9.9 mm, silver
39391 | 1712501742 | WSM 10 = | Stainless steel markers, Conductor and cable markers, 5.5 x 9.9 mm, silver
39392 | 1712501743 | WSM 10 . | Stainless steel markers, Conductor and cable markers, 5.5 x 9.9 mm, silver
39393 | 1712501744 | WSM 10 ( | Stainless steel markers, Conductor and cable markers, 5.5 x 9.9 mm, silver
39394 | 1712502000 | WSM 10 NEUTRAL | Stainless steel markers, Conductor and cable markers, 5.5 x 9.9 mm, silver
39395 | 1714091044 | VT-TM-I 12 MC NE WS | TM-I, Insert markers, 12 x 4 mm, white
39396 | 1714091687 | VT-TM-I 12 MC NE GE | TM-I, Insert markers, 12 x 4 mm, yellow
39397 | 1714101044 | VT-TM-I 18 MC NE WS | TM-I, Insert markers, 18 x 4 mm, white
39398 | 1714101686 | VT-TM-I 18 MC NE RT | TM-I, Insert markers, 18 x 4 mm, red
39399 | 1714101687 | VT-TM-I 18 MC NE GE | TM-I, Insert markers, 18 x 4 mm, yellow
39400 | 1714101688 | VT-TM-I 18 MC NE GN | TM-I, Insert markers, 18 x 4 mm, green
39401 | 1714101690 | VT-TM-I 18 MC NE OR | TM-I, Insert markers, 18 x 4 mm, orange
39402 | 1714101693 | VT-TM-I 18 MC NE BL | TM-I, Insert markers, 18 x 4 mm, blue
39403 | 1718411044 | TM-I 12 MC NE WS | TM-I, Insert markers, 12 x 4 mm, white
39404 | 1718411686 | TM-I 12 MC NE RT | TM-I, Insert markers, 12 x 4 mm, red
39405 | 1718411687 | TM-I 12 MC NE GE | TM-I, Insert markers, 12 x 4 mm, yellow
39406 | 1718411688 | TM-I 12 MC NE GN | TM-I, Insert markers, 12 x 4 mm, green
39407 | 1718411693 | TM-I 12 MC NE BL | TM-I, Insert markers, 12 x 4 mm, blue
39408 | 1718431044 | TM-I 18 MC NE WS | TM-I, Insert markers, 18 x 4 mm, white
39409 | 1718431686 | TM-I 18 MC NE RT | TM-I, Insert markers, 18 x 4 mm, red
39410 | 1718431687 | TM-I 18 MC NE GE | TM-I, Insert markers, 18 x 4 mm, yellow
39411 | 1718431688 | TM-I 18 MC NE GN | TM-I, Insert markers, 18 x 4 mm, green
39412 | 1718431693 | TM-I 18 MC NE BL | TM-I, Insert markers, 18 x 4 mm, blue
39413 | 1718470001 | VT SF 1/12 MC NE WS V0 | SlimFix, Conductor and cable markers, 1.7 - 2.1 mm, 12 x 3.2 mm, white
39414 | 1718470004 | VT SF 1/12 MC NE GE V0 | SlimFix, Conductor and cable markers, 1.7 - 2.1 mm, 12 x 3.2 mm, yellow
39415 | 1718480001 | VT SF 2/12 MC NE WS V0 | SlimFix, Conductor and cable markers, 2.2 - 2.9 mm, 12 x 3.6 mm, white
39416 | 1718480002 | VT SF 2/12 MC NE BL V0 | SlimFix, Conductor and cable markers, 2.2 - 2.9 mm, 12 x 3.6 mm, blue
39417 | 1718480003 | VT SF 2/12 MC NE RT V0 | SlimFix, Conductor and cable markers, 2.2 - 2.9 mm, 12 x 3.6 mm, red
39418 | 1718480004 | VT SF 2/12 MC NE GE V0 | SlimFix, Conductor and cable markers, 2.2 - 2.9 mm, 12 x 3.6 mm, yellow
39419 | 1718490001 | VT SF 3/12 MC NE WS V0 | SlimFix, Conductor and cable markers, 3 - 3.7 mm, 12 x 4.6 mm, white
39420 | 1718490002 | VT SF 3/12 MC NE BL V0 | SlimFix, Conductor and cable markers, 3 - 3.7 mm, 12 x 4.6 mm, blue
39421 | 1718490003 | VT SF 3/12 MC NE RT V0 | SlimFix, Conductor and cable markers, 3 - 3.7 mm, 12 x 4.6 mm, red
39422 | 1718490004 | VT SF 3/12 MC NE GE V0 | SlimFix, Conductor and cable markers, 3 - 3.7 mm, 12 x 4.6 mm, yellow
39423 | 1720590002 | ETO SM 27/18 TRANSPAR. | SwitchMark, Protective cap, 18 x 27 mm, Transparent
39424 | 1724140001 | LM MT300 15/4.6 SI | LaserMark, Device markers, 4.63 x 15 mm, silver
39425 | 1724141044 | LM MT300 15/4.6 WS | LaserMark, Device markers, 4.63 x 15 mm, white
39426 | 1724141687 | LM MT300 15/4.6 GE | LaserMark, Device markers, 4.63 x 15 mm, yellow
39427 | 1724150001 | LM MT300 17/9 SI | LaserMark, Device markers, 9 x 17.8 mm, silver
39428 | 1724151044 | LM MT300 17/9 WS | LaserMark, Device markers, 9 x 17.8 mm, white
39429 | 1724151687 | LM MT300 17/9 GE | LaserMark, Device markers, 9 x 17.8 mm, yellow
39430 | 1724160001 | LM MT300 30/20 SI | LaserMark, Device markers, 20 x 30 mm, silver
39431 | 1724161044 | LM MT300 30/20 WS | LaserMark, Device markers, 20 x 30 mm, white
39432 | 1724161687 | LM MT300 30/20 GE | LaserMark, Device markers, 20 x 30 mm, yellow
39433 | 1724170001 | LM MT300 105/148 SI | LaserMark, Device markers, 148 x 105 mm, silver
39434 | 1724171044 | LM MT300 105/148 WS | LaserMark, Device markers, 148 x 105 mm, white
39435 | 1724180001 | LM MT300 210/148 SI | LaserMark, Device markers, 148 x 210 mm, silver
39436 | 1724181687 | LM MT300 210/148 GE | LaserMark, Device markers, 148 x 210 mm, yellow
39437 | 1727740001 | VT SFX 9/24 MC NE WS V0 | SlimFix X, Conductor and cable markers, 7 - 40 mm, 24 x 15 mm, white
39438 | 1727740002 | VT SFX 9/24 MC NE BL V0 | SlimFix X, Conductor and cable markers, 7 - 40 mm, 24 x 15 mm, blue
39439 | 1727740003 | VT SFX 9/24 MC NE RT V0 | SlimFix X, Conductor and cable markers, 7 - 40 mm, 24 x 15 mm, red
39440 | 1727740004 | VT SFX 9/24 MC NE GE V0 | SlimFix X, Conductor and cable markers, 7 - 40 mm, 24 x 15 mm, yellow
39441 | 1727770001 | VT SFX 10/23 MC NE WS V0 | SlimFix X, Conductor and cable markers, 7 - 40 mm, 23 x 10 mm, white
39442 | 1727770002 | VT SFX 10/23 MC NE BL V0 | SlimFix X, Conductor and cable markers, 7 - 40 mm, 23 x 10 mm, blue
39443 | 1727770003 | VT SFX 10/23 MC NE RT V0 | SlimFix X, Conductor and cable markers, 7 - 40 mm, 23 x 10 mm, red
39444 | 1727770004 | VT SFX 10/23 MC NE GE V0 | SlimFix X, Conductor and cable markers, 7 - 40 mm, 23 x 10 mm, yellow
39445 | 1730560001 | VT SF 6/21 MC NE WS V0 | SlimFix, Conductor and cable markers, 5.8 - 7.8 mm, 21 x 8.4 mm, white
39446 | 1730560002 | VT SF 6/21 MC NE BL V0 | SlimFix, Conductor and cable markers, 5.8 - 7.8 mm, 21 x 8.4 mm, blue
39447 | 1730560003 | VT SF 6/21 MC NE RT V0 | SlimFix, Conductor and cable markers, 5.8 - 7.8 mm, 21 x 8.4 mm, red
39448 | 1730560004 | VT SF 6/21 MC NE GE V0 | SlimFix, Conductor and cable markers, 5.8 - 7.8 mm, 21 x 8.4 mm, yellow
39449 | 1730570001 | VT SF 4.5/21 MC NE WS V0 | SlimFix, Conductor and cable markers, 4.1 - 4.9 mm, 21 x 7.4 mm, white
39450 | 1730570002 | VT SF 4.5/21 MC NE BL V0 | SlimFix, Conductor and cable markers, 4.1 - 4.9 mm, 21 x 7.4 mm, blue
39451 | 1730570003 | VT SF 4.5/21 MC NE RT V0 | SlimFix, Conductor and cable markers, 4.1 - 4.9 mm, 21 x 7.4 mm, red
39452 | 1730570004 | VT SF 4.5/21 MC NE GE V0 | SlimFix, Conductor and cable markers, 4.1 - 4.9 mm, 21 x 7.4 mm, yellow
39453 | 1730580001 | VT SF 00/21 MC NE WS V0 | SlimFix, Conductor and cable markers, 1 - 1.3 mm, 21 x 3.2 mm, white
39454 | 1730580002 | VT SF 00/21 MC NE BL V0 | SlimFix, Conductor and cable markers, 1 - 1.3 mm, 21 x 3.2 mm, blue
39455 | 1730580003 | VT SF 00/21 MC NE RT V0 | SlimFix, Conductor and cable markers, 1 - 1.3 mm, 21 x 3.2 mm, red
39456 | 1730580004 | VT SF 00/21 MC NE GE V0 | SlimFix, Conductor and cable markers, 1 - 1.3 mm, 21 x 3.2 mm, yellow
39457 | 1730590001 | VT SF 0/21 MC NE WS V0 | SlimFix, Conductor and cable markers, 1.2 - 1.6 mm, 21 x 3.2 mm, white
39458 | 1730590002 | VT SF 0/21 MC NE BL V0 | SlimFix, Conductor and cable markers, 1.2 - 1.6 mm, 21 x 3.2 mm, blue
39459 | 1730590003 | VT SF 0/21 MC NE RT V0 | SlimFix, Conductor and cable markers, 1.2 - 1.6 mm, 21 x 3.2 mm, red
39460 | 1730590004 | VT SF 0/21 MC NE GE V0 | SlimFix, Conductor and cable markers, 1.2 - 1.6 mm, 21 x 3.2 mm, yellow
39461 | 1733650004 | CLI M 2-4 GE NE MP | CableLine, Conductor and cable markers, 10 - 317 mm, 4 x 11.4 mm, yellow
39462 | 1733651502 | CLI M 2-4 GE/SW 0 MP | CableLine, Conductor and cable markers, 10 - 317 mm, 4 x 11.3 mm, yellow
39463 | 1733651503 | CLI M 2-4 SW/WS 0 MP | CableLine, Conductor and cable markers, 10 - 317 mm, 4 x 11.3 mm, black
39464 | 1733651505 | CLI M 2-4 GE/SW 1 MP | CableLine, Conductor and cable markers, 10 - 317 mm, 4 x 11.3 mm, yellow
39465 | 1733651506 | CLI M 2-4 BR/WS 1 MP | CableLine, Conductor and cable markers, 10 - 317 mm, 4 x 11.3 mm, brown
39466 | 1733651508 | CLI M 2-4 GE/SW 2 MP | CableLine, Conductor and cable markers, 10 - 317 mm, 4 x 11.3 mm, yellow
39467 | 1733651509 | CLI M 2-4 RT/WS 2 MP | CableLine, Conductor and cable markers, 10 - 317 mm, 4 x 11.3 mm, red
39468 | 1733651511 | CLI M 2-4 GE/SW 3 MP | CableLine, Conductor and cable markers, 10 - 317 mm, 4 x 11.3 mm, yellow
39469 | 1733651512 | CLI M 2-4 OR/SW 3 MP | CableLine, Conductor and cable markers, 10 - 317 mm, 4 x 11.3 mm, orange
39470 | 1733651514 | CLI M 2-4 GE/SW 4 MP | CableLine, Conductor and cable markers, 10 - 317 mm, 4 x 11.3 mm, yellow
39471 | 1733651517 | CLI M 2-4 GE/SW 5 MP | CableLine, Conductor and cable markers, 10 - 317 mm, 4 x 11.3 mm, yellow
39472 | 1733651518 | CLI M 2-4 GN/WS 5 MP | CableLine, Conductor and cable markers, 10 - 317 mm, 4 x 11.3 mm, green
39473 | 1733651520 | CLI M 2-4 GE/SW 6 MP | CableLine, Conductor and cable markers, 10 - 317 mm, 4 x 11.3 mm, yellow
39474 | 1733651521 | CLI M 2-4 BL/WS 6 MP | CableLine, Conductor and cable markers, 10 - 317 mm, 4 x 11.3 mm, blue
39475 | 1733651523 | CLI M 2-4 GE/SW 7 MP | CableLine, Conductor and cable markers, 10 - 317 mm, 4 x 11.3 mm, yellow
39476 | 1733651524 | CLI M 2-4 VI/WS 7 MP | CableLine, Conductor and cable markers, 10 - 317 mm, 4 x 11.3 mm, violet
39477 | 1733651526 | CLI M 2-4 GE/SW 8 MP | CableLine, Conductor and cable markers, 10 - 317 mm, 4 x 11.3 mm, yellow
39478 | 1733651527 | CLI M 2-4 GR/SW 8 MP | CableLine, Conductor and cable markers, 10 - 317 mm, 4 x 11.3 mm, grey
39479 | 1733651529 | CLI M 2-4 GE/SW 9 MP | CableLine, Conductor and cable markers, 10 - 317 mm, 4 x 11.3 mm, yellow
39480 | 1733651530 | CLI M 2-4 WS/SW 9 MP | CableLine, Conductor and cable markers, 10 - 317 mm, 4 x 11.3 mm, white
39481 | 1733651637 | CLI M 2-4 GE/SW A MP | CableLine, Conductor and cable markers, 10 - 317 mm, 4 x 11.3 mm, yellow
39482 | 1733651639 | CLI M 2-4 GE/SW B MP | CableLine, Conductor and cable markers, 10 - 317 mm, 4 x 11.3 mm, yellow
39483 | 1733651641 | CLI M 2-4 GE/SW C MP | CableLine, Conductor and cable markers, 10 - 317 mm, 4 x 11.3 mm, yellow
39484 | 1733651643 | CLI M 2-4 GE/SW D MP | CableLine, Conductor and cable markers, 10 - 317 mm, 4 x 11.3 mm, yellow
39485 | 1733651645 | CLI M 2-4 GE/SW E MP | CableLine, Conductor and cable markers, 10 - 317 mm, 4 x 11.3 mm, yellow
39486 | 1733651647 | CLI M 2-4 GE/SW F MP | CableLine, Conductor and cable markers, 10 - 317 mm, 4 x 11.3 mm, yellow
39487 | 1733651649 | CLI M 2-4 GE/SW G MP | CableLine, Conductor and cable markers, 10 - 317 mm, 4 x 11.3 mm, yellow
39488 | 1733651651 | CLI M 2-4 GE/SW H MP | CableLine, Conductor and cable markers, 10 - 317 mm, 4 x 11.3 mm, yellow
39489 | 1733651653 | CLI M 2-4 GE/SW I MP | CableLine, Conductor and cable markers, 10 - 317 mm, 4 x 11.3 mm, yellow
39490 | 1733651655 | CLI M 2-4 GE/SW J MP | CableLine, Conductor and cable markers, 10 - 317 mm, 4 x 11.3 mm, yellow
39491 | 1733651657 | CLI M 2-4 GE/SW K MP | CableLine, Conductor and cable markers, 10 - 317 mm, 4 x 11.3 mm, yellow
39492 | 1733651659 | CLI M 2-4 GE/SW L MP | CableLine, Conductor and cable markers, 10 - 317 mm, 4 x 11.3 mm, yellow
39493 | 1733651661 | CLI M 2-4 GE/SW M MP | CableLine, Conductor and cable markers, 10 - 317 mm, 4 x 11.3 mm, yellow
39494 | 1733651663 | CLI M 2-4 GE/SW N MP | CableLine, Conductor and cable markers, 10 - 317 mm, 4 x 11.3 mm, yellow
39495 | 1733651665 | CLI M 2-4 GE/SW O MP | CableLine, Conductor and cable markers, 10 - 317 mm, 4 x 11.3 mm, yellow
39496 | 1733651667 | CLI M 2-4 GE/SW P MP | CableLine, Conductor and cable markers, 10 - 317 mm, 4 x 11.3 mm, yellow
39497 | 1733651669 | CLI M 2-4 GE/SW Q MP | CableLine, Conductor and cable markers, 10 - 317 mm, 4 x 11.3 mm, yellow
39498 | 1733651671 | CLI M 2-4 GE/SW R MP | CableLine, Conductor and cable markers, 10 - 317 mm, 4 x 11.3 mm, yellow
39499 | 1733651673 | CLI M 2-4 GE/SW S MP | CableLine, Conductor and cable markers, 10 - 317 mm, 4 x 11.3 mm, yellow
39500 | 1733651676 | CLI M 2-4 GE/SW T MP | CableLine, Conductor and cable markers, 10 - 317 mm, 4 x 11.3 mm, yellow
39501 | 1733651679 | CLI M 2-4 GE/SW U MP | CableLine, Conductor and cable markers, 10 - 317 mm, 4 x 11.3 mm, yellow
39502 | 1733651681 | CLI M 2-4 GE/SW V MP | CableLine, Conductor and cable markers, 10 - 317 mm, 4 x 11.3 mm, yellow
39503 | 1733651683 | CLI M 2-4 GE/SW W MP | CableLine, Conductor and cable markers, 10 - 317 mm, 4 x 11.3 mm, yellow
39504 | 1733651687 | CLI M 2-4 GE/SW X MP | CableLine, Conductor and cable markers, 10 - 317 mm, 4 x 11.3 mm, yellow
39505 | 1733651695 | CLI M 2-4 GE/SW Ö MP | CableLine, Conductor and cable markers, 10 - 317 mm, 4 x 11.3 mm, yellow
39506 | 1733651696 | CLI M 2-4 GE/SW Y MP | CableLine, Conductor and cable markers, 10 - 317 mm, 4 x 11.3 mm, yellow
39507 | 1733651697 | CLI M 2-4 GE/SW Ä MP | CableLine, Conductor and cable markers, 10 - 317 mm, 4 x 11.3 mm, yellow
39508 | 1733651698 | CLI M 2-4 GE/SW Z MP | CableLine, Conductor and cable markers, 10 - 317 mm, 4 x 11.3 mm, yellow
39509 | 1733651699 | CLI M 2-4 GE/SW Å MP | CableLine, Conductor and cable markers, 10 - 317 mm, 4 x 11.3 mm, yellow
39510 | 1733651738 | CLI M 2-4 GE/SW + MP | CableLine, Conductor and cable markers, 10 - 317 mm, 4 x 11.3 mm, yellow
39511 | 1733651740 | CLI M 2-4 GE/SW - MP | CableLine, Conductor and cable markers, 10 - 317 mm, 4 x 11.3 mm, yellow
39512 | 1733651742 | CLI M 2-4 GE/SW / MP | CableLine, Conductor and cable markers, 10 - 317 mm, 4 x 11.3 mm, yellow
39513 | 1733651746 | CLI M 2-4 GE/SW ET MP | CableLine, Conductor and cable markers, 10 - 317 mm, 4 x 11.3 mm, yellow
39514 | 1733651747 | CLI M 2-4 GE/SW PET. MP | CableLine, Conductor and cable markers, 10 - 317 mm, 4 x 11.3 mm, yellow
39515 | 1733651748 | CLI M 2-4 GE/SW . MP | CableLine, Conductor and cable markers, 10 - 317 mm, 4 x 11.3 mm, yellow
39516 | 1733651750 | CLI M 2-4 GE/SW : MP | CableLine, Conductor and cable markers, 10 - 317 mm, 4 x 11.3 mm, yellow
39517 | 1733651751 | CLI M 2-4 GE/SW = MP | CableLine, Conductor and cable markers, 10 - 317 mm, 4 x 11.3 mm, yellow
39518 | 1733651752 | CLI M 2-4 GE/SW AC MP | CableLine, Conductor and cable markers, 10 - 317 mm, 4 x 11.3 mm, yellow
39519 | 1736181044 | ESG 7/20 SIRIUS MC NE WS | ESG, Device markers x 20 mm, PA 66, Colour: white, pluggable
39520 | 1736181696 | ESG 7/20 SIRIUS MC NE TU | ESG, Device markers x 20 mm, PA 66, Colour: Turquoise, pluggable
39521 | 1746030001 | VT SF 4/12 MC NE WS V0 | SlimFix, Conductor and cable markers, 3.6 - 6 mm, 12 x 5.7 mm, white
39522 | 1746030002 | VT SF 4/12 MC NE BL V0 | SlimFix, Conductor and cable markers, 3.6 - 6 mm, 12 x 5.7 mm, blue
39523 | 1746030003 | VT SF 4/12 MC NE RT V0 | SlimFix, Conductor and cable markers, 3.6 - 6 mm, 12 x 5.7 mm, red
39524 | 1746030004 | VT SF 4/12 MC NE GE V0 | SlimFix, Conductor and cable markers, 3.6 - 6 mm, 12 x 5.7 mm, yellow
39525 | 1746040001 | VT SF 5/12 MC NE WS V0 | SlimFix, Conductor and cable markers, 4.7 - 7.4 mm, 12 x 7.4 mm, white
39526 | 1746040003 | VT SF 5/12 MC NE RT V0 | SlimFix, Conductor and cable markers, 4.7 - 7.4 mm, 12 x 7.4 mm, red
39527 | 1746040004 | VT SF 5/12 MC NE GE V0 | SlimFix, Conductor and cable markers, 4.7 - 7.4 mm, 12 x 7.4 mm, yellow
39528 | 1747320001 | SFC 1/12 MC NE WS | SlimFix Clip, Conductor and cable markers, 2 - 3.5 mm, 12 x 5.8 mm, white
39529 | 1747320002 | SFC 1/12 MC NE BL | SlimFix Clip, Conductor and cable markers, 2 - 3.5 mm, 12 x 5.8 mm, blue
39530 | 1747320003 | SFC 1/12 MC NE RT | SlimFix Clip, Conductor and cable markers, 2 - 3.5 mm, 12 x 5.8 mm, red
39531 | 1747320004 | SFC 1/12 MC NE GE | SlimFix Clip, Conductor and cable markers, 2 - 3.5 mm, 12 x 5.8 mm, yellow
39532 | 1749320001 | LM MT300 18/6.5 SI | LaserMark, Device markers, 6.5 x 18 mm, silver
39533 | 1749321044 | LM MT300 18/6.5 WS | LaserMark, Device markers, 6.5 x 18 mm, white
39534 | 1749321687 | LM MT300 18/6.5 GE | LaserMark, Device markers, 6.5 x 18 mm, yellow
39535 | 1751561044 | THM WO 25/140 WS | THM, Conductor and cable markers, 8.3 - 36.4 mm, 25 x 140 mm, white
39536 | 1751561687 | THM WO 25/140 GE | THM, Conductor and cable markers, 8.3 - 36.4 mm, 25 x 140 mm, yellow
39537 | 1751750001 | THM MT30X 25/12 SI | THM, Device markers, 12 x 25 mm, silver
39538 | 1751751044 | THM MT30X 25/12 WS | THM, Device markers, 12 x 25 mm, white
39539 | 1751751687 | THM MT30X 25/12 GE | THM, Device markers, 12 x 25 mm, yellow
39540 | 1751760001 | THM MT30X 26/10 SI | THM, Device markers, 10 x 26 mm, silver
39541 | 1751761044 | THM MT30X 26/10 WS | THM, Device markers, 10 x 26 mm, white
39542 | 1751761687 | THM MT30X 26/10 GE | THM, Device markers, 10 x 26 mm, yellow
39543 | 1751770001 | THM MT30X 32/9 SI | THM, Device markers, 9 x 32 mm, silver
39544 | 1751771044 | THM MT30X 32/9 WS | THM, Device markers, 9 x 32 mm, white
39545 | 1751800001 | THM MT30X 38/19 SI | THM, Device markers, 19 x 38 mm, silver
39546 | 1751801044 | THM MT30X 38/19 WS | THM, Device markers, 19 x 38 mm, white
39547 | 1751801687 | THM MT30X 38/19 GE | THM, Device markers, 19 x 38 mm, yellow
39548 | 1751810001 | THM MT30X 45/23 SI | THM, Device markers, 23 x 45 mm, silver
39549 | 1751811044 | THM MT30X 45/23 WS | THM, Device markers, 23 x 45 mm, white
39550 | 1751811687 | THM MT30X 45/23 GE | THM, Device markers, 23 x 45 mm, yellow
39551 | 1751820001 | THM MT30X 101/48 SI | THM, Device markers, 48 x 101 mm, silver
39552 | 1751821044 | THM MT30X 101/48 WS | THM, Device markers, 48 x 101 mm, white
39553 | 1751821687 | THM MT30X 101/48 GE | THM, Device markers, 48 x 101 mm, yellow
39554 | 1751830001 | THM MT30X 65/35 SI | THM, Device markers, 35 x 65 mm, silver
39555 | 1751830004 | THM MT30X 65/35 SI/G | THM, Device markers, 35 x 65 mm, silver
39556 | 1751831044 | THM MT30X 65/35 WS | THM, Device markers, 35 x 65 mm, white
39557 | 1751831687 | THM MT30X 65/35 GE | THM, Device markers, 35 x 65 mm, yellow
39558 | 1752110001 | VT SF 0/12 MC NE WS V0 | SlimFix, Conductor and cable markers, 1.2 - 1.6 mm, 12 x 3.2 mm, white
39559 | 1752110003 | VT SF 0/12 MC NE RT V0 | SlimFix, Conductor and cable markers, 1.2 - 1.6 mm, 12 x 3.2 mm, red
39560 | 1752110004 | VT SF 0/12 MC NE GE V0 | SlimFix, Conductor and cable markers, 1.2 - 1.6 mm, 12 x 3.2 mm, yellow
39561 | 1752200001 | VT SF 00/12 MC NE WS V0 | SlimFix, Conductor and cable markers, 1 - 1.3 mm, 12 x 3.2 mm, white
39562 | 1752200004 | VT SF 00/12 MC NE GE V0 | SlimFix, Conductor and cable markers, 1 - 1.3 mm, 12 x 3.2 mm, yellow
39563 | 1753230001 | THM MT30X 15/6 SI | THM, Device markers, 6 x 15 mm, silver
39564 | 1753231044 | THM MT30X 15/6 WS | THM, Device markers, 6 x 15 mm, white
39565 | 1753231687 | THM MT30X 15/6 GE | THM, Device markers, 6 x 15 mm, yellow
39566 | 1753241044 | THM MT30X 20/8 WS | THM, Device markers, 8 x 20 mm, white
39567 | 1753241687 | THM MT30X 20/8 GE | THM, Device markers, 8 x 20 mm, yellow
39568 | 1753250001 | THM MT30X 18/9 SI | THM, Device markers, 9 x 18 mm, silver
39569 | 1753251044 | THM MT30X 18/9 WS | THM, Device markers, 9 x 18 mm, white
39570 | 1753251687 | THM MT30X 18/9 GE | THM, Device markers, 9 x 18 mm, yellow
39571 | 1753260001 | THM MT30X 30/20 SI | THM, Device markers, 20 x 30 mm, silver
39572 | 1753261044 | THM MT30X 30/20 WS | THM, Device markers, 20 x 30 mm, white
39573 | 1753261687 | THM MT30X 30/20 GE | THM, Device markers, 20 x 30 mm, yellow
39574 | 1753270001 | THM MT30X 18/6 SI | THM, Device markers, 6 x 18 mm, silver
39575 | 1753271044 | THM MT30X 18/6 WS | THM, Device markers, 6 x 18 mm, white
39576 | 1753271687 | THM MT30X 18/6 GE | THM, Device markers, 6 x 18 mm, yellow
39577 | 1758320001 | SFC 2/12 MC NE WS | SlimFix Clip, Conductor and cable markers, 3 - 5 mm, 12 x 5.8 mm, white
39578 | 1758320002 | SFC 2/12 MC NE BL | SlimFix Clip, Conductor and cable markers, 3 - 5 mm, 12 x 5.8 mm, blue
39579 | 1758320003 | SFC 2/12 MC NE RT | SlimFix Clip, Conductor and cable markers, 3 - 5 mm, 12 x 5.8 mm, red
39580 | 1758320004 | SFC 2/12 MC NE GE | SlimFix Clip, Conductor and cable markers, 3 - 5 mm, 12 x 5.8 mm, yellow
39581 | 1759871044 | LM WO 15/70 WS | LaserMark, Conductor and cable markers, 8.2 - 14.3 mm, 15 x 70 mm, white
39582 | 1760461044 | LM MT300 40/6 WS | LaserMark, Device markers, 6 x 40 mm, white
39583 | 1762320001 | DEK 5/3,5 MC FSZ 1-10 | Dekafix, Terminal marker, 5 x 3.5 mm, Pitch in mm (P): 3.50 Weidmueller, white
39584 | 1762320011 | DEK 5/3,5 MC FSZ 11-20 | Dekafix, Terminal marker, 5 x 3.5 mm, Pitch in mm (P): 3.50 Weidmueller, white
39585 | 1762320021 | DEK 5/3,5 MC FSZ 21-30 | Dekafix, Terminal marker, 5 x 3.5 mm, Pitch in mm (P): 3.50 Weidmueller, white
39586 | 1762320031 | DEK 5/3,5 MC FSZ 31-40 | Dekafix, Terminal marker, 5 x 3.5 mm, Pitch in mm (P): 3.50 Weidmueller, white
39587 | 1762320041 | DEK 5/3,5 MC FSZ 41-50 | Dekafix, Terminal marker, 5 x 3.5 mm, Pitch in mm (P): 3.50 Weidmueller, white
39588 | 1762320051 | DEK 5/3,5 MC FSZ 51-60 | Dekafix, Terminal marker, 5 x 3.5 mm, Pitch in mm (P): 3.50 Weidmueller, white
39589 | 1762320061 | DEK 5/3,5 MC FSZ 61-70 | Dekafix, Terminal marker, 5 x 3.5 mm, Pitch in mm (P): 3.50 Weidmueller, white
39590 | 1762320071 | DEK 5/3,5 MC FSZ 71-80 | Dekafix, Terminal marker, 5 x 3.5 mm, Pitch in mm (P): 3.50 Weidmueller, white
39591 | 1762320081 | DEK 5/3,5 MC FSZ 81-90 | Dekafix, Terminal marker, 5 x 3.5 mm, Pitch in mm (P): 3.50 Weidmueller, white
39592 | 1762320091 | DEK 5/3,5 MC FSZ 91-100 | Dekafix, Terminal marker, 5 x 3.5 mm, Pitch in mm (P): 3.50 Weidmueller, white
39593 | 1762320101 | DEK 5/3,5 MC FSZ 101-110 | Dekafix, Terminal marker, 5 x 3.5 mm, Pitch in mm (P): 3.50 Weidmueller, white
39594 | 1762320111 | DEK 5/3,5 MC FSZ 111-120 | Dekafix, Terminal marker, 5 x 3.5 mm, Pitch in mm (P): 3.50 Weidmueller, white
39595 | 1762320121 | DEK 5/3,5 MC FSZ 121-130 | Dekafix, Terminal marker, 5 x 3.5 mm, Pitch in mm (P): 3.50 Weidmueller, white
39596 | 1779080001 | SFC 1/21 MC NE WS | SlimFix Clip, Conductor and cable markers, 2 - 3.5 mm, 21 x 5.8 mm, white
39597 | 1779080002 | SFC 1/21 MC NE BL | SlimFix Clip, Conductor and cable markers, 2 - 3.5 mm, 21 x 5.8 mm, blue
39598 | 1779080003 | SFC 1/21 MC NE RT | SlimFix Clip, Conductor and cable markers, 2 - 3.5 mm, 21 x 5.8 mm, red
39599 | 1779080004 | SFC 1/21 MC NE GE | SlimFix Clip, Conductor and cable markers, 2 - 3.5 mm, 21 x 5.8 mm, yellow
39600 | 1779080005 | SFC 1/21 MC NE GN | SlimFix Clip, Conductor and cable markers, 2 - 3.5 mm, 21 x 5.8 mm, green
39601 | 1868811150 | CLI C 1-6 GE/SW X1 CD | CableLine, Conductor and cable markers, 2.5 - 5 mm, 6 x 4.2 mm, yellow
39602 | 1868811151 | CLI C 1-6 GE/SW X2 CD | CableLine, Conductor and cable markers, 2.5 - 5 mm, 6 x 4.2 mm, yellow
39603 | 1868811522 | CLI C 1-6 GE/SW 01 CD | CableLine, Conductor and cable markers, 2.5 - 5 mm, 6 x 4.2 mm, yellow
39604 | 1868811523 | CLI C 1-6 GE/SW 02 CD | CableLine, Conductor and cable markers, 2.5 - 5 mm, 6 x 4.2 mm, yellow
39605 | 1868811524 | CLI C 1-6 GE/SW 03 CD | CableLine, Conductor and cable markers, 2.5 - 5 mm, 6 x 4.2 mm, yellow
39606 | 1868811525 | CLI C 1-6 GE/SW 04 CD | CableLine, Conductor and cable markers, 2.5 - 5 mm, 6 x 4.2 mm, yellow
39607 | 1868811526 | CLI C 1-6 GE/SW 05 CD | CableLine, Conductor and cable markers, 2.5 - 5 mm, 6 x 4.2 mm, yellow
39608 | 1868811527 | CLI C 1-6 GE/SW 06 CD | CableLine, Conductor and cable markers, 2.5 - 5 mm, 6 x 4.2 mm, yellow
39609 | 1868811528 | CLI C 1-6 GE/SW 07 CD | CableLine, Conductor and cable markers, 2.5 - 5 mm, 6 x 4.2 mm, yellow
39610 | 1868811529 | CLI C 1-6 GE/SW 08 CD | CableLine, Conductor and cable markers, 2.5 - 5 mm, 6 x 4.2 mm, yellow
39611 | 1868811530 | CLI C 1-6 GE/SW 09 CD | CableLine, Conductor and cable markers, 2.5 - 5 mm, 6 x 4.2 mm, yellow
39612 | 1868811531 | CLI C 1-6 GE/SW 10 CD | CableLine, Conductor and cable markers, 2.5 - 5 mm, 6 x 4.2 mm, yellow
39613 | 1868811532 | CLI C 1-6 GE/SW 11 CD | CableLine, Conductor and cable markers, 2.5 - 5 mm, 6 x 4.2 mm, yellow
39614 | 1868811533 | CLI C 1-6 GE/SW 12 CD | CableLine, Conductor and cable markers, 2.5 - 5 mm, 6 x 4.2 mm, yellow
39615 | 1868811534 | CLI C 1-6 GE/SW 13 CD | CableLine, Conductor and cable markers, 2.5 - 5 mm, 6 x 4.2 mm, yellow
39616 | 1868811535 | CLI C 1-6 GE/SW 14 CD | CableLine, Conductor and cable markers, 2.5 - 5 mm, 6 x 4.2 mm, yellow
39617 | 1868811536 | CLI C 1-6 GE/SW 15 CD | CableLine, Conductor and cable markers, 2.5 - 5 mm, 6 x 4.2 mm, yellow
39618 | 1868811537 | CLI C 1-6 GE/SW 16 CD | CableLine, Conductor and cable markers, 2.5 - 5 mm, 6 x 4.2 mm, yellow
39619 | 1868811538 | CLI C 1-6 GE/SW 17 CD | CableLine, Conductor and cable markers, 2.5 - 5 mm, 6 x 4.2 mm, yellow
39620 | 1868811539 | CLI C 1-6 GE/SW 18 CD | CableLine, Conductor and cable markers, 2.5 - 5 mm, 6 x 4.2 mm, yellow
39621 | 1868811540 | CLI C 1-6 GE/SW 19 CD | CableLine, Conductor and cable markers, 2.5 - 5 mm, 6 x 4.2 mm, yellow
39622 | 1868811541 | CLI C 1-6 GE/SW 20 CD | CableLine, Conductor and cable markers, 2.5 - 5 mm, 6 x 4.2 mm, yellow
39623 | 1868811542 | CLI C 1-6 GE/SW 21 CD | CableLine, Conductor and cable markers, 2.5 - 5 mm, 6 x 4.2 mm, yellow
39624 | 1868811543 | CLI C 1-6 GE/SW 22 CD | CableLine, Conductor and cable markers, 2.5 - 5 mm, 6 x 4.2 mm, yellow
39625 | 1868811544 | CLI C 1-6 GE/SW 23 CD | CableLine, Conductor and cable markers, 2.5 - 5 mm, 6 x 4.2 mm, yellow
39626 | 1868811545 | CLI C 1-6 GE/SW 24 CD | CableLine, Conductor and cable markers, 2.5 - 5 mm, 6 x 4.2 mm, yellow
39627 | 1868811546 | CLI C 1-6 GE/SW 25 CD | CableLine, Conductor and cable markers, 2.5 - 5 mm, 6 x 4.2 mm, yellow
39628 | 1868811547 | CLI C 1-6 GE/SW 26 CD | CableLine, Conductor and cable markers, 2.5 - 5 mm, 6 x 4.2 mm, yellow
39629 | 1868811548 | CLI C 1-6 GE/SW 27 CD | CableLine, Conductor and cable markers, 2.5 - 5 mm, 6 x 4.2 mm, yellow
39630 | 1868811549 | CLI C 1-6 GE/SW 28 CD | CableLine, Conductor and cable markers, 2.5 - 5 mm, 6 x 4.2 mm, yellow
39631 | 1868811550 | CLI C 1-6 GE/SW 29 CD | CableLine, Conductor and cable markers, 2.5 - 5 mm, 6 x 4.2 mm, yellow
39632 | 1868811551 | CLI C 1-6 GE/SW 30 CD | CableLine, Conductor and cable markers, 2.5 - 5 mm, 6 x 4.2 mm, yellow
39633 | 1868811552 | CLI C 1-6 GE/SW 31 CD | CableLine, Conductor and cable markers, 2.5 - 5 mm, 6 x 4.2 mm, yellow
39634 | 1868811553 | CLI C 1-6 GE/SW 32 CD | CableLine, Conductor and cable markers, 2.5 - 5 mm, 6 x 4.2 mm, yellow
39635 | 1868811554 | CLI C 1-6 GE/SW 33 CD | CableLine, Conductor and cable markers, 2.5 - 5 mm, 6 x 4.2 mm, yellow
39636 | 1868811555 | CLI C 1-6 GE/SW 34 CD | CableLine, Conductor and cable markers, 2.5 - 5 mm, 6 x 4.2 mm, yellow
39637 | 1868811556 | CLI C 1-6 GE/SW 35 CD | CableLine, Conductor and cable markers, 2.5 - 5 mm, 6 x 4.2 mm, yellow
39638 | 1868811557 | CLI C 1-6 GE/SW 36 CD | CableLine, Conductor and cable markers, 2.5 - 5 mm, 6 x 4.2 mm, yellow
39639 | 1868811558 | CLI C 1-6 GE/SW 37 CD | CableLine, Conductor and cable markers, 2.5 - 5 mm, 6 x 4.2 mm, yellow
39640 | 1868811559 | CLI C 1-6 GE/SW 38 CD | CableLine, Conductor and cable markers, 2.5 - 5 mm, 6 x 4.2 mm, yellow
39641 | 1868811560 | CLI C 1-6 GE/SW 39 CD | CableLine, Conductor and cable markers, 2.5 - 5 mm, 6 x 4.2 mm, yellow
39642 | 1868811561 | CLI C 1-6 GE/SW 40 CD | CableLine, Conductor and cable markers, 2.5 - 5 mm, 6 x 4.2 mm, yellow
39643 | 1868811562 | CLI C 1-6 GE/SW 41 CD | CableLine, Conductor and cable markers, 2.5 - 5 mm, 6 x 4.2 mm, yellow
39644 | 1868811563 | CLI C 1-6 GE/SW 42 CD | CableLine, Conductor and cable markers, 2.5 - 5 mm, 6 x 4.2 mm, yellow
39645 | 1868811564 | CLI C 1-6 GE/SW 43 CD | CableLine, Conductor and cable markers, 2.5 - 5 mm, 6 x 4.2 mm, yellow
39646 | 1868811565 | CLI C 1-6 GE/SW 44 CD | CableLine, Conductor and cable markers, 2.5 - 5 mm, 6 x 4.2 mm, yellow
39647 | 1868811566 | CLI C 1-6 GE/SW 45 CD | CableLine, Conductor and cable markers, 2.5 - 5 mm, 6 x 4.2 mm, yellow
39648 | 1868811567 | CLI C 1-6 GE/SW 46 CD | CableLine, Conductor and cable markers, 2.5 - 5 mm, 6 x 4.2 mm, yellow
39649 | 1868811568 | CLI C 1-6 GE/SW 47 CD | CableLine, Conductor and cable markers, 2.5 - 5 mm, 6 x 4.2 mm, yellow
39650 | 1868811569 | CLI C 1-6 GE/SW 48 CD | CableLine, Conductor and cable markers, 2.5 - 5 mm, 6 x 4.2 mm, yellow
39651 | 1868811570 | CLI C 1-6 GE/SW 49 CD | CableLine, Conductor and cable markers, 2.5 - 5 mm, 6 x 4.2 mm, yellow
39652 | 1868811571 | CLI C 1-6 GE/SW 50 CD | CableLine, Conductor and cable markers, 2.5 - 5 mm, 6 x 4.2 mm, yellow
39653 | 1868811572 | CLI C 1-6 GE/SW 51 CD | CableLine, Conductor and cable markers, 2.5 - 5 mm, 6 x 4.2 mm, yellow
39654 | 1868811573 | CLI C 1-6 GE/SW 52 CD | CableLine, Conductor and cable markers, 2.5 - 5 mm, 6 x 4.2 mm, yellow
39655 | 1868811574 | CLI C 1-6 GE/SW 53 CD | CableLine, Conductor and cable markers, 2.5 - 5 mm, 6 x 4.2 mm, yellow
39656 | 1868811575 | CLI C 1-6 GE/SW 54 CD | CableLine, Conductor and cable markers, 2.5 - 5 mm, 6 x 4.2 mm, yellow
39657 | 1868811576 | CLI C 1-6 GE/SW 55 CD | CableLine, Conductor and cable markers, 2.5 - 5 mm, 6 x 4.2 mm, yellow
39658 | 1868811577 | CLI C 1-6 GE/SW 56 CD | CableLine, Conductor and cable markers, 2.5 - 5 mm, 6 x 4.2 mm, yellow
39659 | 1868811578 | CLI C 1-6 GE/SW 57 CD | CableLine, Conductor and cable markers, 2.5 - 5 mm, 6 x 4.2 mm, yellow
39660 | 1868811579 | CLI C 1-6 GE/SW 58 CD | CableLine, Conductor and cable markers, 2.5 - 5 mm, 6 x 4.2 mm, yellow
39661 | 1868811580 | CLI C 1-6 GE/SW 59 CD | CableLine, Conductor and cable markers, 2.5 - 5 mm, 6 x 4.2 mm, yellow
39662 | 1868811581 | CLI C 1-6 GE/SW 60 CD | CableLine, Conductor and cable markers, 2.5 - 5 mm, 6 x 4.2 mm, yellow
39663 | 1868811582 | CLI C 1-6 GE/SW 61 CD | CableLine, Conductor and cable markers, 2.5 - 5 mm, 6 x 4.2 mm, yellow
39664 | 1868811583 | CLI C 1-6 GE/SW 62 CD | CableLine, Conductor and cable markers, 2.5 - 5 mm, 6 x 4.2 mm, yellow
39665 | 1868811584 | CLI C 1-6 GE/SW 63 CD | CableLine, Conductor and cable markers, 2.5 - 5 mm, 6 x 4.2 mm, yellow
39666 | 1868811585 | CLI C 1-6 GE/SW 64 CD | CableLine, Conductor and cable markers, 2.5 - 5 mm, 6 x 4.2 mm, yellow
39667 | 1868811586 | CLI C 1-6 GE/SW 65 CD | CableLine, Conductor and cable markers, 2.5 - 5 mm, 6 x 4.2 mm, yellow
39668 | 1868811587 | CLI C 1-6 GE/SW 66 CD | CableLine, Conductor and cable markers, 2.5 - 5 mm, 6 x 4.2 mm, yellow
39669 | 1868811588 | CLI C 1-6 GE/SW 67 CD | CableLine, Conductor and cable markers, 2.5 - 5 mm, 6 x 4.2 mm, yellow
39670 | 1868811589 | CLI C 1-6 GE/SW 68 CD | CableLine, Conductor and cable markers, 2.5 - 5 mm, 6 x 4.2 mm, yellow
39671 | 1868811590 | CLI C 1-6 GE/SW 69 CD | CableLine, Conductor and cable markers, 2.5 - 5 mm, 6 x 4.2 mm, yellow
39672 | 1868811591 | CLI C 1-6 GE/SW 70 CD | CableLine, Conductor and cable markers, 2.5 - 5 mm, 6 x 4.2 mm, yellow
39673 | 1868811592 | CLI C 1-6 GE/SW 71 CD | CableLine, Conductor and cable markers, 2.5 - 5 mm, 6 x 4.2 mm, yellow
39674 | 1868811593 | CLI C 1-6 GE/SW 72 CD | CableLine, Conductor and cable markers, 2.5 - 5 mm, 6 x 4.2 mm, yellow
39675 | 1868811594 | CLI C 1-6 GE/SW 73 CD | CableLine, Conductor and cable markers, 2.5 - 5 mm, 6 x 4.2 mm, yellow
39676 | 1868811595 | CLI C 1-6 GE/SW 74 CD | CableLine, Conductor and cable markers, 2.5 - 5 mm, 6 x 4.2 mm, yellow
39677 | 1868811596 | CLI C 1-6 GE/SW 75 CD | CableLine, Conductor and cable markers, 2.5 - 5 mm, 6 x 4.2 mm, yellow
39678 | 1868811597 | CLI C 1-6 GE/SW 76 CD | CableLine, Conductor and cable markers, 2.5 - 5 mm, 6 x 4.2 mm, yellow
39679 | 1868811598 | CLI C 1-6 GE/SW 77 CD | CableLine, Conductor and cable markers, 2.5 - 5 mm, 6 x 4.2 mm, yellow
39680 | 1868811599 | CLI C 1-6 GE/SW 78 CD | CableLine, Conductor and cable markers, 2.5 - 5 mm, 6 x 4.2 mm, yellow
39681 | 1868811600 | CLI C 1-6 GE/SW 79 CD | CableLine, Conductor and cable markers, 2.5 - 5 mm, 6 x 4.2 mm, yellow
39682 | 1868811601 | CLI C 1-6 GE/SW 80 CD | CableLine, Conductor and cable markers, 2.5 - 5 mm, 6 x 4.2 mm, yellow
39683 | 1868811602 | CLI C 1-6 GE/SW 81 CD | CableLine, Conductor and cable markers, 2.5 - 5 mm, 6 x 4.2 mm, yellow
39684 | 1868811603 | CLI C 1-6 GE/SW 82 CD | CableLine, Conductor and cable markers, 2.5 - 5 mm, 6 x 4.2 mm, yellow
39685 | 1868811604 | CLI C 1-6 GE/SW 83 CD | CableLine, Conductor and cable markers, 2.5 - 5 mm, 6 x 4.2 mm, yellow
39686 | 1868811605 | CLI C 1-6 GE/SW 84 CD | CableLine, Conductor and cable markers, 2.5 - 5 mm, 6 x 4.2 mm, yellow
39687 | 1868811606 | CLI C 1-6 GE/SW 85 CD | CableLine, Conductor and cable markers, 2.5 - 5 mm, 6 x 4.2 mm, yellow
39688 | 1868811607 | CLI C 1-6 GE/SW 86 CD | CableLine, Conductor and cable markers, 2.5 - 5 mm, 6 x 4.2 mm, yellow
39689 | 1868811608 | CLI C 1-6 GE/SW 87 CD | CableLine, Conductor and cable markers, 2.5 - 5 mm, 6 x 4.2 mm, yellow
39690 | 1868811609 | CLI C 1-6 GE/SW 88 CD | CableLine, Conductor and cable markers, 2.5 - 5 mm, 6 x 4.2 mm, yellow
39691 | 1868811610 | CLI C 1-6 GE/SW 89 CD | CableLine, Conductor and cable markers, 2.5 - 5 mm, 6 x 4.2 mm, yellow
39692 | 1868811611 | CLI C 1-6 GE/SW 90 CD | CableLine, Conductor and cable markers, 2.5 - 5 mm, 6 x 4.2 mm, yellow
39693 | 1868811612 | CLI C 1-6 GE/SW 91 CD | CableLine, Conductor and cable markers, 2.5 - 5 mm, 6 x 4.2 mm, yellow
39694 | 1868811613 | CLI C 1-6 GE/SW 92 CD | CableLine, Conductor and cable markers, 2.5 - 5 mm, 6 x 4.2 mm, yellow
39695 | 1868811614 | CLI C 1-6 GE/SW 93 CD | CableLine, Conductor and cable markers, 2.5 - 5 mm, 6 x 4.2 mm, yellow
39696 | 1868811615 | CLI C 1-6 GE/SW 94 CD | CableLine, Conductor and cable markers, 2.5 - 5 mm, 6 x 4.2 mm, yellow
39697 | 1868811616 | CLI C 1-6 GE/SW 95 CD | CableLine, Conductor and cable markers, 2.5 - 5 mm, 6 x 4.2 mm, yellow
39698 | 1868811617 | CLI C 1-6 GE/SW 96 CD | CableLine, Conductor and cable markers, 2.5 - 5 mm, 6 x 4.2 mm, yellow
39699 | 1868811618 | CLI C 1-6 GE/SW 97 CD | CableLine, Conductor and cable markers, 2.5 - 5 mm, 6 x 4.2 mm, yellow
39700 | 1868811619 | CLI C 1-6 GE/SW 98 CD | CableLine, Conductor and cable markers, 2.5 - 5 mm, 6 x 4.2 mm, yellow
39701 | 1868811620 | CLI C 1-6 GE/SW 99 CD | CableLine, Conductor and cable markers, 2.5 - 5 mm, 6 x 4.2 mm, yellow
39702 | 1868811687 | CLI C 1-6 GE NE CD | CableLine, Conductor and cable markers, 2.5 - 5 mm, 6 x 4.2 mm, yellow
39703 | 1868811726 | CLI C 1-6 GE/SW A1 CD | CableLine, Conductor and cable markers, 2.5 - 5 mm, 6 x 4.2 mm, yellow
39704 | 1868811727 | CLI C 1-6 GE/SW A2 CD | CableLine, Conductor and cable markers, 2.5 - 5 mm, 6 x 4.2 mm, yellow
39705 | 1868811728 | CLI C 1-6 GE/SW L1 CD | CableLine, Conductor and cable markers, 2.5 - 5 mm, 6 x 4.2 mm, yellow
39706 | 1868811729 | CLI C 1-6 GE/SW L2 CD | CableLine, Conductor and cable markers, 2.5 - 5 mm, 6 x 4.2 mm, yellow
39707 | 1868811730 | CLI C 1-6 GE/SW L3 CD | CableLine, Conductor and cable markers, 2.5 - 5 mm, 6 x 4.2 mm, yellow
39708 | 1868811731 | CLI C 1-6 GE/SW MP CD | CableLine, Conductor and cable markers, 2.5 - 5 mm, 6 x 4.2 mm, yellow
39709 | 1868811733 | CLI C 1-6 GE/SW PE CD | CableLine, Conductor and cable markers, 2.5 - 5 mm, 6 x 4.2 mm, yellow
39710 | 1868811734 | CLI C 1-9 GE/SW PEN CD | CableLine, Conductor and cable markers, 2.5 - 5 mm, 9 x 4.2 mm, yellow
39711 | 1868811735 | CLI C 1-6 GE/SW U1 CD | CableLine, Conductor and cable markers, 2.5 - 5 mm, 6 x 4.2 mm, yellow
39712 | 1868811736 | CLI C 1-6 GE/SW U2 CD | CableLine, Conductor and cable markers, 2.5 - 5 mm, 6 x 4.2 mm, yellow
39713 | 1868811737 | CLI C 1-6 GE/SW U3 CD | CableLine, Conductor and cable markers, 2.5 - 5 mm, 6 x 4.2 mm, yellow
39714 | 1868811738 | CLI C 1-6 GE/SW UN CD | CableLine, Conductor and cable markers, 2.5 - 5 mm, 6 x 4.2 mm, yellow
39715 | 1868811739 | CLI C 1-6 GE/SW I1 CD | CableLine, Conductor and cable markers, 2.5 - 5 mm, 6 x 4.2 mm, yellow
39716 | 1868811740 | CLI C 1-6 GE/SW I2 CD | CableLine, Conductor and cable markers, 2.5 - 5 mm, 6 x 4.2 mm, yellow
39717 | 1868811741 | CLI C 1-6 GE/SW IC CD | CableLine, Conductor and cable markers, 2.5 - 5 mm, 6 x 4.2 mm, yellow
39718 | 1868811742 | CLI C 1-6 GE/SW S1 CD | CableLine, Conductor and cable markers, 2.5 - 5 mm, 6 x 4.2 mm, yellow
39719 | 1868811743 | CLI C 1-6 GE/SW S2 CD | CableLine, Conductor and cable markers, 2.5 - 5 mm, 6 x 4.2 mm, yellow
39720 | 1869821502 | CLI C 02-3 WS/SW 0 CD | CableLine, Conductor and cable markers, 1.3 - 3 mm, 3 x 3.4 mm, white
39721 | 1869821505 | CLI C 02-3 WS/SW 1 CD | CableLine, Conductor and cable markers, 1.3 - 3 mm, 3 x 3.4 mm, white
39722 | 1869821508 | CLI C 02-3 WS/SW 2 CD | CableLine, Conductor and cable markers, 1.3 - 3 mm, 3 x 3.4 mm, white
39723 | 1869821511 | CLI C 02-3 WS/SW 3 CD | CableLine, Conductor and cable markers, 1.3 - 3 mm, 3 x 3.4 mm, white
39724 | 1869821514 | CLI C 02-3 WS/SW 4 CD | CableLine, Conductor and cable markers, 1.3 - 3 mm, 3 x 3.4 mm, white
39725 | 1869821517 | CLI C 02-3 WS/SW 5 CD | CableLine, Conductor and cable markers, 1.3 - 3 mm, 3 x 3.4 mm, white
39726 | 1869821520 | CLI C 02-3 WS/SW 6 CD | CableLine, Conductor and cable markers, 1.3 - 3 mm, 3 x 3.4 mm, white
39727 | 1869821523 | CLI C 02-3 WS/SW 7 CD | CableLine, Conductor and cable markers, 1.3 - 3 mm, 3 x 3.4 mm, white
39728 | 1869821526 | CLI C 02-3 WS/SW 8 CD | CableLine, Conductor and cable markers, 1.3 - 3 mm, 3 x 3.4 mm, white
39729 | 1869821740 | CLI C 02-3 WS/SW - CD | CableLine, Conductor and cable markers, 1.3 - 3 mm, 3 x 3.4 mm, white
39730 | 1871371502 | CLI M 2-4 WS/SW 0 MP | CableLine, Conductor and cable markers, 10 - 317 mm, 4 x 11.3 mm, white
39731 | 1871371505 | CLI M 2-4 WS/SW 1 MP | CableLine, Conductor and cable markers, 10 - 317 mm, 4 x 11.3 mm, white
39732 | 1871751728 | CLI M 2-6 GE/SW L1 MP | CableLine, Conductor and cable markers, 10 - 317 mm, 6 x 11.3 mm, yellow
39733 | 1871751729 | CLI M 2-6 GE/SW L2 MP | CableLine, Conductor and cable markers, 10 - 317 mm, 6 x 11.3 mm, yellow
39734 | 1871751730 | CLI M 2-6 GE/SW L3 MP | CableLine, Conductor and cable markers, 10 - 317 mm, 6 x 11.3 mm, yellow
39735 | 1871781728 | CLI M 2-6 GE/SW L1 CD | CableLine, Conductor and cable markers, 10 - 317 mm, 6 x 11.3 mm, yellow
39736 | 1871781729 | CLI M 2-6 GE/SW L2 CD | CableLine, Conductor and cable markers, 10 - 317 mm, 6 x 11.3 mm, yellow
39737 | 1871781730 | CLI M 2-6 GE/SW L3 CD | CableLine, Conductor and cable markers, 10 - 317 mm, 6 x 11.3 mm, yellow
39738 | 1871801687 | CLI C 1-18 GE NE SG | CableLine, Conductor and cable markers, 2.5 - 5 mm, 18 x 4.2 mm, yellow
39739 | 1871831687 | CLI C 2-18 GE NE SG | CableLine, Conductor and cable markers, 4 - 10 mm, 18 x 6.9 mm, yellow
39740 | 1871891728 | CLI C 2-6 GE/SW L1 MP | CableLine, Conductor and cable markers, 4 - 10 mm, 6 x 7 mm, yellow
39741 | 1871891729 | CLI C 2-6 GE/SW L2 MP | CableLine, Conductor and cable markers, 4 - 10 mm, 6 x 7 mm, yellow
39742 | 1871891730 | CLI C 2-6 GE/SW L3 MP | CableLine, Conductor and cable markers, 4 - 10 mm, 6 x 7 mm, yellow
39743 | 1871901728 | CLI C 2-6 GE/SW L1 CD | CableLine, Conductor and cable markers, 4 - 10 mm, 6 x 7 mm, yellow
39744 | 1871901729 | CLI C 2-6 GE/SW L2 CD | CableLine, Conductor and cable markers, 4 - 10 mm, 6 x 7 mm, yellow
39745 | 1871901730 | CLI C 2-6 GE/SW L3 CD | CableLine, Conductor and cable markers, 4 - 10 mm, 6 x 7 mm, yellow
39746 | 1871901731 | CLI C 2-6 GE/SW PE CD | CableLine, Conductor and cable markers, 4 - 10 mm, 6 x 7 mm, yellow
39747 | 1871909999 | CLI C 2-6 SDR CD | CableLine, Conductor and cable markers, 4 - 10 mm, 6 x 6.9 mm, To customer specification
39748 | 1871971687 | CLI C 2-9 GE NE CD | CableLine, Conductor and cable markers, 4 - 10 mm, 9 x 6.9 mm, yellow
39749 | 1871971734 | CLI C 2-9 GE/SW PEN CD | CableLine, Conductor and cable markers, 4 - 10 mm, 9 x 7 mm, yellow
39750 | 1871979999 | CLI C 2-9 SDR SG | CableLine, Conductor and cable markers, 4 - 10 mm, 9 x 6.9 mm, To customer specification
39751 | 1872031734 | CLI C 2-9 GE/SW PEN MP | CableLine, Conductor and cable markers, 4 - 10 mm, 9 x 7 mm, yellow
39752 | 1872661733 | CLI C 3-9 GE/SW PEN MP | CableLine, Conductor and cable markers, 8 - 16 mm, 9 x 11 mm, yellow
39753 | 1873741687 | CLI C 02-18 GE NE SG | CableLine, Conductor and cable markers, 1.3 - 3 mm, 18 x 3.4 mm, yellow
39754 | 1878260001 | CLI C 1-9 GE/SW 000-019 2-PAG RL | CableLine, Conductor and cable markers, 2.5 - 5 mm, 9 x 4.2 mm, yellow
39755 | 1878260020 | CLI C 1-9 GE/SW 020-039 2-PAG RL | CableLine, Conductor and cable markers, 2.5 - 5 mm, 9 x 4.2 mm, yellow
39756 | 1878260040 | CLI C 1-9 GE/SW 040-059 2-PAG RL | CableLine, Conductor and cable markers, 2.5 - 5 mm, 9 x 4.2 mm, yellow
39757 | 1878260060 | CLI C 1-9 GE/SW 060-079 2-PAG RL | CableLine, Conductor and cable markers, 2.5 - 5 mm, 9 x 4.2 mm, yellow
39758 | 1878260080 | CLI C 1-9 GE/SW 080-099 2-PAG RL | CableLine, Conductor and cable markers, 2.5 - 5 mm, 9 x 4.2 mm, yellow
39759 | 1878260100 | CLI C 1-9 GE/SW 100-119 2-PAG RL | CableLine, Conductor and cable markers, 2.5 - 5 mm, 9 x 4.2 mm, yellow
39760 | 1878260120 | CLI C 1-9 GE/SW 120-139 2-PAG RL | CableLine, Conductor and cable markers, 2.5 - 5 mm, 9 x 4.2 mm, yellow
39761 | 1878260140 | CLI C 1-9 GE/SW 140-159 2-PAG RL | CableLine, Conductor and cable markers, 2.5 - 5 mm, 9 x 4.2 mm, yellow
39762 | 1878260160 | CLI C 1-9 GE/SW 160-179 2-PAG RL | CableLine, Conductor and cable markers, 2.5 - 5 mm, 9 x 4.2 mm, yellow
39763 | 1878260180 | CLI C 1-9 GE/SW 180-199 2-PAG RL | CableLine, Conductor and cable markers, 2.5 - 5 mm, 9 x 4.2 mm, yellow
39764 | 1878260200 | CLI C 1-9 GE/SW 200-219 2-PAG RL | CableLine, Conductor and cable markers, 2.5 - 5 mm, 9 x 4.2 mm, yellow
39765 | 1878260220 | CLI C 1-9 GE/SW 220-239 2-PAG RL | CableLine, Conductor and cable markers, 2.5 - 5 mm, 9 x 4.2 mm, yellow
39766 | 1878260240 | CLI C 1-9 GE/SW 240-259 2-PAG RL | CableLine, Conductor and cable markers, 2.5 - 5 mm, 9 x 4.2 mm, yellow
39767 | 1878260260 | CLI C 1-9 GE/SW 260-279 2-PAG RL | CableLine, Conductor and cable markers, 2.5 - 5 mm, 9 x 4.2 mm, yellow
39768 | 1878260280 | CLI C 1-9 GE/SW 280-299 2-PAG RL | CableLine, Conductor and cable markers, 2.5 - 5 mm, 9 x 4.2 mm, yellow
39769 | 1878260300 | CLI C 1-9 GE/SW 300-319 2-PAG RL | CableLine, Conductor and cable markers, 2.5 - 5 mm, 9 x 4.2 mm, yellow
39770 | 1878260320 | CLI C 1-9 GE/SW 320-339 2-PAG RL | CableLine, Conductor and cable markers, 2.5 - 5 mm, 9 x 4.2 mm, yellow
39771 | 1878260340 | CLI C 1-9 GE/SW 340-359 2-PAG RL | CableLine, Conductor and cable markers, 2.5 - 5 mm, 9 x 4.2 mm, yellow
39772 | 1878260360 | CLI C 1-9 GE/SW 360-379 2-PAG RL | CableLine, Conductor and cable markers, 2.5 - 5 mm, 9 x 4.2 mm, yellow
39773 | 1878260380 | CLI C 1-9 GE/SW 380-399 2-PAG RL | CableLine, Conductor and cable markers, 2.5 - 5 mm, 9 x 4.2 mm, yellow
39774 | 1878260400 | CLI C 1-9 GE/SW 400-419 2-PAG RL | CableLine, Conductor and cable markers, 2.5 - 5 mm, 9 x 4.2 mm, yellow
39775 | 1878260420 | CLI C 1-9 GE/SW 420-439 2-PAG RL | CableLine, Conductor and cable markers, 2.5 - 5 mm, 9 x 4.2 mm, yellow
39776 | 1878260440 | CLI C 1-9 GE/SW 440-459 2-PAG RL | CableLine, Conductor and cable markers, 2.5 - 5 mm, 9 x 4.2 mm, yellow
39777 | 1878260460 | CLI C 1-9 GE/SW 460-479 2-PAG RL | CableLine, Conductor and cable markers, 2.5 - 5 mm, 9 x 4.2 mm, yellow
39778 | 1878260480 | CLI C 1-9 GE/SW 480-499 2-PAG RL | CableLine, Conductor and cable markers, 2.5 - 5 mm, 9 x 4.2 mm, yellow
39779 | 1878260500 | CLI C 1-9 GE/SW 500-519 2-PAG RL | CableLine, Conductor and cable markers, 2.5 - 5 mm, 9 x 4.2 mm, yellow
39780 | 1878260520 | CLI C 1-9 GE/SW 520-539 2-PAG RL | CableLine, Conductor and cable markers, 2.5 - 5 mm, 9 x 4.2 mm, yellow
39781 | 1878260540 | CLI C 1-9 GE/SW 540-559 2-PAG RL | CableLine, Conductor and cable markers, 2.5 - 5 mm, 9 x 4.2 mm, yellow
39782 | 1878260560 | CLI C 1-9 GE/SW 560-579 2-PAG RL | CableLine, Conductor and cable markers, 2.5 - 5 mm, 9 x 4.2 mm, yellow
39783 | 1878260580 | CLI C 1-9 GE/SW 580-599 2-PAG RL | CableLine, Conductor and cable markers, 2.5 - 5 mm, 9 x 4.2 mm, yellow
39784 | 1878260600 | CLI C 1-9 GE/SW 600-619 2-PAG RL | CableLine, Conductor and cable markers, 2.5 - 5 mm, 9 x 4.2 mm, yellow
39785 | 1878260620 | CLI C 1-9 GE/SW 620-639 2-PAG RL | CableLine, Conductor and cable markers, 2.5 - 5 mm, 9 x 4.2 mm, yellow
39786 | 1878260640 | CLI C 1-9 GE/SW 640-659 2-PAG RL | CableLine, Conductor and cable markers, 2.5 - 5 mm, 9 x 4.2 mm, yellow
39787 | 1878260660 | CLI C 1-9 GE/SW 660-679 2-PAG RL | CableLine, Conductor and cable markers, 2.5 - 5 mm, 9 x 4.2 mm, yellow
39788 | 1878260680 | CLI C 1-9 GE/SW 680-699 2-PAG RL | CableLine, Conductor and cable markers, 2.5 - 5 mm, 9 x 4.2 mm, yellow
39789 | 1878260700 | CLI C 1-9 GE/SW 700-719 2-PAG RL | CableLine, Conductor and cable markers, 2.5 - 5 mm, 9 x 4.2 mm, yellow
39790 | 1878260720 | CLI C 1-9 GE/SW 720-739 2-PAG RL | CableLine, Conductor and cable markers, 2.5 - 5 mm, 9 x 4.2 mm, yellow
39791 | 1878260740 | CLI C 1-9 GE/SW 740-759 2-PAG RL | CableLine, Conductor and cable markers, 2.5 - 5 mm, 9 x 4.2 mm, yellow
39792 | 1878260760 | CLI C 1-9 GE/SW 760-779 2-PAG RL | CableLine, Conductor and cable markers, 2.5 - 5 mm, 9 x 4.2 mm, yellow
39793 | 1878260780 | CLI C 1-9 GE/SW 780-799 2-PAG RL | CableLine, Conductor and cable markers, 2.5 - 5 mm, 9 x 4.2 mm, yellow
39794 | 1878260800 | CLI C 1-9 GE/SW 800-819 2-PAG RL | CableLine, Conductor and cable markers, 2.5 - 5 mm, 9 x 4.2 mm, yellow
39795 | 1878260820 | CLI C 1-9 GE/SW 820-839 2-PAG RL | CableLine, Conductor and cable markers, 2.5 - 5 mm, 9 x 4.2 mm, yellow
39796 | 1878260840 | CLI C 1-9 GE/SW 840-859 2-PAG RL | CableLine, Conductor and cable markers, 2.5 - 5 mm, 9 x 4.2 mm, yellow
39797 | 1878260860 | CLI C 1-9 GE/SW 860-879 2-PAG RL | CableLine, Conductor and cable markers, 2.5 - 5 mm, 9 x 4.2 mm, yellow
39798 | 1878260880 | CLI C 1-9 GE/SW 880-899 2-PAG RL | CableLine, Conductor and cable markers, 2.5 - 5 mm, 9 x 4.2 mm, yellow
39799 | 1878260900 | CLI C 1-9 GE/SW 900-919 2-PAG RL | CableLine, Conductor and cable markers, 2.5 - 5 mm, 9 x 4.2 mm, yellow
39800 | 1878260920 | CLI C 1-9 GE/SW 920-939 2-PAG RL | CableLine, Conductor and cable markers, 2.5 - 5 mm, 9 x 4.2 mm, yellow
39801 | 1878260940 | CLI C 1-9 GE/SW 940-959 2-PAG RL | CableLine, Conductor and cable markers, 2.5 - 5 mm, 9 x 4.2 mm, yellow
39802 | 1878260960 | CLI C 1-9 GE/SW 960-979 2-PAG RL | CableLine, Conductor and cable markers, 2.5 - 5 mm, 9 x 4.2 mm, yellow
39803 | 1878260980 | CLI C 1-9 GE/SW 980-999 2-PAG RL | CableLine, Conductor and cable markers, 2.5 - 5 mm, 9 x 4.2 mm, yellow
39804 | 1878470001 | CLI C 1-6 GE/SW 0-9 2-PAG RL | CableLine, Conductor and cable markers, 2.5 - 5 mm, 6 x 4.2 mm, yellow
39805 | 1878470010 | CLI C 1-6 GE/SW 10-19 2-PAG RL | CableLine, Conductor and cable markers, 2.5 - 5 mm, 6 x 4.2 mm, yellow
39806 | 1878470020 | CLI C 1-6 GE/SW 20-39 2-PAG RL | CableLine, Conductor and cable markers, 2.5 - 5 mm, 6 x 4.2 mm, yellow
39807 | 1878470040 | CLI C 1-6 GE/SW 40-59 2-PAG RL | CableLine, Conductor and cable markers, 2.5 - 5 mm, 6 x 4.2 mm, yellow
39808 | 1878470060 | CLI C 1-6 GE/SW 60-79 2-PAG RL | CableLine, Conductor and cable markers, 2.5 - 5 mm, 6 x 4.2 mm, yellow
39809 | 1878470080 | CLI C 1-6 GE/SW 80-99 2-PAG RL | CableLine, Conductor and cable markers, 2.5 - 5 mm, 6 x 4.2 mm, yellow
39810 | 1886531687 | CLI M 2-25Q GE NE SG | CableLine, Conductor and cable markers, 10 - 317 mm, 25 x 11.4 mm, yellow
39811 | 1886541687 | CLI M 2-40Q GE NE SG | CableLine, Conductor and cable markers, 10 - 317 mm, 4 x 11.4 mm, yellow
39812 | 1188570000 | VP NPT1-1/4-EX W | VP (Klippon Ex blanking plug with mushroom head), Blanking plug, 1 1/4" NPT, 20 mm, Brass, nickel-plated
39813 | 1329630000 | KLIPPON K1 EX RAL7001 | Klippon K (aluminium empty enclosure), Empty enclosure, Aluminium enclosure, Height: 70 mm, Width: 70 mm, Depth: 45 mm, Material: Aluminium AlSi12, Powder-coated, Silver grey
39814 | 1329640000 | KLIPPON K11 EX RAL7001 | Klippon K (aluminium empty enclosure), Empty enclosure, Aluminium enclosure, Height: 80 mm, Width: 75 mm, Depth: 57 mm, Material: Aluminium AlSi12, Powder-coated, Silver grey
39815 | 1262760000 | ADAP M25-M20-W | ADAP (Klippon Ex adaptor), Adapter, M 25 x 1.5 ,M 20, Brass, nickel-plated
39816 | 1184710000 | E1W/40/M40-WM | E1W (Klippon double seal SWA armored Ex e/d cable gland), Cable glands, M 40 x 1.5, 16 mm, Single-wire armouring, 1.6 - 2 mm, OD min. 30.5 - OD max. 40.5 mm, ID min. 25.50 - ID max. 32.20 mm, Brass, nickel-plated
39817 | 1329650000 | KLIPPON K2 EX RAL7001 | Klippon K (aluminium empty enclosure), Empty enclosure, Aluminium enclosure, Height: 70 mm, Width: 100 mm, Depth: 45 mm, Material: Aluminium AlSi12, Powder-coated, Silver grey
39818 | 1188560000 | VP NPT1-EX W | VP (Klippon Ex blanking plug with mushroom head), Blanking plug, 1" NPT, 19.5 mm, Brass, nickel-plated
39819 | 1263180000 | ADAP NPT3/4-M20-W | ADAP (Klippon Ex adaptor), Adapter, 3/4" NPT ,M 20, Brass, nickel-plated
39820 | 1329670000 | KLIPPON K3 EX RAL7001 | Klippon K (aluminium empty enclosure), Empty enclosure, Aluminium enclosure, Height: 70 mm, Width: 165 mm, Depth: 45 mm, Material: Aluminium AlSi12, Powder-coated, Silver grey
39821 | 1184810000 | E1W/32/NPT1-WM | E1W (Klippon double seal SWA armored Ex e/d cable gland), Cable glands, 1" NPT, 17.3 mm, Single-wire armouring, 1.6 - 2 mm, OD min. 26 - OD max. 34 mm, ID min. 19.50 - ID max. 26.30 mm, Brass, nickel-plated
39822 | 1262930000 | ADAP M32-NPT1-W | ADAP (Klippon Ex adaptor), Adapter, M 32 x 1.5 ,1" NPT, Brass, nickel-plated
39823 | 1184990000 | E1XZ/20/M20-WM | E1XZ (Klippon double seal SWB/STA armored Ex e/d cable gland), Cable glands, M 20 x 1.5, 16 mm, Braided armouring, Metal foil armouring, 0.9 - 1.25 mm, OD min. 15 - OD max. 21 mm, ID min. 10.00 - ID max. 14.00 mm, Brass, nickel-plated
39824 | 1329680000 | KLIPPON K31 EX RAL7001 | Klippon K (aluminium empty enclosure), Empty enclosure, Aluminium enclosure, Height: 80 mm, Width: 175 mm, Depth: 57 mm, Material: Aluminium AlSi12, Powder-coated, Silver grey
39825 | 1329240030 | PAC-S1200-HE20-V7-3M | Pre-assembled cable, PAC, Cable LiYY, 0.25 mm²
39826 | 1329690000 | KLIPPON K32 EX RAL7001 | Klippon K (aluminium empty enclosure), Empty enclosure, Aluminium enclosure, Height: 80 mm, Width: 250 mm, Depth: 55 mm, Material: Aluminium AlSi12, Powder-coated, Silver grey
39827 | 1329700000 | KLIPPON K4 EX RAL7001 | Klippon K (aluminium empty enclosure), Empty enclosure, Aluminium enclosure, Height: 82 mm, Width: 130 mm, Depth: 72 mm, Material: Aluminium AlSi12, Powder-coated, Silver grey
39828 | 1329720000 | KLIPPON K5 EX RAL7001 | Klippon K (aluminium empty enclosure), Empty enclosure, Aluminium enclosure, Height: 130 mm, Width: 170 mm, Depth: 90 mm, Material: Aluminium AlSi12, Powder-coated, Silver grey
39829 | 1329730000 | KLIPPON K52 EX RAL7001 | Klippon K (aluminium empty enclosure), Empty enclosure, Aluminium enclosure, Height: 160 mm, Width: 160 mm, Depth: 91 mm, Material: Aluminium AlSi12, Powder-coated, Silver grey
39830 | 2762660000 | JB 25-50 TH | WPAK, Potential equalisation block, Rated cross-section: Screw connection
39831 | 1329740000 | KLIPPON K6 EX RAL7001 | Klippon K (aluminium empty enclosure), Empty enclosure, Aluminium enclosure, Height: 160 mm, Width: 200 mm, Depth: 100 mm, Material: Aluminium AlSi12, Powder-coated, Silver grey
39832 | 1329750000 | KLIPPON K7 EX RAL7001 | Klippon K (aluminium empty enclosure), Empty enclosure, Aluminium enclosure, Height: 160 mm, Width: 350 mm, Depth: 91 mm, Material: Aluminium AlSi12, Powder-coated, Silver grey
39833 | 1769170000 | LM2N 5.08/22/90 3.5SN BK BX | Printed circuit board terminals, 5.08 mm, Number of poles: 22, 90°, Solder pin length (l): 3.5 mm, tinned, black, Clamping yoke connection, Clamping range, max. : 2.5 mm², Box
39834 | 2795170000 | IE-PCB-SP0-P-180V-THR | PCB plug-in connector, male header, Clip-on flange, THT/THR solder connection, 1.80 mm, Number of poles: 2, 180°, Solder pin length (l): 2.1 mm, Ni/Au, silver, black, Tape
39835 | 2795120000 | IE-PCB-SP0-P-90V-THR-YG/YG | PCB plug-in connector, male header, Clip-on flange, THT/THR solder connection, 1.80 mm, Number of poles: 2, 90°, Solder pin length (l): 2.1 mm, Ni/Au, black, Tape
39836 | 1262860000 | ADAP M20-NPT1/2-W | ADAP (Klippon Ex adaptor), Adapter, M 20 x 1.5 ,1/2" NPT, Brass, nickel-plated
39837 | 2791900000 | PVN1M6I12SXFXV2O1TXPX10 | Photovoltaics, Combiner Box, 1000 V, 6 MPPT?s, 2 Inputs / 1 Output per MPPT, Surge protection II, WM4C
39838 | 2791910000 | PVN1M6I12SXFXV2O0TXPX10 | Photovoltaics, Combiner Box, 1000 V, 6 MPPT?s, 2 Inputs / 1 Output per MPPT, Surge protection II, Cable gland
39839 | 1315620000 | UR20-4AI-UI-16 | Remote I/O module, IP20, 4-channel, Analog signals, Input, Current/Voltage, 16 Bit
39840 | 1184700000 | E1W/32/M32-WM | E1W (Klippon double seal SWA armored Ex e/d cable gland), Cable glands, M 32 x 1.5, 16 mm, Single-wire armouring, 1.6 - 2 mm, OD min. 26 - OD max. 34 mm, ID min. 19.50 - ID max. 26.30 mm, Brass, nickel-plated
39841 | 2807400000 | VPU AC II F 2 R 300/40 | Surge voltage arrester, Low voltage, Surge protection, with remote contact, Single-phase, TN
39842 | 2827580000 | VPU AC II F 1 300/40 | Surge voltage arrester, Low voltage, Class II surge protection, no leakage current, Single-phase
39843 | 2827630000 | VPU AC II F 3+1 300/40 | Surge voltage arrester, Low voltage, Class II surge protection, no leakage current, TN-S, IT with N, IT without N, TT
39844 | 2827590000 | VPU AC II F 2 300/40 | Surge voltage arrester, Low voltage, Class II surge protection, no leakage current, Single-phase, TN
39845 | 2827620000 | VPU AC II F 1+1 300/40 | Surge voltage arrester, Low voltage, Overvoltage protection for low-voltage supply, Single-phase, TN, IT with N, TT
39846 | 2827600000 | VPU AC II F 3 300/40 | Surge voltage arrester, Low voltage, Class II surge protection, no leakage current, TN-C
39847 | 2807390000 | VPU AC II F 1 R 300/40 | Surge voltage arrester, Low voltage, Surge protection, with remote contact, Single-phase
39848 | 2807410000 | VPU AC II F 3 R 300/40 | Surge voltage arrester, Low voltage, Surge protection, with remote contact, TN-C
39849 | 2807440000 | VPU AC II F 3+1 R 300/40 | Surge voltage arrester, Low voltage, Surge protection, with remote contact, TN-S, TT, IT with N, IT without N
39850 | 2807430000 | VPU AC II F 1+1 R 300/40 | Surge voltage arrester, Low voltage, Surge protection, with remote contact, Single-phase, TN, IT with N, IT without N, TT
39851 | 2807420000 | VPU AC II F 4 R 300/40 | Surge voltage arrester, Low voltage, Surge protection, with remote contact, TN-C-S
39852 | 2807540000 | VPU AC II F 0 N-PE 305/65 | Surge voltage arrester, Low voltage, TT nur für N-PE
39853 | 2827610000 | VPU AC II F 4 300/40 | Surge voltage arrester, Low voltage, Class II surge protection, no leakage current, TN-S
39854 | 2807520000 | VPU AC II F 0 300/40 | Surge voltage arrester, Low voltage
39855 | 1218960000 | VP-HEX M25-EX W | VP-HEX (Klippon Ex blanking plug with hexagon head), Blanking plug, M 25 x 1.5, 16 mm, Brass, nickel-plated
39856 | 1550550000 | UR20-FBC-EIP-V2 | Remote I/O fieldbus coupler, Ethernet
39857 | 7789622020 | PAC-RX3I-SD37-V0-2M | Pre-assembled cable, PAC, Cable LiYCY, 0.25 mm²
39858 | 2792000000 | LIR 1,5M10 V | cable lug, terminal end,Insulated cable connector,1.5 mm²,0.5 mm² - 1.5 mm²
39859 | 2485280000 | UR20-PK-2476450000-SP | Replacement part
39860 | 1315200000 | UR20-16DI-P | Remote I/O module, IP20, Digital signals, Input, 16-channel
39861 | 2786250000 | PRO DC BUFFER 24V 40A | Buffer module, 24 V
39862 | 1262800000 | ADAP M40-M32-W | ADAP (Klippon Ex adaptor), Adapter, M 40 x 1.5 ,M 32, Brass, nickel-plated
39863 | 1262850000 | ADAP M16-NPT3/4-W | ADAP (Klippon Ex adaptor), Adapter, M 16 x 1.5 ,3/4" NPT, Brass, nickel-plated
39864 | 1186890000 | A2L/20S/M20-WM | A2L (Klippon unarmored Ex e/d cable gland), Cable glands, M 20 x 1.5, 16 mm, OD min. 8 - OD max. 11.7 mm, Brass, nickel-plated
39865 | 2472120000 | LLF 7.50/06/90V 5.0SN BK BX | Printed circuit board terminals, 7.50 mm, Number of poles: 6, 90°, Solder pin length (l): 5 mm, tinned, black, PUSH IN with actuator, Clamping range, max. : 6 mm², Box
39866 | 1262750000 | ADAP M20-M25-W | ADAP (Klippon Ex adaptor), Adapter, M 20 x 1.5 ,M 25, Brass, nickel-plated
39867 | 1315580000 | UR20-1CNT-500 | Remote I/O module, IP20, Digital signals, Input, PUSH IN connection, Counter, Single channel
39868 | 2659680000 | UR20-FBC-PN-ECO | Remote I/O fieldbus coupler, PROFINET RT
39869 | 2659700000 | UR20-FBC-MOD-TCP-ECO | Remote I/O fieldbus coupler, Modbus/TCP
39870 | 1335040000 | UR20-PF-O-2DI-DELAY-SIL | Remote I/O module, IP20, Safety, SIL power supply
39871 | 1192690000 | PEBZ M10 KTB S4 SET | Klippon TB (Terminal Box), Earthing stud, Miscellaneous, Width: 48.5 mm, Material: Stainless steel 1.4404, untreated, silver
39872 | 2464600000 | UR20-8DI-PN-FSOE-V2 | Remote I/O module, IP20, Safety, Digital signals, 8-channel
39873 | 2464580000 | UR20-4DI-4DO-PN-FSOE-V2 | Remote I/O module, IP20, Safety, Digital signals, 4-channel
39874 | 1315610000 | UR20-2PWM-PN-2A | Remote I/O module, IP20, Digital signals, Special module, PWM, 2 A per channel
39875 | 2489830000 | UR20-1SM-50W-6DI2DO-P | Remote I/O module, IP20, Digital signals, Special module
39876 | 1315570000 | UR20-1CNT-100-1DO | Remote I/O module, IP20, Digital signals, Input, PUSH IN connection, Counter, Single channel
39877 | 1508090000 | UR20-1SSI | Remote I/O module, IP20
39878 | 1460150000 | UR20-4DI-P-TS | Remote I/O module, IP20, 4-channel, Digital signals, Input
39879 | 1262560000 | ADAP NPT1-1/2-NPT2-W | ADAP (Klippon Ex adaptor), Adapter, 1 1/2" NPT ,2" NPT, Brass, nickel-plated
39880 | 1262990000 | ADAP M40-NPT2-W | ADAP (Klippon Ex adaptor), Adapter, M 40 x 1.5 ,2" NPT, Brass, nickel-plated
39881 | 1315170000 | UR20-4DI-P | Remote I/O module, IP20, Digital signals, Input, 4-channel
39882 | 1262470000 | ADAP NPT1/2-NPT3/4-W | ADAP (Klippon Ex adaptor), Adapter, 1/2" NPT ,3/4" NPT, Brass, nickel-plated
39883 | 9005000000 | STRIPAX | Tools, Stripping and cutting tool
39884 | 1188580000 | VP NPT1-1/2-EX W | VP (Klippon Ex blanking plug with mushroom head), Blanking plug, 1 1/2" NPT, 20.5 mm, Brass, nickel-plated
39885 | 1184670000 | E1W/20S/M20-WM | E1W (Klippon double seal SWA armored Ex e/d cable gland), Cable glands, M 20 x 1.5, 16 mm, Single-wire armouring, 0.9 - 1.25 mm, OD min. 12.5 - OD max. 16 mm, ID min. 8.00 - ID max. 11.70 mm, Brass, nickel-plated
39886 | 2795100000 | IE-PCB-SPM-P-90-THR | Built-in plugs, M8 PCB insert, Solder connection, Male contact, IP67 with housing, THT/THR solder connection, 90°, Number of poles: 2
39887 | 2795110000 | IE-PCB-SPM-P-180-SMD | Built-in plugs, M8 PCB insert, IP67 with housing, SMD solder connection, 180°, Number of poles: 2
39888 | 1262540000 | ADAP NPT1-1/4-NPT1-1/2 | ADAP (Klippon Ex adaptor), Adapter, 1 1/4" NPT ,1 1/2" NPT, Brass, nickel-plated
39889 | 1315650000 | UR20-8AI-I-16-HD | Remote I/O module, IP20, Analog signals, Input, 8-channel
39890 | 1512370020 | PAC-EMDV-2X10-V0-2M | Pre-assembled cable, PAC, Cable LiYY, 5.4 ± 1 mm
39891 | 1188480000 | VP M20-EX W | VP (Klippon Ex blanking plug with mushroom head), Blanking plug, M 20 x 1.5, 16 mm, Brass, nickel-plated
39892 | 1184890000 | E1W/20S/NPT3/4-WM | E1W (Klippon double seal SWA armored Ex e/d cable gland), Cable glands, 3/4" NPT, 13.9 mm, Single-wire armouring, 0.9 - 1.25 mm, OD min. 12.5 - OD max. 16 mm, ID min. 8.00 - ID max. 11.70 mm, Brass, nickel-plated
39893 | 1184690000 | E1W/25/M25-WM | E1W (Klippon double seal SWA armored Ex e/d cable gland), Cable glands, M 25 x 1.5, 16 mm, Single-wire armouring, 1.25 - 1.6 mm, OD min. 20 - OD max. 27.5 mm, ID min. 13.50 - ID max. 20.00 mm, Brass, nickel-plated
39894 | 1262550000 | ADAP NPT1-1/2-NPT1-1/4 | ADAP (Klippon Ex adaptor), Adapter, 1 1/2" NPT ,1 1/4" NPT, Brass, nickel-plated
39895 | 1262790000 | ADAP M32-M40-W | ADAP (Klippon Ex adaptor), Adapter, M 32 x 1.5 ,M 40, Brass, nickel-plated
39896 | 1184980000 | E1XZ/20S/M20-WM | E1XZ (Klippon double seal SWB/STA armored Ex e/d cable gland), Cable glands, M 20 x 1.5, 16 mm, Braided armouring, Metal foil armouring, 0.9 - 1.25 mm, OD min. 12.5 - OD max. 16 mm, ID min. 8.00 - ID max. 11.70 mm, Brass, nickel-plated
39897 | 2781370000 | CH-W-H-A22-PPZZZR | Wallbox, max. charging capacity of 22 kW @ 3-phase (400 V) grid connection, max. current 32 A, With attached 5 m cable and type 2 plug, Modbus RTU
39898 | 2781380000 | CH-W-H-A22-SPZZZR | Wallbox, max. charging capacity of 22 kW @ 3-phase (400 V) grid connection, max. current 32 A, Type 2 socket outlet, Modbus RTU
39899 | 1059340005 | IE-C5DB4RE0005MSSMCS-E | System cable, M12 D-code ? IP 67 straight socket, M12 D-code ? IP 67 straight pin, Cat.5 (ISO/IEC 11801) / Cat.5e (TIA T568-B), Radox GKW S, 0.5 m
39900 | 1262480000 | ADAP NPT3/4-NPT1/2-W | ADAP (Klippon Ex adaptor), Adapter, 3/4" NPT ,1/2" NPT, Brass, nickel-plated
39901 | 1262570000 | ADAP NPT2-NPT1-1/2-W | ADAP (Klippon Ex adaptor), Adapter, 2" NPT ,1 1/2" NPT, Brass, nickel-plated
39902 | 2742140000 | A2C 95/120 PE DL | 95 mm², Green/yellow
39903 | 2742120000 | A2C 95/120 DL | Feed-through terminal, 95 mm², 1000 V, 232 A
39904 | 1184680000 | E1W/20/M20-WM | E1W (Klippon double seal SWA armored Ex e/d cable gland), Cable glands, M 20 x 1.5, 16 mm, Single-wire armouring, 0.9 - 1.25 mm, OD min. 15 - OD max. 21 mm, ID min. 10.00 - ID max. 14.00 mm, Brass, nickel-plated
39905 | 1261910000 | ADAPS M16-M20-W | ADAP (Klippon Ex adaptor), Adapter, M 16 x 1.5 ,M 20, Stainless steel 1.4404
39906 | 1261920000 | ADAPS M20-M16-W | ADAP (Klippon Ex adaptor), Adapter, M 20 x 1.5 ,M 16, Stainless steel 1.4404
39907 | 1261930000 | ADAPS M20-M25-W | ADAP (Klippon Ex adaptor), Adapter, M 20 x 1.5 ,M 25, Stainless steel 1.4404
39908 | 1261940000 | ADAPS M25-M20-W | ADAP (Klippon Ex adaptor), Adapter, M 25 x 1.5 ,M 20, Stainless steel 1.4404
39909 | 1261950000 | ADAPS M25-M32-W | ADAP (Klippon Ex adaptor), Adapter, M 25 x 1.5 ,M 32, Stainless steel 1.4404
39910 | 1261960000 | ADAPS M32-M25-W | ADAP (Klippon Ex adaptor), Adapter, M 32 x 1.5 ,M 25, Stainless steel 1.4404
39911 | 1261970000 | ADAPS M32-M40-W | ADAP (Klippon Ex adaptor), Adapter, M 32 x 1.5 ,M 40, Stainless steel 1.4404
39912 | 1261980000 | ADAPS M40-M32-W | ADAP (Klippon Ex adaptor), Adapter, M 40 x 1.5 ,M 32, Stainless steel 1.4404
39913 | 1261990000 | ADAPS M40-M50-W | ADAP (Klippon Ex adaptor), Adapter, M 40 x 1.5 ,M 50, Stainless steel 1.4404
39914 | 1262010000 | ADAPS M50-M40-W | ADAP (Klippon Ex adaptor), Adapter, M 50 x 1.5 ,M 40, Stainless steel 1.4404
39915 | 1262020000 | ADAPS M16-NPT1/2-W | ADAP (Klippon Ex adaptor), Adapter, M 16 x 1.5 ,1/2" NPT, Stainless steel 1.4404
39916 | 1262030000 | ADAPS M16-NPT3/4-W | ADAP (Klippon Ex adaptor), Adapter, M 16 x 1.5 ,3/4" NPT, Stainless steel 1.4404
39917 | 1262040000 | ADAPS M20-NPT1/2-W | ADAP (Klippon Ex adaptor), Adapter, M 20 x 1.5 ,1/2" NPT, Stainless steel 1.4404
39918 | 1262050000 | ADAPS M20-NPT3/4-W | ADAP (Klippon Ex adaptor), Adapter, M 20 x 1.5 ,3/4" NPT, Stainless steel 1.4404
39919 | 1262060000 | ADAPS M25-NPT1/2-W | ADAP (Klippon Ex adaptor), Adapter, M 25 x 1.5 ,1/2" NPT, Stainless steel 1.4404
39920 | 1262070000 | ADAPS M25-NPT3/4-W | ADAP (Klippon Ex adaptor), Adapter, M 25 x 1.5 ,3/4" NPT, Stainless steel 1.4404
39921 | 1262080000 | ADAPS M25-NPT1-W | ADAP (Klippon Ex adaptor), Adapter, M 25 x 1.5 ,1" NPT, Stainless steel 1.4404
39922 | 1262090000 | ADAPS M32-NPT3/4-W | ADAP (Klippon Ex adaptor), Adapter, M 32 x 1.5 ,3/4" NPT, Stainless steel 1.4404
39923 | 1262100000 | ADAPS M32-NPT1-W | ADAP (Klippon Ex adaptor), Adapter, M 32 x 1.5 ,1" NPT, Stainless steel 1.4404
39924 | 1262110000 | ADAPS M32-NPT1-1/4-W | ADAP (Klippon Ex adaptor), Adapter, M 32 x 1.5 ,1 1/4" NPT, Stainless steel 1.4404
39925 | 1262120000 | ADAPS M32-NPT1-1/2-W | ADAP (Klippon Ex adaptor), Adapter, M 32 x 1.5 ,1 1/2" NPT, Stainless steel 1.4404
39926 | 1262130000 | ADAPS M40-NPT1-W | ADAP (Klippon Ex adaptor), Adapter, M 40 x 1.5 ,1" NPT, Stainless steel 1.4404
39927 | 1262140000 | ADAPS M40-NPT1-1/4-W | ADAP (Klippon Ex adaptor), Adapter, M 40 x 1.5 ,1 1/4" NPT, Stainless steel 1.4404
39928 | 1187960000 | A2LCS/50S/NPT2-NPT2F-WM | A2LC (Klippon unarmored with conduit connection thread, Ex e/d cable gland), Cable glands, 2" NPT, 19.2 mm, OD min. 31.5 - OD max. 38.2 mm, Stainless steel 1.4404
39929 | 1187710000 | A2LCS/40/NPT1-1/4-NPT1 | A2LC (Klippon unarmored with conduit connection thread, Ex e/d cable gland), Cable glands, 1 1/4" NPT, 18 mm, OD min. 25.5 - OD max. 32.2 mm, Stainless steel 1.4404
39930 | 1187700000 | A2LCS/32/NPT1-NPT1-1/4F | A2LC (Klippon unarmored with conduit connection thread, Ex e/d cable gland), Cable glands, 1" NPT, 17.3 mm, OD min. 19.5 - OD max. 26.3 mm, Stainless steel 1.4404
39931 | 1187730000 | A2LCS/63S/NPT2-NPT2-1/2 | A2LC (Klippon unarmored with conduit connection thread, Ex e/d cable gland), Cable glands, 2" NPT, 19.2 mm, OD min. 43.5 - OD max. 50.1 mm, Stainless steel 1.4404
39932 | 1188740000 | VPS M50-EX W | VP (Klippon Ex blanking plug with mushroom head), Blanking plug, M 50 x 1.5, 16 mm, Stainless steel 1.4404
39933 | 1188950000 | E1WS/20S/NPT1/2-WM | E1W (Klippon double seal SWA armored Ex e/d cable gland), Cable glands, 1/2" NPT, 13.6 mm, Single-wire armouring, 0.9 - 1.25 mm, OD min. 12.5 - OD max. 16 mm, ID min. 8.00 - ID max. 11.70 mm, Stainless steel 1.4404
39934 | 1188760000 | VPS NPT1/2-EX W | VP (Klippon Ex blanking plug with mushroom head), Blanking plug, 1/2" NPT, 15.5 mm, Stainless steel 1.4404
39935 | 1185440000 | A2LS/40/NPT1-1/4-WM | A2L (Klippon unarmored Ex e/d cable gland), Cable glands, 1 1/4" NPT, 18 mm, OD min. 25.5 - OD max. 32.2 mm, Stainless steel 1.4404
39936 | 1189000000 | E1WS/50S/NPT1-1/2-WM | E1W (Klippon double seal SWA armored Ex e/d cable gland), Cable glands, 1 1/2" NPT, 18.4 mm, Single-wire armouring, 2 - 2.5 mm, OD min. 38.5 - OD max. 46.5 mm, ID min. 31.50 - ID max. 38.20 mm, Stainless steel 1.4404
39937 | 1185550000 | A2LS/40/NPT1-1/2-WM | A2L (Klippon unarmored Ex e/d cable gland), Cable glands, 1 1/2" NPT, 18.4 mm, OD min. 25.5 - OD max. 32.2 mm, Stainless steel 1.4404
39938 | 1262180000 | ADAPS M50-NPT1-1/4-W | ADAP (Klippon Ex adaptor), Adapter, M 50 x 1.5 ,1 1/4" NPT, Stainless steel 1.4404
39939 | 1188890000 | E1WS/40/M40-WM | E1W (Klippon double seal SWA armored Ex e/d cable gland), Cable glands, M 40 x 1.5, 16 mm, Single-wire armouring, 1.6 - 2 mm, OD min. 30.5 - OD max. 40.5 mm, ID min. 25.50 - ID max. 32.20 mm, Stainless steel 1.4404
39940 | 1188930000 | E1WS/63/M63-WM | E1W (Klippon double seal SWA armored Ex e/d cable gland), Cable glands, M 63 x 1.5, 19 mm, Single-wire armouring, 2.5 - 2.5 mm, OD min. 58 - OD max. 66 mm, ID min. 49.50 - ID max. 56.00 mm, Stainless steel 1.4404
39941 | 1185290000 | A2LS/20S/M20-WM | A2L (Klippon unarmored Ex e/d cable gland), Cable glands, M 20 x 1.5, 16 mm, OD min. 8 - OD max. 11.7 mm, Stainless steel 1.4404
39942 | 1262340000 | ADAPS NPT1/2-M20-W | ADAP (Klippon Ex adaptor), Adapter, 1/2" NPT ,M 20, Stainless steel 1.4404
39943 | 1188070000 | E1XZS/40/M40-WM | E1XZ (Klippon double seal SWB/STA armored Ex e/d cable gland), Cable glands, M 40 x 1.5, 16 mm, Braided armouring, Metal foil armouring, 1.6 - 2 mm, OD min. 30.5 - OD max. 40.5 mm, ID min. 25.50 - ID max. 32.20 mm, Stainless steel 1.4404
39944 | 1188120000 | E1XZS/16/NPT1/2-WM | E1XZ (Klippon double seal SWB/STA armored Ex e/d cable gland), Cable glands, 1/2" NPT, 13.6 mm, Braided armouring, Metal foil armouring, 0.9 - 0.9 mm, OD min. 8 - OD max. 13.5 mm, ID min. 4.50 - ID max. 8.70 mm, Stainless steel 1.4404
39945 | 1185450000 | A2LS/50S/NPT1-1/2-WM | A2L (Klippon unarmored Ex e/d cable gland), Cable glands, 1 1/2" NPT, 18.4 mm, OD min. 31.5 - OD max. 38.2 mm, Stainless steel 1.4404
39946 | 1188050000 | E1XZS/25/M25-WM | E1XZ (Klippon double seal SWB/STA armored Ex e/d cable gland), Cable glands, M 25 x 1.5, 16 mm, Braided armouring, Metal foil armouring, 1.25 - 1.6 mm, OD min. 20 - OD max. 27.5 mm, ID min. 13.50 - ID max. 20.00 mm, Stainless steel 1.4404
39947 | 1188140000 | E1XZS/20S/NPT1/2-WM | E1XZ (Klippon double seal SWB/STA armored Ex e/d cable gland), Cable glands, 1/2" NPT, 13.6 mm, Braided armouring, Metal foil armouring, 0.9 - 1.25 mm, OD min. 12.5 - OD max. 16 mm, ID min. 8.00 - ID max. 11.70 mm, Stainless steel 1.4404
39948 | 1189090000 | E1WS/40/NPT1-1/2-WM | E1W (Klippon double seal SWA armored Ex e/d cable gland), Cable glands, 1 1/2" NPT, 18.4 mm, Single-wire armouring, 1.6 - 2 mm, OD min. 30.5 - OD max. 40.5 mm, ID min. 25.50 - ID max. 32.20 mm, Stainless steel 1.4404
39949 | 1262380000 | ADAPS NPT1-M25-W | ADAP (Klippon Ex adaptor), Adapter, 1" NPT ,M 25, Stainless steel 1.4404
39950 | 1185320000 | A2LS/32/M32-WM | A2L (Klippon unarmored Ex e/d cable gland), Cable glands, M 32 x 1.5, 16 mm, OD min. 19.5 - OD max. 26.3 mm, Stainless steel 1.4404
39951 | 1262350000 | ADAPS NPT3/4-M20-W | ADAP (Klippon Ex adaptor), Adapter, 3/4" NPT ,M 20, Stainless steel 1.4404
39952 | 1262330000 | ADAPS NPT1/2-M16-W | ADAP (Klippon Ex adaptor), Adapter, 1/2" NPT ,M 16, Stainless steel 1.4404
39953 | 1262170000 | ADAPS M40-NPT2-W | ADAP (Klippon Ex adaptor), Adapter, M 40 x 1.5 ,2" NPT, Stainless steel 1.4404
39954 | 1262200000 | ADAPS M50-NPT2-W | ADAP (Klippon Ex adaptor), Adapter, M 50 x 1.5 ,2" NPT, Stainless steel 1.4404
39955 | 1187350000 | A2LCS/50/M50-NPT2F-WM | A2LC (Klippon unarmored with conduit connection thread, Ex e/d cable gland), Cable glands, M 50 x 1.5, 16 mm, OD min. 37.5 - OD max. 44.1 mm, Stainless steel 1.4404
39956 | 1187180000 | A2LCS/16/M16-M20F-WM | A2LC (Klippon unarmored with conduit connection thread, Ex e/d cable gland), Cable glands, M 16 x 1.5, 16 mm, OD min. 4.5 - OD max. 8.7 mm, Stainless steel 1.4404
39957 | 1187360000 | A2LCS/63S/M63-NPT2F-WM | A2LC (Klippon unarmored with conduit connection thread, Ex e/d cable gland), Cable glands, M 63 x 1.5, 19 mm, OD min. 43.5 - OD max. 50.1 mm, Stainless steel 1.4404
39958 | 1185370000 | A2LS/63S/M63-WM | A2L (Klippon unarmored Ex e/d cable gland), Cable glands, M 63 x 1.5, 16 mm, OD min. 43.5 - OD max. 50.1 mm, Stainless steel 1.4404
39959 | 1187520000 | A2LCS/50S/NPT1-1/2-M50F | A2LC (Klippon unarmored with conduit connection thread, Ex e/d cable gland), Cable glands, 1 1/2" NPT, 18.4 mm, OD min. 31.5 - OD max. 38.2 mm, Stainless steel 1.4404
39960 | 1187300000 | A2LCS/20/M20-NPT1/2F-WM | A2LC (Klippon unarmored with conduit connection thread, Ex e/d cable gland), Cable glands, M 20 x 1.5, 16 mm, OD min. 10 - OD max. 14 mm, Stainless steel 1.4404
39961 | 1189040000 | E1WS/16/NPT3/4-WM | E1W (Klippon double seal SWA armored Ex e/d cable gland), Cable glands, 3/4" NPT, 13.9 mm, Single-wire armouring, 0.9 - 0.9 mm, OD min. 8 - OD max. 13.5 mm, ID min. 4.50 - ID max. 8.70 mm, Stainless steel 1.4404
39962 | 1187580000 | A2LCS/20/NPT1/2-NPT1/2 | A2LC (Klippon unarmored with conduit connection thread, Ex e/d cable gland), Cable glands, 1/2" NPT, 13.6 mm, OD min. 10 - OD max. 14 mm, Stainless steel 1.4404
39963 | 1187440000 | A2LCS/50S/M50-NPT2F-WM | A2LC (Klippon unarmored with conduit connection thread, Ex e/d cable gland), Cable glands, M 50 x 1.5, 16 mm, OD min. 31.5 - OD max. 38.2 mm, Stainless steel 1.4404
39964 | 1188870000 | E1WS/25/M25-WM | E1W (Klippon double seal SWA armored Ex e/d cable gland), Cable glands, M 25 x 1.5, 16 mm, Single-wire armouring, 1.25 - 1.6 mm, OD min. 20 - OD max. 27.5 mm, ID min. 13.50 - ID max. 20.00 mm, Stainless steel 1.4404
39965 | 1185390000 | A2LS/16/NPT1/2-WM | A2L (Klippon unarmored Ex e/d cable gland), Cable glands, 1/2" NPT, 13.6 mm, OD min. 4.5 - OD max. 8.7 mm, Stainless steel 1.4404
39966 | 1188860000 | E1WS/20/M20-WM | E1W (Klippon double seal SWA armored Ex e/d cable gland), Cable glands, M 20 x 1.5, 16 mm, Single-wire armouring, 0.9 - 1.25 mm, OD min. 15 - OD max. 21 mm, ID min. 10.00 - ID max. 14.00 mm, Stainless steel 1.4404
39967 | 1185310000 | A2LS/25/M25-WM | A2L (Klippon unarmored Ex e/d cable gland), Cable glands, M 25 x 1.5, 16 mm, OD min. 13.5 - OD max. 20 mm, Stainless steel 1.4404
39968 | 1188970000 | E1WS/25/NPT3/4-WM | E1W (Klippon double seal SWA armored Ex e/d cable gland), Cable glands, 3/4" NPT, 13.9 mm, Single-wire armouring, 1.25 - 1.6 mm, OD min. 20 - OD max. 27.5 mm, ID min. 13.50 - ID max. 20.00 mm, Stainless steel 1.4404
39969 | 1189080000 | E1WS/32/NPT1-1/4-WM | E1W (Klippon double seal SWA armored Ex e/d cable gland), Cable glands, 1 1/4" NPT, 18 mm, Single-wire armouring, 1.6 - 2 mm, OD min. 26 - OD max. 34 mm, ID min. 19.50 - ID max. 26.30 mm, Stainless steel 1.4404
39970 | 1189020000 | E1WS/63S/NPT2-WM | E1W (Klippon double seal SWA armored Ex e/d cable gland), Cable glands, 2" NPT, 19.2 mm, Single-wire armouring, 2.5 - 2.5 mm, OD min. 51.5 - OD max. 59.5 mm, ID min. 43.50 - ID max. 50.10 mm, Stainless steel 1.4404
39971 | 1189010000 | E1WS/50/NPT2-WM | E1W (Klippon double seal SWA armored Ex e/d cable gland), Cable glands, 2" NPT, 19.2 mm, Single-wire armouring, 2 - 2.5 mm, OD min. 45.5 - OD max. 53 mm, ID min. 37.50 - ID max. 44.10 mm, Stainless steel 1.4404
39972 | 1187780000 | A2LCS/32/NPT1-1/4-M32F | A2LC (Klippon unarmored with conduit connection thread, Ex e/d cable gland), Cable glands, 1 1/4" NPT, 18 mm, OD min. 19.5 - OD max. 26.3 mm, Stainless steel 1.4404
39973 | 1185300000 | A2LS/20/M20-WM | A2L (Klippon unarmored Ex e/d cable gland), Cable glands, M 20 x 1.5, 16 mm, OD min. 10 - OD max. 14 mm, Stainless steel 1.4404
39974 | 1187470000 | A2LCS/20S/NPT1/2-M20F | A2LC (Klippon unarmored with conduit connection thread, Ex e/d cable gland), Cable glands, 1/2" NPT, 13.6 mm, OD min. 8 - OD max. 11.7 mm, Stainless steel 1.4404
39975 | 1188850000 | E1WS/20S/M20-WM | E1W (Klippon double seal SWA armored Ex e/d cable gland), Cable glands, M 20 x 1.5, 16 mm, Single-wire armouring, 0.9 - 1.25 mm, OD min. 12.5 - OD max. 16 mm, ID min. 8.00 - ID max. 11.70 mm, Stainless steel 1.4404
39976 | 1185380000 | A2LS/63/M63-WM | A2L (Klippon unarmored Ex e/d cable gland), Cable glands, M 63 x 1.5, 16 mm, OD min. 49.5 - OD max. 56 mm, Stainless steel 1.4404
39977 | 1187320000 | A2LCS/32/M32-NPT1F-WM | A2LC (Klippon unarmored with conduit connection thread, Ex e/d cable gland), Cable glands, M 32 x 1.5, 16 mm, OD min. 19.5 - OD max. 26.3 mm, Stainless steel 1.4404
39978 | 1189060000 | E1WS/20/NPT3/4-WM | E1W (Klippon double seal SWA armored Ex e/d cable gland), Cable glands, 3/4" NPT, 13.9 mm, Single-wire armouring, 0.9 - 1.25 mm, OD min. 15 - OD max. 21 mm, ID min. 10.00 - ID max. 14.00 mm, Stainless steel 1.4404
39979 | 1189110000 | E1WS/63S/NPT2-1/2-WM | E1W (Klippon double seal SWA armored Ex e/d cable gland), Cable glands, 2 1/2" NPT, 28.9 mm, Single-wire armouring, 2.5 - 2.5 mm, OD min. 51.5 - OD max. 59.5 mm, ID min. 43.50 - ID max. 50.10 mm, Stainless steel 1.4404
39980 | 1187500000 | A2LCS/32/NPT1-M32F-WM | A2LC (Klippon unarmored with conduit connection thread, Ex e/d cable gland), Cable glands, 1" NPT, 17.3 mm, OD min. 19.5 - OD max. 26.3 mm, Stainless steel 1.4404
39981 | 1187790000 | A2LCS/40/NPT1-1/2-M40F | A2LC (Klippon unarmored with conduit connection thread, Ex e/d cable gland), Cable glands, 1 1/2" NPT, 18.4 mm, OD min. 25.5 - OD max. 32.2 mm, Stainless steel 1.4404
39982 | 1185430000 | A2LS/32/NPT1-WM | A2L (Klippon unarmored Ex e/d cable gland), Cable glands, 1" NPT, 17.3 mm, OD min. 19.5 - OD max. 26.3 mm, Stainless steel 1.4404
39983 | 1187670000 | A2LCS/20S/NPT1/2-NPT3/4 | A2LC (Klippon unarmored with conduit connection thread, Ex e/d cable gland), Cable glands, 1/2" NPT, 13.6 mm, OD min. 8 - OD max. 11.7 mm, Stainless steel 1.4404
39984 | 1187290000 | A2LCS/20S/M20-NPT1/2F | A2LC (Klippon unarmored with conduit connection thread, Ex e/d cable gland), Cable glands, M 20 x 1.5, 16 mm, OD min. 8 - OD max. 11.7 mm, Stainless steel 1.4404
39985 | 1187570000 | A2LCS/20S/NPT1/2-NPT1/2 | A2LC (Klippon unarmored with conduit connection thread, Ex e/d cable gland), Cable glands, 1/2" NPT, 13.6 mm, OD min. 8 - OD max. 11.7 mm, Stainless steel 1.4404
39986 | 1187810000 | A2LCS/63S/NPT2-1/2-M63F | A2LC (Klippon unarmored with conduit connection thread, Ex e/d cable gland), Cable glands, 2 1/2" NPT, 28.9 mm, OD min. 43.5 - OD max. 50.1 mm, Stainless steel 1.4404
39987 | 1187820000 | A2LCS/16/NPT3/4-NPT1/2F | A2LC (Klippon unarmored with conduit connection thread, Ex e/d cable gland), Cable glands, 3/4" NPT, 13.9 mm, OD min. 4.5 - OD max. 8.7 mm, Stainless steel 1.4404
39988 | 1188820000 | VPS NPT2-1/2-EX W | VP (Klippon Ex blanking plug with mushroom head), Blanking plug, 2 1/2" NPT, 31.5 mm, Stainless steel 1.4404
39989 | 1188170000 | E1XZS/32/NPT1-WM | E1XZ (Klippon double seal SWB/STA armored Ex e/d cable gland), Cable glands, 1" NPT, 17.3 mm, Braided armouring, Metal foil armouring, 1.6 - 2 mm, OD min. 26 - OD max. 34 mm, ID min. 19.50 - ID max. 26.30 mm, Stainless steel 1.4404
39990 | 1188160000 | E1XZS/25/NPT3/4-WM | E1XZ (Klippon double seal SWB/STA armored Ex e/d cable gland), Cable glands, 3/4" NPT, 13.9 mm, Braided armouring, Metal foil armouring, 1.25 - 1.6 mm, OD min. 20 - OD max. 27.5 mm, ID min. 13.50 - ID max. 20.00 mm, Stainless steel 1.4404
39991 | 1187890000 | A2LCS/63S/NPT2-1/2-NPT2 | A2LC (Klippon unarmored with conduit connection thread, Ex e/d cable gland), Cable glands, 2 1/2" NPT, 19.2 mm, OD min. 43.5 - OD max. 50.1 mm, Stainless steel 1.4404
39992 | 1262410000 | ADAPS NPT1-1/4-M32-W | ADAP (Klippon Ex adaptor), Adapter, 1 1/4" NPT ,M 32, Stainless steel 1.4404
39993 | 1187750000 | A2LCS/20S/NPT3/4-M20F | A2LC (Klippon unarmored with conduit connection thread, Ex e/d cable gland), Cable glands, 3/4" NPT, 13.9 mm, OD min. 8 - OD max. 11.7 mm, Stainless steel 1.4404
39994 | 1187940000 | A2LCS/32/NPT1-1/4-NPT1 | A2LC (Klippon unarmored with conduit connection thread, Ex e/d cable gland), Cable glands, 1 1/4" NPT, 18 mm, OD min. 19.5 - OD max. 26.3 mm, Stainless steel 1.4404
39995 | 1187340000 | A2LCS/50S/M50-NPT1-1/2F | A2LC (Klippon unarmored with conduit connection thread, Ex e/d cable gland), Cable glands, M 50 x 1.5, 16 mm, OD min. 31.5 - OD max. 38.2 mm, Stainless steel 1.4404
39996 | 1187250000 | A2LCS/50/M50-M50F-WM | A2LC (Klippon unarmored with conduit connection thread, Ex e/d cable gland), Cable glands, M 50 x 1.5, 16 mm, OD min. 37.5 - OD max. 44.1 mm, Stainless steel 1.4404
39997 | 1187610000 | A2LCS/40/NPT1-1/4-NPT1 | A2LC (Klippon unarmored with conduit connection thread, Ex e/d cable gland), Cable glands, 1 1/4" NPT, 18 mm, OD min. 25.5 - OD max. 32.2 mm, Stainless steel 1.4404
39998 | 1187380000 | A2LCS/16/M16-NPT3/4F-WM | A2LC (Klippon unarmored with conduit connection thread, Ex e/d cable gland), Cable glands, M 16 x 1.5, 16 mm, OD min. 4.5 - OD max. 8.7 mm, Stainless steel 1.4404
39999 | 1185580000 | A2LS/63S/NPT2-1/2-WM | A2L (Klippon unarmored Ex e/d cable gland), Cable glands, 2 1/2" NPT, 28.9 mm, OD min. 43.5 - OD max. 50.1 mm, Stainless steel 1.4404
40000 | 1185510000 | A2LS/20S/NPT3/4-WM | A2L (Klippon unarmored Ex e/d cable gland), Cable glands, 3/4" NPT, 13.9 mm, OD min. 8 - OD max. 11.7 mm, Stainless steel 1.4404
40001 | 1187200000 | A2LCS/20/M20-M20F-WM | A2LC (Klippon unarmored with conduit connection thread, Ex e/d cable gland), Cable glands, M 20 x 1.5, 16 mm, OD min. 10 - OD max. 14 mm, Stainless steel 1.4404
40002 | 1189030000 | E1WS/63/NPT2-1/2-WM | E1W (Klippon double seal SWA armored Ex e/d cable gland), Cable glands, 2 1/2" NPT, 28.9 mm, Single-wire armouring, 2.5 - 2.5 mm, OD min. 58 - OD max. 66 mm, ID min. 49.50 - ID max. 56.00 mm, Stainless steel 1.4404
40003 | 1262150000 | ADAPS M40-NPT1-1/2-W | ADAP (Klippon Ex adaptor), Adapter, M 40 x 1.5 ,1 1/2" NPT, Stainless steel 1.4404
40004 | 1185570000 | A2LS/50S/NPT2-WM | A2L (Klippon unarmored Ex e/d cable gland), Cable glands, 2" NPT, 19.2 mm, OD min. 31.5 - OD max. 38.2 mm, Stainless steel 1.4404
40005 | 1185410000 | A2LS/20/NPT1/2-WM | A2L (Klippon unarmored Ex e/d cable gland), Cable glands, 1/2" NPT, 13.6 mm, OD min. 10 - OD max. 14 mm, Stainless steel 1.4404
40006 | 1188270000 | E1XZS/32/NPT1-1/4-WM | E1XZ (Klippon double seal SWB/STA armored Ex e/d cable gland), Cable glands, 1 1/4" NPT, 18 mm, Braided armouring, Metal foil armouring, 1.6 - 2 mm, OD min. 26 - OD max. 34 mm, ID min. 19.50 - ID max. 26.30 mm, Stainless steel 1.4404
40007 | 1188290000 | E1XZS/50S/NPT2-WM | E1XZ (Klippon double seal SWB/STA armored Ex e/d cable gland), Cable glands, 2" NPT, 19.2 mm, Braided armouring, Metal foil armouring, 2 - 2.5 mm, OD min. 38.5 - OD max. 46.5 mm, ID min. 31.50 - ID max. 38.20 mm, Stainless steel 1.4404
40008 | 1187230000 | A2LCS/40/M40-M40F-WM | A2LC (Klippon unarmored with conduit connection thread, Ex e/d cable gland), Cable glands, M 40 x 1.5, 16 mm, OD min. 25.5 - OD max. 32.2 mm, Stainless steel 1.4404
40009 | 1187510000 | A2LCS/40/NPT1-1/4-M40F | A2LC (Klippon unarmored with conduit connection thread, Ex e/d cable gland), Cable glands, 1 1/4" NPT, 18 mm, OD min. 25.5 - OD max. 32.2 mm, Stainless steel 1.4404
40010 | 1188920000 | E1WS/63S/M63-WM | E1W (Klippon double seal SWA armored Ex e/d cable gland), Cable glands, M 63 x 1.5, 19 mm, Single-wire armouring, 2.5 - 2.5 mm, OD min. 51.5 - OD max. 59.5 mm, ID min. 43.50 - ID max. 50.10 mm, Stainless steel 1.4404
40011 | 1188090000 | E1XZS/50/M50-WM | E1XZ (Klippon double seal SWB/STA armored Ex e/d cable gland), Cable glands, M 50 x 1.5, 16 mm, Braided armouring, Metal foil armouring, 2 - 2.5 mm, OD min. 45.5 - OD max. 53 mm, ID min. 37.50 - ID max. 44.10 mm, Stainless steel 1.4404
40012 | 1187600000 | A2LCS/32/NPT1-NPT1F-WM | A2LC (Klippon unarmored with conduit connection thread, Ex e/d cable gland), Cable glands, 1" NPT, 17.3 mm, OD min. 19.5 - OD max. 26.3 mm, Stainless steel 1.4404
40013 | 1187190000 | A2LCS/20S/M20-M20F-WM | A2LC (Klippon unarmored with conduit connection thread, Ex e/d cable gland), Cable glands, M 20 x 1.5, 16 mm, OD min. 8 - OD max. 11.7 mm, Stainless steel 1.4404
40014 | 1187840000 | A2LCS/20/NPT3/4-NPT | A2LC (Klippon unarmored with conduit connection thread, Ex e/d cable gland), Cable glands, 3/4" NPT, 13.9 mm, OD min. 10 - OD max. 14 mm, Stainless steel 1.4404
40015 | 1188040000 | E1XZS/20/M20-WM | E1XZ (Klippon double seal SWB/STA armored Ex e/d cable gland), Cable glands, M 20 x 1.5, 16 mm, Braided armouring, Metal foil armouring, 0.9 - 1.25 mm, OD min. 15 - OD max. 21 mm, ID min. 10.00 - ID max. 14.00 mm, Stainless steel 1.4404
40016 | 1188690000 | VPS M16-EX W | VP (Klippon Ex blanking plug with mushroom head), Blanking plug, M 16 x 1.5, 16 mm, Stainless steel 1.4404
40017 | 1265740000 | ADAPS NPT2-NPT1-1/2-W | ADAP (Klippon Ex adaptor), Adapter, 2" NPT ,1 1/2" NPT, Stainless steel 1.4404
40018 | 1188770000 | VPS NPT3/4-EX W | VP (Klippon Ex blanking plug with mushroom head), Blanking plug, 3/4" NPT, 16 mm, Stainless steel 1.4404
40019 | 1188750000 | VPS M63-EX W | VP (Klippon Ex blanking plug with mushroom head), Blanking plug, M 63 x 1.5, 16 mm, Stainless steel 1.4404
40020 | 1219080000 | VPS-HEX M63-EX W | VP-HEX (Klippon Ex blanking plug with hexagon head), Blanking plug, M 63 x 1.5, 16 mm, Stainless steel 1.4404
40021 | 1188780000 | VPS NPT1-EX W | VP (Klippon Ex blanking plug with mushroom head), Blanking plug, 1" NPT, 19.5 mm, Stainless steel 1.4404
40022 | 1185350000 | A2LS/50/M50-WM | A2L (Klippon unarmored Ex e/d cable gland), Cable glands, M 50 x 1.5, 16 mm, OD min. 37.5 - OD max. 44.1 mm, Stainless steel 1.4404
40023 | 1189050000 | E1WS/20S/NPT3/4-WM | E1W (Klippon double seal SWA armored Ex e/d cable gland), Cable glands, 3/4" NPT, 13.9 mm, Single-wire armouring, 0.9 - 1.25 mm, OD min. 12.5 - OD max. 16 mm, ID min. 8.00 - ID max. 11.70 mm, Stainless steel 1.4404
40024 | 1185340000 | A2LS/50S/M50-WM | A2L (Klippon unarmored Ex e/d cable gland), Cable glands, M 50 x 1.5, 16 mm, OD min. 31.5 - OD max. 38.2 mm, Stainless steel 1.4404
40025 | 1187830000 | A2LCS/20S/NPT3/4-NPT1/2 | A2LC (Klippon unarmored with conduit connection thread, Ex e/d cable gland), Cable glands, 3/4" NPT, 13.9 mm, OD min. 8 - OD max. 11.7 mm, Stainless steel 1.4404
40026 | 1187850000 | A2LCS/25/NPT1-NPT3/4F | A2LC (Klippon unarmored with conduit connection thread, Ex e/d cable gland), Cable glands, 1" NPT, 17.3 mm, OD min. 13.5 - OD max. 20 mm, Stainless steel 1.4404
40027 | 1187870000 | A2LCS/40/NPT1-1/2-NPT1 | A2LC (Klippon unarmored with conduit connection thread, Ex e/d cable gland), Cable glands, 1 1/2" NPT, 18.4 mm, OD min. 25.5 - OD max. 32.2 mm, Stainless steel 1.4404
40028 | 1187860000 | A2LCS/32/NPT1-1/4-NPT1 | A2LC (Klippon unarmored with conduit connection thread, Ex e/d cable gland), Cable glands, 1 1/4" NPT, 18 mm, OD min. 19.5 - OD max. 26.3 mm, Stainless steel 1.4404
40029 | 1185330000 | A2LS/40/M40-WM | A2L (Klippon unarmored Ex e/d cable gland), Cable glands, M 40 x 1.5, 16 mm, OD min. 25.5 - OD max. 32.2 mm, Stainless steel 1.4404
40030 | 1187650000 | A2LCS/63/NPT2-1/2-NPT2 | A2LC (Klippon unarmored with conduit connection thread, Ex e/d cable gland), Cable glands, 2 1/2" NPT, 28.9 mm, OD min. 49.5 - OD max. 56 mm, Stainless steel 1.4404
40031 | 1187400000 | A2LCS/20/M20-NPT3/4F-WM | A2LC (Klippon unarmored with conduit connection thread, Ex e/d cable gland), Cable glands, M 20 x 1.5, 16 mm, OD min. 10 - OD max. 14 mm, Stainless steel 1.4404
40032 | 1187930000 | A2LCS/25/NPT1-NPT1F-WM | A2LC (Klippon unarmored with conduit connection thread, Ex e/d cable gland), Cable glands, 1" NPT, 17.3 mm, OD min. 13.5 - OD max. 20 mm, Stainless steel 1.4404
40033 | 1185400000 | A2LS/20S/NPT1/2-WM | A2L (Klippon unarmored Ex e/d cable gland), Cable glands, 1/2" NPT, 13.6 mm, OD min. 8 - OD max. 11.7 mm, Stainless steel 1.4404
40034 | 1262390000 | ADAPS NPT1-M32-W | ADAP (Klippon Ex adaptor), Adapter, 1" NPT ,M 32, Stainless steel 1.4404
40035 | 1187430000 | A2LCS/40/M40-NPT1-1/2F | A2LC (Klippon unarmored with conduit connection thread, Ex e/d cable gland), Cable glands, M 40 x 1.5, 16 mm, OD min. 25.5 - OD max. 32.2 mm, Stainless steel 1.4404
40036 | 1188280000 | E1XZS/40/NPT1-1/2-WM | E1XZ (Klippon double seal SWB/STA armored Ex e/d cable gland), Cable glands, 1 1/2" NPT, 18.4 mm, Braided armouring, Metal foil armouring, 1.6 - 2 mm, OD min. 30.5 - OD max. 40.5 mm, ID min. 25.50 - ID max. 32.20 mm, Stainless steel 1.4404
40037 | 1188900000 | E1WS/50S/M50-WM | E1W (Klippon double seal SWA armored Ex e/d cable gland), Cable glands, M 50 x 1.5, 16 mm, Single-wire armouring, 2 - 2.5 mm, OD min. 38.5 - OD max. 46.5 mm, ID min. 31.50 - ID max. 38.20 mm, Stainless steel 1.4404
40038 | 1188960000 | E1WS/20/NPT1/2-WM | E1W (Klippon double seal SWA armored Ex e/d cable gland), Cable glands, 1/2" NPT, 13.6 mm, Single-wire armouring, 0.9 - 1.25 mm, OD min. 15 - OD max. 21 mm, ID min. 10.00 - ID max. 14.00 mm, Stainless steel 1.4404
40039 | 1188060000 | E1XZS/32/M32-WM | E1XZ (Klippon double seal SWB/STA armored Ex e/d cable gland), Cable glands, M 32 x 1.5, 16 mm, Braided armouring, Metal foil armouring, 1.6 - 2 mm, OD min. 26 - OD max. 34 mm, ID min. 19.50 - ID max. 26.30 mm, Stainless steel 1.4404
40040 | 1188980000 | E1WS/32/NPT1-WM | E1W (Klippon double seal SWA armored Ex e/d cable gland), Cable glands, 1" NPT, 17.3 mm, Single-wire armouring, 1.6 - 2 mm, OD min. 26 - OD max. 34 mm, ID min. 19.50 - ID max. 26.30 mm, Stainless steel 1.4404
40041 | 1187630000 | A2LCS/50/NPT2-NPT2F-WM | A2LC (Klippon unarmored with conduit connection thread, Ex e/d cable gland), Cable glands, 2" NPT, 19.2 mm, OD min. 37.5 - OD max. 44.1 mm, Stainless steel 1.4404
40042 | 1187690000 | A2LCS/25/NPT3/4-NPT1F | A2LC (Klippon unarmored with conduit connection thread, Ex e/d cable gland), Cable glands, 3/4" NPT, 13.9 mm, OD min. 13.5 - OD max. 20 mm, Stainless steel 1.4404
40043 | 1188940000 | E1WS/16/NPT1/2-WM | E1W (Klippon double seal SWA armored Ex e/d cable gland), Cable glands, 1/2" NPT, 13.6 mm, Single-wire armouring, 0.9 - 0.9 mm, OD min. 8 - OD max. 13.5 mm, ID min. 4.50 - ID max. 8.70 mm, Stainless steel 1.4404
40044 | 1187590000 | A2LCS/25/NPT3/4-NPT3/4 | A2LC (Klippon unarmored with conduit connection thread, Ex e/d cable gland), Cable glands, 3/4" NPT, 13.9 mm, OD min. 13.5 - OD max. 20 mm, Stainless steel 1.4404
40045 | 1187720000 | A2LCS/50S/NPT1-1/2-NPT2 | A2LC (Klippon unarmored with conduit connection thread, Ex e/d cable gland), Cable glands, 1 1/2" NPT, 18.4 mm, OD min. 31.5 - OD max. 38.2 mm, Stainless steel 1.4404
40046 | 1187800000 | A2LCS/50S/NPT2-M50F-WM | A2LC (Klippon unarmored with conduit connection thread, Ex e/d cable gland), Cable glands, 2" NPT, 19.2 mm, OD min. 31.5 - OD max. 38.2 mm, Stainless steel 1.4404
40047 | 1187880000 | A2LCS/50S/NPT2-NPT1-1/2 | A2LC (Klippon unarmored with conduit connection thread, Ex e/d cable gland), Cable glands, 2" NPT, 19.2 mm, OD min. 31.5 - OD max. 38.2 mm, Stainless steel 1.4404
40048 | 1187910000 | A2LCS/20S/NPT3/4-NPT3/4 | A2LC (Klippon unarmored with conduit connection thread, Ex e/d cable gland), Cable glands, 3/4" NPT, 13.9 mm, OD min. 8 - OD max. 11.7 mm, Stainless steel 1.4404
40049 | 1265720000 | ADAPS NPT1-1/2-NPT1-1/4 | ADAP (Klippon Ex adaptor), Adapter, 1 1/2" NPT ,1 1/4" NPT, Stainless steel 1.4404
40050 | 1188720000 | VPS M32-EX W | VP (Klippon Ex blanking plug with mushroom head), Blanking plug, M 32 x 1.5, 16 mm, Stainless steel 1.4404
40051 | 1188190000 | E1XZS/50S/NPT1-1/2-WM | E1XZ (Klippon double seal SWB/STA armored Ex e/d cable gland), Cable glands, 1 1/2" NPT, 18.4 mm, Braided armouring, Metal foil armouring, 2 - 2.5 mm, OD min. 38.5 - OD max. 46.5 mm, ID min. 31.50 - ID max. 38.20 mm, Stainless steel 1.4404
40052 | 1265650000 | ADAPS NPT3/4-NPT1/2-W | ADAP (Klippon Ex adaptor), Adapter, 3/4" NPT ,1/2" NPT, Stainless steel 1.4404
40053 | 1188080000 | E1XZS/50S/M50-WM | E1XZ (Klippon double seal SWB/STA armored Ex e/d cable gland), Cable glands, M 50 x 1.5, 16 mm, Braided armouring, Metal foil armouring, 2 - 2.5 mm, OD min. 38.5 - OD max. 46.5 mm, ID min. 31.50 - ID max. 38.20 mm, Stainless steel 1.4404
40054 | 1188100000 | E1XZS/63S/M63-WM | E1XZ (Klippon double seal SWB/STA armored Ex e/d cable gland), Cable glands, M 63 x 1.5, 19 mm, Braided armouring, Metal foil armouring, 2.5 - 2.5 mm, OD min. 51.5 - OD max. 59.5 mm, ID min. 43.50 - ID max. 50.10 mm, Stainless steel 1.4404
40055 | 1188240000 | E1XZS/20S/NPT3/4-WM | E1XZ (Klippon double seal SWB/STA armored Ex e/d cable gland), Cable glands, 3/4" NPT, 13.9 mm, Braided armouring, Metal foil armouring, 0.9 - 1.25 mm, OD min. 12.5 - OD max. 16 mm, ID min. 8.00 - ID max. 11.70 mm, Stainless steel 1.4404
40056 | 1188250000 | E1XZS/20/NPT3/4-WM | E1XZ (Klippon double seal SWB/STA armored Ex e/d cable gland), Cable glands, 3/4" NPT, 13.9 mm, Braided armouring, Metal foil armouring, 0.9 - 1.25 mm, OD min. 15 - OD max. 21 mm, ID min. 10.00 - ID max. 14.00 mm, Stainless steel 1.4404
40057 | 1187970000 | A2LCS/63S/NPT2-1/2-NPT | A2LC (Klippon unarmored with conduit connection thread, Ex e/d cable gland), Cable glands, 2 1/2" NPT, 19.2 mm, OD min. 43.5 - OD max. 50.1 mm, Stainless steel 1.4404
40058 | 1265730000 | ADAPS NPT1-1/2-NPT2-W | ADAP (Klippon Ex adaptor), Adapter, 1 1/2" NPT ,2" NPT, Stainless steel 1.4404
40059 | 1219070000 | VPS-HEX M50-EX W | VP-HEX (Klippon Ex blanking plug with hexagon head), Blanking plug, M 50 x 1.5, 16 mm, Stainless steel 1.4404
40060 | 1262450000 | ADAPS NPT2-M50-W | ADAP (Klippon Ex adaptor), Adapter, 2" NPT ,M 50, Stainless steel 1.4404
40061 | 1219060000 | VPS-HEX M40-EX W | VP-HEX (Klippon Ex blanking plug with hexagon head), Blanking plug, M 40 x 1.5, 16 mm, Stainless steel 1.4404
40062 | 1188810000 | VPS NPT2-EX W | VP (Klippon Ex blanking plug with mushroom head), Blanking plug, 2" NPT, 21.5 mm, Stainless steel 1.4404
40063 | 1188220000 | E1XZS/63/NPT2-1/2-WM | E1XZ (Klippon double seal SWB/STA armored Ex e/d cable gland), Cable glands, 2 1/2" NPT, 28.9 mm, Braided armouring, Metal foil armouring, 2.5 - 2.5 mm, OD min. 58 - OD max. 66 mm, ID min. 49.50 - ID max. 56.00 mm, Stainless steel 1.4404
40064 | 1188230000 | E1XZS/16/NPT3/4-WM | E1XZ (Klippon double seal SWB/STA armored Ex e/d cable gland), Cable glands, 3/4" NPT, 13.9 mm, Braided armouring, Metal foil armouring, 0.9 - 0.9 mm, OD min. 8 - OD max. 13.5 mm, ID min. 4.50 - ID max. 8.70 mm, Stainless steel 1.4404
40065 | 1188730000 | VPS M40-EX W | VP (Klippon Ex blanking plug with mushroom head), Blanking plug, M 40 x 1.5, 16 mm, Stainless steel 1.4404
40066 | 1188180000 | E1XZS/40/NPT1-1/4-WM | E1XZ (Klippon double seal SWB/STA armored Ex e/d cable gland), Cable glands, 1 1/4" NPT, 18 mm, Braided armouring, Metal foil armouring, 1.6 - 2 mm, OD min. 30.5 - OD max. 40.5 mm, ID min. 25.50 - ID max. 32.20 mm, Stainless steel 1.4404
40067 | 1187270000 | A2LCS/63/M63-M63F-WM | A2LC (Klippon unarmored with conduit connection thread, Ex e/d cable gland), Cable glands, M 63 x 1.5, 19 mm, OD min. 49.5 - OD max. 56 mm, Stainless steel 1.4404
40068 | 1188200000 | E1XZS/50/NPT2-WM | E1XZ (Klippon double seal SWB/STA armored Ex e/d cable gland), Cable glands, 2" NPT, 19.2 mm, Braided armouring, Metal foil armouring, 2 - 2.5 mm, OD min. 45.5 - OD max. 53 mm, ID min. 37.50 - ID max. 44.10 mm, Stainless steel 1.4404
40069 | 1187490000 | A2LCS/25/NPT3/4-M25F-WM | A2LC (Klippon unarmored with conduit connection thread, Ex e/d cable gland), Cable glands, 3/4" NPT, 13.9 mm, OD min. 13.5 - OD max. 20 mm, Stainless steel 1.4404
40070 | 1265710000 | ADAPS NPT1-1/4-NPT1-1/2 | ADAP (Klippon Ex adaptor), Adapter, 1 1/4" NPT ,1 1/2" NPT, Stainless steel 1.4404
40071 | 1187920000 | A2LCS/20/NPT3/4-NPT3/4F | A2LC (Klippon unarmored with conduit connection thread, Ex e/d cable gland), Cable glands, 3/4" NPT, 13.9 mm, OD min. 10 - OD max. 14 mm, Stainless steel 1.4404
40072 | 1265640000 | ADAPS NPT1/2-NPT3/4-W | ADAP (Klippon Ex adaptor), Adapter, 1/2" NPT ,3/4" NPT, Stainless steel 1.4404
40073 | 1187900000 | A2LCS/16/NPT3/4-NPT3/4 | A2LC (Klippon unarmored with conduit connection thread, Ex e/d cable gland), Cable glands, 3/4" NPT, 13.9 mm, OD min. 4.5 - OD max. 8.7 mm, Stainless steel 1.4404
40074 | 1262370000 | ADAPS NPT3/4-M25-W | ADAP (Klippon Ex adaptor), Adapter, 3/4" NPT ,M 25, Stainless steel 1.4404
40075 | 1262420000 | ADAPS NPT1-1/4-M40-W | ADAP (Klippon Ex adaptor), Adapter, 1 1/4" NPT ,M 40, Stainless steel 1.4404
40076 | 1188260000 | E1XZS/25/NPT1-WM | E1XZ (Klippon double seal SWB/STA armored Ex e/d cable gland), Cable glands, 1" NPT, 17.3 mm, Braided armouring, Metal foil armouring, 1.25 - 1.6 mm, OD min. 20 - OD max. 27.5 mm, ID min. 13.50 - ID max. 20.00 mm, Stainless steel 1.4404
40077 | 1188710000 | VPS M25-EX W | VP (Klippon Ex blanking plug with mushroom head), Blanking plug, M 25 x 1.5, 16 mm, Stainless steel 1.4404
40078 | 1188300000 | E1XZS/63S/NPT2-1/2-WM | E1XZ (Klippon double seal SWB/STA armored Ex e/d cable gland), Cable glands, 2 1/2" NPT, 28.9 mm, Braided armouring, Metal foil armouring, 2.5 - 2.5 mm, OD min. 51.5 - OD max. 59.5 mm, ID min. 43.50 - ID max. 50.10 mm, Stainless steel 1.4404
40079 | 1188110000 | E1XZS/63/M63-WM | E1XZ (Klippon double seal SWB/STA armored Ex e/d cable gland), Cable glands, M 63 x 1.5, 19 mm, Braided armouring, Metal foil armouring, 2.5 - 2.5 mm, OD min. 58 - OD max. 66 mm, ID min. 49.50 - ID max. 56.00 mm, Stainless steel 1.4404
40080 | 1188840000 | E1WS/16/M16-WM | E1W (Klippon double seal SWA armored Ex e/d cable gland), Cable glands, M 16 x 1.5, 16 mm, Single-wire armouring, 0.9 - 0.9 mm, OD min. 8 - OD max. 13.5 mm, ID min. 4.50 - ID max. 8.70 mm, Stainless steel 1.4404
40081 | 1188880000 | E1WS/32/M32-WM | E1W (Klippon double seal SWA armored Ex e/d cable gland), Cable glands, M 32 x 1.5, 16 mm, Single-wire armouring, 1.6 - 2 mm, OD min. 26 - OD max. 34 mm, ID min. 19.50 - ID max. 26.30 mm, Stainless steel 1.4404
40082 | 1187530000 | A2LCS/50/NPT2-M50F-WM | A2LC (Klippon unarmored with conduit connection thread, Ex e/d cable gland), Cable glands, 2" NPT, 19.2 mm, OD min. 37.5 - OD max. 44.1 mm, Stainless steel 1.4404
40083 | 1187560000 | A2LCS/16/NPT1/2-NPT1/2 | A2LC (Klippon unarmored with conduit connection thread, Ex e/d cable gland), Cable glands, 1/2" NPT, 13.6 mm, OD min. 4.5 - OD max. 8.7 mm, Stainless steel 1.4404
40084 | 1187640000 | A2LCS/63S/NPT2-NPT2F-WM | A2LC (Klippon unarmored with conduit connection thread, Ex e/d cable gland), Cable glands, 2" NPT, 19.2 mm, OD min. 43.5 - OD max. 50.1 mm, Stainless steel 1.4404
40085 | 1187660000 | A2LCS/16/NPT1/2-NPT3/4F | A2LC (Klippon unarmored with conduit connection thread, Ex e/d cable gland), Cable glands, 1/2" NPT, 13.6 mm, OD min. 4.5 - OD max. 8.7 mm, Stainless steel 1.4404
40086 | 1265700000 | ADAPS NPT1-1/4-NPT1-W | ADAP (Klippon Ex adaptor), Adapter, 1 1/4" NPT ,1" NPT, Stainless steel 1.4404
40087 | 1188790000 | VPS NPT1-1/4-EX W | VP (Klippon Ex blanking plug with mushroom head), Blanking plug, 1 1/4" NPT, 20 mm, Stainless steel 1.4404
40088 | 1265690000 | ADAPS NPT1-NPT1-1/4-W | ADAP (Klippon Ex adaptor), Adapter, 1" NPT ,1 1/4" NPT, Stainless steel 1.4404
40089 | 1188800000 | VPS NPT1-1/2-EX W | VP (Klippon Ex blanking plug with mushroom head), Blanking plug, 1 1/2" NPT, 20.5 mm, Stainless steel 1.4404
40090 | 1262430000 | ADAPS NPT1-1/2-M40-W | ADAP (Klippon Ex adaptor), Adapter, 1 1/2" NPT ,M 40, Stainless steel 1.4404
40091 | 1188030000 | E1XZS/20S/M20-WM | E1XZ (Klippon double seal SWB/STA armored Ex e/d cable gland), Cable glands, M 20 x 1.5, 16 mm, Braided armouring, Metal foil armouring, 0.9 - 1.25 mm, OD min. 12.5 - OD max. 16 mm, ID min. 8.00 - ID max. 11.70 mm, Stainless steel 1.4404
40092 | 1188910000 | E1WS/50/M50-WM | E1W (Klippon double seal SWA armored Ex e/d cable gland), Cable glands, M 50 x 1.5, 16 mm, Single-wire armouring, 2 - 2.5 mm, OD min. 45.5 - OD max. 53 mm, ID min. 37.50 - ID max. 44.10 mm, Stainless steel 1.4404
40093 | 1188990000 | E1WS/40/NPT1-1/4-WM | E1W (Klippon double seal SWA armored Ex e/d cable gland), Cable glands, 1 1/4" NPT, 18 mm, Single-wire armouring, 1.6 - 2 mm, OD min. 30.5 - OD max. 40.5 mm, ID min. 25.50 - ID max. 32.20 mm, Stainless steel 1.4404
40094 | 1185530000 | A2LS/25/NPT1-WM | A2L (Klippon unarmored Ex e/d cable gland), Cable glands, 1" NPT, 17.3 mm, OD min. 13.5 - OD max. 20 mm, Stainless steel 1.4404
40095 | 1185490000 | A2LS/63/NPT2-1/2-WM | A2L (Klippon unarmored Ex e/d cable gland), Cable glands, 2 1/2" NPT, 28.9 mm, OD min. 49.5 - OD max. 56 mm, Stainless steel 1.4404
40096 | 1219020000 | VPS-HEX M16-EX W | VP-HEX (Klippon Ex blanking plug with hexagon head), Blanking plug, M 16 x 1.5, 16 mm, Stainless steel 1.4404
40097 | 1265680000 | ADAPS NPT1-NPT3/4-W | ADAP (Klippon Ex adaptor), Adapter, 1" NPT ,3/4" NPT, Stainless steel 1.4404
40098 | 1185500000 | A2LS/16/NPT3/4-WM | A2L (Klippon unarmored Ex e/d cable gland), Cable glands, 3/4" NPT, 13.9 mm, OD min. 4.5 - OD max. 8.7 mm, Stainless steel 1.4404
40099 | 1185280000 | A2LS/16/M16-WM | A2L (Klippon unarmored Ex e/d cable gland), Cable glands, M 16 x 1.5, 16 mm, OD min. 4.5 - OD max. 8.7 mm, Stainless steel 1.4404
40100 | 1187240000 | A2LCS/50S/M50-M50F-WM | A2LC (Klippon unarmored with conduit connection thread, Ex e/d cable gland), Cable glands, M 50 x 1.5, 16 mm, OD min. 31.5 - OD max. 38.2 mm, Stainless steel 1.4404
40101 | 1187390000 | A2LCS/20S/M20-NPT3/4F | A2LC (Klippon unarmored with conduit connection thread, Ex e/d cable gland), Cable glands, M 20 x 1.5, 16 mm, OD min. 8 - OD max. 11.7 mm, Stainless steel 1.4404
40102 | 1187770000 | A2LCS/25/NPT1-M25F-WM | A2LC (Klippon unarmored with conduit connection thread, Ex e/d cable gland), Cable glands, 1" NPT, 17.3 mm, OD min. 13.5 - OD max. 20 mm, Stainless steel 1.4404
40103 | 1187760000 | A2LCS/20/NPT3/4-M20F-WM | A2LC (Klippon unarmored with conduit connection thread, Ex e/d cable gland), Cable glands, 3/4" NPT, 13.9 mm, OD min. 10 - OD max. 14 mm, Stainless steel 1.4404
40104 | 1187410000 | A2LCS/25/M25-NPT1F-WM | A2LC (Klippon unarmored with conduit connection thread, Ex e/d cable gland), Cable glands, M 25 x 1.5, 16 mm, OD min. 13.5 - OD max. 20 mm, Stainless steel 1.4404
40105 | 1187950000 | A2LCS/40/NPT1-1/2-NPT1 | A2LC (Klippon unarmored with conduit connection thread, Ex e/d cable gland), Cable glands, 1 1/2" NPT, 18.4 mm, OD min. 25.5 - OD max. 32.2 mm, Stainless steel 1.4404
40106 | 1187220000 | A2LCS/32/M32-M32F-WM | A2LC (Klippon unarmored with conduit connection thread, Ex e/d cable gland), Cable glands, M 32 x 1.5, 16 mm, OD min. 19.5 - OD max. 26.3 mm, Stainless steel 1.4404
40107 | 1189070000 | E1WS/25/NPT1-WM | E1W (Klippon double seal SWA armored Ex e/d cable gland), Cable glands, 1" NPT, 17.3 mm, Single-wire armouring, 1.25 - 1.6 mm, OD min. 20 - OD max. 27.5 mm, ID min. 13.50 - ID max. 20.00 mm, Stainless steel 1.4404
40108 | 1185420000 | A2LS/25/NPT3/4-WM | A2L (Klippon unarmored Ex e/d cable gland), Cable glands, 3/4" NPT, 13.9 mm, OD min. 13.5 - OD max. 20 mm, Stainless steel 1.4404
40109 | 1185540000 | A2LS/32/NPT1-1/4-WM | A2L (Klippon unarmored Ex e/d cable gland), Cable glands, 1 1/4" NPT, 18 mm, OD min. 19.5 - OD max. 26.3 mm, Stainless steel 1.4404
40110 | 1187740000 | A2LCS/16/NPT3/4-M20F-WM | A2LC (Klippon unarmored with conduit connection thread, Ex e/d cable gland), Cable glands, 3/4" NPT, 13.9 mm, OD min. 4.5 - OD max. 8.7 mm, Stainless steel 1.4404
40111 | 1187680000 | A2LCS/20/NPT1/2-NPT3/4F | A2LC (Klippon unarmored with conduit connection thread, Ex e/d cable gland), Cable glands, 1/2" NPT, 13.6 mm, OD min. 10 - OD max. 14 mm, Stainless steel 1.4404
40112 | 1187620000 | A2LCS/50S/NPT1-1/2-NPT1 | A2LC (Klippon unarmored with conduit connection thread, Ex e/d cable gland), Cable glands, 1 1/2" NPT, 18.4 mm, OD min. 31.5 - OD max. 38.2 mm, Stainless steel 1.4404
40113 | 1262440000 | ADAPS NPT1-1/2-M50-W | ADAP (Klippon Ex adaptor), Adapter, 1 1/2" NPT ,M 50, Stainless steel 1.4404
40114 | 1185480000 | A2LS/63S/NPT2-WM | A2L (Klippon unarmored Ex e/d cable gland), Cable glands, 2" NPT, 19.2 mm, OD min. 43.5 - OD max. 50.1 mm, Stainless steel 1.4404
40115 | 1187540000 | A2LCS/63S/NPT2-M63F-WM | A2LC (Klippon unarmored with conduit connection thread, Ex e/d cable gland), Cable glands, 2" NPT, 19.2 mm, OD min. 43.5 - OD max. 50.1 mm, Stainless steel 1.4404
40116 | 1185470000 | A2LS/50/NPT2-WM | A2L (Klippon unarmored Ex e/d cable gland), Cable glands, 2" NPT, 19.2 mm, OD min. 37.5 - OD max. 44.1 mm, Stainless steel 1.4404
40117 | 1189100000 | E1WS/50S/NPT2-WM | E1W (Klippon double seal SWA armored Ex e/d cable gland), Cable glands, 2" NPT, 19.2 mm, Single-wire armouring, 2 - 2.5 mm, OD min. 38.5 - OD max. 46.5 mm, ID min. 31.50 - ID max. 38.20 mm, Stainless steel 1.4404
40118 | 1185520000 | A2LS/20/NPT3/4-WM | A2L (Klippon unarmored Ex e/d cable gland), Cable glands, 3/4" NPT, 13.9 mm, OD min. 10 - OD max. 14 mm, Stainless steel 1.4404
40119 | 1187210000 | A2LCS/25/M25-M25F-WM | A2LC (Klippon unarmored with conduit connection thread, Ex e/d cable gland), Cable glands, M 25 x 1.5, 16 mm, OD min. 13.5 - OD max. 20 mm, Stainless steel 1.4404
40120 | 1187460000 | A2LCS/16/NPT1/2-M20F-WM | A2LC (Klippon unarmored with conduit connection thread, Ex e/d cable gland), Cable glands, 1/2" NPT, 13.6 mm, OD min. 4.5 - OD max. 8.7 mm, Stainless steel 1.4404
40121 | 1187280000 | A2LCS/16/M16-NPT1/2F-WM | A2LC (Klippon unarmored with conduit connection thread, Ex e/d cable gland), Cable glands, M 16 x 1.5, 16 mm, OD min. 4.5 - OD max. 8.7 mm, Stainless steel 1.4404
40122 | 1187310000 | A2LCS/25/M25-NPT3/4F-WM | A2LC (Klippon unarmored with conduit connection thread, Ex e/d cable gland), Cable glands, M 25 x 1.5, 16 mm, OD min. 13.5 - OD max. 20 mm, Stainless steel 1.4404
40123 | 1187420000 | A2LCS/32/M32-NPT1-1/4F | A2LC (Klippon unarmored with conduit connection thread, Ex e/d cable gland), Cable glands, M 32 x 1.5, 16 mm, OD min. 19.5 - OD max. 26.3 mm, Stainless steel 1.4404
40124 | 1187330000 | A2LCS/40/M40-NPT1-1/4F | A2LC (Klippon unarmored with conduit connection thread, Ex e/d cable gland), Cable glands, M 40 x 1.5, 16 mm, OD min. 25.5 - OD max. 32.2 mm, Stainless steel 1.4404
40125 | 1187370000 | A2LCS/63/M63-NPT2-1/2F | A2LC (Klippon unarmored with conduit connection thread, Ex e/d cable gland), Cable glands, M 63 x 1.5, 19 mm, OD min. 49.5 - OD max. 56 mm, Stainless steel 1.4404
40126 | 1187480000 | A2LCS/20/NPT1/2-M20F-WM | A2LC (Klippon unarmored with conduit connection thread, Ex e/d cable gland), Cable glands, 1/2" NPT, 13.6 mm, OD min. 10 - OD max. 14 mm, Stainless steel 1.4404
40127 | 1188020000 | E1XZS/16/M16-WM | E1XZ (Klippon double seal SWB/STA armored Ex e/d cable gland), Cable glands, M 16 x 1.5, 16 mm, Braided armouring, Metal foil armouring, 0.9 - 0.9 mm, OD min. 8 - OD max. 13.5 mm, ID min. 4.50 - ID max. 8.70 mm, Stainless steel 1.4404
40128 | 1187550000 | A2LCS/63/NPT2-1/2-M63 | A2LC (Klippon unarmored with conduit connection thread, Ex e/d cable gland), Cable glands, 2 1/2" NPT, 28.9 mm, OD min. 49.5 - OD max. 56 mm, Stainless steel 1.4404
40129 | 1219040000 | VPS-HEX M25-EX W | VP-HEX (Klippon Ex blanking plug with hexagon head), Blanking plug, M 25 x 1.5, 16 mm, Stainless steel 1.4404
40130 | 1219050000 | VPS-HEX M32-EX W | VP-HEX (Klippon Ex blanking plug with hexagon head), Blanking plug, M 32 x 1.5, 16 mm, Stainless steel 1.4404
40131 | 1188700000 | VPS M20-EX W | VP (Klippon Ex blanking plug with mushroom head), Blanking plug, M 20 x 1.5, 16 mm, Stainless steel 1.4404
40132 | 1265670000 | ADAPS NPT3/4-NPT1-W | ADAP (Klippon Ex adaptor), Adapter, 3/4" NPT ,1" NPT, Stainless steel 1.4404
40133 | 1262190000 | ADAPS M50-NPT1-1/2-W | ADAP (Klippon Ex adaptor), Adapter, M 50 x 1.5 ,1 1/2" NPT, Stainless steel 1.4404
40134 | 1187450000 | A2LCS/63S/M63-NPT2-1/2F | A2LC (Klippon unarmored with conduit connection thread, Ex e/d cable gland), Cable glands, M 63 x 1.5, 19 mm, OD min. 43.5 - OD max. 50.1 mm, Stainless steel 1.4404
40135 | 1187260000 | A2LCS/63S/M63-M63F-WM | A2LC (Klippon unarmored with conduit connection thread, Ex e/d cable gland), Cable glands, M 63 x 1.5, 19 mm, OD min. 43.5 - OD max. 50.1 mm, Stainless steel 1.4404
40136 | 1188150000 | E1XZS/20/NPT1/2-WM | E1XZ (Klippon double seal SWB/STA armored Ex e/d cable gland), Cable glands, 1/2" NPT, 13.6 mm, Braided armouring, Metal foil armouring, 0.9 - 1.25 mm, OD min. 15 - OD max. 21 mm, ID min. 10.00 - ID max. 14.00 mm, Stainless steel 1.4404
40137 | 1188210000 | E1XZS/63S/NPT2-WM | E1XZ (Klippon double seal SWB/STA armored Ex e/d cable gland), Cable glands, 2" NPT, 19.2 mm, Braided armouring, Metal foil armouring, 2.5 - 2.5 mm, OD min. 51.5 - OD max. 59.5 mm, ID min. 43.50 - ID max. 50.10 mm, Stainless steel 1.4404
40138 | 1219030000 | VPS-HEX M20-EX W | VP-HEX (Klippon Ex blanking plug with hexagon head), Blanking plug, M 20 x 1.5, 16 mm, Stainless steel 1.4404
40139 | 1185110000 | E1XZ/25/NPT3/4-WM | E1XZ (Klippon double seal SWB/STA armored Ex e/d cable gland), Cable glands, 3/4" NPT, 13.9 mm, Braided armouring, Metal foil armouring, 1.25 - 1.6 mm, OD min. 20 - OD max. 27.5 mm, ID min. 13.50 - ID max. 20.00 mm, Brass, nickel-plated
40140 | 1263010000 | ADAP M50-NPT1-1/2-W | ADAP (Klippon Ex adaptor), Adapter, M 50 x 1.5 ,1 1/2" NPT, Brass, nickel-plated
40141 | 1184730000 | E1W/50/M50-WM | E1W (Klippon double seal SWA armored Ex e/d cable gland), Cable glands, M 50 x 1.5, 16 mm, Single-wire armouring, 2 - 2.5 mm, OD min. 45.5 - OD max. 53 mm, ID min. 37.50 - ID max. 44.10 mm, Brass, nickel-plated
40142 | 1263270000 | ADAP NPT2-M50-W | ADAP (Klippon Ex adaptor), Adapter, 2" NPT ,M 50, Brass, nickel-plated
40143 | 1263000000 | ADAP M50-NPT1-1/4-W | ADAP (Klippon Ex adaptor), Adapter, M 50 x 1.5 ,1 1/4" NPT, Brass, nickel-plated
40144 | 2814190000 | PVHYW+XXW-XX06W-15 | Photovoltaics, Y-Connector Cable, 1x WM4 C Female, 2x WM4 C Male, 6mm², 1500 V
40145 | 2814220000 | PVHYW-XXPXXX06W+15 | Photovoltaics, Y-Connector Cable, 1x WM4 C Male, 1x Partly stripped cable end, 1x WM4 C Female, 6mm², 1500 V
40146 | 2814180000 | PVHYW-XXW+XX06W+15 | Photovoltaics, Y-Connector Cable, 1x WM4 C Male, 2x WM4 C Female, 6mm², 1500 V
40147 | 1262490000 | ADAP NPT3/4-NPT1-W | ADAP (Klippon Ex adaptor), Adapter, 3/4" NPT ,1" NPT, Brass, nickel-plated
40148 | 1262520000 | ADAP NPT1-NPT1-1/4-W | ADAP (Klippon Ex adaptor), Adapter, 1" NPT ,1 1/4" NPT, Brass, nickel-plated
40149 | 2814200000 | PVHYM-XXW+XX06M+15 | Photovoltaics, Y-Connector Cable, 1x MC4 Male, 1x WM4 C Female, 1x MC4 Female, 6mm², 1500 V
40150 | 2814210000 | PVHYM+XXW-XX06M-15 | Photovoltaics, Y-Connector Cable, 1x MC4 Female, 1x WM4 C Male, 1x MC4 Male, 6mm², 1500 V
40151 | 2814280000 | PVHXW-W-PXXX06W+15 | Photovoltaics, X-Connector Cable, 2x WM4 C Male, 1x Partly stripped cable end, 1x WM4 C Female, 6mm², 1500 V
40152 | 2814240000 | PVHXW-W-W+XX06W+15 | Photovoltaics, X-Connector Cable, 2x WM4 C Male, 2x WM4 C Female, 6mm², 1500 V
40153 | 2814290000 | PVHXW+W+PXXX06M-15 | Photovoltaics, X-Connector Cable, 2x WM4 C Female, 1x Partly stripped cable end, 1x MC4 Male, 6mm², 1500 V
40154 | 2814250000 | PVHXW+W+W-XX06W-15 | Photovoltaics, X-Connector Cable, 2x WM4 C Female, 2x WM4 C Male, 6mm², 1500 V
40155 | 2814270000 | PVHXM+M+W-XX06M-15 | Photovoltaics, X-Connector Cable, 2x MC4 Female, 1x WM4 C Male, 1x MC4 Male, 6mm², 1500 V
40156 | 2814260000 | PVHXM-M-W+XX06M+15 | Photovoltaics, X-Connector Cable, 2x MC4 Male, 1x WM4 C Female, 1x MC4 Female, 6mm², 1500 V
40157 | 1263190000 | ADAP NPT3/4-M25-W | ADAP (Klippon Ex adaptor), Adapter, 3/4" NPT ,M 25, Brass, nickel-plated
40158 | 1263220000 | ADAP NPT1-1/4-M32-W | ADAP (Klippon Ex adaptor), Adapter, 1 1/4" NPT ,M 32, Brass, nickel-plated
40159 | 1184650000 | E1W/16/M16-WM | E1W (Klippon double seal SWA armored Ex e/d cable gland), Cable glands, M 16 x 1.5, 16 mm, Single-wire armouring, 0.9 - 0.9 mm, OD min. 8 - OD max. 13.5 mm, ID min. 4.50 - ID max. 8.70 mm, Brass, nickel-plated
40160 | 1262940000 | ADAP M32-NPT1-1/4-W | ADAP (Klippon Ex adaptor), Adapter, M 32 x 1.5 ,1 1/4" NPT, Brass, nickel-plated
40161 | 1188520000 | VP M50-EX W | VP (Klippon Ex blanking plug with mushroom head), Blanking plug, M 50 x 1.5, 16 mm, Brass, nickel-plated
40162 | 1188550000 | VP NPT3/4-EX W | VP (Klippon Ex blanking plug with mushroom head), Blanking plug, 3/4" NPT, 16 mm, Brass, nickel-plated
40163 | 1218950000 | VP-HEX M20-EX W | VP-HEX (Klippon Ex blanking plug with hexagon head), Blanking plug, M 20 x 1.5, 16 mm, Brass, nickel-plated
40164 | 1303890000 | SCS 24VDC P1SIL3DS | SAFESERIES, Safety relay,24 V DC ± 20%, 35 mA , Max. switching current, internal fuse : 5 A (refer to derating curve), SIL 3, EN 61508:2010
40165 | 1319280000 | SCS 24VDC P2SIL3ES | SAFESERIES, Safety relay,24 V DC ±15 %, 24 VDC +15% / -10% during auto-start, 35 mA, 5, SIL 3, DIN EN 61508, EN ISO 13849-1 (PLe)
40166 | 2453870000 | UR20-4AO-UI-16-M-DIAG | Remote I/O module, IP20, Analog signals, Output, 4-channel, Current/Voltage
40167 | 2457250000 | UR20-4DO-ISO-4A | Remote I/O module, IP20, Digital signals, Output, 4-channel
40168 | 8000072461 | MHS 5/11 V T3 B T | PCB plug-in connector, male header, THT/THR solder connection, Pitch in mm (P): 5.00 mm, Number of poles: 11, 180°, Tube
40169 | 8000072454 | MHS 5/09 V T3 B T | PCB plug-in connector, male header, THT/THR solder connection, Pitch in mm (P): 5.00 mm, Number of poles: 9, 180°, Tube
40170 | 8000072430 | MHS 5/03 V T3 B T | PCB plug-in connector, male header, THT/THR solder connection, Pitch in mm (P): 5.00 mm, Number of poles: 3, 180°, Tube
40171 | 8000072435 | MHS 5/05 V T3 B T | PCB plug-in connector, male header, THT/THR solder connection, Pitch in mm (P): 5.00 mm, Number of poles: 5, 180°, Tube
40172 | 8000072453 | MHS 5/08 V T3 B T | PCB plug-in connector, male header, THT/THR solder connection, Pitch in mm (P): 5.00 mm, Number of poles: 8, 180°, Tube
40173 | 8000072425 | MHS 5/02 V T3 B T | PCB plug-in connector, male header, THT/THR solder connection, Pitch in mm (P): 5.00 mm, Number of poles: 2, 180°, Tube
40174 | 8000072450 | MHS 5/07 V T3 B T | PCB plug-in connector, male header, THT/THR solder connection, Pitch in mm (P): 5.00 mm, Number of poles: 7, 180°, Tube
40175 | 8000072470 | MHS 5/12 V T3 B T | PCB plug-in connector, male header, THT/THR solder connection, Pitch in mm (P): 5.00 mm, Number of poles: 12, 180°, Tube
40176 | 8000072456 | MHS 5/10 V T3 B T | PCB plug-in connector, male header, THT/THR solder connection, Pitch in mm (P): 5.00 mm, Number of poles: 10, 180°, Tube
40177 | 8000072431 | MHS 5/04 V T3 B T | PCB plug-in connector, male header, THT/THR solder connection, Pitch in mm (P): 5.00 mm, Number of poles: 4, 180°, Tube
40178 | 8000072438 | MHS 5/06 V T3 B T | PCB plug-in connector, male header, THT/THR solder connection, Pitch in mm (P): 5.00 mm, Number of poles: 6, 180°, Tube
40179 | 2771190000 | CH20M6 BC 4P-4P RD 1 | Flange-mounted housing, OMNIMATE Housing - series CH20M red, Hood, Width: 5.2 mm
40180 | 2771150000 | CH20M6 BC 4P-4P BUS RD 1 | Flange-mounted housing, OMNIMATE Housing - series CH20M red, Hood, Width: 5.2 mm
40181 | 2768740000 | IE-PS-V14M-RJ45-TH-P | RJ45 crimp plug, Variant 14 metal, Cat.5 (ISO/IEC 11801)
40182 | 2771410000 | CH20M6 BP 4P-4P BUS RD LF 1 | Modular housing, OMNIMATE Housing - series CH20M red, Housing base part, Width: 6.1 mm
40183 | 2771490000 | CH20M6 BP 4P-4P RD LF 1 | Modular housing, OMNIMATE Housing - series CH20M red, Housing base part, Width: 6.1 mm
40184 | 7789846060 | PAC-M340-SD25-V0-6M | Pre-assembled cable, PAC, Cable LiYCY, 0.25 mm²
40185 | 2763410000 | UV20-B-IPC-2002.02 | Industrial PC, IP20
40186 | 2799290000 | THM EL 36 TR 30M | THM, Device markers, 38 x , Transparent
40187 | 2799210000 | THM ET 200SP-HA 18.8/50 TU | THM, Device markers, 18.8 x 50 mm, Siemens, Turquoise
40188 | 2799240000 | THM WO VIN 34/70 GE | THM, Conductor and cable markers, 8 - 16 mm, 34 x 70 mm, yellow
40189 | 2799230000 | THM WO-QX VIN 25.4/95.2 WS IW | THM, Conductor and cable markers, 14 - 27 mm, 25.4 x 95.2 mm, white
40190 | 2799220000 | THM ET 200SP-HA 18.8/50 GR | THM, Device markers, 18.8 x 50 mm, Siemens, grey
40191 | 2799250000 | THM WO VIN 34/70 WS | THM, Conductor and cable markers, 8 - 16 mm, 34 x 38.1 mm, white
40192 | 2799300000 | THM MT30X 16.5/5.1 WS | THM, Device markers, 5.1 x 16.5 mm, white
40193 | 2798960000 | THM MT30X 25.4/12.7 TR | THM, Device markers, 12.7 x 25.4 mm, Transparent
40194 | 2799200000 | THM MT30X 15/4 WS | THM, Device markers, 4 x 15 mm, white
40195 | 2749420000 | SDK PH2 X 100 | Screwdriver, Blade length: 100 mm
40196 | 2659690000 | UR20-FBC-EC-ECO | Remote I/O fieldbus coupler, EtherCAT
40197 | 2496050000 | HV4000/3-M12 F | Bolt-type screw terminals, Feed-through terminal, Screw connection
40198 | 2496040000 | HV4000/2-M12 F | Bolt-type screw terminals, Feed-through terminal, Screw connection
40199 | 7789607010 | PAC-S300-UNIS-V0-1M | Pre-assembled cable, PAC, Cable LiYCY, 0.25 mm²
40200 | 1339920000 | UR20-SM-ACC | Cover, ,
40201 | 1122880000 | TRZ 24VDC 1CO | TERMSERIES, Relay module, Number of contacts: 1, CO contact AgNi, Rated control voltage: 24 V DC ±20 %, Continuous current: 6 A, Tension-clamp connection, Test button available: No
40202 | 1081860000 | SV 7.62IT/04/90MLF2 3.5SN BK BX | PCB plug-in connector, male header, closed side, Middle solder flange, THT solder connection, 7.62 mm, Number of poles: 4, 90°, Solder pin length (l): 3.5 mm, tinned, black, Box
40203 | 1930270000 | SV 7.62HP/02/90G 3.5SN BK BX | PCB plug-in connector, male header, closed side, THT solder connection, 7.62 mm, Number of poles: 2, 90°, Solder pin length (l): 3.5 mm, tinned, black, Box
40204 | 1930280000 | SV 7.62HP/03/90G 3.5SN BK BX | PCB plug-in connector, male header, closed side, THT solder connection, 7.62 mm, Number of poles: 3, 90°, Solder pin length (l): 3.5 mm, tinned, black, Box
40205 | 1768310000 | ZPE 16/3AN | PE terminal, Tension-clamp connection, 16 mm², 1920 A (16 mm²), Green/yellow
40206 | 1859200000 | WEW 35/2 GR | W-Series, End bracket
40207 | 8817920000 | ZTR 6-2 E / 24V UC | Test-disconnect terminal, Tension-clamp connection, 6 mm², 24 V, 20 A, Pivoting, dark beige
40208 | 1632080000 | ZPE 4 | PE terminal, Tension-clamp connection, 4 mm², 480 A (4 mm²), Green/yellow
40209 | 7904170000 | ZPE 4/3AN | PE terminal, Tension-clamp connection, 4 mm², 480 A (4 mm²), Green/yellow
40210 | 1521540000 | A4C 2.5 PE | PE terminal, PUSH IN, 2.5 mm², Green/yellow
40211 | 1739680000 | ZQV 10/2 | Accessories, Cross-connector, 57 A
40212 | 1061200000 | WEW 35/2 | W-Series, End bracket
40213 | 1028500000 | WFF 120 | Bolt-type screw terminals, Feed-through terminal, Rated cross-section: 120 mm², Threaded stud connection, Direct mounting
40214 | 2485870000 | APGTB 1.5 2T PE 4C/2 | PE terminal, PUSH IN, 1.5 mm², 500 V, Green/yellow
40215 | 2469410000 | A2T 1.5 PE | Double-tier terminal, PUSH IN, 1.5 mm², 500 V, Green/yellow
40216 | 1694140000 | ZDK 2.5 OR | Feed-through terminal, Double-tier terminal, Tension-clamp connection, 2.5 mm², 500 V, 20 A, orange
40217 | 1992230000 | AIO22 1.5 SI-PE | Initiator/actuator terminal, PUSH IN, 1.5 mm², 250 V, 13.5 A, dark beige
40218 | 1552670000 | A3C 1.5 PE | PE terminal, PUSH IN, 1.5 mm², Green/yellow
40219 | 1029500000 | WFF 120/AH | Bolt-type screw terminals, Feed-through terminal, Rated cross-section: 120 mm², Threaded stud connection
40220 | 1513870000 | APGTB 2.5 PE 2C/1 | PE terminal, PUSH IN, 2.5 mm², 800, Green/yellow
40221 | 1053960000 | WQV 2.5/5 | W-Series, Cross-connector, For the terminals, Number of poles: 5
40222 | 1030600000 | WDL 2.5/S/NT/L/PE | W-Series, Distributor terminal block for N rail, Rated cross-section: 2.5 mm², Screw connection
40223 | 1029900000 | WDL 2.5/N/L/PE | W-Series, Distributor terminal block with WQV, Rated cross-section: 2.5 mm², Screw connection
40224 | 1031100000 | WDL 2.5/S/L/L/PE | W-Series, Distributor terminal block for N rail, Rated cross-section: 2.5 mm², Screw connection
40225 | 2051410000 | A3C 4 PE | PE terminal, PUSH IN, 4 mm², Green/yellow
40226 | 1791010000 | ZDK 2.5-2PE | Z-series, PE terminal, Double-tier terminal, Rated cross-section: 2.5 mm², Tension-clamp connection, Green/yellow
40227 | 1058520000 | ZSI 2X6/4X2.5 FC | Z-series, Fuse terminal, Rated cross-section: 6 mm², Tension-clamp connection, black, Direct mounting
40228 | 1808010000 | ZDU 2.5 S | Z-series, Installation multi-tier terminal, Feed-through terminal, Rated cross-section: 2.5 mm², Tension-clamp connection, dark beige, Direct mounting
40229 | 1020310000 | WDU 10 SW | Feed-through terminal, Screw connection, 10 mm², 1000 V, 57 A, black
40230 | 1020340000 | WDU 10 RT | Feed-through terminal, Screw connection, 10 mm², 1000 V, 57 A, red
40231 | 1020240000 | WDU 6 RT | Feed-through terminal, Screw connection, 6 mm², 800 V, 41 A, red
40232 | 1030700000 | WDL 2.5/S/N/L/PE | W-Series, Distributor terminal block for N rail, Rated cross-section: 2.5 mm², Screw connection
40233 | 1036180000 | WDU 16N BL | Feed-through terminal, Screw connection, 16 mm², 690 V, 76 A, blue
40234 | 1036760000 | WDU 4 OR | Feed-through terminal, Screw connection, 4 mm², 800 V, 32 A, orange
40235 | 1031200000 | WDL 2.5/S/L/L | W-Series, Distributor terminal block for N rail, Rated cross-section: 2.5 mm², Screw connection
40236 | 1216470000 | ZDK 2.5/3AN BZT | Double-tier terminal, Tension-clamp connection, 2.5 mm², 800 V, 24 A, dark beige
40237 | 1674300000 | ZDK 2.5 | Feed-through terminal, Double-tier terminal, Tension-clamp connection, 2.5 mm², 500 V, 20 A, beige
40238 | 1720750000 | ZDL 2.5S/NT/L/PE | Z-series, Installation multi-tier terminal, Rated cross-section: 2.5 mm², Tension-clamp connection, dark beige, Direct mounting
40239 | 1720760000 | ZDL 2.5 S/L/L | Z-series, Installation multi-tier terminal, Rated cross-section: 2.5 mm², Tension-clamp connection, dark beige, Direct mounting
40240 | 1608640000 | ZPE 2.5 | PE terminal, Tension-clamp connection, 2.5 mm², 300 A (2.5 mm²), Green/yellow
40241 | 1579060000 | WQB B/24 | W-Series, Cross-connector, For the terminals, Number of poles: 24
40242 | 8731710000 | ZTR 2.5 BL | Test-disconnect terminal, Tension-clamp connection, 2.5 mm², 500 V, 20 A, Pivoting, blue
40243 | 1909000000 | ZQV 2.5N/20 GE | Z-series, Cross-connector, 24 A
40244 | 2051560000 | A4C 4 PE | PE terminal, PUSH IN, 4 mm², Green/yellow
40245 | 2051360000 | A2C 4 PE | PE terminal, PUSH IN, 4 mm², Green/yellow
40246 | 1020380000 | WDU 10 BL | Feed-through terminal, Screw connection, 10 mm², 1000 V, 57 A, blue
40247 | 1815080000 | ZTPE 2.5/2AN/1 | Z-series, PE terminal, Rated cross-section: 2.5 mm², Tension-clamp connection, Green/yellow
40248 | 1933760000 | ZPE 2.5N | PE terminal, Tension-clamp connection, 2.5 mm², 300 A (2.5 mm²), Green/yellow
40249 | 1552680000 | A2C 1.5 PE | PE terminal, PUSH IN, 1.5 mm², Green/yellow
40250 | 1991850000 | A3C 6 PE | PE terminal, PUSH IN, 6 mm², Green/yellow
40251 | 1991810000 | A2C 6 PE | PE terminal, PUSH IN, 6 mm², Green/yellow
40252 | 1552660000 | A4C 1.5 PE | PE terminal, PUSH IN, 1.5 mm², Green/yellow
40253 | 2428550000 | A3T 2.5 PE | PE terminal, PUSH IN, 2.5 mm², Green/yellow
40254 | 2428840000 | A3T 2.5 N-FT-PE | Multi-tier modular terminal, PUSH IN, 2.5 mm², 800 V, 24 A, dark beige
40255 | 2428530000 | A3T 2.5 FT-FT-PE | Feed-through terminal, PUSH IN, 2.5 mm², 800 V, 24 A, dark beige
40256 | 1548160000 | APGTB 2.5 2T PE 4C/2 | PE terminal, PUSH IN, 2.5 mm², 800 V, Green/yellow
40257 | 1547680000 | A2T 2.5 PE | PE terminal, PUSH IN, 2.5 mm², 800 V, Green/yellow
40258 | 1547640000 | A2T 2.5 FT-PE | Feed-through terminal, PUSH IN, 2.5 mm², 800 V, 24 A, dark beige
40259 | 1608940000 | ZQV 2.5/10 | Accessories, Cross-connector, 24 A
40260 | 1608860000 | ZQV 2.5/2 | Z-series, Cross-connector, 24 A
40261 | 1608900000 | ZQV 2.5/6 | Accessories, Cross-connector, 24 A
40262 | 1513920000 | APGTB 2.5 PE 4C/2 | PE terminal, PUSH IN, 2.5 mm², 800, Green/yellow
40263 | 1924470000 | ZDK 2.5/3AN PE | Double-tier terminal, Tension-clamp connection, 2.5 mm², 800 V, 300 A (2.5 mm²), dark beige
40264 | 1521670000 | A3C 2.5 PE | PE terminal, PUSH IN, 2.5 mm², Green/yellow
40265 | 1521680000 | A2C 2.5 PE | PE terminal, PUSH IN, 2.5 mm², Green/yellow
40266 | 1992250000 | AIO21 1.5 SO-PE | Initiator/actuator terminal, PUSH IN, 1.5 mm², 250 V, 13.5 A, dark beige
40267 | 1776130000 | ZQV 1.5/3 | Accessories, Cross-connector, 17.5 A
40268 | 1068700000 | WSH 1 | Accessories, Rail support, PA 66 GF 30
40269 | 1608510000 | ZDU 2.5 | Feed-through terminal, Tension-clamp connection, 2.5 mm², 800, 24 A, dark beige
40270 | 1988140000 | AAP11 6 FE | Supply terminal, PUSH IN, 6 mm², dark beige
40271 | 1697540000 | ZQV 2.5/50 | Accessories, Cross-connector, 24 A
40272 | 1020280000 | WDU 6 BL | Feed-through terminal, Screw connection, 6 mm², 800 V, 41 A, blue
40273 | 1036100000 | WDU 16N | Feed-through terminal, Screw connection, 16 mm², 690 V, 76 A, dark beige
40274 | 2482220000 | APGTB 1.5 PE 2C/1 | PE terminal, PUSH IN, 1.5 mm², 500 V, Green/yellow
40275 | 1069350000 | BHZ 5.00/04/90LH BK/BK | PCB plug-in connector Black release lever BHZ 5.00/04/90LH SN BK/BK BX
40276 | 1063280000 | BHZ 5.00/04/90LH BK/OR | PCB plug-in connector Orange release lever BHZ 5.00/04/90LH SN BK/OR BX
40277 | 1944370000 | BLZP 5.08HC/06/180F SN BK BX | PCB plug-in connector, female plug, 5.08 mm, Number of poles: 6, 180°, Clamping yoke connection, Clamping range, max. : 4 mm², Box
40278 | 1944470000 | BLZP 5.08HC/16/180F SN BK BX | PCB plug-in connector, female plug, 5.08 mm, Number of poles: 16, 180°, Clamping yoke connection, Clamping range, max. : 4 mm², Box
40279 | 1944340000 | BLZP 5.08HC/03/180F SN BK BX | PCB plug-in connector, female plug, 5.08 mm, Number of poles: 3, 180°, Clamping yoke connection, Clamping range, max. : 4 mm², Box
40280 | 1948000000 | BLZP 5.08HC/02/90 SN OR BX | PCB plug-in connector, female plug, 5.08 mm, Number of poles: 2, 90°, Clamping yoke connection, Clamping range, max. : 4 mm², Box
40281 | 1943810000 | BLZP 5.08HC/02/180 SN BK BX | PCB plug-in connector, female plug, 5.08 mm, Number of poles: 2, 180°, Clamping yoke connection, Clamping range, max. : 4 mm², Box
40282 | 1059590000 | BLZ 7.62HP/03/180 SN BK BX | PCB plug-in connector, female plug, 7.62 mm, Number of poles: 3, Clamping yoke connection, Clamping range, max. : 4 mm², Box
40283 | 1929930000 | BVZ 7.62HP/02/180 SN BK BX | PCB plug-in connector, female plug, 7.62 mm, Number of poles: 2, 180°, Clamping yoke connection, Clamping range, max. : 10 mm², Box
40284 | 1929940000 | BVZ 7.62HP/03/180 SN BK BX | PCB plug-in connector, female plug, 7.62 mm, Number of poles: 3, 180°, Clamping yoke connection, Clamping range, max. : 10 mm², Box
40285 | 1988230000 | AAP14 2.5 LI-LI | Modular distribution terminals, PUSH IN, 2.5 mm², 500 V, 24 A, dark beige
40286 | 8820710000 | MCZ O TRAK 24.110VDC | MCZ-SERIES TRAK, Solid-state relay, 1 NO contact (Transistor), Rated control voltage: 24...110 V DC -30 / +25 % , Rated switching voltage: 5...137.5 V DC, Continuous current: 250 mA @ 50 °C, Tension-clamp connection
40287 | 1767670000 | ZPE 10/3AN | PE terminal, Tension-clamp connection, 10 mm², 1200 A (10 mm²), Green/yellow
40288 | 1706010000 | ZDU 2.5-2/3AN | Feed-through terminal, Tension-clamp connection, 2.5 mm², 800 V, 24 A, dark beige
40289 | 1608540000 | ZDU 2.5/3AN | Feed-through terminal, Tension-clamp connection, 2.5 mm², 800 V, 24 A, dark beige
40290 | 1745250000 | ZPE 16 | PE terminal, Tension-clamp connection, 16 mm², 1920 A (16 mm²), Green/yellow
40291 | 2539990000 | A2T 4 PE | Double-tier terminal, PUSH IN, 4 mm², 800 V, Green/yellow
40292 | 1577600000 | WQV 2.5/32 | W-Series, Cross-connector, For the terminals, Number of poles: 32
40293 | 1051960000 | WQV 4/2 | W-Series, Cross-connector, For the terminals, Number of poles: 2
40294 | 1052060000 | WQV 4/10 | W-Series, Cross-connector, For the terminals, Number of poles: 10
40295 | 1054660000 | WQV 4/4 | W-Series, Cross-connector, For the terminals, Number of poles: 4
40296 | 1054560000 | WQV 4/3 | W-Series, Cross-connector, For the terminals, Number of poles: 3
40297 | 1067560000 | LL 5.08/02/90 3.2SN BK BX | Printed circuit board terminals, 5.08 mm, Number of poles: 2, 90°, Solder pin length (l): 3.2 mm, tinned, black, Clamping yoke connection, Clamping range, max. : 6 mm², Box
40298 | 1806990000 | ZDU 4-2/4AN BL | Feed-through terminal, Tension-clamp connection, 4 mm², 800 V, 32 A, blue
40299 | 1013680000 | BLF 5.08HC/02/180 SN OR BX | PCB plug-in connector, female plug, 5.08 mm, Number of poles: 2, 180°, PUSH IN with actuator, Tension-clamp connection, Clamping range, max. : 3.31 mm², Box
40300 | 1513890000 | APGTB 2.5 PE 3C/1 | PE terminal, PUSH IN, 2.5 mm², 800, Green/yellow
40301 | 2540110000 | APGTB 4 PE 2C/1 | PE terminal, PUSH IN, 4 mm², 800, Green/yellow
40302 | 2674890000 | A2C 6 PE DL | PE terminal, PUSH IN, 6 mm², Green/yellow
40303 | 2674800000 | A2C 4 PE DL | PE terminal, PUSH IN, 4 mm², Green/yellow
40304 | 2674710000 | A2C 2.5 PE DL | PE terminal, PUSH IN, 2.5 mm², Green/yellow
40305 | 2674740000 | A3C 2.5 PE DL | PE terminal, PUSH IN, 2.5 mm², Green/yellow
40306 | 2531320000 | A2T 2.5 3C PE | PE terminal, PUSH IN, 2.5 mm², 800 V, Green/yellow
40307 | 2579640000 | AIO22 1.5 SI-PE OR | PUSH IN, 1.5 mm², 250 V, 13.5 A, orange
40308 | 2579580000 | AIO21 1.5 SO-PE OR | PUSH IN, 1.5 mm², 250 V, 13.5 A, orange
40309 | 2469390000 | A2T 1.5 FT-PE | Double-tier terminal, PUSH IN, 1.5 mm², 500 V, 16 A, dark beige
40310 | 2482230000 | APGTB 1.5 PE 3C/1 | PE terminal, PUSH IN, 1.5 mm², 500 V, Green/yellow
40311 | 2456530000 | UR20-8DIO-P-3W-DIAG | Remote I/O module, IP20, Digital signals, Input, Output, 8-channel
40312 | 1691170000 | BLZF 3.50/08/180F SN BK BX | PCB plug-in connector, female plug, 3.50 mm, Number of poles: 8, 180°, Tension-clamp connection, Clamping range, max. : 1.5 mm², Box
40313 | 1690900000 | BLZF 3.50/04/180F SN OR BX | PCB plug-in connector, female plug, 3.50 mm, Number of poles: 4, 180°, Tension-clamp connection, Clamping range, max. : 1.5 mm², Box
40314 | 1093460000 | BLZ 7.62HP/05/180LR SN BK BX | PCB plug-in connector, female plug, 7.62 mm, Number of poles: 5, Clamping yoke connection, Clamping range, max. : 4 mm², Box
40315 | 1928650000 | BVL 7.62HP/05/180 3.5SN BK BX | PCB plug-in connector, female header, closed side, THT solder connection, 7.62 mm, Number of poles: 5, 180°, Solder pin length (l): 3.5 mm, tinned, black, Box
40316 | 1469620000 | LL2N 5.08/08/90 3.2SN BK BX | Printed circuit board terminals, 5.08 mm, Number of poles: 8, 90°, Solder pin length (l): 3.2 mm, tinned, black, Clamping yoke connection, Clamping range, max. : 6 mm², Box
40317 | 1930290000 | SV 7.62HP/04/90G 3.5SN BK BX | PCB plug-in connector, male header, closed side, THT solder connection, 7.62 mm, Number of poles: 4, 90°, Solder pin length (l): 3.5 mm, tinned, black, Box
40318 | 1982700000 | BLF 5.08HC/02/270 SN OR BX | PCB plug-in connector, female plug, 5.08 mm, Number of poles: 2, 270°, PUSH IN with actuator, Tension-clamp connection, Clamping range, max. : 3.31 mm², Box
40319 | 1697230000 | LP 7.50/03/90 4.5SN BK BX | Printed circuit board terminals, 7.50 mm, Number of poles: 3, 90°, Solder pin length (l): 4.5 mm, tinned, black, Clamping yoke connection, Clamping range, max. : 6 mm², Box
40320 | 1069330000 | BHZ 5.00/02/90LH BK/BK | PCB plug-in connector Screw connection, Black release lever BHZ 5.00/02/90LH SN BK/BK BX
40321 | 1691000000 | BLZF 3.50/14/180F SN OR BX | PCB plug-in connector, female plug, 3.50 mm, Number of poles: 14, 180°, Tension-clamp connection, Clamping range, max. : 1.5 mm², Box
40322 | 2845820000 | SVF 7.62HP/03/180SFMSF3 SN BK BX | PCB plug-in connector, male plug, 7.62 mm, Number of poles: 3, 180°, PUSH IN without actuator, Tension-clamp connection, Clamping range, max. : 10 mm², Box
40323 | 2834800000 | TRP 24VDC 1CO | TERMSERIES, Relay module, Number of contacts: 1, CO contact AgNi, Rated control voltage: 24 V DC ±20 %, Continuous current: 6 A, PUSH IN, Test button available: No
40324 | 1315230000 | UR20-4DO-P-2A | Remote I/O module, IP20, Digital signals, Output, 4-channel, 2 A per channel
40325 | 1691020000 | BLZF 3.50/16/180F SN OR BX | PCB plug-in connector, female plug, 3.50 mm, Number of poles: 16, 180°, Tension-clamp connection, Clamping range, max. : 1.5 mm², Box
40326 | 1690980000 | BLZF 3.50/12/180F SN OR BX | PCB plug-in connector, female plug, 3.50 mm, Number of poles: 12, 180°, Tension-clamp connection, Clamping range, max. : 1.5 mm², Box
40327 | 2705010000 | RAILLASER | Marking systems, Laser print
40328 | 1690920000 | BLZF 3.50/06/180F SN OR BX | PCB plug-in connector, female plug, 3.50 mm, Number of poles: 6, 180°, Tension-clamp connection, Clamping range, max. : 1.5 mm², Box
40329 | 1691190000 | BLZF 3.50/10/180F SN BK BX | PCB plug-in connector, female plug, 3.50 mm, Number of poles: 10, 180°, Tension-clamp connection, Clamping range, max. : 1.5 mm², Box
40330 | 1690270000 | BLZF 3.50/10/180 SN OR BX | PCB plug-in connector, female plug, 3.50 mm, Number of poles: 10, 180°, Tension-clamp connection, Clamping range, max. : 1.5 mm², Box
40331 | 1690280000 | BLZF 3.50/11/180 SN OR BX | PCB plug-in connector, female plug, 3.50 mm, Number of poles: 11, 180°, Tension-clamp connection, Clamping range, max. : 1.5 mm², Box
40332 | 1690230000 | BLZF 3.50/06/180 SN OR BX | PCB plug-in connector, female plug, 3.50 mm, Number of poles: 6, 180°, Tension-clamp connection, Clamping range, max. : 1.5 mm², Box
40333 | 1690250000 | BLZF 3.50/08/180 SN OR BX | PCB plug-in connector, female plug, 3.50 mm, Number of poles: 8, 180°, Tension-clamp connection, Clamping range, max. : 1.5 mm², Box
40334 | 1690200000 | BLZF 3.50/03/180 SN OR BX | PCB plug-in connector, female plug, 3.50 mm, Number of poles: 3, 180°, Tension-clamp connection, Clamping range, max. : 1.5 mm², Box
40335 | 1690210000 | BLZF 3.50/04/180 SN OR BX | PCB plug-in connector, female plug, 3.50 mm, Number of poles: 4, 180°, Tension-clamp connection, Clamping range, max. : 1.5 mm², Box
40336 | 1690220000 | BLZF 3.50/05/180 SN OR BX | PCB plug-in connector, female plug, 3.50 mm, Number of poles: 5, 180°, Tension-clamp connection, Clamping range, max. : 1.5 mm², Box
40337 | 1690190000 | BLZF 3.50/02/180 SN OR BX | PCB plug-in connector, female plug, 3.50 mm, Number of poles: 2, 180°, Tension-clamp connection, Clamping range, max. : 1.5 mm², Box
40338 | 1059600000 | BLZ 7.62HP/04/180 SN BK BX | PCB plug-in connector, female plug, 7.62 mm, Number of poles: 4, Clamping yoke connection, Clamping range, max. : 4 mm², Box
40339 | 1944390000 | BLZP 5.08HC/08/180F SN BK BX | PCB plug-in connector, female plug, 5.08 mm, Number of poles: 8, 180°, Clamping yoke connection, Clamping range, max. : 4 mm², Box
40340 | 1944230000 | BLZP 5.08HC/16/180F SN OR BX | PCB plug-in connector, female plug, 5.08 mm, Number of poles: 16, 180°, Clamping yoke connection, Clamping range, max. : 4 mm², Box
40341 | 1943720000 | BLZP 5.08HC/16/180 SN OR BX | PCB plug-in connector, female plug, 5.08 mm, Number of poles: 16, 180°, Clamping yoke connection, Clamping range, max. : 4 mm², Box
40342 | 1948060000 | BLZP 5.08HC/08/90 SN OR BX | PCB plug-in connector, female plug, 5.08 mm, Number of poles: 8, 90°, Clamping yoke connection, Clamping range, max. : 4 mm², Box
40343 | 1948020000 | BLZP 5.08HC/04/90 SN OR BX | PCB plug-in connector, female plug, 5.08 mm, Number of poles: 4, 90°, Clamping yoke connection, Clamping range, max. : 4 mm², Box
40344 | 1980490000 | BLZ 7.62HP/03/180 SN OR BX | PCB plug-in connector, female plug, 7.62 mm, Number of poles: 3, Clamping yoke connection, Clamping range, max. : 4 mm², Box
40345 | 1043920000 | BLF 7.62HP/03/180F SN BK BX | PCB plug-in connector, female plug, 7.62 mm, Number of poles: 3, PUSH IN with actuator, Tension-clamp connection, Clamping range, max. : 2.5 mm², Box
40346 | 1943650000 | BLZP 5.08HC/09/180 SN OR BX | PCB plug-in connector, female plug, 5.08 mm, Number of poles: 9, 180°, Clamping yoke connection, Clamping range, max. : 4 mm², Box
40347 | 1943640000 | BLZP 5.08HC/08/180 SN OR BX | PCB plug-in connector, female plug, 5.08 mm, Number of poles: 8, 180°, Clamping yoke connection, Clamping range, max. : 4 mm², Box
40348 | 2827980000 | FUSE 10X38 20A 1000 VDC GPV S | Photovoltaics, Fuse cartridge, 1000 V, 10x38, gPV, 20 A
40349 | 2828000000 | FUSE 10X38 30A 1000 VDC GPV S | Photovoltaics, Fuse cartridge, 1000 V, 10x38, gPV, 30 A
40350 | 2827990000 | FUSE 10X38 25A 1000 VDC GPV S | Photovoltaics, Fuse cartridge, 1000 V, 10x38, gPV, 25 A inline fuse
40351 | 2827970000 | FUSE 10X38 15A 1000 VDC GPV S | Photovoltaics, Fuse cartridge, 1000 V, 10x38, gPV, 15 A
40352 | 1943580000 | BLZP 5.08HC/02/180 SN OR BX | PCB plug-in connector, female plug, 5.08 mm, Number of poles: 2, 180°, Clamping yoke connection, Clamping range, max. : 4 mm², Box
40353 | 1943600000 | BLZP 5.08HC/04/180 SN OR BX | PCB plug-in connector, female plug, 5.08 mm, Number of poles: 4, 180°, Clamping yoke connection, Clamping range, max. : 4 mm², Box
40354 | 1943590000 | BLZP 5.08HC/03/180 SN OR BX | PCB plug-in connector, female plug, 5.08 mm, Number of poles: 3, 180°, Clamping yoke connection, Clamping range, max. : 4 mm², Box
40355 | 1943610000 | BLZP 5.08HC/05/180 SN OR BX | PCB plug-in connector, female plug, 5.08 mm, Number of poles: 5, 180°, Clamping yoke connection, Clamping range, max. : 4 mm², Box
40356 | 1943620000 | BLZP 5.08HC/06/180 SN OR BX | PCB plug-in connector, female plug, 5.08 mm, Number of poles: 6, 180°, Clamping yoke connection, Clamping range, max. : 4 mm², Box
40357 | 1943630000 | BLZP 5.08HC/07/180 SN OR BX | PCB plug-in connector, female plug, 5.08 mm, Number of poles: 7, 180°, Clamping yoke connection, Clamping range, max. : 4 mm², Box
40358 | 1943660000 | BLZP 5.08HC/10/180 SN OR BX | PCB plug-in connector, female plug, 5.08 mm, Number of poles: 10, 180°, Clamping yoke connection, Clamping range, max. : 4 mm², Box
40359 | 1943670000 | BLZP 5.08HC/11/180 SN OR BX | PCB plug-in connector, female plug, 5.08 mm, Number of poles: 11, 180°, Clamping yoke connection, Clamping range, max. : 4 mm², Box
40360 | 1943680000 | BLZP 5.08HC/12/180 SN OR BX | PCB plug-in connector, female plug, 5.08 mm, Number of poles: 12, 180°, Clamping yoke connection, Clamping range, max. : 4 mm², Box
40361 | 1307580000 | BBDF BK | PCB plug-in connector, Accessories, Mounting block, black
40362 | 2768720000 | IE-PI-RJ45-TH-P | RJ45 plug-in connector, Plug insert RJ45, crimp, PROFINET, PROFINET
40363 | 1594460000 | LP 7.62/02/90 3.2SN OR BX | Printed circuit board terminals, 7.62 mm, Number of poles: 2, 90°, Solder pin length (l): 3.2 mm, tinned, orange, Clamping yoke connection, Clamping range, max. : 6 mm², Box
40364 | 1315590000 | UR20-2CNT-100 | Remote I/O module, IP20, Digital signals, Input, PUSH IN connection, Counter, dual channel
40365 | 1081790000 | SV 7.62IT/04/90MLF4 3.5SN BK BX | PCB plug-in connector, male header, closed side, Middle solder flange, THT solder connection, 7.62 mm, Number of poles: 4, 90°, Solder pin length (l): 3.5 mm, tinned, black, Box
40366 | 1394400000 | UR20-8DI-P-3W | Remote I/O module, IP20, Digital signals, Input, 8-channel
40367 | 1329120015 | PAC-S1200-HE20-V1-1M5 | Pre-assembled cable, PAC, Cable LiYY, 0.25 mm²
40368 | 1329170015 | PAC-S1200-HE20-V3-1M5 | Pre-assembled cable, PAC, Cable LiYY, 0.25 mm²
40369 | 4000003732 | FUSE WSFL 22X58 40A 1K5V GPV | Photovoltaics, Fuse cartridge, 1500 V, 22x58, gPV
40370 | 4000003733 | FUSE WSFL 22X58 50A 1K5V GPV | Photovoltaics, Fuse cartridge, 1500 V, 22x58, gPV
40371 | 4000003734 | FUSE WSFL 22X58 65A 1K5V GPV | Photovoltaics, Fuse cartridge, 1500 V, 22x58, gPV
40372 | 1315220000 | UR20-4DO-P | Remote I/O module, IP20, Digital signals, Output, 4-channel
40373 | 1315740000 | UR20-4COM-IO-LINK | Remote I/O module, IP20
40374 | 2744070000 | CH-W-B-A7.4/22-PPNM | Wallbox, max. charging capacity of 7.4 kW @ 1-phase (230 V) resp. 22 kW @ 3-phase (400 V) grid connection, max. current 32 A, With attached 5 m cable and type 2 plug, NFC, RFID, MID compliant, Modbus TCP
40375 | 1315730000 | UR20-4AO-UI-16-DIAG | Remote I/O module, IP20, Analog signals, Output, 4-channel, Current/Voltage